## Appendix 1 - All Units (2012)
Category | State | State-Region | Plant Name | ORIS Code | Generator ID | Fuel type | Prime mover type | Nameplate Capacity (MW) | Summer Capacity (MW) | Heat Input Capacity (mmBtu/hr) | Electric Generation (MWh) | Carbon Dioxide Emissions (tons) | UNITKEEP (CA<25 part of CC with CT>25) | Source Category | Cogn Flag Y/N | Unit Status | Unit Retirement Year | Exclusion Description | Commenced Operations in Data Year | NERC Interconnection
EXCLUDE | AL | AL-Eastern | Bankhead Dam | 2 | 1 | WAT | HY | 45 | 56 | 0 | 159180 | 0 |  | Electric Utility | N | OP |  | Non Combustion (NUC, WAT, WND, GEO, or SUN) |  | Eastern
COALST | AL | AL-Eastern | Barry | 3 | 1 | BIT | ST | 153.1 | 138 | 2322 | 152102 | 136584.42 |  | Electric Utility | N | OP | 2019 |  |  | Eastern
COALST | AL | AL-Eastern | Barry | 3 | 2 | BIT | ST | 153.1 | 137 | 2359 | 123410 | 151505.45 |  | Electric Utility | N | OP | 2019 |  |  | Eastern
COALST | AL | AL-Eastern | Barry | 3 | 3 | BIT | ST | 272 | 249 | 4318 | 496557 | 597437.36 |  | Electric Utility | N | OP |  |  |  | Eastern
COALST | AL | AL-Eastern | Barry | 3 | 4 | BIT | ST | 403.7 | 362 | 6372 | 1142699 | 1284533.55 |  | Electric Utility | N | OP |  |  |  | Eastern
COALST | AL | AL-Eastern | Barry | 3 | 5 | BIT | ST | 788.8 | 726.5 | 11057 | 3404379 | 3821950.38 |  | Electric Utility | N | OP |  |  |  | Eastern
NGCC | AL | AL-Eastern | Barry | 3 | A1CT | NG | CC | 170.1 | 154 | 3000 | 1261831.6 | 543578.95 |  | Electric Utility | N | OP |  |  |  | Eastern
NGCC | AL | AL-Eastern | Barry | 3 | A1CT2 | NG | CC | 170.1 | 154 | 3000 | 1261831.6 | 543578.95 |  | Electric Utility | N | OP |  |  |  | Eastern
NGCC | AL | AL-Eastern | Barry | 3 | A1ST | NG | CC | 195.2 | 173 | 3000 | 1448027.8 | 623789.6 |  | Electric Utility | N | OP |  |  |  | Eastern
NGCC | AL | AL-Eastern | Barry | 3 | A2C1 | NG | CC | 170.1 | 154 | 3000 | 1261831.6 | 543578.95 |  | Electric Utility | N | OP |  |  |  | Eastern
NGCC | AL | AL-Eastern | Barry | 3 | A2C2 | NG | CC | 170.1 | 154 | 3000 | 1261831.6 | 543578.95 |  | Electric Utility | N | OP |  |  |  | Eastern
NGCC | AL | AL-Eastern | Barry | 3 | A2ST | NG | CC | 195.2 | 173 | 3000 | 1448027.8 | 623789.6 |  | Electric Utility | N | OP |  |  |  | Eastern
EXCLUDE | AL | AL-Eastern | Walter Bouldin Dam | 4 | 1 | WAT | HY | 75 | 75.3 | 0 | 122362.67 | 0 |  | Electric Utility | N | OP |  | Non Combustion (NUC, WAT, WND, GEO, or SUN) |  | Eastern
EXCLUDE | AL | AL-Eastern | Walter Bouldin Dam | 4 | 2 | WAT | HY | 75 | 75.3 | 0 | 122362.67 | 0 |  | Electric Utility | N | OP |  | Non Combustion (NUC, WAT, WND, GEO, or SUN) |  | Eastern
EXCLUDE | AL | AL-Eastern | Walter Bouldin Dam | 4 | 3 | WAT | HY | 75 | 75.3 | 0 | 122362.67 | 0 |  | Electric Utility | N | OP |  | Non Combustion (NUC, WAT, WND, GEO, or SUN) |  | Eastern
COALST | AL | AL-Eastern | Gadsden | 7 | 1 | BIT | ST | 69 | 64 | 1142 | 170448 | 164509.7 |  | Electric Utility | Y | OP | 2014 |  |  | Eastern
COALST | AL | AL-Eastern | Gadsden | 7 | 2 | BIT | ST | 69 | 66 | 1090 | 51652 | 54000.52 |  | Electric Utility | Y | OP | 2014 |  |  | Eastern
COALST | AL | AL-Eastern | Gorgas | 8 | 10 | BIT | ST | 788.8 | 703 | 17436 | 2198784 | 2245226.55 |  | Electric Utility | N | OP |  |  |  | Eastern
COALST | AL | AL-Eastern | Gorgas | 8 | 6 | BIT | ST | 125 | 103 | 3096 | 52177 | 75078.99 |  | Electric Utility | N | OP | 2016 |  |  | Eastern
COALST | AL | AL-Eastern | Gorgas | 8 | 7 | BIT | ST | 125 | 104 | 2319 | 94947 | 120310.76 |  | Electric Utility | N | OP | 2017 |  |  | Eastern
COALST | AL | AL-Eastern | Gorgas | 8 | 8 | BIT | ST | 187.5 | 161 | 3062 | 295904 | 345613.65 |  | Electric Utility | N | OP |  |  |  | Eastern
COALST | AL | AL-Eastern | Gorgas | 8 | 9 | BIT | ST | 190.4 | 170 | 2778 | 410866 | 453095.58 |  | Electric Utility | N | OP |  |  |  | Eastern
EXCLUDE | TX | TX-Western | Copper | 9 | 1 | NG | GT | 80.5 | 62 | 865 | 37420 | 37592.99 |  | Electric Utility | N | OP |  | Simple cycle unit |  | Western
COALST | AL | AL-Eastern | Greene County | 10 | 1 | BIT | ST | 299.2 | 254 | 3386 | 1068988 | 1272157.26 |  | Electric Utility | N | OP |  |  |  | Eastern
COALST | AL | AL-Eastern | Greene County | 10 | 2 | BIT | ST | 269.2 | 243 | 3334 | 946774 | 1098694.19 |  | Electric Utility | N | OP |  |  |  | Eastern
EXCLUDE | AL | AL-Eastern | Greene County | 10 | GT10 | NG | GT | 80 | 85 | 1294 | 8815.44 | 5801.3 |  | Electric Utility | N | OP |  | Simple cycle unit |  | Eastern
EXCLUDE | AL | AL-Eastern | Greene County | 10 | GT2 | NG | GT | 80 | 84 | 1375 | 8815.44 | 10654.81 |  | Electric Utility | N | OP |  | Simple cycle unit |  | Eastern
EXCLUDE | AL | AL-Eastern | Greene County | 10 | GT3 | NG | GT | 80 | 82 | 1307.2 | 8815.44 | 13031.4 |  | Electric Utility | N | OP |  | Simple cycle unit |  | Eastern
EXCLUDE | AL | AL-Eastern | Greene County | 10 | GT4 | NG | GT | 80 | 81 | 1294 | 8815.44 | 6585.41 |  | Electric Utility | N | OP |  | Simple cycle unit |  | Eastern
EXCLUDE | AL | AL-Eastern | Greene County | 10 | GT5 | NG | GT | 80 | 82 | 1294 | 8815.44 | 8356.7 |  | Electric Utility | N | OP |  | Simple cycle unit |  | Eastern
EXCLUDE | AL | AL-Eastern | Greene County | 10 | GT6 | NG | GT | 80 | 81 | 1308.9 | 8815.44 | 5611.19 |  | Electric Utility | N | OP |  | Simple cycle unit |  | Eastern
EXCLUDE | AL | AL-Eastern | Greene County | 10 | GT7 | NG | GT | 80 | 80 | 1294 | 8815.44 | 6682 |  | Electric Utility | N | OP |  | Simple cycle unit |  | Eastern
EXCLUDE | AL | AL-Eastern | Greene County | 10 | GT8 | NG | GT | 80 | 83 | 1655 | 8815.44 | 10227.31 |  | Electric Utility | N | OP |  | Simple cycle unit |  | Eastern
EXCLUDE | AL | AL-Eastern | Greene County | 10 | GT9 | NG | GT | 80 | 82 | 1334.7 | 8815.44 | 9553.9 |  | Electric Utility | N | OP |  | Simple cycle unit |  | Eastern
EXCLUDE | AL | AL-Eastern | H Neely Henry Dam | 11 | 1 | WAT | HY | 24.3 | 23.3 | 0 | 42801.33 | 0 |  | Electric Utility | N | OP |  | Non Combustion (NUC, WAT, WND, GEO, or SUN) |  | Eastern
EXCLUDE | AL | AL-Eastern | H Neely Henry Dam | 11 | 2 | WAT | HY | 24.3 | 23.3 | 0 | 42801.33 | 0 |  | Electric Utility | N | OP |  | Non Combustion (NUC, WAT, WND, GEO, or SUN) |  | Eastern
EXCLUDE | AL | AL-Eastern | H Neely Henry Dam | 11 | 3 | WAT | HY | 24.3 | 23.4 | 0 | 42801.33 | 0 |  | Electric Utility | N | OP |  | Non Combustion (NUC, WAT, WND, GEO, or SUN) |  | Eastern
EXCLUDE | AL | AL-Eastern | Holt Dam | 12 | 1 | WAT | HY | 40 | 45 | 0 | 155852 | 0 |  | Electric Utility | N | OP | 2015 | Non Combustion (NUC, WAT, WND, GEO, or SUN) |  | Eastern
EXCLUDE | AL | AL-Eastern | Jordan Dam | 13 | 1 | WAT | HY | 25 | 25 | 0 | 50335.75 | 0 |  | Electric Utility | N | OP |  | Non Combustion (NUC, WAT, WND, GEO, or SUN) |  | Eastern
EXCLUDE | AL | AL-Eastern | Jordan Dam | 13 | 2 | WAT | HY | 25 | 25 | 0 | 50335.75 | 0 |  | Electric Utility | N | OP |  | Non Combustion (NUC, WAT, WND, GEO, or SUN) |  | Eastern
EXCLUDE | AL | AL-Eastern | Jordan Dam | 13 | 3 | WAT | HY | 25 | 25 | 0 | 50335.75 | 0 |  | Electric Utility | N | OP |  | Non Combustion (NUC, WAT, WND, GEO, or SUN) |  | Eastern
EXCLUDE | AL | AL-Eastern | Jordan Dam | 13 | 4 | WAT | HY | 25 | 25 | 0 | 50335.75 | 0 |  | Electric Utility | N | OP |  | Non Combustion (NUC, WAT, WND, GEO, or SUN) |  | Eastern
EXCLUDE | AL | AL-Eastern | Logan Martin Dam | 14 | 1 | WAT | HY | 42.7 | 45 | 0 | 66098.33 | 0 |  | Electric Utility | N | OP |  | Non Combustion (NUC, WAT, WND, GEO, or SUN) |  | Eastern
EXCLUDE | AL | AL-Eastern | Logan Martin Dam | 14 | 2 | WAT | HY | 42.7 | 45 | 0 | 66098.33 | 0 |  | Electric Utility | N | OP |  | Non Combustion (NUC, WAT, WND, GEO, or SUN) |  | Eastern
EXCLUDE | AL | AL-Eastern | Logan Martin Dam | 14 | 3 | WAT | HY | 42.7 | 45 | 0 | 66098.33 | 0 |  | Electric Utility | N | OP |  | Non Combustion (NUC, WAT, WND, GEO, or SUN) |  | Eastern
EXCLUDE | AL | AL-Eastern | Lay Dam | 15 | 1 | WAT | HY | 29.5 | 29.8 | 0 | 58304 | 0 |  | Electric Utility | N | OP |  | Non Combustion (NUC, WAT, WND, GEO, or SUN) |  | Eastern
EXCLUDE | AL | AL-Eastern | Lay Dam | 15 | 2 | WAT | HY | 29.5 | 29.8 | 0 | 58304 | 0 |  | Electric Utility | N | OP |  | Non Combustion (NUC, WAT, WND, GEO, or SUN) |  | Eastern
EXCLUDE | AL | AL-Eastern | Lay Dam | 15 | 3 | WAT | HY | 29.5 | 29.8 | 0 | 58304 | 0 |  | Electric Utility | N | OP |  | Non Combustion (NUC, WAT, WND, GEO, or SUN) |  | Eastern
EXCLUDE | AL | AL-Eastern | Lay Dam | 15 | 4 | WAT | HY | 29.5 | 29.8 | 0 | 58304 | 0 |  | Electric Utility | N | OP |  | Non Combustion (NUC, WAT, WND, GEO, or SUN) |  | Eastern
EXCLUDE | AL | AL-Eastern | Lay Dam | 15 | 5 | WAT | HY | 29.5 | 29.8 | 0 | 58304 | 0 |  | Electric Utility | N | OP |  | Non Combustion (NUC, WAT, WND, GEO, or SUN) |  | Eastern
EXCLUDE | AL | AL-Eastern | Lay Dam | 15 | 6 | WAT | HY | 29.5 | 29.8 | 0 | 58304 | 0 |  | Electric Utility | N | OP |  | Non Combustion (NUC, WAT, WND, GEO, or SUN) |  | Eastern
EXCLUDE | AL | AL-Eastern | Martin Dam | 16 | 1 | WAT | HY | 50.2 | 46.5 | 0 | 41944.65 | 0 |  | Electric Utility | N | OP |  | Non Combustion (NUC, WAT, WND, GEO, or SUN) |  | Eastern
EXCLUDE | AL | AL-Eastern | Martin Dam | 16 | 2 | WAT | HY | 50.2 | 46.5 | 0 | 41944.65 | 0 |  | Electric Utility | N | OP |  | Non Combustion (NUC, WAT, WND, GEO, or SUN) |  | Eastern
EXCLUDE | AL | AL-Eastern | Martin Dam | 16 | 3 | WAT | HY | 50.2 | 46.5 | 0 | 41944.65 | 0 |  | Electric Utility | N | OP |  | Non Combustion (NUC, WAT, WND, GEO, or SUN) |  | Eastern
EXCLUDE | AL | AL-Eastern | Martin Dam | 16 | 4 | WAT | HY | 60 | 46.5 | 0 | 50133.05 | 0 |  | Electric Utility | N | OP |  | Non Combustion (NUC, WAT, WND, GEO, or SUN) |  | Eastern
EXCLUDE | AL | AL-Eastern | Mitchell Dam | 17 | 4 | WAT | HY | 20 | 19.5 | 0 | 35188.82 | 0 |  | Electric Utility | N | OP |  | Non Combustion (NUC, WAT, WND, GEO, or SUN) |  | Eastern
EXCLUDE | AL | AL-Eastern | Mitchell Dam | 17 | 5 | WAT | HY | 50 | 48.8 | 0 | 87972.06 | 0 |  | Electric Utility | N | OP |  | Non Combustion (NUC, WAT, WND, GEO, or SUN) |  | Eastern
EXCLUDE | AL | AL-Eastern | Mitchell Dam | 17 | 6 | WAT | HY | 50 | 48.8 | 0 | 87972.06 | 0 |  | Electric Utility | N | OP |  | Non Combustion (NUC, WAT, WND, GEO, or SUN) |  | Eastern
EXCLUDE | AL | AL-Eastern | Mitchell Dam | 17 | 7 | WAT | HY | 50 | 48.8 | 0 | 87972.06 | 0 |  | Electric Utility | N | OP |  | Non Combustion (NUC, WAT, WND, GEO, or SUN) |  | Eastern
EXCLUDE | AL | AL-Eastern | Lewis Smith Dam | 18 | 1 | WAT | HY | 78.7 | 90 | 0 | 110232.5 | 0 |  | Electric Utility | N | OP |  | Non Combustion (NUC, WAT, WND, GEO, or SUN) |  | Eastern
EXCLUDE | AL | AL-Eastern | Lewis Smith Dam | 18 | 2 | WAT | HY | 78.7 | 90 | 0 | 110232.5 | 0 |  | Electric Utility | N | OP |  | Non Combustion (NUC, WAT, WND, GEO, or SUN) |  | Eastern
EXCLUDE | AL | AL-Eastern | Thurlow Dam | 19 | 1 | WAT | HY | 40.5 | 34 | 0 | 56299.01 | 0 |  | Electric Utility | N | OP |  | Non Combustion (NUC, WAT, WND, GEO, or SUN) |  | Eastern
EXCLUDE | AL | AL-Eastern | Thurlow Dam | 19 | 2 | WAT | HY | 40.5 | 34 | 0 | 56299.01 | 0 |  | Electric Utility | N | OP |  | Non Combustion (NUC, WAT, WND, GEO, or SUN) |  | Eastern
EXCLUDE | AL | AL-Eastern | Thurlow Dam | 19 | 3 | WAT | HY | 10 | 10 | 0 | 13900.99 | 0 |  | Electric Utility | N | OP |  | Non Combustion (NUC, WAT, WND, GEO, or SUN) |  | Eastern
EXCLUDE | AL | AL-Eastern | Weiss Dam | 20 | 1 | WAT | HY | 29.2 | 24.7 | 0 | 44914.33 | 0 |  | Electric Utility | N | OP |  | Non Combustion (NUC, WAT, WND, GEO, or SUN) |  | Eastern
EXCLUDE | AL | AL-Eastern | Weiss Dam | 20 | 2 | WAT | HY | 29.2 | 24.7 | 0 | 44914.33 | 0 |  | Electric Utility | N | OP |  | Non Combustion (NUC, WAT, WND, GEO, or SUN) |  | Eastern
EXCLUDE | AL | AL-Eastern | Weiss Dam | 20 | 3 | WAT | HY | 29.2 | 24.7 | 0 | 44914.33 | 0 |  | Electric Utility | N | OP |  | Non Combustion (NUC, WAT, WND, GEO, or SUN) |  | Eastern
EXCLUDE | AL | AL-Eastern | Yates Dam | 21 | 1 | WAT | HY | 25.5 | 23.5 | 0 | 37834.93 | 0 |  | Electric Utility | N | OP |  | Non Combustion (NUC, WAT, WND, GEO, or SUN) |  | Eastern
EXCLUDE | AL | AL-Eastern | Yates Dam | 21 | 2 | WAT | HY | 25 | 23.5 | 0 | 37093.07 | 0 |  | Electric Utility | N | OP |  | Non Combustion (NUC, WAT, WND, GEO, or SUN) |  | Eastern
COALST | AL | AL-Eastern | E C Gaston | 26 | 1 | BIT | ST | 272 | 254 | 5462 | 783158 | 878388.11 |  | Electric Utility | N | OP |  |  |  | Eastern
COALST | AL | AL-Eastern | E C Gaston | 26 | 2 | BIT | ST | 272 | 256 | 5324 | 853211 | 987187.92 |  | Electric Utility | N | OP |  |  |  | Eastern
COALST | AL | AL-Eastern | E C Gaston | 26 | 3 | BIT | ST | 272 | 254 | 5077.2 | 839616 | 1051879.15 |  | Electric Utility | N | OP |  |  |  | Eastern
COALST | AL | AL-Eastern | E C Gaston | 26 | 5 | BIT | ST | 952 | 842 | 16078 | 4944693 | 5243197.05 |  | Electric Utility | N | OP |  |  |  | Eastern
EXCLUDE | AL | AL-Eastern | E C Gaston | 26 | GT4 | DFO | GT | 21.2 | 16 | 0 | 82 | 199.57 |  | Electric Utility | N | OP |  | Simple cycle unit |  | Eastern
COALST | AL | AL-Eastern | E C Gaston | 26 | ST4 | BIT | ST | 244.8 | 256 | 3635 | 714273 | 805781.36 |  | Electric Utility | N | OP |  |  |  | Eastern
EXCLUDE | MN | MN-Eastern | Madelia | 30 | 1 | NG | IC | 3.1 | 3 | 0 | 0 | 0 |  | Electric Utility | N | OP |  | Internal Combustion |  | Eastern
EXCLUDE | MN | MN-Eastern | Madelia | 30 | 2 | NG | IC | 2 | 1.5 | 0 | 0 | 0 |  | Electric Utility | N | OP |  | Internal Combustion |  | Eastern
EXCLUDE | MN | MN-Eastern | Madelia | 30 | 3 | NG | IC | 1.1 | 0.9 | 0 | 0 | 0 |  | Electric Utility | N | OP |  | Internal Combustion |  | Eastern
EXCLUDE | MN | MN-Eastern | Madelia | 30 | 4 | NG | IC | 4.3 | 3.7 | 0 | 0 | 0 |  | Electric Utility | N | OP |  | Internal Combustion |  | Eastern
EXCLUDE | MN | MN-Eastern | Madelia | 30 | 5 | NG | IC | 1.3 | 1.1 | 0 | 0 | 0 |  | Electric Utility | N | OP |  | Internal Combustion |  | Eastern
EXCLUDE | CA | CA-Western | Rollins | 34 | 1P | WAT | HY | 12.1 | 12.1 | 0 | 56325 | 0 |  | IPP Non-CHP | N | OP |  | Non Combustion (NUC, WAT, WND, GEO, or SUN) |  | Western
EXCLUDE | AL | AL-Eastern | Millers Ferry | 38 | 1 | WAT | HY | 33.7 | 30 | 0 | 99970.67 | 0 |  | Electric Utility | N | OP |  | Non Combustion (NUC, WAT, WND, GEO, or SUN) |  | Eastern
EXCLUDE | AL | AL-Eastern | Millers Ferry | 38 | 2 | WAT | HY | 33.7 | 30 | 0 | 99970.67 | 0 |  | Electric Utility | N | OP |  | Non Combustion (NUC, WAT, WND, GEO, or SUN) |  | Eastern
EXCLUDE | AL | AL-Eastern | Millers Ferry | 38 | 3 | WAT | HY | 33.7 | 30 | 0 | 99970.67 | 0 |  | Electric Utility | N | OP |  | Non Combustion (NUC, WAT, WND, GEO, or SUN) |  | Eastern
EXCLUDE | AL | AL-Eastern | Browns Ferry | 46 | 1 | NUC | ST | 1152 | 1100.8 | 0 | 8598204.56 | 0 |  | Electric Utility | N | OP |  | Non Combustion (NUC, WAT, WND, GEO, or SUN) |  | Eastern
EXCLUDE | AL | AL-Eastern | Browns Ferry | 46 | 2 | NUC | ST | 1152 | 1103.7 | 0 | 8598204.56 | 0 |  | Electric Utility | N | OP |  | Non Combustion (NUC, WAT, WND, GEO, or SUN) |  | Eastern
EXCLUDE | AL | AL-Eastern | Browns Ferry | 46 | 3 | NUC | ST | 1190 | 1104.9 | 0 | 8881825.89 | 0 |  | Electric Utility | N | OP |  | Non Combustion (NUC, WAT, WND, GEO, or SUN) |  | Eastern
COALST | AL | AL-Eastern | Colbert | 47 | 1 | BIT | ST | 200 | 178 | 2463 | 725700 | 798061.33 |  | Electric Utility | N | OP |  |  |  | Eastern
COALST | AL | AL-Eastern | Colbert | 47 | 2 | BIT | ST | 200 | 178 | 2869 | 977731 | 1055732.26 |  | Electric Utility | N | OP |  |  |  | Eastern
COALST | AL | AL-Eastern | Colbert | 47 | 3 | BIT | ST | 200 | 178 | 2805 | 744938 | 823354.67 |  | Electric Utility | N | OP |  |  |  | Eastern
COALST | AL | AL-Eastern | Colbert | 47 | 4 | BIT | ST | 200 | 178 | 2716 | 522365 | 589946.42 |  | Electric Utility | N | OP |  |  |  | Eastern
COALST | AL | AL-Eastern | Colbert | 47 | 5 | BIT | ST | 550 | 472 | 8070 | 394186 | 451007.11 |  | Electric Utility | N | OP |  |  |  | Eastern
EXCLUDE | AL | AL-Eastern | Colbert | 47 | GT1 | NG | GT | 59.5 | 45.4 | 760 | 567.63 | 504.6 |  | Electric Utility | N | OP |  | Simple cycle unit |  | Eastern
EXCLUDE | AL | AL-Eastern | Colbert | 47 | GT2 | NG | GT | 59.5 | 45.4 | 760 | 567.63 | 404.43 |  | Electric Utility | N | OP |  | Simple cycle unit |  | Eastern
EXCLUDE | AL | AL-Eastern | Colbert | 47 | GT3 | NG | GT | 59.5 | 45.4 | 760 | 567.63 | 767.95 |  | Electric Utility | N | OP |  | Simple cycle unit |  | Eastern
EXCLUDE | AL | AL-Eastern | Colbert | 47 | GT4 | NG | GT | 59.5 | 45.4 | 760 | 567.63 | 476.08 |  | Electric Utility | N | OP |  | Simple cycle unit |  | Eastern
EXCLUDE | AL | AL-Eastern | Colbert | 47 | GT5 | NG | GT | 59.5 | 45.4 | 760 | 567.63 | 380.48 |  | Electric Utility | N | OP |  | Simple cycle unit |  | Eastern
EXCLUDE | AL | AL-Eastern | Colbert | 47 | GT6 | NG | GT | 59.5 | 45.4 | 760 | 567.63 | 255.98 |  | Electric Utility | N | OP |  | Simple cycle unit |  | Eastern
EXCLUDE | AL | AL-Eastern | Colbert | 47 | GT7 | NG | GT | 59.5 | 45.4 | 760 | 567.63 | 573.79 |  | Electric Utility | N | OP |  | Simple cycle unit |  | Eastern
EXCLUDE | AL | AL-Eastern | Colbert | 47 | GT8 | NG | GT | 59.5 | 45.4 | 760 | 567.63 | 473.47 |  | Electric Utility | N | OP |  | Simple cycle unit |  | Eastern
EXCLUDE | AL | AL-Eastern | Guntersville | 48 | 1 | WAT | HY | 28.8 | 31 | 0 | 166615.25 | 0 |  | Electric Utility | N | OP |  | Non Combustion (NUC, WAT, WND, GEO, or SUN) |  | Eastern
EXCLUDE | AL | AL-Eastern | Guntersville | 48 | 2 | WAT | HY | 28.8 | 30.6 | 0 | 166615.25 | 0 |  | Electric Utility | N | OP |  | Non Combustion (NUC, WAT, WND, GEO, or SUN) |  | Eastern
EXCLUDE | AL | AL-Eastern | Guntersville | 48 | 3 | WAT | HY | 28.8 | 29.8 | 0 | 166615.25 | 0 |  | Electric Utility | N | OP |  | Non Combustion (NUC, WAT, WND, GEO, or SUN) |  | Eastern
EXCLUDE | AL | AL-Eastern | Guntersville | 48 | 4 | WAT | HY | 28.8 | 31.3 | 0 | 166615.25 | 0 |  | Electric Utility | N | OP |  | Non Combustion (NUC, WAT, WND, GEO, or SUN) |  | Eastern
EXCLUDE | AL | AL-Eastern | Wheeler Dam | 49 | 1 | WAT | HY | 35.1 | 34.1 | 0 | 95974.52 | 0 |  | Electric Utility | N | OP |  | Non Combustion (NUC, WAT, WND, GEO, or SUN) |  | Eastern
EXCLUDE | AL | AL-Eastern | Wheeler Dam | 49 | 10 | WAT | HY | 36 | 41.9 | 0 | 98435.41 | 0 |  | Electric Utility | N | OP |  | Non Combustion (NUC, WAT, WND, GEO, or SUN) |  | Eastern
EXCLUDE | AL | AL-Eastern | Wheeler Dam | 49 | 11 | WAT | HY | 43.6 | 41.9 | 0 | 119216.21 | 0 |  | Electric Utility | N | OP |  | Non Combustion (NUC, WAT, WND, GEO, or SUN) |  | Eastern
EXCLUDE | AL | AL-Eastern | Wheeler Dam | 49 | 2 | WAT | HY | 35.1 | 33.2 | 0 | 95974.52 | 0 |  | Electric Utility | N | OP |  | Non Combustion (NUC, WAT, WND, GEO, or SUN) |  | Eastern
EXCLUDE | AL | AL-Eastern | Wheeler Dam | 49 | 3 | WAT | HY | 35.1 | 33.6 | 0 | 95974.52 | 0 |  | Electric Utility | N | OP |  | Non Combustion (NUC, WAT, WND, GEO, or SUN) |  | Eastern
EXCLUDE | AL | AL-Eastern | Wheeler Dam | 49 | 4 | WAT | HY | 35.1 | 33.4 | 0 | 95974.52 | 0 |  | Electric Utility | N | OP |  | Non Combustion (NUC, WAT, WND, GEO, or SUN) |  | Eastern
EXCLUDE | AL | AL-Eastern | Wheeler Dam | 49 | 5 | WAT | HY | 35.1 | 34.7 | 0 | 95974.52 | 0 |  | Electric Utility | N | OP |  | Non Combustion (NUC, WAT, WND, GEO, or SUN) |  | Eastern
EXCLUDE | AL | AL-Eastern | Wheeler Dam | 49 | 6 | WAT | HY | 35.1 | 34.6 | 0 | 95974.52 | 0 |  | Electric Utility | N | OP |  | Non Combustion (NUC, WAT, WND, GEO, or SUN) |  | Eastern
EXCLUDE | AL | AL-Eastern | Wheeler Dam | 49 | 7 | WAT | HY | 35.1 | 34.4 | 0 | 95974.52 | 0 |  | Electric Utility | N | OP |  | Non Combustion (NUC, WAT, WND, GEO, or SUN) |  | Eastern
EXCLUDE | AL | AL-Eastern | Wheeler Dam | 49 | 8 | WAT | HY | 35.1 | 34.5 | 0 | 95974.52 | 0 |  | Electric Utility | N | OP |  | Non Combustion (NUC, WAT, WND, GEO, or SUN) |  | Eastern
EXCLUDE | AL | AL-Eastern | Wheeler Dam | 49 | 9 | WAT | HY | 43.6 | 41.9 | 0 | 119216.21 | 0 |  | Electric Utility | N | OP |  | Non Combustion (NUC, WAT, WND, GEO, or SUN) |  | Eastern
COALST | AL | AL-Eastern | Widows Creek | 50 | 1 | BIT | ST | 140.6 | 111 | 0 | 0 | 0 |  | Electric Utility | N | OS | 2014 |  |  | Eastern
COALST | AL | AL-Eastern | Widows Creek | 50 | 2 | BIT | ST | 140.6 | 111 | 0 | 0 | 0 |  | Electric Utility | N | OS | 2014 |  |  | Eastern
COALST | AL | AL-Eastern | Widows Creek | 50 | 3 | BIT | ST | 140.6 | 111 | 0 | 0 | 0 |  | Electric Utility | N | OS | 2013 |  |  | Eastern
COALST | AL | AL-Eastern | Widows Creek | 50 | 4 | BIT | ST | 140.6 | 111 | 0 | 0 | 0 |  | Electric Utility | N | OS | 2015 |  |  | Eastern
COALST | AL | AL-Eastern | Widows Creek | 50 | 5 | BIT | ST | 140.6 | 111 | 0 | 0 | 0 |  | Electric Utility | N | OS | 2013 |  |  | Eastern
COALST | AL | AL-Eastern | Widows Creek | 50 | 6 | BIT | ST | 140.6 | 111 | 0 | 0 | 0 |  | Electric Utility | N | OP | 2015 |  |  | Eastern
COALST | AL | AL-Eastern | Widows Creek | 50 | 7 | BIT | ST | 575 | 473 | 5681 | 2493213 | 2849451.5 |  | Electric Utility | N | OP |  |  |  | Eastern
COALST | AL | AL-Eastern | Widows Creek | 50 | 8 | BIT | ST | 550 | 465 | 6602 | 1949090 | 2148195.65 |  | Electric Utility | N | OP |  |  |  | Eastern
COALST | LA | LA-Eastern | Dolet Hills | 51 | 1 | LIG | ST | 720.7 | 638 | 7600 | 4616823 | 5678438.03 |  | Electric Utility | N | OP |  |  |  | Eastern
EXCLUDE | AL | AL-Eastern | Gantt | 53 | 3 | WAT | HY | 1.2 | 1 | 0 | 1477.6 | 0 |  | Electric Utility | N | OP |  | Non Combustion (NUC, WAT, WND, GEO, or SUN) |  | Eastern
EXCLUDE | AL | AL-Eastern | Gantt | 53 | 4 | WAT | HY | 1.8 | 1.8 | 0 | 2216.4 | 0 |  | Electric Utility | N | OP |  | Non Combustion (NUC, WAT, WND, GEO, or SUN) |  | Eastern
EXCLUDE | KY | KY-Eastern | J K Smith | 54 | GT1 | NG | GT | 149 | 104 | 1777.55 | 125036.14 | 87972.81 |  | Electric Utility | N | OP |  | Simple cycle unit |  | Eastern
EXCLUDE | KY | KY-Eastern | J K Smith | 54 | GT10 | NG | GT | 98 | 88 | 1169.13 | 82238.53 | 57861.31 |  | Electric Utility | N | OP |  | Simple cycle unit |  | Eastern
EXCLUDE | KY | KY-Eastern | J K Smith | 54 | GT11 | NG | GT | 98 | 74 | 0 | 0 | 0 |  | Electric Utility | N | IP |  | Status of Operation (IP, L, P, T) |  | Eastern
EXCLUDE | KY | KY-Eastern | J K Smith | 54 | GT12 | NG | GT | 98 | 74 | 0 | 0 | 0 |  | Electric Utility | N | IP |  | Status of Operation (IP, L, P, T) |  | Eastern
EXCLUDE | KY | KY-Eastern | J K Smith | 54 | GT2 | NG | GT | 149 | 104 | 1777.55 | 125036.14 | 87972.81 |  | Electric Utility | N | OP |  | Simple cycle unit |  | Eastern
EXCLUDE | KY | KY-Eastern | J K Smith | 54 | GT3 | NG | GT | 149 | 104 | 1777.55 | 125036.14 | 87972.81 |  | Electric Utility | N | OP |  | Simple cycle unit |  | Eastern
EXCLUDE | KY | KY-Eastern | J K Smith | 54 | GT4 | NG | GT | 108 | 74 | 1288.42 | 90630.22 | 63765.53 |  | Electric Utility | N | OP |  | Simple cycle unit |  | Eastern
EXCLUDE | KY | KY-Eastern | J K Smith | 54 | GT5 | NG | GT | 108 | 74 | 1288.42 | 90630.22 | 63765.53 |  | Electric Utility | N | OP |  | Simple cycle unit |  | Eastern
EXCLUDE | KY | KY-Eastern | J K Smith | 54 | GT6 | NG | GT | 98 | 74 | 1169.13 | 82238.53 | 57861.31 |  | Electric Utility | N | OP |  | Simple cycle unit |  | Eastern
EXCLUDE | KY | KY-Eastern | J K Smith | 54 | GT7 | NG | GT | 98 | 74 | 1169.13 | 82238.53 | 57861.31 |  | Electric Utility | N | OP |  | Simple cycle unit |  | Eastern
EXCLUDE | KY | KY-Eastern | J K Smith | 54 | GT8 | NG | GT | 83 | 74 | 0 | 0 | 0 |  | Electric Utility | N | IP |  | Status of Operation (IP, L, P, T) |  | Eastern
EXCLUDE | KY | KY-Eastern | J K Smith | 54 | GT9 | NG | GT | 98 | 88 | 1169.13 | 82238.53 | 57861.31 |  | Electric Utility | N | OP |  | Simple cycle unit |  | Eastern
EXCLUDE | KY | KY-Eastern | J K Smith | 54 | ST1 | BIT | ST | 329.4 | 278 | 0 | 0 | 0 |  | Electric Utility | N | IP |  | Status of Operation (IP, L, P, T) |  | Eastern
EXCLUDE | AL | AL-Eastern | Point A | 55 | 1 | WAT | HY | 1.6 | 1.8 | 0 | 3269.54 | 0 |  | Electric Utility | N | OP |  | Non Combustion (NUC, WAT, WND, GEO, or SUN) |  | Eastern
EXCLUDE | AL | AL-Eastern | Point A | 55 | 2 | WAT | HY | 1.6 | 1.8 | 0 | 3269.54 | 0 |  | Electric Utility | N | OP |  | Non Combustion (NUC, WAT, WND, GEO, or SUN) |  | Eastern
EXCLUDE | AL | AL-Eastern | Point A | 55 | 3 | WAT | HY | 2 | 1.8 | 0 | 4086.92 | 0 |  | Electric Utility | N | OP |  | Non Combustion (NUC, WAT, WND, GEO, or SUN) |  | Eastern
COALST | AL | AL-Eastern | Charles R Lowman | 56 | 1 | BIT | ST | 66 | 80 | 1119 | 4388.57 | 7012.41 |  | Electric Utility | N | OP |  |  |  | Eastern
COALST | AL | AL-Eastern | Charles R Lowman | 56 | 2 | BIT | ST | 236 | 235 | 3103 | 878335 | 1074000.88 |  | Electric Utility | N | OP |  |  |  | Eastern
COALST | AL | AL-Eastern | Charles R Lowman | 56 | 3 | BIT | ST | 236 | 235 | 3010 | 999488 | 1245084.88 |  | Electric Utility | N | OP |  |  |  | Eastern
COALST | NE | NE-Eastern | Platte | 59 | 1 | SUB | ST | 109.8 | 100 | 1500 | 441660 | 587336.65 |  | Electric Utility | N | OP |  |  |  | Eastern
COALST | NE | NE-Eastern | Whelan Energy Center | 60 | 1 | SUB | ST | 76.3 | 77 | 835 | 362131 | 477654.19 |  | Electric Utility | N | OP |  |  |  | Eastern
COALST | NE | NE-Eastern | Whelan Energy Center | 60 | 2 | SUB | ST | 248 | 232 | 2210.5 | 998948 | 1119293.9 |  | Electric Utility | N | OP |  |  |  | Eastern
EXCLUDE | AK | AK-Alaska | Annex Creek | 62 | 5 | WAT | HY | 1.8 | 1.8 | 0 | 9870.75 | 0 |  | Electric Utility | N | OP |  | State not covered under final 111(d) |  | Alaska
EXCLUDE | AK | AK-Alaska | Annex Creek | 62 | 6 | WAT | HY | 2.2 | 1.8 | 0 | 12064.25 | 0 |  | Electric Utility | N | OP |  | State not covered under final 111(d) |  | Alaska
EXCLUDE | AK | AK-Alaska | Gold Creek | 63 | 1 | WAT | HY | 0.8 | 0.8 | 0 | 1993.5 | 0 |  | Electric Utility | N | OP |  | State not covered under final 111(d) |  | Alaska
EXCLUDE | AK | AK-Alaska | Gold Creek | 63 | 2 | WAT | HY | 0.4 | 0.4 | 0 | 996.75 | 0 |  | Electric Utility | N | OP |  | State not covered under final 111(d) |  | Alaska
EXCLUDE | AK | AK-Alaska | Gold Creek | 63 | 3 | WAT | HY | 0.4 | 0.4 | 0 | 996.75 | 0 |  | Electric Utility | N | OP |  | State not covered under final 111(d) |  | Alaska
EXCLUDE | AK | AK-Alaska | Gold Creek | 63 | IC1 | DFO | IC | 1.2 | 1.2 | 0 | 0 | 0 |  | Electric Utility | N | SB |  | State not covered under final 111(d) |  | Alaska
EXCLUDE | AK | AK-Alaska | Gold Creek | 63 | IC2 | DFO | IC | 1.2 | 1.2 | 0 | 0 | 0 |  | Electric Utility | N | SB |  | State not covered under final 111(d) |  | Alaska
EXCLUDE | AK | AK-Alaska | Gold Creek | 63 | IC3 | DFO | IC | 1.1 | 1.1 | 0 | 0 | 0 |  | Electric Utility | N | SB |  | State not covered under final 111(d) |  | Alaska
EXCLUDE | AK | AK-Alaska | Gold Creek | 63 | IC4 | DFO | IC | 3.5 | 3.5 | 0 | 0 | 0 |  | Electric Utility | N | SB |  | State not covered under final 111(d) |  | Alaska
EXCLUDE | AK | AK-Alaska | Gold Creek | 63 | IC5 | DFO | IC | 1.1 | 1.1 | 0 | 0 | 0 |  | Electric Utility | N | SB |  | State not covered under final 111(d) |  | Alaska
EXCLUDE | AK | AK-Alaska | Lemon Creek | 64 | 1 | DFO | IC | 2.5 | 2.5 | 0 | 0 | 0 |  | Electric Utility | N | SB |  | State not covered under final 111(d) |  | Alaska
EXCLUDE | AK | AK-Alaska | Lemon Creek | 64 | 2 | DFO | IC | 2.6 | 2.5 | 0 | 0 | 0 |  | Electric Utility | N | SB |  | State not covered under final 111(d) |  | Alaska
EXCLUDE | AK | AK-Alaska | Lemon Creek | 64 | 3 | DFO | IC | 2.6 | 2.5 | 0 | 0 | 0 |  | Electric Utility | N | SB |  | State not covered under final 111(d) |  | Alaska
EXCLUDE | AK | AK-Alaska | Lemon Creek | 64 | 5 | DFO | GT | 18.6 | 17.5 | 0 | 10 | 18.14 |  | Electric Utility | N | SB |  | State not covered under final 111(d) |  | Alaska
EXCLUDE | AK | AK-Alaska | Lemon Creek | 64 | 6 | DFO | GT | 18.6 | 17.5 | 0 | 10 | 18.14 |  | Electric Utility | N | SB |  | State not covered under final 111(d) |  | Alaska
EXCLUDE | AK | AK-Alaska | Lemon Creek | 64 | 7 | DFO | IC | 2.8 | 2.5 | 0 | 0 | 0 |  | Electric Utility | N | SB |  | State not covered under final 111(d) |  | Alaska
EXCLUDE | AK | AK-Alaska | Lemon Creek | 64 | IC10 | DFO | IC | 2.8 | 2.5 | 0 | 0 | 0 |  | Electric Utility | N | SB |  | State not covered under final 111(d) |  | Alaska
EXCLUDE | AK | AK-Alaska | Lemon Creek | 64 | IC11 | DFO | IC | 2.8 | 2.5 | 0 | 0 | 0 |  | Electric Utility | N | SB |  | State not covered under final 111(d) |  | Alaska
EXCLUDE | AK | AK-Alaska | Lemon Creek | 64 | IC12 | DFO | IC | 2.8 | 2.5 | 0 | 0 | 0 |  | Electric Utility | N | SB |  | State not covered under final 111(d) |  | Alaska
EXCLUDE | AK | AK-Alaska | Lemon Creek | 64 | IC8 | DFO | IC | 2.8 | 2.5 | 0 | 0 | 0 |  | Electric Utility | N | SB |  | State not covered under final 111(d) |  | Alaska
EXCLUDE | AK | AK-Alaska | Lemon Creek | 64 | IC9 | DFO | IC | 2.8 | 2.5 | 0 | 0 | 0 |  | Electric Utility | N | SB |  | State not covered under final 111(d) |  | Alaska
EXCLUDE | AK | AK-Alaska | Salmon Creek 1 | 65 | HY7 | WAT | HY | 8.5 | 5.2 | 0 | 28396 | 0 |  | Electric Utility | N | OP |  | State not covered under final 111(d) |  | Alaska
EXCLUDE | AK | AK-Alaska | Skagway | 66 | 1 | WAT | HY | 0.4 | 0.4 | 0 | 1332.4 | 0 |  | Electric Utility | N | OP |  | State not covered under final 111(d) |  | Alaska
EXCLUDE | AK | AK-Alaska | Skagway | 66 | 2 | WAT | HY | 0.1 | 0.1 | 0 | 333.1 | 0 |  | Electric Utility | N | OP |  | State not covered under final 111(d) |  | Alaska
EXCLUDE | AK | AK-Alaska | Skagway | 66 | 3 | WAT | HY | 0.3 | 0.3 | 0 | 999.3 | 0 |  | Electric Utility | N | OP |  | State not covered under final 111(d) |  | Alaska
EXCLUDE | AK | AK-Alaska | Skagway | 66 | 4 | WAT | HY | 0.2 | 0.2 | 0 | 666.2 | 0 |  | Electric Utility | N | OP |  | State not covered under final 111(d) |  | Alaska
EXCLUDE | AK | AK-Alaska | Skagway | 66 | 6A | DFO | IC | 0.8 | 0.8 | 0 | 0 | 0 |  | Electric Utility | N | OP |  | State not covered under final 111(d) |  | Alaska
EXCLUDE | AK | AK-Alaska | Skagway | 66 | 7A | DFO | IC | 1.1 | 1.1 | 0 | 0 | 0 |  | Electric Utility | N | OP |  | State not covered under final 111(d) |  | Alaska
EXCLUDE | AK | AK-Alaska | Skagway | 66 | 8A | DFO | IC | 0.5 | 0.5 | 0 | 0 | 0 |  | Electric Utility | N | OP |  | State not covered under final 111(d) |  | Alaska
EXCLUDE | AK | AK-Alaska | Skagway | 66 | 9 | DFO | IC | 1 | 1 | 0 | 0 | 0 |  | Electric Utility | N | OP |  | State not covered under final 111(d) |  | Alaska
EXCLUDE | AK | AK-Alaska | Haines | 69 | 10 | DFO | IC | 1.2 | 1.2 | 0 | 0 | 0 |  | Electric Utility | N | OP |  | State not covered under final 111(d) |  | Alaska
EXCLUDE | AK | AK-Alaska | Haines | 69 | 5 | DFO | IC | 0.6 | 0.6 | 0 | 0 | 0 |  | Electric Utility | N | OP |  | State not covered under final 111(d) |  | Alaska
EXCLUDE | AK | AK-Alaska | Haines | 69 | 7A | DFO | IC | 2.8 | 2.8 | 0 | 0 | 0 |  | Electric Utility | N | OP |  | State not covered under final 111(d) |  | Alaska
EXCLUDE | AK | AK-Alaska | Haines | 69 | 9 | DFO | IC | 1.1 | 1.1 | 0 | 0 | 0 |  | Electric Utility | N | RE | 2004 | State not covered under final 111(d) |  | Alaska
EXCLUDE | AK | AK-Alaska | Haines | 69 | IC8A | DFO | IC | 1.6 | 1.6 | 0 | 0 | 0 |  | Electric Utility | N | OP |  | State not covered under final 111(d) |  | Alaska
EXCLUDE | AK | AK-Alaska | Swan Lake | 70 | 1 | WAT | HY | 11.2 | 11.2 | 0 | 48344.5 | 0 |  | Electric Utility | N | OP |  | State not covered under final 111(d) |  | Alaska
EXCLUDE | AK | AK-Alaska | Swan Lake | 70 | 2 | WAT | HY | 11.2 | 11.2 | 0 | 48344.5 | 0 |  | Electric Utility | N | OP |  | State not covered under final 111(d) |  | Alaska
EXCLUDE | AK | AK-Alaska | Terror Lake | 71 | 1 | WAT | HY | 11.2 | 11.2 | 0 | 65560.5 | 0 |  | Electric Utility | N | OP |  | State not covered under final 111(d) |  | Alaska
EXCLUDE | AK | AK-Alaska | Terror Lake | 71 | 2 | WAT | HY | 11.2 | 11.2 | 0 | 65560.5 | 0 |  | Electric Utility | N | OP |  | State not covered under final 111(d) |  | Alaska
EXCLUDE | CA | CA-Western | Venice | 72 | 1 | WAT | HY | 10.1 | 10.1 | 0 | 6972 | 0 |  | Electric Utility | N | OP |  | Non Combustion (NUC, WAT, WND, GEO, or SUN) |  | Western
EXCLUDE | AK | AK-Alaska | Anchorage 1 | 75 | 1 | NG | GT | 12.5 | 14 | 0 | 6768.21 | 5001.2 |  | Electric Utility | N | OP |  | State not covered under final 111(d) |  | Alaska
EXCLUDE | AK | AK-Alaska | Anchorage 1 | 75 | 2 | NG | GT | 12.5 | 14 | 0 | 6768.21 | 5001.2 |  | Electric Utility | N | OP |  | State not covered under final 111(d) |  | Alaska
EXCLUDE | AK | AK-Alaska | Anchorage 1 | 75 | 3 | NG | GT | 16.3 | 17.7 | 0 | 0 | 0 |  | Electric Utility | N | RE | 2004 | State not covered under final 111(d) |  | Alaska
EXCLUDE | AK | AK-Alaska | Anchorage 1 | 75 | 3R | NG | GT | 48.9 | 29.3 | 0 | 26477.24 | 19564.7 |  | Electric Utility | N | OP |  | State not covered under final 111(d) |  | Alaska
EXCLUDE | AK | AK-Alaska | Anchorage 1 | 75 | 4 | NG | GT | 27 | 31.1 | 0 | 14619.34 | 10802.59 |  | Electric Utility | N | OP |  | State not covered under final 111(d) |  | Alaska
EXCLUDE | AK | AK-Alaska | Anchorage 1 | 75 | D1 | DFO | IC | 1.1 | 1.2 | 0 | 0 | 0 |  | Electric Utility | N | RE | 2010 | State not covered under final 111(d) |  | Alaska
EXCLUDE | AK | AK-Alaska | Anchorage 1 | 75 | D2 | DFO | IC | 1.1 | 1.4 | 0 | 0 | 0 |  | Electric Utility | N | RE | 2010 | State not covered under final 111(d) |  | Alaska
EXCLUDE | AK | AK-Alaska | Anchorage 1 | 75 | P1BS | DFO | IC | 2 | 2 | 0 | 0 | 0 |  | Electric Utility | N | OP |  | State not covered under final 111(d) |  | Alaska
EXCLUDE | AK | AK-Alaska | Eklutna Hydro Project | 77 | 1 | WAT | HY | 22.2 | 22.2 | 0 | 35563 | 0 |  | Electric Utility | N | OP |  | State not covered under final 111(d) |  | Alaska
EXCLUDE | AK | AK-Alaska | Eklutna Hydro Project | 77 | 2 | WAT | HY | 22.2 | 22.2 | 0 | 35563 | 0 |  | Electric Utility | N | OP |  | State not covered under final 111(d) |  | Alaska
EXCLUDE | AK | AK-Alaska | Snettisham | 78 | 1 | WAT | HY | 23.6 | 23.5 | 0 | 87646.54 | 0 |  | Electric Utility | N | OP |  | State not covered under final 111(d) |  | Alaska
EXCLUDE | AK | AK-Alaska | Snettisham | 78 | 2 | WAT | HY | 23.6 | 23.5 | 0 | 87646.54 | 0 |  | Electric Utility | N | OP |  | State not covered under final 111(d) |  | Alaska
EXCLUDE | AK | AK-Alaska | Snettisham | 78 | 3 | WAT | HY | 31 | 31 | 0 | 115128.93 | 0 |  | Electric Utility | N | OP |  | State not covered under final 111(d) |  | Alaska
EXCLUDE | AK | AK-Alaska | Aurora Energy LLC Chena | 79 | 1 | SUB | ST | 5 | 6 | 0 | 31255 | 56251.69 |  | IPP CHP | Y | OP |  | State not covered under final 111(d) |  | Alaska
EXCLUDE | AK | AK-Alaska | Aurora Energy LLC Chena | 79 | 2 | SUB | ST | 2.5 | 2.5 | 0 | 4738 | 8527.29 |  | IPP CHP | Y | OP |  | State not covered under final 111(d) |  | Alaska
EXCLUDE | AK | AK-Alaska | Aurora Energy LLC Chena | 79 | 3 | SUB | ST | 1.5 | 1.5 | 0 | 0 | 0 |  | IPP CHP | Y | RE | 2009 | State not covered under final 111(d) |  | Alaska
EXCLUDE | AK | AK-Alaska | Aurora Energy LLC Chena | 79 | 5 | SUB | ST | 20 | 23.9 | 0 | 165412 | 297702.93 |  | IPP CHP | Y | OP |  | State not covered under final 111(d) |  | Alaska
EXCLUDE | AK | AK-Alaska | Aurora Energy LLC Chena | 79 | 7 | SUB | ST | 2.3 | 2.3 | 0 | 0 | 0 |  | IPP CHP | Y | IP |  | State not covered under final 111(d) |  | Alaska
EXCLUDE | AK | AK-Alaska | Ketchikan | 84 | 3 | WAT | HY | 1.4 | 1.4 | 0 | 8041.67 | 0 |  | Electric Utility | N | OP |  | State not covered under final 111(d) |  | Alaska
EXCLUDE | AK | AK-Alaska | Ketchikan | 84 | 4 | WAT | HY | 1.4 | 1.4 | 0 | 8041.67 | 0 |  | Electric Utility | N | OP |  | State not covered under final 111(d) |  | Alaska
EXCLUDE | AK | AK-Alaska | Ketchikan | 84 | 5 | WAT | HY | 1.4 | 1.4 | 0 | 8041.67 | 0 |  | Electric Utility | N | OP |  | State not covered under final 111(d) |  | Alaska
EXCLUDE | AK | AK-Alaska | S W Bailey | 85 | 1 | DFO | IC | 4.5 | 3.5 | 0 | 0 | 0 |  | Electric Utility | N | OP |  | State not covered under final 111(d) |  | Alaska
EXCLUDE | AK | AK-Alaska | S W Bailey | 85 | 2 | DFO | IC | 4.5 | 3.5 | 0 | 0 | 0 |  | Electric Utility | N | OP |  | State not covered under final 111(d) |  | Alaska
EXCLUDE | AK | AK-Alaska | S W Bailey | 85 | 3 | DFO | IC | 6.4 | 5.5 | 0 | 0 | 0 |  | Electric Utility | N | OP |  | State not covered under final 111(d) |  | Alaska
EXCLUDE | AK | AK-Alaska | S W Bailey | 85 | 4 | DFO | IC | 10.5 | 10.5 | 0 | 0 | 0 |  | Electric Utility | N | OP |  | State not covered under final 111(d) |  | Alaska
COALST | NM | NM-Western | Escalante | 87 | 1 | SUB | ST | 257 | 247 | 4400 | 1122027 | 1383242.06 |  | Electric Utility | N | OP |  |  |  | Western
EXCLUDE | NY | NY-Eastern | Ashokan | 88 | 1 | WAT | HY | 2.3 | 1.9 | 0 | 5145 | 0 |  | Electric Utility | N | OP |  | Non Combustion (NUC, WAT, WND, GEO, or SUN) |  | Eastern
EXCLUDE | NY | NY-Eastern | Ashokan | 88 | 2 | WAT | HY | 2.3 | 1.9 | 0 | 5145 | 0 |  | Electric Utility | N | OP |  | Non Combustion (NUC, WAT, WND, GEO, or SUN) |  | Eastern
EXCLUDE | AK | AK-Alaska | Snake River | 90 | 11 | DFO | IC | 1.5 | 1.5 | 0 | 0 | 0 |  | Electric Utility | N | OS |  | State not covered under final 111(d) |  | Alaska
EXCLUDE | AK | AK-Alaska | Snake River | 90 | 12 | DFO | IC | 3.8 | 3.7 | 0 | 0 | 0 |  | Electric Utility | N | OP |  | State not covered under final 111(d) |  | Alaska
EXCLUDE | AK | AK-Alaska | Snake River | 90 | 14 | DFO | IC | 2 | 1.9 | 0 | 0 | 0 |  | Electric Utility | N | OP |  | State not covered under final 111(d) |  | Alaska
EXCLUDE | AK | AK-Alaska | Snake River | 90 | 15 | DFO | IC | 5.2 | 5.2 | 0 | 0 | 0 |  | Electric Utility | Y | OP |  | State not covered under final 111(d) |  | Alaska
EXCLUDE | AK | AK-Alaska | Snake River | 90 | 16 | DFO | IC | 5.2 | 5.2 | 0 | 0 | 0 |  | Electric Utility | Y | OP |  | State not covered under final 111(d) |  | Alaska
EXCLUDE | AK | AK-Alaska | Snake River | 90 | 5 | DFO | IC | 1.2 | 1.2 | 0 | 0 | 0 |  | Electric Utility | N | RE | 2001 | State not covered under final 111(d) |  | Alaska
EXCLUDE | AK | AK-Alaska | Snake River | 90 | 6 | DFO | IC | 1 | 1 | 0 | 0 | 0 |  | Electric Utility | N | RE | 2008 | State not covered under final 111(d) |  | Alaska
EXCLUDE | AK | AK-Alaska | Snake River | 90 | 9 | DFO | IC | 2.8 | 2.9 | 0 | 0 | 0 |  | Electric Utility | N | OS |  | State not covered under final 111(d) |  | Alaska
EXCLUDE | AK | AK-Alaska | Petersburg | 91 | 3 | WAT | HY | 1.6 | 1.6 | 0 | 13259 | 0 |  | Electric Utility | N | OP |  | State not covered under final 111(d) |  | Alaska
EXCLUDE | AK | AK-Alaska | Petersburg | 91 | IC1 | DFO | IC | 2.6 | 1.7 | 0 | 0 | 0 |  | Electric Utility | N | OP |  | State not covered under final 111(d) |  | Alaska
EXCLUDE | AK | AK-Alaska | Petersburg | 91 | IC2 | DFO | IC | 0.3 | 0.2 | 0 | 0 | 0 |  | Electric Utility | N | OP |  | State not covered under final 111(d) |  | Alaska
EXCLUDE | AK | AK-Alaska | Petersburg | 91 | IC3 | DFO | IC | 1.2 | 1 | 0 | 0 | 0 |  | Electric Utility | N | OP |  | State not covered under final 111(d) |  | Alaska
EXCLUDE | AK | AK-Alaska | Petersburg | 91 | IC4 | DFO | IC | 0.6 | 0.6 | 0 | 0 | 0 |  | Electric Utility | N | OP |  | State not covered under final 111(d) |  | Alaska
EXCLUDE | AK | AK-Alaska | Petersburg | 91 | IC5 | DFO | IC | 0.8 | 0.7 | 0 | 0 | 0 |  | Electric Utility | N | OP |  | State not covered under final 111(d) |  | Alaska
EXCLUDE | AK | AK-Alaska | Petersburg | 91 | IC6 | DFO | IC | 2.6 | 2.3 | 0 | 0 | 0 |  | Electric Utility | N | OP |  | State not covered under final 111(d) |  | Alaska
EXCLUDE | AK | AK-Alaska | Petersburg | 91 | IC7 | DFO | IC | 2.6 | 2.3 | 0 | 0 | 0 |  | Electric Utility | N | OP |  | State not covered under final 111(d) |  | Alaska
EXCLUDE | AK | AK-Alaska | Petersburg | 91 | IC8 | DFO | IC | 2.5 | 2.2 | 0 | 0 | 0 |  | Electric Utility | N | OP |  | State not covered under final 111(d) | Yes | Alaska
EXCLUDE | AK | AK-Alaska | Seward | 92 | 1 | DFO | IC | 1.5 | 1 | 0 | 0 | 0 |  | Electric Utility | N | RE | 2009 | State not covered under final 111(d) |  | Alaska
EXCLUDE | AK | AK-Alaska | Seward | 92 | 2 | DFO | IC | 1.5 | 1 | 0 | 0 | 0 |  | Electric Utility | N | RE | 2009 | State not covered under final 111(d) |  | Alaska
EXCLUDE | AK | AK-Alaska | Seward | 92 | 3 | DFO | IC | 2.5 | 2.5 | 0 | 0 | 0 |  | Electric Utility | N | OP |  | State not covered under final 111(d) |  | Alaska
EXCLUDE | AK | AK-Alaska | Seward | 92 | 4 | DFO | IC | 2.5 | 2.5 | 0 | 0 | 0 |  | Electric Utility | N | OP |  | State not covered under final 111(d) |  | Alaska
EXCLUDE | AK | AK-Alaska | Seward | 92 | 5 | DFO | IC | 2.5 | 2.5 | 0 | 0 | 0 |  | Electric Utility | N | OP |  | State not covered under final 111(d) |  | Alaska
EXCLUDE | AK | AK-Alaska | Seward | 92 | 6 | DFO | IC | 2.8 | 2.8 | 0 | 0 | 0 |  | Electric Utility | N | OP |  | State not covered under final 111(d) |  | Alaska
EXCLUDE | AK | AK-Alaska | Seward | 92 | N1 | DFO | IC | 2.8 | 2.8 | 0 | 0 | 0 |  | Electric Utility | N | OP |  | State not covered under final 111(d) |  | Alaska
EXCLUDE | AK | AK-Alaska | Seward | 92 | N2 | DFO | IC | 2.5 | 2.5 | 0 | 0 | 0 |  | Electric Utility | N | OP |  | State not covered under final 111(d) |  | Alaska
EXCLUDE | AK | AK-Alaska | Blue Lake | 93 | 1 | WAT | HY | 3.5 | 3.5 | 0 | 27836 | 0 |  | Electric Utility | N | OP |  | State not covered under final 111(d) |  | Alaska
EXCLUDE | AK | AK-Alaska | Blue Lake | 93 | 2 | WAT | HY | 3.5 | 3.5 | 0 | 27836 | 0 |  | Electric Utility | N | OP |  | State not covered under final 111(d) |  | Alaska
EXCLUDE | AK | AK-Alaska | Wrangell | 95 | 1 | DFO | IC | 1.3 | 1.3 | 0 | 0 | 0 |  | Electric Utility | N | RE | 2001 | State not covered under final 111(d) |  | Alaska
EXCLUDE | AK | AK-Alaska | Wrangell | 95 | 11 | DFO | IC | 2 | 2 | 0 | 0 | 0 |  | Electric Utility | N | OP |  | State not covered under final 111(d) |  | Alaska
EXCLUDE | AK | AK-Alaska | Wrangell | 95 | 12 | DFO | IC | 2 | 2 | 0 | 0 | 0 |  | Electric Utility | N | OP |  | State not covered under final 111(d) |  | Alaska
EXCLUDE | AK | AK-Alaska | Wrangell | 95 | 13 | DFO | IC | 2 | 2 | 0 | 0 | 0 |  | Electric Utility | N | OP |  | State not covered under final 111(d) |  | Alaska
EXCLUDE | AK | AK-Alaska | Wrangell | 95 | 2 | DFO | IC | 1.3 | 1.3 | 0 | 0 | 0 |  | Electric Utility | N | RE | 2001 | State not covered under final 111(d) |  | Alaska
EXCLUDE | AK | AK-Alaska | Wrangell | 95 | 3 | DFO | IC | 1.3 | 1.3 | 0 | 0 | 0 |  | Electric Utility | N | RE | 2001 | State not covered under final 111(d) |  | Alaska
EXCLUDE | AK | AK-Alaska | Wrangell | 95 | 4 | DFO | IC | 1.3 | 1.3 | 0 | 0 | 0 |  | Electric Utility | N | RE | 2001 | State not covered under final 111(d) |  | Alaska
EXCLUDE | AK | AK-Alaska | Wrangell | 95 | 5 | DFO | IC | 0.5 | 0.5 | 0 | 0 | 0 |  | Electric Utility | N | RE | 2009 | State not covered under final 111(d) |  | Alaska
EXCLUDE | AK | AK-Alaska | Wrangell | 95 | 7 | DFO | IC | 0.5 | 0.5 | 0 | 0 | 0 |  | Electric Utility | N | RE | 2009 | State not covered under final 111(d) |  | Alaska
EXCLUDE | AK | AK-Alaska | Wrangell | 95 | 9 | DFO | IC | 2.5 | 2.5 | 0 | 0 | 0 |  | Electric Utility | N | OP |  | State not covered under final 111(d) |  | Alaska
EXCLUDE | AK | AK-Alaska | Beluga | 96 | 1 | NG | GT | 16 | 18.9 | 0 | 63142.58 | 49181.39 |  | Electric Utility | N | OP |  | State not covered under final 111(d) |  | Alaska
EXCLUDE | AK | AK-Alaska | Beluga | 96 | 2 | NG | GT | 16 | 18.9 | 0 | 63142.58 | 49181.39 |  | Electric Utility | N | OP |  | State not covered under final 111(d) |  | Alaska
EXCLUDE | AK | AK-Alaska | Beluga | 96 | 3 | NG | GT | 59.1 | 58 | 0 | 233232.92 | 181663.77 |  | Electric Utility | N | OP |  | State not covered under final 111(d) |  | Alaska
EXCLUDE | AK | AK-Alaska | Beluga | 96 | 5 | NG | GT | 68.3 | 61.4 | 0 | 269539.91 | 209943.07 |  | Electric Utility | N | OP |  | State not covered under final 111(d) |  | Alaska
EXCLUDE | AK | AK-Alaska | Beluga | 96 | 6 | NG | CC | 76.5 | 72.6 | 0 | 491205.79 | 267229.68 |  | Electric Utility | N | OP |  | State not covered under final 111(d) |  | Alaska
EXCLUDE | AK | AK-Alaska | Beluga | 96 | 7 | NG | CC | 76.5 | 70.6 | 0 | 491205.79 | 267229.68 |  | Electric Utility | N | OP |  | State not covered under final 111(d) |  | Alaska
EXCLUDE | AK | AK-Alaska | Beluga | 96 | 8 | NG | CC | 62 | 44 | 0 | 398101.42 | 216578.3 |  | Electric Utility | N | OP |  | State not covered under final 111(d) |  | Alaska
EXCLUDE | WA | WA-Western | Frederickson | 99 | 1 | NG | GT | 88.9 | 67 | 0 | 16938 | 16870.75 |  | Electric Utility | N | SB |  | Simple cycle unit |  | Western
EXCLUDE | WA | WA-Western | Frederickson | 99 | 2 | NG | GT | 88.9 | 67 | 0 | 16938 | 16870.75 |  | Electric Utility | N | SB |  | Simple cycle unit |  | Western
EXCLUDE | AZ | AZ-Western | South Consolidated | 100 | SC1 | WAT | HY | 1.4 | 1.4 | 0 | 1314 | 0 |  | Electric Utility | N | OP |  | Non Combustion (NUC, WAT, WND, GEO, or SUN) |  | Western
EXCLUDE | CA | CA-Western | J S Eastwood | 104 | 1 | WAT | PS | 199.8 | 199.8 | 0 | 179428 | 0 |  | Electric Utility | N | OP |  | Non Combustion (NUC, WAT, WND, GEO, or SUN) |  | Western
COALST | KS | KS-Eastern | Holcomb | 108 | 1 | SUB | ST | 348.7 | 358.8 | 4320 | 1967702 | 2154747.24 |  | Electric Utility | N | OP |  |  |  | Eastern
EXCLUDE | AK | AK-Alaska | Dillingham | 109 | 10 | DFO | IC | 1.1 | 1.1 | 0 | 0 | 0 |  | Electric Utility | N | OP |  | State not covered under final 111(d) |  | Alaska
EXCLUDE | AK | AK-Alaska | Dillingham | 109 | 11 | DFO | IC | 1 | 1 | 0 | 0 | 0 |  | Electric Utility | N | OP |  | State not covered under final 111(d) |  | Alaska
EXCLUDE | AK | AK-Alaska | Dillingham | 109 | 12 | DFO | IC | 1 | 1 | 0 | 0 | 0 |  | Electric Utility | N | OP |  | State not covered under final 111(d) |  | Alaska
EXCLUDE | AK | AK-Alaska | Dillingham | 109 | 13 | DFO | IC | 1 | 1 | 0 | 0 | 0 |  | Electric Utility | N | OP |  | State not covered under final 111(d) |  | Alaska
EXCLUDE | AK | AK-Alaska | Dillingham | 109 | 14 | DFO | IC | 1 | 1 | 0 | 0 | 0 |  | Electric Utility | N | OP |  | State not covered under final 111(d) |  | Alaska
EXCLUDE | AK | AK-Alaska | Dillingham | 109 | 15 | DFO | IC | 1 | 1 | 0 | 0 | 0 |  | Electric Utility | N | OP |  | State not covered under final 111(d) |  | Alaska
EXCLUDE | AK | AK-Alaska | Dillingham | 109 | 16 | DFO | IC | 0.5 | 0.5 | 0 | 0 | 0 |  | Electric Utility | N | OP |  | State not covered under final 111(d) |  | Alaska
EXCLUDE | AK | AK-Alaska | Dillingham | 109 | 3 | DFO | IC | 0.3 | 0.3 | 0 | 0 | 0 |  | Electric Utility | N | RE | 2009 | State not covered under final 111(d) |  | Alaska
EXCLUDE | AK | AK-Alaska | Dillingham | 109 | 4 | DFO | IC | 0.5 | 0.5 | 0 | 0 | 0 |  | Electric Utility | N | RE | 2001 | State not covered under final 111(d) |  | Alaska
EXCLUDE | AK | AK-Alaska | Dillingham | 109 | 5 | DFO | IC | 0.7 | 0.7 | 0 | 0 | 0 |  | Electric Utility | N | RE | 2007 | State not covered under final 111(d) |  | Alaska
EXCLUDE | AK | AK-Alaska | Dillingham | 109 | 6 | DFO | IC | 1 | 1 | 0 | 0 | 0 |  | Electric Utility | N | RE | 2007 | State not covered under final 111(d) |  | Alaska
EXCLUDE | AK | AK-Alaska | Dillingham | 109 | 8 | DFO | IC | 0.8 | 0.8 | 0 | 0 | 0 |  | Electric Utility | N | RE | 2006 | State not covered under final 111(d) |  | Alaska
EXCLUDE | AK | AK-Alaska | Dillingham | 109 | IC9 | DFO | IC | 0.8 | 0.8 | 0 | 0 | 0 |  | Electric Utility | N | RE | 2006 | State not covered under final 111(d) |  | Alaska
EXCLUDE | AZ | AZ-Western | Childs | 112 | 1 | WAT | HY | 1.8 | 1.4 | 0 | 0 | 0 |  | Electric Utility | N | RE | 2005 | Retired prior to 2012 |  | Western
EXCLUDE | AZ | AZ-Western | Childs | 112 | 2 | WAT | HY | 1.8 | 1.4 | 0 | 0 | 0 |  | Electric Utility | N | RE | 2005 | Retired prior to 2012 |  | Western
EXCLUDE | AZ | AZ-Western | Childs | 112 | 3 | WAT | HY | 1.8 | 1.4 | 0 | 0 | 0 |  | Electric Utility | N | RE | 2005 | Retired prior to 2012 |  | Western
COALST | AZ | AZ-Western | Cholla | 113 | 1 | SUB | ST | 113.6 | 116 | 1477 | 830108 | 1019760.78 |  | Electric Utility | N | OP |  |  |  | Western
COALST | AZ | AZ-Western | Cholla | 113 | 2 | SUB | ST | 288.9 | 260 | 5940 | 1812482 | 2180383.04 |  | Electric Utility | N | OP |  |  |  | Western
COALST | AZ | AZ-Western | Cholla | 113 | 3 | SUB | ST | 312.3 | 271 | 5940 | 1638312 | 2056791.92 |  | Electric Utility | N | OP |  |  |  | Western
COALST | AZ | AZ-Western | Cholla | 113 | 4 | SUB | ST | 414 | 380 | 6858 | 2703958 | 3211740.09 |  | Electric Utility | N | OP |  |  |  | Western
EXCLUDE | AZ | AZ-Western | Douglas | 114 | 1 | DFO | GT | 26.1 | 15 | 0 | 131 | 334.08 |  | Electric Utility | N | OP |  | Simple cycle unit |  | Western
EXCLUDE | AZ | AZ-Western | Irving | 115 | 1 | WAT | HY | 1.6 | 1.4 | 0 | 0 | 0 |  | Electric Utility | N | RE | 2005 | Retired prior to 2012 |  | Western
OGST | AZ | AZ-Western | Ocotillo | 116 | 1 | NG | ST | 113.6 | 110 | 1240 | 40416 | 31481.46 |  | Electric Utility | N | OP |  |  |  | Western
OGST | AZ | AZ-Western | Ocotillo | 116 | 2 | NG | ST | 113.6 | 110 | 1240 | 29854 | 23844.82 |  | Electric Utility | N | OP |  |  |  | Western
EXCLUDE | AZ | AZ-Western | Ocotillo | 116 | GT1 | NG | GT | 53.1 | 50 | 0 | 2056.5 | 2460.43 |  | Electric Utility | N | OP |  | Simple cycle unit |  | Western
EXCLUDE | AZ | AZ-Western | Ocotillo | 116 | GT2 | NG | GT | 53.1 | 50 | 0 | 2056.5 | 2460.43 |  | Electric Utility | N | OP |  | Simple cycle unit |  | Western
EXCLUDE | AZ | AZ-Western | Ocotillo | 116 | PV1 | SUN | PV | 0.1 | 0.1 | 0 | 50.17 | 0 |  | Electric Utility | N | OP |  | Non Combustion (NUC, WAT, WND, GEO, or SUN) |  | Western
EXCLUDE | AZ | AZ-Western | Ocotillo | 116 | PV2 | SUN | PV | 0.1 | 0.1 | 0 | 50.17 | 0 |  | Electric Utility | N | OP |  | Non Combustion (NUC, WAT, WND, GEO, or SUN) |  | Western
EXCLUDE | AZ | AZ-Western | Ocotillo | 116 | PVM | SUN | PV | 0.4 | 0.4 | 0 | 200.67 | 0 |  | Electric Utility | N | OP |  | Non Combustion (NUC, WAT, WND, GEO, or SUN) |  | Western
NGCC | AZ | AZ-Western | West Phoenix | 117 | 1B | NG | CC | 132 | 85 | 639.74 | 272102.08 | 114162.41 |  | Electric Utility | N | OP |  |  |  | Western
NGCC | AZ | AZ-Western | West Phoenix | 117 | 2B | NG | CC | 132 | 85 | 639.74 | 272102.08 | 114162.41 |  | Electric Utility | N | OP |  |  |  | Western
NGCC | AZ | AZ-Western | West Phoenix | 117 | 3B | NG | CC | 132 | 85 | 639.74 | 272102.08 | 114162.41 |  | Electric Utility | N | OP |  |  |  | Western
EXCLUDE | AZ | AZ-Western | West Phoenix | 117 | 4 | NG | ST | 34.5 | 33.3 | 0 | 0 | 0 |  | Electric Utility | N | RE | 2002 | Retired prior to 2012 |  | Western
EXCLUDE | AZ | AZ-Western | West Phoenix | 117 | 5 | NG | ST | 16 | 12 | 0 | 0 | 0 |  | Electric Utility | N | RE | 2002 | Retired prior to 2012 |  | Western
EXCLUDE | AZ | AZ-Western | West Phoenix | 117 | 6 | NG | ST | 69 | 63 | 0 | 0 | 0 |  | Electric Utility | N | RE | 2002 | Retired prior to 2012 |  | Western
NGCC | AZ | AZ-Western | West Phoenix | 117 | C4-1 | NG | CC | 91 | 68 | 441.03 | 187585.53 | 78702.87 |  | Electric Utility | N | OP |  |  |  | Western
NGCC | AZ | AZ-Western | West Phoenix | 117 | C4-2 | NG | CC | 44.6 | 39 | 216.16 | 91937.52 | 38573.06 |  | Electric Utility | N | OP |  |  |  | Western
NGCC | AZ | AZ-Western | West Phoenix | 117 | C5-1 | NG | CC | 184.5 | 160 | 894.18 | 380324.5 | 159567.91 |  | Electric Utility | N | OP |  |  |  | Western
NGCC | AZ | AZ-Western | West Phoenix | 117 | C5-2 | NG | CC | 184.5 | 160 | 894.18 | 380324.5 | 159567.91 |  | Electric Utility | N | OP |  |  |  | Western
NGCC | AZ | AZ-Western | West Phoenix | 117 | C5-3 | NG | CC | 200.6 | 170 | 972.21 | 413512.71 | 173492.27 |  | Electric Utility | N | OP |  |  |  | Western
EXCLUDE | AZ | AZ-Western | West Phoenix | 117 | GT1 | NG | GT | 53.1 | 50 | 0 | 605.5 | 2081.89 |  | Electric Utility | N | OP |  | Simple cycle unit |  | Western
EXCLUDE | AZ | AZ-Western | West Phoenix | 117 | GT2 | NG | GT | 53.1 | 50 | 0 | 605.5 | 2081.89 |  | Electric Utility | N | OP |  | Simple cycle unit |  | Western
OGST | AZ | AZ-Western | Saguaro | 118 | 1 | NG | ST | 125 | 110 | 0 | 0 | 0 |  | Electric Utility | N | OP | 2013 |  |  | Western
OGST | AZ | AZ-Western | Saguaro | 118 | 2 | NG | ST | 125 | 100 | 0 | 0 | 0 |  | Electric Utility | N | OP | 2013 |  |  | Western
EXCLUDE | AZ | AZ-Western | Saguaro | 118 | GE1 | NG | GT | 78.3 | 76 | 403.17 | 7099.2 | 5210.62 |  | Electric Utility | N | OP |  | Simple cycle unit |  | Western
EXCLUDE | AZ | AZ-Western | Saguaro | 118 | GT1 | NG | GT | 53.1 | 50 | 273.41 | 4814.4 | 3533.64 |  | Electric Utility | N | OP |  | Simple cycle unit |  | Western
EXCLUDE | AZ | AZ-Western | Saguaro | 118 | GT2 | NG | GT | 53.1 | 50 | 273.41 | 4814.4 | 3533.64 |  | Electric Utility | N | OP |  | Simple cycle unit |  | Western
EXCLUDE | AZ | AZ-Western | Saguaro | 118 | PV1 | SUN | OT | 1 | 1 | 0 | 0 | 0 |  | Electric Utility | N | OP | 2013 | Non Combustion (NUC, WAT, WND, GEO, or SUN) |  | Western
EXCLUDE | AZ | AZ-Western | Yucca | 120 | GT1 | NG | GT | 23.6 | 18 | 72.75 | 10436.67 | 5408.88 |  | Electric Utility | N | OP |  | Simple cycle unit |  | Western
EXCLUDE | AZ | AZ-Western | Yucca | 120 | GT2 | NG | GT | 23.6 | 18 | 72.75 | 10436.67 | 5408.88 |  | Electric Utility | N | OP |  | Simple cycle unit |  | Western
EXCLUDE | AZ | AZ-Western | Yucca | 120 | GT21 | DFO | GT | 25.3 | 20 | 77.99 | 11188.46 | 5798.5 |  | Electric Utility | N | OP |  | Simple cycle unit |  | Western
EXCLUDE | AZ | AZ-Western | Yucca | 120 | GT3 | NG | GT | 72.4 | 52 | 223.17 | 32017.58 | 16593.34 |  | Electric Utility | N | OP |  | Simple cycle unit |  | Western
EXCLUDE | AZ | AZ-Western | Yucca | 120 | GT4 | DFO | GT | 72.4 | 51 | 223.17 | 32017.58 | 16593.34 |  | Electric Utility | N | OP |  | Simple cycle unit |  | Western
EXCLUDE | AZ | AZ-Western | Yucca | 120 | GT5 | NG | GT | 60.5 | 47 | 186.49 | 26755.02 | 13865.98 |  | Electric Utility | N | OP |  | Simple cycle unit |  | Western
EXCLUDE | AZ | AZ-Western | Yucca | 120 | GT6 | NG | GT | 60.5 | 47 | 186.49 | 26755.02 | 13865.98 |  | Electric Utility | N | OP |  | Simple cycle unit |  | Western
OGST | AZ | AZ-Western | Yucca | 120 | ST1 | NG | ST | 86.7 | 75 | 850 | 116512 | 71688.16 |  | Electric Utility | N | OP |  |  |  | Western
EXCLUDE | AZ | AZ-Western | Demoss Petrie | 124 | GT2 | NG | GT | 85 | 72.2 | 1140 | 5488 | 5449.31 |  | Electric Utility | N | OP |  | Simple cycle unit |  | Western
OGST | AZ | AZ-Western | H Wilson Sundt Generating Station | 126 | 4 | NG | ST | 173.3 | 156 | 1702 | 465995 | 432626.82 |  | Electric Utility | N | OP |  |  |  | Western
EXCLUDE | AZ | AZ-Western | H Wilson Sundt Generating Station | 126 | GT1 | NG | GT | 27 | 24 | 0 | 3942.5 | 4402.87 |  | Electric Utility | N | OP |  | Simple cycle unit |  | Western
EXCLUDE | AZ | AZ-Western | H Wilson Sundt Generating Station | 126 | GT2 | NG | GT | 27 | 25 | 0 | 3942.5 | 4402.87 |  | Electric Utility | N | OP |  | Simple cycle unit |  | Western
OGST | AZ | AZ-Western | H Wilson Sundt Generating Station | 126 | ST1 | NG | ST | 108.8 | 81 | 850 | 80724 | 52141.73 |  | Electric Utility | N | OP |  |  |  | Western
OGST | AZ | AZ-Western | H Wilson Sundt Generating Station | 126 | ST2 | NG | ST | 108.8 | 81 | 820 | 80543 | 56790.24 |  | Electric Utility | N | OP |  |  |  | Western
OGST | AZ | AZ-Western | H Wilson Sundt Generating Station | 126 | ST3 | NG | ST | 113.6 | 105 | 1210 | 168099 | 96518.28 |  | Electric Utility | N | OP |  |  |  | Western
COALST | TX | TX-ERCOT | Oklaunion | 127 | 1 | SUB | ST | 720 | 670 | 6800 | 3118474 | 3614819.62 |  | Electric Utility | N | OP |  |  |  | ERCOT
COALST | SC | SC-Eastern | Cross | 130 | 1 | BIT | ST | 590.9 | 580 | 6750 | 2165407 | 2409282.33 |  | Electric Utility | N | OP |  |  |  | Eastern
COALST | SC | SC-Eastern | Cross | 130 | 2 | BIT | ST | 556.2 | 570 | 6640 | 2242176 | 2470664.33 |  | Electric Utility | N | OP |  |  |  | Eastern
COALST | SC | SC-Eastern | Cross | 130 | 3 | BIT | ST | 591 | 590 | 6895 | 3983805 | 4175217.17 |  | Electric Utility | N | OP |  |  |  | Eastern
COALST | SC | SC-Eastern | Cross | 130 | 4 | BIT | ST | 652 | 590 | 7120 | 4677369 | 5075345.6 |  | Electric Utility | N | OP |  |  |  | Eastern
COALST | FL | FL-Eastern | Seminole | 136 | 1 | BIT | ST | 735.9 | 675 | 7172 | 3742705 | 3674321.74 |  | Electric Utility | N | OP |  |  |  | Eastern
COALST | FL | FL-Eastern | Seminole | 136 | 2 | BIT | ST | 735.9 | 688 | 7172 | 3850483 | 3858102.42 |  | Electric Utility | N | OP |  |  |  | Eastern
EXCLUDE | FL | FL-Eastern | Seminole | 136 | 3 | BIT | ST | 850 | 750 | 0 | 0 | 0 |  | Electric Utility | N | IP |  | Status of Operation (IP, L, P, T) |  | Eastern
OGST | AZ | AZ-Western | Agua Fria | 141 | AF1 | NG | ST | 113.6 | 113 | 1370 | 18807 | 15334.1 |  | Electric Utility | N | OP |  |  |  | Western
OGST | AZ | AZ-Western | Agua Fria | 141 | AF2 | NG | ST | 113.6 | 113 | 1370 | 17050 | 14589.33 |  | Electric Utility | N | OP |  |  |  | Western
OGST | AZ | AZ-Western | Agua Fria | 141 | AF3 | NG | ST | 163.2 | 181 | 2350 | 16710 | 12911.34 |  | Electric Utility | N | OP |  |  |  | Western
EXCLUDE | AZ | AZ-Western | Agua Fria | 141 | AF4 | NG | GT | 80.5 | 73 | 0 | 591.2 | 1075.08 |  | Electric Utility | N | OP |  | Simple cycle unit |  | Western
EXCLUDE | AZ | AZ-Western | Agua Fria | 141 | AF5 | NG | GT | 71.2 | 73 | 0 | 522.9 | 950.88 |  | Electric Utility | N | OP |  | Simple cycle unit |  | Western
EXCLUDE | AZ | AZ-Western | Agua Fria | 141 | AF6 | NG | GT | 71.2 | 73 | 0 | 522.9 | 950.88 |  | Electric Utility | N | OP |  | Simple cycle unit |  | Western
EXCLUDE | AZ | AZ-Western | Agua Fria | 141 | PV-3 | SUN | PV | 0.2 | 0.2 | 0 | 438 | 0 |  | Electric Utility | N | OP |  | Non Combustion (NUC, WAT, WND, GEO, or SUN) |  | Western
EXCLUDE | AZ | AZ-Western | Crosscut | 143 | CC1 | NG | ST | 7.5 | 7.5 | 0 | 0 | 0 |  | Electric Utility | N | OS |  | Steam unit (PRMVR=ST) less than or equal to 25MW (i.e. 250 MMBtu/hr) |  | Western
EXCLUDE | AZ | AZ-Western | Crosscut | 143 | CC2 | NG | ST | 7.5 | 7.5 | 0 | 0 | 0 |  | Electric Utility | N | OS |  | Steam unit (PRMVR=ST) less than or equal to 25MW (i.e. 250 MMBtu/hr) |  | Western
EXCLUDE | AZ | AZ-Western | Crosscut | 143 | CC3 | NG | ST | 7.5 | 7.5 | 0 | 0 | 0 |  | Electric Utility | N | OS |  | Steam unit (PRMVR=ST) less than or equal to 25MW (i.e. 250 MMBtu/hr) |  | Western
EXCLUDE | AZ | AZ-Western | Crosscut | 143 | CC4 | NG | ST | 7.5 | 7.5 | 0 | 0 | 0 |  | Electric Utility | N | OS |  | Steam unit (PRMVR=ST) less than or equal to 25MW (i.e. 250 MMBtu/hr) |  | Western
EXCLUDE | AZ | AZ-Western | Crosscut | 143 | CC5 | WAT | HY | 3 | 3 | 0 | 1929 | 0 |  | Electric Utility | N | OP |  | Non Combustion (NUC, WAT, WND, GEO, or SUN) |  | Western
EXCLUDE | AZ | AZ-Western | Horse Mesa | 145 | HM1 | WAT | HY | 9.9 | 10 | 0 | 28108.67 | 0 |  | Electric Utility | N | OP |  | Non Combustion (NUC, WAT, WND, GEO, or SUN) |  | Western
EXCLUDE | AZ | AZ-Western | Horse Mesa | 145 | HM2 | WAT | HY | 9.9 | 10 | 0 | 28108.67 | 0 |  | Electric Utility | N | OP |  | Non Combustion (NUC, WAT, WND, GEO, or SUN) |  | Western
EXCLUDE | AZ | AZ-Western | Horse Mesa | 145 | HM3 | WAT | HY | 9.9 | 10 | 0 | 28108.67 | 0 |  | Electric Utility | N | OP |  | Non Combustion (NUC, WAT, WND, GEO, or SUN) |  | Western
EXCLUDE | AZ | AZ-Western | Horse Mesa | 145 | HM4 | WAT | PS | 99.8 | 119 | 0 | 13748 | 0 |  | Electric Utility | N | OP |  | Non Combustion (NUC, WAT, WND, GEO, or SUN) |  | Western
OGST | AZ | AZ-Western | Kyrene | 147 | KY1 | NG | ST | 34.5 | 34 | 0 | 0 | 0 |  | Electric Utility | N | SB |  |  |  | Western
OGST | AZ | AZ-Western | Kyrene | 147 | KY2 | NG | ST | 73.5 | 72 | 0 | 0 | 0 |  | Electric Utility | N | SB |  |  |  | Western
EXCLUDE | AZ | AZ-Western | Kyrene | 147 | KY4 | NG | GT | 53.1 | 59 | 0 | -81.93 | 385.48 |  | Electric Utility | N | OP |  | Simple cycle unit |  | Western
EXCLUDE | AZ | AZ-Western | Kyrene | 147 | KY5 | NG | GT | 60.3 | 53 | 0 | -93.04 | 437.75 |  | Electric Utility | N | OP |  | Simple cycle unit |  | Western
EXCLUDE | AZ | AZ-Western | Kyrene | 147 | KY6 | NG | GT | 60.3 | 53 | 0 | -93.04 | 437.75 |  | Electric Utility | N | OP |  | Simple cycle unit |  | Western
NGCC | AZ | AZ-Western | Kyrene | 147 | KY7 | NG | CC | 170 | 148 | 2310 | 665503.42 | 289625.31 |  | Electric Utility | N | OP |  |  |  | Western
NGCC | AZ | AZ-Western | Kyrene | 147 | KY7A | NG | CC | 122 | 106 | 2310 | 477596.58 | 207848.75 |  | Electric Utility | N | OP |  |  |  | Western
EXCLUDE | AZ | AZ-Western | Mormon Flat | 148 | MF1 | WAT | HY | 9.2 | 11 | 0 | 19645 | 0 |  | Electric Utility | N | OP |  | Non Combustion (NUC, WAT, WND, GEO, or SUN) |  | Western
EXCLUDE | AZ | AZ-Western | Mormon Flat | 148 | MF2 | WAT | PS | 54.3 | 57.3 | 0 | 15887 | 0 |  | Electric Utility | N | OP |  | Non Combustion (NUC, WAT, WND, GEO, or SUN) |  | Western
EXCLUDE | AZ | AZ-Western | Roosevelt | 149 | ROOS | WAT | HY | 36 | 36 | 0 | 93843 | 0 |  | Electric Utility | N | OP |  | Non Combustion (NUC, WAT, WND, GEO, or SUN) |  | Western
EXCLUDE | AZ | AZ-Western | Stewart Mountain | 150 | SM | WAT | HY | 13 | 13 | 0 | 40799 | 0 |  | Electric Utility | N | OP |  | Non Combustion (NUC, WAT, WND, GEO, or SUN) |  | Western
EXCLUDE | CA | CA-Western | McClure | 151 | 1 | DFO | GT | 71.2 | 56 | 0 | 1947.5 | 2791.74 |  | Electric Utility | N | OP |  | Simple cycle unit |  | Western
EXCLUDE | CA | CA-Western | McClure | 151 | 2 | DFO | GT | 71.2 | 56 | 0 | 1947.5 | 2791.74 |  | Electric Utility | N | OP |  | Simple cycle unit |  | Western
EXCLUDE | AZ | AZ-Western | Davis Dam | 152 | 1 | WAT | HY | 51.7 | 51.7 | 0 | 233177.75 | 0 |  | Electric Utility | N | OP |  | Non Combustion (NUC, WAT, WND, GEO, or SUN) |  | Western
EXCLUDE | AZ | AZ-Western | Davis Dam | 152 | 2 | WAT | HY | 51.7 | 51.7 | 0 | 233177.75 | 0 |  | Electric Utility | N | OP |  | Non Combustion (NUC, WAT, WND, GEO, or SUN) |  | Western
EXCLUDE | AZ | AZ-Western | Davis Dam | 152 | 3 | WAT | HY | 48 | 48 | 0 | 216489.98 | 0 |  | Electric Utility | N | OP |  | Non Combustion (NUC, WAT, WND, GEO, or SUN) |  | Western
EXCLUDE | AZ | AZ-Western | Davis Dam | 152 | 4 | WAT | HY | 51.7 | 51.7 | 0 | 233177.75 | 0 |  | Electric Utility | N | OP |  | Non Combustion (NUC, WAT, WND, GEO, or SUN) |  | Western
EXCLUDE | AZ | AZ-Western | Davis Dam | 152 | 5 | WAT | HY | 51.7 | 51.7 | 0 | 233177.75 | 0 |  | Electric Utility | N | OP |  | Non Combustion (NUC, WAT, WND, GEO, or SUN) |  | Western
EXCLUDE | AZ | AZ-Western | Glen Canyon Dam | 153 | 1 | WAT | HY | 165 | 165 | 0 | 460083.76 | 0 |  | Electric Utility | N | OP |  | Non Combustion (NUC, WAT, WND, GEO, or SUN) |  | Western
EXCLUDE | AZ | AZ-Western | Glen Canyon Dam | 153 | 2 | WAT | HY | 165 | 165 | 0 | 460083.76 | 0 |  | Electric Utility | N | OP |  | Non Combustion (NUC, WAT, WND, GEO, or SUN) |  | Western
EXCLUDE | AZ | AZ-Western | Glen Canyon Dam | 153 | 3 | WAT | HY | 165 | 165 | 0 | 460083.76 | 0 |  | Electric Utility | N | OP |  | Non Combustion (NUC, WAT, WND, GEO, or SUN) |  | Western
EXCLUDE | AZ | AZ-Western | Glen Canyon Dam | 153 | 4 | WAT | HY | 165 | 165 | 0 | 460083.76 | 0 |  | Electric Utility | N | OP |  | Non Combustion (NUC, WAT, WND, GEO, or SUN) |  | Western
EXCLUDE | AZ | AZ-Western | Glen Canyon Dam | 153 | 5 | WAT | HY | 165 | 165 | 0 | 460083.76 | 0 |  | Electric Utility | N | OP |  | Non Combustion (NUC, WAT, WND, GEO, or SUN) |  | Western
EXCLUDE | AZ | AZ-Western | Glen Canyon Dam | 153 | 6 | WAT | HY | 165 | 165 | 0 | 460083.76 | 0 |  | Electric Utility | N | OP |  | Non Combustion (NUC, WAT, WND, GEO, or SUN) |  | Western
EXCLUDE | AZ | AZ-Western | Glen Canyon Dam | 153 | 7 | WAT | HY | 157 | 157 | 0 | 437776.67 | 0 |  | Electric Utility | N | OP |  | Non Combustion (NUC, WAT, WND, GEO, or SUN) |  | Western
EXCLUDE | AZ | AZ-Western | Glen Canyon Dam | 153 | 8 | WAT | HY | 165 | 165 | 0 | 460083.76 | 0 |  | Electric Utility | N | OP |  | Non Combustion (NUC, WAT, WND, GEO, or SUN) |  | Western
EXCLUDE | NV | NV-Western | Hoover Dam | 154 | N0 | WAT | HY | 2.4 | 2.4 | 0 | 5481.97 | 0 |  | Electric Utility | N | OP |  | Non Combustion (NUC, WAT, WND, GEO, or SUN) |  | Western
EXCLUDE | NV | NV-Western | Hoover Dam | 154 | N1 | WAT | HY | 130 | 130 | 0 | 296939.81 | 0 |  | Electric Utility | N | OP |  | Non Combustion (NUC, WAT, WND, GEO, or SUN) |  | Western
EXCLUDE | NV | NV-Western | Hoover Dam | 154 | N2 | WAT | HY | 130 | 130 | 0 | 296939.81 | 0 |  | Electric Utility | N | OP |  | Non Combustion (NUC, WAT, WND, GEO, or SUN) |  | Western
EXCLUDE | NV | NV-Western | Hoover Dam | 154 | N3 | WAT | HY | 130 | 130 | 0 | 296939.81 | 0 |  | Electric Utility | N | OP |  | Non Combustion (NUC, WAT, WND, GEO, or SUN) |  | Western
EXCLUDE | NV | NV-Western | Hoover Dam | 154 | N4 | WAT | HY | 130 | 130 | 0 | 296939.81 | 0 |  | Electric Utility | N | OP |  | Non Combustion (NUC, WAT, WND, GEO, or SUN) |  | Western
EXCLUDE | NV | NV-Western | Hoover Dam | 154 | N5 | WAT | HY | 130 | 130 | 0 | 296939.81 | 0 |  | Electric Utility | N | OP |  | Non Combustion (NUC, WAT, WND, GEO, or SUN) |  | Western
EXCLUDE | NV | NV-Western | Hoover Dam | 154 | N6 | WAT | HY | 130 | 130 | 0 | 296939.81 | 0 |  | Electric Utility | N | OP |  | Non Combustion (NUC, WAT, WND, GEO, or SUN) |  | Western
EXCLUDE | NV | NV-Western | Hoover Dam | 154 | N7 | WAT | HY | 127 | 127 | 0 | 290087.35 | 0 |  | Electric Utility | N | OP |  | Non Combustion (NUC, WAT, WND, GEO, or SUN) |  | Western
EXCLUDE | NV | NV-Western | Hoover Dam | 154 | N8 | WAT | HY | 130 | 130 | 0 | 296939.81 | 0 |  | Electric Utility | N | OP |  | Non Combustion (NUC, WAT, WND, GEO, or SUN) |  | Western
EXCLUDE | UT | UT-Western | Lake Creek | 159 | 1 | WAT | HY | 1.5 | 1 | 0 | 3422 | 0 |  | Electric Utility | N | OP |  | Non Combustion (NUC, WAT, WND, GEO, or SUN) |  | Western
EXCLUDE | AZ | AZ-Western | Apache Station | 160 | GT1 | NG | CC | 11.5 | 10 | 919 |  | 0 |  | Electric Utility | Y | SB |  | Combined cycle unit (PRMVR=CC) less than or equal to 25MW |  | Western
EXCLUDE | AZ | AZ-Western | Apache Station | 160 | GT2 | NG | GT | 20.4 | 18.5 | 52.8 | 1741.67 | 1062.77 |  | Electric Utility | N | SB |  | Simple cycle unit |  | Western
EXCLUDE | AZ | AZ-Western | Apache Station | 160 | GT3 | NG | GT | 78.7 | 60 | 203.7 | 6719.09 | 4100.01 |  | Electric Utility | N | SB |  | Simple cycle unit |  | Western
EXCLUDE | AZ | AZ-Western | Apache Station | 160 | GT4 | NG | GT | 60.5 | 38 | 156.59 | 5165.24 | 3151.85 |  | Electric Utility | N | SB |  | Simple cycle unit |  | Western
NGCC | AZ | AZ-Western | Apache Station | 160 | ST1 | NG | CC | 81.6 | 72 | 919 | 0 | 0 |  | Electric Utility | N | SB |  |  |  | Western
COALST | AZ | AZ-Western | Apache Station | 160 | ST2 | SUB | ST | 204 | 175 | 1900 | 688591 | 859622.45 |  | Electric Utility | N | OP |  |  |  | Western
COALST | AZ | AZ-Western | Apache Station | 160 | ST3 | SUB | ST | 204 | 175 | 1900 | 922407 | 990392.25 |  | Electric Utility | N | OP |  |  |  | Western
EXCLUDE | CA | CA-Western | Turlock Lake | 161 | 1 | WAT | HY | 1.1 | 1.1 | 0 | 2586.67 | 0 |  | Electric Utility | N | OP |  | Non Combustion (NUC, WAT, WND, GEO, or SUN) |  | Western
EXCLUDE | CA | CA-Western | Turlock Lake | 161 | 2 | WAT | HY | 1.1 | 1.1 | 0 | 2586.67 | 0 |  | Electric Utility | N | OP |  | Non Combustion (NUC, WAT, WND, GEO, or SUN) |  | Western
EXCLUDE | CA | CA-Western | Turlock Lake | 161 | 3 | WAT | HY | 1.1 | 1.1 | 0 | 2586.67 | 0 |  | Electric Utility | N | OP |  | Non Combustion (NUC, WAT, WND, GEO, or SUN) |  | Western
EXCLUDE | CA | CA-Western | Hickman | 162 | 1 | WAT | HY | 0.5 | 0.5 | 0 | 1978.5 | 0 |  | Electric Utility | N | OP |  | Non Combustion (NUC, WAT, WND, GEO, or SUN) |  | Western
EXCLUDE | CA | CA-Western | Hickman | 162 | 2 | WAT | HY | 0.5 | 0.5 | 0 | 1978.5 | 0 |  | Electric Utility | N | OP |  | Non Combustion (NUC, WAT, WND, GEO, or SUN) |  | Western
EXCLUDE | FL | FL-Eastern | Big Pine | 164 | 1 | DFO | IC | 2.7 | 2.5 | 0 | 0 | 0 |  | Electric Utility | N | RE | 2006 | Retired prior to 2012 |  | Eastern
COALST | OK | OK-Eastern | GRDA | 165 | 1 | SUB | ST | 540 | 490 | 5131 | 2637936 | 3300322.46 |  | Electric Utility | N | OP |  |  |  | Eastern
COALST | OK | OK-Eastern | GRDA | 165 | 2 | SUB | ST | 594 | 520 | 5296 | 2416797 | 3147912.7 |  | Electric Utility | N | OP |  |  |  | Eastern
EXCLUDE | AR | AR-Eastern | Carpenter | 166 | 1 | WAT | HY | 28 | 31 | 0 | 40524.5 | 0 |  | Electric Utility | N | OP |  | Non Combustion (NUC, WAT, WND, GEO, or SUN) |  | Eastern
EXCLUDE | AR | AR-Eastern | Carpenter | 166 | 2 | WAT | HY | 28 | 31 | 0 | 40524.5 | 0 |  | Electric Utility | N | OP |  | Non Combustion (NUC, WAT, WND, GEO, or SUN) |  | Eastern
OGST | AR | AR-Eastern | Cecil Lynch | 167 | 2 | NG | ST | 69 | 60 | 0 | 0 | 0 |  | Electric Utility | N | OS |  |  |  | Eastern
OGST | AR | AR-Eastern | Cecil Lynch | 167 | 3 | NG | ST | 156.2 | 110 | 1505 | 2581 | 3234.76 |  | Electric Utility | N | SB |  |  |  | Eastern
EXCLUDE | AR | AR-Eastern | Cecil Lynch | 167 | 4 | DFO | IC | 5.8 | 5 | 0 | 0 | 0 |  | Electric Utility | N | SB |  | Internal Combustion |  | Eastern
OGST | AR | AR-Eastern | Hamilton Moses | 168 | 1 | NG | ST | 69 | 67 | 0 | 0 | 0 |  | Electric Utility | N | OS | 2013 |  |  | Eastern
OGST | AR | AR-Eastern | Hamilton Moses | 168 | 2 | NG | ST | 69 | 67 | 0 | 0 | 0 |  | Electric Utility | N | OS | 2013 |  |  | Eastern
EXCLUDE | AR | AR-Eastern | Harvey Couch | 169 | 1 | NG | ST | 26.5 | 12 | 0 | 0 | 0 |  | Electric Utility | N | RE | 2011 | Retired prior to 2012 |  | Eastern
OGST | AR | AR-Eastern | Harvey Couch | 169 | 2 | NG | ST | 156.2 | 123 | 0 | 0 | 0 |  | Electric Utility | N | SB |  |  |  | Eastern
OGST | AR | AR-Eastern | Lake Catherine | 170 | 1 | NG | ST | 40 | 47 | 0 | 35 | 62.35 |  | Electric Utility | N | SB |  |  |  | Eastern
OGST | AR | AR-Eastern | Lake Catherine | 170 | 2 | NG | ST | 40 | 45 | 725 | 115.48 | 170.05 |  | Electric Utility | N | SB |  |  |  | Eastern
OGST | AR | AR-Eastern | Lake Catherine | 170 | 3 | NG | ST | 119.5 | 96 | 1292 | 887 | 2253.15 |  | Electric Utility | N | SB |  |  |  | Eastern
OGST | AR | AR-Eastern | Lake Catherine | 170 | 4 | NG | ST | 552.5 | 525 | 7606 | 612047 | 436566.84 |  | Electric Utility | N | OA |  |  |  | Eastern
EXCLUDE | AR | AR-Eastern | Mabelvale | 171 | 1 | NG | GT | 19.5 | 14 | 0 | 395.5 | 620.37 |  | Electric Utility | N | OP |  | Simple cycle unit |  | Eastern
EXCLUDE | AR | AR-Eastern | Mabelvale | 171 | 2 | NG | GT | 19.5 | 14 | 0 | 395.5 | 620.37 |  | Electric Utility | N | SB |  | Simple cycle unit |  | Eastern
EXCLUDE | AR | AR-Eastern | Mabelvale | 171 | 3 | NG | GT | 19.5 | 14 | 0 | 395.5 | 620.37 |  | Electric Utility | N | OP |  | Simple cycle unit |  | Eastern
EXCLUDE | AR | AR-Eastern | Mabelvale | 171 | 4 | NG | GT | 19.5 | 14 | 0 | 395.5 | 620.37 |  | Electric Utility | N | SB |  | Simple cycle unit |  | Eastern
EXCLUDE | AR | AR-Eastern | Osceola | 172 | 10 | DFO | IC | 1.6 | 1.6 | 0 | 0 | 0 |  | Electric Utility | N | RE | 2012 | Internal Combustion |  | Eastern
EXCLUDE | AR | AR-Eastern | Osceola | 172 | 11 | DFO | IC | 1.6 | 1.6 | 0 | 0 | 0 |  | Electric Utility | N | RE | 2012 | Internal Combustion |  | Eastern
EXCLUDE | AR | AR-Eastern | Osceola | 172 | 12 | DFO | IC | 1.6 | 1.6 | 0 | 0 | 0 |  | Electric Utility | N | RE | 2012 | Internal Combustion |  | Eastern
EXCLUDE | AR | AR-Eastern | Osceola | 172 | 13 | DFO | IC | 1.6 | 1.6 | 0 | 0 | 0 |  | Electric Utility | N | SB |  | Internal Combustion |  | Eastern
EXCLUDE | AR | AR-Eastern | Osceola | 172 | 14 | DFO | IC | 1.6 | 1.6 | 0 | 0 | 0 |  | Electric Utility | N | SB |  | Internal Combustion |  | Eastern
EXCLUDE | AR | AR-Eastern | Osceola | 172 | 9 | DFO | IC | 1.6 | 1.6 | 0 | 0 | 0 |  | Electric Utility | N | SB |  | Internal Combustion |  | Eastern
OGST | AR | AR-Eastern | Robert E Ritchie | 173 | 1 | NG | ST | 359 | 300 | 0 | 0 | 0 |  | Electric Utility | N | OS | 2013 |  |  | Eastern
OGST | AR | AR-Eastern | Robert E Ritchie | 173 | 2 | NG | ST | 544.6 | 544 | 0 | 0 | 0 |  | Electric Utility | N | SB |  |  |  | Eastern
EXCLUDE | AR | AR-Eastern | Robert E Ritchie | 173 | GT1 | NG | GT | 19.5 | 16 | 0 | 0 | 0 |  | Electric Utility | N | OS |  | Simple cycle unit |  | Eastern
EXCLUDE | AR | AR-Eastern | Remmel | 174 | 1 | WAT | HY | 3 | 4 | 0 | 9059 | 0 |  | Electric Utility | N | OP |  | Non Combustion (NUC, WAT, WND, GEO, or SUN) |  | Eastern
EXCLUDE | AR | AR-Eastern | Remmel | 174 | 2 | WAT | HY | 3 | 4 | 0 | 9059 | 0 |  | Electric Utility | N | OP |  | Non Combustion (NUC, WAT, WND, GEO, or SUN) |  | Eastern
EXCLUDE | AR | AR-Eastern | Remmel | 174 | 3 | WAT | HY | 3 | 4 | 0 | 9059 | 0 |  | Electric Utility | N | OP |  | Non Combustion (NUC, WAT, WND, GEO, or SUN) |  | Eastern
EXCLUDE | CA | CA-Western | Volta 2 | 180 | 1 | WAT | HY | 1 | 0.9 | 0 | 3006 | 0 |  | Electric Utility | N | OP |  | Non Combustion (NUC, WAT, WND, GEO, or SUN) |  | Western
EXCLUDE | AR | AR-Eastern | Beaver | 182 | 1 | WAT | HY | 56 | 64.4 | 0 | 54317.5 | 0 |  | Electric Utility | N | OP |  | Non Combustion (NUC, WAT, WND, GEO, or SUN) |  | Eastern
EXCLUDE | AR | AR-Eastern | Beaver | 182 | 2 | WAT | HY | 56 | 64.4 | 0 | 54317.5 | 0 |  | Electric Utility | N | OP |  | Non Combustion (NUC, WAT, WND, GEO, or SUN) |  | Eastern
EXCLUDE | AR | AR-Eastern | Degray | 187 | 1 | WAT | HY | 40 | 40 | 0 | 4255 | 0 |  | Electric Utility | N | OP |  | Non Combustion (NUC, WAT, WND, GEO, or SUN) |  | Eastern
EXCLUDE | AR | AR-Eastern | Degray | 187 | 2 | WAT | PS | 28 | 28 | 0 | 42410 | 0 |  | Electric Utility | N | OP |  | Non Combustion (NUC, WAT, WND, GEO, or SUN) |  | Eastern
EXCLUDE | AR | AR-Eastern | Greers Ferry Lake | 188 | 1 | WAT | HY | 48 | 55.2 | 0 | 79420 | 0 |  | Electric Utility | N | OP |  | Non Combustion (NUC, WAT, WND, GEO, or SUN) |  | Eastern
EXCLUDE | AR | AR-Eastern | Greers Ferry Lake | 188 | 2 | WAT | HY | 48 | 55.2 | 0 | 79420 | 0 |  | Electric Utility | N | OP |  | Non Combustion (NUC, WAT, WND, GEO, or SUN) |  | Eastern
EXCLUDE | AR | AR-Eastern | Paragould | 192 | 1 | DFO | IC | 0.4 | 0.4 | 0 | 0 | 0 |  | Electric Utility | N | RE | 2002 | Retired prior to 2012 |  | Eastern
EXCLUDE | AR | AR-Eastern | Paragould | 192 | 2 | DFO | IC | 1.1 | 1.1 | 0 | 0 | 0 |  | Electric Utility | N | RE | 2002 | Retired prior to 2012 |  | Eastern
EXCLUDE | AR | AR-Eastern | Paragould | 192 | 4 | DFO | IC | 0.8 | 0.8 | 0 | 0 | 0 |  | Electric Utility | N | RE | 2002 | Retired prior to 2012 |  | Eastern
EXCLUDE | AR | AR-Eastern | Paragould | 192 | 5 | DFO | IC | 0.8 | 0.8 | 0 | 0 | 0 |  | Electric Utility | N | RE | 2002 | Retired prior to 2012 |  | Eastern
EXCLUDE | AR | AR-Eastern | Paragould | 192 | 6 | DFO | IC | 1 | 1 | 0 | 0 | 0 |  | Electric Utility | N | RE | 2002 | Retired prior to 2012 |  | Eastern
EXCLUDE | AR | AR-Eastern | Municipal Light | 193 | 1 | DFO | IC | 2 | 2 | 0 | 0 | 0 |  | Electric Utility | N | OP |  | Internal Combustion |  | Eastern
EXCLUDE | AR | AR-Eastern | Municipal Light | 193 | 2 | DFO | IC | 0.6 | 0.6 | 0 | 0 | 0 |  | Electric Utility | N | OP |  | Internal Combustion |  | Eastern
EXCLUDE | AR | AR-Eastern | Municipal Light | 193 | 4 | DFO | IC | 2.2 | 2.2 | 0 | 0 | 0 |  | Electric Utility | N | OP |  | Internal Combustion |  | Eastern
EXCLUDE | AR | AR-Eastern | Municipal Light | 193 | 6 | DFO | IC | 1.3 | 1.3 | 0 | 0 | 0 |  | Electric Utility | N | OP |  | Internal Combustion |  | Eastern
EXCLUDE | AR | AR-Eastern | Municipal Light | 193 | 7 | DFO | IC | 1.1 | 1.1 | 0 | 0 | 0 |  | Electric Utility | N | OP |  | Internal Combustion |  | Eastern
EXCLUDE | AR | AR-Eastern | Narrows | 195 | 1 | WAT | HY | 8.5 | 9.7 | 0 | 9236.33 | 0 |  | Electric Utility | N | OP |  | Non Combustion (NUC, WAT, WND, GEO, or SUN) |  | Eastern
EXCLUDE | AR | AR-Eastern | Narrows | 195 | 2 | WAT | HY | 8.5 | 9.7 | 0 | 9236.33 | 0 |  | Electric Utility | N | OS |  | Non Combustion (NUC, WAT, WND, GEO, or SUN) |  | Eastern
EXCLUDE | AR | AR-Eastern | Narrows | 195 | 3 | WAT | HY | 8.5 | 9.7 | 0 | 9236.33 | 0 |  | Electric Utility | N | OP |  | Non Combustion (NUC, WAT, WND, GEO, or SUN) |  | Eastern
EXCLUDE | AR | AR-Eastern | Norfork | 196 | 1 | WAT | HY | 40.2 | 46 | 0 | 77215 | 0 |  | Electric Utility | N | OP |  | Non Combustion (NUC, WAT, WND, GEO, or SUN) |  | Eastern
EXCLUDE | AR | AR-Eastern | Norfork | 196 | 2 | WAT | HY | 40.2 | 46 | 0 | 77215 | 0 |  | Electric Utility | N | OP |  | Non Combustion (NUC, WAT, WND, GEO, or SUN) |  | Eastern
EXCLUDE | AR | AR-Eastern | Blakely Mountain | 197 | 1 | WAT | HY | 37.5 | 37.5 | 0 | 66682.5 | 0 |  | Electric Utility | N | OP |  | Non Combustion (NUC, WAT, WND, GEO, or SUN) |  | Eastern
EXCLUDE | AR | AR-Eastern | Blakely Mountain | 197 | 2 | WAT | HY | 37.5 | 37.5 | 0 | 66682.5 | 0 |  | Electric Utility | N | OP |  | Non Combustion (NUC, WAT, WND, GEO, or SUN) |  | Eastern
EXCLUDE | AR | AR-Eastern | Bull Shoals | 198 | 1 | WAT | HY | 40 | 46 | 0 | 58081.88 | 0 |  | Electric Utility | N | OP |  | Non Combustion (NUC, WAT, WND, GEO, or SUN) |  | Eastern
EXCLUDE | AR | AR-Eastern | Bull Shoals | 198 | 2 | WAT | HY | 40 | 46 | 0 | 58081.88 | 0 |  | Electric Utility | N | OP |  | Non Combustion (NUC, WAT, WND, GEO, or SUN) |  | Eastern
EXCLUDE | AR | AR-Eastern | Bull Shoals | 198 | 3 | WAT | HY | 40 | 46 | 0 | 58081.88 | 0 |  | Electric Utility | N | OP |  | Non Combustion (NUC, WAT, WND, GEO, or SUN) |  | Eastern
EXCLUDE | AR | AR-Eastern | Bull Shoals | 198 | 4 | WAT | HY | 40 | 46 | 0 | 58081.88 | 0 |  | Electric Utility | N | OP |  | Non Combustion (NUC, WAT, WND, GEO, or SUN) |  | Eastern
EXCLUDE | AR | AR-Eastern | Bull Shoals | 198 | 5 | WAT | HY | 45 | 51.7 | 0 | 65342.12 | 0 |  | Electric Utility | N | OP |  | Non Combustion (NUC, WAT, WND, GEO, or SUN) |  | Eastern
EXCLUDE | AR | AR-Eastern | Bull Shoals | 198 | 6 | WAT | HY | 45 | 51.7 | 0 | 65342.12 | 0 |  | Electric Utility | N | OP |  | Non Combustion (NUC, WAT, WND, GEO, or SUN) |  | Eastern
EXCLUDE | AR | AR-Eastern | Bull Shoals | 198 | 7 | WAT | HY | 45 | 51.7 | 0 | 65342.12 | 0 |  | Electric Utility | N | OP |  | Non Combustion (NUC, WAT, WND, GEO, or SUN) |  | Eastern
EXCLUDE | AR | AR-Eastern | Bull Shoals | 198 | 8 | WAT | HY | 45 | 51.7 | 0 | 65342.12 | 0 |  | Electric Utility | N | OP |  | Non Combustion (NUC, WAT, WND, GEO, or SUN) |  | Eastern
EXCLUDE | AR | AR-Eastern | Dardanelle | 199 | 1 | WAT | HY | 40.2 | 40.2 | 0 | 86937.75 | 0 |  | Electric Utility | N | OP |  | Non Combustion (NUC, WAT, WND, GEO, or SUN) |  | Eastern
EXCLUDE | AR | AR-Eastern | Dardanelle | 199 | 2 | WAT | HY | 40.2 | 40.2 | 0 | 86937.75 | 0 |  | Electric Utility | N | OP |  | Non Combustion (NUC, WAT, WND, GEO, or SUN) |  | Eastern
EXCLUDE | AR | AR-Eastern | Dardanelle | 199 | 3 | WAT | HY | 40.2 | 40.2 | 0 | 86937.75 | 0 |  | Electric Utility | N | OP |  | Non Combustion (NUC, WAT, WND, GEO, or SUN) |  | Eastern
EXCLUDE | AR | AR-Eastern | Dardanelle | 199 | 4 | WAT | HY | 40.2 | 40.2 | 0 | 86937.75 | 0 |  | Electric Utility | N | OP |  | Non Combustion (NUC, WAT, WND, GEO, or SUN) |  | Eastern
NGCC | AR | AR-Eastern | Thomas Fitzhugh | 201 | 1 | NG | CC | 59 | 62 | 1750 | 36503.14 | 20671.55 |  | Electric Utility | N | OP |  |  |  | Eastern
NGCC | AR | AR-Eastern | Thomas Fitzhugh | 201 | 2 | NG | CC | 126 | 103 | 1750 | 77955.86 | 44146.01 |  | Electric Utility | N | OP |  |  |  | Eastern
OGST | AR | AR-Eastern | Carl Bailey | 202 | 1 | NG | ST | 120 | 122 | 1436 | 46502 | 35551.23 |  | Electric Utility | N | OP |  |  |  | Eastern
OGST | AR | AR-Eastern | McClellan | 203 | 1 | NG | ST | 136 | 134 | 1436 | 199295 | 144437.27 |  | Electric Utility | N | OP |  |  |  | Eastern
EXCLUDE | IL | IL-Eastern | Clinton Power Station | 204 | 1 | NUC | ST | 1138.3 | 1065 | 0 | 9373726 | 0 |  | IPP Non-CHP | N | OP |  | Non Combustion (NUC, WAT, WND, GEO, or SUN) |  | Eastern
COALST | FL | FL-Eastern | St Johns River Power Park | 207 | 1 | BIT | ST | 679 | 626 | 6144 | 3125829 | 3280206.89 |  | Electric Utility | N | OP |  |  |  | Eastern
COALST | FL | FL-Eastern | St Johns River Power Park | 207 | 2 | BIT | ST | 679 | 626 | 6144 | 3089570 | 3577890.7 |  | Electric Utility | N | OP |  |  |  | Eastern
EXCLUDE | KS | KS-Eastern | Wolf Creek Generating Station | 210 | 1 | NUC | ST | 1267.7 | 1175 | 0 | 8284924 | 0 |  | Electric Utility | N | OP |  | Non Combustion (NUC, WAT, WND, GEO, or SUN) |  | Eastern
EXCLUDE | CA | CA-Western | Alta Powerhouse | 214 | 1 | WAT | HY | 1 | 1 | 0 | 1895.5 | 0 |  | Electric Utility | N | OP |  | Non Combustion (NUC, WAT, WND, GEO, or SUN) |  | Western
EXCLUDE | CA | CA-Western | Alta Powerhouse | 214 | 2 | WAT | HY | 1 | 1 | 0 | 1895.5 | 0 |  | Electric Utility | N | OS | 2013 | Non Combustion (NUC, WAT, WND, GEO, or SUN) |  | Western
EXCLUDE | CA | CA-Western | Angels | 215 | 1 | WAT | HY | 1.4 | 1 | 0 | 5772 | 0 |  | IPP Non-CHP | N | OP |  | Non Combustion (NUC, WAT, WND, GEO, or SUN) |  | Western
EXCLUDE | CA | CA-Western | Balch 1 | 217 | 1 | WAT | HY | 31 | 31 | 0 | 104804 | 0 |  | Electric Utility | N | OP |  | Non Combustion (NUC, WAT, WND, GEO, or SUN) |  | Western
EXCLUDE | CA | CA-Western | Balch 2 | 218 | 2 | WAT | HY | 48.6 | 52 | 0 | 139455 | 0 |  | Electric Utility | N | OP |  | Non Combustion (NUC, WAT, WND, GEO, or SUN) |  | Western
EXCLUDE | CA | CA-Western | Balch 2 | 218 | 3 | WAT | HY | 48.6 | 55 | 0 | 139455 | 0 |  | Electric Utility | N | OP |  | Non Combustion (NUC, WAT, WND, GEO, or SUN) |  | Western
EXCLUDE | CA | CA-Western | Belden | 219 | 1 | WAT | HY | 117.9 | 115.7 | 0 | 202966 | 0 |  | Electric Utility | N | OP |  | Non Combustion (NUC, WAT, WND, GEO, or SUN) |  | Western
EXCLUDE | CA | CA-Western | Bucks Creek | 220 | H1 | WAT | HY | 33 | 29 | 0 | 94348.5 | 0 |  | Electric Utility | N | OP |  | Non Combustion (NUC, WAT, WND, GEO, or SUN) |  | Western
EXCLUDE | CA | CA-Western | Bucks Creek | 220 | H2 | WAT | HY | 33 | 25.2 | 0 | 94348.5 | 0 |  | Electric Utility | N | OP |  | Non Combustion (NUC, WAT, WND, GEO, or SUN) |  | Western
EXCLUDE | CA | CA-Western | Butt Valley | 221 | 1 | WAT | HY | 40 | 40 | 0 | 104855 | 0 |  | Electric Utility | N | OP |  | Non Combustion (NUC, WAT, WND, GEO, or SUN) |  | Western
EXCLUDE | CA | CA-Western | Caribou 1 | 222 | 1 | WAT | HY | 23.8 | 24 | 0 | 27656.05 | 0 |  | Electric Utility | N | OP |  | Non Combustion (NUC, WAT, WND, GEO, or SUN) |  | Western
EXCLUDE | CA | CA-Western | Caribou 1 | 222 | 2 | WAT | HY | 25 | 27.5 | 0 | 29050.47 | 0 |  | Electric Utility | N | OP |  | Non Combustion (NUC, WAT, WND, GEO, or SUN) |  | Western
EXCLUDE | CA | CA-Western | Caribou 1 | 222 | 3 | WAT | HY | 25 | 23.9 | 0 | 29050.47 | 0 |  | Electric Utility | N | OP |  | Non Combustion (NUC, WAT, WND, GEO, or SUN) |  | Western
EXCLUDE | CA | CA-Western | Caribou 2 | 223 | 4 | WAT | HY | 60.3 | 60.3 | 0 | 181372.07 | 0 |  | Electric Utility | N | OP |  | Non Combustion (NUC, WAT, WND, GEO, or SUN) |  | Western
EXCLUDE | CA | CA-Western | Caribou 2 | 223 | 5 | WAT | HY | 57.6 | 57.6 | 0 | 173250.93 | 0 |  | Electric Utility | N | OP |  | Non Combustion (NUC, WAT, WND, GEO, or SUN) |  | Western
EXCLUDE | CA | CA-Western | Centerville | 224 | 1 | WAT | HY | 5.5 | 5.5 | 0 | 0 | 0 |  | Electric Utility | N | OS |  | Non Combustion (NUC, WAT, WND, GEO, or SUN) |  | Western
EXCLUDE | CA | CA-Western | Centerville | 224 | 2 | WAT | HY | 0.9 | 0.9 | 0 | 0 | 0 |  | Electric Utility | N | OS |  | Non Combustion (NUC, WAT, WND, GEO, or SUN) |  | Western
EXCLUDE | CA | CA-Western | Chili Bar | 225 | 1 | WAT | HY | 7 | 7 | 0 | 24013 | 0 |  | Electric Utility | N | OP |  | Non Combustion (NUC, WAT, WND, GEO, or SUN) |  | Western
EXCLUDE | CA | CA-Western | Coal Canyon | 226 | 1 | WAT | HY | 1 | 0.9 | 0 | 0 | 0 |  | Electric Utility | N | OA | 2013 | Non Combustion (NUC, WAT, WND, GEO, or SUN) |  | Western
EXCLUDE | CA | CA-Western | Coleman | 227 | 1 | WAT | HY | 12.1 | 13 | 0 | 48961 | 0 |  | Electric Utility | N | OP |  | Non Combustion (NUC, WAT, WND, GEO, or SUN) |  | Western
OGST | CA | CA-Western | Contra Costa | 228 | 6 | NG | ST | 359 | 337 | 3404 | 13795 | 12126.85 |  | IPP Non-CHP | N | OP | 2013 |  |  | Western
OGST | CA | CA-Western | Contra Costa | 228 | 7 | NG | ST | 359 | 337 | 3400 | 117575 | 83710.45 |  | IPP Non-CHP | N | OP | 2013 |  |  | Western
EXCLUDE | CA | CA-Western | Cow Creek | 229 | 1 | WAT | HY | 0.7 | 0.9 | 0 | 2103 | 0 |  | Electric Utility | N | OP | 2014 | Non Combustion (NUC, WAT, WND, GEO, or SUN) |  | Western
EXCLUDE | CA | CA-Western | Cow Creek | 229 | 2 | WAT | HY | 0.7 | 0.9 | 0 | 2103 | 0 |  | Electric Utility | N | OP | 2014 | Non Combustion (NUC, WAT, WND, GEO, or SUN) |  | Western
EXCLUDE | CA | CA-Western | Cresta | 231 | 1 | WAT | HY | 36.9 | 36 | 0 | 110081 | 0 |  | Electric Utility | N | OP |  | Non Combustion (NUC, WAT, WND, GEO, or SUN) |  | Western
EXCLUDE | CA | CA-Western | Cresta | 231 | 2 | WAT | HY | 36.9 | 36.7 | 0 | 110081 | 0 |  | Electric Utility | N | OP |  | Non Combustion (NUC, WAT, WND, GEO, or SUN) |  | Western
EXCLUDE | CA | CA-Western | De Sabla | 232 | 1 | WAT | HY | 18.4 | 18.5 | 0 | 75349 | 0 |  | Electric Utility | N | OP |  | Non Combustion (NUC, WAT, WND, GEO, or SUN) |  | Western
EXCLUDE | CA | CA-Western | Deer Creek | 233 | 1 | WAT | HY | 5.5 | 5.7 | 0 | 20730 | 0 |  | Electric Utility | N | OP |  | Non Combustion (NUC, WAT, WND, GEO, or SUN) |  | Western
EXCLUDE | CA | CA-Western | Drum 1 | 235 | 1 | WAT | HY | 12 | 12.8 | 0 | 8497.56 | 0 |  | Electric Utility | N | OP |  | Non Combustion (NUC, WAT, WND, GEO, or SUN) |  | Western
EXCLUDE | CA | CA-Western | Drum 1 | 235 | 2 | WAT | HY | 12 | 12.8 | 0 | 8497.56 | 0 |  | Electric Utility | N | OP |  | Non Combustion (NUC, WAT, WND, GEO, or SUN) |  | Western
EXCLUDE | CA | CA-Western | Drum 1 | 235 | 3 | WAT | HY | 12 | 12.8 | 0 | 8497.56 | 0 |  | Electric Utility | N | OP |  | Non Combustion (NUC, WAT, WND, GEO, or SUN) |  | Western
EXCLUDE | CA | CA-Western | Drum 1 | 235 | 4 | WAT | HY | 13.2 | 14.9 | 0 | 9347.32 | 0 |  | Electric Utility | N | OP |  | Non Combustion (NUC, WAT, WND, GEO, or SUN) |  | Western
EXCLUDE | CA | CA-Western | Drum 2 | 236 | 5 | WAT | HY | 53.1 | 48.6 | 0 | 271751 | 0 |  | Electric Utility | N | OP |  | Non Combustion (NUC, WAT, WND, GEO, or SUN) |  | Western
EXCLUDE | CA | CA-Western | Dutch Flat | 237 | 1 | WAT | HY | 22 | 22 | 0 | 105095 | 0 |  | Electric Utility | N | OP |  | Non Combustion (NUC, WAT, WND, GEO, or SUN) |  | Western
EXCLUDE | CA | CA-Western | El Dorado | 238 | 1 | WAT | HY | 10 | 10.3 | 0 | 33664.5 | 0 |  | Electric Utility | N | OP |  | Non Combustion (NUC, WAT, WND, GEO, or SUN) |  | Western
EXCLUDE | CA | CA-Western | El Dorado | 238 | 2 | WAT | HY | 10 | 10.3 | 0 | 33664.5 | 0 |  | Electric Utility | N | OP |  | Non Combustion (NUC, WAT, WND, GEO, or SUN) |  | Western
EXCLUDE | CA | CA-Western | Electra | 239 | 1 | WAT | HY | 32.3 | 32.7 | 0 | 106252.5 | 0 |  | Electric Utility | N | OP |  | Non Combustion (NUC, WAT, WND, GEO, or SUN) |  | Western
EXCLUDE | CA | CA-Western | Electra | 239 | 2 | WAT | HY | 35.1 | 31.7 | 0 | 115463.25 | 0 |  | Electric Utility | N | OP |  | Non Combustion (NUC, WAT, WND, GEO, or SUN) |  | Western
EXCLUDE | CA | CA-Western | Electra | 239 | 3 | WAT | HY | 35.1 | 36.7 | 0 | 115463.25 | 0 |  | Electric Utility | N | OP |  | Non Combustion (NUC, WAT, WND, GEO, or SUN) |  | Western
EXCLUDE | CA | CA-Western | Haas | 240 | H1 | WAT | HY | 67.5 | 73.1 | 0 | 144274 | 0 |  | Electric Utility | N | OP |  | Non Combustion (NUC, WAT, WND, GEO, or SUN) |  | Western
EXCLUDE | CA | CA-Western | Haas | 240 | H2 | WAT | HY | 67.5 | 73.1 | 0 | 144274 | 0 |  | Electric Utility | N | OP |  | Non Combustion (NUC, WAT, WND, GEO, or SUN) |  | Western
EXCLUDE | CA | CA-Western | Halsey | 241 | 1 | WAT | HY | 13.6 | 10.4 | 0 | 38620 | 0 |  | Electric Utility | N | OP |  | Non Combustion (NUC, WAT, WND, GEO, or SUN) |  | Western
EXCLUDE | CA | CA-Western | Hamilton Branch | 242 | 1 | WAT | HY | 2.6 | 2.4 | 0 | 5400.64 | 0 |  | Electric Utility | N | OP |  | Non Combustion (NUC, WAT, WND, GEO, or SUN) |  | Western
EXCLUDE | CA | CA-Western | Hamilton Branch | 242 | 2 | WAT | HY | 2.7 | 2.4 | 0 | 5608.36 | 0 |  | Electric Utility | N | OP |  | Non Combustion (NUC, WAT, WND, GEO, or SUN) |  | Western
EXCLUDE | CA | CA-Western | Hat Creek 1 | 243 | 1 | WAT | HY | 10 | 8.5 | 0 | 6614 | 0 |  | Electric Utility | N | OP |  | Non Combustion (NUC, WAT, WND, GEO, or SUN) |  | Western
EXCLUDE | CA | CA-Western | Hat Creek 2 | 244 | 1 | WAT | HY | 10 | 8.7 | 0 | 38652 | 0 |  | Electric Utility | N | OP |  | Non Combustion (NUC, WAT, WND, GEO, or SUN) |  | Western
EXCLUDE | CA | CA-Western | Humboldt Bay | 246 | IC1 | NG | IC | 16.7 | 16.7 | 0 | 0 | 0 |  | Electric Utility | N | OP |  | Internal Combustion |  | Western
EXCLUDE | CA | CA-Western | Humboldt Bay | 246 | IC10 | NG | IC | 16.7 | 16.7 | 0 | 0 | 0 |  | Electric Utility | N | OP |  | Internal Combustion |  | Western
EXCLUDE | CA | CA-Western | Humboldt Bay | 246 | IC2 | NG | IC | 16.7 | 16.7 | 0 | 0 | 0 |  | Electric Utility | N | OP |  | Internal Combustion |  | Western
EXCLUDE | CA | CA-Western | Humboldt Bay | 246 | IC3 | NG | IC | 16.7 | 16.7 | 0 | 0 | 0 |  | Electric Utility | N | OP |  | Internal Combustion |  | Western
EXCLUDE | CA | CA-Western | Humboldt Bay | 246 | IC4 | NG | IC | 16.7 | 16.7 | 0 | 0 | 0 |  | Electric Utility | N | OP |  | Internal Combustion |  | Western
EXCLUDE | CA | CA-Western | Humboldt Bay | 246 | IC5 | NG | IC | 16.7 | 16.7 | 0 | 0 | 0 |  | Electric Utility | N | OP |  | Internal Combustion |  | Western
EXCLUDE | CA | CA-Western | Humboldt Bay | 246 | IC6 | NG | IC | 16.7 | 16.7 | 0 | 0 | 0 |  | Electric Utility | N | OP |  | Internal Combustion |  | Western
EXCLUDE | CA | CA-Western | Humboldt Bay | 246 | IC7 | NG | IC | 16.7 | 16.7 | 0 | 0 | 0 |  | Electric Utility | N | OP |  | Internal Combustion |  | Western
EXCLUDE | CA | CA-Western | Humboldt Bay | 246 | IC8 | NG | IC | 16.7 | 16.7 | 0 | 0 | 0 |  | Electric Utility | N | OP |  | Internal Combustion |  | Western
EXCLUDE | CA | CA-Western | Humboldt Bay | 246 | IC9 | NG | IC | 16.7 | 16.7 | 0 | 0 | 0 |  | Electric Utility | N | OP |  | Internal Combustion |  | Western
EXCLUDE | CA | CA-Western | Humboldt Bay | 246 | ST1 | NG | ST | 51.2 | 52 | 0 | 0 | 0 |  | Electric Utility | N | RE | 2010 | Retired prior to 2012 |  | Western
EXCLUDE | CA | CA-Western | Humboldt Bay | 246 | ST2 | NG | ST | 51.2 | 53 | 0 | 0 | 0 |  | Electric Utility | N | RE | 2010 | Retired prior to 2012 |  | Western
EXCLUDE | CA | CA-Western | Hunters Point | 247 | 2 | NG | ST | 107.5 | 107 | 0 | 0 | 0 |  | Electric Utility | N | RE | 2006 | Retired prior to 2012 |  | Western
EXCLUDE | CA | CA-Western | Hunters Point | 247 | 3 | NG | ST | 107.5 | 107 | 0 | 0 | 0 |  | Electric Utility | N | RE | 2006 | Retired prior to 2012 |  | Western
EXCLUDE | CA | CA-Western | Hunters Point | 247 | 4 | NG | ST | 156.2 | 163 | 0 | 0 | 0 |  | Electric Utility | N | RE | 2006 | Retired prior to 2012 |  | Western
EXCLUDE | CA | CA-Western | Hunters Point | 247 | GT1 | DFO | GT | 56.2 | 52 | 0 | 0 | 0 |  | Electric Utility | N | RE | 2006 | Retired prior to 2012 |  | Western
EXCLUDE | CA | CA-Western | Inskip | 248 | 1 | WAT | HY | 7.6 | 8 | 0 | 36571 | 0 |  | Electric Utility | N | OP |  | Non Combustion (NUC, WAT, WND, GEO, or SUN) |  | Western
EXCLUDE | CA | CA-Western | James B Black | 249 | 1 | WAT | HY | 85.1 | 82 | 0 | 316266.63 | 0 |  | Electric Utility | N | OP |  | Non Combustion (NUC, WAT, WND, GEO, or SUN) |  | Western
EXCLUDE | CA | CA-Western | James B Black | 249 | 2 | WAT | HY | 83.5 | 83 | 0 | 310320.37 | 0 |  | Electric Utility | N | OP |  | Non Combustion (NUC, WAT, WND, GEO, or SUN) |  | Western
EXCLUDE | CA | CA-Western | Kerckhoff | 250 | H1 | WAT | HY | 11.3 | 12 | 0 | 0 | 0 |  | Electric Utility | N | OP |  | Non Combustion (NUC, WAT, WND, GEO, or SUN) |  | Western
EXCLUDE | CA | CA-Western | Kerckhoff | 250 | H2 | WAT | HY | 11.3 | 8.6 | 0 | 0 | 0 |  | Electric Utility | N | OS | 2013 | Non Combustion (NUC, WAT, WND, GEO, or SUN) |  | Western
EXCLUDE | CA | CA-Western | Kerckhoff | 250 | H3 | WAT | HY | 11.3 | 12.2 | 0 | 0 | 0 |  | Electric Utility | N | OA |  | Non Combustion (NUC, WAT, WND, GEO, or SUN) |  | Western
EXCLUDE | CA | CA-Western | Kilarc | 253 | 1 | WAT | HY | 1.5 | 1.6 | 0 | 7458 | 0 |  | Electric Utility | N | OP | 2014 | Non Combustion (NUC, WAT, WND, GEO, or SUN) |  | Western
EXCLUDE | CA | CA-Western | Kilarc | 253 | 2 | WAT | HY | 1.5 | 1.6 | 0 | 7458 | 0 |  | Electric Utility | N | OP | 2014 | Non Combustion (NUC, WAT, WND, GEO, or SUN) |  | Western
EXCLUDE | CA | CA-Western | Kings River | 254 | H1 | WAT | HY | 48.6 | 51.5 | 0 | 100413 | 0 |  | Electric Utility | N | OP |  | Non Combustion (NUC, WAT, WND, GEO, or SUN) |  | Western
EXCLUDE | CA | CA-Western | Lime Saddle | 255 | 1 | WAT | HY | 1 | 1 | 0 | 2227.5 | 0 |  | Electric Utility | N | OP |  | Non Combustion (NUC, WAT, WND, GEO, or SUN) |  | Western
EXCLUDE | CA | CA-Western | Lime Saddle | 255 | 2 | WAT | HY | 1 | 1 | 0 | 2227.5 | 0 |  | Electric Utility | N | OP |  | Non Combustion (NUC, WAT, WND, GEO, or SUN) |  | Western
EXCLUDE | CA | CA-Western | Merced Falls | 258 | 1 | WAT | HY | 3.4 | 3.5 | 0 | 10249 | 0 |  | Electric Utility | N | OP |  | Non Combustion (NUC, WAT, WND, GEO, or SUN) |  | Western
OGST | CA | CA-Western | Dynegy Morro Bay LLC | 259 | 1 | NG | ST | 169.1 | 163 | 0 | 0 | 0 |  | IPP Non-CHP | N | OS |  |  |  | Western
OGST | CA | CA-Western | Dynegy Morro Bay LLC | 259 | 2 | NG | ST | 169.1 | 163 | 0 | 0 | 0 |  | IPP Non-CHP | N | OS |  |  |  | Western
OGST | CA | CA-Western | Dynegy Morro Bay LLC | 259 | 3 | NG | ST | 359 | 337 | 3280 | 116435 | 72510.85 |  | IPP Non-CHP | N | OP |  |  |  | Western
OGST | CA | CA-Western | Dynegy Morro Bay LLC | 259 | 4 | NG | ST | 359 | 336 | 3315 | 88502 | 55112.89 |  | IPP Non-CHP | N | OP |  |  |  | Western
OGST | CA | CA-Western | Dynegy Moss Landing Power Plant | 260 | 6 | NG | ST | 702 | 754 | 7048 | 310390 | 189711.38 |  | IPP Non-CHP | N | OP |  |  |  | Western
OGST | CA | CA-Western | Dynegy Moss Landing Power Plant | 260 | 7 | NG | ST | 702 | 755 | 7048 | 278403 | 172001.76 |  | IPP Non-CHP | N | OP |  |  |  | Western
NGCC | CA | CA-Western | Dynegy Moss Landing Power Plant | 260 | CT1A | NG | CC | 233 | 165 | 2057 | 738803.67 | 319463.08 |  | IPP Non-CHP | N | OP |  |  |  | Western
NGCC | CA | CA-Western | Dynegy Moss Landing Power Plant | 260 | CT1B | NG | CC | 233 | 165 | 2057 | 738803.67 | 319463.08 |  | IPP Non-CHP | N | OP |  |  |  | Western
NGCC | CA | CA-Western | Dynegy Moss Landing Power Plant | 260 | CT2A | NG | CC | 233 | 165 | 2057 | 738803.67 | 319463.08 |  | IPP Non-CHP | N | OP |  |  |  | Western
NGCC | CA | CA-Western | Dynegy Moss Landing Power Plant | 260 | CT2B | NG | CC | 233 | 165 | 2057 | 738803.67 | 319463.08 |  | IPP Non-CHP | N | OP |  |  |  | Western
NGCC | CA | CA-Western | Dynegy Moss Landing Power Plant | 260 | ST1 | NG | CC | 233 | 180 | 2057 | 738803.67 | 319463.08 |  | IPP Non-CHP | N | OP |  |  |  | Western
NGCC | CA | CA-Western | Dynegy Moss Landing Power Plant | 260 | ST2 | NG | CC | 233 | 180 | 2057 | 738803.67 | 319463.08 |  | IPP Non-CHP | N | OP |  |  |  | Western
EXCLUDE | CA | CA-Western | Murphys | 261 | 1 | WAT | HY | 4.5 | 3 | 0 | 14123 | 0 |  | IPP Non-CHP | N | OP |  | Non Combustion (NUC, WAT, WND, GEO, or SUN) |  | Western
EXCLUDE | CA | CA-Western | Narrows | 262 | 1 | WAT | HY | 10.2 | 12 | 0 | 86095 | 0 |  | Electric Utility | N | OP |  | Non Combustion (NUC, WAT, WND, GEO, or SUN) |  | Western
EXCLUDE | CA | CA-Western | Phoenix | 264 | 1 | WAT | HY | 1.6 | 2 | 0 | 8483 | 0 |  | Electric Utility | N | OP |  | Non Combustion (NUC, WAT, WND, GEO, or SUN) |  | Western
EXCLUDE | CA | CA-Western | Pit 1 | 265 | H1 | WAT | HY | 34.6 | 31 | 0 | 104197 | 0 |  | Electric Utility | N | OP |  | Non Combustion (NUC, WAT, WND, GEO, or SUN) |  | Western
EXCLUDE | CA | CA-Western | Pit 1 | 265 | H2 | WAT | HY | 34.6 | 31.2 | 0 | 104197 | 0 |  | Electric Utility | N | OP |  | Non Combustion (NUC, WAT, WND, GEO, or SUN) |  | Western
EXCLUDE | CA | CA-Western | Pit 3 | 266 | H1 | WAT | HY | 26.7 | 23 | 0 | 84821.33 | 0 |  | Electric Utility | N | OP |  | Non Combustion (NUC, WAT, WND, GEO, or SUN) |  | Western
EXCLUDE | CA | CA-Western | Pit 3 | 266 | H2 | WAT | HY | 26.7 | 23 | 0 | 84821.33 | 0 |  | Electric Utility | N | OP |  | Non Combustion (NUC, WAT, WND, GEO, or SUN) |  | Western
EXCLUDE | CA | CA-Western | Pit 3 | 266 | H3 | WAT | HY | 26.7 | 23.7 | 0 | 84821.33 | 0 |  | Electric Utility | N | OP |  | Non Combustion (NUC, WAT, WND, GEO, or SUN) |  | Western
EXCLUDE | CA | CA-Western | Pit 4 | 267 | 1 | WAT | HY | 51.7 | 46 | 0 | 171010 | 0 |  | Electric Utility | N | OP |  | Non Combustion (NUC, WAT, WND, GEO, or SUN) |  | Western
EXCLUDE | CA | CA-Western | Pit 4 | 267 | 2 | WAT | HY | 51.7 | 47 | 0 | 171010 | 0 |  | Electric Utility | N | OP |  | Non Combustion (NUC, WAT, WND, GEO, or SUN) |  | Western
EXCLUDE | CA | CA-Western | Pit 5 | 268 | H1 | WAT | HY | 38.2 | 40 | 0 | 133393.54 | 0 |  | Electric Utility | N | OP |  | Non Combustion (NUC, WAT, WND, GEO, or SUN) |  | Western
EXCLUDE | CA | CA-Western | Pit 5 | 268 | H2 | WAT | HY | 38.2 | 40 | 0 | 133393.54 | 0 |  | Electric Utility | N | OP |  | Non Combustion (NUC, WAT, WND, GEO, or SUN) |  | Western
EXCLUDE | CA | CA-Western | Pit 5 | 268 | H3 | WAT | HY | 33.2 | 40 | 0 | 115933.65 | 0 |  | Electric Utility | N | OP |  | Non Combustion (NUC, WAT, WND, GEO, or SUN) |  | Western
EXCLUDE | CA | CA-Western | Pit 5 | 268 | H4 | WAT | HY | 32 | 40 | 0 | 111743.28 | 0 |  | Electric Utility | N | OP |  | Non Combustion (NUC, WAT, WND, GEO, or SUN) |  | Western
EXCLUDE | CA | CA-Western | Pit 6 | 269 | H1 | WAT | HY | 39.6 | 36.5 | 0 | 148221 | 0 |  | Electric Utility | N | OP |  | Non Combustion (NUC, WAT, WND, GEO, or SUN) |  | Western
EXCLUDE | CA | CA-Western | Pit 6 | 269 | H2 | WAT | HY | 39.6 | 36.3 | 0 | 148221 | 0 |  | Electric Utility | N | OP |  | Non Combustion (NUC, WAT, WND, GEO, or SUN) |  | Western
EXCLUDE | CA | CA-Western | Pit 7 | 270 | H1 | WAT | HY | 57.6 | 56 | 0 | 217491.93 | 0 |  | Electric Utility | N | OP |  | Non Combustion (NUC, WAT, WND, GEO, or SUN) |  | Western
EXCLUDE | CA | CA-Western | Pit 7 | 270 | H2 | WAT | HY | 52.2 | 57 | 0 | 197102.07 | 0 |  | Electric Utility | N | OP |  | Non Combustion (NUC, WAT, WND, GEO, or SUN) |  | Western
EXCLUDE | CA | CA-Western | Pittsburg Power | 271 | 1 | NG | ST | 213.4 | 150 | 0 | 0 | 0 |  | IPP Non-CHP | N | RE | 2003 | Retired prior to 2012 |  | Western
EXCLUDE | CA | CA-Western | Pittsburg Power | 271 | 2 | NG | ST | 213.4 | 150 | 0 | 0 | 0 |  | IPP Non-CHP | N | RE | 2003 | Retired prior to 2012 |  | Western
EXCLUDE | CA | CA-Western | Pittsburg Power | 271 | 3 | NG | ST | 213.4 | 150 | 0 | 0 | 0 |  | IPP Non-CHP | N | RE | 2003 | Retired prior to 2012 |  | Western
EXCLUDE | CA | CA-Western | Pittsburg Power | 271 | 4 | NG | ST | 213.4 | 145 | 0 | 0 | 0 |  | IPP Non-CHP | N | RE | 2003 | Retired prior to 2012 |  | Western
OGST | CA | CA-Western | Pittsburg Power | 271 | 5 | NG | ST | 326.4 | 312 | 3319 | 106698 | 78335.3 |  | IPP Non-CHP | N | OP |  |  |  | Western
OGST | CA | CA-Western | Pittsburg Power | 271 | 6 | NG | ST | 326.4 | 317 | 3300 | 99172 | 75001.48 |  | IPP Non-CHP | N | OP |  |  |  | Western
OGST | CA | CA-Western | Pittsburg Power | 271 | 7 | NG | ST | 751.1 | 682 | 6870 | 13726 | 15772.35 |  | IPP Non-CHP | N | OP |  |  |  | Western
EXCLUDE | CA | CA-Western | Poe | 272 | 1 | WAT | HY | 71.4 | 61.5 | 0 | 211541.5 | 0 |  | Electric Utility | N | OP |  | Non Combustion (NUC, WAT, WND, GEO, or SUN) |  | Western
EXCLUDE | CA | CA-Western | Poe | 272 | 2 | WAT | HY | 71.4 | 61.7 | 0 | 211541.5 | 0 |  | Electric Utility | N | OP |  | Non Combustion (NUC, WAT, WND, GEO, or SUN) |  | Western
EXCLUDE | CA | CA-Western | Potter Valley | 274 | 1 | WAT | HY | 4.4 | 4.5 | 0 | 9924.81 | 0 |  | Electric Utility | N | OP |  | Non Combustion (NUC, WAT, WND, GEO, or SUN) |  | Western
EXCLUDE | CA | CA-Western | Potter Valley | 274 | 2 | WAT | HY | 2 | 2 | 0 | 4511.28 | 0 |  | Electric Utility | N | OP |  | Non Combustion (NUC, WAT, WND, GEO, or SUN) |  | Western
EXCLUDE | CA | CA-Western | Potter Valley | 274 | 3 | WAT | HY | 3 | 2.7 | 0 | 6766.91 | 0 |  | Electric Utility | N | OP |  | Non Combustion (NUC, WAT, WND, GEO, or SUN) |  | Western
EXCLUDE | CA | CA-Western | Rock Creek | 275 | H1 | WAT | HY | 62.3 | 58 | 0 | 95126.5 | 0 |  | Electric Utility | N | OP |  | Non Combustion (NUC, WAT, WND, GEO, or SUN) |  | Western
EXCLUDE | CA | CA-Western | Rock Creek | 275 | H2 | WAT | HY | 62.3 | 56 | 0 | 95126.5 | 0 |  | Electric Utility | N | OP |  | Non Combustion (NUC, WAT, WND, GEO, or SUN) |  | Western
EXCLUDE | CA | CA-Western | San Joaquin 2 | 276 | 1 | WAT | HY | 2.8 | 3.2 | 0 | 3951 | 0 |  | Electric Utility | N | OP |  | Non Combustion (NUC, WAT, WND, GEO, or SUN) |  | Western
EXCLUDE | CA | CA-Western | San Joaquin 3 | 277 | 3 | WAT | HY | 4 | 4.2 | 0 | 5235 | 0 |  | Electric Utility | N | OP |  | Non Combustion (NUC, WAT, WND, GEO, or SUN) |  | Western
EXCLUDE | CA | CA-Western | Salt Springs | 279 | 1 | WAT | HY | 12.3 | 8.6 | 0 | 42815.71 | 0 |  | Electric Utility | N | OP |  | Non Combustion (NUC, WAT, WND, GEO, or SUN) |  | Western
EXCLUDE | CA | CA-Western | Salt Springs | 279 | 2 | WAT | HY | 29.7 | 33 | 0 | 103384.29 | 0 |  | Electric Utility | N | OP |  | Non Combustion (NUC, WAT, WND, GEO, or SUN) |  | Western
EXCLUDE | CA | CA-Western | South | 280 | 1 | WAT | HY | 6.7 | 7 | 0 | 40198 | 0 |  | Electric Utility | N | OP |  | Non Combustion (NUC, WAT, WND, GEO, or SUN) |  | Western
EXCLUDE | CA | CA-Western | Spaulding 1 | 281 | 1 | WAT | HY | 7 | 7 | 0 | 33874 | 0 |  | Electric Utility | N | OP |  | Non Combustion (NUC, WAT, WND, GEO, or SUN) |  | Western
EXCLUDE | CA | CA-Western | Spaulding 2 | 282 | 1 | WAT | HY | 3.7 | 4.4 | 0 | 9931 | 0 |  | Electric Utility | N | OP |  | Non Combustion (NUC, WAT, WND, GEO, or SUN) |  | Western
EXCLUDE | CA | CA-Western | Spaulding 3 | 283 | 1 | WAT | HY | 6.6 | 5.8 | 0 | 26991 | 0 |  | Electric Utility | N | OP |  | Non Combustion (NUC, WAT, WND, GEO, or SUN) |  | Western
EXCLUDE | CA | CA-Western | Spring Gap | 284 | 1 | WAT | HY | 6 | 7 | 0 | 20594 | 0 |  | Electric Utility | N | OP |  | Non Combustion (NUC, WAT, WND, GEO, or SUN) |  | Western
EXCLUDE | CA | CA-Western | Stanislaus | 285 | HC1 | WAT | HY | 81.9 | 83 | 0 | 240806 | 0 |  | Electric Utility | N | OP |  | Non Combustion (NUC, WAT, WND, GEO, or SUN) |  | Western
EXCLUDE | CA | CA-Western | Geysers Unit 5-20 | 286 | U10 | GEO | ST | 55 | 30 | 0 | 208011.81 | 0 |  | IPP Non-CHP | N | OS |  | Non Combustion (NUC, WAT, WND, GEO, or SUN) |  | Western
EXCLUDE | CA | CA-Western | Geysers Unit 5-20 | 286 | U11 | GEO | ST | 110 | 68 | 0 | 416023.63 | 0 |  | IPP Non-CHP | N | OP |  | Non Combustion (NUC, WAT, WND, GEO, or SUN) |  | Western
EXCLUDE | CA | CA-Western | Geysers Unit 5-20 | 286 | U12 | GEO | ST | 110 | 51 | 0 | 416023.63 | 0 |  | IPP Non-CHP | N | OP |  | Non Combustion (NUC, WAT, WND, GEO, or SUN) |  | Western
EXCLUDE | CA | CA-Western | Geysers Unit 5-20 | 286 | U13 | GEO | ST | 138 | 90 | 0 | 521920.55 | 0 |  | IPP Non-CHP | N | OP |  | Non Combustion (NUC, WAT, WND, GEO, or SUN) |  | Western
EXCLUDE | CA | CA-Western | Geysers Unit 5-20 | 286 | U14 | GEO | ST | 113 | 66 | 0 | 427369.73 | 0 |  | IPP Non-CHP | N | OP |  | Non Combustion (NUC, WAT, WND, GEO, or SUN) |  | Western
EXCLUDE | CA | CA-Western | Geysers Unit 5-20 | 286 | U16 | GEO | ST | 118 | 75 | 0 | 446279.89 | 0 |  | IPP Non-CHP | N | OP |  | Non Combustion (NUC, WAT, WND, GEO, or SUN) |  | Western
EXCLUDE | CA | CA-Western | Geysers Unit 5-20 | 286 | U17 | GEO | ST | 118 | 60 | 0 | 446279.89 | 0 |  | IPP Non-CHP | N | OP |  | Non Combustion (NUC, WAT, WND, GEO, or SUN) |  | Western
EXCLUDE | CA | CA-Western | Geysers Unit 5-20 | 286 | U18 | GEO | ST | 118 | 70 | 0 | 446279.89 | 0 |  | IPP Non-CHP | N | OP |  | Non Combustion (NUC, WAT, WND, GEO, or SUN) |  | Western
EXCLUDE | CA | CA-Western | Geysers Unit 5-20 | 286 | U20 | GEO | ST | 118 | 60 | 0 | 446279.89 | 0 |  | IPP Non-CHP | N | OP |  | Non Combustion (NUC, WAT, WND, GEO, or SUN) |  | Western
EXCLUDE | CA | CA-Western | Geysers Unit 5-20 | 286 | U5 | GEO | ST | 55 | 45 | 0 | 208011.81 | 0 |  | IPP Non-CHP | N | OP |  | Non Combustion (NUC, WAT, WND, GEO, or SUN) |  | Western
EXCLUDE | CA | CA-Western | Geysers Unit 5-20 | 286 | U6 | GEO | ST | 55 | 45 | 0 | 208011.81 | 0 |  | IPP Non-CHP | N | OP |  | Non Combustion (NUC, WAT, WND, GEO, or SUN) |  | Western
EXCLUDE | CA | CA-Western | Geysers Unit 5-20 | 286 | U7 | GEO | ST | 55 | 40 | 0 | 208011.81 | 0 |  | IPP Non-CHP | N | OP |  | Non Combustion (NUC, WAT, WND, GEO, or SUN) |  | Western
EXCLUDE | CA | CA-Western | Geysers Unit 5-20 | 286 | U8 | GEO | ST | 55 | 40 | 0 | 208011.81 | 0 |  | IPP Non-CHP | N | OP |  | Non Combustion (NUC, WAT, WND, GEO, or SUN) |  | Western
EXCLUDE | CA | CA-Western | Geysers Unit 5-20 | 286 | U9 | GEO | ST | 55 | 30 | 0 | 208011.81 | 0 |  | IPP Non-CHP | N | OS |  | Non Combustion (NUC, WAT, WND, GEO, or SUN) |  | Western
EXCLUDE | CA | CA-Western | Tiger Creek | 287 | H1 | WAT | HY | 25.5 | 26.7 | 0 | 113303.05 | 0 |  | Electric Utility | N | OP |  | Non Combustion (NUC, WAT, WND, GEO, or SUN) |  | Western
EXCLUDE | CA | CA-Western | Tiger Creek | 287 | H2 | WAT | HY | 26.7 | 27.9 | 0 | 118634.95 | 0 |  | Electric Utility | N | OP |  | Non Combustion (NUC, WAT, WND, GEO, or SUN) |  | Western
EXCLUDE | CA | CA-Western | Tule River | 289 | 1 | WAT | HY | 4.2 | 3.2 | 0 | 5605.5 | 0 |  | Electric Utility | N | OP |  | Non Combustion (NUC, WAT, WND, GEO, or SUN) |  | Western
EXCLUDE | CA | CA-Western | Tule River | 289 | 2 | WAT | HY | 4.2 | 3.2 | 0 | 5605.5 | 0 |  | Electric Utility | N | OP |  | Non Combustion (NUC, WAT, WND, GEO, or SUN) |  | Western
EXCLUDE | CA | CA-Western | Volta 1 | 290 | 1 | WAT | HY | 8.5 | 9 | 0 | 32634 | 0 |  | Electric Utility | N | OP |  | Non Combustion (NUC, WAT, WND, GEO, or SUN) |  | Western
EXCLUDE | CA | CA-Western | West Point | 291 | 1 | WAT | HY | 13.6 | 13.6 | 0 | 68985 | 0 |  | Electric Utility | N | OP |  | Non Combustion (NUC, WAT, WND, GEO, or SUN) |  | Western
EXCLUDE | CA | CA-Western | Wise | 292 | 1 | WAT | HY | 13.6 | 14 | 0 | 38697.8 | 0 |  | Electric Utility | N | OP |  | Non Combustion (NUC, WAT, WND, GEO, or SUN) |  | Western
EXCLUDE | CA | CA-Western | Wise | 292 | 2 | WAT | HY | 2.8 | 3.2 | 0 | 7967.2 | 0 |  | Electric Utility | N | OP |  | Non Combustion (NUC, WAT, WND, GEO, or SUN) |  | Western
EXCLUDE | CA | CA-Western | A G Wishon | 293 | 1 | WAT | HY | 3.2 | 5 | 0 | 8946.75 | 0 |  | Electric Utility | N | OP |  | Non Combustion (NUC, WAT, WND, GEO, or SUN) |  | Western
EXCLUDE | CA | CA-Western | A G Wishon | 293 | 2 | WAT | HY | 3.2 | 5 | 0 | 8946.75 | 0 |  | Electric Utility | N | OP |  | Non Combustion (NUC, WAT, WND, GEO, or SUN) |  | Western
EXCLUDE | CA | CA-Western | A G Wishon | 293 | 3 | WAT | HY | 3.2 | 5 | 0 | 8946.75 | 0 |  | Electric Utility | N | OP |  | Non Combustion (NUC, WAT, WND, GEO, or SUN) |  | Western
EXCLUDE | CA | CA-Western | A G Wishon | 293 | 4 | WAT | HY | 3.2 | 5 | 0 | 8946.75 | 0 |  | Electric Utility | N | OP |  | Non Combustion (NUC, WAT, WND, GEO, or SUN) |  | Western
EXCLUDE | CA | CA-Western | Copco 1 | 294 | 1 | WAT | HY | 10 | 13.2 | 0 | 42676 | 0 |  | Electric Utility | N | OP |  | Non Combustion (NUC, WAT, WND, GEO, or SUN) |  | Western
EXCLUDE | CA | CA-Western | Copco 1 | 294 | 2 | WAT | HY | 10 | 13.2 | 0 | 42676 | 0 |  | Electric Utility | N | OP |  | Non Combustion (NUC, WAT, WND, GEO, or SUN) |  | Western
EXCLUDE | CA | CA-Western | Copco 2 | 295 | 1 | WAT | HY | 13.5 | 17.8 | 0 | 54708 | 0 |  | Electric Utility | N | OP |  | Non Combustion (NUC, WAT, WND, GEO, or SUN) |  | Western
EXCLUDE | CA | CA-Western | Copco 2 | 295 | 2 | WAT | HY | 13.5 | 17.8 | 0 | 54708 | 0 |  | Electric Utility | N | OP |  | Non Combustion (NUC, WAT, WND, GEO, or SUN) |  | Western
EXCLUDE | CA | CA-Western | Fall Creek | 296 | 1 | WAT | HY | 0.5 | 0.4 | 0 | 2483.81 | 0 |  | Electric Utility | N | OP |  | Non Combustion (NUC, WAT, WND, GEO, or SUN) |  | Western
EXCLUDE | CA | CA-Western | Fall Creek | 296 | 2 | WAT | HY | 0.4 | 0.4 | 0 | 1987.05 | 0 |  | Electric Utility | N | OP |  | Non Combustion (NUC, WAT, WND, GEO, or SUN) |  | Western
EXCLUDE | CA | CA-Western | Fall Creek | 296 | 3 | WAT | HY | 1.2 | 1.1 | 0 | 5961.14 | 0 |  | Electric Utility | N | OP |  | Non Combustion (NUC, WAT, WND, GEO, or SUN) |  | Western
EXCLUDE | CA | CA-Western | Iron Gate | 297 | 1 | WAT | HY | 18 | 18.8 | 0 | 100757 | 0 |  | Electric Utility | N | OP |  | Non Combustion (NUC, WAT, WND, GEO, or SUN) |  | Western
COALST | TX | TX-ERCOT | Limestone | 298 | 1 | SUB | ST | 893 | 831 | 11107 | 5869152 | 6437856.31 |  | IPP Non-CHP | N | OP |  |  |  | ERCOT
COALST | TX | TX-ERCOT | Limestone | 298 | 2 | SUB | ST | 956.8 | 858 | 11107 | 5647313 | 6099929.35 |  | IPP Non-CHP | N | OP |  |  |  | ERCOT
EXCLUDE | UT | UT-Western | Blundell | 299 | 1 | GEO | ST | 26.1 | 23 | 0 | 183961.84 | 0 |  | Electric Utility | N | OP |  | Non Combustion (NUC, WAT, WND, GEO, or SUN) |  | Western
EXCLUDE | UT | UT-Western | Blundell | 299 | 2 | GEO | ST | 12 | 11 | 0 | 84580.16 | 0 |  | Electric Utility | N | OP |  | Non Combustion (NUC, WAT, WND, GEO, or SUN) |  | Western
EXCLUDE | UT | UT-Western | Blundell | 299 | 3 | GEO | ST | 30 | 35 | 0 | 0 | 0 |  | Electric Utility | N | P |  | Status of Operation (IP, L, P, T) |  | Western
EXCLUDE | CA | CA-Western | Division | 300 | DIGT | DFO | GT | 16 | 13 | 0 | 0 | 0 |  | IPP Non-CHP | N | RE | 2003 | Retired prior to 2012 |  | Western
EXCLUDE | CA | CA-Western | El Cajon | 301 | ENCI | NG | GT | 18 | 16 | 0 | 3009 | 3391.33 |  | IPP Non-CHP | N | SB | 2013 | Simple cycle unit |  | Western
OGST | CA | CA-Western | Encina | 302 | 2 | NG | ST | 90 | 104 | 1300 | 145150 | 109612.27 |  | IPP Non-CHP | N | OP | 2017 |  |  | Western
OGST | CA | CA-Western | Encina | 302 | 3 | NG | ST | 90 | 110 | 1128 | 164557 | 119604.05 |  | IPP Non-CHP | N | OP | 2017 |  |  | Western
OGST | CA | CA-Western | Encina | 302 | 4 | NG | ST | 306 | 300 | 3475 | 389080 | 282779.51 |  | IPP Non-CHP | N | OP | 2017 |  |  | Western
OGST | CA | CA-Western | Encina | 302 | 5 | NG | ST | 345.6 | 330 | 3475 | 539919 | 386280.23 |  | IPP Non-CHP | N | OP | 2017 |  |  | Western
EXCLUDE | CA | CA-Western | Encina | 302 | GT1 | NG | GT | 18 | 14 | 0 | 2702 | 2577.49 |  | IPP Non-CHP | N | SB | 2017 | Simple cycle unit |  | Western
OGST | CA | CA-Western | Encina | 302 | ST1 | NG | ST | 90 | 106 | 1400 | 135226 | 105701.54 |  | IPP Non-CHP | N | OP | 2017 |  |  | Western
EXCLUDE | CA | CA-Western | Kearny | 303 | KEA1 | NG | GT | 17.5 | 16 | 0 | 5045.53 | 3930.71 |  | IPP Non-CHP | N | SB | 2013 | Simple cycle unit |  | Western
EXCLUDE | CA | CA-Western | Kearny | 303 | KEA2 | NG | GT | 72 | 59 | 0 | 20758.74 | 16172.05 |  | IPP Non-CHP | N | SB | 2013 | Simple cycle unit |  | Western
EXCLUDE | CA | CA-Western | Kearny | 303 | KEA3 | NG | GT | 72 | 61 | 0 | 20758.74 | 16172.05 |  | IPP Non-CHP | N | SB | 2013 | Simple cycle unit |  | Western
EXCLUDE | CA | CA-Western | Miramar | 305 | MRGT | NG | GT | 49 | 36 | 0 | 3714 | 3610.78 |  | IPP Non-CHP | N | SB | 2013 | Simple cycle unit |  | Western
EXCLUDE | CA | CA-Western | Naval Station | 306 | NSGT | NG | GT | 26 | 20 | 0 | 0 | 0 |  | IPP Non-CHP | N | RE | 2002 | Retired prior to 2012 |  | Western
EXCLUDE | CA | CA-Western | North Island | 307 | NIG1 | DFO | GT | 19 | 17 | 0 | 0 | 0 |  | IPP Non-CHP | N | RE | 2002 | Retired prior to 2012 |  | Western
EXCLUDE | CA | CA-Western | North Island | 307 | NIG2 | NG | GT | 18 | 17 | 0 | 0 | 0 |  | IPP Non-CHP | N | RE | 2002 | Retired prior to 2012 |  | Western
EXCLUDE | CA | CA-Western | Silver Gate | 309 | 1 | DFO | ST | 40 | 40 | 0 | 0 | 0 |  | Electric Utility | N | RE | 1985 | Retired prior to 2012 |  | Western
EXCLUDE | CA | CA-Western | Silver Gate | 309 | 2 | DFO | ST | 69 | 62 | 0 | 0 | 0 |  | Electric Utility | N | RE | 1985 | Retired prior to 2012 |  | Western
EXCLUDE | CA | CA-Western | Silver Gate | 309 | 3 | DFO | ST | 69 | 62 | 0 | 0 | 0 |  | Electric Utility | N | RE | 1985 | Retired prior to 2012 |  | Western
EXCLUDE | CA | CA-Western | Silver Gate | 309 | 4 | DFO | ST | 69 | 64 | 0 | 0 | 0 |  | Electric Utility | N | RE | 1985 | Retired prior to 2012 |  | Western
EXCLUDE | OH | OH-Eastern | Refuse & Coal | 312 | 1 | MSW | ST | 30 | 30 | 0 | 0 | 0 |  | Electric Utility | N | RE | 1995 | Retired prior to 2012 |  | Eastern
EXCLUDE | OH | OH-Eastern | Refuse & Coal | 312 | 2 | MSW | ST | 30 | 30 | 0 | 0 | 0 |  | Electric Utility | N | RE | 1995 | Retired prior to 2012 |  | Eastern
EXCLUDE | OH | OH-Eastern | Refuse & Coal | 312 | 3 | MSW | ST | 30 | 30 | 0 | 0 | 0 |  | Electric Utility | N | RE | 1995 | Retired prior to 2012 |  | Eastern
EXCLUDE | AK | AK-Alaska | Green Lake | 313 | 1 | WAT | HY | 9.3 | 9.3 | 0 | 28983 | 0 |  | Electric Utility | N | OP |  | State not covered under final 111(d) |  | Alaska
EXCLUDE | AK | AK-Alaska | Green Lake | 313 | 2 | WAT | HY | 9.3 | 9.3 | 0 | 28983 | 0 |  | Electric Utility | N | OP |  | State not covered under final 111(d) |  | Alaska
EXCLUDE | CA | CA-Western | Drop 5 | 314 | 1 | WAT | HY | 2 | 1.5 | 0 | 9257 | 0 |  | Electric Utility | N | OP |  | Non Combustion (NUC, WAT, WND, GEO, or SUN) |  | Western
EXCLUDE | CA | CA-Western | Drop 5 | 314 | 2 | WAT | HY | 2 | 1.5 | 0 | 9257 | 0 |  | Electric Utility | N | OP |  | Non Combustion (NUC, WAT, WND, GEO, or SUN) |  | Western
OGST | CA | CA-Western | AES Alamitos LLC | 315 | 1 | NG | ST | 156 | 175 | 2024 | 32720 | 28213.2 |  | IPP Non-CHP | N | OP |  |  |  | Western
OGST | CA | CA-Western | AES Alamitos LLC | 315 | 2 | NG | ST | 156 | 175 | 2014 | 59118 | 51334.6 |  | IPP Non-CHP | N | OP |  |  |  | Western
OGST | CA | CA-Western | AES Alamitos LLC | 315 | 3 | NG | ST | 310 | 332 | 3439 | 376912 | 268749.4 |  | IPP Non-CHP | N | OP |  |  |  | Western
OGST | CA | CA-Western | AES Alamitos LLC | 315 | 4 | NG | ST | 310 | 335 | 3439 | 277771 | 198736 |  | IPP Non-CHP | N | OP |  |  |  | Western
OGST | CA | CA-Western | AES Alamitos LLC | 315 | 5 | NG | ST | 495 | 485 | 5070 | 416015 | 276491 |  | IPP Non-CHP | N | OP |  |  |  | Western
OGST | CA | CA-Western | AES Alamitos LLC | 315 | 6 | NG | ST | 495 | 495 | 4890 | 302211 | 221777 |  | IPP Non-CHP | N | OP |  |  |  | Western
EXCLUDE | CA | CA-Western | AES Alamitos LLC | 315 | 7 | NG | GT | 133 | 133 | 0 | 0 | 0 |  | IPP Non-CHP | N | RE | 2003 | Retired prior to 2012 |  | Western
EXCLUDE | CA | CA-Western | Sepulveda Canyon | 316 | 1 | WAT | HY | 8.5 | 8.5 | 0 | 30976 | 0 |  | Electric Utility | N | OP |  | Non Combustion (NUC, WAT, WND, GEO, or SUN) |  | Western
EXCLUDE | CA | CA-Western | Big Creek 1 | 317 | 1 | WAT | HY | 19.8 | 19.8 | 0 | 58438.93 | 0 |  | Electric Utility | N | OP |  | Non Combustion (NUC, WAT, WND, GEO, or SUN) |  | Western
EXCLUDE | CA | CA-Western | Big Creek 1 | 317 | 2 | WAT | HY | 15.7 | 15.8 | 0 | 46337.94 | 0 |  | Electric Utility | N | OP |  | Non Combustion (NUC, WAT, WND, GEO, or SUN) |  | Western
EXCLUDE | CA | CA-Western | Big Creek 1 | 317 | 3 | WAT | HY | 21.6 | 21.6 | 0 | 63751.56 | 0 |  | Electric Utility | N | OP |  | Non Combustion (NUC, WAT, WND, GEO, or SUN) |  | Western
EXCLUDE | CA | CA-Western | Big Creek 1 | 317 | 4 | WAT | HY | 31.2 | 31.2 | 0 | 92085.58 | 0 |  | Electric Utility | N | OP |  | Non Combustion (NUC, WAT, WND, GEO, or SUN) |  | Western
EXCLUDE | CA | CA-Western | Big Creek 2 | 318 | 3 | WAT | HY | 15.7 | 15.8 | 0 | 57522.77 | 0 |  | Electric Utility | N | OP |  | Non Combustion (NUC, WAT, WND, GEO, or SUN) |  | Western
EXCLUDE | CA | CA-Western | Big Creek 2 | 318 | 4 | WAT | HY | 15.7 | 15.8 | 0 | 57522.77 | 0 |  | Electric Utility | N | OP |  | Non Combustion (NUC, WAT, WND, GEO, or SUN) |  | Western
EXCLUDE | CA | CA-Western | Big Creek 2 | 318 | 5 | WAT | HY | 17.5 | 17.5 | 0 | 64117.73 | 0 |  | Electric Utility | N | OP |  | Non Combustion (NUC, WAT, WND, GEO, or SUN) |  | Western
EXCLUDE | CA | CA-Western | Big Creek 2 | 318 | 6 | WAT | HY | 17.5 | 17.5 | 0 | 64117.73 | 0 |  | Electric Utility | N | OP |  | Non Combustion (NUC, WAT, WND, GEO, or SUN) |  | Western
EXCLUDE | CA | CA-Western | Big Creek 3 | 319 | 1 | WAT | HY | 34 | 34 | 0 | 87759.77 | 0 |  | Electric Utility | N | OP |  | Non Combustion (NUC, WAT, WND, GEO, or SUN) |  | Western
EXCLUDE | CA | CA-Western | Big Creek 3 | 319 | 2 | WAT | HY | 34 | 34 | 0 | 87759.77 | 0 |  | Electric Utility | N | OP |  | Non Combustion (NUC, WAT, WND, GEO, or SUN) |  | Western
EXCLUDE | CA | CA-Western | Big Creek 3 | 319 | 3 | WAT | HY | 34 | 33 | 0 | 87759.77 | 0 |  | Electric Utility | N | OP |  | Non Combustion (NUC, WAT, WND, GEO, or SUN) |  | Western
EXCLUDE | CA | CA-Western | Big Creek 3 | 319 | 4 | WAT | HY | 36 | 36 | 0 | 92922.11 | 0 |  | Electric Utility | N | OP |  | Non Combustion (NUC, WAT, WND, GEO, or SUN) |  | Western
EXCLUDE | CA | CA-Western | Big Creek 3 | 319 | 5 | WAT | HY | 36.4 | 36.5 | 0 | 93954.58 | 0 |  | Electric Utility | N | OP |  | Non Combustion (NUC, WAT, WND, GEO, or SUN) |  | Western
EXCLUDE | CA | CA-Western | Big Creek 4 | 320 | 1 | WAT | HY | 50 | 50 | 0 | 124193.5 | 0 |  | Electric Utility | N | OP |  | Non Combustion (NUC, WAT, WND, GEO, or SUN) |  | Western
EXCLUDE | CA | CA-Western | Big Creek 4 | 320 | 2 | WAT | HY | 50 | 50 | 0 | 124193.5 | 0 |  | Electric Utility | N | OP |  | Non Combustion (NUC, WAT, WND, GEO, or SUN) |  | Western
EXCLUDE | CA | CA-Western | Big Creek 8 | 321 | 1 | WAT | HY | 30 | 25.8 | 0 | 61912 | 0 |  | Electric Utility | N | OP |  | Non Combustion (NUC, WAT, WND, GEO, or SUN) |  | Western
EXCLUDE | CA | CA-Western | Big Creek 8 | 321 | 2 | WAT | HY | 45 | 45 | 0 | 92868 | 0 |  | Electric Utility | N | OP |  | Non Combustion (NUC, WAT, WND, GEO, or SUN) |  | Western
EXCLUDE | CA | CA-Western | Big Creek 2A | 322 | 1 | WAT | HY | 55 | 50 | 0 | 128854.5 | 0 |  | Electric Utility | N | OP |  | Non Combustion (NUC, WAT, WND, GEO, or SUN) |  | Western
EXCLUDE | CA | CA-Western | Big Creek 2A | 322 | 2 | WAT | HY | 55 | 50 | 0 | 128854.5 | 0 |  | Electric Utility | N | OP |  | Non Combustion (NUC, WAT, WND, GEO, or SUN) |  | Western
EXCLUDE | CA | CA-Western | Bishop Creek 2 | 323 | 1 | WAT | HY | 2.5 | 2.5 | 0 | 9986.3 | 0 |  | Electric Utility | N | OP |  | Non Combustion (NUC, WAT, WND, GEO, or SUN) |  | Western
EXCLUDE | CA | CA-Western | Bishop Creek 2 | 323 | 2 | WAT | HY | 2.5 | 2.5 | 0 | 9986.3 | 0 |  | Electric Utility | N | OP |  | Non Combustion (NUC, WAT, WND, GEO, or SUN) |  | Western
EXCLUDE | CA | CA-Western | Bishop Creek 2 | 323 | 3 | WAT | HY | 2.3 | 2.3 | 0 | 9187.4 | 0 |  | Electric Utility | N | OP |  | Non Combustion (NUC, WAT, WND, GEO, or SUN) |  | Western
EXCLUDE | CA | CA-Western | Bishop Creek 3 | 324 | 1 | WAT | HY | 2.7 | 2.8 | 0 | 9428.96 | 0 |  | Electric Utility | N | OP |  | Non Combustion (NUC, WAT, WND, GEO, or SUN) |  | Western
EXCLUDE | CA | CA-Western | Bishop Creek 3 | 324 | 2 | WAT | HY | 2.3 | 2.3 | 0 | 8032.08 | 0 |  | Electric Utility | N | OP |  | Non Combustion (NUC, WAT, WND, GEO, or SUN) |  | Western
EXCLUDE | CA | CA-Western | Bishop Creek 3 | 324 | 3 | WAT | HY | 2.7 | 2.8 | 0 | 9428.96 | 0 |  | Electric Utility | N | OP |  | Non Combustion (NUC, WAT, WND, GEO, or SUN) |  | Western
EXCLUDE | CA | CA-Western | Bishop Creek 4 | 325 | 1 | WAT | HY | 1 | 1 | 0 | 4889.22 | 0 |  | Electric Utility | N | OP |  | Non Combustion (NUC, WAT, WND, GEO, or SUN) |  | Western
EXCLUDE | CA | CA-Western | Bishop Creek 4 | 325 | 2 | WAT | HY | 1 | 1 | 0 | 4889.22 | 0 |  | Electric Utility | N | OP |  | Non Combustion (NUC, WAT, WND, GEO, or SUN) |  | Western
EXCLUDE | CA | CA-Western | Bishop Creek 4 | 325 | 3 | WAT | HY | 1.9 | 2 | 0 | 9289.52 | 0 |  | Electric Utility | N | OP |  | Non Combustion (NUC, WAT, WND, GEO, or SUN) |  | Western
EXCLUDE | CA | CA-Western | Bishop Creek 4 | 325 | 4 | WAT | HY | 1.9 | 2 | 0 | 9289.52 | 0 |  | Electric Utility | N | OP |  | Non Combustion (NUC, WAT, WND, GEO, or SUN) |  | Western
EXCLUDE | CA | CA-Western | Bishop Creek 4 | 325 | 5 | WAT | HY | 1.9 | 2 | 0 | 9289.52 | 0 |  | Electric Utility | N | OP |  | Non Combustion (NUC, WAT, WND, GEO, or SUN) |  | Western
EXCLUDE | CA | CA-Western | Bishop Creek 5 | 326 | 1 | WAT | HY | 2 | 2 | 0 | 5411.56 | 0 |  | Electric Utility | N | OP |  | Non Combustion (NUC, WAT, WND, GEO, or SUN) |  | Western
EXCLUDE | CA | CA-Western | Bishop Creek 5 | 326 | 2 | WAT | HY | 2.5 | 1.8 | 0 | 6764.44 | 0 |  | Electric Utility | N | OP |  | Non Combustion (NUC, WAT, WND, GEO, or SUN) |  | Western
EXCLUDE | CA | CA-Western | Bishop Creek 6 | 327 | 1 | WAT | HY | 1.6 | 1.6 | 0 | 10572 | 0 |  | Electric Utility | N | OP |  | Non Combustion (NUC, WAT, WND, GEO, or SUN) |  | Western
EXCLUDE | CA | CA-Western | Borel | 328 | 1 | WAT | HY | 3 | 2.1 | 0 | 12285 | 0 |  | Electric Utility | N | OP |  | Non Combustion (NUC, WAT, WND, GEO, or SUN) |  | Western
EXCLUDE | CA | CA-Western | Borel | 328 | 2 | WAT | HY | 3 | 2.5 | 0 | 12285 | 0 |  | Electric Utility | N | OP |  | Non Combustion (NUC, WAT, WND, GEO, or SUN) |  | Western
EXCLUDE | CA | CA-Western | Borel | 328 | 3 | WAT | HY | 6 | 6 | 0 | 24570 | 0 |  | Electric Utility | N | OP |  | Non Combustion (NUC, WAT, WND, GEO, or SUN) |  | Western
OGST | CA | CA-Western | Coolwater | 329 | 1 | NG | ST | 65.3 | 63 | 700 | 8739 | 7552.59 |  | IPP Non-CHP | N | OP |  |  |  | Western
OGST | CA | CA-Western | Coolwater | 329 | 2 | NG | ST | 82 | 82 | 900 | 14687 | 11659.99 |  | IPP Non-CHP | N | OP |  |  |  | Western
NGCC | CA | CA-Western | Coolwater | 329 | 30 | NG | CC | 120 | 99 | 1350 | 94760.07 | 61609.62 |  | IPP Non-CHP | N | OP |  |  |  | Western
NGCC | CA | CA-Western | Coolwater | 329 | 31 | NG | CC | 85 | 73 | 1350 | 67121.72 | 43640.15 |  | IPP Non-CHP | N | OP |  |  |  | Western
NGCC | CA | CA-Western | Coolwater | 329 | 32 | NG | CC | 85 | 73 | 1350 | 67121.72 | 43640.15 |  | IPP Non-CHP | N | OP |  |  |  | Western
NGCC | CA | CA-Western | Coolwater | 329 | 40 | NG | CC | 120 | 99 | 1350 | 94760.07 | 61609.62 |  | IPP Non-CHP | N | OP |  |  |  | Western
NGCC | CA | CA-Western | Coolwater | 329 | 41 | NG | CC | 85 | 73.5 | 1350 | 67121.72 | 43640.15 |  | IPP Non-CHP | N | OP |  |  |  | Western
NGCC | CA | CA-Western | Coolwater | 329 | 42 | NG | CC | 85 | 73.5 | 1350 | 67121.72 | 43640.15 |  | IPP Non-CHP | N | OP |  |  |  | Western
EXCLUDE | CA | CA-Western | El Segundo Power | 330 | 1 | NG | ST | 156.2 | 145.3 | 0 | 0 | 0 |  | IPP Non-CHP | N | RE | 2002 | Retired prior to 2012 |  | Western
EXCLUDE | CA | CA-Western | El Segundo Power | 330 | 2 | NG | ST | 156.2 | 145.3 | 0 | 0 | 0 |  | IPP Non-CHP | N | RE | 2002 | Retired prior to 2012 |  | Western
OGST | CA | CA-Western | El Segundo Power | 330 | 3 | NG | ST | 342 | 335 | 3385 | 252095 | 169446.68 |  | IPP Non-CHP | N | OP | 2013 |  |  | Western
OGST | CA | CA-Western | El Segundo Power | 330 | 4 | NG | ST | 342 | 335 | 3385 | 350529 | 239963.45 |  | IPP Non-CHP | N | OP |  |  |  | Western
EXCLUDE | CA | CA-Western | Etiwanda Generating Station | 331 | 1 | NG | ST | 123 | 132 | 0 | 0 | 0 |  | IPP Non-CHP | N | RE | 2003 | Retired prior to 2012 |  | Western
EXCLUDE | CA | CA-Western | Etiwanda Generating Station | 331 | 2 | NG | ST | 123 | 132 | 0 | 0 | 0 |  | IPP Non-CHP | N | RE | 2003 | Retired prior to 2012 |  | Western
OGST | CA | CA-Western | Etiwanda Generating Station | 331 | 3 | NG | ST | 333 | 320 | 3600 | 125702 | 93433.15 |  | IPP Non-CHP | N | OP |  |  |  | Western
OGST | CA | CA-Western | Etiwanda Generating Station | 331 | 4 | NG | ST | 333 | 320 | 3600 | 127203 | 99385.52 |  | IPP Non-CHP | N | OP |  |  |  | Western
EXCLUDE | CA | CA-Western | Etiwanda Generating Station | 331 | 5 | NG | GT | 138.1 | 115 | 0 | 0 | 0 |  | IPP Non-CHP | N | RE | 2003 | Retired prior to 2012 |  | Western
EXCLUDE | CA | CA-Western | Fontana | 332 | 1 | WAT | HY | 1.4 | 1.4 | 0 | 2613.5 | 0 |  | Electric Utility | N | OP |  | Non Combustion (NUC, WAT, WND, GEO, or SUN) |  | Western
EXCLUDE | CA | CA-Western | Fontana | 332 | 2 | WAT | HY | 1.4 | 1.4 | 0 | 2613.5 | 0 |  | Electric Utility | N | OP |  | Non Combustion (NUC, WAT, WND, GEO, or SUN) |  | Western
OGST | CA | CA-Western | AES Huntington Beach LLC | 335 | 1 | NG | ST | 218 | 225.8 | 2400 | 247981 | 172819.2 |  | IPP Non-CHP | N | OP |  |  |  | Western
OGST | CA | CA-Western | AES Huntington Beach LLC | 335 | 2 | NG | ST | 218 | 225.8 | 2400 | 536689 | 350694.4 |  | IPP Non-CHP | N | OP |  |  |  | Western
OGST | CA | CA-Western | AES Huntington Beach LLC | 335 | 3 | NG | ST | 225 | 225 | 2000 | 162255 | 105106.5 |  | IPP Non-CHP | N | RE | 2012 |  |  | Western
OGST | CA | CA-Western | AES Huntington Beach LLC | 335 | 4 | NG | ST | 227 | 227 | 2000 | 220696 | 134962.2 |  | IPP Non-CHP | N | RE | 2012 |  |  | Western
EXCLUDE | CA | CA-Western | AES Huntington Beach LLC | 335 | 5 | NG | GT | 133 | 133 | 0 | 0 | 0 |  | IPP Non-CHP | N | RE | 2002 | Retired prior to 2012 |  | Western
EXCLUDE | CA | CA-Western | Kaweah 2 | 336 | 2 | WAT | HY | 1.8 | 1.8 | 0 | 6680 | 0 |  | Electric Utility | N | OP |  | Non Combustion (NUC, WAT, WND, GEO, or SUN) |  | Western
EXCLUDE | CA | CA-Western | Kaweah 1 | 337 | 1 | WAT | HY | 2.2 | 2.1 | 0 | 7546 | 0 |  | Electric Utility | N | OP |  | Non Combustion (NUC, WAT, WND, GEO, or SUN) |  | Western
EXCLUDE | CA | CA-Western | Kaweah 3 | 338 | 1 | WAT | HY | 2.4 | 2.4 | 0 | 3530 | 0 |  | Electric Utility | N | OP |  | Non Combustion (NUC, WAT, WND, GEO, or SUN) |  | Western
EXCLUDE | CA | CA-Western | Kaweah 3 | 338 | 2 | WAT | HY | 2.4 | 2.1 | 0 | 3530 | 0 |  | Electric Utility | N | OP |  | Non Combustion (NUC, WAT, WND, GEO, or SUN) |  | Western
EXCLUDE | CA | CA-Western | Kern River 3 | 339 | 1 | WAT | HY | 20.5 | 20.5 | 0 | 52299.54 | 0 |  | Electric Utility | N | OP |  | Non Combustion (NUC, WAT, WND, GEO, or SUN) |  | Western
EXCLUDE | CA | CA-Western | Kern River 3 | 339 | 2 | WAT | HY | 19.6 | 19.7 | 0 | 50003.46 | 0 |  | Electric Utility | N | OP |  | Non Combustion (NUC, WAT, WND, GEO, or SUN) |  | Western
EXCLUDE | CA | CA-Western | Kern River 1 | 340 | 1 | WAT | HY | 6.5 | 6.6 | 0 | 40303.75 | 0 |  | Electric Utility | N | OP |  | Non Combustion (NUC, WAT, WND, GEO, or SUN) |  | Western
EXCLUDE | CA | CA-Western | Kern River 1 | 340 | 2 | WAT | HY | 6.5 | 6.6 | 0 | 40303.75 | 0 |  | Electric Utility | N | OP |  | Non Combustion (NUC, WAT, WND, GEO, or SUN) |  | Western
EXCLUDE | CA | CA-Western | Kern River 1 | 340 | 3 | WAT | HY | 6.5 | 6.6 | 0 | 40303.75 | 0 |  | Electric Utility | N | OP |  | Non Combustion (NUC, WAT, WND, GEO, or SUN) |  | Western
EXCLUDE | CA | CA-Western | Kern River 1 | 340 | 4 | WAT | HY | 6.5 | 6.6 | 0 | 40303.75 | 0 |  | Electric Utility | N | OP |  | Non Combustion (NUC, WAT, WND, GEO, or SUN) |  | Western
EXCLUDE | CA | CA-Western | Long Beach Generation LLC | 341 | CT1 | NG | GT | 63 | 65 | 1125 | 25014.25 | 22568.5 |  | IPP Non-CHP | N | OP |  | Simple cycle unit |  | Western
EXCLUDE | CA | CA-Western | Long Beach Generation LLC | 341 | CT2 | NG | GT | 63 | 65 | 1100 | 25014.25 | 24160.94 |  | IPP Non-CHP | N | OP |  | Simple cycle unit |  | Western
EXCLUDE | CA | CA-Western | Long Beach Generation LLC | 341 | CT3 | NG | GT | 63 | 65 | 1136 | 25014.25 | 26353.7 |  | IPP Non-CHP | N | OP |  | Simple cycle unit |  | Western
EXCLUDE | CA | CA-Western | Long Beach Generation LLC | 341 | CT4 | NG | GT | 63 | 65 | 1100 | 25014.25 | 25083.92 |  | IPP Non-CHP | N | OP |  | Simple cycle unit |  | Western
EXCLUDE | CA | CA-Western | Long Beach Generation LLC | 341 | CT5 | NG | CC | 63 | 63 | 0 | 0 | 0 |  | IPP Non-CHP | N | RE | 2004 | Retired prior to 2012 |  | Western
EXCLUDE | CA | CA-Western | Long Beach Generation LLC | 341 | CT6 | NG | CC | 63 | 63 | 0 | 0 | 0 |  | IPP Non-CHP | N | RE | 2004 | Retired prior to 2012 |  | Western
EXCLUDE | CA | CA-Western | Long Beach Generation LLC | 341 | CT7 | NG | CC | 63 | 63 | 0 | 0 | 0 |  | IPP Non-CHP | N | RE | 2004 | Retired prior to 2012 |  | Western
EXCLUDE | CA | CA-Western | Long Beach Generation LLC | 341 | ST8 | NG | CC | 80 | 80 | 0 | 0 | 0 |  | IPP Non-CHP | N | RE | 2004 | Retired prior to 2012 |  | Western
EXCLUDE | CA | CA-Western | Long Beach Generation LLC | 341 | ST9 | NG | CC | 66.4 | 63 | 0 | 0 | 0 |  | IPP Non-CHP | N | RE | 2004 | Retired prior to 2012 |  | Western
EXCLUDE | CA | CA-Western | Lundy | 342 | 1 | WAT | HY | 1.5 | 1.5 | 0 | 1115 | 0 |  | Electric Utility | N | OP |  | Non Combustion (NUC, WAT, WND, GEO, or SUN) |  | Western
EXCLUDE | CA | CA-Western | Lundy | 342 | 2 | WAT | HY | 1.5 | 1.5 | 0 | 1115 | 0 |  | Electric Utility | N | OP |  | Non Combustion (NUC, WAT, WND, GEO, or SUN) |  | Western
EXCLUDE | CA | CA-Western | Mammoth Pool | 344 | 1 | WAT | HY | 95 | 80 | 0 | 145476.5 | 0 |  | Electric Utility | N | OP |  | Non Combustion (NUC, WAT, WND, GEO, or SUN) |  | Western
EXCLUDE | CA | CA-Western | Mammoth Pool | 344 | 2 | WAT | HY | 95 | 80 | 0 | 145476.5 | 0 |  | Electric Utility | N | OP |  | Non Combustion (NUC, WAT, WND, GEO, or SUN) |  | Western
EXCLUDE | CA | CA-Western | Mandalay | 345 | 03 | NG | GT | 138 | 130 | 0 | 3218 | 6625.03 |  | IPP Non-CHP | N | OP |  | Simple cycle unit |  | Western
OGST | CA | CA-Western | Mandalay | 345 | 1 | NG | ST | 218 | 215 | 2250 | 102870 | 70532.79 |  | IPP Non-CHP | N | OP |  |  |  | Western
OGST | CA | CA-Western | Mandalay | 345 | 2 | NG | ST | 218 | 215 | 2250 | 107695 | 72083.55 |  | IPP Non-CHP | N | OP |  |  |  | Western
OGST | CA | CA-Western | Ormond Beach | 350 | 1 | NG | ST | 806 | 741 | 7500 | 182541 | 118582.87 |  | IPP Non-CHP | N | OP |  |  |  | Western
OGST | CA | CA-Western | Ormond Beach | 350 | 2 | NG | ST | 806 | 775 | 7500 | 68840 | 42598.88 |  | IPP Non-CHP | N | OP |  |  |  | Western
EXCLUDE | CA | CA-Western | Poole | 353 | 1 | WAT | HY | 11.2 | 10.9 | 0 | 7873 | 0 |  | Electric Utility | N | OP |  | Non Combustion (NUC, WAT, WND, GEO, or SUN) |  | Western
EXCLUDE | CA | CA-Western | Portal | 354 | 1 | WAT | HY | 10.8 | 10.8 | 0 | 14961 | 0 |  | Electric Utility | N | OP |  | Non Combustion (NUC, WAT, WND, GEO, or SUN) |  | Western
OGST | CA | CA-Western | AES Redondo Beach LLC | 356 | 5 | NG | ST | 163.2 | 175 | 1810 | 47087 | 38771.87 |  | IPP Non-CHP | N | OP |  |  |  | Western
OGST | CA | CA-Western | AES Redondo Beach LLC | 356 | 6 | NG | ST | 163.2 | 175 | 1850 | 78037 | 64256.39 |  | IPP Non-CHP | N | OP |  |  |  | Western
OGST | CA | CA-Western | AES Redondo Beach LLC | 356 | 7 | NG | ST | 495 | 480 | 4240 | 360355 | 296719.64 |  | IPP Non-CHP | N | OP |  |  |  | Western
OGST | CA | CA-Western | AES Redondo Beach LLC | 356 | 8 | NG | ST | 495 | 480 | 4240 | 62159 | 51182.3 |  | IPP Non-CHP | N | OP |  |  |  | Western
EXCLUDE | CA | CA-Western | Rush Creek | 357 | 1 | WAT | HY | 5.8 | 5.5 | 0 | 7994.63 | 0 |  | Electric Utility | N | OP |  | Non Combustion (NUC, WAT, WND, GEO, or SUN) |  | Western
EXCLUDE | CA | CA-Western | Rush Creek | 357 | 2 | WAT | HY | 7.2 | 5.5 | 0 | 9924.37 | 0 |  | Electric Utility | N | OP |  | Non Combustion (NUC, WAT, WND, GEO, or SUN) |  | Western
EXCLUDE | CA | CA-Western | Mountainview Generating Station | 358 | 1 | NG | ST | 65.3 | 60 | 0 | 0 | 0 |  | Electric Utility | N | RE | 2002 | Retired prior to 2012 |  | Western
EXCLUDE | CA | CA-Western | Mountainview Generating Station | 358 | 2 | NG | ST | 65.3 | 60 | 0 | 0 | 0 |  | Electric Utility | N | RE | 2002 | Retired prior to 2012 |  | Western
NGCC | CA | CA-Western | Mountainview Generating Station | 358 | MV3A | NG | CC | 164.6 | 149 | 2113 | 1045649.28 | 444766.28 |  | Electric Utility | N | OP |  |  |  | Western
NGCC | CA | CA-Western | Mountainview Generating Station | 358 | MV3B | NG | CC | 164.6 | 149 | 2113 | 1045649.28 | 444766.28 |  | Electric Utility | N | OP |  |  |  | Western
NGCC | CA | CA-Western | Mountainview Generating Station | 358 | MV3C | NG | CC | 189.2 | 188 | 2113 | 1201924.93 | 511238.03 |  | Electric Utility | N | OP |  |  |  | Western
NGCC | CA | CA-Western | Mountainview Generating Station | 358 | MV4A | NG | CC | 164.6 | 149 | 2113 | 1045649.28 | 444766.28 |  | Electric Utility | N | OP |  |  |  | Western
NGCC | CA | CA-Western | Mountainview Generating Station | 358 | MV4B | NG | CC | 164.6 | 149 | 2113 | 1045649.28 | 444766.28 |  | Electric Utility | N | OP |  |  |  | Western
NGCC | CA | CA-Western | Mountainview Generating Station | 358 | MV4C | NG | CC | 189.2 | 188 | 2113 | 1201924.93 | 511238.03 |  | Electric Utility | N | OP |  |  |  | Western
EXCLUDE | CA | CA-Western | San Onofre Nuclear Generating Station | 360 | 2 | NUC | ST | 1127 | 1070 | 0 | 397470 | 0 |  | Electric Utility | N | OP | 2013 | Non Combustion (NUC, WAT, WND, GEO, or SUN) |  | Western
EXCLUDE | CA | CA-Western | San Onofre Nuclear Generating Station | 360 | 3 | NUC | ST | 1127 | 1080 | 0 | 397470 | 0 |  | Electric Utility | N | OP | 2013 | Non Combustion (NUC, WAT, WND, GEO, or SUN) |  | Western
EXCLUDE | CA | CA-Western | Santa Ana 1 | 361 | 1 | WAT | HY | 0.8 | 0.8 | 0 | 272 | 0 |  | Electric Utility | N | OP |  | Non Combustion (NUC, WAT, WND, GEO, or SUN) |  | Western
EXCLUDE | CA | CA-Western | Santa Ana 1 | 361 | 2 | WAT | HY | 0.8 | 0.8 | 0 | 272 | 0 |  | Electric Utility | N | OP |  | Non Combustion (NUC, WAT, WND, GEO, or SUN) |  | Western
EXCLUDE | CA | CA-Western | Santa Ana 1 | 361 | 3 | WAT | HY | 0.8 | 0.8 | 0 | 272 | 0 |  | Electric Utility | N | OP |  | Non Combustion (NUC, WAT, WND, GEO, or SUN) |  | Western
EXCLUDE | CA | CA-Western | Santa Ana 1 | 361 | 4 | WAT | HY | 0.8 | 0.8 | 0 | 272 | 0 |  | Electric Utility | N | OP |  | Non Combustion (NUC, WAT, WND, GEO, or SUN) |  | Western
EXCLUDE | CA | CA-Western | Santa Ana 3 | 363 | 1 | WAT | HY | 3.1 | 3.1 | 0 | 5200 | 0 |  | Electric Utility | N | OP |  | Non Combustion (NUC, WAT, WND, GEO, or SUN) |  | Western
EXCLUDE | CA | CA-Western | Tule River | 365 | 1 | WAT | HY | 1.2 | 1.3 | 0 | 5537.5 | 0 |  | Electric Utility | N | OP |  | Non Combustion (NUC, WAT, WND, GEO, or SUN) |  | Western
EXCLUDE | CA | CA-Western | Tule River | 365 | 2 | WAT | HY | 1.2 | 1.3 | 0 | 5537.5 | 0 |  | Electric Utility | N | OP |  | Non Combustion (NUC, WAT, WND, GEO, or SUN) |  | Western
EXCLUDE | WA | WA-Western | Columbia Generating Station | 371 | 2 | NUC | ST | 1200 | 1132 | 0 | 9333709 | 0 |  | Electric Utility | N | OP |  | Non Combustion (NUC, WAT, WND, GEO, or SUN) |  | Western
EXCLUDE | CA | CA-Western | Magnolia | 375 | M2 | NG | CC | 10 | 10 | 0 | 0 | 0 |  | Electric Utility | N | RE | 2002 | Retired prior to 2012 |  | Western
EXCLUDE | CA | CA-Western | Magnolia | 375 | M3 | NG | ST | 20 | 20 | 0 | 0 | 0 |  | Electric Utility | N | RE | 2002 | Retired prior to 2012 |  | Western
EXCLUDE | CA | CA-Western | Magnolia | 375 | M4 | NG | ST | 34.5 | 30 | 0 | 0 | 0 |  | Electric Utility | N | RE | 2002 | Retired prior to 2012 |  | Western
EXCLUDE | CA | CA-Western | Magnolia | 375 | M5 | NG | GT | 23.1 | 21.7 | 0 | 0 | 0 |  | Electric Utility | N | RE | 2003 | Retired prior to 2012 |  | Western
EXCLUDE | CA | CA-Western | Pardee | 376 | 1 | WAT | HY | 7.5 | 8.9 | 0 | 21870.44 | 0 |  | Electric Utility | N | OP |  | Non Combustion (NUC, WAT, WND, GEO, or SUN) |  | Western
EXCLUDE | CA | CA-Western | Pardee | 376 | 2 | WAT | HY | 7.5 | 8.9 | 0 | 21870.44 | 0 |  | Electric Utility | N | OP |  | Non Combustion (NUC, WAT, WND, GEO, or SUN) |  | Western
EXCLUDE | CA | CA-Western | Pardee | 376 | 3 | WAT | HY | 8.6 | 9.9 | 0 | 25078.11 | 0 |  | Electric Utility | N | OP |  | Non Combustion (NUC, WAT, WND, GEO, or SUN) |  | Western
NGCC | CA | CA-Western | Grayson | 377 | 1 | NG | CC | 20 | 19 | 0 | 5102.9 | 2739.34 | 1 | Electric Utility | N | OP |  |  |  | Western
NGCC | CA | CA-Western | Grayson | 377 | 2 | NG | CC | 20 | 19 | 0 | 5102.9 | 2739.34 | 1 | Electric Utility | N | OP |  |  |  | Western
EXCLUDE | CA | CA-Western | Grayson | 377 | 3 | LFG | ST | 23 | 18 | 0 | 8846 | 12386.57 |  | Electric Utility | N | OP |  | Non-Fossil Fuel Type (Less than 10% Fossil Fuel) |  | Western
EXCLUDE | CA | CA-Western | Grayson | 377 | 4 | LFG | ST | 50 | 40 | 650 | 75310 | 98158.19 |  | Electric Utility | N | OP |  | Non-Fossil Fuel Type (Less than 10% Fossil Fuel) |  | Western
EXCLUDE | CA | CA-Western | Grayson | 377 | 5 | LFG | ST | 50 | 40 | 650 | 52498 | 70688.47 |  | Electric Utility | N | OP |  | Non-Fossil Fuel Type (Less than 10% Fossil Fuel) |  | Western
EXCLUDE | CA | CA-Western | Grayson | 377 | 6 | NG | GT | 22 | 15 | 0 | 0 | 0 |  | Electric Utility | N | RE | 2004 | Retired prior to 2012 |  | Western
EXCLUDE | CA | CA-Western | Grayson | 377 | 7 | NG | GT | 31 | 20 | 0 | 0 | 0 |  | Electric Utility | N | RE | 2002 | Retired prior to 2012 |  | Western
NGCC | CA | CA-Western | Grayson | 377 | 8A | NG | CC | 25.4 | 26 | 0 | 6480.69 | 3478.96 |  | Electric Utility | N | OP |  |  |  | Western
NGCC | CA | CA-Western | Grayson | 377 | 8BC | NG | CC | 55.1 | 46 | 0 | 14058.5 | 7546.88 |  | Electric Utility | N | OP |  |  |  | Western
EXCLUDE | CA | CA-Western | Grayson | 377 | 9 | NG | GT | 57.4 | 48 | 470 | 10386 | 6481.64 |  | Electric Utility | N | OP |  | Simple cycle unit |  | Western
EXCLUDE | MN | MN-Eastern | Prairie River | 378 | 1 | WAT | HY | 0.7 | 0.3 | 0 | 0 | 0 |  | Electric Utility | N | OS |  | Non Combustion (NUC, WAT, WND, GEO, or SUN) |  | Eastern
EXCLUDE | MN | MN-Eastern | Prairie River | 378 | 2 | WAT | HY | 0.3 | 0.3 | 0 | 0 | 0 |  | Electric Utility | N | OS |  | Non Combustion (NUC, WAT, WND, GEO, or SUN) |  | Eastern
EXCLUDE | CA | CA-Western | Dion R Holm | 380 | 1 | WAT | HY | 78.4 | 78.4 | 0 | 205212 | 0 |  | Electric Utility | N | OP |  | Non Combustion (NUC, WAT, WND, GEO, or SUN) |  | Western
EXCLUDE | CA | CA-Western | Dion R Holm | 380 | 2 | WAT | HY | 78.4 | 78.4 | 0 | 205212 | 0 |  | Electric Utility | N | OP |  | Non Combustion (NUC, WAT, WND, GEO, or SUN) |  | Western
EXCLUDE | CA | CA-Western | Moccasin | 381 | 1 | WAT | HY | 50 | 50 | 0 | 157273.5 | 0 |  | Electric Utility | N | OP |  | Non Combustion (NUC, WAT, WND, GEO, or SUN) |  | Western
EXCLUDE | CA | CA-Western | Moccasin | 381 | 2 | WAT | HY | 50 | 50 | 0 | 157273.5 | 0 |  | Electric Utility | N | OP |  | Non Combustion (NUC, WAT, WND, GEO, or SUN) |  | Western
EXCLUDE | CA | CA-Western | R C Kirkwood | 382 | 1 | WAT | HY | 39.5 | 39.5 | 0 | 135640.61 | 0 |  | Electric Utility | N | OP |  | Non Combustion (NUC, WAT, WND, GEO, or SUN) |  | Western
EXCLUDE | CA | CA-Western | R C Kirkwood | 382 | 2 | WAT | HY | 39.5 | 39.5 | 0 | 135640.61 | 0 |  | Electric Utility | N | OP |  | Non Combustion (NUC, WAT, WND, GEO, or SUN) |  | Western
EXCLUDE | CA | CA-Western | R C Kirkwood | 382 | 3 | WAT | HY | 36.5 | 36.5 | 0 | 125338.79 | 0 |  | Electric Utility | N | OP |  | Non Combustion (NUC, WAT, WND, GEO, or SUN) |  | Western
EXCLUDE | CA | CA-Western | Brawley | 383 | GT1 | DFO | GT | 11.5 | 9 | 0 | 0 | 0 |  | Electric Utility | N | RE | 2009 | Retired prior to 2012 |  | Western
EXCLUDE | CA | CA-Western | Brawley | 383 | GT2 | DFO | GT | 11.5 | 9 | 0 | 0 | 0 |  | Electric Utility | N | RE | 2009 | Retired prior to 2012 |  | Western
COALST | IL | IL-Eastern | Joliet 29 | 384 | 7 | SUB | ST | 660 | 518 | 6712 | 2551246 | 2887264.78 |  | IPP Non-CHP | N | OP |  |  |  | Eastern
COALST | IL | IL-Eastern | Joliet 29 | 384 | 8 | SUB | ST | 660 | 518 | 6712 | 2586013 | 3061305.55 |  | IPP Non-CHP | N | OP |  |  |  | Eastern
EXCLUDE | CA | CA-Western | Drop 2 | 385 | 1 | WAT | HY | 5 | 4 | 0 | 25827 | 0 |  | Electric Utility | N | OP |  | Non Combustion (NUC, WAT, WND, GEO, or SUN) |  | Western
EXCLUDE | CA | CA-Western | Drop 2 | 385 | 2 | WAT | HY | 5 | 4 | 0 | 25827 | 0 |  | Electric Utility | N | OP |  | Non Combustion (NUC, WAT, WND, GEO, or SUN) |  | Western
EXCLUDE | CA | CA-Western | Drop 3 | 386 | 1 | WAT | HY | 4.8 | 4 | 0 | 24691.59 | 0 |  | Electric Utility | N | OP |  | Non Combustion (NUC, WAT, WND, GEO, or SUN) |  | Western
EXCLUDE | CA | CA-Western | Drop 3 | 386 | 2 | WAT | HY | 5 | 4 | 0 | 25720.41 | 0 |  | Electric Utility | N | OP |  | Non Combustion (NUC, WAT, WND, GEO, or SUN) |  | Western
EXCLUDE | CA | CA-Western | Drop 4 | 387 | 1 | WAT | HY | 10 | 8 | 0 | 56378.57 | 0 |  | Electric Utility | N | OP |  | Non Combustion (NUC, WAT, WND, GEO, or SUN) |  | Western
EXCLUDE | CA | CA-Western | Drop 4 | 387 | 2 | WAT | HY | 9.6 | 8 | 0 | 54123.43 | 0 |  | Electric Utility | N | OP |  | Non Combustion (NUC, WAT, WND, GEO, or SUN) |  | Western
EXCLUDE | CA | CA-Western | Pilot Knob | 388 | 1 | WAT | HY | 16.5 | 4 | 0 | 15018 | 0 |  | Electric Utility | N | OP |  | Non Combustion (NUC, WAT, WND, GEO, or SUN) |  | Western
EXCLUDE | CA | CA-Western | Pilot Knob | 388 | 2 | WAT | HY | 16.5 | 3 | 0 | 15018 | 0 |  | Electric Utility | N | OP |  | Non Combustion (NUC, WAT, WND, GEO, or SUN) |  | Western
NGCC | CA | CA-Western | El Centro | 389 | 2 | NG | CC | 34.5 | 30 | 945 | 93615.44 | 52313.22 |  | Electric Utility | N | OP |  |  |  | Western
NGCC | CA | CA-Western | El Centro | 389 | 2A | NG | CC | 89.9 | 80 | 525 | 243942.85 | 136317.63 |  | Electric Utility | N | OP |  |  |  | Western
EXCLUDE | CA | CA-Western | El Centro | 389 | 3 | NG | ST | 50 | 42 | 0 | 0 | 0 |  | Electric Utility | N | RE | 2010 | Retired prior to 2012 |  | Western
UC NGCC - commenced in 2012 | CA | CA-Western | El Centro | 389 | 30 | NG | CC | 65.9 | 59.7 | 525 | 178819.07 | 99925.82 |  | Electric Utility | N | OP |  |  | Yes | Western
UC NGCC - commenced in 2012 | CA | CA-Western | El Centro | 389 | 31 | NG | CC | 43.2 | 42.2 | 945 | 117222.82 | 65505.24 |  | Electric Utility | N | OP |  |  | Yes | Western
UC NGCC - commenced in 2012 | CA | CA-Western | El Centro | 389 | 32 | NG | CC | 43.2 | 42.2 | 525 | 117222.82 | 65505.24 |  | Electric Utility | N | OP |  |  | Yes | Western
OGST | CA | CA-Western | El Centro | 389 | 4 | NG | ST | 81.6 | 73.9 | 819 | 161544 | 129016.64 |  | Electric Utility | N | OP |  |  |  | Western
EXCLUDE | AK | AK-Alaska | Solomon Gulch | 390 | 1 | WAT | HY | 6 | 6 | 0 | 22067.5 | 0 |  | Electric Utility | N | OP |  | State not covered under final 111(d) |  | Alaska
EXCLUDE | AK | AK-Alaska | Solomon Gulch | 390 | 2 | WAT | HY | 6 | 6 | 0 | 22067.5 | 0 |  | Electric Utility | N | OP |  | State not covered under final 111(d) |  | Alaska
EXCLUDE | CA | CA-Western | Big Pine | 391 | 1 | WAT | HY | 3.2 | 3 | 0 | 5095 | 0 |  | Electric Utility | N | OP |  | Non Combustion (NUC, WAT, WND, GEO, or SUN) |  | Western
EXCLUDE | CA | CA-Western | Castaic | 392 | 1 | WAT | PS | 212.5 | 250 | 0 | 75481.17 | 0 |  | Electric Utility | N | OP |  | Non Combustion (NUC, WAT, WND, GEO, or SUN) |  | Western
EXCLUDE | CA | CA-Western | Castaic | 392 | 2 | WAT | PS | 212.5 | 265 | 0 | 75481.17 | 0 |  | Electric Utility | N | OP |  | Non Combustion (NUC, WAT, WND, GEO, or SUN) |  | Western
EXCLUDE | CA | CA-Western | Castaic | 392 | 3 | WAT | PS | 212.5 | 265 | 0 | 75481.17 | 0 |  | Electric Utility | N | OP |  | Non Combustion (NUC, WAT, WND, GEO, or SUN) |  | Western
EXCLUDE | CA | CA-Western | Castaic | 392 | 4 | WAT | PS | 212.5 | 265 | 0 | 75481.17 | 0 |  | Electric Utility | N | OP |  | Non Combustion (NUC, WAT, WND, GEO, or SUN) |  | Western
EXCLUDE | CA | CA-Western | Castaic | 392 | 5 | WAT | PS | 212.5 | 265 | 0 | 75481.17 | 0 |  | Electric Utility | N | OP |  | Non Combustion (NUC, WAT, WND, GEO, or SUN) |  | Western
EXCLUDE | CA | CA-Western | Castaic | 392 | 6 | WAT | PS | 212.5 | 265 | 0 | 75481.17 | 0 |  | Electric Utility | N | OP |  | Non Combustion (NUC, WAT, WND, GEO, or SUN) |  | Western
EXCLUDE | CA | CA-Western | Castaic | 392 | 7 | WAT | HY | 56 | 56 | 0 | 0 | 0 |  | Electric Utility | N | OP |  | Non Combustion (NUC, WAT, WND, GEO, or SUN) |  | Western
EXCLUDE | CA | CA-Western | Control Gorge | 393 | 1 | WAT | HY | 37.5 | 37.5 | 0 | 54147 | 0 |  | Electric Utility | N | OP |  | Non Combustion (NUC, WAT, WND, GEO, or SUN) |  | Western
EXCLUDE | CA | CA-Western | Cottonwood | 394 | 1 | WAT | HY | 0.8 | 1.2 | 0 | 1608.5 | 0 |  | Electric Utility | N | OP |  | Non Combustion (NUC, WAT, WND, GEO, or SUN) |  | Western
EXCLUDE | CA | CA-Western | Cottonwood | 394 | 2 | WAT | HY | 0.8 | 1.2 | 0 | 1608.5 | 0 |  | Electric Utility | N | OP |  | Non Combustion (NUC, WAT, WND, GEO, or SUN) |  | Western
EXCLUDE | CA | CA-Western | Foothill | 396 | 1 | WAT | HY | 11 | 9.9 | 0 | 39376 | 0 |  | Electric Utility | N | OP |  | Non Combustion (NUC, WAT, WND, GEO, or SUN) |  | Western
EXCLUDE | CA | CA-Western | Franklin | 397 | 1 | WAT | HY | 2 | 2 | 0 | 7369 | 0 |  | Electric Utility | N | OP |  | Non Combustion (NUC, WAT, WND, GEO, or SUN) |  | Western
EXCLUDE | CA | CA-Western | Haiwee | 398 | 1 | WAT | HY | 2.8 | 3.6 | 0 | 4868 | 0 |  | Electric Utility | N | OP |  | Non Combustion (NUC, WAT, WND, GEO, or SUN) |  | Western
EXCLUDE | CA | CA-Western | Haiwee | 398 | 2 | WAT | HY | 2.8 | 3.6 | 0 | 4868 | 0 |  | Electric Utility | N | OP |  | Non Combustion (NUC, WAT, WND, GEO, or SUN) |  | Western
NGCC | CA | CA-Western | Harbor | 399 | 10A | NG | CC | 85.3 | 79.5 | 755.75 | 33305.55 | 20230.78 |  | Electric Utility | Y | OP |  |  |  | Western
NGCC | CA | CA-Western | Harbor | 399 | 10B | NG | CC | 85.3 | 79.5 | 755.75 | 33305.55 | 20230.78 |  | Electric Utility | Y | OP |  |  |  | Western
NGCC | CA | CA-Western | Harbor | 399 | 5 | NG | CC | 75 | 65 | 664.5 | 29283.9 | 17787.91 |  | Electric Utility | Y | OP |  |  |  | Western
EXCLUDE | CA | CA-Western | Harbor | 399 | GT10 | NG | GT | 60.5 | 47.4 | 500 | 4113.8 | 3294.94 |  | Electric Utility | N | OP |  | Simple cycle unit |  | Western
EXCLUDE | CA | CA-Western | Harbor | 399 | GT11 | NG | GT | 60.5 | 47.4 | 800 | 4113.8 | 3546.57 |  | Electric Utility | N | OP |  | Simple cycle unit |  | Western
EXCLUDE | CA | CA-Western | Harbor | 399 | GT12 | NG | GT | 60.5 | 47.4 | 800 | 4113.8 | 2964.7 |  | Electric Utility | N | OP |  | Simple cycle unit |  | Western
EXCLUDE | CA | CA-Western | Harbor | 399 | GT13 | NG | GT | 60.5 | 47.4 | 500 | 4113.8 | 2170.29 |  | Electric Utility | N | OP |  | Simple cycle unit |  | Western
EXCLUDE | CA | CA-Western | Harbor | 399 | GT14 | NG | GT | 60.5 | 47.4 | 556.3 | 4113.8 | 1922.06 |  | Electric Utility | N | OP |  | Simple cycle unit |  | Western
EXCLUDE | CA | CA-Western | Harbor | 399 | GT6 | NG | GT | 23.5 | 19 | 0 | 0 | 0 |  | Electric Utility | N | RE | 2002 | Retired prior to 2012 |  | Western
EXCLUDE | CA | CA-Western | Harbor | 399 | GT7 | NG | GT | 23.5 | 19 | 0 | 0 | 0 |  | Electric Utility | N | RE | 2002 | Retired prior to 2012 |  | Western
OGST | CA | CA-Western | Haynes | 400 | 1 | NG | ST | 230 | 222 | 2180 | 317055 | 215279.93 |  | Electric Utility | N | OP |  |  |  | Western
NGCC | CA | CA-Western | Haynes | 400 | 10 | NG | CC | 182.8 | 157.5 | 2043.6 | 384763.38 | 164266.08 |  | Electric Utility | Y | OP |  |  |  | Western
EXCLUDE | CA | CA-Western | Haynes | 400 | 11 | NG | GT | 108.2 | 96.3 | 0 | 0 | 0 |  | Electric Utility | N | V |  | Status of Operation (IP, L, P, T) |  | Western
EXCLUDE | CA | CA-Western | Haynes | 400 | 12 | NG | GT | 108.2 | 96.3 | 0 | 0 | 0 |  | Electric Utility | N | V |  | Status of Operation (IP, L, P, T) |  | Western
EXCLUDE | CA | CA-Western | Haynes | 400 | 13 | NG | GT | 108.2 | 96.3 | 0 | 0 | 0 |  | Electric Utility | N | V |  | Status of Operation (IP, L, P, T) |  | Western
EXCLUDE | CA | CA-Western | Haynes | 400 | 14 | NG | GT | 108.2 | 96.3 | 0 | 0 | 0 |  | Electric Utility | N | V |  | Status of Operation (IP, L, P, T) |  | Western
EXCLUDE | CA | CA-Western | Haynes | 400 | 15 | NG | GT | 108.2 | 96.3 | 0 | 0 | 0 |  | Electric Utility | N | V |  | Status of Operation (IP, L, P, T) |  | Western
EXCLUDE | CA | CA-Western | Haynes | 400 | 16 | NG | GT | 108.2 | 96.3 | 0 | 0 | 0 |  | Electric Utility | N | V |  | Status of Operation (IP, L, P, T) |  | Western
OGST | CA | CA-Western | Haynes | 400 | 2 | NG | ST | 230 | 222 | 2160 | 427503 | 281448.52 |  | Electric Utility | N | OP |  |  |  | Western
EXCLUDE | CA | CA-Western | Haynes | 400 | 3 | NG | ST | 230 | 222 | 0 | 0 | 0 |  | Electric Utility | N | RE | 2004 | Retired prior to 2012 |  | Western
EXCLUDE | CA | CA-Western | Haynes | 400 | 4 | NG | ST | 230 | 222 | 0 | 0 | 0 |  | Electric Utility | N | RE | 2003 | Retired prior to 2012 |  | Western
OGST | CA | CA-Western | Haynes | 400 | 5 | NG | ST | 343 | 292 | 3021 | 518682 | 334022.08 |  | Electric Utility | N | OP | 2013 |  |  | Western
OGST | CA | CA-Western | Haynes | 400 | 6 | NG | ST | 343 | 238 | 3090 | 490299 | 315865.32 |  | Electric Utility | N | OP | 2013 |  |  | Western
NGCC | CA | CA-Western | Haynes | 400 | 8 | NG | CC | 264.3 | 235 | 2043.6 | 556307.23 | 237502.86 |  | Electric Utility | Y | OP |  |  |  | Western
NGCC | CA | CA-Western | Haynes | 400 | 9 | NG | CC | 182.8 | 157.5 | 2043.6 | 384763.38 | 164266.08 |  | Electric Utility | Y | OP |  |  |  | Western
EXCLUDE | CA | CA-Western | Middle Gorge | 401 | 1 | WAT | HY | 37.5 | 37.5 | 0 | 79441 | 0 |  | Electric Utility | N | OP |  | Non Combustion (NUC, WAT, WND, GEO, or SUN) |  | Western
EXCLUDE | CA | CA-Western | Pleasant Valley | 402 | 1 | WAT | HY | 3.2 | 2.7 | 0 | 6835 | 0 |  | Electric Utility | N | OP |  | Non Combustion (NUC, WAT, WND, GEO, or SUN) |  | Western
EXCLUDE | CA | CA-Western | San Fernando | 403 | 1 | WAT | HY | 2.8 | 3.2 | 0 | 3942 | 0 |  | Electric Utility | N | OP |  | Non Combustion (NUC, WAT, WND, GEO, or SUN) |  | Western
EXCLUDE | CA | CA-Western | San Fernando | 403 | 2 | WAT | HY | 2.8 | 2.9 | 0 | 3942 | 0 |  | Electric Utility | N | OP |  | Non Combustion (NUC, WAT, WND, GEO, or SUN) |  | Western
OGST | CA | CA-Western | Scattergood | 404 | 1 | NG | ST | 163.2 | 174 | 1750 | 57041 | 47575.74 |  | Electric Utility | N | OP | 2020 |  |  | Western
OGST | CA | CA-Western | Scattergood | 404 | 2 | NG | ST | 163.2 | 177 | 1750 | 425983 | 368404.12 |  | Electric Utility | N | OP | 2020 |  |  | Western
OGST | CA | CA-Western | Scattergood | 404 | 3 | NG | ST | 496.8 | 445 | 4600 | 604196 | 392286.2 |  | Electric Utility | N | OP | 2015 |  |  | Western
EXCLUDE | CA | CA-Western | Scattergood | 404 | 4 | NG | CC | 209.5 |  | 0 | 0 | 0 |  | Electric Utility | Y | P |  | Status of Operation (IP, L, P, T) |  | Western
EXCLUDE | CA | CA-Western | Scattergood | 404 | 5 | NG | CC | 108.8 |  | 0 | 0 | 0 |  | Electric Utility | Y | P |  | Status of Operation (IP, L, P, T) |  | Western
EXCLUDE | CA | CA-Western | Scattergood | 404 | 6 | NG | GT | 103 | 95 | 0 | 0 | 0 |  | Electric Utility | N | P |  | Status of Operation (IP, L, P, T) |  | Western
EXCLUDE | CA | CA-Western | Scattergood | 404 | 7 | NG | GT | 103 | 95 | 0 | 0 | 0 |  | Electric Utility | N | P |  | Status of Operation (IP, L, P, T) |  | Western
EXCLUDE | CA | CA-Western | Scattergood | 404 | 8 | NG | CC | 209.5 |  | 0 | 0 | 0 |  | Electric Utility | Y | P |  | Status of Operation (IP, L, P, T) |  | Western
EXCLUDE | CA | CA-Western | Scattergood | 404 | 9 | NG | CC | 108.8 |  | 0 | 0 | 0 |  | Electric Utility | Y | P |  | Status of Operation (IP, L, P, T) |  | Western
EXCLUDE | AK | AK-Alaska | Tok | 406 | 3A | DFO | IC | 1.3 | 1.3 | 0 | 0 | 0 |  | Electric Utility | N | OP |  | State not covered under final 111(d) |  | Alaska
EXCLUDE | AK | AK-Alaska | Tok | 406 | 4A | DFO | IC | 1.1 | 1.1 | 0 | 0 | 0 |  | Electric Utility | N | OP |  | State not covered under final 111(d) |  | Alaska
EXCLUDE | AK | AK-Alaska | Tok | 406 | 5A | DFO | IC | 1.1 | 1.1 | 0 | 0 | 0 |  | Electric Utility | N | OP |  | State not covered under final 111(d) |  | Alaska
EXCLUDE | AK | AK-Alaska | Tok | 406 | 6 | DFO | IC | 0.5 | 0.5 | 0 | 0 | 0 |  | Electric Utility | N | OS |  | State not covered under final 111(d) |  | Alaska
EXCLUDE | AK | AK-Alaska | Tok | 406 | 7a | DFO | IC | 2.3 | 2.3 | 0 | 0 | 0 |  | Electric Utility | N | OP |  | State not covered under final 111(d) |  | Alaska
EXCLUDE | AK | AK-Alaska | Tok | 406 | 8 | DFO | IC | 0.4 | 0.4 | 0 | 0 | 0 |  | Electric Utility | N | OP |  | State not covered under final 111(d) |  | Alaska
EXCLUDE | AK | AK-Alaska | Tok | 406 | 9 | DFO | IC | 0.9 | 0.9 | 0 | 0 | 0 |  | Electric Utility | N | OP |  | State not covered under final 111(d) |  | Alaska
EXCLUDE | CA | CA-Western | Upper Gorge | 407 | 1 | WAT | HY | 37.5 | 37.5 | 0 | 85936 | 0 |  | Electric Utility | N | OP |  | Non Combustion (NUC, WAT, WND, GEO, or SUN) |  | Western
EXCLUDE | CA | CA-Western | Valley | 408 | 1 | NG | ST | 100 | 95 | 0 | 0 | 0 |  | Electric Utility | N | RE | 1992 | Retired prior to 2012 |  | Western
EXCLUDE | CA | CA-Western | Valley | 408 | 2 | NG | ST | 100 | 99 | 0 | 0 | 0 |  | Electric Utility | N | RE | 1992 | Retired prior to 2012 |  | Western
EXCLUDE | CA | CA-Western | Valley | 408 | 3 | NG | ST | 172.8 | 163 | 0 | 0 | 0 |  | Electric Utility | N | RE | 2003 | Retired prior to 2012 |  | Western
EXCLUDE | CA | CA-Western | Valley | 408 | 4 | NG | ST | 172.8 | 160 | 0 | 0 | 0 |  | Electric Utility | N | RE | 2003 | Retired prior to 2012 |  | Western
EXCLUDE | CA | CA-Western | Valley | 408 | 5 | NG | GT | 60.5 | 43 | 480 | 5588 | 3402.67 |  | Electric Utility | N | OP |  | Simple cycle unit |  | Western
NGCC | CA | CA-Western | Valley | 408 | 6 | NG | CC | 182.8 | 156 | 2000 | 933096.51 | 396175.8 |  | Electric Utility | Y | OP |  |  |  | Western
NGCC | CA | CA-Western | Valley | 408 | 7 | NG | CC | 182.8 | 156 | 2000 | 933096.51 | 396175.8 |  | Electric Utility | Y | OP |  |  |  | Western
NGCC | CA | CA-Western | Valley | 408 | 8 | NG | CC | 264.4 | 201 | 2000 | 1349620.99 | 573024.52 |  | Electric Utility | Y | OP |  |  |  | Western
EXCLUDE | CA | CA-Western | Exchequer | 409 | 1 | WAT | HY | 94.5 | 94.5 | 0 | 204624 | 0 |  | IPP Non-CHP | N | OP |  | Non Combustion (NUC, WAT, WND, GEO, or SUN) |  | Western
EXCLUDE | CA | CA-Western | McSwain | 410 | 1 | WAT | HY | 9 | 9 | 0 | 25103 | 0 |  | IPP Non-CHP | N | OP |  | Non Combustion (NUC, WAT, WND, GEO, or SUN) |  | Western
EXCLUDE | CA | CA-Western | Chicago Park | 412 | 2P | WAT | HY | 44 | 44 | 0 | 121882 | 0 |  | IPP Non-CHP | N | OP |  | Non Combustion (NUC, WAT, WND, GEO, or SUN) |  | Western
EXCLUDE | CA | CA-Western | Dutch Flat 2 | 413 | 3P | WAT | HY | 27.3 | 27.3 | 0 | 44786 | 0 |  | IPP Non-CHP | N | OP |  | Non Combustion (NUC, WAT, WND, GEO, or SUN) |  | Western
EXCLUDE | CA | CA-Western | Beardsley | 414 | 1 | WAT | HY | 10 | 11 | 0 | 33722 | 0 |  | IPP Non-CHP | N | OP |  | Non Combustion (NUC, WAT, WND, GEO, or SUN) |  | Western
EXCLUDE | CA | CA-Western | Donnells | 415 | H1 | WAT | HY | 72 | 72 | 0 | 205020 | 0 |  | IPP Non-CHP | N | OP |  | Non Combustion (NUC, WAT, WND, GEO, or SUN) |  | Western
EXCLUDE | CA | CA-Western | Tulloch | 416 | 1 | WAT | HY | 8.5 | 9 | 0 | 40049.75 | 0 |  | IPP Non-CHP | N | OP |  | Non Combustion (NUC, WAT, WND, GEO, or SUN) |  | Western
EXCLUDE | CA | CA-Western | Tulloch | 416 | 2 | WAT | HY | 8.5 | 10 | 0 | 40049.75 | 0 |  | IPP Non-CHP | N | OP |  | Non Combustion (NUC, WAT, WND, GEO, or SUN) |  | Western
EXCLUDE | CA | CA-Western | Tulloch | 416 | 3 | WAT | HY | 7.2 | 6.8 | 0 | 33924.5 | 0 |  | IPP Non-CHP | N | OP |  | Non Combustion (NUC, WAT, WND, GEO, or SUN) | Yes | Western
EXCLUDE | CA | CA-Western | Forbestown | 417 | 1 | WAT | HY | 41.9 | 36 | 0 | 129534 | 0 |  | Electric Utility | N | OP |  | Non Combustion (NUC, WAT, WND, GEO, or SUN) |  | Western
EXCLUDE | CA | CA-Western | Kelly Ridge | 418 | 1 | WAT | HY | 10 | 9 | 0 | 63182 | 0 |  | Electric Utility | N | OP |  | Non Combustion (NUC, WAT, WND, GEO, or SUN) |  | Western
EXCLUDE | CA | CA-Western | Woodleaf | 419 | 1 | WAT | HY | 59 | 59 | 0 | 201170 | 0 |  | Electric Utility | N | OP |  | Non Combustion (NUC, WAT, WND, GEO, or SUN) |  | Western
EXCLUDE | CA | CA-Western | Broadway | 420 | B1 | NG | ST | 46 | 45 | 0 | 0 | 0 |  | Electric Utility | N | RE | 2002 | Retired prior to 2012 |  | Western
EXCLUDE | CA | CA-Western | Broadway | 420 | B2 | NG | ST | 46 | 45 | 0 | 0 | 0 |  | Electric Utility | N | RE | 2002 | Retired prior to 2012 |  | Western
OGST | CA | CA-Western | Broadway | 420 | B3 | NG | ST | 75 | 71 | 690 | 133858 | 93550.29 |  | Electric Utility | N | OP |  |  |  | Western
EXCLUDE | AK | AK-Alaska | Craig | 421 | 1 | DFO | IC | 0.6 | 0.6 | 0 | 0 | 0 |  | Electric Utility | N | OP |  | State not covered under final 111(d) |  | Alaska
EXCLUDE | AK | AK-Alaska | Craig | 421 | 3A | DFO | IC | 1.6 | 1.6 | 0 | 0 | 0 |  | Electric Utility | N | OP |  | State not covered under final 111(d) |  | Alaska
EXCLUDE | AK | AK-Alaska | Craig | 421 | 5 | DFO | IC | 1.1 | 1.1 | 0 | 0 | 0 |  | Electric Utility | N | OP |  | State not covered under final 111(d) |  | Alaska
EXCLUDE | AK | AK-Alaska | Craig | 421 | 6 | DFO | IC | 1.1 | 1.1 | 0 | 0 | 0 |  | Electric Utility | N | OP |  | State not covered under final 111(d) |  | Alaska
EXCLUDE | CA | CA-Western | Glenarm | 422 | GT1 | NG | GT | 28.8 | 30.3 | 153.19 | 14507.72 | 8960.66 |  | Electric Utility | N | OP |  | Simple cycle unit |  | Western
EXCLUDE | CA | CA-Western | Glenarm | 422 | GT2 | NG | GT | 28.8 | 30.3 | 153.19 | 14507.72 | 8960.66 |  | Electric Utility | N | OP |  | Simple cycle unit |  | Western
EXCLUDE | CA | CA-Western | Glenarm | 422 | GT3 | NG | GT | 60.5 | 47.2 | 321.81 | 30476.28 | 18823.6 |  | Electric Utility | N | OP |  | Simple cycle unit |  | Western
EXCLUDE | CA | CA-Western | Glenarm | 422 | GT4 | NG | GT | 60.5 | 47.2 | 321.81 | 30476.28 | 18823.6 |  | Electric Utility | N | OP |  | Simple cycle unit |  | Western
EXCLUDE | AK | AK-Alaska | Hydaburg | 423 | 1A | DFO | IC | 0.4 | 0.4 | 0 | 0 | 0 |  | Electric Utility | N | OP |  | State not covered under final 111(d) |  | Alaska
EXCLUDE | AK | AK-Alaska | Hydaburg | 423 | 3A | DFO | IC | 0.3 | 0.3 | 0 | 0 | 0 |  | Electric Utility | N | OP |  | State not covered under final 111(d) |  | Alaska
EXCLUDE | AK | AK-Alaska | Hydaburg | 423 | 5 | DFO | IC | 0.3 | 0.3 | 0 | 0 | 0 |  | Electric Utility | N | OP |  | State not covered under final 111(d) |  | Alaska
EXCLUDE | CA | CA-Western | French Meadows | 424 | 1 | WAT | HY | 15.3 | 17 | 0 | 46917 | 0 |  | Electric Utility | N | OP |  | Non Combustion (NUC, WAT, WND, GEO, or SUN) |  | Western
EXCLUDE | CA | CA-Western | Middle Fork | 425 | 1 | WAT | HY | 61.2 | 61 | 0 | 235171.41 | 0 |  | Electric Utility | N | OP |  | Non Combustion (NUC, WAT, WND, GEO, or SUN) |  | Western
EXCLUDE | CA | CA-Western | Middle Fork | 425 | 2 | WAT | HY | 54.9 | 61 | 0 | 210962.59 | 0 |  | Electric Utility | N | OP |  | Non Combustion (NUC, WAT, WND, GEO, or SUN) |  | Western
EXCLUDE | CA | CA-Western | Oxbow | 426 | 1 | WAT | HY | 6.1 | 6 | 0 | 25962 | 0 |  | Electric Utility | N | OP |  | Non Combustion (NUC, WAT, WND, GEO, or SUN) |  | Western
EXCLUDE | CA | CA-Western | Ralston | 427 | 1 | WAT | HY | 79.2 | 86.3 | 0 | 333506 | 0 |  | Electric Utility | N | OP |  | Non Combustion (NUC, WAT, WND, GEO, or SUN) |  | Western
EXCLUDE | CA | CA-Western | Parker | 428 | 1 | WAT | HY | 2.7 | 2.7 | 0 | 6667 | 0 |  | IPP Non-CHP | N | OP |  | Non Combustion (NUC, WAT, WND, GEO, or SUN) |  | Western
EXCLUDE | CA | CA-Western | Camino | 430 | H1 | WAT | HY | 78.9 | 78.9 | 0 | 145306 | 0 |  | Electric Utility | N | OP |  | Non Combustion (NUC, WAT, WND, GEO, or SUN) |  | Western
EXCLUDE | CA | CA-Western | Camino | 430 | H2 | WAT | HY | 78.9 | 77 | 0 | 145306 | 0 |  | Electric Utility | N | OP |  | Non Combustion (NUC, WAT, WND, GEO, or SUN) |  | Western
EXCLUDE | CA | CA-Western | Jaybird | 431 | H1 | WAT | HY | 80.8 | 78.1 | 0 | 223490.5 | 0 |  | Electric Utility | N | OP |  | Non Combustion (NUC, WAT, WND, GEO, or SUN) |  | Western
EXCLUDE | CA | CA-Western | Jaybird | 431 | H2 | WAT | HY | 80.8 | 78.1 | 0 | 223490.5 | 0 |  | Electric Utility | N | OP |  | Non Combustion (NUC, WAT, WND, GEO, or SUN) |  | Western
EXCLUDE | CA | CA-Western | Loon Lake | 432 | H1 | WAT | HY | 74.1 | 74.1 | 0 | 93192 | 0 |  | Electric Utility | N | OP |  | Non Combustion (NUC, WAT, WND, GEO, or SUN) |  | Western
EXCLUDE | CA | CA-Western | Robbs Peak | 433 | 1 | WAT | HY | 25.5 | 25.5 | 0 | 44151 | 0 |  | Electric Utility | N | OP |  | Non Combustion (NUC, WAT, WND, GEO, or SUN) |  | Western
EXCLUDE | CA | CA-Western | White Rock/Slab Creek | 435 | H1 | WAT | HY | 133 | 108 | 0 | 214460.5 | 0 |  | Electric Utility | N | OP |  | Non Combustion (NUC, WAT, WND, GEO, or SUN) |  | Western
EXCLUDE | CA | CA-Western | White Rock/Slab Creek | 435 | H2 | WAT | HY | 133 | 133 | 0 | 214460.5 | 0 |  | Electric Utility | N | OP |  | Non Combustion (NUC, WAT, WND, GEO, or SUN) |  | Western
EXCLUDE | CA | CA-Western | Devil Canyon | 436 | 1 | WAT | HY | 59.8 | 60 | 0 | 203557.51 | 0 |  | Electric Utility | N | OP |  | Non Combustion (NUC, WAT, WND, GEO, or SUN) |  | Western
EXCLUDE | CA | CA-Western | Devil Canyon | 436 | 2 | WAT | HY | 59.8 | 60 | 0 | 203557.51 | 0 |  | Electric Utility | N | OP |  | Non Combustion (NUC, WAT, WND, GEO, or SUN) |  | Western
EXCLUDE | CA | CA-Western | Devil Canyon | 436 | 3 | WAT | HY | 78.3 | 80 | 0 | 266530.99 | 0 |  | Electric Utility | N | OP |  | Non Combustion (NUC, WAT, WND, GEO, or SUN) |  | Western
EXCLUDE | CA | CA-Western | Devil Canyon | 436 | 4 | WAT | HY | 78.3 | 80 | 0 | 266530.99 | 0 |  | Electric Utility | N | OP |  | Non Combustion (NUC, WAT, WND, GEO, or SUN) |  | Western
EXCLUDE | CA | CA-Western | Edward C Hyatt | 437 | 1 | WAT | HY | 117 | 135.3 | 0 | 478199.33 | 0 |  | Electric Utility | N | OP |  | Non Combustion (NUC, WAT, WND, GEO, or SUN) |  | Western
EXCLUDE | CA | CA-Western | Edward C Hyatt | 437 | 2 | WAT | PS | 97.7 | 112.4 | 0 | 0 | 0 |  | Electric Utility | N | OP |  | Non Combustion (NUC, WAT, WND, GEO, or SUN) |  | Western
EXCLUDE | CA | CA-Western | Edward C Hyatt | 437 | 3 | WAT | HY | 117 | 135.3 | 0 | 478199.33 | 0 |  | Electric Utility | N | OP |  | Non Combustion (NUC, WAT, WND, GEO, or SUN) |  | Western
EXCLUDE | CA | CA-Western | Edward C Hyatt | 437 | 4 | WAT | PS | 97.7 | 112.4 | 0 | 0 | 0 |  | Electric Utility | N | OP |  | Non Combustion (NUC, WAT, WND, GEO, or SUN) |  | Western
EXCLUDE | CA | CA-Western | Edward C Hyatt | 437 | 5 | WAT | HY | 117 | 135.3 | 0 | 478199.33 | 0 |  | Electric Utility | N | OP |  | Non Combustion (NUC, WAT, WND, GEO, or SUN) |  | Western
EXCLUDE | CA | CA-Western | Edward C Hyatt | 437 | 6 | WAT | PS | 97.7 | 112.4 | 0 | 0 | 0 |  | Electric Utility | N | OP |  | Non Combustion (NUC, WAT, WND, GEO, or SUN) |  | Western
EXCLUDE | CA | CA-Western | Thermalito | 438 | 1 | WAT | HY | 32.6 | 28 | 0 | 187800 | 0 |  | Electric Utility | N | OP |  | Non Combustion (NUC, WAT, WND, GEO, or SUN) |  | Western
EXCLUDE | CA | CA-Western | Thermalito | 438 | 2 | WAT | PS | 27.5 | 25.6 | 0 | 0 | 0 |  | Electric Utility | N | OP |  | Non Combustion (NUC, WAT, WND, GEO, or SUN) |  | Western
EXCLUDE | CA | CA-Western | Thermalito | 438 | 3 | WAT | PS | 27.5 | 25.6 | 0 | 0 | 0 |  | Electric Utility | N | OP |  | Non Combustion (NUC, WAT, WND, GEO, or SUN) |  | Western
EXCLUDE | CA | CA-Western | Thermalito | 438 | 4 | WAT | PS | 27.5 | 25.6 | 0 | 0 | 0 |  | Electric Utility | N | OP |  | Non Combustion (NUC, WAT, WND, GEO, or SUN) |  | Western
EXCLUDE | CA | CA-Western | Don Pedro | 439 | 1 | WAT | HY | 45.5 | 55 | 0 | 80242.23 | 0 |  | Electric Utility | N | OP |  | Non Combustion (NUC, WAT, WND, GEO, or SUN) |  | Western
EXCLUDE | CA | CA-Western | Don Pedro | 439 | 2 | WAT | HY | 45.5 | 55 | 0 | 80242.23 | 0 |  | Electric Utility | N | OP |  | Non Combustion (NUC, WAT, WND, GEO, or SUN) |  | Western
EXCLUDE | CA | CA-Western | Don Pedro | 439 | 3 | WAT | HY | 45.5 | 55 | 0 | 80242.23 | 0 |  | Electric Utility | N | OP |  | Non Combustion (NUC, WAT, WND, GEO, or SUN) |  | Western
EXCLUDE | CA | CA-Western | Don Pedro | 439 | 4 | WAT | HY | 34.3 | 38.2 | 0 | 60490.3 | 0 |  | Electric Utility | N | OP |  | Non Combustion (NUC, WAT, WND, GEO, or SUN) |  | Western
EXCLUDE | CA | CA-Western | La Grange | 440 | 1 | WAT | HY | 1.2 | 1 | 0 | 4013.33 | 0 |  | Electric Utility | N | OP |  | Non Combustion (NUC, WAT, WND, GEO, or SUN) |  | Western
EXCLUDE | CA | CA-Western | La Grange | 440 | 2 | WAT | HY | 3.3 | 3.3 | 0 | 11036.67 | 0 |  | Electric Utility | N | OP |  | Non Combustion (NUC, WAT, WND, GEO, or SUN) |  | Western
EXCLUDE | CA | CA-Western | Folsom | 441 | 1 | WAT | HY | 66.2 | 71.7 | 0 | 155280.67 | 0 |  | Electric Utility | N | OP |  | Non Combustion (NUC, WAT, WND, GEO, or SUN) |  | Western
EXCLUDE | CA | CA-Western | Folsom | 441 | 2 | WAT | HY | 66.2 | 71.7 | 0 | 155280.67 | 0 |  | Electric Utility | N | OP |  | Non Combustion (NUC, WAT, WND, GEO, or SUN) |  | Western
EXCLUDE | CA | CA-Western | Folsom | 441 | 3 | WAT | HY | 66.2 | 71.7 | 0 | 155280.67 | 0 |  | Electric Utility | N | OP |  | Non Combustion (NUC, WAT, WND, GEO, or SUN) |  | Western
EXCLUDE | CA | CA-Western | Judge F Carr | 442 | 1 | WAT | HY | 77.2 | 88.7 | 0 | 166189.5 | 0 |  | Electric Utility | N | OP |  | Non Combustion (NUC, WAT, WND, GEO, or SUN) |  | Western
EXCLUDE | CA | CA-Western | Judge F Carr | 442 | 2 | WAT | HY | 77.2 | 88.7 | 0 | 166189.5 | 0 |  | Electric Utility | N | OP |  | Non Combustion (NUC, WAT, WND, GEO, or SUN) |  | Western
EXCLUDE | CA | CA-Western | Keswick | 443 | 1 | WAT | HY | 39 | 39 | 0 | 123932.67 | 0 |  | Electric Utility | N | OP |  | Non Combustion (NUC, WAT, WND, GEO, or SUN) |  | Western
EXCLUDE | CA | CA-Western | Keswick | 443 | 2 | WAT | HY | 39 | 39 | 0 | 123932.67 | 0 |  | Electric Utility | N | OP |  | Non Combustion (NUC, WAT, WND, GEO, or SUN) |  | Western
EXCLUDE | CA | CA-Western | Keswick | 443 | 3 | WAT | HY | 39 | 39 | 0 | 123932.67 | 0 |  | Electric Utility | N | OP |  | Non Combustion (NUC, WAT, WND, GEO, or SUN) |  | Western
EXCLUDE | CA | CA-Western | Nimbus | 444 | 1 | WAT | HY | 6.7 | 8.3 | 0 | 28201.5 | 0 |  | Electric Utility | N | OP |  | Non Combustion (NUC, WAT, WND, GEO, or SUN) |  | Western
EXCLUDE | CA | CA-Western | Nimbus | 444 | 2 | WAT | HY | 6.7 | 8.3 | 0 | 28201.5 | 0 |  | Electric Utility | N | OP |  | Non Combustion (NUC, WAT, WND, GEO, or SUN) |  | Western
EXCLUDE | CA | CA-Western | Shasta | 445 | 1 | WAT | HY | 142 | 142 | 0 | 363480.03 | 0 |  | Electric Utility | N | OP |  | Non Combustion (NUC, WAT, WND, GEO, or SUN) |  | Western
EXCLUDE | CA | CA-Western | Shasta | 445 | 2 | WAT | HY | 142 | 142 | 0 | 363480.03 | 0 |  | Electric Utility | N | OP |  | Non Combustion (NUC, WAT, WND, GEO, or SUN) |  | Western
EXCLUDE | CA | CA-Western | Shasta | 445 | 3 | WAT | HY | 142 | 142 | 0 | 363480.03 | 0 |  | Electric Utility | N | OP |  | Non Combustion (NUC, WAT, WND, GEO, or SUN) |  | Western
EXCLUDE | CA | CA-Western | Shasta | 445 | 4 | WAT | HY | 142 | 142 | 0 | 363480.03 | 0 |  | Electric Utility | N | OP |  | Non Combustion (NUC, WAT, WND, GEO, or SUN) |  | Western
EXCLUDE | CA | CA-Western | Shasta | 445 | 5 | WAT | HY | 142 | 142 | 0 | 363480.03 | 0 |  | Electric Utility | N | OP |  | Non Combustion (NUC, WAT, WND, GEO, or SUN) |  | Western
EXCLUDE | CA | CA-Western | Shasta | 445 | S1 | WAT | HY | 2 | 2 | 0 | 5119.44 | 0 |  | Electric Utility | N | OP |  | Non Combustion (NUC, WAT, WND, GEO, or SUN) |  | Western
EXCLUDE | CA | CA-Western | Shasta | 445 | S2 | WAT | HY | 2 | 2 | 0 | 5119.44 | 0 |  | Electric Utility | N | OP |  | Non Combustion (NUC, WAT, WND, GEO, or SUN) |  | Western
EXCLUDE | CA | CA-Western | ONeill | 446 | 1 | WAT | PS | 4.2 | 2.4 | 0 | 625.33 | 0 |  | Electric Utility | N | OP |  | Non Combustion (NUC, WAT, WND, GEO, or SUN) |  | Western
EXCLUDE | CA | CA-Western | ONeill | 446 | 2 | WAT | PS | 4.2 | 2.4 | 0 | 625.33 | 0 |  | Electric Utility | N | OP |  | Non Combustion (NUC, WAT, WND, GEO, or SUN) |  | Western
EXCLUDE | CA | CA-Western | ONeill | 446 | 3 | WAT | PS | 4.2 | 2.4 | 0 | 625.33 | 0 |  | Electric Utility | N | OP |  | Non Combustion (NUC, WAT, WND, GEO, or SUN) |  | Western
EXCLUDE | CA | CA-Western | ONeill | 446 | 4 | WAT | PS | 4.2 | 2.4 | 0 | 625.33 | 0 |  | Electric Utility | N | OP |  | Non Combustion (NUC, WAT, WND, GEO, or SUN) |  | Western
EXCLUDE | CA | CA-Western | ONeill | 446 | 5 | WAT | PS | 4.2 | 2.4 | 0 | 625.33 | 0 |  | Electric Utility | N | OP |  | Non Combustion (NUC, WAT, WND, GEO, or SUN) |  | Western
EXCLUDE | CA | CA-Western | ONeill | 446 | 6 | WAT | PS | 4.2 | 2.4 | 0 | 625.33 | 0 |  | Electric Utility | N | OP |  | Non Combustion (NUC, WAT, WND, GEO, or SUN) |  | Western
EXCLUDE | CA | CA-Western | Parker Dam | 447 | 1 | WAT | HY | 30 | 30 | 0 | 115611.75 | 0 |  | Electric Utility | N | OP |  | Non Combustion (NUC, WAT, WND, GEO, or SUN) |  | Western
EXCLUDE | CA | CA-Western | Parker Dam | 447 | 2 | WAT | HY | 30 | 30 | 0 | 115611.75 | 0 |  | Electric Utility | N | OP |  | Non Combustion (NUC, WAT, WND, GEO, or SUN) |  | Western
EXCLUDE | CA | CA-Western | Parker Dam | 447 | 3 | WAT | HY | 30 | 30 | 0 | 115611.75 | 0 |  | Electric Utility | N | OP |  | Non Combustion (NUC, WAT, WND, GEO, or SUN) |  | Western
EXCLUDE | CA | CA-Western | Parker Dam | 447 | 4 | WAT | HY | 30 | 30 | 0 | 115611.75 | 0 |  | Electric Utility | N | OP |  | Non Combustion (NUC, WAT, WND, GEO, or SUN) |  | Western
EXCLUDE | CA | CA-Western | W R Gianelli | 448 | 1 | WAT | PS | 53 | 51 | 0 | 11242.13 | 0 |  | Electric Utility | N | OP |  | Non Combustion (NUC, WAT, WND, GEO, or SUN) |  | Western
EXCLUDE | CA | CA-Western | W R Gianelli | 448 | 2 | WAT | PS | 53 | 50 | 0 | 11242.13 | 0 |  | Electric Utility | N | OP |  | Non Combustion (NUC, WAT, WND, GEO, or SUN) |  | Western
EXCLUDE | CA | CA-Western | W R Gianelli | 448 | 3 | WAT | PS | 53 | 50 | 0 | 11242.13 | 0 |  | Electric Utility | N | OP |  | Non Combustion (NUC, WAT, WND, GEO, or SUN) |  | Western
EXCLUDE | CA | CA-Western | W R Gianelli | 448 | 4 | WAT | PS | 53 | 50 | 0 | 11242.13 | 0 |  | Electric Utility | N | OP |  | Non Combustion (NUC, WAT, WND, GEO, or SUN) |  | Western
EXCLUDE | CA | CA-Western | W R Gianelli | 448 | 5 | WAT | PS | 53 | 50 | 0 | 11242.13 | 0 |  | Electric Utility | N | OP |  | Non Combustion (NUC, WAT, WND, GEO, or SUN) |  | Western
EXCLUDE | CA | CA-Western | W R Gianelli | 448 | 6 | WAT | PS | 53 | 50 | 0 | 11242.13 | 0 |  | Electric Utility | N | OP |  | Non Combustion (NUC, WAT, WND, GEO, or SUN) |  | Western
EXCLUDE | CA | CA-Western | W R Gianelli | 448 | 7 | WAT | PS | 53 | 50 | 0 | 11242.13 | 0 |  | Electric Utility | N | OP |  | Non Combustion (NUC, WAT, WND, GEO, or SUN) |  | Western
EXCLUDE | CA | CA-Western | W R Gianelli | 448 | 8 | WAT | PS | 53 | 50 | 0 | 11242.13 | 0 |  | Electric Utility | N | OP |  | Non Combustion (NUC, WAT, WND, GEO, or SUN) |  | Western
EXCLUDE | CA | CA-Western | Spring Creek | 450 | 1 | WAT | HY | 90 | 90 | 0 | 162358 | 0 |  | Electric Utility | N | OP |  | Non Combustion (NUC, WAT, WND, GEO, or SUN) |  | Western
EXCLUDE | CA | CA-Western | Spring Creek | 450 | 2 | WAT | HY | 90 | 90 | 0 | 162358 | 0 |  | Electric Utility | N | OP |  | Non Combustion (NUC, WAT, WND, GEO, or SUN) |  | Western
EXCLUDE | CA | CA-Western | Trinity | 451 | 1 | WAT | HY | 70 | 70 | 0 | 217170.5 | 0 |  | Electric Utility | N | OP |  | Non Combustion (NUC, WAT, WND, GEO, or SUN) |  | Western
EXCLUDE | CA | CA-Western | Trinity | 451 | 2 | WAT | HY | 70 | 70 | 0 | 217170.5 | 0 |  | Electric Utility | N | OP |  | Non Combustion (NUC, WAT, WND, GEO, or SUN) |  | Western
EXCLUDE | CA | CA-Western | Colgate | 454 | 1 | WAT | HY | 157.5 | 157.5 | 0 | 551742.5 | 0 |  | Electric Utility | N | OP |  | Non Combustion (NUC, WAT, WND, GEO, or SUN) |  | Western
EXCLUDE | CA | CA-Western | Colgate | 454 | 2 | WAT | HY | 157.5 | 157.5 | 0 | 551742.5 | 0 |  | Electric Utility | N | OP |  | Non Combustion (NUC, WAT, WND, GEO, or SUN) |  | Western
EXCLUDE | CA | CA-Western | Narrows 2 | 455 | 1 | WAT | HY | 46.7 | 46.7 | 0 | 153767 | 0 |  | Electric Utility | N | OP |  | Non Combustion (NUC, WAT, WND, GEO, or SUN) |  | Western
EXCLUDE | CA | CA-Western | Bear Valley | 457 | HC1 | WAT | HY | 0.7 | 0.7 | 0 | 1324.5 | 0 |  | Electric Utility | N | OP |  | Non Combustion (NUC, WAT, WND, GEO, or SUN) |  | Western
EXCLUDE | CA | CA-Western | Bear Valley | 457 | HC2 | WAT | HY | 0.7 | 0.7 | 0 | 1324.5 | 0 |  | Electric Utility | N | OP |  | Non Combustion (NUC, WAT, WND, GEO, or SUN) |  | Western
EXCLUDE | CO | CO-Western | AFA Solar Farm | 57554 | AFA1 | SUN | PV | 5.5 | 5.5 | 0 | 12385 | 0 |  | IPP Non-CHP | N | OP |  | Non Combustion (NUC, WAT, WND, GEO, or SUN) |  | Western
EXCLUDE | CO | CO-Western | Airport Industrial | 7995 | IC1 | DFO | IC | 2.5 | 2.5 | 0 | 0 | 0 |  | Electric Utility | N | OP |  | Internal Combustion |  | Western
EXCLUDE | CO | CO-Western | Airport Industrial | 7995 | IC2 | DFO | IC | 2.5 | 2.5 | 0 | 0 | 0 |  | Electric Utility | N | OP |  | Internal Combustion |  | Western
EXCLUDE | CO | CO-Western | Airport Industrial | 7995 | IC3 | DFO | IC | 2.5 | 2.5 | 0 | 0 | 0 |  | Electric Utility | N | OP |  | Internal Combustion |  | Western
EXCLUDE | CO | CO-Western | Airport Industrial | 7995 | IC4 | DFO | IC | 2.5 | 2.5 | 0 | 0 | 0 |  | Electric Utility | N | OP |  | Internal Combustion |  | Western
EXCLUDE | CO | CO-Western | Alamosa | 464 | CT1 | NG | GT | 26.6 | 13 | 0 | 2432 | 2634.13 |  | Electric Utility | N | OP |  | Simple cycle unit |  | Western
EXCLUDE | CO | CO-Western | Alamosa | 464 | CT2 | NG | GT | 26.6 | 14 | 0 | 2432 | 2634.13 |  | Electric Utility | N | OP |  | Simple cycle unit |  | Western
EXCLUDE | CO | CO-Western | American Gypsum Cogeneration | 54630 | D-1 | DFO | IC | 1.6 | 1.2 | 0 | 0 | 0 |  | Industrial CHP | N | SB |  | Commercial/Industrial Unit |  | Western
EXCLUDE | CO | CO-Western | American Gypsum Cogeneration | 54630 | D-2 | DFO | IC | 1.6 | 1.2 | 0 | 0 | 0 |  | Industrial CHP | N | SB |  | Commercial/Industrial Unit |  | Western
EXCLUDE | CO | CO-Western | American Gypsum Cogeneration | 54630 | T-1 | NG | GT | 2.8 | 2.6 | 0 | 6811.88 | 7185.34 |  | Industrial CHP | Y | OP |  | Commercial/Industrial Unit |  | Western
EXCLUDE | CO | CO-Western | American Gypsum Cogeneration | 54630 | T-2 | NG | GT | 3.6 | 2.6 | 0 | 8758.13 | 9238.29 |  | Industrial CHP | Y | OP |  | Commercial/Industrial Unit |  | Western
EXCLUDE | CO | CO-Western | Ames Hydro | 6207 | 1 | WAT | HY | 3.6 | 3.8 | 0 | 8210 | 0 |  | Electric Utility | N | OP |  | Non Combustion (NUC, WAT, WND, GEO, or SUN) |  | Western
EXCLUDE | CO | CO-Western | Arapahoe | 465 | 1 | SUB | ST | 44 | 45 | 0 | 0 | 0 |  | Electric Utility | N | RE | 2002 | Retired prior to 2012 |  | Western
EXCLUDE | CO | CO-Western | Arapahoe | 465 | 2 | SUB | ST | 44 | 45 | 0 | 0 | 0 |  | Electric Utility | N | RE | 2002 | Retired prior to 2012 |  | Western
COALST | CO | CO-Western | Arapahoe | 465 | 3 | SUB | ST | 40 | 35 | 755 | 191559 | 355409.27 |  | Electric Utility | N | OP | 2014 |  |  | Western
COALST | CO | CO-Western | Arapahoe | 465 | 4 | SUB | ST | 112.5 | 109 | 1709 | 600607 | 777081.07 |  | Electric Utility | N | OP |  |  |  | Western
NGCC | CO | CO-Western | Arapahoe Combustion Turbine Project | 55200 | UN5 | NG | CC | 71.1 | 39 | 555 | 32826.21 | 17660.45 |  | IPP Non-CHP | N | OP |  |  |  | Western
NGCC | CO | CO-Western | Arapahoe Combustion Turbine Project | 55200 | UN6 | NG | CC | 71.1 | 39 | 555 | 32826.21 | 17660.45 |  | IPP Non-CHP | N | OP |  |  |  | Western
NGCC | CO | CO-Western | Arapahoe Combustion Turbine Project | 55200 | UN7 | NG | CC | 51.8 | 44.5 | 555 | 23915.58 | 12866.54 |  | IPP Non-CHP | N | OP |  |  |  | Western
EXCLUDE | CO | CO-Western | Baca Renewable Energy LLC | 57175 | BACA1 | WND | WT | 60 | 60 | 0 | 0 | 0 |  | IPP Non-CHP | N | P |  | Status of Operation (IP, L, P, T) |  | Western
EXCLUDE | CO | CO-Western | Big Thompson | 515 | 1 | WAT | HY | 4.5 | 5.2 | 0 | 4805 | 0 |  | Electric Utility | N | OP |  | Non Combustion (NUC, WAT, WND, GEO, or SUN) |  | Western
EXCLUDE | CO | CO-Western | Blue Mesa | 512 | 1 | WAT | HY | 43.2 | 43.2 | 0 | 86059.5 | 0 |  | Electric Utility | N | OP |  | Non Combustion (NUC, WAT, WND, GEO, or SUN) |  | Western
EXCLUDE | CO | CO-Western | Blue Mesa | 512 | 2 | WAT | HY | 43.2 | 43.2 | 0 | 86059.5 | 0 |  | Electric Utility | N | OP |  | Non Combustion (NUC, WAT, WND, GEO, or SUN) |  | Western
EXCLUDE | CO | CO-Western | Blue Spruce Energy Center | 55645 | CT01 | NG | GT | 198.9 | 130 | 2707 | 74611 | 69676.58 |  | Electric Utility | N | OP |  | Simple cycle unit |  | Western
EXCLUDE | CO | CO-Western | Blue Spruce Energy Center | 55645 | CT02 | NG | GT | 198.9 | 134 | 2707 | 74611 | 40890.04 |  | Electric Utility | N | OP |  | Simple cycle unit |  | Western
EXCLUDE | CO | CO-Western | Boulder Canyon Hydro | 466 | 1 | WAT | HY | 10 | 5 | 0 | 0 | 0 |  | IPP Non-CHP | N | RE | 2012 | Non Combustion (NUC, WAT, WND, GEO, or SUN) |  | Western
EXCLUDE | CO | CO-Western | Boulder Canyon Hydro | 466 | 1A | WAT | HY | 5 | 5 | 0 | 0 | 0 |  | IPP Non-CHP | N | TS |  | Status of Operation (IP, L, P, T) |  | Western
EXCLUDE | CO | CO-Western | Boulder Canyon Hydro | 466 | 2 | WAT | HY | 10 | 5 | 0 | 0 | 0 |  | IPP Non-CHP | N | RE | 2001 | Retired prior to 2012 |  | Western
EXCLUDE | CO | CO-Western | Boulder City Betasso Hydro Plant | 54680 | 0001 | WAT | HY | 3 | 3 | 0 | 8664 | 0 |  | IPP Non-CHP | N | OP |  | Non Combustion (NUC, WAT, WND, GEO, or SUN) |  | Western
EXCLUDE | CO | CO-Western | Boulder City Lakewood Hydro | 54679 | 0001 | WAT | HY | 3.5 | 3.5 | 0 | 8664 | 0 |  | IPP Non-CHP | N | OP |  | Non Combustion (NUC, WAT, WND, GEO, or SUN) |  | Western
EXCLUDE | CO | CO-Western | Boulder City Silver Lake Hydro | 55931 | 0001 | WAT | HY | 3.3 | 3.3 | 0 | 13153 | 0 |  | IPP Non-CHP | N | OP |  | Non Combustion (NUC, WAT, WND, GEO, or SUN) |  | Western
NGCC | CO | CO-Western | Brush Generation Facility | 10682 | GT1 | NG | CC | 25 | 25 | 197.35 | 6042.39 | 1831.31 |  | IPP Non-CHP | N | OP |  |  |  | Western
EXCLUDE | CO | CO-Western | Brush Generation Facility | 10682 | GT2 | NG | CC | 25 | 25 | 197.35 | 6042.39 | 1831.31 |  | IPP Non-CHP | N | OP |  | Combined cycle unit (PRMVR=CC) less than or equal to 25MW |  | Western
NGCC | CO | CO-Western | Brush Generation Facility | 10682 | GT3 | NG | CC | 37 | 32 | 292.07 | 8942.74 | 2710.34 |  | IPP Non-CHP | N | OP |  |  |  | Western
NGCC | CO | CO-Western | Brush Generation Facility | 10682 | GT4 | NG | CC | 23.8 | 25 | 187.87 | 5752.36 | 1743.41 | 1 | IPP Non-CHP | N | OP |  |  |  | Western
NGCC | CO | CO-Western | Brush Generation Facility | 10682 | GT5 | NG | CC | 23.8 | 25 | 187.87 | 5752.36 | 1743.41 | 1 | IPP Non-CHP | N | OP |  |  |  | Western
NGCC | CO | CO-Western | Brush Generation Facility | 10682 | ST1 | NG | CC | 38 | 30 | 299.97 | 9184.43 | 1063.51 |  | IPP Non-CHP | N | OP |  |  |  | Western
NGCC | CO | CO-Western | Brush Generation Facility | 10682 | ST2 | NG | CC | 37 | 40 | 292.07 | 8942.74 | 2710.34 |  | IPP Non-CHP | N | OP |  |  |  | Western
NGCC | CO | CO-Western | Brush Generation Facility | 10682 | ST4 | NG | CC | 90 | 90 | 710.45 | 21752.6 | 6592.73 |  | IPP Non-CHP | N | OP |  |  |  | Western
EXCLUDE | CO | CO-Western | Burlington | 6619 | 1 | DFO | GT | 64.7 | 50 | 0 | 1522 | 1551.66 |  | Electric Utility | N | SB |  | Simple cycle unit |  | Western
EXCLUDE | CO | CO-Western | Burlington | 6619 | 2 | DFO | GT | 64.7 | 50 | 0 | 1522 | 1551.66 |  | Electric Utility | N | SB |  | Simple cycle unit |  | Western
EXCLUDE | CO | CO-Western | Burlington City of | 490 | 1 | DFO | IC | 1.2 | 1 | 0 | 0 | 0 |  | Electric Utility | N | SB |  | Internal Combustion |  | Western
EXCLUDE | CO | CO-Western | Burlington City of | 490 | 2 | DFO | IC | 2.8 | 2.5 | 0 | 0 | 0 |  | Electric Utility | N | SB |  | Internal Combustion |  | Western
EXCLUDE | CO | CO-Western | Burlington City of | 490 | 3 | DFO | IC | 2.5 | 2.2 | 0 | 0 | 0 |  | Electric Utility | N | SB |  | Internal Combustion |  | Western
EXCLUDE | CO | CO-Western | Burlington City of | 490 | 4 | DFO | IC | 1 | 0.8 | 0 | 0 | 0 |  | Electric Utility | N | SB |  | Internal Combustion |  | Western
EXCLUDE | CA | CA-Western | Temescal | 479 | 1 | WAT | HY | 2.9 | 2.8 | 0 | 17151 | 0 |  | Electric Utility | N | OP |  | Non Combustion (NUC, WAT, WND, GEO, or SUN) |  | Western
EXCLUDE | CA | CA-Western | Corona | 480 | 1 | WAT | HY | 2.9 | 2.8 | 0 | 16419 | 0 |  | Electric Utility | N | OP |  | Non Combustion (NUC, WAT, WND, GEO, or SUN) |  | Western
EXCLUDE | CA | CA-Western | Perris | 481 | 1 | WAT | HY | 7.9 | 7.9 | 0 | 4712 | 0 |  | Electric Utility | N | OP |  | Non Combustion (NUC, WAT, WND, GEO, or SUN) |  | Western
EXCLUDE | CA | CA-Western | Rio Hondo | 482 | 1 | WAT | HY | 1.9 | 1.9 | 0 | 3746 | 0 |  | Electric Utility | N | OP |  | Non Combustion (NUC, WAT, WND, GEO, or SUN) |  | Western
EXCLUDE | CA | CA-Western | Coyote Creek | 483 | 1 | WAT | HY | 3.1 | 3.1 | 0 | 3427 | 0 |  | Electric Utility | N | OP |  | Non Combustion (NUC, WAT, WND, GEO, or SUN) |  | Western
EXCLUDE | CA | CA-Western | Red Mountain | 484 | 1 | WAT | HY | 5.9 | 5.9 | 0 | 25843 | 0 |  | Electric Utility | N | OP |  | Non Combustion (NUC, WAT, WND, GEO, or SUN) |  | Western
EXCLUDE | CA | CA-Western | Valley View | 487 | 1 | WAT | HY | 4.1 | 4.1 | 0 | 9635 | 0 |  | Electric Utility | N | OP |  | Non Combustion (NUC, WAT, WND, GEO, or SUN) |  | Western
EXCLUDE | CA | CA-Western | Upper Dawson | 489 | 1 | WAT | HY | 4.4 | 5.5 | 0 | 10022 | 0 |  | Electric Utility | N | OP |  | Non Combustion (NUC, WAT, WND, GEO, or SUN) |  | Western
EXCLUDE | CO | CO-Western | Busch Ranch Wind Energy Farm | 57980 | WTG | WND | WT | 29 | 11 | 0 | 19581 | 0 |  | Electric Utility | N | OP |  | Non Combustion (NUC, WAT, WND, GEO, or SUN) | Yes | Western
EXCLUDE | CO | CO-Western | Cabin Creek | 467 | A | WAT | PS | 150 | 162 | 0 | -73751.5 | 0 |  | Electric Utility | N | OP |  | Non Combustion (NUC, WAT, WND, GEO, or SUN) |  | Western
EXCLUDE | CO | CO-Western | Cabin Creek | 467 | B | WAT | PS | 150 | 162 | 0 | -73751.5 | 0 |  | Electric Utility | N | OP |  | Non Combustion (NUC, WAT, WND, GEO, or SUN) |  | Western
EXCLUDE | CO | CO-Western | Cameo | 468 | 1 | BIT | ST | 25 | 23.7 | 0 | 0 | 0 |  | Electric Utility | N | RE | 2010 | Retired prior to 2012 |  | Western
EXCLUDE | CO | CO-Western | Cameo | 468 | 2 | BIT | ST | 50 | 49 | 0 | 0 | 0 |  | Electric Utility | N | RE | 2010 | Retired prior to 2012 |  | Western
EXCLUDE | CO | CO-Western | Carson Solar I | 57509 | 1 | SUN | PV | 2 | 1.5 | 0 | 3112 | 0 |  | IPP Non-CHP | N | OP |  | Non Combustion (NUC, WAT, WND, GEO, or SUN) |  | Western
EXCLUDE | CO | CO-Western | Castle Creek Hydroplant | 56566 | 1 | WAT | HY | 1.2 | 1.2 | 0 | 0 | 0 |  | Electric Utility | N | L |  | Status of Operation (IP, L, P, T) |  | Western
EXCLUDE | CO | CO-Western | Cedar Creek II | 57210 | 1 | WND | WT | 250.8 | 250.8 | 0 | 801121 | 0 |  | IPP Non-CHP | N | OP |  | Non Combustion (NUC, WAT, WND, GEO, or SUN) |  | Western
EXCLUDE | CO | CO-Western | Cedar Creek Wind | 56371 | 1 | WND | WT | 300.5 | 300 | 0 | 837374 | 0 |  | IPP Non-CHP | N | OP |  | Non Combustion (NUC, WAT, WND, GEO, or SUN) |  | Western
EXCLUDE | CO | CO-Western | Cedar Point Wind | 57315 | 1-139 | WND | WT | 252 | 243 | 0 | 867709 | 0 |  | IPP Non-CHP | N | OP |  | Non Combustion (NUC, WAT, WND, GEO, or SUN) |  | Western
EXCLUDE | CO | CO-Western | Center | 491 | 3 | DFO | IC | 0.5 | 0.5 | 0 | 0 | 0 |  | Electric Utility | N | SB |  | Internal Combustion |  | Western
EXCLUDE | CO | CO-Western | Center | 491 | 5 | DFO | IC | 1 | 1 | 0 | 0 | 0 |  | Electric Utility | N | SB |  | Internal Combustion |  | Western
COALST | CO | CO-Western | Cherokee | 469 | 1 | BIT | ST | 125 | 107 | 1700 | 187693 | 276366.38 |  | Electric Utility | N | RE | 2012 |  |  | Western
EXCLUDE | CO | CO-Western | Cherokee | 469 | 2 | BIT | ST | 125 | 106 | 0 | 0 | 0 |  | Electric Utility | N | RE | 2011 | Retired prior to 2012 |  | Western
COALST | CO | CO-Western | Cherokee | 469 | 3 | BIT | ST | 170.5 | 152 | 2355 | 823108 | 885725.46 |  | Electric Utility | N | OP | 2015 |  |  | Western
COALST | CO | CO-Western | Cherokee | 469 | 4 | BIT | ST | 380.8 | 352 | 4725 | 2009505 | 2195393.07 |  | Electric Utility | N | OP |  |  |  | Western
UC-NGCC | CO | CO-Western | Cherokee | 469 | 5 | NG | CC | 185.3 | 173.4 | 0 | 0 | 0 |  | Electric Utility | N | T |  |  |  | Western
UC-NGCC | CO | CO-Western | Cherokee | 469 | 6 | NG | CC | 185.3 | 173.4 | 0 | 0 | 0 |  | Electric Utility | N | T |  |  |  | Western
UC-NGCC | CO | CO-Western | Cherokee | 469 | 7 | NG | CC | 255 | 241.4 | 0 | 0 | 0 |  | Electric Utility | N | T |  |  |  | Western
EXCLUDE | CO | CO-Western | City & County of Denver at Denver Int'l | 57645 | PV1 | SUN | PV | 3.4 | 3.4 | 0 | 5353 | 0 |  | IPP Non-CHP | N | OP |  | Non Combustion (NUC, WAT, WND, GEO, or SUN) |  | Western
EXCLUDE | CO | CO-Western | City of Boulder WWTP | 57681 | 1 | SUN | PV | 1 | 0.9 | 0 | 1517 | 0 |  | IPP Non-CHP | N | OP |  | Non Combustion (NUC, WAT, WND, GEO, or SUN) |  | Western
EXCLUDE | CO | CO-Western | Cogentrix of Alamosa | 57368 | 1 | SUN | PV | 30 | 30 | 0 | 54119 | 0 |  | IPP Non-CHP | N | OP |  | Non Combustion (NUC, WAT, WND, GEO, or SUN) | Yes | Western
EXCLUDE | CO | CO-Western | Colorado Energy Nations Company | 10003 | GEN1 | BIT | ST | 7.5 | 10 | 0 | 41144.05 | 145313.93 |  | IPP CHP | Y | OP |  | Steam unit (PRMVR=ST) less than or equal to 25MW (i.e. 250 MMBtu/hr) |  | Western
EXCLUDE | CO | CO-Western | Colorado Energy Nations Company | 10003 | GEN2 | BIT | ST | 7.5 | 10 | 0 | 58036.69 | 204975.9 |  | IPP CHP | Y | OP |  | Steam unit (PRMVR=ST) less than or equal to 25MW (i.e. 250 MMBtu/hr) |  | Western
EXCLUDE | CO | CO-Western | Colorado Energy Nations Company | 10003 | GEN3 | BIT | ST | 20 | 20 | 0 | 86403.95 | 305164.33 |  | IPP CHP | Y | OP |  | Steam unit (PRMVR=ST) less than or equal to 25MW (i.e. 250 MMBtu/hr) |  | Western
EXCLUDE | CO | CO-Western | Colorado Energy Nations Company | 10003 | VBPT | BIT | ST | 0.4 | 0.4 | 0 | 2097 | 7406.26 |  | IPP CHP | Y | RE | 2012 | Steam unit (PRMVR=ST) less than or equal to 25MW (i.e. 250 MMBtu/hr) |  | Western
EXCLUDE | CO | CO-Western | Colorado Green Holdings LLC | 56173 | CG | WND | WT | 162 | 162 | 0 | 519504 | 0 |  | IPP Non-CHP | N | OP |  | Non Combustion (NUC, WAT, WND, GEO, or SUN) |  | Western
EXCLUDE | CO | CO-Western | Colorado Highlands Wind | 57174 | CHW1 | WND | WT | 67.2 | 67.2 | 0 | 21332 | 0 |  | IPP Non-CHP | N | OP |  | Non Combustion (NUC, WAT, WND, GEO, or SUN) | Yes | Western
EXCLUDE | CO | CO-Western | Colorado Highlands Wind | 57174 | CHW2 | WND | WT | 23.8 | 23.8 | 0 | 0 | 0 |  | IPP Non-CHP | N | P |  | Status of Operation (IP, L, P, T) |  | Western
COALST | CO | CO-Western | Comanche | 470 | 1 | SUB | ST | 382.5 | 325 | 3500 | 2075543 | 2038336.15 |  | Electric Utility | N | OP |  |  |  | Western
COALST | CO | CO-Western | Comanche | 470 | 2 | SUB | ST | 396 | 335 | 4350 | 2360188 | 2775815.79 |  | Electric Utility | N | OP |  |  |  | Western
COALST | CO | CO-Western | Comanche | 470 | 3 | SUB | ST | 856.8 | 766 | 9050 | 4686054 | 4899410.25 |  | Electric Utility | N | OP |  |  |  | Western
COALST | CO | CO-Western | Craig | 6021 | 1 | SUB | ST | 446.4 | 428 | 6000 | 3147177 | 3348699.63 |  | Electric Utility | N | OP |  |  |  | Western
COALST | CO | CO-Western | Craig | 6021 | 2 | SUB | ST | 446.4 | 428 | 6000 | 2972124 | 3279737.38 |  | Electric Utility | N | OP |  |  |  | Western
EXCLUDE | WY | WY-Western | Boysen | 505 | 1 | WAT | HY | 7.5 | 8.6 | 0 | 19072.5 | 0 |  | Electric Utility | N | OP |  | Non Combustion (NUC, WAT, WND, GEO, or SUN) |  | Western
EXCLUDE | WY | WY-Western | Boysen | 505 | 2 | WAT | HY | 7.5 | 8.6 | 0 | 19072.5 | 0 |  | Electric Utility | N | OP |  | Non Combustion (NUC, WAT, WND, GEO, or SUN) |  | Western
COALST | CO | CO-Western | Craig | 6021 | 3 | SUB | ST | 534.8 | 448 | 6000 | 3054507 | 3259552.4 |  | Electric Utility | N | OP |  |  |  | Western
EXCLUDE | CO | CO-Western | Crystal | 6159 | 1 | WAT | HY | 28 | 35 | 0 | 121106 | 0 |  | Electric Utility | N | OP |  | Non Combustion (NUC, WAT, WND, GEO, or SUN) |  | Western
EXCLUDE | CO | CO-Western | CSU Pueblo | 58481 | CSU1 | SUN | PV | 1 | 1 | 0 | 0 | 0 |  | Commercial Non-CHP | N | OP |  | Commercial/Industrial Unit |  | Western
EXCLUDE | CO | CO-Western | DADS Gas Recovery | 56530 | GEN1 | LFG | IC | 0.8 | 0.8 | 0 | 0 | 0 |  | IPP Non-CHP | N | OP |  | Non-Fossil Fuel Type (Less than 10% Fossil Fuel) |  | Western
EXCLUDE | CO | CO-Western | DADS Gas Recovery | 56530 | GEN2 | LFG | IC | 0.8 | 0.8 | 0 | 0 | 0 |  | IPP Non-CHP | N | OP |  | Non-Fossil Fuel Type (Less than 10% Fossil Fuel) |  | Western
EXCLUDE | CO | CO-Western | DADS Gas Recovery | 56530 | GEN3 | LFG | IC | 0.8 | 0.8 | 0 | 0 | 0 |  | IPP Non-CHP | N | OP |  | Non-Fossil Fuel Type (Less than 10% Fossil Fuel) |  | Western
EXCLUDE | CO | CO-Western | DADS Gas Recovery | 56530 | GEN4 | LFG | IC | 0.8 | 0.8 | 0 | 0 | 0 |  | IPP Non-CHP | N | OP |  | Non-Fossil Fuel Type (Less than 10% Fossil Fuel) |  | Western
EXCLUDE | CO | CO-Western | Delta | 496 | 1 | NG | IC | 0.8 | 0.8 | 0 | 0 | 0 |  | Electric Utility | N | OP |  | Internal Combustion |  | Western
EXCLUDE | CO | CO-Western | Delta | 496 | 2 | NG | IC | 0.4 | 0.4 | 0 | 0 | 0 |  | Electric Utility | N | OP |  | Internal Combustion |  | Western
EXCLUDE | CO | CO-Western | Delta | 496 | 3 | DFO | IC | 0.1 | 0.1 | 0 | 0 | 0 |  | Electric Utility | N | OP |  | Internal Combustion |  | Western
EXCLUDE | CO | CO-Western | Delta | 496 | 4 | DFO | IC | 0.1 | 0.1 | 0 | 0 | 0 |  | Electric Utility | N | OP |  | Internal Combustion |  | Western
EXCLUDE | CO | CO-Western | Delta | 496 | 5 | DFO | IC | 0.1 | 0.1 | 0 | 0 | 0 |  | Electric Utility | N | OP |  | Internal Combustion |  | Western
EXCLUDE | CO | CO-Western | Delta | 496 | 6 | NG | IC | 1.2 | 1.2 | 0 | 0 | 0 |  | Electric Utility | N | OP |  | Internal Combustion |  | Western
EXCLUDE | CO | CO-Western | Delta | 496 | 7 | NG | IC | 2.1 | 1.8 | 0 | 0 | 0 |  | Electric Utility | N | OP |  | Internal Combustion |  | Western
EXCLUDE | CO | CO-Western | Denver Int Airport | 56815 | 1 | SUN | PV | 1.9 | 1.9 | 0 | 3468 | 0 |  | IPP Non-CHP | N | OP |  | Non Combustion (NUC, WAT, WND, GEO, or SUN) |  | Western
EXCLUDE | CO | CO-Western | Dillon Hydro Plant | 10421 | GEN1 | WAT | HY | 1.8 | 1.8 | 0 | 0 | 0 |  | IPP Non-CHP | N | OP |  | Non Combustion (NUC, WAT, WND, GEO, or SUN) |  | Western
EXCLUDE | CO | CO-Western | DOE Golden NREL Main Campus | 57694 | MESA | SUN | PV | 0.7 | 0.7 | 0 | 992.41 | 0 |  | Commercial Non-CHP | N | OP |  | Commercial/Industrial Unit |  | Western
EXCLUDE | CO | CO-Western | DOE Golden NREL Main Campus | 57694 | PARKG | SUN | PV | 1.2 | 1.2 | 0 | 0 | 0 |  | Commercial Non-CHP | N | TS |  | Commercial/Industrial Unit |  | Western
EXCLUDE | CO | CO-Western | DOE Golden NREL Main Campus | 57694 | PARKL | SUN | PV | 0.5 | 0.5 | 0 | 708.86 | 0 |  | Commercial Non-CHP | N | OP |  | Commercial/Industrial Unit |  | Western
EXCLUDE | CO | CO-Western | DOE Golden NREL Main Campus | 57694 | RSF1 | SUN | PV | 0.5 | 0.5 | 0 | 708.86 | 0 |  | Commercial Non-CHP | N | OP |  | Commercial/Industrial Unit |  | Western
EXCLUDE | CO | CO-Western | DOE Golden NREL Main Campus | 57694 | RSF2 | SUN | PV | 0.4 | 0.4 | 0 | 567.09 | 0 |  | Commercial Non-CHP | N | OP |  | Commercial/Industrial Unit | Yes | Western
EXCLUDE | CO | CO-Western | DOE Golden NREL Main Campus | 57694 | STF | SUN | PV | 0.1 | 0.1 | 0 | 141.77 | 0 |  | Commercial Non-CHP | N | OP |  | Commercial/Industrial Unit |  | Western
EXCLUDE | CO | CO-Western | DOE Golden NWTC Load Side | 57692 | SEPV | SUN | PV | 1 | 1.1 | 0 | 1781 | 0 |  | Commercial Non-CHP | N | OP |  | Commercial/Industrial Unit |  | Western
EXCLUDE | CA | CA-Western | Sonoma California Geothermal | 510 | 1 | GEO | ST | 78 | 55 | 0 | 324758 | 0 |  | IPP Non-CHP | N | OP |  | Non Combustion (NUC, WAT, WND, GEO, or SUN) |  | Western
EXCLUDE | CO | CO-Western | DOE Golden NWTC Turbine Side | 57693 | ALSTO | WND | WT | 3 | 3 | 0 | 1853.52 | 0 |  | Commercial Non-CHP | N | OP |  | Commercial/Industrial Unit |  | Western
EXCLUDE | CO | CO-Western | DOE Golden NWTC Turbine Side | 57693 | GAMES | WND | WT | 2 | 2 | 0 | 1235.68 | 0 |  | Commercial Non-CHP | N | OP |  | Commercial/Industrial Unit |  | Western
EXCLUDE | CO | CO-Western | DOE Golden NWTC Turbine Side | 57693 | GEDOE | WND | WT | 1.5 | 1.5 | 0 | 926.76 | 0 |  | Commercial Non-CHP | N | OP |  | Commercial/Industrial Unit |  | Western
EXCLUDE | CO | CO-Western | DOE Golden NWTC Turbine Side | 57693 | SIEM | WND | WT | 2.3 | 2.3 | 0 | 1421.03 | 0 |  | Commercial Non-CHP | N | OP |  | Commercial/Industrial Unit |  | Western
EXCLUDE | CO | CO-Western | Estes | 513 | 1 | WAT | HY | 15 | 17.2 | 0 | 43586.67 | 0 |  | Electric Utility | N | OP |  | Non Combustion (NUC, WAT, WND, GEO, or SUN) |  | Western
EXCLUDE | CO | CO-Western | Estes | 513 | 2 | WAT | HY | 15 | 17.2 | 0 | 43586.67 | 0 |  | Electric Utility | N | OP |  | Non Combustion (NUC, WAT, WND, GEO, or SUN) |  | Western
EXCLUDE | CO | CO-Western | Estes | 513 | 3 | WAT | HY | 15 | 17.2 | 0 | 43586.67 | 0 |  | Electric Utility | N | OP |  | Non Combustion (NUC, WAT, WND, GEO, or SUN) |  | Western
EXCLUDE | CO | CO-Western | Flatiron | 518 | 1 | WAT | HY | 45 | 45 | 0 | 109899.5 | 0 |  | Electric Utility | N | OP |  | Non Combustion (NUC, WAT, WND, GEO, or SUN) |  | Western
EXCLUDE | CO | CO-Western | Flatiron | 518 | 2 | WAT | HY | 45 | 45 | 0 | 109899.5 | 0 |  | Electric Utility | N | OP |  | Non Combustion (NUC, WAT, WND, GEO, or SUN) |  | Western
EXCLUDE | CO | CO-Western | Flatiron | 518 | 3 | WAT | PS | 8.5 | 8.5 | 0 | 1666 | 0 |  | Electric Utility | N | OP |  | Non Combustion (NUC, WAT, WND, GEO, or SUN) |  | Western
EXCLUDE | CO | CO-Western | Foothills Hydro Plant | 10070 | GEN1 | WAT | HY | 3.1 | 3.1 | 0 | 0 | 0 |  | IPP Non-CHP | N | OP |  | Non Combustion (NUC, WAT, WND, GEO, or SUN) |  | Western
EXCLUDE | CO | CO-Western | Fort Lupton | 8067 | 1 | NG | GT | 39.2 | 45 | 0 | 10397.5 | 8809.14 |  | Electric Utility | N | OP |  | Simple cycle unit |  | Western
EXCLUDE | CO | CO-Western | Fort Lupton | 8067 | 2 | NG | GT | 39.2 | 45 | 0 | 10397.5 | 8809.14 |  | Electric Utility | N | OP |  | Simple cycle unit |  | Western
NGCC | CO | CO-Western | Fort St Vrain | 6112 | 1 | NG | CC | 342.6 | 301 | 2242 | 1286442.67 | 583724.53 |  | Electric Utility | N | OP |  |  |  | Western
NGCC | CO | CO-Western | Fort St Vrain | 6112 | 2 | NG | CC | 175.1 | 123 | 2242 | 657490.11 | 298336.74 |  | Electric Utility | N | OP |  |  |  | Western
NGCC | CO | CO-Western | Fort St Vrain | 6112 | 3 | NG | CC | 175.1 | 128 | 2242 | 657490.11 | 298336.74 |  | Electric Utility | N | OP |  |  |  | Western
NGCC | CO | CO-Western | Fort St Vrain | 6112 | 4 | NG | CC | 175.1 | 128 | 2242 | 657490.11 | 298336.74 |  | Electric Utility | N | OP |  |  |  | Western
EXCLUDE | CO | CO-Western | Fort St Vrain | 6112 | 5 | NG | GT | 140.3 | 145 | 1700 | 50942 | 37426.79 |  | Electric Utility | N | OP |  | Simple cycle unit |  | Western
EXCLUDE | CO | CO-Western | Fort St Vrain | 6112 | 6 | NG | GT | 140.3 | 144 | 1700 | 50942 | 38068.35 |  | Electric Utility | N | OP |  | Simple cycle unit |  | Western
EXCLUDE | CO | CO-Western | Fountain Valley Power Facility | 55453 | S1 | NG | GT | 38 | 39 | 440 | 40514 | 30643.64 |  | IPP Non-CHP | N | OP |  | Simple cycle unit |  | Western
EXCLUDE | CO | CO-Western | Fountain Valley Power Facility | 55453 | S2 | NG | GT | 38 | 39 | 425 | 40514 | 24562.73 |  | IPP Non-CHP | N | OP |  | Simple cycle unit |  | Western
EXCLUDE | CO | CO-Western | Fountain Valley Power Facility | 55453 | S3 | NG | GT | 38 | 39 | 420 | 40514 | 31135.72 |  | IPP Non-CHP | N | OP |  | Simple cycle unit |  | Western
EXCLUDE | CO | CO-Western | Fountain Valley Power Facility | 55453 | S4 | NG | GT | 38 | 39 | 420 | 40514 | 22594.82 |  | IPP Non-CHP | N | OP |  | Simple cycle unit |  | Western
EXCLUDE | CO | CO-Western | Fountain Valley Power Facility | 55453 | S5 | NG | GT | 38 | 39 | 420 | 40514 | 28802.08 |  | IPP Non-CHP | N | OP |  | Simple cycle unit |  | Western
EXCLUDE | CO | CO-Western | Fountain Valley Power Facility | 55453 | S6 | NG | GT | 38 | 39 | 420 | 40514 | 21814.44 |  | IPP Non-CHP | N | OP |  | Simple cycle unit |  | Western
EXCLUDE | CO | CO-Western | Frank Knutson | 55505 | BR1 | NG | GT | 77.1 | 67 | 912 | 4211.5 | 4781.58 |  | Electric Utility | N | OP |  | Simple cycle unit |  | Western
EXCLUDE | CO | CO-Western | Frank Knutson | 55505 | BR2 | NG | GT | 77.1 | 67 | 906 | 4211.5 | 2497.51 |  | Electric Utility | N | OP |  | Simple cycle unit |  | Western
NGCC | CO | CO-Western | Front Range Power Plant | 55283 | 1 | NG | CC | 154 | 132.4 | 2100 | 371020.16 | 175428.7 |  | Electric Utility | N | OP |  |  |  | Western
NGCC | CO | CO-Western | Front Range Power Plant | 55283 | 2 | NG | CC | 154 | 132.7 | 2100 | 371020.16 | 175428.7 |  | Electric Utility | N | OP |  |  |  | Western
NGCC | CO | CO-Western | Front Range Power Plant | 55283 | 3 | NG | CC | 233 | 196.4 | 2100 | 561348.68 | 265421.35 |  | Electric Utility | N | OP |  |  |  | Western
EXCLUDE | CO | CO-Western | Fruita | 471 | 1 | NG | GT | 26.6 | 18 | 0 | 419 | 827.74 |  | Electric Utility | N | OP |  | Simple cycle unit |  | Western
EXCLUDE | CO | CO-Western | George Birdsall | 493 | 1 | NG | ST | 17.3 | 16 | 0 | 3558 | 3485.66 |  | Electric Utility | N | OP |  | Steam unit (PRMVR=ST) less than or equal to 25MW (i.e. 250 MMBtu/hr) |  | Western
EXCLUDE | CO | CO-Western | George Birdsall | 493 | 2 | NG | ST | 18.8 | 16 | 0 | 3574 | 3395.24 |  | Electric Utility | N | OP |  | Steam unit (PRMVR=ST) less than or equal to 25MW (i.e. 250 MMBtu/hr) |  | Western
EXCLUDE | CA | CA-Western | Rancho Seco Solar | 529 | 1 | SUN | PV | 1 | 1 | 0 | 75.5 | 0 |  | Electric Utility | N | OP |  | Non Combustion (NUC, WAT, WND, GEO, or SUN) |  | Western
EXCLUDE | CA | CA-Western | Rancho Seco Solar | 529 | 2 | SUN | PV | 1 | 1 | 0 | 75.5 | 0 |  | Electric Utility | N | OP |  | Non Combustion (NUC, WAT, WND, GEO, or SUN) |  | Western
EXCLUDE | CA | CA-Western | Camp Far West | 531 | 1 | WAT | HY | 7.2 | 7.2 | 0 | 22404 | 0 |  | Electric Utility | N | OP |  | Non Combustion (NUC, WAT, WND, GEO, or SUN) |  | Western
NGCC | AL | AL-Eastern | McWilliams | 533 | 1 | NG | CC | 7.5 | 10 | 62.71 | 36611.07 | 16576.55 | 1 | Electric Utility | N | OP |  |  |  | Eastern
NGCC | AL | AL-Eastern | McWilliams | 533 | 2 | NG | CC | 7.5 | 10 | 62.71 | 36611.07 | 16576.55 | 1 | Electric Utility | N | OP |  |  |  | Eastern
NGCC | AL | AL-Eastern | McWilliams | 533 | 3 | NG | CC | 25 | 20 | 209.02 | 122036.89 | 55255.17 | 1 | Electric Utility | N | OP |  |  |  | Eastern
NGCC | AL | AL-Eastern | McWilliams | 533 | 4 | NG | CC | 107 | 109 | 894.61 | 522317.88 | 236492.15 |  | Electric Utility | N | OP |  |  |  | Eastern
NGCC | AL | AL-Eastern | McWilliams | 533 | VAN1 | NG | CC | 165 | 163 | 1379.54 | 805443.45 | 364684.15 |  | Electric Utility | N | OP |  |  |  | Eastern
NGCC | AL | AL-Eastern | McWilliams | 533 | VAN2 | NG | CC | 165 | 163 | 1379.54 | 805443.45 | 364684.15 |  | Electric Utility | N | OP |  |  |  | Eastern
NGCC | AL | AL-Eastern | McWilliams | 533 | VAN3 | NG | CC | 177 | 175 | 1479.87 | 864021.16 | 391206.64 |  | Electric Utility | N | OP |  |  |  | Eastern
EXCLUDE | CA | CA-Western | Jones Fork | 534 | 1 | WAT | HY | 10 | 10 | 0 | 18724 | 0 |  | Electric Utility | N | OP |  | Non Combustion (NUC, WAT, WND, GEO, or SUN) |  | Western
EXCLUDE | CA | CA-Western | McClellan | 535 | 1 | NG | GT | 77 | 77 | 0 | 4374 | 3222.07 |  | Electric Utility | N | OP |  | Simple cycle unit |  | Western
EXCLUDE | CA | CA-Western | Camanche | 537 | 1 | WAT | HY | 3.6 | 3.5 | 0 | 5158 | 0 |  | Electric Utility | N | OP |  | Non Combustion (NUC, WAT, WND, GEO, or SUN) |  | Western
EXCLUDE | CA | CA-Western | Camanche | 537 | 2 | WAT | HY | 3.6 | 3.5 | 0 | 5158 | 0 |  | Electric Utility | N | OP |  | Non Combustion (NUC, WAT, WND, GEO, or SUN) |  | Western
EXCLUDE | CA | CA-Western | Camanche | 537 | 3 | WAT | HY | 3.6 | 3.5 | 0 | 5158 | 0 |  | Electric Utility | N | OP |  | Non Combustion (NUC, WAT, WND, GEO, or SUN) |  | Western
EXCLUDE | CT | CT-Eastern | Rocky River | 539 | 1 | WAT | PS | 3.5 | 2 | 0 | 306.65 | 0 |  | IPP Non-CHP | N | SB |  | Non Combustion (NUC, WAT, WND, GEO, or SUN) |  | Eastern
EXCLUDE | CT | CT-Eastern | Rocky River | 539 | 2 | WAT | PS | 3.5 | 2 | 0 | 306.65 | 0 |  | IPP Non-CHP | N | SB |  | Non Combustion (NUC, WAT, WND, GEO, or SUN) |  | Eastern
EXCLUDE | CT | CT-Eastern | Rocky River | 539 | 3 | WAT | PS | 24 | 25.4 | 0 | 2102.71 | 0 |  | IPP Non-CHP | N | OP |  | Non Combustion (NUC, WAT, WND, GEO, or SUN) |  | Eastern
EXCLUDE | CT | CT-Eastern | Branford | 540 | UN10 | KER | GT | 21.8 | 17.4 | 0 | 218 | 231.05 |  | IPP Non-CHP | N | OP |  | Simple cycle unit |  | Eastern
EXCLUDE | CT | CT-Eastern | Bulls Bridge | 541 | 1 | WAT | HY | 1.2 | 1.4 | 0 | 4964.67 | 0 |  | IPP Non-CHP | N | OP |  | Non Combustion (NUC, WAT, WND, GEO, or SUN) |  | Eastern
EXCLUDE | CT | CT-Eastern | Bulls Bridge | 541 | 2 | WAT | HY | 1.2 | 1.4 | 0 | 4964.67 | 0 |  | IPP Non-CHP | N | OP |  | Non Combustion (NUC, WAT, WND, GEO, or SUN) |  | Eastern
EXCLUDE | CT | CT-Eastern | Bulls Bridge | 541 | 3 | WAT | HY | 1.2 | 1.4 | 0 | 4964.67 | 0 |  | IPP Non-CHP | N | OP |  | Non Combustion (NUC, WAT, WND, GEO, or SUN) |  | Eastern
EXCLUDE | CT | CT-Eastern | Bulls Bridge | 541 | 4 | WAT | HY | 1.2 | 1.4 | 0 | 4964.67 | 0 |  | IPP Non-CHP | N | OP |  | Non Combustion (NUC, WAT, WND, GEO, or SUN) |  | Eastern
EXCLUDE | CT | CT-Eastern | Bulls Bridge | 541 | 5 | WAT | HY | 1.2 | 1.4 | 0 | 4964.67 | 0 |  | IPP Non-CHP | N | OP |  | Non Combustion (NUC, WAT, WND, GEO, or SUN) |  | Eastern
EXCLUDE | CT | CT-Eastern | Bulls Bridge | 541 | 6 | WAT | HY | 1.2 | 1.4 | 0 | 4964.67 | 0 |  | IPP Non-CHP | N | OP |  | Non Combustion (NUC, WAT, WND, GEO, or SUN) |  | Eastern
EXCLUDE | CT | CT-Eastern | Cos Cob | 542 | UN10 | KER | GT | 25 | 19.1 | 0 | 402.83 | 484.27 |  | IPP Non-CHP | N | OP |  | Simple cycle unit |  | Eastern
EXCLUDE | CT | CT-Eastern | Cos Cob | 542 | UN11 | KER | GT | 25 | 18.7 | 0 | 402.83 | 484.27 |  | IPP Non-CHP | N | OP |  | Simple cycle unit |  | Eastern
EXCLUDE | CT | CT-Eastern | Cos Cob | 542 | UN12 | KER | GT | 25 | 19.1 | 0 | 402.83 | 484.27 |  | IPP Non-CHP | N | OP |  | Simple cycle unit |  | Eastern
EXCLUDE | CT | CT-Eastern | Cos Cob | 542 | UN13 | KER | GT | 20 | 19.1 | 0 | 322.26 | 387.42 |  | IPP Non-CHP | N | OP |  | Simple cycle unit |  | Eastern
EXCLUDE | CT | CT-Eastern | Cos Cob | 542 | un14 | KER | GT | 20 | 19.6 | 0 | 322.26 | 387.42 |  | IPP Non-CHP | N | OP |  | Simple cycle unit |  | Eastern
EXCLUDE | CT | CT-Eastern | Devon Station | 544 | 10 | KER | GT | 18.6 | 14.4 | 320.44 | 257.36 | 442.02 |  | IPP Non-CHP | N | OP |  | Simple cycle unit |  | Eastern
EXCLUDE | CT | CT-Eastern | Devon Station | 544 | 11 | NG | GT | 51 | 29.3 | 878.64 | 705.66 | 1211.99 |  | IPP Non-CHP | N | OP |  | Simple cycle unit |  | Eastern
EXCLUDE | CT | CT-Eastern | Devon Station | 544 | 12 | NG | GT | 51 | 29.2 | 878.64 | 705.66 | 1211.99 |  | IPP Non-CHP | N | OP |  | Simple cycle unit |  | Eastern
EXCLUDE | CT | CT-Eastern | Devon Station | 544 | 13 | NG | GT | 51 | 29.9 | 878.64 | 705.66 | 1211.99 |  | IPP Non-CHP | N | OP |  | Simple cycle unit |  | Eastern
EXCLUDE | CT | CT-Eastern | Devon Station | 544 | 14 | NG | GT | 51 | 29.7 | 878.64 | 705.66 | 1211.99 |  | IPP Non-CHP | N | OP |  | Simple cycle unit |  | Eastern
EXCLUDE | CT | CT-Eastern | Devon Station | 544 | 7 | RFO | ST | 103.5 | 107 | 0 | 0 | 0 |  | IPP Non-CHP | N | RE | 2007 | Retired prior to 2012 |  | Eastern
EXCLUDE | CT | CT-Eastern | Devon Station | 544 | 8 | RFO | ST | 103.5 | 107 | 0 | 0 | 0 |  | IPP Non-CHP | N | RE | 2007 | Retired prior to 2012 |  | Eastern
EXCLUDE | CT | CT-Eastern | Montville Station | 546 | 10 | DFO | IC | 2.7 | 2.7 | 0 | 0 | 0 |  | IPP Non-CHP | N | SB |  | Internal Combustion |  | Eastern
EXCLUDE | CT | CT-Eastern | Montville Station | 546 | 11 | DFO | IC | 2.7 | 2.7 | 0 | 0 | 0 |  | IPP Non-CHP | N | SB |  | Internal Combustion |  | Eastern
OGST | CT | CT-Eastern | Montville Station | 546 | 5 | RFO | ST | 75 | 81 | 995 | 10683 | 9577.62 |  | IPP Non-CHP | N | OP |  |  |  | Eastern
OGST | CT | CT-Eastern | Montville Station | 546 | 6 | RFO | ST | 414.9 | 410 | 5925 | 19471 | 23393.49 |  | IPP Non-CHP | N | OP |  |  |  | Eastern
EXCLUDE | MA | MA-Eastern | Northfield Mountain | 547 | 1 | WAT | PS | 235 | 270 | 0 | -51669.75 | 0 |  | IPP Non-CHP | N | OP |  | Non Combustion (NUC, WAT, WND, GEO, or SUN) |  | Eastern
EXCLUDE | MA | MA-Eastern | Northfield Mountain | 547 | 2 | WAT | PS | 235 | 292 | 0 | -51669.75 | 0 |  | IPP Non-CHP | N | OP |  | Non Combustion (NUC, WAT, WND, GEO, or SUN) |  | Eastern
EXCLUDE | MA | MA-Eastern | Northfield Mountain | 547 | 3 | WAT | PS | 235 | 292 | 0 | -51669.75 | 0 |  | IPP Non-CHP | N | OP |  | Non Combustion (NUC, WAT, WND, GEO, or SUN) |  | Eastern
EXCLUDE | MA | MA-Eastern | Northfield Mountain | 547 | 4 | WAT | PS | 235 | 270 | 0 | -51669.75 | 0 |  | IPP Non-CHP | N | OP |  | Non Combustion (NUC, WAT, WND, GEO, or SUN) |  | Eastern
OGST | CT | CT-Eastern | NRG Norwalk Harbor | 548 | 1 | RFO | ST | 163.2 | 162 | 1776 | 9851 | 11127.67 |  | IPP Non-CHP | N | OP | 2013 |  |  | Eastern
EXCLUDE | CT | CT-Eastern | NRG Norwalk Harbor | 548 | 10 | DFO | GT | 16.3 | 11.9 | 0 | 83 | 137.61 |  | IPP Non-CHP | N | OP | 2013 | Simple cycle unit |  | Eastern
OGST | CT | CT-Eastern | NRG Norwalk Harbor | 548 | 2 | RFO | ST | 163.2 | 168 | 1776 | 12618 | 13900.94 |  | IPP Non-CHP | N | OP | 2013 |  |  | Eastern
EXCLUDE | WA | WA-Western | Kettle Falls Generating Station | 550 | 1 | WDS | ST | 50.7 | 50 | 0 | 209169 | 318583.06 |  | Electric Utility | N | OP |  | Non-Fossil Fuel Type (Less than 10% Fossil Fuel) |  | Western
EXCLUDE | WA | WA-Western | Kettle Falls Generating Station | 550 | 2 | NG | GT | 7.2 | 6.2 | 0 | 860 | 589.47 |  | Electric Utility | N | SB |  | Simple cycle unit |  | Western
EXCLUDE | CT | CT-Eastern | Scotland Dam | 551 | 1 | WAT | HY | 2 | 1.7 | 0 | 5153 | 0 |  | IPP Non-CHP | N | OP |  | Non Combustion (NUC, WAT, WND, GEO, or SUN) |  | Eastern
EXCLUDE | CT | CT-Eastern | Shepaug | 552 | 1 | WAT | HY | 37.2 | 41.5 | 0 | 90228 | 0 |  | IPP Non-CHP | N | OP |  | Non Combustion (NUC, WAT, WND, GEO, or SUN) |  | Eastern
EXCLUDE | CT | CT-Eastern | Shepaug | 552 | 2 | DFO | GT | 49.2 | 39 | 0 | 0 | 0 |  | IPP Non-CHP | N | IP |  | Status of Operation (IP, L, P, T) |  | Eastern
EXCLUDE | CT | CT-Eastern | Stevenson | 553 | 1 | WAT | HY | 7.5 | 7.1 | 0 | 17690.66 | 0 |  | IPP Non-CHP | N | OP |  | Non Combustion (NUC, WAT, WND, GEO, or SUN) |  | Eastern
EXCLUDE | CT | CT-Eastern | Stevenson | 553 | 2 | WAT | HY | 7.5 | 7.1 | 0 | 17690.66 | 0 |  | IPP Non-CHP | N | OP |  | Non Combustion (NUC, WAT, WND, GEO, or SUN) |  | Eastern
EXCLUDE | CT | CT-Eastern | Stevenson | 553 | 3 | WAT | HY | 7.5 | 7.1 | 0 | 17690.66 | 0 |  | IPP Non-CHP | N | OP |  | Non Combustion (NUC, WAT, WND, GEO, or SUN) |  | Eastern
EXCLUDE | CT | CT-Eastern | Stevenson | 553 | 4 | WAT | HY | 8 | 7.6 | 0 | 18870.03 | 0 |  | IPP Non-CHP | N | OP |  | Non Combustion (NUC, WAT, WND, GEO, or SUN) |  | Eastern
EXCLUDE | CT | CT-Eastern | Taftville | 554 | 1 | WAT | HY | 0.4 | 0.4 | 0 | 906.75 | 0 |  | IPP Non-CHP | N | OP |  | Non Combustion (NUC, WAT, WND, GEO, or SUN) |  | Eastern
EXCLUDE | CT | CT-Eastern | Taftville | 554 | 2 | WAT | HY | 0.3 | 0.4 | 0 | 680.06 | 0 |  | IPP Non-CHP | N | OP |  | Non Combustion (NUC, WAT, WND, GEO, or SUN) |  | Eastern
EXCLUDE | CT | CT-Eastern | Taftville | 554 | 3 | WAT | HY | 0.3 | 0.4 | 0 | 680.06 | 0 |  | IPP Non-CHP | N | OP |  | Non Combustion (NUC, WAT, WND, GEO, or SUN) |  | Eastern
EXCLUDE | CT | CT-Eastern | Taftville | 554 | 4 | WAT | HY | 0.3 | 0.4 | 0 | 680.06 | 0 |  | IPP Non-CHP | N | OP |  | Non Combustion (NUC, WAT, WND, GEO, or SUN) |  | Eastern
EXCLUDE | CT | CT-Eastern | Taftville | 554 | 5 | WAT | HY | 0.3 | 0.4 | 0 | 680.06 | 0 |  | IPP Non-CHP | N | OP |  | Non Combustion (NUC, WAT, WND, GEO, or SUN) |  | Eastern
EXCLUDE | CT | CT-Eastern | Tunnel | 557 | 1 | WAT | HY | 1 | 0.8 | 0 | 3669 | 0 |  | IPP Non-CHP | N | OP |  | Non Combustion (NUC, WAT, WND, GEO, or SUN) |  | Eastern
EXCLUDE | CT | CT-Eastern | Tunnel | 557 | 10 | JF | GT | 18.5 | 16.5 | 0 | 77 | 86.87 |  | IPP Non-CHP | N | SB |  | Simple cycle unit |  | Eastern
EXCLUDE | CT | CT-Eastern | Tunnel | 557 | 2 | WAT | HY | 1 | 0.8 | 0 | 3669 | 0 |  | IPP Non-CHP | N | OP |  | Non Combustion (NUC, WAT, WND, GEO, or SUN) |  | Eastern
EXCLUDE | CT | CT-Eastern | Rainbow | 559 | 1 | WAT | HY | 4 | 4 | 0 | 11794 | 0 |  | Electric Utility | N | OP |  | Non Combustion (NUC, WAT, WND, GEO, or SUN) |  | Eastern
EXCLUDE | CT | CT-Eastern | Rainbow | 559 | 2 | WAT | HY | 4 | 4 | 0 | 11794 | 0 |  | Electric Utility | N | OP |  | Non Combustion (NUC, WAT, WND, GEO, or SUN) |  | Eastern
EXCLUDE | CT | CT-Eastern | Falls Village | 560 | 1 | WAT | HY | 3 | 3.3 | 0 | 11144.33 | 0 |  | IPP Non-CHP | N | OP |  | Non Combustion (NUC, WAT, WND, GEO, or SUN) |  | Eastern
EXCLUDE | CT | CT-Eastern | Falls Village | 560 | 2 | WAT | HY | 3 | 3.3 | 0 | 11144.33 | 0 |  | IPP Non-CHP | N | OP |  | Non Combustion (NUC, WAT, WND, GEO, or SUN) |  | Eastern
EXCLUDE | CT | CT-Eastern | Falls Village | 560 | 3 | WAT | HY | 3 | 3.3 | 0 | 11144.33 | 0 |  | IPP Non-CHP | N | OP |  | Non Combustion (NUC, WAT, WND, GEO, or SUN) |  | Eastern
EXCLUDE | CT | CT-Eastern | Franklin Drive | 561 | UN19 | KER | GT | 21.8 | 16.1 | 0 | 160 | 192 |  | IPP Non-CHP | N | OP |  | Simple cycle unit |  | Eastern
EXCLUDE | CT | CT-Eastern | Middletown | 562 | 1 | RFO | ST | 69 | 66.3 | 0 | 0 | 0 |  | IPP Non-CHP | N | RE | 1998 | Retired prior to 2012 |  | Eastern
EXCLUDE | CT | CT-Eastern | Middletown | 562 | 10 | KER | GT | 18.5 | 17.2 | 1899.6 | 3460.17 | 2830.04 |  | IPP Non-CHP | N | OP |  | Simple cycle unit |  | Eastern
OGST | CT | CT-Eastern | Middletown | 562 | 2 | NG | ST | 113.6 | 117 | 1295 | 70848 | 66017.55 |  | IPP Non-CHP | N | OP |  |  |  | Eastern
OGST | CT | CT-Eastern | Middletown | 562 | 3 | NG | ST | 239.4 | 236 | 2370 | 93059 | 62637.45 |  | IPP Non-CHP | N | OP |  |  |  | Eastern
OGST | CT | CT-Eastern | Middletown | 562 | 4 | RFO | ST | 414.9 | 400 | 4684 | 16099 | 19850.74 |  | IPP Non-CHP | N | OP |  |  |  | Eastern
EXCLUDE | CT | CT-Eastern | South Meadow | 563 | 11 | KER | GT | 41.8 | 35.7 | 532 | 436.5 | 402.1 |  | IPP Non-CHP | N | SB |  | Simple cycle unit |  | Eastern
EXCLUDE | CT | CT-Eastern | South Meadow | 563 | 12 | KER | GT | 41.8 | 37.7 | 532 | 436.5 | 424 |  | IPP Non-CHP | N | SB |  | Simple cycle unit |  | Eastern
EXCLUDE | CT | CT-Eastern | South Meadow | 563 | 13 | KER | GT | 41.8 | 38.3 | 532 | 436.5 | 773 |  | IPP Non-CHP | N | SB |  | Simple cycle unit |  | Eastern
EXCLUDE | CT | CT-Eastern | South Meadow | 563 | 14 | KER | GT | 41.8 | 36.7 | 532 | 436.5 | 406.3 |  | IPP Non-CHP | N | SB |  | Simple cycle unit |  | Eastern
COALST | FL | FL-Eastern | Stanton Energy Center | 564 | 1 | BIT | ST | 464.5 | 440 | 5000 | 1070092 | 1156288.87 |  | Electric Utility | N | OP |  |  |  | Eastern
COALST | FL | FL-Eastern | Stanton Energy Center | 564 | 2 | BIT | ST | 464.5 | 446 | 5000 | 2064954 | 2158587.7 |  | Electric Utility | N | OP |  |  |  | Eastern
NGCC | FL | FL-Eastern | Stanton Energy Center | 564 | B | NG | CC | 129.8 | 128 | 2453 | 505701.02 | 214574.06 |  | Electric Utility | N | OP |  |  |  | Eastern
NGCC | FL | FL-Eastern | Stanton Energy Center | 564 | B1 | NG | CC | 203.2 | 167 | 2453 | 791667.54 | 335912.54 |  | Electric Utility | N | OP |  |  |  | Eastern
EXCLUDE | CT | CT-Eastern | Torrington Terminal | 565 | UN10 | KER | GT | 21.8 | 17.4 | 0 | 337 | 393.36 |  | IPP Non-CHP | N | OP |  | Simple cycle unit |  | Eastern
EXCLUDE | CT | CT-Eastern | Millstone | 566 | 2 | NUC | ST | 909.9 | 869.1 | 0 | 7184414.16 | 0 |  | IPP Non-CHP | N | OP |  | Non Combustion (NUC, WAT, WND, GEO, or SUN) |  | Eastern
EXCLUDE | CT | CT-Eastern | Millstone | 566 | 3 | NUC | ST | 1253 | 1233.4 | 0 | 9893472.84 | 0 |  | IPP Non-CHP | N | OP |  | Non Combustion (NUC, WAT, WND, GEO, or SUN) |  | Eastern
COALST | CT | CT-Eastern | Bridgeport Station | 568 | 2 | SUB | ST | 163 |  | 0 | 0 | 0 |  | IPP Non-CHP | N | SB |  |  |  | Eastern
COALST | CT | CT-Eastern | Bridgeport Station | 568 | 3 | SUB | ST | 400 | 389.1 | 4100 | 103383 | 156454.14 |  | IPP Non-CHP | N | OP |  |  |  | Eastern
EXCLUDE | CT | CT-Eastern | Bridgeport Station | 568 | 4 | KER | GT | 18.6 | 16.8 | 0 | 286 | 476.54 |  | IPP Non-CHP | N | OP | 2016 | Simple cycle unit |  | Eastern
EXCLUDE | NY | NY-Eastern | Central Hudson High Falls | 579 | 1 | WAT | HY | 3.2 | 3.2 | 0 | 3764 | 0 |  | Electric Utility | N | OP |  | Non Combustion (NUC, WAT, WND, GEO, or SUN) |  | Eastern
EXCLUDE | CT | CT-Eastern | North Main Street | 581 | 5 | DFO | GT | 19 | 15.3 | 0 | 66 | 87.72 |  | Electric Utility | N | OP |  | Simple cycle unit |  | Eastern
EXCLUDE | CT | CT-Eastern | Tenth Street | 583 | 1 | WAT | HY | 1.4 | 1 | 0 | 2924 | 0 |  | Electric Utility | N | OP |  | Non Combustion (NUC, WAT, WND, GEO, or SUN) |  | Eastern
EXCLUDE | NM | NM-Western | Navajo Dam | 584 | 1 | WAT | HY | 15 | 15 | 0 | 61818.5 | 0 |  | Electric Utility | N | OP |  | Non Combustion (NUC, WAT, WND, GEO, or SUN) |  | Western
EXCLUDE | NM | NM-Western | Navajo Dam | 584 | 2 | WAT | HY | 15 | 15 | 0 | 61818.5 | 0 |  | Electric Utility | N | OP |  | Non Combustion (NUC, WAT, WND, GEO, or SUN) |  | Western
EXCLUDE | CA | CA-Western | Drop 1 | 585 | 1 | WAT | HY | 1.9 | 1.7 | 0 | 7041 | 0 |  | Electric Utility | N | OP |  | Non Combustion (NUC, WAT, WND, GEO, or SUN) |  | Western
EXCLUDE | CA | CA-Western | Drop 1 | 585 | 2 | WAT | HY | 1.9 | 1.7 | 0 | 7041 | 0 |  | Electric Utility | N | OP |  | Non Combustion (NUC, WAT, WND, GEO, or SUN) |  | Western
EXCLUDE | CA | CA-Western | Drop 1 | 585 | 3 | WAT | HY | 1.9 | 1.6 | 0 | 7041 | 0 |  | Electric Utility | N | OP |  | Non Combustion (NUC, WAT, WND, GEO, or SUN) |  | Western
EXCLUDE | CA | CA-Western | East Highline | 586 | 1 | WAT | HY | 2.4 | 1.1 | 0 | 351 | 0 |  | Electric Utility | N | OP |  | Non Combustion (NUC, WAT, WND, GEO, or SUN) |  | Western
EXCLUDE | VT | VT-Eastern | J C McNeil | 589 | 1 | WDS | ST | 59.5 | 52 | 842 | 225446 | 381038.55 |  | Electric Utility | N | OP |  | State not covered under final 111(d) |  | Eastern
EXCLUDE | DE | DE-Eastern | Christiana | 591 | CH11 | DFO | GT | 26 | 22.5 | 391 | 90.34 | 270.6 |  | IPP Non-CHP | N | SB |  | Simple cycle unit |  | Eastern
EXCLUDE | DE | DE-Eastern | Christiana | 591 | CH14 | DFO | GT | 26 | 22.5 | 391 | 79.63 | 304 |  | IPP Non-CHP | N | SB |  | Simple cycle unit |  | Eastern
EXCLUDE | DE | DE-Eastern | Delaware City 10 | 592 | DC10 | DFO | GT | 18.5 | 16 | 0 | 21 | 101.66 |  | IPP Non-CHP | N | SB |  | Simple cycle unit |  | Eastern
EXCLUDE | DE | DE-Eastern | Edge Moor | 593 | 10 | DFO | GT | 12.5 | 13 | 0 | 31 | 56.09 |  | IPP CHP | Y | SB |  | Simple cycle unit |  | Eastern
OGST | DE | DE-Eastern | Edge Moor | 593 | 3 | NG | ST | 75 | 86 | 1117 | 187366 | 144757.03 |  | IPP CHP | Y | OP |  |  |  | Eastern
OGST | DE | DE-Eastern | Edge Moor | 593 | 4 | NG | ST | 176.8 | 174 | 1867 | 420631 | 271059.68 |  | IPP CHP | Y | OP |  |  |  | Eastern
OGST | DE | DE-Eastern | Edge Moor | 593 | 5 | NG | ST | 446 | 450 | 4695 | 467531 | 339248.28 |  | IPP CHP | N | OP |  |  |  | Eastern
COALST | DE | DE-Eastern | Indian River Generating Station | 594 | 1 | BIT | ST | 81.6 | 89 | 0 | 0 | 0 |  | IPP Non-CHP | N | OS |  |  |  | Eastern
EXCLUDE | DE | DE-Eastern | Indian River Generating Station | 594 | 10 | DFO | GT | 18.6 | 16.4 | 0 | 278 | 369.54 |  | IPP Non-CHP | N | OP |  | Simple cycle unit |  | Eastern
COALST | DE | DE-Eastern | Indian River Generating Station | 594 | 2 | BIT | ST | 81.6 | 89 | 0 | 0 | 0 |  | IPP Non-CHP | N | OS |  |  |  | Eastern
COALST | DE | DE-Eastern | Indian River Generating Station | 594 | 3 | BIT | ST | 176.8 | 153 | 1904 | 239658 | 286954.13 |  | IPP Non-CHP | N | OP | 2014 |  |  | Eastern
COALST | DE | DE-Eastern | Indian River Generating Station | 594 | 4 | BIT | ST | 445.5 | 395 | 5091 | 1172897 | 1215824.63 |  | IPP Non-CHP | N | OP |  |  |  | Eastern
EXCLUDE | DE | DE-Eastern | West Station | 597 | WEST | DFO | GT | 20 | 15 | 0 | -39 | 274.98 |  | IPP Non-CHP | N | SB |  | Simple cycle unit |  | Eastern
EXCLUDE | DE | DE-Eastern | McKee Run | 599 | 1 | NG | ST | 18.8 | 17 | 225 | 629 | 460.18 |  | IPP Non-CHP | N | OP |  | Steam unit (PRMVR=ST) less than or equal to 25MW (i.e. 250 MMBtu/hr) |  | Eastern
EXCLUDE | DE | DE-Eastern | McKee Run | 599 | 2 | NG | ST | 18.8 | 17 | 225 | 21088 | 15428.19 |  | IPP Non-CHP | N | OP |  | Steam unit (PRMVR=ST) less than or equal to 25MW (i.e. 250 MMBtu/hr) |  | Eastern
OGST | DE | DE-Eastern | McKee Run | 599 | 3 | NG | ST | 113.6 | 102 | 1359.57 | 3413.6 | 15264.58 |  | IPP Non-CHP | N | OP |  |  |  | Eastern
EXCLUDE | DE | DE-Eastern | Seaford | 601 | 1 | DFO | IC | 1.4 | 1.3 | 0 | 0 | 0 |  | Electric Utility | N | RE | 2011 | Retired prior to 2012 |  | Eastern
EXCLUDE | DE | DE-Eastern | Seaford | 601 | 2 | DFO | IC | 1.4 | 1.3 | 0 | 0 | 0 |  | Electric Utility | N | RE | 2011 | Retired prior to 2012 |  | Eastern
EXCLUDE | DE | DE-Eastern | Seaford | 601 | 3 | DFO | IC | 1.1 | 1.1 | 0 | 0 | 0 |  | Electric Utility | N | RE | 2011 | Retired prior to 2012 |  | Eastern
EXCLUDE | DE | DE-Eastern | Seaford | 601 | 5 | DFO | IC | 0.8 | 0.8 | 0 | 0 | 0 |  | Electric Utility | N | RE | 2001 | Retired prior to 2012 |  | Eastern
EXCLUDE | DE | DE-Eastern | Seaford | 601 | 6 | DFO | IC | 2 | 2 | 0 | 0 | 0 |  | Electric Utility | N | RE | 2011 | Retired prior to 2012 |  | Eastern
EXCLUDE | DE | DE-Eastern | Seaford | 601 | 7 | DFO | IC | 1.1 | 1.1 | 0 | 0 | 0 |  | Electric Utility | N | RE | 2011 | Retired prior to 2012 |  | Eastern
COALST | MD | MD-Eastern | Brandon Shores | 602 | 1 | BIT | ST | 685 | 635 | 8000 | 2371808 | 2696645.67 |  | IPP Non-CHP | N | OP |  |  |  | Eastern
COALST | MD | MD-Eastern | Brandon Shores | 602 | 2 | BIT | ST | 685 | 638 | 8000 | 2504984 | 2625866.22 |  | IPP Non-CHP | N | OP |  |  |  | Eastern
EXCLUDE | DC | DC-Eastern | Benning | 603 | 15 | DFO | ST | 290 | 275 | 0 | 0 | 0 |  | IPP Non-CHP | N | RE | 2012 |  |  | Eastern
EXCLUDE | DC | DC-Eastern | Benning | 603 | 16 | DFO | ST | 290 | 275 | 3230 | 2645 | 3602.28 |  | IPP Non-CHP | N | RE | 2012 |  |  | Eastern
EXCLUDE | DC | DC-Eastern | Buzzard Point | 604 | E1 | DFO | GT | 18 | 16 | 0 | 450.27 | 641.76 |  | IPP Non-CHP | N | RE | 2012 | Simple cycle unit |  | Eastern
EXCLUDE | DC | DC-Eastern | Buzzard Point | 604 | E2 | DFO | GT | 18 | 16 | 0 | 450.27 | 641.76 |  | IPP Non-CHP | N | RE | 2012 | Simple cycle unit |  | Eastern
EXCLUDE | DC | DC-Eastern | Buzzard Point | 604 | E3 | DFO | GT | 18 | 16 | 0 | 0 | 0 |  | IPP Non-CHP | N | RE | 2008 | Retired prior to 2012 |  | Eastern
EXCLUDE | DC | DC-Eastern | Buzzard Point | 604 | E4 | DFO | GT | 18 | 16 | 0 | 450.27 | 641.76 |  | IPP Non-CHP | N | RE | 2012 | Simple cycle unit |  | Eastern
EXCLUDE | DC | DC-Eastern | Buzzard Point | 604 | E5 | DFO | GT | 18 | 16 | 0 | 450.27 | 641.76 |  | IPP Non-CHP | N | RE | 2012 | Simple cycle unit |  | Eastern
EXCLUDE | DC | DC-Eastern | Buzzard Point | 604 | E6 | DFO | GT | 18 | 16 | 0 | 450.27 | 641.76 |  | IPP Non-CHP | N | RE | 2012 | Simple cycle unit |  | Eastern
EXCLUDE | DC | DC-Eastern | Buzzard Point | 604 | E7 | DFO | GT | 18 | 16 | 0 | 450.27 | 641.76 |  | IPP Non-CHP | N | RE | 2012 | Simple cycle unit |  | Eastern
EXCLUDE | DC | DC-Eastern | Buzzard Point | 604 | E8 | DFO | GT | 18 | 16 | 0 | 450.27 | 641.76 |  | IPP Non-CHP | N | RE | 2012 | Simple cycle unit |  | Eastern
EXCLUDE | DC | DC-Eastern | Buzzard Point | 604 | W10 | DFO | GT | 18 | 16 | 0 | 450.27 | 641.76 |  | IPP Non-CHP | N | RE | 2012 | Simple cycle unit |  | Eastern
EXCLUDE | DC | DC-Eastern | Buzzard Point | 604 | W11 | DFO | GT | 18 | 16 | 0 | 450.27 | 641.76 |  | IPP Non-CHP | N | RE | 2012 | Simple cycle unit |  | Eastern
EXCLUDE | DC | DC-Eastern | Buzzard Point | 604 | W12 | DFO | GT | 18 | 16 | 0 | 450.27 | 641.76 |  | IPP Non-CHP | N | RE | 2012 | Simple cycle unit |  | Eastern
EXCLUDE | DC | DC-Eastern | Buzzard Point | 604 | W13 | DFO | GT | 18 | 16 | 0 | 450.27 | 641.76 |  | IPP Non-CHP | N | RE | 2012 | Simple cycle unit |  | Eastern
EXCLUDE | DC | DC-Eastern | Buzzard Point | 604 | W14 | DFO | GT | 18 | 16 | 0 | 450.27 | 641.76 |  | IPP Non-CHP | N | RE | 2012 | Simple cycle unit |  | Eastern
EXCLUDE | DC | DC-Eastern | Buzzard Point | 604 | W15 | DFO | GT | 18 | 16 | 0 | 450.27 | 641.76 |  | IPP Non-CHP | N | RE | 2012 | Simple cycle unit |  | Eastern
EXCLUDE | DC | DC-Eastern | Buzzard Point | 604 | W16 | DFO | GT | 18 | 16 | 0 | 450.27 | 641.76 |  | IPP Non-CHP | N | RE | 2012 | Simple cycle unit |  | Eastern
EXCLUDE | DC | DC-Eastern | Buzzard Point | 604 | W9 | DFO | GT | 18 | 16 | 0 | 450.27 | 641.76 |  | IPP Non-CHP | N | RE | 2012 | Simple cycle unit |  | Eastern
EXCLUDE | WA | WA-Western | Fredonia | 607 | 1 | NG | GT | 129.1 | 93 | 518.46 | 15445.65 | 5515.65 |  | Electric Utility | N | SB |  | Simple cycle unit |  | Western
EXCLUDE | WA | WA-Western | Fredonia | 607 | 2 | NG | GT | 129.1 | 93 | 518.46 | 15445.65 | 5515.65 |  | Electric Utility | N | SB |  | Simple cycle unit |  | Western
EXCLUDE | WA | WA-Western | Fredonia | 607 | 3 | NG | GT | 58.9 | 47 | 236.54 | 7046.85 | 2516.43 |  | Electric Utility | N | SB |  | Simple cycle unit |  | Western
EXCLUDE | WA | WA-Western | Fredonia | 607 | 4 | NG | GT | 58.9 | 47 | 236.54 | 7046.85 | 2516.43 |  | Electric Utility | N | SB |  | Simple cycle unit |  | Western
EXCLUDE | FL | FL-Eastern | Cape Canaveral | 609 | 1 | RFO | ST | 402 | 396 | 0 | 0 | 0 |  | Electric Utility | N | RE | 2010 | Retired prior to 2012 |  | Eastern
EXCLUDE | FL | FL-Eastern | Cape Canaveral | 609 | 2 | RFO | ST | 402 | 396 | 0 | 0 | 0 |  | Electric Utility | N | RE | 2010 | Retired prior to 2012 |  | Eastern
UC NGCC - commenced in 2012 | FL | FL-Eastern | Cape Canaveral | 609 | 3A | NG | CC | 265 | 1210 | 0 | 0 | 0 |  | Electric Utility | N | TS |  |  | Yes | Eastern
UC NGCC - commenced in 2012 | FL | FL-Eastern | Cape Canaveral | 609 | 3B | NG | CC | 265 |  | 0 | 0 | 0 |  | Electric Utility | N | TS |  |  | Yes | Eastern
UC NGCC - commenced in 2012 | FL | FL-Eastern | Cape Canaveral | 609 | 3C | NG | CC | 265 |  | 0 | 0 | 0 |  | Electric Utility | N | TS |  |  | Yes | Eastern
UC NGCC - commenced in 2012 | FL | FL-Eastern | Cape Canaveral | 609 | 3ST | NG | CC | 500 |  | 0 | 0 | 0 |  | Electric Utility | N | TS |  |  | Yes | Eastern
OGST | FL | FL-Eastern | Cutler | 610 | 5 | NG | ST | 74.5 | 68 | 0 | 0 | 0 |  | Electric Utility | N | RE | 2012 |  |  | Eastern
OGST | FL | FL-Eastern | Cutler | 610 | 6 | NG | ST | 162 | 137 | 0 | 0 | 0 |  | Electric Utility | N | RE | 2012 |  |  | Eastern
EXCLUDE | FL | FL-Eastern | Fort Myers | 612 | 11 | DFO | GT | 62 | 54 | 836.72 | 14377.33 | 9441.17 |  | Electric Utility | N | OP |  | Simple cycle unit |  | Eastern
EXCLUDE | FL | FL-Eastern | Fort Myers | 612 | 12 | DFO | GT | 62 | 54 | 836.72 | 14377.33 | 9441.17 |  | Electric Utility | N | OP |  | Simple cycle unit |  | Eastern
NGCC | FL | FL-Eastern | Fort Myers | 612 | 2A | NG | CC | 188.2 |  | 1838 | 976566.76 | 424566.27 |  | Electric Utility | N | OP |  |  |  | Eastern
NGCC | FL | FL-Eastern | Fort Myers | 612 | 2B | NG | CC | 188.2 |  | 1838 | 976566.76 | 424566.27 |  | Electric Utility | N | OP |  |  |  | Eastern
NGCC | FL | FL-Eastern | Fort Myers | 612 | 2C | NG | CC | 188.2 |  | 1838 | 976566.76 | 424566.27 |  | Electric Utility | N | OP |  |  |  | Eastern
NGCC | FL | FL-Eastern | Fort Myers | 612 | 2D | NG | CC | 188.2 |  | 1838 | 976566.76 | 424566.27 |  | Electric Utility | N | OP |  |  |  | Eastern
NGCC | FL | FL-Eastern | Fort Myers | 612 | 2E | NG | CC | 188.2 |  | 1838 | 976566.76 | 424566.27 |  | Electric Utility | N | OP |  |  |  | Eastern
NGCC | FL | FL-Eastern | Fort Myers | 612 | 2F | NG | CC | 188.2 |  | 1838 | 976566.76 | 424566.27 |  | Electric Utility | N | OP |  |  |  | Eastern
EXCLUDE | FL | FL-Eastern | Fort Myers | 612 | 3 | DFO | GT | 62 | 54 | 836.72 | 14377.33 | 9441.17 |  | Electric Utility | N | OP |  | Simple cycle unit |  | Eastern
EXCLUDE | FL | FL-Eastern | Fort Myers | 612 | 4 | DFO | GT | 62 | 54 | 836.72 | 14377.33 | 9441.17 |  | Electric Utility | N | OP |  | Simple cycle unit |  | Eastern
EXCLUDE | FL | FL-Eastern | Fort Myers | 612 | 5 | DFO | GT | 62 | 54 | 836.72 | 14377.33 | 9441.17 |  | Electric Utility | N | OP |  | Simple cycle unit |  | Eastern
EXCLUDE | FL | FL-Eastern | Fort Myers | 612 | 6 | DFO | GT | 62 | 54 | 836.72 | 14377.33 | 9441.17 |  | Electric Utility | N | OP |  | Simple cycle unit |  | Eastern
EXCLUDE | FL | FL-Eastern | Fort Myers | 612 | 7 | DFO | GT | 62 | 54 | 836.72 | 14377.33 | 9441.17 |  | Electric Utility | N | OP |  | Simple cycle unit |  | Eastern
EXCLUDE | FL | FL-Eastern | Fort Myers | 612 | 8 | DFO | GT | 62 | 54 | 836.72 | 14377.33 | 9441.17 |  | Electric Utility | N | OP |  | Simple cycle unit |  | Eastern
EXCLUDE | FL | FL-Eastern | Fort Myers | 612 | 9 | DFO | GT | 62 | 54 | 836.72 | 14377.33 | 9441.17 |  | Electric Utility | N | OP |  | Simple cycle unit |  | Eastern
EXCLUDE | FL | FL-Eastern | Fort Myers | 612 | CT1 | NG | GT | 181 | 315 | 2442.68 | 41972.53 | 27562.11 |  | Electric Utility | N | OP |  | Simple cycle unit |  | Eastern
EXCLUDE | FL | FL-Eastern | Fort Myers | 612 | CT2 | NG | GT | 181 |  | 2442.68 | 41972.53 | 27562.11 |  | Electric Utility | N | OP |  | Simple cycle unit |  | Eastern
EXCLUDE | FL | FL-Eastern | Fort Myers | 612 | G10 | DFO | GT | 62 | 54 | 836.72 | 14377.33 | 9441.17 |  | Electric Utility | N | OP |  | Simple cycle unit |  | Eastern
EXCLUDE | FL | FL-Eastern | Fort Myers | 612 | GT1 | DFO | GT | 62 | 54 | 836.72 | 14377.33 | 9441.17 |  | Electric Utility | N | OP |  | Simple cycle unit |  | Eastern
EXCLUDE | FL | FL-Eastern | Fort Myers | 612 | GT2 | DFO | GT | 62 | 54 | 836.72 | 14377.33 | 9441.17 |  | Electric Utility | N | OP |  | Simple cycle unit |  | Eastern
NGCC | FL | FL-Eastern | Fort Myers | 612 | ST1 | NG | CC | 156.2 | 1432 | 1838 | 810519.28 | 352376.47 |  | Electric Utility | N | OP |  |  |  | Eastern
NGCC | FL | FL-Eastern | Fort Myers | 612 | ST2 | NG | CC | 436.1 |  | 1838 | 2262915.86 | 983811.64 |  | Electric Utility | N | OP |  |  |  | Eastern
EXCLUDE | FL | FL-Eastern | Lauderdale | 613 | 1 | NG | GT | 34.2 | 35 | 702 | 1569.79 | 2348.85 |  | Electric Utility | N | OP |  | Simple cycle unit |  | Eastern
EXCLUDE | FL | FL-Eastern | Lauderdale | 613 | 10 | NG | GT | 34.2 | 35 | 702 | 1569.79 | 2090.32 |  | Electric Utility | N | OP |  | Simple cycle unit |  | Eastern
EXCLUDE | FL | FL-Eastern | Lauderdale | 613 | 11 | NG | GT | 34.2 | 35 | 702 | 1569.79 | 2254.16 |  | Electric Utility | N | OP |  | Simple cycle unit |  | Eastern
EXCLUDE | FL | FL-Eastern | Lauderdale | 613 | 12 | NG | GT | 34.2 | 35 | 702 | 1569.79 | 2507.99 |  | Electric Utility | N | OP |  | Simple cycle unit |  | Eastern
EXCLUDE | FL | FL-Eastern | Lauderdale | 613 | 13 | NG | GT | 34.2 | 35 | 702 | 1569.79 | 1467.77 |  | Electric Utility | N | OP |  | Simple cycle unit |  | Eastern
EXCLUDE | FL | FL-Eastern | Lauderdale | 613 | 14 | NG | GT | 34.2 | 35 | 702 | 1569.79 | 3346.88 |  | Electric Utility | N | OP |  | Simple cycle unit |  | Eastern
EXCLUDE | FL | FL-Eastern | Lauderdale | 613 | 15 | NG | GT | 34.2 | 35 | 702 | 1569.79 | 3770.34 |  | Electric Utility | N | OP |  | Simple cycle unit |  | Eastern
EXCLUDE | FL | FL-Eastern | Lauderdale | 613 | 16 | NG | GT | 34.2 | 35 | 702 | 1569.79 | 3489.33 |  | Electric Utility | N | OP |  | Simple cycle unit |  | Eastern
EXCLUDE | FL | FL-Eastern | Lauderdale | 613 | 17 | NG | GT | 34.2 | 35 | 702 | 1569.79 | 2525.35 |  | Electric Utility | N | OP |  | Simple cycle unit |  | Eastern
EXCLUDE | FL | FL-Eastern | Lauderdale | 613 | 18 | NG | GT | 34.2 | 35 | 702 | 1569.79 | 2349.14 |  | Electric Utility | N | OP |  | Simple cycle unit |  | Eastern
EXCLUDE | FL | FL-Eastern | Lauderdale | 613 | 19 | NG | GT | 34.2 | 35 | 702 | 1569.79 | 2255.86 |  | Electric Utility | N | OP |  | Simple cycle unit |  | Eastern
EXCLUDE | FL | FL-Eastern | Lauderdale | 613 | 2 | NG | GT | 34.2 | 35 | 702 | 1569.79 | 2394.59 |  | Electric Utility | N | OP |  | Simple cycle unit |  | Eastern
EXCLUDE | FL | FL-Eastern | Lauderdale | 613 | 20 | NG | GT | 34.2 | 35 | 702 | 1569.79 | 2514.82 |  | Electric Utility | N | OP |  | Simple cycle unit |  | Eastern
EXCLUDE | FL | FL-Eastern | Lauderdale | 613 | 21 | NG | GT | 34.2 | 35 | 702 | 1569.79 | 2564.47 |  | Electric Utility | N | OP |  | Simple cycle unit |  | Eastern
EXCLUDE | FL | FL-Eastern | Lauderdale | 613 | 22 | NG | GT | 34.2 | 35 | 702 | 1569.79 | 3598.17 |  | Electric Utility | N | OP |  | Simple cycle unit |  | Eastern
EXCLUDE | FL | FL-Eastern | Lauderdale | 613 | 23 | NG | GT | 34.2 | 35 | 702 | 1569.79 | 3437.07 |  | Electric Utility | N | OP |  | Simple cycle unit |  | Eastern
EXCLUDE | FL | FL-Eastern | Lauderdale | 613 | 24 | NG | GT | 34.2 | 35 | 702 | 1569.79 | 2975.93 |  | Electric Utility | N | OP |  | Simple cycle unit |  | Eastern
EXCLUDE | FL | FL-Eastern | Lauderdale | 613 | 3 | NG | GT | 34.2 | 35 | 702 | 1569.79 | 3316.72 |  | Electric Utility | N | OP |  | Simple cycle unit |  | Eastern
EXCLUDE | FL | FL-Eastern | Lauderdale | 613 | 4 | NG | GT | 34.2 | 35 | 702 | 1569.79 | 3289.18 |  | Electric Utility | N | OP |  | Simple cycle unit |  | Eastern
NGCC | FL | FL-Eastern | Lauderdale | 613 | 4GT1 | NG | CC | 185 |  | 1775.6 | 775415.09 | 381583.66 |  | Electric Utility | N | OP |  |  |  | Eastern
NGCC | FL | FL-Eastern | Lauderdale | 613 | 4GT2 | NG | CC | 185 |  | 1775.6 | 775415.09 | 381583.66 |  | Electric Utility | N | OP |  |  |  | Eastern
EXCLUDE | FL | FL-Eastern | Lauderdale | 613 | 5 | NG | GT | 34.2 | 35 | 702 | 1569.79 | 3314.96 |  | Electric Utility | N | OP |  | Simple cycle unit |  | Eastern
NGCC | FL | FL-Eastern | Lauderdale | 613 | 5GT1 | NG | CC | 185 |  | 1775.6 | 775415.09 | 381583.66 |  | Electric Utility | N | OP |  |  |  | Eastern
NGCC | FL | FL-Eastern | Lauderdale | 613 | 5GT2 | NG | CC | 185 |  | 1775.6 | 775415.09 | 381583.66 |  | Electric Utility | N | OP |  |  |  | Eastern
EXCLUDE | FL | FL-Eastern | Lauderdale | 613 | 6 | NG | GT | 34.2 | 35 | 702 | 1569.79 | 2892.98 |  | Electric Utility | N | OP |  | Simple cycle unit |  | Eastern
EXCLUDE | FL | FL-Eastern | Lauderdale | 613 | 7 | NG | GT | 34.2 | 35 | 702 | 1569.79 | 2891.84 |  | Electric Utility | N | OP |  | Simple cycle unit |  | Eastern
EXCLUDE | FL | FL-Eastern | Lauderdale | 613 | 8 | NG | GT | 34.2 | 35 | 702 | 1569.79 | 2559.28 |  | Electric Utility | N | OP |  | Simple cycle unit |  | Eastern
EXCLUDE | FL | FL-Eastern | Lauderdale | 613 | 9 | NG | GT | 34.2 | 35 | 702 | 1569.79 | 2305.08 |  | Electric Utility | N | OP |  | Simple cycle unit |  | Eastern
NGCC | FL | FL-Eastern | Lauderdale | 613 | ST4 | NG | CC | 151.2 | 442 | 1775.6 | 633744.66 | 311867.3 |  | Electric Utility | N | OP |  |  |  | Eastern
NGCC | FL | FL-Eastern | Lauderdale | 613 | ST5 | NG | CC | 151.2 | 442 | 1775.6 | 633744.66 | 311867.3 |  | Electric Utility | N | OP |  |  |  | Eastern
EXCLUDE | FL | FL-Eastern | Port Everglades | 617 | 10 | NG | GT | 34.2 | 35 | 702 | 373.75 | 493.85 |  | Electric Utility | N | OP |  | Simple cycle unit |  | Eastern
EXCLUDE | FL | FL-Eastern | Port Everglades | 617 | 11 | NG | GT | 34.2 | 35 | 702 | 373.75 | 191.65 |  | Electric Utility | N | OP |  | Simple cycle unit |  | Eastern
EXCLUDE | FL | FL-Eastern | Port Everglades | 617 | 12 | NG | GT | 34.2 | 35 | 702 | 373.75 | 614.12 |  | Electric Utility | N | OP |  | Simple cycle unit |  | Eastern
EXCLUDE | FL | FL-Eastern | Port Everglades | 617 | 6 | NG | GT | 34.2 | 35 | 702 | 373.75 | 442.17 |  | Electric Utility | N | OP |  | Simple cycle unit |  | Eastern
EXCLUDE | FL | FL-Eastern | Port Everglades | 617 | 7 | NG | GT | 34.2 | 35 | 702 | 373.75 | 225.65 |  | Electric Utility | N | OP |  | Simple cycle unit |  | Eastern
EXCLUDE | FL | FL-Eastern | Port Everglades | 617 | 8 | NG | GT | 34.2 | 35 | 702 | 373.75 | 525.98 |  | Electric Utility | N | OP |  | Simple cycle unit |  | Eastern
EXCLUDE | FL | FL-Eastern | Port Everglades | 617 | 9 | NG | GT | 34.2 | 35 | 702 | 373.75 | 275.68 |  | Electric Utility | N | OP |  | Simple cycle unit |  | Eastern
EXCLUDE | FL | FL-Eastern | Port Everglades | 617 | GT1 | NG | GT | 34.2 | 35 | 702 | 373.75 | 691.29 |  | Electric Utility | N | OP |  | Simple cycle unit |  | Eastern
EXCLUDE | FL | FL-Eastern | Port Everglades | 617 | GT2 | NG | GT | 34.2 | 35 | 702 | 373.75 | 692.3 |  | Electric Utility | N | OP |  | Simple cycle unit |  | Eastern
EXCLUDE | FL | FL-Eastern | Port Everglades | 617 | GT3 | NG | GT | 34.2 | 35 | 702 | 373.75 | 541.06 |  | Electric Utility | N | OP |  | Simple cycle unit |  | Eastern
EXCLUDE | FL | FL-Eastern | Port Everglades | 617 | GT4 | NG | GT | 34.2 | 35 | 702 | 373.75 | 366.5 |  | Electric Utility | N | OP |  | Simple cycle unit |  | Eastern
EXCLUDE | FL | FL-Eastern | Port Everglades | 617 | GT5 | NG | GT | 34.2 | 35 | 702 | 373.75 | 241.78 |  | Electric Utility | N | OP |  | Simple cycle unit |  | Eastern
OGST | FL | FL-Eastern | Port Everglades | 617 | ST1 | RFO | ST | 248 | 213 | 0 | 0 | 0 |  | Electric Utility | N | RE | 2012 |  |  | Eastern
OGST | FL | FL-Eastern | Port Everglades | 617 | ST2 | RFO | ST | 248 | 213 | 0 | 0 | 0 |  | Electric Utility | N | RE | 2012 |  |  | Eastern
OGST | FL | FL-Eastern | Port Everglades | 617 | ST3 | NG | ST | 402 | 387 | 4180 | 560584 | 464718.4 |  | Electric Utility | N | OP | 2013 |  |  | Eastern
OGST | FL | FL-Eastern | Port Everglades | 617 | ST4 | NG | ST | 402 | 392 | 4180 | 527309 | 436502.51 |  | Electric Utility | N | OP | 2013 |  |  | Eastern
EXCLUDE | FL | FL-Eastern | Riviera | 619 | 3 | RFO | ST | 310.4 | 277 | 0 | 0 | 0 |  | Electric Utility | N | RE | 2011 | Retired prior to 2012 |  | Eastern
EXCLUDE | FL | FL-Eastern | Riviera | 619 | 4 | RFO | ST | 310.4 | 288 | 0 | 0 | 0 |  | Electric Utility | N | RE | 2011 | Retired prior to 2012 |  | Eastern
UC-NGCC | FL | FL-Eastern | Riviera | 619 | 5A | NG | CC | 265 | 1212 | 0 | 0 | 0 |  | Electric Utility | N | U |  |  |  | Eastern
UC-NGCC | FL | FL-Eastern | Riviera | 619 | 5B | NG | CC | 265 |  | 0 | 0 | 0 |  | Electric Utility | N | U |  |  |  | Eastern
UC-NGCC | FL | FL-Eastern | Riviera | 619 | 5C | NG | CC | 265 |  | 0 | 0 | 0 |  | Electric Utility | N | U |  |  |  | Eastern
UC-NGCC | FL | FL-Eastern | Riviera | 619 | 5ST | NG | CC | 500 |  | 0 | 0 | 0 |  | Electric Utility | N | U |  |  |  | Eastern
OGST | FL | FL-Eastern | Sanford | 620 | 3 | RFO | ST | 156.2 | 138 | 0 | 0 | 0 |  | Electric Utility | N | RE | 2012 |  |  | Eastern
NGCC | FL | FL-Eastern | Sanford | 620 | 4 | NG | CC | 436.1 | 958 | 1910 | 1778508.42 | 796855.83 |  | Electric Utility | N | OP |  |  |  | Eastern
NGCC | FL | FL-Eastern | Sanford | 620 | 4A | NG | CC | 188.2 |  | 1910 | 767519.57 | 343885.04 |  | Electric Utility | N | OP |  |  |  | Eastern
NGCC | FL | FL-Eastern | Sanford | 620 | 4B | NG | CC | 188.2 |  | 1910 | 767519.57 | 343885.04 |  | Electric Utility | N | OP |  |  |  | Eastern
NGCC | FL | FL-Eastern | Sanford | 620 | 4C | NG | CC | 188.2 |  | 1910 | 767519.57 | 343885.04 |  | Electric Utility | N | OP |  |  |  | Eastern
NGCC | FL | FL-Eastern | Sanford | 620 | 4D | NG | CC | 188.2 |  | 1910 | 767519.57 | 343885.04 |  | Electric Utility | N | OP |  |  |  | Eastern
NGCC | FL | FL-Eastern | Sanford | 620 | 5 | NG | CC | 436.1 | 954 | 1910 | 1778508.42 | 796855.83 |  | Electric Utility | N | OP |  |  |  | Eastern
NGCC | FL | FL-Eastern | Sanford | 620 | 5A | NG | CC | 188.2 |  | 1910 | 767519.57 | 343885.04 |  | Electric Utility | N | OP |  |  |  | Eastern
NGCC | FL | FL-Eastern | Sanford | 620 | 5B | NG | CC | 188.2 |  | 1910 | 767519.57 | 343885.04 |  | Electric Utility | N | OP |  |  |  | Eastern
NGCC | FL | FL-Eastern | Sanford | 620 | 5C | NG | CC | 188.2 |  | 1910 | 767519.57 | 343885.04 |  | Electric Utility | N | OP |  |  |  | Eastern
NGCC | FL | FL-Eastern | Sanford | 620 | 5D | NG | CC | 188.2 |  | 1910 | 767519.57 | 343885.04 |  | Electric Utility | N | OP |  |  |  | Eastern
EXCLUDE | FL | FL-Eastern | Turkey Point | 621 | 3 | NUC | ST | 877.2 | 802 | 0 | 2813250.76 | 0 |  | Electric Utility | N | OP |  | Non Combustion (NUC, WAT, WND, GEO, or SUN) |  | Eastern
EXCLUDE | FL | FL-Eastern | Turkey Point | 621 | 4 | NUC | ST | 877.2 | 693 | 0 | 2813250.76 | 0 |  | Electric Utility | N | OP |  | Non Combustion (NUC, WAT, WND, GEO, or SUN) |  | Eastern
NGCC | FL | FL-Eastern | Turkey Point | 621 | 5CA | NG | CC | 472 | 1148 | 2325 | 2507096.56 | 1061051.56 |  | Electric Utility | N | OP |  |  |  | Eastern
NGCC | FL | FL-Eastern | Turkey Point | 621 | 5CTA | NG | CC | 188 |  | 2325 | 998589.31 | 422622.23 |  | Electric Utility | N | OP |  |  |  | Eastern
NGCC | FL | FL-Eastern | Turkey Point | 621 | 5CTB | NG | CC | 188 |  | 2325 | 998589.31 | 422622.23 |  | Electric Utility | N | OP |  |  |  | Eastern
NGCC | FL | FL-Eastern | Turkey Point | 621 | 5CTC | NG | CC | 188 |  | 2325 | 998589.31 | 422622.23 |  | Electric Utility | N | OP |  |  |  | Eastern
NGCC | FL | FL-Eastern | Turkey Point | 621 | 5CTD | NG | CC | 188 |  | 2325 | 998589.31 | 422622.23 |  | Electric Utility | N | OP |  |  |  | Eastern
EXCLUDE | FL | FL-Eastern | Turkey Point | 621 | IC1 | DFO | IC | 2.7 | 2.4 | 0 | 0 | 0 |  | Electric Utility | N | OS |  | Internal Combustion |  | Eastern
EXCLUDE | FL | FL-Eastern | Turkey Point | 621 | IC2 | DFO | IC | 2.7 | 2.4 | 0 | 0 | 0 |  | Electric Utility | N | OS |  | Internal Combustion |  | Eastern
EXCLUDE | FL | FL-Eastern | Turkey Point | 621 | IC3 | DFO | IC | 2.7 | 2.4 | 0 | 0 | 0 |  | Electric Utility | N | OS |  | Internal Combustion |  | Eastern
EXCLUDE | FL | FL-Eastern | Turkey Point | 621 | IC4 | DFO | IC | 2.7 | 2.4 | 0 | 0 | 0 |  | Electric Utility | N | OS |  | Internal Combustion |  | Eastern
EXCLUDE | FL | FL-Eastern | Turkey Point | 621 | IC5 | DFO | IC | 2.7 | 2.4 | 0 | 0 | 0 |  | Electric Utility | N | OS |  | Internal Combustion |  | Eastern
OGST | FL | FL-Eastern | Turkey Point | 621 | ST1 | NG | ST | 402 | 396 | 4150 | 604735 | 476530.24 |  | Electric Utility | N | OP |  |  |  | Eastern
OGST | FL | FL-Eastern | Turkey Point | 621 | ST2 | RFO | ST | 402 | 392 | 0 | 0 | 0 |  | Electric Utility | N | OP |  |  |  | Eastern
EXCLUDE | WA | WA-Western | South Fork Tolt | 622 | 1 | WAT | HY | 16.8 | 16.8 | 0 | 62991 | 0 |  | Electric Utility | N | OP |  | Non Combustion (NUC, WAT, WND, GEO, or SUN) |  | Western
EXCLUDE | FL | FL-Eastern | Avon Park | 624 | P1 | NG | GT | 33.7 | 24 | 563 | 239.5 | 244.84 |  | Electric Utility | N | OP | 2016 | Simple cycle unit |  | Eastern
EXCLUDE | FL | FL-Eastern | Avon Park | 624 | P2 | DFO | GT | 33.7 | 24 | 563 | 239.5 | 248.24 |  | Electric Utility | N | OP | 2016 | Simple cycle unit |  | Eastern
EXCLUDE | NY | NY-Eastern | Upper Mechanicville | 625 | 1 | WAT | HY | 8.2 | 9.2 | 0 | 39770.5 | 0 |  | Electric Utility | N | OP |  | Non Combustion (NUC, WAT, WND, GEO, or SUN) |  | Eastern
EXCLUDE | NY | NY-Eastern | Upper Mechanicville | 625 | 2 | WAT | HY | 8.2 | 9.2 | 0 | 39770.5 | 0 |  | Electric Utility | N | OP |  | Non Combustion (NUC, WAT, WND, GEO, or SUN) |  | Eastern
EXCLUDE | CA | CA-Western | Oak Flat | 626 | 1 | WAT | HY | 1.4 | 1.3 | 0 | 2925 | 0 |  | Electric Utility | N | OP |  | Non Combustion (NUC, WAT, WND, GEO, or SUN) |  | Western
EXCLUDE | FL | FL-Eastern | Bayboro | 627 | P1 | DFO | GT | 56.7 | 44 | 1548 | 1137 | 917.42 |  | Electric Utility | N | OP |  | Simple cycle unit |  | Eastern
EXCLUDE | FL | FL-Eastern | Bayboro | 627 | P2 | DFO | GT | 56.7 | 42 | 1548 | 1137 | 1557.13 |  | Electric Utility | N | OP |  | Simple cycle unit |  | Eastern
EXCLUDE | FL | FL-Eastern | Bayboro | 627 | P3 | DFO | GT | 56.7 | 44 | 1548 | 1137 | 1166.49 |  | Electric Utility | N | OP |  | Simple cycle unit |  | Eastern
EXCLUDE | FL | FL-Eastern | Bayboro | 627 | P4 | DFO | GT | 56.7 | 44 | 1548 | 1137 | 1217.26 |  | Electric Utility | N | OP |  | Simple cycle unit |  | Eastern
COALST | FL | FL-Eastern | Crystal River | 628 | 1 | BIT | ST | 440.5 | 370 | 4230 | 1085567 | 1242018.5 |  | Electric Utility | N | OP | 2016 |  |  | Eastern
COALST | FL | FL-Eastern | Crystal River | 628 | 2 | BIT | ST | 523.8 | 499 | 4795 | 1417718 | 1483339.01 |  | Electric Utility | N | OP | 2016 |  |  | Eastern
EXCLUDE | FL | FL-Eastern | Crystal River | 628 | 3 | NUC | ST | 890.4 | 860 | 0 | 2688689.12 | 0 |  | Electric Utility | N | OS | 2013 | Non Combustion (NUC, WAT, WND, GEO, or SUN) |  | Eastern
COALST | FL | FL-Eastern | Crystal River | 628 | 5 | BIT | ST | 739.2 | 710 | 9932 | 3242806 | 3596358.92 |  | Electric Utility | N | OP |  |  |  | Eastern
COALST | FL | FL-Eastern | Crystal River | 628 | ST4 | BIT | ST | 739.2 | 712 | 8010 | 4318677 | 5185816.08 |  | Electric Utility | N | OP |  |  |  | Eastern
EXCLUDE | FL | FL-Eastern | G E Turner | 629 | P1 | DFO | GT | 19.2 | 10 | 220.88 | 1449.24 | 1839.22 |  | Electric Utility | N | OP | 2016 | Simple cycle unit |  | Eastern
EXCLUDE | FL | FL-Eastern | G E Turner | 629 | P2 | DFO | GT | 19.2 | 10 | 220.88 | 1449.24 | 1839.22 |  | Electric Utility | N | OP | 2016 | Simple cycle unit |  | Eastern
EXCLUDE | FL | FL-Eastern | G E Turner | 629 | P3 | DFO | GT | 71.2 | 53 | 819.12 | 5374.26 | 6820.42 |  | Electric Utility | N | OP |  | Simple cycle unit |  | Eastern
EXCLUDE | FL | FL-Eastern | G E Turner | 629 | P4 | DFO | GT | 71.2 | 61 | 819.12 | 5374.26 | 6820.42 |  | Electric Utility | N | OP |  | Simple cycle unit |  | Eastern
EXCLUDE | FL | FL-Eastern | Higgins | 630 | P1 | NG | GT | 33.7 | 20 | 566 | 183.02 | 430.41 |  | Electric Utility | N | OP | 2016 | Simple cycle unit |  | Eastern
EXCLUDE | FL | FL-Eastern | Higgins | 630 | P2 | NG | GT | 33.7 | 25 | 566 | 183.02 | 168.24 |  | Electric Utility | N | OP | 2016 | Simple cycle unit |  | Eastern
EXCLUDE | FL | FL-Eastern | Higgins | 630 | P3 | NG | GT | 42.9 | 30 | 631 | 232.98 | 158.98 |  | Electric Utility | N | OP | 2016 | Simple cycle unit |  | Eastern
EXCLUDE | FL | FL-Eastern | Higgins | 630 | P4 | NG | GT | 42.9 | 30 | 631 | 232.98 | 223.78 |  | Electric Utility | N | OP | 2016 | Simple cycle unit |  | Eastern
EXCLUDE | CA | CA-Western | Newcastle | 632 | 1 | WAT | HY | 12.7 | 14.1 | 0 | 9008 | 0 |  | Electric Utility | N | OP |  | Non Combustion (NUC, WAT, WND, GEO, or SUN) |  | Western
NGCC | FL | FL-Eastern | P L Bartow | 634 | 4AGT | NG | CC | 208 | 176 | 2610 | 1138447.75 | 509608.13 |  | Electric Utility | N | OP |  |  |  | Eastern
NGCC | FL | FL-Eastern | P L Bartow | 634 | 4BGT | NG | CC | 208 | 176 | 2610 | 1138447.75 | 509608.13 |  | Electric Utility | N | OP |  |  |  | Eastern
NGCC | FL | FL-Eastern | P L Bartow | 634 | 4CGT | NG | CC | 208 | 176 | 2610 | 1138447.75 | 509608.13 |  | Electric Utility | N | OP |  |  |  | Eastern
NGCC | FL | FL-Eastern | P L Bartow | 634 | 4DGT | NG | CC | 208 | 176 | 2610 | 1138447.75 | 509608.13 |  | Electric Utility | N | OP |  |  |  | Eastern
NGCC | FL | FL-Eastern | P L Bartow | 634 | 4ST | NG | CC | 421 | 429 | 2610 | 2304262.03 | 1031466.45 |  | Electric Utility | N | OP |  |  |  | Eastern
EXCLUDE | FL | FL-Eastern | P L Bartow | 634 | P1 | DFO | GT | 55.7 | 42 | 535.5 | 2448.27 | 977.49 |  | Electric Utility | N | OP |  | Simple cycle unit |  | Eastern
EXCLUDE | FL | FL-Eastern | P L Bartow | 634 | P2 | NG | GT | 55.7 | 43 | 535.5 | 2448.27 | 977.49 |  | Electric Utility | N | OP |  | Simple cycle unit |  | Eastern
EXCLUDE | FL | FL-Eastern | P L Bartow | 634 | P3 | DFO | GT | 55.7 | 43 | 535.5 | 2448.27 | 977.49 |  | Electric Utility | N | OP |  | Simple cycle unit |  | Eastern
EXCLUDE | FL | FL-Eastern | P L Bartow | 634 | P4 | NG | GT | 55.7 | 49 | 535.5 | 2448.27 | 977.49 |  | Electric Utility | N | OP |  | Simple cycle unit |  | Eastern
EXCLUDE | FL | FL-Eastern | P L Bartow | 634 | ST1 | RFO | ST | 127.5 | 122 | 0 | 0 | 0 |  | Electric Utility | N | RE | 2009 | Retired prior to 2012 |  | Eastern
EXCLUDE | FL | FL-Eastern | P L Bartow | 634 | ST2 | RFO | ST | 127.5 | 103 | 0 | 0 | 0 |  | Electric Utility | N | RE | 2009 | Retired prior to 2012 |  | Eastern
EXCLUDE | FL | FL-Eastern | P L Bartow | 634 | ST3 | RFO | ST | 239.3 | 201 | 0 | 0 | 0 |  | Electric Utility | N | RE | 2009 | Retired prior to 2012 |  | Eastern
EXCLUDE | FL | FL-Eastern | Rio Pinar | 637 | P1 | DFO | GT | 19.2 | 12 | 0 | 31 | 48.34 |  | Electric Utility | N | OP | 2016 | Simple cycle unit |  | Eastern
OGST | FL | FL-Eastern | Suwannee River | 638 | 1 | NG | ST | 34.5 | 28 | 460 | 63676 | 53323.98 |  | Electric Utility | N | OP | 2018 |  |  | Eastern
OGST | FL | FL-Eastern | Suwannee River | 638 | 2 | NG | ST | 37.5 | 30 | 450 | 114299 | 91676.04 |  | Electric Utility | N | OP | 2018 |  |  | Eastern
OGST | FL | FL-Eastern | Suwannee River | 638 | 3 | NG | ST | 75 | 71 | 1000 | 336748 | 258308 |  | Electric Utility | N | OP | 2018 |  |  | Eastern
EXCLUDE | FL | FL-Eastern | Suwannee River | 638 | P1 | NG | GT | 61.2 | 52 | 1478 | 4303 | 3623.01 |  | Electric Utility | N | OP |  | Simple cycle unit |  | Eastern
EXCLUDE | FL | FL-Eastern | Suwannee River | 638 | P2 | DFO | GT | 61.2 | 51 | 1478 | 4303 | 826.51 |  | Electric Utility | N | OP |  | Simple cycle unit |  | Eastern
EXCLUDE | FL | FL-Eastern | Suwannee River | 638 | P3 | NG | GT | 61.2 | 52 | 1478 | 4303 | 5149.12 |  | Electric Utility | N | OP |  | Simple cycle unit |  | Eastern
EXCLUDE | FL | FL-Eastern | Crist | 641 | 1 | NG | ST | 28.1 | 24 | 0 | 0 | 0 |  | Electric Utility | N | RE | 2003 | Retired prior to 2012 |  | Eastern
EXCLUDE | FL | FL-Eastern | Crist | 641 | 2 | NG | ST | 28.1 | 24 | 0 | 0 | 0 |  | Electric Utility | N | RE | 2006 | Retired prior to 2012 |  | Eastern
EXCLUDE | FL | FL-Eastern | Crist | 641 | 3 | NG | ST | 37.5 | 35 | 0 | 0 | 0 |  | Electric Utility | N | RE | 2006 | Retired prior to 2012 |  | Eastern
COALST | FL | FL-Eastern | Crist | 641 | 4 | BIT | ST | 93.7 | 75 | 1097 | 89996 | 122324.38 |  | Electric Utility | N | OP |  |  |  | Eastern
COALST | FL | FL-Eastern | Crist | 641 | 5 | BIT | ST | 93.7 | 75 | 1097 | 308884 | 398796.92 |  | Electric Utility | N | OP |  |  |  | Eastern
COALST | FL | FL-Eastern | Crist | 641 | 6 | BIT | ST | 369.7 | 299 | 3705 | 900276 | 1188927.55 |  | Electric Utility | N | OP |  |  |  | Eastern
COALST | FL | FL-Eastern | Crist | 641 | 7 | BIT | ST | 578 | 475 | 6406 | 1471571 | 1809838.81 |  | Electric Utility | N | OP |  |  |  | Eastern
COALST | FL | FL-Eastern | Scholz | 642 | 1 | BIT | ST | 49 | 46 | 646 | 3280.41 | 4824.53 |  | Electric Utility | N | OP | 2015 |  |  | Eastern
COALST | FL | FL-Eastern | Scholz | 642 | 2 | BIT | ST | 49 | 46 | 646 | 1023 | 4722.35 |  | Electric Utility | N | OP | 2015 |  |  | Eastern
COALST | FL | FL-Eastern | Lansing Smith | 643 | 1 | BIT | ST | 149.6 | 162 | 1945 | 501814 | 553197.37 |  | Electric Utility | N | OP |  |  |  | Eastern
COALST | FL | FL-Eastern | Lansing Smith | 643 | 2 | BIT | ST | 190.4 | 195 | 2246 | 333481 | 372294.84 |  | Electric Utility | N | OP |  |  |  | Eastern
NGCC | FL | FL-Eastern | Lansing Smith | 643 | 3A | NG | CC | 203.2 | 481 | 2230 | 1250508.93 | 519890.07 |  | Electric Utility | N | OP |  |  |  | Eastern
NGCC | FL | FL-Eastern | Lansing Smith | 643 | 3B | NG | CC | 203.2 |  | 2230 | 1250508.93 | 519890.07 |  | Electric Utility | N | OP |  |  |  | Eastern
NGCC | FL | FL-Eastern | Lansing Smith | 643 | 3S | NG | CC | 213.3 |  | 2230 | 1312665.13 | 545731.06 |  | Electric Utility | N | OP |  |  |  | Eastern
EXCLUDE | FL | FL-Eastern | Lansing Smith | 643 | CT1 | DFO | GT | 41.8 | 32 | 542 | 719 | 879.87 |  | Electric Utility | N | OP |  | Simple cycle unit |  | Eastern
EXCLUDE | FL | FL-Eastern | Big Bend | 645 | GT1 | DFO | GT | 18 | 10 | 0 | 0 | 0 |  | Electric Utility | N | RE | 2008 | Retired prior to 2012 |  | Eastern
EXCLUDE | FL | FL-Eastern | Big Bend | 645 | GT2 | DFO | GT | 78.7 | 49 | 0 | 0 | 0 |  | Electric Utility | N | RE | 2008 | Retired prior to 2012 |  | Eastern
EXCLUDE | FL | FL-Eastern | Big Bend | 645 | GT3 | DFO | GT | 78.7 | 39 | 0 | 0 | 0 |  | Electric Utility | N | RE | 2008 | Retired prior to 2012 |  | Eastern
EXCLUDE | FL | FL-Eastern | Big Bend | 645 | GT4 | NG | GT | 62 | 56 | 1144 | 11596 | 6823.88 |  | Electric Utility | N | OP |  | Simple cycle unit |  | Eastern
EXCLUDE | FL | FL-Eastern | Big Bend | 645 | GT5 | NG | GT | 62 | 56 | 0 | 0 | 0 |  | Electric Utility | N | IP |  | Status of Operation (IP, L, P, T) |  | Eastern
EXCLUDE | FL | FL-Eastern | Big Bend | 645 | GT6 | NG | GT | 62 | 56 | 0 | 0 | 0 |  | Electric Utility | N | IP |  | Status of Operation (IP, L, P, T) |  | Eastern
COALST | FL | FL-Eastern | Big Bend | 645 | ST1 | BIT | ST | 445.5 | 385 | 6100 | 2154188 | 2513013.37 |  | Electric Utility | N | OP |  |  |  | Eastern
COALST | FL | FL-Eastern | Big Bend | 645 | ST2 | BIT | ST | 445.5 | 385 | 5200 | 2548337 | 2863257.33 |  | Electric Utility | N | OP |  |  |  | Eastern
COALST | FL | FL-Eastern | Big Bend | 645 | ST3 | BIT | ST | 445.5 | 365 | 5600 | 2220002 | 2863853.53 |  | Electric Utility | N | OP |  |  |  | Eastern
COALST | FL | FL-Eastern | Big Bend | 645 | ST4 | BIT | ST | 486 | 407 | 6300 | 2622227 | 3106863.18 |  | Electric Utility | N | OP |  |  |  | Eastern
EXCLUDE | FL | FL-Eastern | F J Gannon | 646 | 1 | BIT | ST | 125 | 94 | 0 | 0 | 0 |  | Electric Utility | N | RE | 2004 | Retired prior to 2012 |  | Eastern
EXCLUDE | FL | FL-Eastern | F J Gannon | 646 | 2 | BIT | ST | 125 | 100 | 0 | 0 | 0 |  | Electric Utility | N | RE | 2004 | Retired prior to 2012 |  | Eastern
EXCLUDE | FL | FL-Eastern | F J Gannon | 646 | 3 | BIT | ST | 179.5 | 150 | 0 | 0 | 0 |  | Electric Utility | N | RE | 2003 | Retired prior to 2012 |  | Eastern
EXCLUDE | FL | FL-Eastern | F J Gannon | 646 | 4 | BIT | ST | 187.5 | 164 | 0 | 0 | 0 |  | Electric Utility | N | RE | 2003 | Retired prior to 2012 |  | Eastern
EXCLUDE | FL | FL-Eastern | F J Gannon | 646 | GT1 | DFO | GT | 18 | 12 | 0 | 0 | 0 |  | Electric Utility | N | RE | 2001 | Retired prior to 2012 |  | Eastern
EXCLUDE | FL | FL-Eastern | Hookers Point | 647 | 1 | RFO | ST | 33 | 20 | 0 | 0 | 0 |  | Electric Utility | N | RE | 2003 | Retired prior to 2012 |  | Eastern
EXCLUDE | FL | FL-Eastern | Hookers Point | 647 | 2 | RFO | ST | 34.5 | 20 | 0 | 0 | 0 |  | Electric Utility | N | RE | 2003 | Retired prior to 2012 |  | Eastern
EXCLUDE | FL | FL-Eastern | Hookers Point | 647 | 3 | RFO | ST | 34.5 | 20 | 0 | 0 | 0 |  | Electric Utility | N | RE | 2003 | Retired prior to 2012 |  | Eastern
EXCLUDE | FL | FL-Eastern | Hookers Point | 647 | 4 | RFO | ST | 49 | 30 | 0 | 0 | 0 |  | Electric Utility | N | RE | 2003 | Retired prior to 2012 |  | Eastern
EXCLUDE | FL | FL-Eastern | Hookers Point | 647 | 5 | RFO | ST | 81.6 | 67 | 0 | 0 | 0 |  | Electric Utility | N | RE | 2003 | Retired prior to 2012 |  | Eastern
EXCLUDE | GA | GA-Eastern | Vogtle | 649 | 1 | NUC | ST | 1160 | 1150 | 0 | 9779098.5 | 0 |  | Electric Utility | N | OP |  | Non Combustion (NUC, WAT, WND, GEO, or SUN) |  | Eastern
EXCLUDE | GA | GA-Eastern | Vogtle | 649 | 2 | NUC | ST | 1160 | 1152 | 0 | 9779098.5 | 0 |  | Electric Utility | N | OP |  | Non Combustion (NUC, WAT, WND, GEO, or SUN) |  | Eastern
EXCLUDE | GA | GA-Eastern | Vogtle | 649 | 3 | NUC | ST | 1100 | 1100 | 0 | 0 | 0 |  | Electric Utility | N | U |  | Status of Operation (IP, L, P, T) |  | Eastern
EXCLUDE | GA | GA-Eastern | Vogtle | 649 | 4 | NUC | ST | 1100 | 1100 | 0 | 0 | 0 |  | Electric Utility | N | U |  | Status of Operation (IP, L, P, T) |  | Eastern
EXCLUDE | NY | NY-Eastern | Kensico | 650 | 1 | WAT | HY | 1 | 0.8 | 0 | 490 | 0 |  | Electric Utility | N | RE | 2012 | Non Combustion (NUC, WAT, WND, GEO, or SUN) |  | Eastern
EXCLUDE | NY | NY-Eastern | Kensico | 650 | 2 | WAT | HY | 1 | 0.8 | 0 | 490 | 0 |  | Electric Utility | N | RE | 2012 | Non Combustion (NUC, WAT, WND, GEO, or SUN) |  | Eastern
EXCLUDE | NY | NY-Eastern | Kensico | 650 | 3 | WAT | HY | 1 | 0.8 | 0 | 490 | 0 |  | Electric Utility | N | RE | 2012 | Non Combustion (NUC, WAT, WND, GEO, or SUN) |  | Eastern
EXCLUDE | FL | FL-Eastern | Henry D King | 658 | 5 | NG | CC | 8.3 | 8 | 0 | 0 | 0 |  | Electric Utility | N | RE | 2008 | Retired prior to 2012 |  | Eastern
EXCLUDE | FL | FL-Eastern | Henry D King | 658 | 6 | NG | ST | 16.5 | 17 | 0 | 0 | 0 |  | Electric Utility | N | RE | 2008 | Retired prior to 2012 |  | Eastern
EXCLUDE | FL | FL-Eastern | Henry D King | 658 | 7 | NG | ST | 33 | 32 | 0 | 0 | 0 |  | Electric Utility | N | RE | 2008 | Retired prior to 2012 |  | Eastern
EXCLUDE | FL | FL-Eastern | Henry D King | 658 | 8 | NG | ST | 56.1 | 50 | 0 | 0 | 0 |  | Electric Utility | N | RE | 2008 | Retired prior to 2012 |  | Eastern
EXCLUDE | FL | FL-Eastern | Henry D King | 658 | 9 | NG | CC | 22.5 | 22.4 | 0 | 0 | 0 |  | Electric Utility | N | RE | 2008 | Retired prior to 2012 |  | Eastern
EXCLUDE | FL | FL-Eastern | Henry D King | 658 | D1 | DFO | IC | 2.7 | 3 | 0 | 0 | 0 |  | Electric Utility | N | RE | 2008 | Retired prior to 2012 |  | Eastern
EXCLUDE | FL | FL-Eastern | Henry D King | 658 | D2 | DFO | IC | 2.7 | 3 | 0 | 0 | 0 |  | Electric Utility | N | RE | 2008 | Retired prior to 2012 |  | Eastern
OGST | FL | FL-Eastern | Deerhaven Generating Station | 663 | 1 | NG | ST | 75 | 75 | 960 | 102910 | 79662.7 |  | Electric Utility | N | OP | 2022 |  |  | Eastern
COALST | FL | FL-Eastern | Deerhaven Generating Station | 663 | 2 | BIT | ST | 250.7 | 232 | 2700 | 878155 | 956165.48 |  | Electric Utility | N | OP |  |  |  | Eastern
EXCLUDE | FL | FL-Eastern | Deerhaven Generating Station | 663 | GT1 | NG | GT | 24.6 | 17.5 | 186.24 | 2589.18 | 1936.94 |  | Electric Utility | N | OP |  | Simple cycle unit |  | Eastern
EXCLUDE | FL | FL-Eastern | Deerhaven Generating Station | 663 | GT2 | NG | GT | 24.6 | 17.5 | 186.24 | 2589.18 | 1936.94 |  | Electric Utility | N | OP |  | Simple cycle unit |  | Eastern
EXCLUDE | FL | FL-Eastern | Deerhaven Generating Station | 663 | GT3 | NG | GT | 96.1 | 75 | 727.53 | 10114.64 | 7566.67 |  | Electric Utility | N | OP |  | Simple cycle unit |  | Eastern
EXCLUDE | FL | FL-Eastern | John R Kelly | 664 | 6 | NG | ST | 18.7 | 14 | 0 | 0 | 0 |  | Electric Utility | N | RE | 2001 | Retired prior to 2012 |  | Eastern
EXCLUDE | FL | FL-Eastern | John R Kelly | 664 | 7 | NG | ST | 25 | 23.2 | 0 | 0 | 8.12 |  | Electric Utility | N | SB | 2015 | Steam unit (PRMVR=ST) less than or equal to 25MW (i.e. 250 MMBtu/hr) |  | Eastern
NGCC | FL | FL-Eastern | John R Kelly | 664 | 8 | NG | CC | 50 | 37 | 1121 | 178581.79 | 91382.38 |  | Electric Utility | N | OP |  |  |  | Eastern
NGCC | FL | FL-Eastern | John R Kelly | 664 | CT04 | NG | CC | 96.1 | 75 | 1121 | 343234.21 | 175636.94 |  | Electric Utility | N | OP |  |  |  | Eastern
EXCLUDE | FL | FL-Eastern | John R Kelly | 664 | GT1 | NG | GT | 16.3 | 14 | 0 | 31.33 | 158.64 |  | Electric Utility | N | SB | 2018 | Simple cycle unit |  | Eastern
EXCLUDE | FL | FL-Eastern | John R Kelly | 664 | GT2 | NG | GT | 16.3 | 14 | 0 | 31.33 | 158.64 |  | Electric Utility | N | SB | 2018 | Simple cycle unit |  | Eastern
EXCLUDE | FL | FL-Eastern | John R Kelly | 664 | GT3 | NG | GT | 16.3 | 14 | 0 | 31.33 | 158.64 |  | Electric Utility | N | SB | 2019 | Simple cycle unit |  | Eastern
EXCLUDE | FL | FL-Eastern | G W Ivey | 665 | 10 | NG | IC | 2.5 | 2 | 0 | 0 | 0 |  | Electric Utility | N | OS | 2013 | Internal Combustion |  | Eastern
EXCLUDE | FL | FL-Eastern | G W Ivey | 665 | 11 | NG | IC | 3.2 | 3 | 0 | 0 | 0 |  | Electric Utility | N | OP | 2013 | Internal Combustion |  | Eastern
EXCLUDE | FL | FL-Eastern | G W Ivey | 665 | 12 | NG | IC | 3.2 | 3 | 0 | 0 | 0 |  | Electric Utility | N | OS | 2013 | Internal Combustion |  | Eastern
EXCLUDE | FL | FL-Eastern | G W Ivey | 665 | 13 | NG | IC | 2 | 1.8 | 0 | 0 | 0 |  | Electric Utility | N | OP |  | Internal Combustion |  | Eastern
EXCLUDE | FL | FL-Eastern | G W Ivey | 665 | 14 | NG | IC | 2 | 1.8 | 0 | 0 | 0 |  | Electric Utility | N | OP |  | Internal Combustion |  | Eastern
EXCLUDE | FL | FL-Eastern | G W Ivey | 665 | 15 | NG | IC | 2 | 1.8 | 0 | 0 | 0 |  | Electric Utility | N | OP |  | Internal Combustion |  | Eastern
EXCLUDE | FL | FL-Eastern | G W Ivey | 665 | 16 | NG | IC | 2 | 1.8 | 0 | 0 | 0 |  | Electric Utility | N | OP |  | Internal Combustion |  | Eastern
EXCLUDE | FL | FL-Eastern | G W Ivey | 665 | 17 | NG | IC | 2 | 1.8 | 0 | 0 | 0 |  | Electric Utility | N | OP |  | Internal Combustion |  | Eastern
EXCLUDE | FL | FL-Eastern | G W Ivey | 665 | 18 | NG | IC | 8.8 | 8 | 0 | 0 | 0 |  | Electric Utility | N | OS | 2013 | Internal Combustion |  | Eastern
EXCLUDE | FL | FL-Eastern | G W Ivey | 665 | 19 | NG | IC | 8.8 | 8 | 0 | 0 | 0 |  | Electric Utility | N | OP |  | Internal Combustion |  | Eastern
EXCLUDE | FL | FL-Eastern | G W Ivey | 665 | 2 | NG | IC | 2 | 1.8 | 0 | 0 | 0 |  | Electric Utility | N | OP |  | Internal Combustion |  | Eastern
EXCLUDE | FL | FL-Eastern | G W Ivey | 665 | 20 | NG | IC | 6.4 | 6 | 0 | 0 | 0 |  | Electric Utility | N | OP |  | Internal Combustion |  | Eastern
EXCLUDE | FL | FL-Eastern | G W Ivey | 665 | 21 | NG | IC | 6.4 | 6 | 0 | 0 | 0 |  | Electric Utility | N | OP |  | Internal Combustion |  | Eastern
EXCLUDE | FL | FL-Eastern | G W Ivey | 665 | 22 | NG | IC | 0.4 | 0.4 | 0 | 0 | 0 |  | Electric Utility | N | IP |  | Status of Operation (IP, L, P, T) |  | Eastern
EXCLUDE | FL | FL-Eastern | G W Ivey | 665 | 3 | NG | IC | 2 | 1.8 | 0 | 0 | 0 |  | Electric Utility | N | OP |  | Internal Combustion |  | Eastern
EXCLUDE | FL | FL-Eastern | G W Ivey | 665 | 8 | NG | IC | 2.5 | 2 | 0 | 0 | 0 |  | Electric Utility | N | OP | 2013 | Internal Combustion |  | Eastern
EXCLUDE | FL | FL-Eastern | G W Ivey | 665 | 9 | NG | IC | 2.5 | 2 | 0 | 0 | 0 |  | Electric Utility | N | OP | 2013 | Internal Combustion |  | Eastern
EXCLUDE | FL | FL-Eastern | J D Kennedy | 666 | GT3 | DFO | GT | 56.2 | 54 | 0 | 0 | 0 |  | Electric Utility | N | RE | 2009 | Retired prior to 2012 |  | Eastern
EXCLUDE | FL | FL-Eastern | J D Kennedy | 666 | GT37 | NG | GT | 185 | 158.6 | 1905.5 | 54035 | 37552.7 |  | Electric Utility | N | OP |  | Simple cycle unit |  | Eastern
EXCLUDE | FL | FL-Eastern | J D Kennedy | 666 | GT38 | NG | GT | 185 | 158.6 | 1905.5 | 54035 | 37552.7 |  | Electric Utility | N | OP |  | Simple cycle unit |  | Eastern
EXCLUDE | FL | FL-Eastern | J D Kennedy | 666 | GT4 | DFO | GT | 56.2 | 54 | 0 | 0 | 0 |  | Electric Utility | N | RE | 2008 | Retired prior to 2012 |  | Eastern
EXCLUDE | FL | FL-Eastern | J D Kennedy | 666 | GT5 | DFO | GT | 56.2 | 54 | 0 | 0 | 0 |  | Electric Utility | N | RE | 2008 | Retired prior to 2012 |  | Eastern
COALST | FL | FL-Eastern | Northside Generating Station | 667 | 1 | PC | ST | 297.5 | 275 | 2764 | 494422 | 773376.52 |  | Electric Utility | N | OP |  |  |  | Eastern
COALST | FL | FL-Eastern | Northside Generating Station | 667 | 2 | PC | ST | 297.5 | 275 | 2672 | 252906 | 337563.18 |  | Electric Utility | N | OP |  |  |  | Eastern
EXCLUDE | FL | FL-Eastern | Northside Generating Station | 667 | 4 | DFO | GT | 62.1 | 52 | 675.75 | 90.75 | 368.96 |  | Electric Utility | N | OP |  | Simple cycle unit |  | Eastern
EXCLUDE | FL | FL-Eastern | Northside Generating Station | 667 | 5 | DFO | GT | 62.1 | 52 | 675.75 | 90.75 | 368.96 |  | Electric Utility | N | OP |  | Simple cycle unit |  | Eastern
EXCLUDE | FL | FL-Eastern | Northside Generating Station | 667 | 6 | DFO | GT | 62.1 | 52 | 675.75 | 90.75 | 368.96 |  | Electric Utility | N | OP |  | Simple cycle unit |  | Eastern
EXCLUDE | FL | FL-Eastern | Northside Generating Station | 667 | GT3 | DFO | GT | 62.1 | 52 | 675.75 | 90.75 | 368.96 |  | Electric Utility | N | OP |  | Simple cycle unit |  | Eastern
OGST | FL | FL-Eastern | Northside Generating Station | 667 | ST3 | NG | ST | 563.7 | 505 | 5260 | 1616327 | 1160582.35 |  | Electric Utility | N | OP |  |  |  | Eastern
EXCLUDE | FL | FL-Eastern | Southside Generating Station | 668 | 4 | RFO | ST | 75 | 67 | 0 | 0 | 0 |  | Electric Utility | N | RE | 2001 | Retired prior to 2012 |  | Eastern
EXCLUDE | FL | FL-Eastern | Southside Generating Station | 668 | 5 | RFO | ST | 156.6 | 142 | 0 | 0 | 0 |  | Electric Utility | N | RE | 2001 | Retired prior to 2012 |  | Eastern
EXCLUDE | FL | FL-Eastern | Hansel | 672 | 14 | NG | IC | 2 | 2 | 0 | 0 | 0 |  | Electric Utility | N | RE | 2005 | Retired prior to 2012 |  | Eastern
EXCLUDE | FL | FL-Eastern | Hansel | 672 | 15 | NG | IC | 2 | 2 | 0 | 0 | 0 |  | Electric Utility | N | RE | 2005 | Retired prior to 2012 |  | Eastern
EXCLUDE | FL | FL-Eastern | Hansel | 672 | 16 | NG | IC | 2 | 2 | 0 | 0 | 0 |  | Electric Utility | N | RE | 2005 | Retired prior to 2012 |  | Eastern
EXCLUDE | FL | FL-Eastern | Hansel | 672 | 17 | NG | IC | 2 | 2 | 0 | 0 | 0 |  | Electric Utility | N | RE | 2005 | Retired prior to 2012 |  | Eastern
EXCLUDE | FL | FL-Eastern | Hansel | 672 | 18 | NG | IC | 2 | 2 | 0 | 0 | 0 |  | Electric Utility | N | RE | 2005 | Retired prior to 2012 |  | Eastern
EXCLUDE | FL | FL-Eastern | Hansel | 672 | 19 | DFO | IC | 2.5 | 2 | 0 | 0 | 0 |  | Electric Utility | N | RE | 2005 | Retired prior to 2012 |  | Eastern
EXCLUDE | FL | FL-Eastern | Hansel | 672 | 20 | DFO | IC | 2.5 | 2 | 0 | 0 | 0 |  | Electric Utility | N | RE | 2005 | Retired prior to 2012 |  | Eastern
NGCC | FL | FL-Eastern | Hansel | 672 | 21 | NG | CC | 35 | 30 | 343.7 | 25877.73 | 18112.98 |  | Electric Utility | N | RE | 2012 |  |  | Eastern
NGCC | FL | FL-Eastern | Hansel | 672 | 22 | NG | CC | 10 | 8 | 98.2 | 7393.64 | 5175.14 | 1 | Electric Utility | N | RE | 2012 |  |  | Eastern
NGCC | FL | FL-Eastern | Hansel | 672 | 23 | NG | CC | 10 | 8 | 98.2 | 7393.64 | 5175.14 | 1 | Electric Utility | N | RE | 2012 |  |  | Eastern
EXCLUDE | FL | FL-Eastern | Hansel | 672 | 8 | NG | IC | 3 | 2 | 0 | 0 | 0 |  | Electric Utility | N | RE | 2005 | Retired prior to 2012 |  | Eastern
EXCLUDE | FL | FL-Eastern | Tom G Smith | 673 | GT1 | DFO | GT | 30.8 | 26 | 0 | 113 | 155.46 |  | Electric Utility | N | OP |  | Simple cycle unit |  | Eastern
EXCLUDE | FL | FL-Eastern | Tom G Smith | 673 | GT2 | NG | CC | 21.4 | 21 | 0 | 7290.31 | 7391.96 |  | Electric Utility | N | OP |  | Combined cycle unit (PRMVR=CC) less than or equal to 25MW |  | Eastern
EXCLUDE | FL | FL-Eastern | Tom G Smith | 673 | MU1 | DFO | IC | 2 | 2 | 0 | 0 | 0 |  | Electric Utility | N | OP |  | Internal Combustion |  | Eastern
EXCLUDE | FL | FL-Eastern | Tom G Smith | 673 | MU2 | DFO | IC | 2 | 2 | 0 | 0 | 0 |  | Electric Utility | N | OP |  | Internal Combustion |  | Eastern
EXCLUDE | FL | FL-Eastern | Tom G Smith | 673 | MU3 | DFO | IC | 2 | 2 | 0 | 0 | 0 |  | Electric Utility | N | OP |  | Internal Combustion |  | Eastern
EXCLUDE | FL | FL-Eastern | Tom G Smith | 673 | MU4 | DFO | IC | 2 | 2 | 0 | 0 | 0 |  | Electric Utility | N | OP |  | Internal Combustion |  | Eastern
EXCLUDE | FL | FL-Eastern | Tom G Smith | 673 | MU5 | DFO | IC | 2 | 2 | 0 | 0 | 0 |  | Electric Utility | N | OP |  | Internal Combustion |  | Eastern
EXCLUDE | FL | FL-Eastern | Tom G Smith | 673 | S1 | NG | ST | 7.5 | 7 | 0 | 0 | 0 |  | Electric Utility | N | RE | 2000 | Retired prior to 2012 |  | Eastern
EXCLUDE | FL | FL-Eastern | Tom G Smith | 673 | S2 | NG | ST | 7.5 | 7 | 0 | 0 | 0 |  | Electric Utility | N | RE | 1986 | Retired prior to 2012 |  | Eastern
OGST | FL | FL-Eastern | Tom G Smith | 673 | S3 | NG | ST | 26.5 | 22 | 357 | 205.6 | 255.08 |  | Electric Utility | N | OP |  |  |  | Eastern
EXCLUDE | FL | FL-Eastern | Tom G Smith | 673 | S4 | NG | ST | 32.5 | 32 | 0 | 0 | 0 |  | Electric Utility | N | RE | 1990 | Retired prior to 2012 |  | Eastern
EXCLUDE | FL | FL-Eastern | Tom G Smith | 673 | S5 | NG | CC | 10 | 9 | 0 | 3406.69 | 3454.19 |  | Electric Utility | N | OP |  | Combined cycle unit (PRMVR=CC) less than or equal to 25MW |  | Eastern
EXCLUDE | WY | WY-Western | Pilot Butte | 674 | 1 | WAT | HY | 0.8 | 0.8 | 0 | 0 | 0 |  | Electric Utility | N | OS |  | Non Combustion (NUC, WAT, WND, GEO, or SUN) |  | Western
EXCLUDE | WY | WY-Western | Pilot Butte | 674 | 2 | WAT | HY | 0.8 | 0.8 | 0 | 0 | 0 |  | Electric Utility | N | OS |  | Non Combustion (NUC, WAT, WND, GEO, or SUN) |  | Western
EXCLUDE | FL | FL-Eastern | Larsen Memorial | 675 | 2 | NG | GT | 11.2 | 10 | 0 | 7.5 | 46.38 |  | Electric Utility | N | OP |  | Simple cycle unit |  | Eastern
EXCLUDE | FL | FL-Eastern | Larsen Memorial | 675 | 3 | NG | GT | 11.2 | 9 | 0 | 7.5 | 46.38 |  | Electric Utility | N | OP |  | Simple cycle unit |  | Eastern
NGCC | FL | FL-Eastern | Larsen Memorial | 675 | 5 | NG | CC | 25 | 25 | 1055 | 7087.15 | 4884.04 | 1 | Electric Utility | N | OP |  |  |  | Eastern
EXCLUDE | FL | FL-Eastern | Larsen Memorial | 675 | 6 | NG | ST | 25 | 24 | 0 | 0 | 0 |  | Electric Utility | N | RE | 2003 | Retired prior to 2012 |  | Eastern
NGCC | FL | FL-Eastern | Larsen Memorial | 675 | 8 | NG | CC | 101.5 | 76 | 1055 | 28773.85 | 19829.19 |  | Electric Utility | N | OP |  |  |  | Eastern
COALST | FL | FL-Eastern | C D McIntosh Jr | 676 | 3 | BIT | ST | 363.8 | 342 | 3640 | 1267850 | 1595418 |  | Electric Utility | N | OP |  |  |  | Eastern
EXCLUDE | FL | FL-Eastern | C D McIntosh Jr | 676 | 4 | PC | ST | 288 | 288 | 0 | 0 | 0 |  | Electric Utility | N | IP |  | Status of Operation (IP, L, P, T) |  | Eastern
NGCC | FL | FL-Eastern | C D McIntosh Jr | 676 | 5CT | NG | CC | 249 | 215 | 2407 | 1627874.95 | 635808.34 |  | Electric Utility | N | OP |  |  |  | Eastern
NGCC | FL | FL-Eastern | C D McIntosh Jr | 676 | 5ST | NG | CC | 120 | 123 | 2407 | 784518.05 | 306413.66 |  | Electric Utility | N | OP |  |  |  | Eastern
EXCLUDE | FL | FL-Eastern | C D McIntosh Jr | 676 | GT1 | NG | GT | 26.6 | 16 | 0 | 154 | 188.95 |  | Electric Utility | N | OP |  | Simple cycle unit |  | Eastern
EXCLUDE | FL | FL-Eastern | C D McIntosh Jr | 676 | IC1 | DFO | IC | 2.5 | 2.5 | 0 | 0 | 0 |  | Electric Utility | N | OP |  | Internal Combustion |  | Eastern
EXCLUDE | FL | FL-Eastern | C D McIntosh Jr | 676 | IC2 | DFO | IC | 2.5 | 2.5 | 0 | 0 | 0 |  | Electric Utility | N | OP |  | Internal Combustion |  | Eastern
OGST | FL | FL-Eastern | C D McIntosh Jr | 676 | ST1 | NG | ST | 103.5 | 85 | 985 | 911.74 | 1454.56 |  | Electric Utility | N | OP |  |  |  | Eastern
OGST | FL | FL-Eastern | C D McIntosh Jr | 676 | ST2 | NG | ST | 126 | 106 | 1185 | 16732 | 16217.96 |  | Electric Utility | N | OP |  |  |  | Eastern
EXCLUDE | VT | VT-Eastern | W K Sanders | 678 | 1 | WAT | HY | 0.9 | 0.7 | 0 | 364.5 | 0 |  | Electric Utility | N | OP |  | State not covered under final 111(d) |  | Eastern
EXCLUDE | VT | VT-Eastern | W K Sanders | 678 | 2 | WAT | HY | 0.9 | 0.7 | 0 | 364.5 | 0 |  | Electric Utility | N | OP |  | State not covered under final 111(d) |  | Eastern
EXCLUDE | FL | FL-Eastern | Smith Street | 679 | 10 | DFO | IC | 2 | 2 | 0 | 0 | 0 |  | Electric Utility | N | OP |  | Internal Combustion |  | Eastern
EXCLUDE | FL | FL-Eastern | Smith Street | 679 | 11 | DFO | IC | 2 | 2 | 0 | 0 | 0 |  | Electric Utility | N | OP |  | Internal Combustion |  | Eastern
EXCLUDE | FL | FL-Eastern | Smith Street | 679 | 3 | DFO | IC | 0.8 | 0.8 | 0 | 0 | 0 |  | Electric Utility | N | OP |  | Internal Combustion |  | Eastern
EXCLUDE | FL | FL-Eastern | Smith Street | 679 | 4 | DFO | IC | 1 | 1 | 0 | 0 | 0 |  | Electric Utility | N | OP |  | Internal Combustion |  | Eastern
EXCLUDE | FL | FL-Eastern | Smith Street | 679 | 6 | DFO | IC | 1.8 | 1.8 | 0 | 0 | 0 |  | Electric Utility | N | OP |  | Internal Combustion |  | Eastern
EXCLUDE | FL | FL-Eastern | Smith Street | 679 | 7 | DFO | IC | 1.8 | 1.8 | 0 | 0 | 0 |  | Electric Utility | N | OP |  | Internal Combustion |  | Eastern
EXCLUDE | FL | FL-Eastern | Smith Street | 679 | 8 | DFO | IC | 1.1 | 1.1 | 0 | 0 | 0 |  | Electric Utility | N | OP |  | Internal Combustion |  | Eastern
EXCLUDE | FL | FL-Eastern | Smith Street | 679 | 9 | DFO | IC | 2 | 2 | 0 | 0 | 0 |  | Electric Utility | N | OP |  | Internal Combustion |  | Eastern
EXCLUDE | FL | FL-Eastern | W E Swoope | 681 | 2 | DFO | IC | 0.9 | 0.9 | 0 | 0 | 0 |  | Electric Utility | N | OP |  | Internal Combustion |  | Eastern
EXCLUDE | FL | FL-Eastern | W E Swoope | 681 | 3 | DFO | IC | 2 | 2 | 0 | 0 | 0 |  | Electric Utility | N | OP |  | Internal Combustion |  | Eastern
EXCLUDE | FL | FL-Eastern | W E Swoope | 681 | 4 | DFO | IC | 2.2 | 2.2 | 0 | 0 | 0 |  | Electric Utility | N | OP |  | Internal Combustion |  | Eastern
EXCLUDE | CA | CA-Western | Kerckhoff 2 | 682 | 1 | WAT | HY | 139.5 | 142 | 0 | 270102 | 0 |  | Electric Utility | N | OP |  | Non Combustion (NUC, WAT, WND, GEO, or SUN) |  | Western
EXCLUDE | FL | FL-Eastern | Indian River Plant | 683 | A | NG | GT | 41.4 | 37 | 445 | 1624.84 | 533.17 |  | Electric Utility | N | OP |  | Simple cycle unit |  | Eastern
EXCLUDE | FL | FL-Eastern | Indian River Plant | 683 | B | NG | GT | 41.4 | 37 | 445 | 1624.84 | 487.65 |  | Electric Utility | N | OP |  | Simple cycle unit |  | Eastern
EXCLUDE | FL | FL-Eastern | Indian River Plant | 683 | C | NG | GT | 130 | 108 | 1354 | 5102.16 | 7221.45 |  | Electric Utility | N | OP |  | Simple cycle unit |  | Eastern
EXCLUDE | FL | FL-Eastern | Indian River Plant | 683 | D | NG | GT | 130 | 108 | 1354 | 5102.16 | 5110.13 |  | Electric Utility | N | OP |  | Simple cycle unit |  | Eastern
EXCLUDE | FL | FL-Eastern | St Cloud | 685 | 1 | NG | IC | 2 | 2 | 0 | 0 | 0 |  | Electric Utility | N | OS |  | Internal Combustion |  | Eastern
EXCLUDE | FL | FL-Eastern | St Cloud | 685 | 2 | NG | IC | 5.8 | 5 | 0 | 0 | 0 |  | Electric Utility | N | OS |  | Internal Combustion |  | Eastern
EXCLUDE | FL | FL-Eastern | St Cloud | 685 | 3 | NG | IC | 2 | 2 | 0 | 0 | 0 |  | Electric Utility | N | OS |  | Internal Combustion |  | Eastern
EXCLUDE | FL | FL-Eastern | St Cloud | 685 | 4 | NG | IC | 3.7 | 3 | 0 | 0 | 0 |  | Electric Utility | N | OS |  | Internal Combustion |  | Eastern
EXCLUDE | FL | FL-Eastern | St Cloud | 685 | 6 | NG | IC | 3.7 | 3 | 0 | 0 | 0 |  | Electric Utility | N | OS |  | Internal Combustion |  | Eastern
EXCLUDE | FL | FL-Eastern | St Cloud | 685 | 7 | NG | IC | 6.3 | 6 | 0 | 0 | 0 |  | Electric Utility | N | OS |  | Internal Combustion |  | Eastern
EXCLUDE | FL | FL-Eastern | St Cloud | 685 | 8 | NG | IC | 6.4 | 6 | 0 | 0 | 0 |  | Electric Utility | N | OS |  | Internal Combustion |  | Eastern
OGST | FL | FL-Eastern | Arvah B Hopkins | 688 | 1 | NG | ST | 75 | 76 | 903 | 109305 | 82164.15 |  | Electric Utility | N | OP | 2020 |  |  | Eastern
NGCC | FL | FL-Eastern | Arvah B Hopkins | 688 | 2 | NG | CC | 259.2 | 140 | 1609.18 | 706200.9 | 322735 |  | Electric Utility | N | OP |  |  |  | Eastern
EXCLUDE | FL | FL-Eastern | Arvah B Hopkins | 688 | 5 | NG | CC | 212.5 | 156 | 0 | 0 | 0 |  | Electric Utility | N | IP |  | Status of Operation (IP, L, P, T) |  | Eastern
NGCC | FL | FL-Eastern | Arvah B Hopkins | 688 | CT2A | NG | CC | 198.9 | 160 | 1234.82 | 541911.1 | 247654.29 |  | Electric Utility | N | OP |  |  |  | Eastern
EXCLUDE | FL | FL-Eastern | Arvah B Hopkins | 688 | CTA | NG | CC | 50 | 36 | 0 | 0 | 0 |  | Electric Utility | N | IP |  | Status of Operation (IP, L, P, T) |  | Eastern
EXCLUDE | FL | FL-Eastern | Arvah B Hopkins | 688 | GT1 | NG | GT | 16.3 | 12 | 159.71 | 7601.91 | 5015.28 |  | Electric Utility | N | OP | 2015 | Simple cycle unit |  | Eastern
EXCLUDE | FL | FL-Eastern | Arvah B Hopkins | 688 | GT2 | NG | GT | 27 | 24 | 264.54 | 12592.12 | 8307.52 |  | Electric Utility | N | OP | 2017 | Simple cycle unit |  | Eastern
EXCLUDE | FL | FL-Eastern | Arvah B Hopkins | 688 | GT3 | NG | GT | 60 | 46 | 587.88 | 27982.49 | 18461.16 |  | Electric Utility | N | OP |  | Simple cycle unit |  | Eastern
EXCLUDE | FL | FL-Eastern | Arvah B Hopkins | 688 | GT4 | NG | GT | 60 | 46 | 587.88 | 27982.49 | 18461.16 |  | Electric Utility | N | OP |  | Simple cycle unit |  | Eastern
EXCLUDE | FL | FL-Eastern | Arvah B Hopkins | 688 | GT5 | NG | GT | 60 | 46 | 0 | 0 | 0 |  | Electric Utility | N | P |  | Status of Operation (IP, L, P, T) |  | Eastern
OGST | FL | FL-Eastern | S O Purdom | 689 | 7 | NG | ST | 50 | 48 | 621 | 50515 | 48597.98 |  | Electric Utility | N | OP | 2013 |  |  | Eastern
NGCC | FL | FL-Eastern | S O Purdom | 689 | 8 | NG | CC | 160 | 150 | 2044.2 | 659133.93 | 320212.32 |  | Electric Utility | N | OP |  |  |  | Eastern
NGCC | FL | FL-Eastern | S O Purdom | 689 | 9 | NG | CC | 87 | 72 | 2044.2 | 358404.07 | 174115.45 |  | Electric Utility | N | OP |  |  |  | Eastern
EXCLUDE | FL | FL-Eastern | S O Purdom | 689 | GT1 | NG | GT | 15 | 10 | 0 | 5 | 398.32 |  | Electric Utility | N | OP | 2015 | Simple cycle unit |  | Eastern
EXCLUDE | FL | FL-Eastern | S O Purdom | 689 | GT2 | NG | GT | 15 | 10 | 0 | 5 | 398.32 |  | Electric Utility | N | OP | 2015 | Simple cycle unit |  | Eastern
EXCLUDE | FL | FL-Eastern | J Woodruff | 690 | 1 | WAT | HY | 10 | 10 | 0 | 0 | 0 |  | Electric Utility | N | RE | 2003 | Retired prior to 2012 |  | Eastern
EXCLUDE | FL | FL-Eastern | J Woodruff | 690 | 1A | WAT | HY | 14.5 | 14.5 | 0 | 48160 | 0 |  | Electric Utility | N | OP |  | Non Combustion (NUC, WAT, WND, GEO, or SUN) |  | Eastern
EXCLUDE | FL | FL-Eastern | J Woodruff | 690 | 2 | WAT | HY | 10 | 10 | 0 | 0 | 0 |  | Electric Utility | N | RE | 2002 | Retired prior to 2012 |  | Eastern
EXCLUDE | FL | FL-Eastern | J Woodruff | 690 | 2A | WAT | HY | 14.5 | 14.5 | 0 | 48160 | 0 |  | Electric Utility | N | OP |  | Non Combustion (NUC, WAT, WND, GEO, or SUN) |  | Eastern
EXCLUDE | FL | FL-Eastern | J Woodruff | 690 | 3 | WAT | HY | 10 | 10 | 0 | 0 | 0 |  | Electric Utility | N | RE | 2001 | Retired prior to 2012 |  | Eastern
EXCLUDE | FL | FL-Eastern | J Woodruff | 690 | 3A | WAT | HY | 14.5 | 14.5 | 0 | 48160 | 0 |  | Electric Utility | N | OP |  | Non Combustion (NUC, WAT, WND, GEO, or SUN) |  | Eastern
EXCLUDE | WY | WY-Western | Medicine Bow | 692 | 10 | WND | WT | 0.7 | 0.7 | 0 | 2007.39 | 0 |  | Electric Utility | N | OP |  | Non Combustion (NUC, WAT, WND, GEO, or SUN) |  | Western
EXCLUDE | WY | WY-Western | Medicine Bow | 692 | 11 | WND | WT | 0.7 | 0.7 | 0 | 2007.39 | 0 |  | Electric Utility | N | OP |  | Non Combustion (NUC, WAT, WND, GEO, or SUN) |  | Western
EXCLUDE | WY | WY-Western | Medicine Bow | 692 | 12 | WND | WT | 0.7 | 0.7 | 0 | 0 | 0 |  | Electric Utility | N | IP |  | Status of Operation (IP, L, P, T) |  | Western
EXCLUDE | WY | WY-Western | Medicine Bow | 692 | 13 | WND | WT | 0.7 | 0.7 | 0 | 0 | 0 |  | Electric Utility | N | IP |  | Status of Operation (IP, L, P, T) |  | Western
EXCLUDE | WY | WY-Western | Medicine Bow | 692 | 1A | WND | WT | 0.6 | 0.6 | 0 | 1720.62 | 0 |  | Electric Utility | N | OP |  | Non Combustion (NUC, WAT, WND, GEO, or SUN) |  | Western
EXCLUDE | WY | WY-Western | Medicine Bow | 692 | 2A | WND | WT | 0.6 | 0.6 | 0 | 1720.62 | 0 |  | Electric Utility | N | OP |  | Non Combustion (NUC, WAT, WND, GEO, or SUN) |  | Western
EXCLUDE | WY | WY-Western | Medicine Bow | 692 | 3 | WND | WT | 0.1 | 0.1 | 0 | 0 | 0 |  | Electric Utility | N | RE | 2005 | Retired prior to 2012 |  | Western
EXCLUDE | WY | WY-Western | Medicine Bow | 692 | 5 | WND | WT | 0.7 | 0.7 | 0 | 2007.39 | 0 |  | Electric Utility | N | OP |  | Non Combustion (NUC, WAT, WND, GEO, or SUN) |  | Western
EXCLUDE | WY | WY-Western | Medicine Bow | 692 | 6 | WND | WT | 0.7 | 0.7 | 0 | 2007.39 | 0 |  | Electric Utility | N | OP |  | Non Combustion (NUC, WAT, WND, GEO, or SUN) |  | Western
EXCLUDE | WY | WY-Western | Medicine Bow | 692 | 7 | WND | WT | 0.7 | 0.7 | 0 | 2007.39 | 0 |  | Electric Utility | N | OP |  | Non Combustion (NUC, WAT, WND, GEO, or SUN) |  | Western
EXCLUDE | WY | WY-Western | Medicine Bow | 692 | 8 | WND | WT | 0.7 | 0.7 | 0 | 2007.39 | 0 |  | Electric Utility | N | OP |  | Non Combustion (NUC, WAT, WND, GEO, or SUN) |  | Western
EXCLUDE | WY | WY-Western | Medicine Bow | 692 | 9 | WND | WT | 0.7 | 0.7 | 0 | 2007.39 | 0 |  | Electric Utility | N | OP |  | Non Combustion (NUC, WAT, WND, GEO, or SUN) |  | Western
EXCLUDE | WY | WY-Western | Medicine Bow | 692 | CLIP | WND | WT | 2.5 | 2.5 | 0 | 0 | 0 |  | Electric Utility | N | RE | 2011 | Retired prior to 2012 |  | Western
EXCLUDE | FL | FL-Eastern | Vero Beach Municipal Power Plant | 693 | 1 | NG | ST | 12.5 | 13 | 0 | 27 | 25.25 |  | Electric Utility | N | OP |  | Steam unit (PRMVR=ST) less than or equal to 25MW (i.e. 250 MMBtu/hr) |  | Eastern
NGCC | FL | FL-Eastern | Vero Beach Municipal Power Plant | 693 | 2 | NG | CC | 16.5 | 13 | 141.06 | 5196.22 | 2972.82 | 1 | Electric Utility | N | OP |  |  |  | Eastern
OGST | FL | FL-Eastern | Vero Beach Municipal Power Plant | 693 | 3 | NG | ST | 33 | 33 | 417 | 491 | 456.33 |  | Electric Utility | N | OP |  |  |  | Eastern
OGST | FL | FL-Eastern | Vero Beach Municipal Power Plant | 693 | 4 | NG | ST | 55 | 56 | 715 | 3783 | 3120.82 |  | Electric Utility | N | OP |  |  |  | Eastern
NGCC | FL | FL-Eastern | Vero Beach Municipal Power Plant | 693 | 5 | NG | CC | 41.4 | 35 | 353.94 | 13037.78 | 7459.08 |  | Electric Utility | N | OP |  |  |  | Eastern
EXCLUDE | FL | FL-Eastern | Marathon Generating Plant | 696 | 10 | DFO | IC | 3.5 | 3.5 | 0 | 0 | 0 |  | Electric Utility | N | SB |  | Internal Combustion |  | Eastern
EXCLUDE | FL | FL-Eastern | Marathon Generating Plant | 696 | 11 | DFO | IC | 3.5 | 3.5 | 0 | 0 | 0 |  | Electric Utility | N | SB |  | Internal Combustion |  | Eastern
EXCLUDE | FL | FL-Eastern | Marathon Generating Plant | 696 | 3 | DFO | IC | 3 | 3 | 0 | 0 | 0 |  | Electric Utility | N | SB |  | Internal Combustion |  | Eastern
EXCLUDE | FL | FL-Eastern | Marathon Generating Plant | 696 | 4 | DFO | IC | 3 | 3 | 0 | 0 | 0 |  | Electric Utility | N | SB |  | Internal Combustion |  | Eastern
EXCLUDE | FL | FL-Eastern | Marathon Generating Plant | 696 | 5 | DFO | IC | 3 | 3 | 0 | 0 | 0 |  | Electric Utility | N | RE | 2007 | Retired prior to 2012 |  | Eastern
EXCLUDE | FL | FL-Eastern | Marathon Generating Plant | 696 | 6 | DFO | IC | 2.5 | 2.5 | 0 | 0 | 0 |  | Electric Utility | N | SB |  | Internal Combustion |  | Eastern
EXCLUDE | FL | FL-Eastern | Marathon Generating Plant | 696 | 7 | DFO | IC | 2.5 | 2.5 | 0 | 0 | 0 |  | Electric Utility | N | SB |  | Internal Combustion |  | Eastern
EXCLUDE | FL | FL-Eastern | Marathon Generating Plant | 696 | 8 | DFO | IC | 2 | 2 | 0 | 0 | 0 |  | Electric Utility | N | SB |  | Internal Combustion |  | Eastern
EXCLUDE | FL | FL-Eastern | Marathon Generating Plant | 696 | 9 | DFO | IC | 2 | 2 | 0 | 0 | 0 |  | Electric Utility | N | SB |  | Internal Combustion |  | Eastern
EXCLUDE | MO | MO-Eastern | Trenton Peaking | 698 | 1 | DFO | IC | 2.7 | 2.7 | 0 | 0 | 0 |  | Electric Utility | N | OP |  | Internal Combustion |  | Eastern
EXCLUDE | MO | MO-Eastern | Trenton Peaking | 698 | 2 | DFO | IC | 2.7 | 2.7 | 0 | 0 | 0 |  | Electric Utility | N | OP |  | Internal Combustion |  | Eastern
EXCLUDE | MO | MO-Eastern | Trenton Peaking | 698 | 3 | DFO | IC | 2.7 | 2.7 | 0 | 0 | 0 |  | Electric Utility | N | OP |  | Internal Combustion |  | Eastern
EXCLUDE | MO | MO-Eastern | Trenton Peaking | 698 | 4 | DFO | IC | 2.7 | 2.7 | 0 | 0 | 0 |  | Electric Utility | N | OP |  | Internal Combustion |  | Eastern
EXCLUDE | MO | MO-Eastern | Trenton Peaking | 698 | 5 | DFO | IC | 2.7 | 2.7 | 0 | 0 | 0 |  | Electric Utility | N | OP |  | Internal Combustion |  | Eastern
EXCLUDE | GA | GA-Eastern | Arkwright | 699 | 3 | BIT | ST | 40.2 | 42 | 0 | 0 | 0 |  | Electric Utility | N | RE | 2002 | Retired prior to 2012 |  | Eastern
EXCLUDE | GA | GA-Eastern | Arkwright | 699 | 4 | BIT | ST | 49 | 44 | 0 | 0 | 0 |  | Electric Utility | N | RE | 2002 | Retired prior to 2012 |  | Eastern
EXCLUDE | GA | GA-Eastern | Arkwright | 699 | 5A | DFO | GT | 16.3 | 13 | 0 | 0 | 0 |  | Electric Utility | N | RE | 2002 | Retired prior to 2012 |  | Eastern
EXCLUDE | GA | GA-Eastern | Arkwright | 699 | 5B | DFO | GT | 16.3 | 13 | 0 | 0 | 0 |  | Electric Utility | N | RE | 2002 | Retired prior to 2012 |  | Eastern
EXCLUDE | GA | GA-Eastern | Arkwright | 699 | ST1 | NG | ST | 46 | 41 | 0 | 0 | 0 |  | Electric Utility | N | RE | 2002 | Retired prior to 2012 |  | Eastern
EXCLUDE | GA | GA-Eastern | Arkwright | 699 | ST2 | NG | ST | 46 | 41 | 0 | 0 | 0 |  | Electric Utility | N | RE | 2002 | Retired prior to 2012 |  | Eastern
EXCLUDE | GA | GA-Eastern | Atkinson | 700 | 3 | NG | ST | 63 | 65 | 0 | 0 | 0 |  | Electric Utility | N | RE | 2002 | Retired prior to 2012 |  | Eastern
EXCLUDE | GA | GA-Eastern | Atkinson | 700 | 4 | NG | ST | 75 | 62 | 0 | 0 | 0 |  | Electric Utility | N | RE | 2002 | Retired prior to 2012 |  | Eastern
EXCLUDE | GA | GA-Eastern | Atkinson | 700 | 5A | DFO | GT | 41.8 | 32 | 0 | 0 | 0 |  | Electric Utility | N | RE | 2003 | Retired prior to 2012 |  | Eastern
EXCLUDE | GA | GA-Eastern | Atkinson | 700 | 5B | DFO | GT | 41.8 | 32 | 0 | 0 | 0 |  | Electric Utility | N | RE | 2003 | Retired prior to 2012 |  | Eastern
EXCLUDE | GA | GA-Eastern | Atkinson | 700 | ST2 | NG | ST | 60 | 55 | 0 | 0 | 0 |  | Electric Utility | N | RE | 2002 | Retired prior to 2012 |  | Eastern
EXCLUDE | GA | GA-Eastern | Barnett Shoals | 701 | 1 | WAT | HY | 0.7 | 0.2 | 0 | 0 | 0 |  | Electric Utility | N | RE | 2010 | Retired prior to 2012 |  | Eastern
EXCLUDE | GA | GA-Eastern | Barnett Shoals | 701 | 2 | WAT | HY | 0.7 | 0.2 | 0 | 0 | 0 |  | Electric Utility | N | RE | 2010 | Retired prior to 2012 |  | Eastern
EXCLUDE | GA | GA-Eastern | Barnett Shoals | 701 | 3 | WAT | HY | 0.7 | 0.2 | 0 | 0 | 0 |  | Electric Utility | N | RE | 2010 | Retired prior to 2012 |  | Eastern
EXCLUDE | GA | GA-Eastern | Barnett Shoals | 701 | 4 | WAT | HY | 0.7 | 0.2 | 0 | 0 | 0 |  | Electric Utility | N | RE | 2010 | Retired prior to 2012 |  | Eastern
EXCLUDE | AL | AL-Eastern | Bartletts Ferry | 702 | 1 | WAT | HY | 15 | 16.5 | 0 | 17270.72 | 0 |  | Electric Utility | N | OP |  | Non Combustion (NUC, WAT, WND, GEO, or SUN) |  | Eastern
EXCLUDE | AL | AL-Eastern | Bartletts Ferry | 702 | 2 | WAT | HY | 15 | 16.5 | 0 | 17270.72 | 0 |  | Electric Utility | N | OP |  | Non Combustion (NUC, WAT, WND, GEO, or SUN) |  | Eastern
EXCLUDE | AL | AL-Eastern | Bartletts Ferry | 702 | 3 | WAT | HY | 15 | 16.5 | 0 | 17270.72 | 0 |  | Electric Utility | N | OP |  | Non Combustion (NUC, WAT, WND, GEO, or SUN) |  | Eastern
EXCLUDE | AL | AL-Eastern | Bartletts Ferry | 702 | 4 | WAT | HY | 20 | 22 | 0 | 23027.63 | 0 |  | Electric Utility | N | OP |  | Non Combustion (NUC, WAT, WND, GEO, or SUN) |  | Eastern
EXCLUDE | AL | AL-Eastern | Bartletts Ferry | 702 | 5 | WAT | HY | 54 | 59.5 | 0 | 62174.6 | 0 |  | Electric Utility | N | OP |  | Non Combustion (NUC, WAT, WND, GEO, or SUN) |  | Eastern
EXCLUDE | AL | AL-Eastern | Bartletts Ferry | 702 | 6 | WAT | HY | 54 | 59.5 | 0 | 62174.6 | 0 |  | Electric Utility | N | OP |  | Non Combustion (NUC, WAT, WND, GEO, or SUN) |  | Eastern
COALST | GA | GA-Eastern | Bowen | 703 | 1 | BIT | ST | 805.8 | 724 | 8437 | 2668970 | 2902702.03 |  | Electric Utility | N | OP |  |  |  | Eastern
COALST | GA | GA-Eastern | Bowen | 703 | 2 | BIT | ST | 788.8 | 724 | 7917 | 1528127 | 1641471.35 |  | Electric Utility | N | OP |  |  |  | Eastern
COALST | GA | GA-Eastern | Bowen | 703 | 3 | BIT | ST | 952 | 892 | 9492 | 2882553 | 3288849.98 |  | Electric Utility | N | OP |  |  |  | Eastern
COALST | GA | GA-Eastern | Bowen | 703 | 4 | BIT | ST | 952 | 862 | 9446 | 2486093 | 2699498.3 |  | Electric Utility | N | OP |  |  |  | Eastern
EXCLUDE | GA | GA-Eastern | Bowen | 703 | 6 | DFO | GT | 41.8 | 32 | 505 | 43 | 45.75 |  | Electric Utility | N | OP | 2013 | Simple cycle unit |  | Eastern
EXCLUDE | GA | GA-Eastern | Burton | 704 | 1 | WAT | HY | 3 | 4.7 | 0 | 8519.5 | 0 |  | Electric Utility | N | OP |  | Non Combustion (NUC, WAT, WND, GEO, or SUN) |  | Eastern
EXCLUDE | GA | GA-Eastern | Burton | 704 | 2 | WAT | HY | 3 | 4.7 | 0 | 8519.5 | 0 |  | Electric Utility | N | OP |  | Non Combustion (NUC, WAT, WND, GEO, or SUN) |  | Eastern
EXCLUDE | GA | GA-Eastern | Flint River | 706 | 1 | WAT | HY | 1.8 | 2.2 | 0 | 6059 | 0 |  | Electric Utility | N | OP |  | Non Combustion (NUC, WAT, WND, GEO, or SUN) |  | Eastern
EXCLUDE | GA | GA-Eastern | Flint River | 706 | 2 | WAT | HY | 1.8 | 2.2 | 0 | 6059 | 0 |  | Electric Utility | N | OP |  | Non Combustion (NUC, WAT, WND, GEO, or SUN) |  | Eastern
EXCLUDE | GA | GA-Eastern | Flint River | 706 | 3 | WAT | HY | 1.8 | 2.2 | 0 | 6059 | 0 |  | Electric Utility | N | OP |  | Non Combustion (NUC, WAT, WND, GEO, or SUN) |  | Eastern
EXCLUDE | AL | AL-Eastern | Goat Rock | 707 | 1 | WAT | HY | 3 | 3.1 | 0 | 0 | 0 |  | Electric Utility | N | RE | 2001 | Retired prior to 2012 |  | Eastern
EXCLUDE | AL | AL-Eastern | Goat Rock | 707 | 2 | WAT | HY | 3 | 3.1 | 0 | 0 | 0 |  | Electric Utility | N | RE | 2001 | Retired prior to 2012 |  | Eastern
EXCLUDE | AL | AL-Eastern | Goat Rock | 707 | 3 | WAT | HY | 5 | 5 | 0 | 12755.31 | 0 |  | Electric Utility | N | OP |  | Non Combustion (NUC, WAT, WND, GEO, or SUN) |  | Eastern
EXCLUDE | AL | AL-Eastern | Goat Rock | 707 | 4 | WAT | HY | 5 | 5 | 0 | 12755.31 | 0 |  | Electric Utility | N | OP |  | Non Combustion (NUC, WAT, WND, GEO, or SUN) |  | Eastern
EXCLUDE | AL | AL-Eastern | Goat Rock | 707 | 5 | WAT | HY | 5 | 5 | 0 | 12755.31 | 0 |  | Electric Utility | N | OP |  | Non Combustion (NUC, WAT, WND, GEO, or SUN) |  | Eastern
EXCLUDE | AL | AL-Eastern | Goat Rock | 707 | 6 | WAT | HY | 5 | 5 | 0 | 12755.31 | 0 |  | Electric Utility | N | OP |  | Non Combustion (NUC, WAT, WND, GEO, or SUN) |  | Eastern
EXCLUDE | AL | AL-Eastern | Goat Rock | 707 | 7 | WAT | HY | 9.3 | 9.4 | 0 | 23724.88 | 0 |  | Electric Utility | N | OP |  | Non Combustion (NUC, WAT, WND, GEO, or SUN) |  | Eastern
EXCLUDE | AL | AL-Eastern | Goat Rock | 707 | 8 | WAT | HY | 9.3 | 9.4 | 0 | 23724.88 | 0 |  | Electric Utility | N | OP |  | Non Combustion (NUC, WAT, WND, GEO, or SUN) |  | Eastern
COALST | GA | GA-Eastern | Hammond | 708 | 1 | BIT | ST | 125 | 110 | 1313 | 199166 | 264856.21 |  | Electric Utility | N | OP |  |  |  | Eastern
COALST | GA | GA-Eastern | Hammond | 708 | 2 | BIT | ST | 125 | 110 | 1332 | 194988 | 236142.25 |  | Electric Utility | N | OP |  |  |  | Eastern
COALST | GA | GA-Eastern | Hammond | 708 | 3 | BIT | ST | 125 | 110 | 1368 | 330277 | 410678.45 |  | Electric Utility | N | OP |  |  |  | Eastern
COALST | GA | GA-Eastern | Hammond | 708 | 4 | BIT | ST | 578 | 510 | 5972 | 691325 | 833797.84 |  | Electric Utility | N | OP |  |  |  | Eastern
COALST | GA | GA-Eastern | Harllee Branch | 709 | 1 | BIT | ST | 299.2 | 266 | 3006 | 823288 | 918644.33 |  | Electric Utility | N | OP | 2015 |  |  | Eastern
COALST | GA | GA-Eastern | Harllee Branch | 709 | 2 | BIT | ST | 359 | 325 | 3484 | 335094 | 365731.9 |  | Electric Utility | N | OP | 2013 |  |  | Eastern
COALST | GA | GA-Eastern | Harllee Branch | 709 | 3 | BIT | ST | 544 | 509 | 5586 | 374003 | 430834.45 |  | Electric Utility | N | OP | 2015 |  |  | Eastern
COALST | GA | GA-Eastern | Harllee Branch | 709 | 4 | BIT | ST | 544 | 507 | 6190 | 566894 | 644050.2 |  | Electric Utility | N | OP | 2015 |  |  | Eastern
COALST | GA | GA-Eastern | Jack McDonough | 710 | 1 | BIT | ST | 299.2 | 251 | 2833 | 41375 | 55048 |  | Electric Utility | N | RE | 2012 |  |  | Eastern
EXCLUDE | GA | GA-Eastern | Jack McDonough | 710 | 2 | BIT | ST | 299.2 | 251 | 0 | 0 | 0 |  | Electric Utility | N | RE | 2011 | Retired prior to 2012 |  | Eastern
EXCLUDE | GA | GA-Eastern | Jack McDonough | 710 | 3A | DFO | GT | 41.8 | 32 | 504 | -93 | 37.56 |  | Electric Utility | N | OP |  | Simple cycle unit |  | Eastern
EXCLUDE | GA | GA-Eastern | Jack McDonough | 710 | 3B | NG | GT | 41.8 | 32 | 504 | -93 | 8.89 |  | Electric Utility | N | OP |  | Simple cycle unit |  | Eastern
NGCC | GA | GA-Eastern | Jack McDonough | 710 | 4 | NG | CC | 375 | 375 | 3612 | 1776691.52 | 760602.53 |  | Electric Utility | N | OP |  |  |  | Eastern
UC NGCC - commenced in 2012 | GA | GA-Eastern | Jack McDonough | 710 | 5 | NG | CC | 375 | 375 | 3612 | 1776691.52 | 760602.53 |  | Electric Utility | N | OP |  |  | Yes | Eastern
UC NGCC - commenced in 2012 | GA | GA-Eastern | Jack McDonough | 710 | 5ACT | NG | CC | 232.5 | 231.5 | 3612 | 1101548.74 | 471573.57 |  | Electric Utility | N | OP |  |  | Yes | Eastern
UC NGCC - commenced in 2012 | GA | GA-Eastern | Jack McDonough | 710 | 5BCT | NG | CC | 232.5 | 231.5 | 3612 | 1101548.74 | 471573.57 |  | Electric Utility | N | OP |  |  | Yes | Eastern
UC NGCC - commenced in 2012 | GA | GA-Eastern | Jack McDonough | 710 | 6 | NG | CC | 375 | 375 | 3612 | 1776691.52 | 760602.53 |  | Electric Utility | N | OP |  |  | Yes | Eastern
UC NGCC - commenced in 2012 | GA | GA-Eastern | Jack McDonough | 710 | 6ACT | NG | CC | 232.5 | 231.5 | 3612 | 1101548.74 | 471573.57 |  | Electric Utility | N | OP |  |  | Yes | Eastern
UC NGCC - commenced in 2012 | GA | GA-Eastern | Jack McDonough | 710 | 6BCT | NG | CC | 232.5 | 231.5 | 3612 | 1101548.74 | 471573.57 |  | Electric Utility | N | OP |  |  | Yes | Eastern
NGCC | GA | GA-Eastern | Jack McDonough | 710 | CT4A | NG | CC | 232.5 | 231.5 | 3612 | 1101548.74 | 471573.57 |  | Electric Utility | N | OP |  |  |  | Eastern
NGCC | GA | GA-Eastern | Jack McDonough | 710 | CT4B | NG | CC | 232.5 | 231.5 | 3612 | 1101548.74 | 471573.57 |  | Electric Utility | N | OP |  |  |  | Eastern
EXCLUDE | AL | AL-Eastern | Langdale | 711 | 5 | WAT | HY | 0.5 | 0.3 | 0 | 0 | 0 |  | Electric Utility | N | OP |  | Non Combustion (NUC, WAT, WND, GEO, or SUN) |  | Eastern
EXCLUDE | AL | AL-Eastern | Langdale | 711 | 6 | WAT | HY | 0.5 | 0.3 | 0 | 0 | 0 |  | Electric Utility | N | OP |  | Non Combustion (NUC, WAT, WND, GEO, or SUN) |  | Eastern
EXCLUDE | GA | GA-Eastern | Lloyd Shoals | 712 | 1 | WAT | HY | 2.4 | 3.7 | 0 | 4529.17 | 0 |  | Electric Utility | N | OP |  | Non Combustion (NUC, WAT, WND, GEO, or SUN) |  | Eastern
EXCLUDE | GA | GA-Eastern | Lloyd Shoals | 712 | 2 | WAT | HY | 2.4 | 3.7 | 0 | 4529.17 | 0 |  | Electric Utility | N | OP |  | Non Combustion (NUC, WAT, WND, GEO, or SUN) |  | Eastern
EXCLUDE | GA | GA-Eastern | Lloyd Shoals | 712 | 3 | WAT | HY | 2.4 | 3.7 | 0 | 4529.17 | 0 |  | Electric Utility | N | OP |  | Non Combustion (NUC, WAT, WND, GEO, or SUN) |  | Eastern
EXCLUDE | GA | GA-Eastern | Lloyd Shoals | 712 | 4 | WAT | HY | 2.4 | 3.7 | 0 | 4529.17 | 0 |  | Electric Utility | N | OP |  | Non Combustion (NUC, WAT, WND, GEO, or SUN) |  | Eastern
EXCLUDE | GA | GA-Eastern | Lloyd Shoals | 712 | 5 | WAT | HY | 2.4 | 3.7 | 0 | 4529.17 | 0 |  | Electric Utility | N | OP |  | Non Combustion (NUC, WAT, WND, GEO, or SUN) |  | Eastern
EXCLUDE | GA | GA-Eastern | Lloyd Shoals | 712 | 6 | WAT | HY | 2.4 | 3.7 | 0 | 4529.17 | 0 |  | Electric Utility | N | OP |  | Non Combustion (NUC, WAT, WND, GEO, or SUN) |  | Eastern
EXCLUDE | CA | CA-Western | Toadtown | 714 | 1 | WAT | HY | 1.8 | 1.5 | 0 | 3404 | 0 |  | Electric Utility | N | OP |  | Non Combustion (NUC, WAT, WND, GEO, or SUN) |  | Western
OGST | GA | GA-Eastern | McManus | 715 | 1 | RFO | ST | 50 | 43 | 735 | 0 | 0 |  | Electric Utility | N | OP | 2015 |  |  | Eastern
OGST | GA | GA-Eastern | McManus | 715 | 2 | RFO | ST | 93.7 | 79 | 1266 | 0 | 0 |  | Electric Utility | N | OP | 2015 |  |  | Eastern
EXCLUDE | GA | GA-Eastern | McManus | 715 | 3A | DFO | GT | 55.4 | 46 | 724 | 249.8 | 311.18 |  | Electric Utility | N | OP |  | Simple cycle unit |  | Eastern
EXCLUDE | GA | GA-Eastern | McManus | 715 | 3B | DFO | GT | 55.4 | 46 | 724 | 389.28 | 449.19 |  | Electric Utility | N | OP |  | Simple cycle unit |  | Eastern
EXCLUDE | GA | GA-Eastern | McManus | 715 | 3C | DFO | GT | 55.4 | 46 | 724 | 244.56 | 263.86 |  | Electric Utility | N | OP |  | Simple cycle unit |  | Eastern
EXCLUDE | GA | GA-Eastern | McManus | 715 | 4A | DFO | GT | 55.4 | 46 | 724 | 545.35 | 699.01 |  | Electric Utility | N | OP |  | Simple cycle unit |  | Eastern
EXCLUDE | GA | GA-Eastern | McManus | 715 | 4B | DFO | GT | 55.4 | 46 | 724 | 223.31 | 278.14 |  | Electric Utility | N | OP |  | Simple cycle unit |  | Eastern
EXCLUDE | GA | GA-Eastern | McManus | 715 | 4C | DFO | GT | 55.4 | 46 | 724 | 349.53 | 472.25 |  | Electric Utility | N | OP |  | Simple cycle unit |  | Eastern
EXCLUDE | GA | GA-Eastern | McManus | 715 | 4D | DFO | GT | 55.4 | 46 | 724 | 393.04 | 485.11 |  | Electric Utility | N | OP |  | Simple cycle unit |  | Eastern
EXCLUDE | GA | GA-Eastern | McManus | 715 | 4E | DFO | GT | 55.4 | 46 | 724 | 36 | 148.27 |  | Electric Utility | N | OP |  | Simple cycle unit |  | Eastern
EXCLUDE | GA | GA-Eastern | McManus | 715 | 4F | DFO | GT | 55.4 | 46 | 724 | 36 | 169.2 |  | Electric Utility | N | OP |  | Simple cycle unit |  | Eastern
EXCLUDE | GA | GA-Eastern | McManus | 715 | IC1 | DFO | IC | 2 | 2 | 0 | 0 | 0 |  | Electric Utility | N | OP |  | Internal Combustion |  | Eastern
EXCLUDE | GA | GA-Eastern | Morgan Falls | 717 | 1 | WAT | HY | 2.4 | 1.4 | 0 | 2633.71 | 0 |  | Electric Utility | N | OP |  | Non Combustion (NUC, WAT, WND, GEO, or SUN) |  | Eastern
EXCLUDE | GA | GA-Eastern | Morgan Falls | 717 | 2 | WAT | HY | 2.4 | 1.4 | 0 | 2633.71 | 0 |  | Electric Utility | N | OP |  | Non Combustion (NUC, WAT, WND, GEO, or SUN) |  | Eastern
EXCLUDE | GA | GA-Eastern | Morgan Falls | 717 | 3 | WAT | HY | 2.4 | 1.4 | 0 | 2633.71 | 0 |  | Electric Utility | N | OP |  | Non Combustion (NUC, WAT, WND, GEO, or SUN) |  | Eastern
EXCLUDE | GA | GA-Eastern | Morgan Falls | 717 | 4 | WAT | HY | 2.4 | 1.4 | 0 | 2633.71 | 0 |  | Electric Utility | N | OP |  | Non Combustion (NUC, WAT, WND, GEO, or SUN) |  | Eastern
EXCLUDE | GA | GA-Eastern | Morgan Falls | 717 | 5 | WAT | HY | 2.4 | 1.4 | 0 | 2633.71 | 0 |  | Electric Utility | N | OP |  | Non Combustion (NUC, WAT, WND, GEO, or SUN) |  | Eastern
EXCLUDE | GA | GA-Eastern | Morgan Falls | 717 | 6 | WAT | HY | 2.4 | 1.4 | 0 | 2633.71 | 0 |  | Electric Utility | N | OP |  | Non Combustion (NUC, WAT, WND, GEO, or SUN) |  | Eastern
EXCLUDE | GA | GA-Eastern | Morgan Falls | 717 | 7 | WAT | HY | 2.4 | 1.4 | 0 | 2633.71 | 0 |  | Electric Utility | N | OP |  | Non Combustion (NUC, WAT, WND, GEO, or SUN) |  | Eastern
EXCLUDE | GA | GA-Eastern | Nacoochee | 718 | 1 | WAT | HY | 2.4 | 3 | 0 | 5101 | 0 |  | Electric Utility | N | OP |  | Non Combustion (NUC, WAT, WND, GEO, or SUN) |  | Eastern
EXCLUDE | GA | GA-Eastern | Nacoochee | 718 | 2 | WAT | HY | 2.4 | 3 | 0 | 5101 | 0 |  | Electric Utility | N | OP |  | Non Combustion (NUC, WAT, WND, GEO, or SUN) |  | Eastern
EXCLUDE | GA | GA-Eastern | North Highlands | 719 | 1 | WAT | HY | 9.2 | 10.5 | 0 | 18951.38 | 0 |  | Electric Utility | N | OP |  | Non Combustion (NUC, WAT, WND, GEO, or SUN) |  | Eastern
EXCLUDE | GA | GA-Eastern | North Highlands | 719 | 2 | WAT | HY | 9.2 | 10.5 | 0 | 18951.38 | 0 |  | Electric Utility | N | OP |  | Non Combustion (NUC, WAT, WND, GEO, or SUN) |  | Eastern
EXCLUDE | GA | GA-Eastern | North Highlands | 719 | 3 | WAT | HY | 9.2 | 10.5 | 0 | 18951.38 | 0 |  | Electric Utility | N | OP |  | Non Combustion (NUC, WAT, WND, GEO, or SUN) |  | Eastern
EXCLUDE | GA | GA-Eastern | North Highlands | 719 | 4 | WAT | HY | 2 | 2.3 | 0 | 4119.86 | 0 |  | Electric Utility | N | OP |  | Non Combustion (NUC, WAT, WND, GEO, or SUN) |  | Eastern
EXCLUDE | GA | GA-Eastern | Oliver Dam | 720 | 1 | WAT | HY | 18 | 17.7 | 0 | 26802.9 | 0 |  | Electric Utility | N | OP |  | Non Combustion (NUC, WAT, WND, GEO, or SUN) |  | Eastern
EXCLUDE | GA | GA-Eastern | Oliver Dam | 720 | 2 | WAT | HY | 18 | 17.7 | 0 | 26802.9 | 0 |  | Electric Utility | N | OP |  | Non Combustion (NUC, WAT, WND, GEO, or SUN) |  | Eastern
EXCLUDE | GA | GA-Eastern | Oliver Dam | 720 | 3 | WAT | HY | 18 | 17.7 | 0 | 26802.9 | 0 |  | Electric Utility | N | OP |  | Non Combustion (NUC, WAT, WND, GEO, or SUN) |  | Eastern
EXCLUDE | GA | GA-Eastern | Oliver Dam | 720 | 4 | WAT | HY | 6 | 5.9 | 0 | 8934.3 | 0 |  | Electric Utility | N | OP |  | Non Combustion (NUC, WAT, WND, GEO, or SUN) |  | Eastern
EXCLUDE | GA | GA-Eastern | Sinclair Dam | 722 | 1 | WAT | HY | 22.5 | 21.9 | 0 | 13714.5 | 0 |  | Electric Utility | N | OP |  | Non Combustion (NUC, WAT, WND, GEO, or SUN) |  | Eastern
EXCLUDE | GA | GA-Eastern | Sinclair Dam | 722 | 2 | WAT | HY | 22.5 | 21.9 | 0 | 13714.5 | 0 |  | Electric Utility | N | OP |  | Non Combustion (NUC, WAT, WND, GEO, or SUN) |  | Eastern
EXCLUDE | GA | GA-Eastern | Tallulah Falls | 723 | 1 | WAT | HY | 12 | 12 | 0 | 16667.33 | 0 |  | Electric Utility | N | OP |  | Non Combustion (NUC, WAT, WND, GEO, or SUN) |  | Eastern
EXCLUDE | GA | GA-Eastern | Tallulah Falls | 723 | 2 | WAT | HY | 12 | 12 | 0 | 16667.33 | 0 |  | Electric Utility | N | OP |  | Non Combustion (NUC, WAT, WND, GEO, or SUN) |  | Eastern
EXCLUDE | GA | GA-Eastern | Tallulah Falls | 723 | 3 | WAT | HY | 12 | 12 | 0 | 16667.33 | 0 |  | Electric Utility | N | OP |  | Non Combustion (NUC, WAT, WND, GEO, or SUN) |  | Eastern
EXCLUDE | GA | GA-Eastern | Tallulah Falls | 723 | 4 | WAT | HY | 12 | 12 | 0 | 16667.33 | 0 |  | Electric Utility | N | OP |  | Non Combustion (NUC, WAT, WND, GEO, or SUN) |  | Eastern
EXCLUDE | GA | GA-Eastern | Tallulah Falls | 723 | 5 | WAT | HY | 12 | 12 | 0 | 16667.33 | 0 |  | Electric Utility | N | OP |  | Non Combustion (NUC, WAT, WND, GEO, or SUN) |  | Eastern
EXCLUDE | GA | GA-Eastern | Tallulah Falls | 723 | 6 | WAT | HY | 12 | 12 | 0 | 16667.33 | 0 |  | Electric Utility | N | OP |  | Non Combustion (NUC, WAT, WND, GEO, or SUN) |  | Eastern
EXCLUDE | GA | GA-Eastern | Terrora | 724 | 1 | WAT | HY | 8 | 8.3 | 0 | 14671 | 0 |  | Electric Utility | N | OP |  | Non Combustion (NUC, WAT, WND, GEO, or SUN) |  | Eastern
EXCLUDE | GA | GA-Eastern | Terrora | 724 | 2 | WAT | HY | 8 | 8.3 | 0 | 14671 | 0 |  | Electric Utility | N | OP |  | Non Combustion (NUC, WAT, WND, GEO, or SUN) |  | Eastern
EXCLUDE | GA | GA-Eastern | Tugalo | 725 | 1 | WAT | HY | 11.2 | 13 | 0 | 17471 | 0 |  | Electric Utility | N | OP |  | Non Combustion (NUC, WAT, WND, GEO, or SUN) |  | Eastern
EXCLUDE | GA | GA-Eastern | Tugalo | 725 | 2 | WAT | HY | 11.2 | 13 | 0 | 17471 | 0 |  | Electric Utility | N | OP |  | Non Combustion (NUC, WAT, WND, GEO, or SUN) |  | Eastern
EXCLUDE | GA | GA-Eastern | Tugalo | 725 | 3 | WAT | HY | 11.2 | 13 | 0 | 17471 | 0 |  | Electric Utility | N | OP |  | Non Combustion (NUC, WAT, WND, GEO, or SUN) |  | Eastern
EXCLUDE | GA | GA-Eastern | Tugalo | 725 | 4 | WAT | HY | 11.2 | 13 | 0 | 17471 | 0 |  | Electric Utility | N | OP |  | Non Combustion (NUC, WAT, WND, GEO, or SUN) |  | Eastern
EXCLUDE | GA | GA-Eastern | Mitchell | 727 | 1 | BIT | ST | 27.5 | 20 | 0 | 0 | 0 |  | Electric Utility | N | RE | 2002 | Retired prior to 2012 |  | Eastern
EXCLUDE | GA | GA-Eastern | Mitchell | 727 | 2 | BIT | ST | 27.5 | 20 | 0 | 0 | 0 |  | Electric Utility | N | RE | 2002 | Retired prior to 2012 |  | Eastern
COALST | GA | GA-Eastern | Mitchell | 727 | 3 | BIT | ST | 163.2 | 155 | 1814 | 3049.03 | 3587.95 |  | Electric Utility | N | OP |  |  |  | Eastern
EXCLUDE | GA | GA-Eastern | Mitchell | 727 | 4A | DFO | GT | 41.8 | 31 | 336.67 | 61.26 | 83.83 |  | Electric Utility | N | OP |  | Simple cycle unit |  | Eastern
EXCLUDE | GA | GA-Eastern | Mitchell | 727 | 4B | DFO | GT | 41.8 | 31 | 336.67 | 61.26 | 83.83 |  | Electric Utility | N | OP |  | Simple cycle unit |  | Eastern
EXCLUDE | GA | GA-Eastern | Mitchell | 727 | 4C | DFO | GT | 41.8 | 31 | 336.67 | 61.26 | 83.83 |  | Electric Utility | N | RE | 2012 | Simple cycle unit |  | Eastern
COALST | GA | GA-Eastern | Yates | 728 | 1 | BIT | ST | 122.5 | 97 | 1380 | 16249 | 26191.83 |  | Electric Utility | N | OP | 2015 |  |  | Eastern
COALST | GA | GA-Eastern | Yates | 728 | 2 | BIT | ST | 122.5 | 103 | 1404 | 269654 | 347153.89 |  | Electric Utility | N | OP | 2015 |  |  | Eastern
COALST | GA | GA-Eastern | Yates | 728 | 3 | BIT | ST | 122.5 | 111 | 1552 | 354408 | 451732.94 |  | Electric Utility | N | OP | 2015 |  |  | Eastern
COALST | GA | GA-Eastern | Yates | 728 | 4 | BIT | ST | 156.2 | 133 | 1579 | 49651 | 63996.77 |  | Electric Utility | N | OP | 2015 |  |  | Eastern
COALST | GA | GA-Eastern | Yates | 728 | 5 | BIT | ST | 156.2 | 135 | 1664 | 8561 | 13404.61 |  | Electric Utility | N | OP | 2015 |  |  | Eastern
COALST | GA | GA-Eastern | Yates | 728 | 6 | BIT | ST | 403.7 | 352 | 4183 | 1082502 | 1124108.8 |  | Electric Utility | N | OP |  |  |  | Eastern
COALST | GA | GA-Eastern | Yates | 728 | 7 | BIT | ST | 403.7 | 355 | 3996 | 591440 | 617667.38 |  | Electric Utility | N | OP |  |  |  | Eastern
EXCLUDE | GA | GA-Eastern | Yonah | 729 | 1 | WAT | HY | 7.5 | 9.5 | 0 | 10362.33 | 0 |  | Electric Utility | N | OP |  | Non Combustion (NUC, WAT, WND, GEO, or SUN) |  | Eastern
EXCLUDE | GA | GA-Eastern | Yonah | 729 | 2 | WAT | HY | 7.5 | 9.5 | 0 | 10362.33 | 0 |  | Electric Utility | N | OP |  | Non Combustion (NUC, WAT, WND, GEO, or SUN) |  | Eastern
EXCLUDE | GA | GA-Eastern | Yonah | 729 | 3 | WAT | HY | 7.5 | 9.5 | 0 | 10362.33 | 0 |  | Electric Utility | N | OP |  | Non Combustion (NUC, WAT, WND, GEO, or SUN) |  | Eastern
EXCLUDE | GA | GA-Eastern | Boulevard | 732 | 1 | NG | GT | 15.6 | 14 | 0 | 35 | 155.07 |  | Electric Utility | N | OP |  | Simple cycle unit |  | Eastern
EXCLUDE | GA | GA-Eastern | Boulevard | 732 | 2 | NG | GT | 15.6 | 14 | 0 | 35 | 155.07 |  | Electric Utility | N | OP | 2015 | Simple cycle unit |  | Eastern
EXCLUDE | GA | GA-Eastern | Boulevard | 732 | 3 | NG | GT | 15.6 | 14 | 0 | 35 | 155.07 |  | Electric Utility | N | OP | 2015 | Simple cycle unit |  | Eastern
COALST | GA | GA-Eastern | Kraft | 733 | 2 | BIT | ST | 54.4 | 52 | 690 | 178896 | 146697.67 |  | Electric Utility | N | OP | 2016 |  |  | Eastern
COALST | GA | GA-Eastern | Kraft | 733 | 3 | BIT | ST | 103.5 | 101 | 1274 | 268932 | 222823.43 |  | Electric Utility | N | OP | 2016 |  |  | Eastern
OGST | GA | GA-Eastern | Kraft | 733 | 4 | NG | ST | 126 | 115 | 1393 | 0 | 0 |  | Electric Utility | N | OP | 2016 |  |  | Eastern
EXCLUDE | GA | GA-Eastern | Kraft | 733 | PWA | NG | GT | 18.5 | 17 | 0 | 52 | 22.33 |  | Electric Utility | N | OP |  | Simple cycle unit |  | Eastern
COALST | GA | GA-Eastern | Kraft | 733 | ST1 | BIT | ST | 50 | 48 | 647 | 177740 | 145805.18 |  | Electric Utility | N | OP | 2016 |  |  | Eastern
EXCLUDE | GA | GA-Eastern | Riverside | 734 | 4 | NG | ST | 15 | 20 | 0 | 0 | 0 |  | Electric Utility | N | RE | 2004 | Retired prior to 2012 |  | Eastern
EXCLUDE | GA | GA-Eastern | Riverside | 734 | 5 | NG | ST | 7.5 | 9 | 0 | 0 | 0 |  | Electric Utility | N | RE | 2004 | Retired prior to 2012 |  | Eastern
EXCLUDE | GA | GA-Eastern | Riverside | 734 | 6 | NG | ST | 24.7 | 19 | 0 | 0 | 0 |  | Electric Utility | N | RE | 2005 | Retired prior to 2012 |  | Eastern
EXCLUDE | GA | GA-Eastern | Riverside | 734 | 7 | NG | ST | 21.2 | 20 | 0 | 0 | 0 |  | Electric Utility | N | RE | 2005 | Retired prior to 2012 |  | Eastern
EXCLUDE | GA | GA-Eastern | Riverside | 734 | 8 | NG | ST | 37.5 | 39 | 0 | 0 | 0 |  | Electric Utility | N | RE | 2005 | Retired prior to 2012 |  | Eastern
EXCLUDE | GA | GA-Eastern | Stevens Creek | 736 | 1 | WAT | HY | 2.3 | 1.5 | 0 | 6049.88 | 0 |  | Electric Utility | N | OP |  | Non Combustion (NUC, WAT, WND, GEO, or SUN) |  | Eastern
EXCLUDE | GA | GA-Eastern | Stevens Creek | 736 | 2 | WAT | HY | 2.3 | 1.5 | 0 | 6049.88 | 0 |  | Electric Utility | N | OP |  | Non Combustion (NUC, WAT, WND, GEO, or SUN) |  | Eastern
EXCLUDE | GA | GA-Eastern | Stevens Creek | 736 | 3 | WAT | HY | 2.3 | 1.5 | 0 | 6049.88 | 0 |  | Electric Utility | N | OP |  | Non Combustion (NUC, WAT, WND, GEO, or SUN) |  | Eastern
EXCLUDE | GA | GA-Eastern | Stevens Creek | 736 | 4 | WAT | HY | 2.3 | 1.5 | 0 | 6049.88 | 0 |  | Electric Utility | N | OP |  | Non Combustion (NUC, WAT, WND, GEO, or SUN) |  | Eastern
EXCLUDE | GA | GA-Eastern | Stevens Creek | 736 | 5 | WAT | HY | 2.3 | 1.5 | 0 | 6049.88 | 0 |  | Electric Utility | N | OP |  | Non Combustion (NUC, WAT, WND, GEO, or SUN) |  | Eastern
EXCLUDE | GA | GA-Eastern | Stevens Creek | 736 | 6 | WAT | HY | 2.3 | 1.5 | 0 | 6049.88 | 0 |  | Electric Utility | N | OP |  | Non Combustion (NUC, WAT, WND, GEO, or SUN) |  | Eastern
EXCLUDE | GA | GA-Eastern | Stevens Creek | 736 | 7 | WAT | HY | 2.3 | 1.5 | 0 | 6049.88 | 0 |  | Electric Utility | N | OP |  | Non Combustion (NUC, WAT, WND, GEO, or SUN) |  | Eastern
EXCLUDE | GA | GA-Eastern | Stevens Creek | 736 | 8 | WAT | HY | 2.3 | 1.5 | 0 | 6049.88 | 0 |  | Electric Utility | N | OP |  | Non Combustion (NUC, WAT, WND, GEO, or SUN) |  | Eastern
EXCLUDE | CA | CA-Western | Etiwanda | 745 | 1 | WAT | HY | 23.9 | 23.9 | 0 | 44585 | 0 |  | Electric Utility | N | OP |  | Non Combustion (NUC, WAT, WND, GEO, or SUN) |  | Western
EXCLUDE | FL | FL-Eastern | Dinner Lake | 747 | 1 | NG | ST | 12.6 | 11 | 0 | 0 | 0 |  | Electric Utility | N | RE | 2003 | Retired prior to 2012 |  | Eastern
EXCLUDE | FL | FL-Eastern | Phillips | 748 | 1 | DFO | IC | 19.2 | 18 | 0 | 0 | 0 |  | Electric Utility | N | OS |  | Internal Combustion |  | Eastern
EXCLUDE | FL | FL-Eastern | Phillips | 748 | 2 | DFO | IC | 19.2 | 18 | 0 | 0 | 0 |  | Electric Utility | N | OS |  | Internal Combustion |  | Eastern
EXCLUDE | FL | FL-Eastern | Phillips | 748 | 3 | RFO | CC | 3.6 | 3 | 0 | 0 | 0 |  | Electric Utility | N | RE | 2006 | Retired prior to 2012 |  | Eastern
EXCLUDE | CA | CA-Western | Moccasin Low Head Hydro Project | 751 | 1 | WAT | HY | 2.9 | 2.9 | 0 | 1648 | 0 |  | Electric Utility | N | OP |  | Non Combustion (NUC, WAT, WND, GEO, or SUN) |  | Western
EXCLUDE | GA | GA-Eastern | Lake Blackshear Project | 752 | 1 | WAT | HY | 2.4 | 2.4 | 0 | 2701.26 | 0 |  | Electric Utility | N | OP |  | Non Combustion (NUC, WAT, WND, GEO, or SUN) |  | Eastern
EXCLUDE | GA | GA-Eastern | Lake Blackshear Project | 752 | 2 | WAT | HY | 5 | 4 | 0 | 5627.62 | 0 |  | Electric Utility | N | OP |  | Non Combustion (NUC, WAT, WND, GEO, or SUN) |  | Eastern
EXCLUDE | GA | GA-Eastern | Lake Blackshear Project | 752 | 3 | WAT | HY | 4.8 | 4.8 | 0 | 5402.51 | 0 |  | Electric Utility | N | OP |  | Non Combustion (NUC, WAT, WND, GEO, or SUN) |  | Eastern
EXCLUDE | GA | GA-Eastern | Lake Blackshear Project | 752 | 4 | WAT | HY | 5 | 4 | 0 | 5627.62 | 0 |  | Electric Utility | N | OP |  | Non Combustion (NUC, WAT, WND, GEO, or SUN) |  | Eastern
EXCLUDE | GA | GA-Eastern | Crisp Plant | 753 | 1 | BIT | ST | 12.5 | 10 | 0 | 257 | 604.99 |  | Electric Utility | N | OP |  | Steam unit (PRMVR=ST) less than or equal to 25MW (i.e. 250 MMBtu/hr) |  | Eastern
EXCLUDE | GA | GA-Eastern | Crisp Plant | 753 | GT1 | NG | GT | 5 | 4 | 0 | 84 | 157.86 |  | Electric Utility | N | OP |  | Simple cycle unit |  | Eastern
EXCLUDE | GA | GA-Eastern | Hartwell Lake | 754 | 1 | WAT | HY | 85 | 85 | 0 | 57435.71 | 0 |  | Electric Utility | N | OP |  | Non Combustion (NUC, WAT, WND, GEO, or SUN) |  | Eastern
EXCLUDE | GA | GA-Eastern | Hartwell Lake | 754 | 2 | WAT | HY | 85 | 85 | 0 | 57435.71 | 0 |  | Electric Utility | N | OP |  | Non Combustion (NUC, WAT, WND, GEO, or SUN) |  | Eastern
EXCLUDE | GA | GA-Eastern | Hartwell Lake | 754 | 3 | WAT | HY | 85 | 85 | 0 | 57435.71 | 0 |  | Electric Utility | N | OP |  | Non Combustion (NUC, WAT, WND, GEO, or SUN) |  | Eastern
EXCLUDE | GA | GA-Eastern | Hartwell Lake | 754 | 4 | WAT | HY | 85 | 85 | 0 | 57435.71 | 0 |  | Electric Utility | N | OP |  | Non Combustion (NUC, WAT, WND, GEO, or SUN) |  | Eastern
EXCLUDE | GA | GA-Eastern | Hartwell Lake | 754 | 5 | WAT | HY | 80 | 90 | 0 | 54057.14 | 0 |  | Electric Utility | N | OP |  | Non Combustion (NUC, WAT, WND, GEO, or SUN) |  | Eastern
EXCLUDE | GA | GA-Eastern | Blue Ridge | 757 | 1 | WAT | HY | 22 | 16 | 0 | 12368.68 | 0 |  | Electric Utility | N | OP |  | Non Combustion (NUC, WAT, WND, GEO, or SUN) |  | Eastern
EXCLUDE | GA | GA-Eastern | Blue Ridge | 757 | 2 | WAT | HY | 1.5 | 1.3 | 0 | 843.32 | 0 |  | Electric Utility | N | OP |  | Non Combustion (NUC, WAT, WND, GEO, or SUN) |  | Eastern
EXCLUDE | GA | GA-Eastern | Nottely | 758 | 1 | WAT | HY | 15 | 19.2 | 0 | 15296.23 | 0 |  | Electric Utility | N | OP |  | Non Combustion (NUC, WAT, WND, GEO, or SUN) |  | Eastern
EXCLUDE | GA | GA-Eastern | Nottely | 758 | 2 | WAT | HY | 0.9 | 0.9 | 0 | 917.77 | 0 |  | Electric Utility | N | OP |  | Non Combustion (NUC, WAT, WND, GEO, or SUN) |  | Eastern
EXCLUDE | GA | GA-Eastern | Buford | 759 | 1 | WAT | HY | 40 | 40 | 0 | 0 | 0 |  | Electric Utility | N | RE | 2003 | Retired prior to 2012 |  | Eastern
EXCLUDE | GA | GA-Eastern | Buford | 759 | 1A | WAT | HY | 62 | 60 | 0 | 49904.33 | 0 |  | Electric Utility | N | OP |  | Non Combustion (NUC, WAT, WND, GEO, or SUN) |  | Eastern
EXCLUDE | GA | GA-Eastern | Buford | 759 | 2 | WAT | HY | 40 | 40 | 0 | 0 | 0 |  | Electric Utility | N | RE | 2004 | Retired prior to 2012 |  | Eastern
EXCLUDE | GA | GA-Eastern | Buford | 759 | 2A | WAT | HY | 62 | 60 | 0 | 49904.33 | 0 |  | Electric Utility | N | OP |  | Non Combustion (NUC, WAT, WND, GEO, or SUN) |  | Eastern
EXCLUDE | GA | GA-Eastern | Buford | 759 | 3 | WAT | HY | 6 | 6 | 0 | 0 | 0 |  | Electric Utility | N | RE | 2005 | Retired prior to 2012 |  | Eastern
EXCLUDE | GA | GA-Eastern | Buford | 759 | 3A | WAT | HY | 7.2 | 6.8 | 0 | 5795.34 | 0 |  | Electric Utility | N | OP |  | Non Combustion (NUC, WAT, WND, GEO, or SUN) |  | Eastern
EXCLUDE | GA | GA-Eastern | Allatoona | 760 | 1 | WAT | HY | 42.3 | 35 | 0 | 32533.88 | 0 |  | Electric Utility | N | OS |  | Non Combustion (NUC, WAT, WND, GEO, or SUN) |  | Eastern
EXCLUDE | GA | GA-Eastern | Allatoona | 760 | 2 | WAT | HY | 42.3 | 35 | 0 | 32533.88 | 0 |  | Electric Utility | N | OP |  | Non Combustion (NUC, WAT, WND, GEO, or SUN) |  | Eastern
EXCLUDE | GA | GA-Eastern | Allatoona | 760 | A | WAT | HY | 2 | 2 | 0 | 1538.24 | 0 |  | Electric Utility | N | OP |  | Non Combustion (NUC, WAT, WND, GEO, or SUN) |  | Eastern
EXCLUDE | GA | GA-Eastern | Walter F George | 761 | 1 | WAT | HY | 32.5 | 42 | 0 | 41258.75 | 0 |  | Electric Utility | N | OP |  | Non Combustion (NUC, WAT, WND, GEO, or SUN) |  | Eastern
EXCLUDE | GA | GA-Eastern | Walter F George | 761 | 2 | WAT | HY | 32.5 | 42 | 0 | 41258.75 | 0 |  | Electric Utility | N | OP |  | Non Combustion (NUC, WAT, WND, GEO, or SUN) |  | Eastern
EXCLUDE | GA | GA-Eastern | Walter F George | 761 | 3 | WAT | HY | 32.5 | 42 | 0 | 41258.75 | 0 |  | Electric Utility | N | OP |  | Non Combustion (NUC, WAT, WND, GEO, or SUN) |  | Eastern
EXCLUDE | GA | GA-Eastern | Walter F George | 761 | 4 | WAT | HY | 32.5 | 42 | 0 | 41258.75 | 0 |  | Electric Utility | N | OP |  | Non Combustion (NUC, WAT, WND, GEO, or SUN) |  | Eastern
OGST | OK | OK-Eastern | Ponca | 762 | 2 | NG | ST | 48 | 34 | 493 | 36.72 | 119.87 |  | Electric Utility | N | OP |  |  |  | Eastern
EXCLUDE | HI | HI-Hawaii | Honolulu | 764 | H8 | RFO | ST | 50 | 48.6 | 0 | 38473 | 42078.43 |  | Electric Utility | N | OP | 2014 | State not covered under final 111(d) |  | Hawaii
EXCLUDE | HI | HI-Hawaii | Honolulu | 764 | H9 | RFO | ST | 54.4 | 51.7 | 0 | 9740 | 14554.42 |  | Electric Utility | N | OP | 2014 | State not covered under final 111(d) |  | Hawaii
EXCLUDE | HI | HI-Hawaii | Kahe | 765 | K1 | RFO | ST | 81.6 | 77.9 | 0 | 336153 | 284866.99 |  | Electric Utility | N | OP |  | State not covered under final 111(d) |  | Hawaii
EXCLUDE | HI | HI-Hawaii | Kahe | 765 | K2 | RFO | ST | 81.6 | 78.1 | 0 | 389489 | 341252.53 |  | Electric Utility | N | OP |  | State not covered under final 111(d) |  | Hawaii
EXCLUDE | HI | HI-Hawaii | Kahe | 765 | K3 | RFO | ST | 85.8 | 82.1 | 0 | 444570 | 376743.08 |  | Electric Utility | N | OP |  | State not covered under final 111(d) |  | Hawaii
EXCLUDE | HI | HI-Hawaii | Kahe | 765 | K4 | RFO | ST | 90.9 | 87.2 | 0 | 495294 | 419728.25 |  | Electric Utility | N | OP |  | State not covered under final 111(d) |  | Hawaii
EXCLUDE | HI | HI-Hawaii | Kahe | 765 | K5 | RFO | ST | 134.9 | 128.1 | 0 | 672869 | 570211.08 |  | Electric Utility | N | OP |  | State not covered under final 111(d) |  | Hawaii
EXCLUDE | HI | HI-Hawaii | Kahe | 765 | K6 | RFO | ST | 134.9 | 128.7 | 0 | 670449 | 568160.3 |  | Electric Utility | N | OP |  | State not covered under final 111(d) |  | Hawaii
EXCLUDE | HI | HI-Hawaii | Waiau | 766 | W10 | DFO | GT | 51.3 | 51.2 | 0 | 2353.5 | 3654.77 |  | Electric Utility | N | OP |  | State not covered under final 111(d) |  | Hawaii
EXCLUDE | HI | HI-Hawaii | Waiau | 766 | W3 | RFO | ST | 50 | 47.2 | 0 | 17608 | 22131.2 |  | Electric Utility | N | OP |  | State not covered under final 111(d) |  | Hawaii
EXCLUDE | HI | HI-Hawaii | Waiau | 766 | W4 | RFO | ST | 50 | 47.7 | 0 | 24376 | 25588.98 |  | Electric Utility | N | OP |  | State not covered under final 111(d) |  | Hawaii
EXCLUDE | HI | HI-Hawaii | Waiau | 766 | W5 | RFO | ST | 54.4 | 51.9 | 0 | 79010 | 76691.99 |  | Electric Utility | N | OP |  | State not covered under final 111(d) |  | Hawaii
EXCLUDE | HI | HI-Hawaii | Waiau | 766 | W6 | RFO | ST | 54.4 | 51.8 | 0 | 85677 | 79195.23 |  | Electric Utility | N | OP |  | State not covered under final 111(d) |  | Hawaii
EXCLUDE | HI | HI-Hawaii | Waiau | 766 | W7 | RFO | ST | 81.6 | 77.8 | 0 | 405106 | 337182.09 |  | Electric Utility | N | OP |  | State not covered under final 111(d) |  | Hawaii
EXCLUDE | HI | HI-Hawaii | Waiau | 766 | W8 | RFO | ST | 81.6 | 77.8 | 0 | 425017 | 334276.54 |  | Electric Utility | N | OP |  | State not covered under final 111(d) |  | Hawaii
EXCLUDE | HI | HI-Hawaii | Waiau | 766 | W9 | DFO | GT | 51.3 | 51.2 | 0 | 2353.5 | 3654.77 |  | Electric Utility | N | OP |  | State not covered under final 111(d) |  | Hawaii
EXCLUDE | HI | HI-Hawaii | Waimea | 768 | 10 | DFO | IC | 1 | 1 | 0 | 0 | 0 |  | Electric Utility | N | RE | 2001 | State not covered under final 111(d) |  | Hawaii
EXCLUDE | HI | HI-Hawaii | Waimea | 768 | 12 | DFO | IC | 2.5 | 2.5 | 0 | 0 | 0 |  | Electric Utility | N | OP |  | State not covered under final 111(d) |  | Hawaii
EXCLUDE | HI | HI-Hawaii | Waimea | 768 | 13 | DFO | IC | 2.5 | 2.5 | 0 | 0 | 0 |  | Electric Utility | N | OP |  | State not covered under final 111(d) |  | Hawaii
EXCLUDE | HI | HI-Hawaii | Waimea | 768 | 14 | DFO | IC | 2.5 | 2.5 | 0 | 0 | 0 |  | Electric Utility | N | OP |  | State not covered under final 111(d) |  | Hawaii
EXCLUDE | HI | HI-Hawaii | Waimea | 768 | 8 | DFO | IC | 1 | 1 | 0 | 0 | 0 |  | Electric Utility | N | RE | 2001 | State not covered under final 111(d) |  | Hawaii
EXCLUDE | HI | HI-Hawaii | Waimea | 768 | 9 | DFO | IC | 1 | 1 | 0 | 0 | 0 |  | Electric Utility | N | RE | 2001 | State not covered under final 111(d) |  | Hawaii
EXCLUDE | HI | HI-Hawaii | Kanoelehua | 769 | 11 | DFO | IC | 2 | 2 | 0 | 0 | 0 |  | Electric Utility | N | OP |  | State not covered under final 111(d) |  | Hawaii
EXCLUDE | HI | HI-Hawaii | Kanoelehua | 769 | 15 | DFO | IC | 2.5 | 2.5 | 0 | 0 | 0 |  | Electric Utility | N | OP |  | State not covered under final 111(d) |  | Hawaii
EXCLUDE | HI | HI-Hawaii | Kanoelehua | 769 | 16 | DFO | IC | 2.5 | 2.5 | 0 | 0 | 0 |  | Electric Utility | N | OP |  | State not covered under final 111(d) |  | Hawaii
EXCLUDE | HI | HI-Hawaii | Kanoelehua | 769 | 17 | DFO | IC | 2.5 | 2.5 | 0 | 0 | 0 |  | Electric Utility | N | OP |  | State not covered under final 111(d) |  | Hawaii
EXCLUDE | HI | HI-Hawaii | Kanoelehua | 769 | CT1 | DFO | GT | 11.5 | 10.5 | 0 | 33 | 67.91 |  | Electric Utility | N | OP |  | State not covered under final 111(d) |  | Hawaii
EXCLUDE | HI | HI-Hawaii | Puueo | 771 | 1 | WAT | HY | 0.7 | 0.7 | 0 | 4744.19 | 0 |  | Electric Utility | N | OP |  | State not covered under final 111(d) |  | Hawaii
EXCLUDE | HI | HI-Hawaii | Puueo | 771 | 2 | WAT | HY | 1.5 | 1.7 | 0 | 0 | 0 |  | Electric Utility | N | RE | 2002 | State not covered under final 111(d) |  | Hawaii
EXCLUDE | HI | HI-Hawaii | Puueo | 771 | 2A | WAT | HY | 2.4 | 2.4 | 0 | 16265.81 | 0 |  | Electric Utility | N | OP |  | State not covered under final 111(d) |  | Hawaii
EXCLUDE | HI | HI-Hawaii | W H Hill | 772 | 5 | RFO | ST | 14.1 | 14.1 | 0 | 60963 | 66472.77 |  | Electric Utility | N | OP |  | State not covered under final 111(d) |  | Hawaii
EXCLUDE | HI | HI-Hawaii | W H Hill | 772 | 6 | RFO | ST | 23 | 21.4 | 0 | 113022 | 123236.81 |  | Electric Utility | N | OP |  | State not covered under final 111(d) |  | Hawaii
EXCLUDE | WA | WA-Western | Sullivan CR | 773 | 1 | WAT | HY | 4.5 | 4.5 | 0 | 0 | 0 |  | Electric Utility | N | IP |  | Status of Operation (IP, L, P, T) |  | Western
EXCLUDE | WA | WA-Western | Sullivan CR | 773 | 2 | WAT | HY | 4.5 | 4.5 | 0 | 0 | 0 |  | Electric Utility | N | IP |  | Status of Operation (IP, L, P, T) |  | Western
EXCLUDE | HI | HI-Hawaii | Waiau | 774 | 1 | WAT | HY | 0.7 | 0.7 | 0 | 5551 | 0 |  | Electric Utility | N | OP |  | State not covered under final 111(d) |  | Hawaii
EXCLUDE | HI | HI-Hawaii | Waiau | 774 | 2 | WAT | HY | 0.3 | 0.3 | 0 | 2379 | 0 |  | Electric Utility | N | OP |  | State not covered under final 111(d) |  | Hawaii
EXCLUDE | CA | CA-Western | Sly Creek | 776 | 1 | WAT | HY | 12.1 | 9 | 0 | 28419 | 0 |  | Electric Utility | N | OP |  | Non Combustion (NUC, WAT, WND, GEO, or SUN) |  | Western
EXCLUDE | ME | ME-Eastern | Basin Mills | 783 | 1 | WAT | HY | 12 | 12 | 0 | 0 | 0 |  | Electric Utility | N | IP |  | Status of Operation (IP, L, P, T) |  | Eastern
EXCLUDE | ME | ME-Eastern | Basin Mills | 783 | 2 | WAT | HY | 12 | 12 | 0 | 0 | 0 |  | Electric Utility | N | IP |  | Status of Operation (IP, L, P, T) |  | Eastern
EXCLUDE | ME | ME-Eastern | Basin Mills | 783 | 3 | WAT | HY | 12 | 12 | 0 | 0 | 0 |  | Electric Utility | N | IP |  | Status of Operation (IP, L, P, T) |  | Eastern
EXCLUDE | ME | ME-Eastern | Veazie C | 784 | 1 | WAT | HY | 8 | 8 | 0 | 0 | 0 |  | Electric Utility | N | IP |  | Status of Operation (IP, L, P, T) |  | Eastern
EXCLUDE | NE | NE-Eastern | Kingsley | 785 | 1 | WAT | HY | 50 | 38 | 0 | 83660 | 0 |  | Electric Utility | N | OP |  | Non Combustion (NUC, WAT, WND, GEO, or SUN) |  | Eastern
EXCLUDE | VT | VT-Eastern | East Barnet | 788 | 1 | WAT | HY | 2.2 | 1.9 | 0 | 5684 | 0 |  | Electric Utility | N | OP |  | State not covered under final 111(d) |  | Eastern
EXCLUDE | AK | AK-Alaska | Orca | 789 | 1 | DFO | IC | 1.5 | 1.5 | 0 | 0 | 0 |  | Electric Utility | N | L |  | State not covered under final 111(d) |  | Alaska
EXCLUDE | AK | AK-Alaska | Orca | 789 | 2 | DFO | IC | 1.5 | 1.5 | 0 | 0 | 0 |  | Electric Utility | N | L |  | State not covered under final 111(d) |  | Alaska
EXCLUDE | AK | AK-Alaska | Orca | 789 | 3 | DFO | IC | 2.5 | 2.5 | 0 | 0 | 0 |  | Electric Utility | N | OP |  | State not covered under final 111(d) |  | Alaska
EXCLUDE | AK | AK-Alaska | Orca | 789 | 4 | DFO | IC | 2.4 | 2.4 | 0 | 0 | 0 |  | Electric Utility | N | OP |  | State not covered under final 111(d) |  | Alaska
EXCLUDE | AK | AK-Alaska | Orca | 789 | 5 | DFO | IC | 1.1 | 1.1 | 0 | 0 | 0 |  | Electric Utility | N | OP |  | State not covered under final 111(d) |  | Alaska
EXCLUDE | AK | AK-Alaska | Orca | 789 | 6 | DFO | IC | 1.1 | 1.1 | 0 | 0 | 0 |  | Electric Utility | N | OP |  | State not covered under final 111(d) |  | Alaska
EXCLUDE | AK | AK-Alaska | Orca | 789 | 7 | DFO | IC | 3.6 | 3.6 | 0 | 0 | 0 |  | Electric Utility | N | OP |  | State not covered under final 111(d) |  | Alaska
EXCLUDE | ID | ID-Western | Gem State | 790 | 1 | WAT | HY | 23.4 | 23.4 | 0 | 167068 | 0 |  | Electric Utility | N | OP |  | Non Combustion (NUC, WAT, WND, GEO, or SUN) |  | Western
EXCLUDE | TX | TX-ERCOT | Canyon | 791 | 1 | WAT | HY | 3 | 3 | 0 | 0 | 0 |  | Electric Utility | N | OP |  | Non Combustion (NUC, WAT, WND, GEO, or SUN) |  | ERCOT
EXCLUDE | TX | TX-ERCOT | Canyon | 791 | 2 | WAT | HY | 3 | 3 | 0 | 0 | 0 |  | Electric Utility | N | OP |  | Non Combustion (NUC, WAT, WND, GEO, or SUN) |  | ERCOT
EXCLUDE | HI | HI-Hawaii | Palaau Power | 792 | 15 | DFO | GT | 2.5 | 2 | 0 | 86 | 136.47 |  | Electric Utility | N | OP |  | State not covered under final 111(d) |  | Hawaii
EXCLUDE | HI | HI-Hawaii | Palaau Power | 792 | 7 | DFO | IC | 2.2 | 2.1 | 0 | 0 | 0 |  | Electric Utility | N | OP |  | State not covered under final 111(d) |  | Hawaii
EXCLUDE | HI | HI-Hawaii | Palaau Power | 792 | 8 | DFO | IC | 2.2 | 2.1 | 0 | 0 | 0 |  | Electric Utility | N | OP |  | State not covered under final 111(d) |  | Hawaii
EXCLUDE | HI | HI-Hawaii | Palaau Power | 792 | 9 | DFO | IC | 2.2 | 2.1 | 0 | 0 | 0 |  | Electric Utility | N | OP |  | State not covered under final 111(d) |  | Hawaii
EXCLUDE | HI | HI-Hawaii | Palaau Power | 792 | CAT1 | DFO | IC | 1.2 | 1.2 | 0 | 0 | 0 |  | Electric Utility | N | OP |  | State not covered under final 111(d) |  | Hawaii
EXCLUDE | HI | HI-Hawaii | Palaau Power | 792 | CAT2 | DFO | IC | 1.2 | 1.2 | 0 | 0 | 0 |  | Electric Utility | N | OP |  | State not covered under final 111(d) |  | Hawaii
EXCLUDE | HI | HI-Hawaii | Palaau Power | 792 | CUM3 | DFO | IC | 0.9 | 0.9 | 0 | 0 | 0 |  | Electric Utility | N | OP |  | State not covered under final 111(d) |  | Hawaii
EXCLUDE | HI | HI-Hawaii | Palaau Power | 792 | CUM4 | DFO | IC | 0.9 | 0.9 | 0 | 0 | 0 |  | Electric Utility | N | OP |  | State not covered under final 111(d) |  | Hawaii
EXCLUDE | HI | HI-Hawaii | Palaau Power | 792 | CUM5 | DFO | IC | 0.9 | 0.9 | 0 | 0 | 0 |  | Electric Utility | N | OP |  | State not covered under final 111(d) |  | Hawaii
EXCLUDE | HI | HI-Hawaii | Palaau Power | 792 | CUM6 | DFO | IC | 0.9 | 0.9 | 0 | 0 | 0 |  | Electric Utility | N | OP |  | State not covered under final 111(d) |  | Hawaii
EXCLUDE | TX | TX-ERCOT | Lewisville | 794 | 1 | WAT | HY | 2.8 | 2 | 0 | 0 | 0 |  | Electric Utility | N | OP |  | Non Combustion (NUC, WAT, WND, GEO, or SUN) |  | ERCOT
EXCLUDE | ME | ME-Eastern | Charles E Monty | 805 | M-1 | WAT | HY | 14.2 | 14 | 0 | 70452 | 0 |  | IPP Non-CHP | N | OP |  | Non Combustion (NUC, WAT, WND, GEO, or SUN) |  | Eastern
EXCLUDE | ME | ME-Eastern | Charles E Monty | 805 | M2 | WAT | HY | 14.2 | 14 | 0 | 70452 | 0 |  | IPP Non-CHP | N | OP |  | Non Combustion (NUC, WAT, WND, GEO, or SUN) |  | Eastern
EXCLUDE | NY | NY-Eastern | Jarvis (Hinckley) | 808 | 1 | WAT | HY | 4.5 | 2 | 0 | 11922.5 | 0 |  | Electric Utility | N | OP |  | Non Combustion (NUC, WAT, WND, GEO, or SUN) |  | Eastern
EXCLUDE | NY | NY-Eastern | Jarvis (Hinckley) | 808 | 2 | WAT | HY | 4.5 | 2 | 0 | 11922.5 | 0 |  | Electric Utility | N | OP |  | Non Combustion (NUC, WAT, WND, GEO, or SUN) |  | Eastern
EXCLUDE | ID | ID-Western | American Falls | 809 | 1 | WAT | HY | 30.8 | 36.8 | 0 | 117526.67 | 0 |  | Electric Utility | N | OP |  | Non Combustion (NUC, WAT, WND, GEO, or SUN) |  | Western
EXCLUDE | ID | ID-Western | American Falls | 809 | 2 | WAT | HY | 30.8 | 36.8 | 0 | 117526.67 | 0 |  | Electric Utility | N | OP |  | Non Combustion (NUC, WAT, WND, GEO, or SUN) |  | Western
EXCLUDE | ID | ID-Western | American Falls | 809 | 3 | WAT | HY | 30.8 | 36.8 | 0 | 117526.67 | 0 |  | Electric Utility | N | OP |  | Non Combustion (NUC, WAT, WND, GEO, or SUN) |  | Western
EXCLUDE | ID | ID-Western | Bliss | 810 | 1 | WAT | HY | 25 | 26.9 | 0 | 122522.67 | 0 |  | Electric Utility | N | OP |  | Non Combustion (NUC, WAT, WND, GEO, or SUN) |  | Western
EXCLUDE | ID | ID-Western | Bliss | 810 | 2 | WAT | HY | 25 | 25.7 | 0 | 122522.67 | 0 |  | Electric Utility | N | OP |  | Non Combustion (NUC, WAT, WND, GEO, or SUN) |  | Western
EXCLUDE | ID | ID-Western | Bliss | 810 | 3 | WAT | HY | 25 | 28.8 | 0 | 122522.67 | 0 |  | Electric Utility | N | OP |  | Non Combustion (NUC, WAT, WND, GEO, or SUN) |  | Western
EXCLUDE | ID | ID-Western | Brownlee | 811 | 1 | WAT | HY | 90.1 | 123.3 | 0 | 353936.63 | 0 |  | Electric Utility | N | OP |  | Non Combustion (NUC, WAT, WND, GEO, or SUN) |  | Western
EXCLUDE | ID | ID-Western | Brownlee | 811 | 2 | WAT | HY | 90.1 | 131.2 | 0 | 353936.63 | 0 |  | Electric Utility | N | OP |  | Non Combustion (NUC, WAT, WND, GEO, or SUN) |  | Western
EXCLUDE | ID | ID-Western | Brownlee | 811 | 3 | WAT | HY | 90.1 | 120.2 | 0 | 353936.63 | 0 |  | Electric Utility | N | OP |  | Non Combustion (NUC, WAT, WND, GEO, or SUN) |  | Western
EXCLUDE | ID | ID-Western | Brownlee | 811 | 4 | WAT | HY | 90.1 | 123.1 | 0 | 353936.63 | 0 |  | Electric Utility | N | OP |  | Non Combustion (NUC, WAT, WND, GEO, or SUN) |  | Western
EXCLUDE | ID | ID-Western | Brownlee | 811 | 5 | WAT | HY | 225 | 246.2 | 0 | 883859.5 | 0 |  | Electric Utility | N | OP |  | Non Combustion (NUC, WAT, WND, GEO, or SUN) |  | Western
EXCLUDE | ID | ID-Western | C J Strike | 812 | 1 | WAT | HY | 27.6 | 32.3 | 0 | 154835 | 0 |  | Electric Utility | N | OP |  | Non Combustion (NUC, WAT, WND, GEO, or SUN) |  | Western
EXCLUDE | ID | ID-Western | C J Strike | 812 | 2 | WAT | HY | 27.6 | 31.2 | 0 | 154835 | 0 |  | Electric Utility | N | OP |  | Non Combustion (NUC, WAT, WND, GEO, or SUN) |  | Western
EXCLUDE | ID | ID-Western | C J Strike | 812 | 3 | WAT | HY | 27.6 | 30.7 | 0 | 154835 | 0 |  | Electric Utility | N | OP |  | Non Combustion (NUC, WAT, WND, GEO, or SUN) |  | Western
EXCLUDE | ID | ID-Western | Cascade | 813 | 1 | WAT | HY | 6.2 | 7.2 | 0 | 26465.5 | 0 |  | Electric Utility | N | OP |  | Non Combustion (NUC, WAT, WND, GEO, or SUN) |  | Western
EXCLUDE | ID | ID-Western | Cascade | 813 | 2 | WAT | HY | 6.2 | 7.2 | 0 | 26465.5 | 0 |  | Electric Utility | N | OP |  | Non Combustion (NUC, WAT, WND, GEO, or SUN) |  | Western
EXCLUDE | ID | ID-Western | Clear Lake | 814 | 1 | WAT | HY | 2.5 | 2.1 | 0 | 16883 | 0 |  | Electric Utility | N | OP |  | Non Combustion (NUC, WAT, WND, GEO, or SUN) |  | Western
EXCLUDE | ID | ID-Western | Lower Malad | 815 | 1 | WAT | HY | 13.5 | 15.3 | 0 | 105900 | 0 |  | Electric Utility | N | OP |  | Non Combustion (NUC, WAT, WND, GEO, or SUN) |  | Western
EXCLUDE | ID | ID-Western | Lower Salmon | 816 | 1 | WAT | HY | 15 | 18.1 | 0 | 62235 | 0 |  | Electric Utility | N | OP |  | Non Combustion (NUC, WAT, WND, GEO, or SUN) |  | Western
EXCLUDE | ID | ID-Western | Lower Salmon | 816 | 2 | WAT | HY | 15 | 18 | 0 | 62235 | 0 |  | Electric Utility | N | OP |  | Non Combustion (NUC, WAT, WND, GEO, or SUN) |  | Western
EXCLUDE | ID | ID-Western | Lower Salmon | 816 | 3 | WAT | HY | 15 | 17.7 | 0 | 62235 | 0 |  | Electric Utility | N | OP |  | Non Combustion (NUC, WAT, WND, GEO, or SUN) |  | Western
EXCLUDE | ID | ID-Western | Lower Salmon | 816 | 4 | WAT | HY | 15 | 18.1 | 0 | 62235 | 0 |  | Electric Utility | N | OP |  | Non Combustion (NUC, WAT, WND, GEO, or SUN) |  | Western
EXCLUDE | ID | ID-Western | Salmon Diesel | 817 | 1 | DFO | IC | 2.5 | 2.7 | 0 | 0 | 0 |  | Electric Utility | N | OP |  | Internal Combustion |  | Western
EXCLUDE | ID | ID-Western | Salmon Diesel | 817 | 2 | DFO | IC | 2.5 | 2.7 | 0 | 0 | 0 |  | Electric Utility | N | OP |  | Internal Combustion |  | Western
EXCLUDE | ID | ID-Western | Shoshone Falls | 818 | 1 | WAT | HY | 0.6 | 0.7 | 0 | 3164.98 | 0 |  | Electric Utility | N | OP |  | Non Combustion (NUC, WAT, WND, GEO, or SUN) |  | Western
EXCLUDE | ID | ID-Western | Shoshone Falls | 818 | 2 | WAT | HY | 0.4 | 0.4 | 0 | 2109.98 | 0 |  | Electric Utility | N | OP |  | Non Combustion (NUC, WAT, WND, GEO, or SUN) |  | Western
EXCLUDE | ID | ID-Western | Shoshone Falls | 818 | 3 | WAT | HY | 11.5 | 12.8 | 0 | 60662.04 | 0 |  | Electric Utility | N | OP |  | Non Combustion (NUC, WAT, WND, GEO, or SUN) |  | Western
EXCLUDE | ID | ID-Western | Swan Falls | 819 | 1 | WAT | HY | 12.5 | 14.9 | 0 | 63639.5 | 0 |  | Electric Utility | N | OP |  | Non Combustion (NUC, WAT, WND, GEO, or SUN) |  | Western
EXCLUDE | ID | ID-Western | Swan Falls | 819 | 2 | WAT | HY | 12.5 | 14.5 | 0 | 63639.5 | 0 |  | Electric Utility | N | OP |  | Non Combustion (NUC, WAT, WND, GEO, or SUN) |  | Western
EXCLUDE | ID | ID-Western | Thousand Springs | 820 | 1 | WAT | HY | 1 | 0.8 | 0 | 6424.89 | 0 |  | Electric Utility | N | OS |  | Non Combustion (NUC, WAT, WND, GEO, or SUN) |  | Western
EXCLUDE | ID | ID-Western | Thousand Springs | 820 | 2 | WAT | HY | 1 | 0.8 | 0 | 6424.89 | 0 |  | Electric Utility | N | OS |  | Non Combustion (NUC, WAT, WND, GEO, or SUN) |  | Western
EXCLUDE | ID | ID-Western | Thousand Springs | 820 | 3 | WAT | HY | 6.8 | 6.4 | 0 | 43689.23 | 0 |  | Electric Utility | N | OP |  | Non Combustion (NUC, WAT, WND, GEO, or SUN) |  | Western
EXCLUDE | ID | ID-Western | Twin Falls | 821 | 1 | WAT | HY | 8.4 | 10.1 | 0 | 26527.1 | 0 |  | Electric Utility | N | OP |  | Non Combustion (NUC, WAT, WND, GEO, or SUN) |  | Western
EXCLUDE | ID | ID-Western | Twin Falls | 821 | 2 | WAT | HY | 44.3 | 43.1 | 0 | 139898.9 | 0 |  | Electric Utility | N | OP |  | Non Combustion (NUC, WAT, WND, GEO, or SUN) |  | Western
EXCLUDE | ID | ID-Western | Upper Salmon A | 822 | 1 | WAT | HY | 9 | 9.5 | 0 | 51674 | 0 |  | Electric Utility | N | OP |  | Non Combustion (NUC, WAT, WND, GEO, or SUN) |  | Western
EXCLUDE | ID | ID-Western | Upper Salmon A | 822 | 2 | WAT | HY | 9 | 8.7 | 0 | 51674 | 0 |  | Electric Utility | N | OP |  | Non Combustion (NUC, WAT, WND, GEO, or SUN) |  | Western
EXCLUDE | ID | ID-Western | Upper Malad | 823 | 1 | WAT | HY | 8.3 | 8.1 | 0 | 61465 | 0 |  | Electric Utility | N | OP |  | Non Combustion (NUC, WAT, WND, GEO, or SUN) |  | Western
EXCLUDE | ID | ID-Western | Ashton | 825 | 1 | WAT | HY | 2.8 | 2.8 | 0 | 783.59 | 0 |  | Electric Utility | N | OP |  | Non Combustion (NUC, WAT, WND, GEO, or SUN) |  | Western
EXCLUDE | ID | ID-Western | Ashton | 825 | 2 | WAT | HY | 2 | 2.2 | 0 | 559.71 | 0 |  | Electric Utility | N | OP |  | Non Combustion (NUC, WAT, WND, GEO, or SUN) |  | Western
EXCLUDE | ID | ID-Western | Ashton | 825 | 3 | WAT | HY | 2 | 2.2 | 0 | 559.71 | 0 |  | Electric Utility | N | OP |  | Non Combustion (NUC, WAT, WND, GEO, or SUN) |  | Western
EXCLUDE | ID | ID-Western | Cove | 826 | 1 | WAT | HY | 7.5 | 7 | 0 | 0 | 0 |  | Electric Utility | N | RE | 2006 | Retired prior to 2012 |  | Western
EXCLUDE | ID | ID-Western | Grace | 827 | 3 | WAT | HY | 11 | 11 | 0 | 27531 | 0 |  | Electric Utility | N | OP |  | Non Combustion (NUC, WAT, WND, GEO, or SUN) |  | Western
EXCLUDE | ID | ID-Western | Grace | 827 | 4 | WAT | HY | 11 | 11 | 0 | 27531 | 0 |  | Electric Utility | N | OP |  | Non Combustion (NUC, WAT, WND, GEO, or SUN) |  | Western
EXCLUDE | ID | ID-Western | Grace | 827 | 5 | WAT | HY | 11 | 11 | 0 | 27531 | 0 |  | Electric Utility | N | OP |  | Non Combustion (NUC, WAT, WND, GEO, or SUN) |  | Western
EXCLUDE | ID | ID-Western | Oneida | 829 | 1 | WAT | HY | 10 | 9.3 | 0 | 10990.33 | 0 |  | Electric Utility | N | OP |  | Non Combustion (NUC, WAT, WND, GEO, or SUN) |  | Western
EXCLUDE | ID | ID-Western | Oneida | 829 | 2 | WAT | HY | 10 | 9.3 | 0 | 10990.33 | 0 |  | Electric Utility | N | OP |  | Non Combustion (NUC, WAT, WND, GEO, or SUN) |  | Western
EXCLUDE | ID | ID-Western | Oneida | 829 | 3 | WAT | HY | 10 | 9.3 | 0 | 10990.33 | 0 |  | Electric Utility | N | OP |  | Non Combustion (NUC, WAT, WND, GEO, or SUN) |  | Western
EXCLUDE | ID | ID-Western | Soda | 831 | 1 | WAT | HY | 7 | 7.6 | 0 | 10011.5 | 0 |  | Electric Utility | N | OP |  | Non Combustion (NUC, WAT, WND, GEO, or SUN) |  | Western
EXCLUDE | ID | ID-Western | Soda | 831 | 2 | WAT | HY | 7 | 7.6 | 0 | 10011.5 | 0 |  | Electric Utility | N | OP |  | Non Combustion (NUC, WAT, WND, GEO, or SUN) |  | Western
EXCLUDE | ID | ID-Western | Cabinet Gorge | 833 | 1 | WAT | HY | 59.4 | 44.3 | 0 | 268528.54 | 0 |  | Electric Utility | N | OP |  | Non Combustion (NUC, WAT, WND, GEO, or SUN) |  | Western
EXCLUDE | ID | ID-Western | Cabinet Gorge | 833 | 2 | WAT | HY | 73.2 | 73.9 | 0 | 330913.96 | 0 |  | Electric Utility | N | OP |  | Non Combustion (NUC, WAT, WND, GEO, or SUN) |  | Western
EXCLUDE | ID | ID-Western | Cabinet Gorge | 833 | 3 | WAT | HY | 73.2 | 73.4 | 0 | 330913.96 | 0 |  | Electric Utility | N | OP |  | Non Combustion (NUC, WAT, WND, GEO, or SUN) |  | Western
EXCLUDE | ID | ID-Western | Cabinet Gorge | 833 | 4 | WAT | HY | 59.4 | 63 | 0 | 268528.54 | 0 |  | Electric Utility | N | OP |  | Non Combustion (NUC, WAT, WND, GEO, or SUN) |  | Western
EXCLUDE | ID | ID-Western | Post Falls | 835 | 1 | WAT | HY | 2.2 | 2.8 | 0 | 12588.1 | 0 |  | Electric Utility | N | OP |  | Non Combustion (NUC, WAT, WND, GEO, or SUN) |  | Western
EXCLUDE | ID | ID-Western | Post Falls | 835 | 2 | WAT | HY | 2.2 | 2.8 | 0 | 12588.1 | 0 |  | Electric Utility | N | OP |  | Non Combustion (NUC, WAT, WND, GEO, or SUN) |  | Western
EXCLUDE | ID | ID-Western | Post Falls | 835 | 3 | WAT | HY | 2.2 | 2.8 | 0 | 12588.1 | 0 |  | Electric Utility | N | OP |  | Non Combustion (NUC, WAT, WND, GEO, or SUN) |  | Western
EXCLUDE | ID | ID-Western | Post Falls | 835 | 4 | WAT | HY | 2.2 | 2.8 | 0 | 12588.1 | 0 |  | Electric Utility | N | OP |  | Non Combustion (NUC, WAT, WND, GEO, or SUN) |  | Western
EXCLUDE | ID | ID-Western | Post Falls | 835 | 5 | WAT | HY | 2.2 | 2.8 | 0 | 12588.1 | 0 |  | Electric Utility | N | OP |  | Non Combustion (NUC, WAT, WND, GEO, or SUN) |  | Western
EXCLUDE | ID | ID-Western | Post Falls | 835 | 6 | WAT | HY | 3.5 | 3.5 | 0 | 20026.52 | 0 |  | Electric Utility | N | OP |  | Non Combustion (NUC, WAT, WND, GEO, or SUN) |  | Western
EXCLUDE | CA | CA-Western | Scott Flat | 839 | 7P | WAT | HY | 1 | 0.9 | 0 | 4192 | 0 |  | IPP Non-CHP | N | OP |  | Non Combustion (NUC, WAT, WND, GEO, or SUN) |  | Western
EXCLUDE | ID | ID-Western | Dworshak | 840 | 1 | WAT | HY | 90 | 90 | 0 | 448150.28 | 0 |  | Electric Utility | N | OP |  | Non Combustion (NUC, WAT, WND, GEO, or SUN) |  | Western
EXCLUDE | ID | ID-Western | Dworshak | 840 | 2 | WAT | HY | 90 | 90 | 0 | 448150.28 | 0 |  | Electric Utility | N | OP |  | Non Combustion (NUC, WAT, WND, GEO, or SUN) |  | Western
EXCLUDE | ID | ID-Western | Dworshak | 840 | 3 | WAT | HY | 220 | 220 | 0 | 1095478.45 | 0 |  | Electric Utility | N | OP |  | Non Combustion (NUC, WAT, WND, GEO, or SUN) |  | Western
EXCLUDE | ID | ID-Western | City Power Plant | 841 | 3 | WAT | HY | 8 | 8 | 0 | 56304 | 0 |  | Electric Utility | N | OP |  | Non Combustion (NUC, WAT, WND, GEO, or SUN) |  | Western
EXCLUDE | ID | ID-Western | Lower No 2 | 843 | 1 | WAT | HY | 3 | 3 | 0 | 0 | 0 |  | Electric Utility | N | OP |  | Non Combustion (NUC, WAT, WND, GEO, or SUN) |  | Western
EXCLUDE | ID | ID-Western | Upper Power Plant | 844 | 4 | WAT | HY | 8 | 8 | 0 | 58313 | 0 |  | Electric Utility | N | OP |  | Non Combustion (NUC, WAT, WND, GEO, or SUN) |  | Western
EXCLUDE | CA | CA-Western | Combie South | 846 | 1 | WAT | HY | 0.5 | 0.4 | 0 | 1095.67 | 0 |  | IPP Non-CHP | N | OP |  | Non Combustion (NUC, WAT, WND, GEO, or SUN) |  | Western
EXCLUDE | CA | CA-Western | Combie South | 846 | 2 | WAT | HY | 0.5 | 0.4 | 0 | 1095.67 | 0 |  | IPP Non-CHP | N | OP |  | Non Combustion (NUC, WAT, WND, GEO, or SUN) |  | Western
EXCLUDE | CA | CA-Western | Combie South | 846 | 3 | WAT | HY | 0.5 | 0.4 | 0 | 1095.67 | 0 |  | IPP Non-CHP | N | OP |  | Non Combustion (NUC, WAT, WND, GEO, or SUN) |  | Western
EXCLUDE | ID | ID-Western | Palisades | 850 | 1 | WAT | HY | 44.1 | 44.1 | 0 | 182263 | 0 |  | Electric Utility | N | OP |  | Non Combustion (NUC, WAT, WND, GEO, or SUN) |  | Western
EXCLUDE | ID | ID-Western | Palisades | 850 | 2 | WAT | HY | 44.1 | 44.1 | 0 | 182263 | 0 |  | Electric Utility | N | OP |  | Non Combustion (NUC, WAT, WND, GEO, or SUN) |  | Western
EXCLUDE | ID | ID-Western | Palisades | 850 | 3 | WAT | HY | 44.1 | 44.1 | 0 | 182263 | 0 |  | Electric Utility | N | OP |  | Non Combustion (NUC, WAT, WND, GEO, or SUN) |  | Western
EXCLUDE | ID | ID-Western | Palisades | 850 | 4 | WAT | HY | 44.1 | 44.1 | 0 | 182263 | 0 |  | Electric Utility | N | OP |  | Non Combustion (NUC, WAT, WND, GEO, or SUN) |  | Western
EXCLUDE | ID | ID-Western | Albeni Falls | 851 | 1 | WAT | HY | 14 | 14 | 0 | 64150.33 | 0 |  | Electric Utility | N | OP |  | Non Combustion (NUC, WAT, WND, GEO, or SUN) |  | Western
EXCLUDE | ID | ID-Western | Albeni Falls | 851 | 2 | WAT | HY | 14 | 14 | 0 | 64150.33 | 0 |  | Electric Utility | N | OP |  | Non Combustion (NUC, WAT, WND, GEO, or SUN) |  | Western
EXCLUDE | ID | ID-Western | Albeni Falls | 851 | 3 | WAT | HY | 14 | 14 | 0 | 64150.33 | 0 |  | Electric Utility | N | OP |  | Non Combustion (NUC, WAT, WND, GEO, or SUN) |  | Western
COALST | IL | IL-Eastern | E D Edwards | 856 | 1 | SUB | ST | 136 | 95 | 1523 | 707647 | 781082.11 |  | Electric Utility | N | OP | 2014 |  |  | Eastern
COALST | IL | IL-Eastern | E D Edwards | 856 | 2 | SUB | ST | 280.5 | 240 | 3321 | 1788834 | 1875276.27 |  | Electric Utility | N | OP |  |  |  | Eastern
COALST | IL | IL-Eastern | E D Edwards | 856 | 3 | SUB | ST | 363.8 | 315 | 4594 | 1905043 | 1979347.27 |  | Electric Utility | N | OP |  |  |  | Eastern
EXCLUDE | IL | IL-Eastern | Sterling Avenue | 860 | 1 | NG | GT | 18 | 15 | 0 | 0 | 0 |  | Electric Utility | N | RE | 2009 | Retired prior to 2012 |  | Eastern
EXCLUDE | IL | IL-Eastern | Sterling Avenue | 860 | 2 | NG | GT | 18 | 15 | 0 | 0 | 0 |  | Electric Utility | N | RE | 2009 | Retired prior to 2012 |  | Eastern
COALST | IL | IL-Eastern | Coffeen | 861 | 1 | SUB | ST | 388.9 | 330 | 3817 | 1733000 | 2037319.01 |  | IPP Non-CHP | N | OP |  |  |  | Eastern
COALST | IL | IL-Eastern | Coffeen | 861 | 2 | SUB | ST | 616.5 | 565 | 6569 | 3327276 | 3642923.96 |  | IPP Non-CHP | N | OP |  |  |  | Eastern
NGCC | IL | IL-Eastern | Grand Tower | 862 | 1 | NG | CC | 248 | 162 | 2347 | 473566.59 | 238090.31 |  | IPP Non-CHP | N | OP |  |  |  | Eastern
NGCC | IL | IL-Eastern | Grand Tower | 862 | 2 | NG | CC | 200 | 160 | 2383 | 381908.54 | 192008.31 |  | IPP Non-CHP | N | OP |  |  |  | Eastern
NGCC | IL | IL-Eastern | Grand Tower | 862 | 3 | NG | CC | 85.7 | 86 | 2347 | 163647.81 | 82275.56 |  | IPP Non-CHP | N | OP |  |  |  | Eastern
NGCC | IL | IL-Eastern | Grand Tower | 862 | 4 | NG | CC | 113.6 | 105 | 2383 | 216924.05 | 109060.72 |  | IPP Non-CHP | N | OP |  |  |  | Eastern
EXCLUDE | IL | IL-Eastern | Hutsonville | 863 | 3 | SUB | ST | 75 | 75 | 0 | 0 | 0 |  | IPP Non-CHP | N | RE | 2011 | Retired prior to 2012 |  | Eastern
EXCLUDE | IL | IL-Eastern | Hutsonville | 863 | 4 | SUB | ST | 75 | 76 | 0 | 0 | 0 |  | IPP Non-CHP | N | RE | 2011 | Retired prior to 2012 |  | Eastern
EXCLUDE | IL | IL-Eastern | Hutsonville | 863 | D1 | DFO | IC | 3 | 3 | 0 | 0 | 0 |  | IPP Non-CHP | N | RE | 2011 | Retired prior to 2012 |  | Eastern
EXCLUDE | IL | IL-Eastern | Meredosia | 864 | 1 | BIT | ST | 57.5 | 52 | 0 | 0 | 0 |  | IPP Non-CHP | N | RE | 2011 | Retired prior to 2012 |  | Eastern
EXCLUDE | IL | IL-Eastern | Meredosia | 864 | 2 | BIT | ST | 57.5 | 53 | 0 | 0 | 0 |  | IPP Non-CHP | N | RE | 2011 | Retired prior to 2012 |  | Eastern
EXCLUDE | IL | IL-Eastern | Meredosia | 864 | 3 | SUB | ST | 239.3 | 203 | 0 | 0 | 0 |  | IPP Non-CHP | N | RE | 2011 | Retired prior to 2012 |  | Eastern
EXCLUDE | IL | IL-Eastern | Meredosia | 864 | 4 | RFO | ST | 209.7 | 166 | 0 | 0 | 0 |  | IPP Non-CHP | N | RE | 2011 | Retired prior to 2012 |  | Eastern
EXCLUDE | IL | IL-Eastern | Bloom | 865 | 331 | DFO | GT | 19 | 11.2 | 0 | 0 | 0 |  | IPP Non-CHP | N | RE | 2003 | Retired prior to 2012 |  | Eastern
EXCLUDE | IL | IL-Eastern | Bloom | 865 | 332 | DFO | GT | 19 | 13.5 | 0 | 0 | 0 |  | IPP Non-CHP | N | RE | 2003 | Retired prior to 2012 |  | Eastern
EXCLUDE | IL | IL-Eastern | Bloom | 865 | 333 | DFO | GT | 19 | 12.7 | 0 | 0 | 0 |  | IPP Non-CHP | N | RE | 2003 | Retired prior to 2012 |  | Eastern
EXCLUDE | IL | IL-Eastern | Bloom | 865 | 334 | DFO | GT | 19 | 11.4 | 0 | 0 | 0 |  | IPP Non-CHP | N | RE | 2003 | Retired prior to 2012 |  | Eastern
EXCLUDE | IL | IL-Eastern | Bloom | 865 | 341 | DFO | GT | 19 | 13.7 | 0 | 0 | 0 |  | IPP Non-CHP | N | RE | 2003 | Retired prior to 2012 |  | Eastern
EXCLUDE | IL | IL-Eastern | Bloom | 865 | 342 | DFO | GT | 19 | 13.7 | 0 | 0 | 0 |  | IPP Non-CHP | N | RE | 2003 | Retired prior to 2012 |  | Eastern
EXCLUDE | IL | IL-Eastern | Bloom | 865 | 343 | DFO | GT | 19 | 11.9 | 0 | 0 | 0 |  | IPP Non-CHP | N | RE | 2003 | Retired prior to 2012 |  | Eastern
EXCLUDE | IL | IL-Eastern | Bloom | 865 | 344 | DFO | GT | 19 | 12.3 | 0 | 0 | 0 |  | IPP Non-CHP | N | RE | 2003 | Retired prior to 2012 |  | Eastern
EXCLUDE | IL | IL-Eastern | Calumet | 866 | 311 | NG | GT | 18.4 | 14.7 | 0 | 0 | 0 |  | IPP Non-CHP | N | RE | 2004 | Retired prior to 2012 |  | Eastern
EXCLUDE | IL | IL-Eastern | Calumet | 866 | 312 | NG | GT | 18.4 | 14.1 | 0 | 0 | 0 |  | IPP Non-CHP | N | RE | 2004 | Retired prior to 2012 |  | Eastern
EXCLUDE | IL | IL-Eastern | Calumet | 866 | 313 | NG | GT | 18.4 | 12.3 | 0 | 0 | 0 |  | IPP Non-CHP | N | RE | 2004 | Retired prior to 2012 |  | Eastern
EXCLUDE | IL | IL-Eastern | Calumet | 866 | 314 | NG | GT | 18.4 | 14.8 | 0 | 0 | 0 |  | IPP Non-CHP | N | RE | 2004 | Retired prior to 2012 |  | Eastern
EXCLUDE | IL | IL-Eastern | Calumet | 866 | 321 | NG | GT | 18.4 | 14.1 | 0 | 0 | 0 |  | IPP Non-CHP | N | RE | 2004 | Retired prior to 2012 |  | Eastern
EXCLUDE | IL | IL-Eastern | Calumet | 866 | 322 | NG | GT | 18.4 | 14.2 | 0 | 0 | 0 |  | IPP Non-CHP | N | RE | 2004 | Retired prior to 2012 |  | Eastern
EXCLUDE | IL | IL-Eastern | Calumet | 866 | 323 | NG | GT | 18.4 | 14.2 | 0 | 0 | 0 |  | IPP Non-CHP | N | RE | 2004 | Retired prior to 2012 |  | Eastern
EXCLUDE | IL | IL-Eastern | Calumet | 866 | 324 | NG | GT | 18.4 | 14.2 | 0 | 0 | 0 |  | IPP Non-CHP | N | RE | 2004 | Retired prior to 2012 |  | Eastern
EXCLUDE | IL | IL-Eastern | Calumet | 866 | 331 | NG | GT | 18.4 | 15.1 | 0 | 0 | 0 |  | IPP Non-CHP | N | RE | 2004 | Retired prior to 2012 |  | Eastern
EXCLUDE | IL | IL-Eastern | Calumet | 866 | 332 | NG | GT | 18.4 | 13 | 0 | 0 | 0 |  | IPP Non-CHP | N | RE | 2004 | Retired prior to 2012 |  | Eastern
EXCLUDE | IL | IL-Eastern | Calumet | 866 | 333 | NG | GT | 18.4 | 13.6 | 0 | 0 | 0 |  | IPP Non-CHP | N | RE | 2004 | Retired prior to 2012 |  | Eastern
EXCLUDE | IL | IL-Eastern | Calumet | 866 | 341 | NG | GT | 19 | 13.7 | 0 | 0 | 0 |  | IPP Non-CHP | N | RE | 2004 | Retired prior to 2012 |  | Eastern
EXCLUDE | IL | IL-Eastern | Calumet | 866 | 342 | NG | GT | 19 | 14 | 0 | 0 | 0 |  | IPP Non-CHP | N | RE | 2004 | Retired prior to 2012 |  | Eastern
EXCLUDE | IL | IL-Eastern | Calumet | 866 | 343 | NG | GT | 19 | 13.6 | 0 | 0 | 0 |  | IPP Non-CHP | N | RE | 2004 | Retired prior to 2012 |  | Eastern
EXCLUDE | IL | IL-Eastern | Calumet | 866 | 344 | NG | GT | 19 | 8.3 | 0 | 0 | 0 |  | IPP Non-CHP | N | RE | 2004 | Retired prior to 2012 |  | Eastern
EXCLUDE | IL | IL-Eastern | Crawford | 867 | 311 | NG | GT | 17.3 | 17.3 | 0 | 0 | 0 |  | IPP Non-CHP | N | RE | 2005 | Retired prior to 2012 |  | Eastern
EXCLUDE | IL | IL-Eastern | Crawford | 867 | 312 | NG | GT | 17.3 | 13.7 | 0 | 0 | 0 |  | IPP Non-CHP | N | RE | 2005 | Retired prior to 2012 |  | Eastern
EXCLUDE | IL | IL-Eastern | Crawford | 867 | 313 | NG | GT | 17.3 | 14.4 | 0 | 0 | 0 |  | IPP Non-CHP | N | RE | 2005 | Retired prior to 2012 |  | Eastern
EXCLUDE | IL | IL-Eastern | Crawford | 867 | 314 | NG | GT | 17.3 | 13.9 | 0 | 0 | 0 |  | IPP Non-CHP | N | RE | 2005 | Retired prior to 2012 |  | Eastern
EXCLUDE | IL | IL-Eastern | Crawford | 867 | 321 | NG | GT | 17.3 | 14.7 | 0 | 0 | 0 |  | IPP Non-CHP | N | RE | 2005 | Retired prior to 2012 |  | Eastern
EXCLUDE | IL | IL-Eastern | Crawford | 867 | 322 | NG | GT | 17.3 | 14.7 | 0 | 0 | 0 |  | IPP Non-CHP | N | RE | 2005 | Retired prior to 2012 |  | Eastern
EXCLUDE | IL | IL-Eastern | Crawford | 867 | 323 | NG | GT | 17.3 | 13.9 | 0 | 0 | 0 |  | IPP Non-CHP | N | RE | 2005 | Retired prior to 2012 |  | Eastern
EXCLUDE | IL | IL-Eastern | Crawford | 867 | 324 | NG | GT | 17.3 | 14.2 | 0 | 0 | 0 |  | IPP Non-CHP | N | RE | 2005 | Retired prior to 2012 |  | Eastern
EXCLUDE | IL | IL-Eastern | Crawford | 867 | 331 | NG | GT | 17.3 | 14.2 | 0 | 0 | 0 |  | IPP Non-CHP | N | RE | 2005 | Retired prior to 2012 |  | Eastern
EXCLUDE | IL | IL-Eastern | Crawford | 867 | 332 | NG | GT | 17.3 | 13.8 | 0 | 0 | 0 |  | IPP Non-CHP | N | RE | 2005 | Retired prior to 2012 |  | Eastern
EXCLUDE | IL | IL-Eastern | Crawford | 867 | 333 | NG | GT | 17.3 | 14.3 | 0 | 0 | 0 |  | IPP Non-CHP | N | RE | 2005 | Retired prior to 2012 |  | Eastern
EXCLUDE | IL | IL-Eastern | Crawford | 867 | 334 | NG | GT | 17.3 | 13.7 | 0 | 0 | 0 |  | IPP Non-CHP | N | RE | 2005 | Retired prior to 2012 |  | Eastern
COALST | IL | IL-Eastern | Crawford | 867 | 7 | SUB | ST | 239.3 | 213 | 3533 | 507058 | 656704.65 |  | IPP Non-CHP | N | RE | 2012 |  |  | Eastern
COALST | IL | IL-Eastern | Crawford | 867 | 8 | SUB | ST | 358.1 | 319 | 4239 | 749712 | 1002771.28 |  | IPP Non-CHP | N | RE | 2012 |  |  | Eastern
EXCLUDE | IL | IL-Eastern | Dresden Generating Station | 869 | 2 | NUC | ST | 1009.3 | 883 | 0 | 7401000 | 0 |  | IPP Non-CHP | N | OP |  | Non Combustion (NUC, WAT, WND, GEO, or SUN) |  | Eastern
EXCLUDE | IL | IL-Eastern | Dresden Generating Station | 869 | 3 | NUC | ST | 1009.3 | 867 | 0 | 7401000 | 0 |  | IPP Non-CHP | N | OP |  | Non Combustion (NUC, WAT, WND, GEO, or SUN) |  | Eastern
EXCLUDE | IL | IL-Eastern | Electric Junction | 870 | 311 | NG | GT | 19 | 14.6 | 0 | 0 | 0 |  | IPP Non-CHP | N | RE | 2004 | Retired prior to 2012 |  | Eastern
EXCLUDE | IL | IL-Eastern | Electric Junction | 870 | 312 | NG | GT | 19 | 15 | 0 | 0 | 0 |  | IPP Non-CHP | N | RE | 2004 | Retired prior to 2012 |  | Eastern
EXCLUDE | IL | IL-Eastern | Electric Junction | 870 | 313 | NG | GT | 19 | 15.1 | 0 | 0 | 0 |  | IPP Non-CHP | N | RE | 2004 | Retired prior to 2012 |  | Eastern
EXCLUDE | IL | IL-Eastern | Electric Junction | 870 | 314 | NG | GT | 19 | 14.7 | 0 | 0 | 0 |  | IPP Non-CHP | N | RE | 2004 | Retired prior to 2012 |  | Eastern
EXCLUDE | IL | IL-Eastern | Electric Junction | 870 | 321 | NG | GT | 19 | 14.9 | 0 | 0 | 0 |  | IPP Non-CHP | N | RE | 2004 | Retired prior to 2012 |  | Eastern
EXCLUDE | IL | IL-Eastern | Electric Junction | 870 | 322 | NG | GT | 19 | 14.6 | 0 | 0 | 0 |  | IPP Non-CHP | N | RE | 2004 | Retired prior to 2012 |  | Eastern
EXCLUDE | IL | IL-Eastern | Electric Junction | 870 | 323 | NG | GT | 19 | 14.4 | 0 | 0 | 0 |  | IPP Non-CHP | N | RE | 2004 | Retired prior to 2012 |  | Eastern
EXCLUDE | IL | IL-Eastern | Electric Junction | 870 | 324 | NG | GT | 19 | 15.3 | 0 | 0 | 0 |  | IPP Non-CHP | N | RE | 2004 | Retired prior to 2012 |  | Eastern
EXCLUDE | IL | IL-Eastern | Electric Junction | 870 | 331 | NG | GT | 19 | 14.7 | 0 | 0 | 0 |  | IPP Non-CHP | N | RE | 2004 | Retired prior to 2012 |  | Eastern
EXCLUDE | IL | IL-Eastern | Electric Junction | 870 | 332 | NG | GT | 19 | 15.1 | 0 | 0 | 0 |  | IPP Non-CHP | N | RE | 2004 | Retired prior to 2012 |  | Eastern
EXCLUDE | IL | IL-Eastern | Electric Junction | 870 | 333 | NG | GT | 19 | 14.7 | 0 | 0 | 0 |  | IPP Non-CHP | N | RE | 2004 | Retired prior to 2012 |  | Eastern
EXCLUDE | IL | IL-Eastern | Electric Junction | 870 | 334 | NG | GT | 19 | 14.7 | 0 | 0 | 0 |  | IPP Non-CHP | N | RE | 2004 | Retired prior to 2012 |  | Eastern
EXCLUDE | IL | IL-Eastern | Electric Junction | 870 | 341 | NG | GT | 19 | 9.5 | 0 | 0 | 0 |  | IPP Non-CHP | N | RE | 2004 | Retired prior to 2012 |  | Eastern
EXCLUDE | IL | IL-Eastern | Electric Junction | 870 | 342 | NG | GT | 19 | 9.8 | 0 | 0 | 0 |  | IPP Non-CHP | N | RE | 2004 | Retired prior to 2012 |  | Eastern
EXCLUDE | IL | IL-Eastern | Electric Junction | 870 | 343 | NG | GT | 19 | 10.4 | 0 | 0 | 0 |  | IPP Non-CHP | N | RE | 2004 | Retired prior to 2012 |  | Eastern
EXCLUDE | IL | IL-Eastern | Electric Junction | 870 | 344 | NG | GT | 19 | 9.9 | 0 | 0 | 0 |  | IPP Non-CHP | N | RE | 2004 | Retired prior to 2012 |  | Eastern
EXCLUDE | IL | IL-Eastern | Joliet 9 | 874 | 311 | NG | GT | 18.4 | 15.8 | 0 | 0 | 0 |  | IPP Non-CHP | N | RE | 2004 | Retired prior to 2012 |  | Eastern
EXCLUDE | IL | IL-Eastern | Joliet 9 | 874 | 312 | NG | GT | 18.4 | 14.5 | 0 | 0 | 0 |  | IPP Non-CHP | N | RE | 2004 | Retired prior to 2012 |  | Eastern
EXCLUDE | IL | IL-Eastern | Joliet 9 | 874 | 313 | NG | GT | 18.4 | 14.6 | 0 | 0 | 0 |  | IPP Non-CHP | N | RE | 2004 | Retired prior to 2012 |  | Eastern
EXCLUDE | IL | IL-Eastern | Joliet 9 | 874 | 314 | NG | GT | 18.4 | 14 | 0 | 0 | 0 |  | IPP Non-CHP | N | RE | 2004 | Retired prior to 2012 |  | Eastern
EXCLUDE | IL | IL-Eastern | Joliet 9 | 874 | 321 | NG | GT | 18.4 | 14.1 | 0 | 0 | 0 |  | IPP Non-CHP | N | RE | 2004 | Retired prior to 2012 |  | Eastern
EXCLUDE | IL | IL-Eastern | Joliet 9 | 874 | 322 | NG | GT | 18.4 | 14.1 | 0 | 0 | 0 |  | IPP Non-CHP | N | RE | 2004 | Retired prior to 2012 |  | Eastern
EXCLUDE | IL | IL-Eastern | Joliet 9 | 874 | 323 | NG | GT | 18.4 | 14.1 | 0 | 0 | 0 |  | IPP Non-CHP | N | RE | 2004 | Retired prior to 2012 |  | Eastern
EXCLUDE | IL | IL-Eastern | Joliet 9 | 874 | 324 | NG | GT | 18.4 | 13.9 | 0 | 0 | 0 |  | IPP Non-CHP | N | RE | 2004 | Retired prior to 2012 |  | Eastern
COALST | IL | IL-Eastern | Joliet 9 | 874 | 6 | SUB | ST | 360.4 | 314 | 4239 | 907152 | 1178162.75 |  | IPP Non-CHP | N | OP |  |  |  | Eastern
COALST | IL | IL-Eastern | Kincaid Generation LLC | 876 | 1 | SUB | ST | 659.5 | 579 | 6634 | 2835211 | 3292654.55 |  | IPP Non-CHP | N | OP |  |  |  | Eastern
COALST | IL | IL-Eastern | Kincaid Generation LLC | 876 | 2 | SUB | ST | 659.5 | 579 | 6406 | 2307300 | 2667799.07 |  | IPP Non-CHP | N | OP |  |  |  | Eastern
EXCLUDE | IL | IL-Eastern | Lombard | 877 | 311 | KER | GT | 22.1 | 16.2 | 0 | 0 | 0 |  | IPP Non-CHP | N | RE | 2004 | Retired prior to 2012 |  | Eastern
EXCLUDE | IL | IL-Eastern | Lombard | 877 | 312 | NG | GT | 22.1 | 18.4 | 0 | 0 | 0 |  | IPP Non-CHP | N | RE | 2004 | Retired prior to 2012 |  | Eastern
EXCLUDE | IL | IL-Eastern | Lombard | 877 | 321 | KER | GT | 22.1 | 15.5 | 0 | 0 | 0 |  | IPP Non-CHP | N | RE | 2004 | Retired prior to 2012 |  | Eastern
EXCLUDE | IL | IL-Eastern | Lombard | 877 | 322 | KER | GT | 22.1 | 18.8 | 0 | 0 | 0 |  | IPP Non-CHP | N | RE | 2004 | Retired prior to 2012 |  | Eastern
EXCLUDE | IL | IL-Eastern | Lombard | 877 | 331 | KER | GT | 22.1 | 16.2 | 0 | 0 | 0 |  | IPP Non-CHP | N | RE | 2004 | Retired prior to 2012 |  | Eastern
EXCLUDE | IL | IL-Eastern | Lombard | 877 | 332 | NG | GT | 22.1 | 18.3 | 0 | 0 | 0 |  | IPP Non-CHP | N | RE | 2004 | Retired prior to 2012 |  | Eastern
COALST | IL | IL-Eastern | Powerton | 879 | 5 | SUB | ST | 892.8 | 769 | 10598 | 4159306 | 5037960.77 |  | IPP Non-CHP | N | OP |  |  |  | Eastern
COALST | IL | IL-Eastern | Powerton | 879 | 6 | SUB | ST | 892.8 | 769 | 10598 | 4007285 | 4824879.5 |  | IPP Non-CHP | N | OP |  |  |  | Eastern
EXCLUDE | IL | IL-Eastern | Quad Cities Generating Station | 880 | 1 | NUC | ST | 1009.3 | 908 | 0 | 7752986 | 0 |  | IPP Non-CHP | N | OP |  | Non Combustion (NUC, WAT, WND, GEO, or SUN) |  | Eastern
EXCLUDE | IL | IL-Eastern | Quad Cities Generating Station | 880 | 2 | NUC | ST | 1009.3 | 911 | 0 | 7752986 | 0 |  | IPP Non-CHP | N | OP |  | Non Combustion (NUC, WAT, WND, GEO, or SUN) |  | Eastern
EXCLUDE | IL | IL-Eastern | Sabrooke | 882 | 311 | DFO | GT | 18.4 | 12.8 | 0 | 0 | 0 |  | IPP Non-CHP | N | RE | 2004 | Retired prior to 2012 |  | Eastern
EXCLUDE | IL | IL-Eastern | Sabrooke | 882 | 312 | DFO | GT | 18.4 | 12.4 | 0 | 0 | 0 |  | IPP Non-CHP | N | RE | 2004 | Retired prior to 2012 |  | Eastern
EXCLUDE | IL | IL-Eastern | Sabrooke | 882 | 321 | DFO | GT | 18.4 | 11.4 | 0 | 0 | 0 |  | IPP Non-CHP | N | RE | 2004 | Retired prior to 2012 |  | Eastern
EXCLUDE | IL | IL-Eastern | Sabrooke | 882 | 322 | DFO | GT | 18.4 | 13.5 | 0 | 0 | 0 |  | IPP Non-CHP | N | RE | 2004 | Retired prior to 2012 |  | Eastern
EXCLUDE | IL | IL-Eastern | Sabrooke | 882 | 331 | DFO | GT | 19 | 11 | 0 | 0 | 0 |  | IPP Non-CHP | N | RE | 2004 | Retired prior to 2012 |  | Eastern
EXCLUDE | IL | IL-Eastern | Sabrooke | 882 | 332 | DFO | GT | 19 | 12.8 | 0 | 0 | 0 |  | IPP Non-CHP | N | RE | 2004 | Retired prior to 2012 |  | Eastern
EXCLUDE | IL | IL-Eastern | Sabrooke | 882 | 341 | DFO | GT | 19 | 12.5 | 0 | 0 | 0 |  | IPP Non-CHP | N | RE | 2004 | Retired prior to 2012 |  | Eastern
EXCLUDE | IL | IL-Eastern | Sabrooke | 882 | 342 | DFO | GT | 19 | 13.1 | 0 | 0 | 0 |  | IPP Non-CHP | N | RE | 2004 | Retired prior to 2012 |  | Eastern
EXCLUDE | IL | IL-Eastern | Waukegan | 883 | 311 | DFO | GT | 28 | 24.6 | 553 | 110.25 | 305.8 |  | IPP Non-CHP | N | SB |  | Simple cycle unit |  | Eastern
EXCLUDE | IL | IL-Eastern | Waukegan | 883 | 312 | DFO | GT | 28 | 28.5 | 553 | 110.25 | 322.6 |  | IPP Non-CHP | N | SB |  | Simple cycle unit |  | Eastern
EXCLUDE | IL | IL-Eastern | Waukegan | 883 | 321 | DFO | GT | 28 | 28 | 553 | 110.25 | 243.5 |  | IPP Non-CHP | N | SB |  | Simple cycle unit |  | Eastern
EXCLUDE | IL | IL-Eastern | Waukegan | 883 | 322 | DFO | GT | 28 | 26.7 | 553 | 110.25 | 229.3 |  | IPP Non-CHP | N | SB |  | Simple cycle unit |  | Eastern
EXCLUDE | IL | IL-Eastern | Waukegan | 883 | 6 | SUB | ST | 121 | 100 | 0 | 0 | 0 |  | IPP Non-CHP | N | RE | 2007 | Retired prior to 2012 |  | Eastern
COALST | IL | IL-Eastern | Waukegan | 883 | 7 | SUB | ST | 326.4 | 328 | 4239 | 1660471 | 1716906.73 |  | IPP Non-CHP | N | OP |  |  |  | Eastern
COALST | IL | IL-Eastern | Waukegan | 883 | 8 | SUB | ST | 355.3 | 361 | 4947 | 1653953 | 2084217.83 |  | IPP Non-CHP | N | OP |  |  |  | Eastern
EXCLUDE | IL | IL-Eastern | Will County | 884 | 1 | SUB | ST | 187.5 | 151 | 0 | 0 | 0 |  | IPP Non-CHP | N | RE | 2010 | Retired prior to 2012 |  | Eastern
EXCLUDE | IL | IL-Eastern | Will County | 884 | 2 | SUB | ST | 183.7 | 148 | 0 | 0 | 0 |  | IPP Non-CHP | N | RE | 2010 | Retired prior to 2012 |  | Eastern
COALST | IL | IL-Eastern | Will County | 884 | 3 | SUB | ST | 299.2 | 251 | 4905 | 1008102 | 1354185.95 |  | IPP Non-CHP | N | OP |  |  |  | Eastern
COALST | IL | IL-Eastern | Will County | 884 | 4 | SUB | ST | 598.4 | 510 | 6359 | 2232104 | 2541981 |  | IPP Non-CHP | N | OP |  |  |  | Eastern
COALST | IL | IL-Eastern | Fisk Street | 886 | 19 | SUB | ST | 374 | 326 | 5087 | 890591 | 1053954.58 |  | IPP Non-CHP | N | RE | 2012 |  |  | Eastern
EXCLUDE | IL | IL-Eastern | Fisk Street | 886 | 311 | DFO | GT | 38 | 25.4 | 299.56 | 49.34 | 98.84 |  | IPP Non-CHP | N | SB |  | Simple cycle unit |  | Eastern
EXCLUDE | IL | IL-Eastern | Fisk Street | 886 | 312 | DFO | GT | 38 | 23.7 | 299.56 | 49.34 | 98.84 |  | IPP Non-CHP | N | SB |  | Simple cycle unit |  | Eastern
EXCLUDE | IL | IL-Eastern | Fisk Street | 886 | 321 | DFO | GT | 38 | 25.4 | 299.56 | 49.34 | 98.84 |  | IPP Non-CHP | N | SB |  | Simple cycle unit |  | Eastern
EXCLUDE | IL | IL-Eastern | Fisk Street | 886 | 322 | DFO | GT | 38 | 25.4 | 299.56 | 49.34 | 98.84 |  | IPP Non-CHP | N | SB |  | Simple cycle unit |  | Eastern
EXCLUDE | IL | IL-Eastern | Fisk Street | 886 | 331 | DFO | GT | 38 | 23.7 | 299.56 | 49.34 | 98.84 |  | IPP Non-CHP | N | SB |  | Simple cycle unit |  | Eastern
EXCLUDE | IL | IL-Eastern | Fisk Street | 886 | 332 | DFO | GT | 38 | 25.4 | 299.56 | 49.34 | 98.84 |  | IPP Non-CHP | N | SB |  | Simple cycle unit |  | Eastern
EXCLUDE | IL | IL-Eastern | Fisk Street | 886 | 341 | DFO | GT | 38 | 25.4 | 299.56 | 49.34 | 98.84 |  | IPP Non-CHP | N | SB |  | Simple cycle unit |  | Eastern
EXCLUDE | IL | IL-Eastern | Fisk Street | 886 | 342 | DFO | GT | 22.8 | 22.8 | 179.74 | 29.61 | 42.08 |  | IPP Non-CHP | N | SB |  | Simple cycle unit |  | Eastern
COALST | IL | IL-Eastern | Joppa Steam | 887 | 1 | SUB | ST | 183.3 | 167 | 2450 | 1170709 | 1330629.54 |  | IPP Non-CHP | N | OP |  |  |  | Eastern
COALST | IL | IL-Eastern | Joppa Steam | 887 | 2 | SUB | ST | 183.3 | 167 | 2450 | 1145777 | 1294598.77 |  | IPP Non-CHP | N | OP |  |  |  | Eastern
COALST | IL | IL-Eastern | Joppa Steam | 887 | 3 | SUB | ST | 183.3 | 167 | 2300 | 1022038 | 1177087.88 |  | IPP Non-CHP | N | OP |  |  |  | Eastern
COALST | IL | IL-Eastern | Joppa Steam | 887 | 4 | SUB | ST | 183.3 | 167 | 2300 | 1141978 | 1303337.25 |  | IPP Non-CHP | N | OP |  |  |  | Eastern
COALST | IL | IL-Eastern | Joppa Steam | 887 | 5 | SUB | ST | 183.3 | 167 | 2300 | 946463 | 1136760.31 |  | IPP Non-CHP | N | OP |  |  |  | Eastern
COALST | IL | IL-Eastern | Joppa Steam | 887 | 6 | SUB | ST | 183.3 | 167 | 2300 | 1062099 | 1265248.86 |  | IPP Non-CHP | N | OP |  |  |  | Eastern
COALST | IL | IL-Eastern | Baldwin Energy Complex | 889 | 1 | SUB | ST | 625.1 | 581 | 7000 | 4006250 | 4585909.85 |  | IPP Non-CHP | N | OP |  |  |  | Eastern
COALST | IL | IL-Eastern | Baldwin Energy Complex | 889 | 2 | SUB | ST | 634.5 | 586 | 6200 | 3813122 | 4034452.18 |  | IPP Non-CHP | N | OP |  |  |  | Eastern
COALST | IL | IL-Eastern | Baldwin Energy Complex | 889 | 3 | SUB | ST | 634.5 | 608 | 6800 | 4466135 | 5083287 |  | IPP Non-CHP | N | OP |  |  |  | Eastern
OGST | IL | IL-Eastern | Havana | 891 | 1 | RFO | ST | 46 | 45.6 | 0 | 0 | 0 |  | IPP Non-CHP | N | RE | 2012 |  |  | Eastern
OGST | IL | IL-Eastern | Havana | 891 | 2 | RFO | ST | 46 | 45.6 | 0 | 0 | 0 |  | IPP Non-CHP | N | RE | 2012 |  |  | Eastern
OGST | IL | IL-Eastern | Havana | 891 | 3 | RFO | ST | 46 | 45.6 | 0 | 0 | 0 |  | IPP Non-CHP | N | RE | 2012 |  |  | Eastern
OGST | IL | IL-Eastern | Havana | 891 | 4 | RFO | ST | 46 | 45.6 | 0 | 0 | 0 |  | IPP Non-CHP | N | RE | 2012 |  |  | Eastern
OGST | IL | IL-Eastern | Havana | 891 | 5 | RFO | ST | 46 | 45.6 | 0 | 0 | 0 |  | IPP Non-CHP | N | RE | 2012 |  |  | Eastern
COALST | IL | IL-Eastern | Havana | 891 | 6 | SUB | ST | 488 | 428 | 5760 | 2697723.98 | 3456597.84 |  | IPP Non-CHP | N | OP |  |  |  | Eastern
COALST | IL | IL-Eastern | Hennepin Power Station | 892 | 1 | SUB | ST | 75 | 68 | 940 | 473292 | 551163.81 |  | IPP Non-CHP | N | OP |  |  |  | Eastern
COALST | IL | IL-Eastern | Hennepin Power Station | 892 | 2 | SUB | ST | 231.3 | 217 | 3000 | 1671440 | 1919519.3 |  | IPP Non-CHP | N | OP |  |  |  | Eastern
EXCLUDE | IL | IL-Eastern | Oglesby | 894 | 1 | NG | GT | 17.5 | 13.5 | 0 | 711.5 | 807.36 |  | IPP Non-CHP | N | SB | 2013 | Simple cycle unit |  | Eastern
EXCLUDE | IL | IL-Eastern | Oglesby | 894 | 2 | NG | GT | 17.5 | 13.5 | 0 | 711.5 | 807.36 |  | IPP Non-CHP | N | SB | 2013 | Simple cycle unit |  | Eastern
EXCLUDE | IL | IL-Eastern | Oglesby | 894 | 3 | NG | GT | 17.5 | 13.5 | 0 | 711.5 | 807.36 |  | IPP Non-CHP | N | SB | 2013 | Simple cycle unit |  | Eastern
EXCLUDE | IL | IL-Eastern | Oglesby | 894 | 4 | NG | GT | 17.5 | 13.5 | 0 | 711.5 | 807.36 |  | IPP Non-CHP | N | SB | 2013 | Simple cycle unit |  | Eastern
EXCLUDE | IL | IL-Eastern | Stallings | 895 | 1 | NG | GT | 23.8 | 20.5 | 0 | 463 | 520.82 |  | IPP Non-CHP | N | SB | 2013 | Simple cycle unit |  | Eastern
EXCLUDE | IL | IL-Eastern | Stallings | 895 | 2 | NG | GT | 23.8 | 20.5 | 0 | 463 | 520.82 |  | IPP Non-CHP | N | SB | 2013 | Simple cycle unit |  | Eastern
EXCLUDE | IL | IL-Eastern | Stallings | 895 | 3 | NG | GT | 23.8 | 20.5 | 0 | 463 | 520.82 |  | IPP Non-CHP | N | SB | 2013 | Simple cycle unit |  | Eastern
EXCLUDE | IL | IL-Eastern | Stallings | 895 | 4 | NG | GT | 23.8 | 20.5 | 0 | 463 | 520.82 |  | IPP Non-CHP | N | SB | 2013 | Simple cycle unit |  | Eastern
EXCLUDE | IL | IL-Eastern | Vermilion | 897 | 2 | SUB | ST | 108.8 | 99 | 0 | 0 | 0 |  | IPP Non-CHP | N | RE | 2011 | Retired prior to 2012 |  | Eastern
EXCLUDE | IL | IL-Eastern | Vermilion | 897 | 3 | DFO | GT | 15 | 10 | 0 | 0 | 0 |  | IPP Non-CHP | N | RE | 2011 | Retired prior to 2012 |  | Eastern
EXCLUDE | IL | IL-Eastern | Vermilion | 897 | ST1 | SUB | ST | 73.5 | 62 | 0 | 0 | 0 |  | IPP Non-CHP | N | RE | 2011 | Retired prior to 2012 |  | Eastern
EXCLUDE | IL | IL-Eastern | Wood River | 898 | 1 | NG | ST | 50 | 38.7 | 0 | 0 | 0 |  | IPP Non-CHP | N | RE | 2011 | Retired prior to 2012 |  | Eastern
EXCLUDE | IL | IL-Eastern | Wood River | 898 | 2 | NG | ST | 50 | 38.7 | 0 | 0 | 0 |  | IPP Non-CHP | N | RE | 2011 | Retired prior to 2012 |  | Eastern
EXCLUDE | IL | IL-Eastern | Wood River | 898 | 3 | NG | ST | 50 | 38.7 | 0 | 0 | 0 |  | IPP Non-CHP | N | RE | 2011 | Retired prior to 2012 |  | Eastern
COALST | IL | IL-Eastern | Wood River | 898 | 4 | SUB | ST | 112.5 | 88 | 1230 | 579146 | 671755.66 |  | IPP Non-CHP | N | OP |  |  |  | Eastern
COALST | IL | IL-Eastern | Wood River | 898 | 5 | SUB | ST | 387.6 | 368 | 4020 | 2165371 | 2306777.15 |  | IPP Non-CHP | N | OP |  |  |  | Eastern
EXCLUDE | IL | IL-Eastern | Moline | 899 | GT1 | NG | GT | 18 | 16 | 0 | 604.75 | 761.69 |  | Electric Utility | N | OP |  | Simple cycle unit |  | Eastern
EXCLUDE | IL | IL-Eastern | Moline | 899 | GT2 | NG | GT | 18 | 17.1 | 0 | 604.75 | 761.69 |  | Electric Utility | N | OP |  | Simple cycle unit |  | Eastern
EXCLUDE | IL | IL-Eastern | Moline | 899 | GT3 | NG | GT | 18 | 16.9 | 0 | 604.75 | 761.69 |  | Electric Utility | N | OP |  | Simple cycle unit |  | Eastern
EXCLUDE | IL | IL-Eastern | Moline | 899 | GT4 | NG | GT | 18 | 16.7 | 0 | 604.75 | 761.69 |  | Electric Utility | N | OP |  | Simple cycle unit |  | Eastern
EXCLUDE | IL | IL-Eastern | Moline | 899 | HY1 | WAT | HY | 0.9 | 0.8 | 0 | 1341.5 | 0 |  | Electric Utility | N | OP |  | Non Combustion (NUC, WAT, WND, GEO, or SUN) |  | Eastern
EXCLUDE | IL | IL-Eastern | Moline | 899 | HY2 | WAT | HY | 0.9 | 0.8 | 0 | 1341.5 | 0 |  | Electric Utility | N | OP |  | Non Combustion (NUC, WAT, WND, GEO, or SUN) |  | Eastern
EXCLUDE | IL | IL-Eastern | Moline | 899 | HY3 | WAT | HY | 0.9 | 0.8 | 0 | 1341.5 | 0 |  | Electric Utility | N | OP |  | Non Combustion (NUC, WAT, WND, GEO, or SUN) |  | Eastern
EXCLUDE | IL | IL-Eastern | Moline | 899 | HY4 | WAT | HY | 0.9 | 0.8 | 0 | 1341.5 | 0 |  | Electric Utility | N | OP |  | Non Combustion (NUC, WAT, WND, GEO, or SUN) |  | Eastern
EXCLUDE | CA | CA-Western | Bottle Rock Power | 902 | 1 | GEO | ST | 55 | 10 | 0 | 71940 | 0 |  | IPP Non-CHP | N | OP |  | Non Combustion (NUC, WAT, WND, GEO, or SUN) |  | Western
EXCLUDE | IL | IL-Eastern | Rockton | 903 | 1 | WAT | HY | 0.6 | 0.6 | 0 | 2900.18 | 0 |  | IPP Non-CHP | N | OP |  | Non Combustion (NUC, WAT, WND, GEO, or SUN) |  | Eastern
EXCLUDE | IL | IL-Eastern | Rockton | 903 | 2 | WAT | HY | 0.5 | 0.5 | 0 | 2416.82 | 0 |  | IPP Non-CHP | N | OP |  | Non Combustion (NUC, WAT, WND, GEO, or SUN) |  | Eastern
EXCLUDE | CA | CA-Western | Alamo | 905 | 1 | WAT | HY | 19.6 | 17 | 0 | 29339 | 0 |  | Electric Utility | N | OP |  | Non Combustion (NUC, WAT, WND, GEO, or SUN) |  | Western
EXCLUDE | IL | IL-Eastern | Venice | 913 | 2 | DFO | ST | 40 | 38 | 0 | 0 | 0 |  | Electric Utility | N | RE | 2000 | Retired prior to 2012 |  | Eastern
EXCLUDE | IL | IL-Eastern | Venice | 913 | 3 | DFO | ST | 98 | 82 | 0 | 0 | 0 |  | Electric Utility | N | RE | 2002 | Retired prior to 2012 |  | Eastern
EXCLUDE | IL | IL-Eastern | Venice | 913 | 4 | DFO | ST | 98 | 82 | 0 | 0 | 0 |  | Electric Utility | N | RE | 2002 | Retired prior to 2012 |  | Eastern
EXCLUDE | IL | IL-Eastern | Venice | 913 | 5 | DFO | ST | 98 | 86 | 0 | 0 | 0 |  | Electric Utility | N | RE | 2002 | Retired prior to 2012 |  | Eastern
EXCLUDE | IL | IL-Eastern | Venice | 913 | 6 | DFO | ST | 100 | 86 | 0 | 0 | 0 |  | Electric Utility | N | RE | 2002 | Retired prior to 2012 |  | Eastern
EXCLUDE | IL | IL-Eastern | Venice | 913 | GT1 | DFO | GT | 37.5 | 26 | 0 | 0 | 0 |  | Electric Utility | N | RE | 2011 | Retired prior to 2012 |  | Eastern
EXCLUDE | IL | IL-Eastern | Venice | 913 | GT2 | NG | GT | 61 | 49 | 663.71 | 19590.89 | 11986.54 |  | Electric Utility | N | OP |  | Simple cycle unit |  | Eastern
EXCLUDE | IL | IL-Eastern | Venice | 913 | GT3 | NG | GT | 200 | 169 | 2176.11 | 64232.42 | 39300.14 |  | Electric Utility | N | OP |  | Simple cycle unit |  | Eastern
EXCLUDE | IL | IL-Eastern | Venice | 913 | GT4 | NG | GT | 200 | 169 | 2176.11 | 64232.42 | 39300.14 |  | Electric Utility | N | OP |  | Simple cycle unit |  | Eastern
EXCLUDE | IL | IL-Eastern | Venice | 913 | GT5 | NG | GT | 125 | 104 | 1360.07 | 40145.26 | 24562.59 |  | Electric Utility | N | OP |  | Simple cycle unit |  | Eastern
EXCLUDE | IL | IL-Eastern | Venice | 913 | ST1 | DFO | ST | 40 | 38 | 0 | 0 | 0 |  | Electric Utility | N | RE | 2000 | Retired prior to 2012 |  | Eastern
EXCLUDE | WA | WA-Western | Quincy Chute | 917 | 1 | WAT | HY | 9.4 | 9.4 | 0 | 33271 | 0 |  | Electric Utility | N | OP |  | Non Combustion (NUC, WAT, WND, GEO, or SUN) |  | Western
EXCLUDE | UT | UT-Western | Hydro Plant No 3 | 925 | 2 | WAT | HY | 0.7 | 0.6 | 0 | 1171.25 | 0 |  | Electric Utility | N | OP |  | Non Combustion (NUC, WAT, WND, GEO, or SUN) |  | Western
EXCLUDE | UT | UT-Western | Hydro Plant No 3 | 925 | 3 | WAT | HY | 2.1 | 2 | 0 | 3513.75 | 0 |  | Electric Utility | N | OP |  | Non Combustion (NUC, WAT, WND, GEO, or SUN) |  | Western
EXCLUDE | IL | IL-Eastern | Breese | 934 | 2 | DFO | IC | 3 | 3 | 0 | 0 | 0 |  | Electric Utility | N | SB |  | Internal Combustion |  | Eastern
EXCLUDE | IL | IL-Eastern | Breese | 934 | 5 | DFO | IC | 2.5 | 2.5 | 0 | 0 | 0 |  | Electric Utility | N | SB |  | Internal Combustion |  | Eastern
EXCLUDE | IL | IL-Eastern | Breese | 934 | 6 | DFO | IC | 2.5 | 2.5 | 0 | 0 | 0 |  | Electric Utility | N | SB |  | Internal Combustion |  | Eastern
EXCLUDE | IL | IL-Eastern | Breese | 934 | 7 | DFO | IC | 2.5 | 2.5 | 0 | 0 | 0 |  | Electric Utility | N | SB |  | Internal Combustion |  | Eastern
EXCLUDE | IL | IL-Eastern | Breese | 934 | IC1 | DFO | IC | 0.9 | 1 | 0 | 0 | 0 |  | Electric Utility | N | SB |  | Internal Combustion |  | Eastern
EXCLUDE | IL | IL-Eastern | Breese | 934 | IC3 | DFO | IC | 3 | 3 | 0 | 0 | 0 |  | Electric Utility | N | SB |  | Internal Combustion |  | Eastern
EXCLUDE | IL | IL-Eastern | Breese | 934 | ST2 | DFO | ST | 2 | 2 | 0 | 0 | 0 |  | Electric Utility | N | RE | 2003 | Retired prior to 2012 |  | Eastern
EXCLUDE | IL | IL-Eastern | Bushnell | 935 | 1 | DFO | IC | 0.2 | 0.2 | 0 | 0 | 0 |  | Electric Utility | N | SB |  | Internal Combustion |  | Eastern
EXCLUDE | IL | IL-Eastern | Bushnell | 935 | 2 | DFO | IC | 0.2 | 0.2 | 0 | 0 | 0 |  | Electric Utility | N | SB |  | Internal Combustion |  | Eastern
EXCLUDE | IL | IL-Eastern | Bushnell | 935 | 3 | DFO | IC | 2.2 | 2.2 | 0 | 0 | 0 |  | Electric Utility | N | SB |  | Internal Combustion |  | Eastern
EXCLUDE | IL | IL-Eastern | Bushnell | 935 | 4 | DFO | IC | 2.2 | 2.2 | 0 | 0 | 0 |  | Electric Utility | N | SB |  | Internal Combustion |  | Eastern
EXCLUDE | IL | IL-Eastern | Bushnell | 935 | 5 | DFO | IC | 1 | 1 | 0 | 0 | 0 |  | Electric Utility | N | SB |  | Internal Combustion |  | Eastern
EXCLUDE | IL | IL-Eastern | Bushnell | 935 | 6 | DFO | IC | 2.5 | 2.5 | 0 | 0 | 0 |  | Electric Utility | N | SB |  | Internal Combustion |  | Eastern
EXCLUDE | IL | IL-Eastern | Bushnell | 935 | 7 | DFO | IC | 2.5 | 2.5 | 0 | 0 | 0 |  | Electric Utility | N | SB |  | Internal Combustion |  | Eastern
EXCLUDE | IL | IL-Eastern | Carlyle | 936 | 1 | DFO | IC | 3 | 3 | 0 | 0 | 0 |  | Electric Utility | N | SB |  | Internal Combustion |  | Eastern
EXCLUDE | IL | IL-Eastern | Carlyle | 936 | 10 | DFO | IC | 2.5 | 2.5 | 0 | 0 | 0 |  | Electric Utility | N | SB |  | Internal Combustion |  | Eastern
EXCLUDE | IL | IL-Eastern | Carlyle | 936 | 7 | DFO | IC | 2 | 2 | 0 | 0 | 0 |  | Electric Utility | N | SB |  | Internal Combustion |  | Eastern
EXCLUDE | IL | IL-Eastern | Carlyle | 936 | 8 | DFO | IC | 2.5 | 2.5 | 0 | 0 | 0 |  | Electric Utility | N | SB |  | Internal Combustion |  | Eastern
EXCLUDE | IL | IL-Eastern | Carlyle | 936 | 9 | DFO | IC | 2.5 | 2.5 | 0 | 0 | 0 |  | Electric Utility | N | SB |  | Internal Combustion |  | Eastern
EXCLUDE | IL | IL-Eastern | Carmi | 937 | 10 | NG | IC | 1.7 | 1.6 | 0 | 0 | 0 |  | Electric Utility | N | OP |  | Internal Combustion |  | Eastern
EXCLUDE | IL | IL-Eastern | Carmi | 937 | 11 | NG | IC | 2.7 | 2.7 | 0 | 0 | 0 |  | Electric Utility | N | OP |  | Internal Combustion |  | Eastern
EXCLUDE | IL | IL-Eastern | Carmi | 937 | 12 | NG | IC | 2 | 1.8 | 0 | 0 | 0 |  | Electric Utility | N | OP |  | Internal Combustion |  | Eastern
EXCLUDE | IL | IL-Eastern | Carmi | 937 | 13 | NG | IC | 4.4 | 4.3 | 0 | 0 | 0 |  | Electric Utility | N | OP |  | Internal Combustion |  | Eastern
EXCLUDE | IL | IL-Eastern | Carmi | 937 | 5 | NG | IC | 0.6 | 0.5 | 0 | 0 | 0 |  | Electric Utility | N | OS |  | Internal Combustion |  | Eastern
EXCLUDE | IL | IL-Eastern | Carmi | 937 | 6 | DFO | IC | 0.7 | 0.5 | 0 | 0 | 0 |  | Electric Utility | N | OP |  | Internal Combustion |  | Eastern
EXCLUDE | IL | IL-Eastern | Carmi | 937 | 7 | DFO | IC | 1.1 | 0.9 | 0 | 0 | 0 |  | Electric Utility | N | OP |  | Internal Combustion |  | Eastern
EXCLUDE | IL | IL-Eastern | Carmi | 937 | 8 | NG | IC | 1.4 | 1.2 | 0 | 0 | 0 |  | Electric Utility | N | OP |  | Internal Combustion |  | Eastern
EXCLUDE | IL | IL-Eastern | Carmi | 937 | 9 | NG | IC | 1.7 | 1.5 | 0 | 0 | 0 |  | Electric Utility | N | OP |  | Internal Combustion |  | Eastern
EXCLUDE | IL | IL-Eastern | Fairfield | 940 | IC5 | DFO | IC | 2.4 | 2.4 | 0 | 0 | 0 |  | Electric Utility | N | OP |  | Internal Combustion |  | Eastern
EXCLUDE | IL | IL-Eastern | Fairfield | 940 | IC6 | DFO | IC | 2.4 | 2.4 | 0 | 0 | 0 |  | Electric Utility | N | OP |  | Internal Combustion |  | Eastern
EXCLUDE | IL | IL-Eastern | Fairfield | 940 | IC7 | DFO | IC | 2.7 | 2.7 | 0 | 0 | 0 |  | Electric Utility | N | OP |  | Internal Combustion |  | Eastern
EXCLUDE | IL | IL-Eastern | Farmer City | 941 | 1 | NG | IC | 1.5 | 1.3 | 0 | 0 | 0 |  | Electric Utility | N | OP |  | Internal Combustion |  | Eastern
EXCLUDE | IL | IL-Eastern | Farmer City | 941 | 2 | DFO | IC | 1.1 | 0.9 | 0 | 0 | 0 |  | Electric Utility | N | OP |  | Internal Combustion |  | Eastern
EXCLUDE | IL | IL-Eastern | Farmer City | 941 | 4 | DFO | IC | 0.8 | 0.7 | 0 | 0 | 0 |  | Electric Utility | N | OP |  | Internal Combustion |  | Eastern
EXCLUDE | IL | IL-Eastern | Farmer City | 941 | 5 | NG | IC | 3.5 | 2.8 | 0 | 0 | 0 |  | Electric Utility | N | OP |  | Internal Combustion |  | Eastern
EXCLUDE | IL | IL-Eastern | Farmer City | 941 | 6 | DFO | IC | 2.2 | 2 | 0 | 0 | 0 |  | Electric Utility | N | OP |  | Internal Combustion | Yes | Eastern
EXCLUDE | IL | IL-Eastern | Farmer City | 941 | 7 | DFO | IC | 2.2 | 2 | 0 | 0 | 0 |  | Electric Utility | N | OP |  | Internal Combustion | Yes | Eastern
EXCLUDE | IL | IL-Eastern | Freeburg | 943 | 1 | DFO | IC | 0.4 | 0.4 | 0 | 0 | 0 |  | Electric Utility | N | SB |  | Internal Combustion |  | Eastern
EXCLUDE | IL | IL-Eastern | Freeburg | 943 | 10 | DFO | IC | 1.8 | 1.8 | 0 | 0 | 0 |  | Electric Utility | N | SB |  | Internal Combustion |  | Eastern
EXCLUDE | IL | IL-Eastern | Freeburg | 943 | 11 | DFO | IC | 1.8 | 1.8 | 0 | 0 | 0 |  | Electric Utility | N | SB |  | Internal Combustion |  | Eastern
EXCLUDE | IL | IL-Eastern | Freeburg | 943 | 12 | DFO | IC | 1.8 | 1.8 | 0 | 0 | 0 |  | Electric Utility | N | SB |  | Internal Combustion |  | Eastern
EXCLUDE | IL | IL-Eastern | Freeburg | 943 | 2 | DFO | IC | 0.4 | 0.4 | 0 | 0 | 0 |  | Electric Utility | N | SB |  | Internal Combustion |  | Eastern
EXCLUDE | IL | IL-Eastern | Freeburg | 943 | 3 | DFO | IC | 0.6 | 0.6 | 0 | 0 | 0 |  | Electric Utility | N | SB |  | Internal Combustion |  | Eastern
EXCLUDE | IL | IL-Eastern | Freeburg | 943 | 4 | DFO | IC | 1 | 1 | 0 | 0 | 0 |  | Electric Utility | N | SB |  | Internal Combustion |  | Eastern
EXCLUDE | IL | IL-Eastern | Freeburg | 943 | 6 | DFO | IC | 1.8 | 1.8 | 0 | 0 | 0 |  | Electric Utility | N | SB |  | Internal Combustion |  | Eastern
EXCLUDE | IL | IL-Eastern | Freeburg | 943 | 7 | DFO | IC | 2.6 | 2.6 | 0 | 0 | 0 |  | Electric Utility | N | SB |  | Internal Combustion |  | Eastern
EXCLUDE | IL | IL-Eastern | Freeburg | 943 | 8 | DFO | IC | 1.7 | 1.8 | 0 | 0 | 0 |  | Electric Utility | N | SB |  | Internal Combustion |  | Eastern
EXCLUDE | IL | IL-Eastern | Freeburg | 943 | 9 | DFO | IC | 1.8 | 1.8 | 0 | 0 | 0 |  | Electric Utility | N | SB |  | Internal Combustion |  | Eastern
EXCLUDE | IL | IL-Eastern | Geneseo | 944 | 1 | NG | IC | 5.6 | 4.4 | 0 | 0 | 0 |  | Electric Utility | N | OP |  | Internal Combustion |  | Eastern
EXCLUDE | IL | IL-Eastern | Geneseo | 944 | 10 | WND | WT | 1.5 | 1.5 | 0 | 3608.5 | 0 |  | Electric Utility | N | OP |  | Non Combustion (NUC, WAT, WND, GEO, or SUN) |  | Eastern
EXCLUDE | IL | IL-Eastern | Geneseo | 944 | 11 | WND | WT | 1.5 | 1.5 | 0 | 3608.5 | 0 |  | Electric Utility | N | OP |  | Non Combustion (NUC, WAT, WND, GEO, or SUN) |  | Eastern
EXCLUDE | IL | IL-Eastern | Geneseo | 944 | 2 | NG | IC | 3.5 | 2.8 | 0 | 0 | 0 |  | Electric Utility | N | OP |  | Internal Combustion |  | Eastern
EXCLUDE | IL | IL-Eastern | Geneseo | 944 | 3 | NG | IC | 3.5 | 2.8 | 0 | 0 | 0 |  | Electric Utility | N | OP |  | Internal Combustion |  | Eastern
EXCLUDE | IL | IL-Eastern | Geneseo | 944 | 4 | NG | IC | 1.6 | 1.3 | 0 | 0 | 0 |  | Electric Utility | N | OP |  | Internal Combustion |  | Eastern
EXCLUDE | IL | IL-Eastern | Geneseo | 944 | 5A | NG | IC | 4.4 | 3.4 | 0 | 0 | 0 |  | Electric Utility | N | OP |  | Internal Combustion |  | Eastern
EXCLUDE | IL | IL-Eastern | Geneseo | 944 | 6A | NG | IC | 3 | 2.4 | 0 | 0 | 0 |  | Electric Utility | N | OP |  | Internal Combustion |  | Eastern
EXCLUDE | IL | IL-Eastern | Geneseo | 944 | 7 | NG | IC | 3 | 2.4 | 0 | 0 | 0 |  | Electric Utility | N | OP |  | Internal Combustion |  | Eastern
EXCLUDE | IL | IL-Eastern | Geneseo | 944 | 9 | DFO | IC | 4.8 | 3.8 | 0 | 0 | 0 |  | Electric Utility | N | OP |  | Internal Combustion |  | Eastern
EXCLUDE | IL | IL-Eastern | Highland | 946 | IC1 | DFO | IC | 1.6 | 1.6 | 0 | 0 | 0 |  | Electric Utility | N | SB |  | Internal Combustion |  | Eastern
EXCLUDE | IL | IL-Eastern | Highland | 946 | IC2 | DFO | IC | 1.6 | 1.6 | 0 | 0 | 0 |  | Electric Utility | N | SB |  | Internal Combustion |  | Eastern
EXCLUDE | IL | IL-Eastern | Highland | 946 | IC3 | DFO | IC | 1.6 | 1.6 | 0 | 0 | 0 |  | Electric Utility | N | SB |  | Internal Combustion |  | Eastern
EXCLUDE | IL | IL-Eastern | Highland | 946 | IC5 | DFO | IC | 2 | 2 | 0 | 0 | 0 |  | Electric Utility | N | SB |  | Internal Combustion |  | Eastern
EXCLUDE | IL | IL-Eastern | Highland | 946 | IC6 | DFO | IC | 2 | 2 | 0 | 0 | 0 |  | Electric Utility | N | SB |  | Internal Combustion |  | Eastern
EXCLUDE | IL | IL-Eastern | Highland | 946 | IC7 | DFO | IC | 4.4 | 4 | 0 | 0 | 0 |  | Electric Utility | N | SB |  | Internal Combustion |  | Eastern
EXCLUDE | IL | IL-Eastern | Highland | 946 | IC8 | DFO | IC | 4.4 | 4 | 0 | 0 | 0 |  | Electric Utility | N | SB |  | Internal Combustion |  | Eastern
EXCLUDE | IL | IL-Eastern | McLeansboro | 948 | 2 | DFO | IC | 0.6 | 0.4 | 0 | 0 | 0 |  | Electric Utility | N | SB |  | Internal Combustion |  | Eastern
EXCLUDE | IL | IL-Eastern | McLeansboro | 948 | 5 | DFO | IC | 2 | 1.8 | 0 | 0 | 0 |  | Electric Utility | N | SB |  | Internal Combustion |  | Eastern
EXCLUDE | IL | IL-Eastern | McLeansboro | 948 | 6 | DFO | IC | 2.4 | 2.2 | 0 | 0 | 0 |  | Electric Utility | N | SB |  | Internal Combustion |  | Eastern
EXCLUDE | IL | IL-Eastern | McLeansboro | 948 | 7 | DFO | IC | 1.1 | 1 | 0 | 0 | 0 |  | Electric Utility | N | SB |  | Internal Combustion |  | Eastern
EXCLUDE | IL | IL-Eastern | McLeansboro | 948 | 8 | DFO | IC | 1.1 | 1 | 0 | 0 | 0 |  | Electric Utility | N | SB |  | Internal Combustion |  | Eastern
EXCLUDE | IL | IL-Eastern | McLeansboro | 948 | 9 | DFO | IC | 2 | 2 | 0 | 0 | 0 |  | Electric Utility | N | SB |  | Internal Combustion |  | Eastern
EXCLUDE | IL | IL-Eastern | Marshall | 949 | 1 | DFO | IC | 0.9 | 0.8 | 0 | 0 | 0 |  | Electric Utility | N | RE | 2006 | Retired prior to 2012 |  | Eastern
EXCLUDE | IL | IL-Eastern | Marshall | 949 | 10 | DFO | IC | 1.8 | 1.8 | 0 | 0 | 0 |  | Electric Utility | N | OP |  | Internal Combustion |  | Eastern
EXCLUDE | IL | IL-Eastern | Marshall | 949 | 11 | DFO | IC | 1.8 | 1.8 | 0 | 0 | 0 |  | Electric Utility | N | OP |  | Internal Combustion |  | Eastern
EXCLUDE | IL | IL-Eastern | Marshall | 949 | 12 | DFO | IC | 1.8 | 1.8 | 0 | 0 | 0 |  | Electric Utility | N | OP |  | Internal Combustion |  | Eastern
EXCLUDE | IL | IL-Eastern | Marshall | 949 | 13 | DFO | IC | 1.8 | 1.8 | 0 | 0 | 0 |  | Electric Utility | N | OP |  | Internal Combustion |  | Eastern
EXCLUDE | IL | IL-Eastern | Marshall | 949 | 2 | DFO | IC | 0.9 | 0.8 | 0 | 0 | 0 |  | Electric Utility | N | RE | 2006 | Retired prior to 2012 |  | Eastern
EXCLUDE | IL | IL-Eastern | Marshall | 949 | 3 | DFO | IC | 1.2 | 1.1 | 0 | 0 | 0 |  | Electric Utility | N | RE | 2006 | Retired prior to 2012 |  | Eastern
EXCLUDE | IL | IL-Eastern | Marshall | 949 | 5 | DFO | IC | 2.5 | 2.5 | 0 | 0 | 0 |  | Electric Utility | N | OP |  | Internal Combustion |  | Eastern
EXCLUDE | IL | IL-Eastern | Marshall | 949 | 6 | DFO | IC | 1.8 | 1.8 | 0 | 0 | 0 |  | Electric Utility | N | OP |  | Internal Combustion |  | Eastern
EXCLUDE | IL | IL-Eastern | Marshall | 949 | 7 | DFO | IC | 1.8 | 1.8 | 0 | 0 | 0 |  | Electric Utility | N | OP |  | Internal Combustion |  | Eastern
EXCLUDE | IL | IL-Eastern | Marshall | 949 | 8 | DFO | IC | 1.8 | 1.8 | 0 | 0 | 0 |  | Electric Utility | N | OP |  | Internal Combustion |  | Eastern
EXCLUDE | IL | IL-Eastern | Marshall | 949 | 9 | DFO | IC | 1.8 | 1.8 | 0 | 0 | 0 |  | Electric Utility | N | OP |  | Internal Combustion |  | Eastern
EXCLUDE | IL | IL-Eastern | Peru | 955 | 10 | DFO | IC | 2 | 2 | 0 | 0 | 0 |  | Electric Utility | N | RE | 2011 | Retired prior to 2012 |  | Eastern
EXCLUDE | IL | IL-Eastern | Peru | 955 | 11 | DFO | IC | 2.7 | 2.7 | 0 | 0 | 0 |  | Electric Utility | N | OP |  | Internal Combustion |  | Eastern
EXCLUDE | IL | IL-Eastern | Peru | 955 | 12 | DFO | IC | 2.7 | 2.7 | 0 | 0 | 0 |  | Electric Utility | N | OP |  | Internal Combustion |  | Eastern
EXCLUDE | IL | IL-Eastern | Peru | 955 | 13 | DFO | IC | 2.7 | 2.7 | 0 | 0 | 0 |  | Electric Utility | N | OP |  | Internal Combustion |  | Eastern
EXCLUDE | IL | IL-Eastern | Peru | 955 | 14 | DFO | IC | 2.7 | 2.7 | 0 | 0 | 0 |  | Electric Utility | N | OP |  | Internal Combustion |  | Eastern
EXCLUDE | IL | IL-Eastern | Peru | 955 | 15 | DFO | IC | 2.7 | 2.7 | 0 | 0 | 0 |  | Electric Utility | N | OP |  | Internal Combustion |  | Eastern
EXCLUDE | IL | IL-Eastern | Peru | 955 | 16 | DFO | IC | 2.7 | 2.7 | 0 | 0 | 0 |  | Electric Utility | N | OP |  | Internal Combustion |  | Eastern
EXCLUDE | IL | IL-Eastern | Peru | 955 | 17 | DFO | IC | 2.7 | 2.7 | 0 | 0 | 0 |  | Electric Utility | N | OP |  | Internal Combustion |  | Eastern
EXCLUDE | IL | IL-Eastern | Peru | 955 | 3 | DFO | IC | 1.8 | 1.8 | 0 | 0 | 0 |  | Electric Utility | N | RE | 2010 | Retired prior to 2012 |  | Eastern
EXCLUDE | IL | IL-Eastern | Peru | 955 | 4 | NG | ST | 7.5 | 8.6 | 0 | 0 | 0 |  | Electric Utility | N | RE | 2002 | Retired prior to 2012 |  | Eastern
EXCLUDE | IL | IL-Eastern | Peru | 955 | 7 | DFO | IC | 1.8 | 1.8 | 0 | 0 | 0 |  | Electric Utility | N | RE | 2010 | Retired prior to 2012 |  | Eastern
EXCLUDE | IL | IL-Eastern | Peru | 955 | 8 | DFO | IC | 2 | 2 | 0 | 0 | 0 |  | Electric Utility | N | RE | 2010 | Retired prior to 2012 |  | Eastern
EXCLUDE | IL | IL-Eastern | Peru | 955 | 9 | DFO | IC | 2 | 2 | 0 | 0 | 0 |  | Electric Utility | N | RE | 2010 | Retired prior to 2012 |  | Eastern
EXCLUDE | IL | IL-Eastern | Peru | 955 | GT1 | JF | GT | 10 | 8.6 | 0 | -11 | 74.45 |  | Electric Utility | N | OP |  | Simple cycle unit |  | Eastern
EXCLUDE | IL | IL-Eastern | Peru | 955 | HC1 | WAT | HY | 1.9 | 1.7 | 0 | 9504.75 | 0 |  | Electric Utility | N | OP |  | Non Combustion (NUC, WAT, WND, GEO, or SUN) |  | Eastern
EXCLUDE | IL | IL-Eastern | Peru | 955 | HC2 | WAT | HY | 1.9 | 1.7 | 0 | 9504.75 | 0 |  | Electric Utility | N | OP |  | Non Combustion (NUC, WAT, WND, GEO, or SUN) |  | Eastern
EXCLUDE | IL | IL-Eastern | Peru | 955 | HC3 | WAT | HY | 1.9 | 1.7 | 0 | 9504.75 | 0 |  | Electric Utility | N | OP |  | Non Combustion (NUC, WAT, WND, GEO, or SUN) |  | Eastern
EXCLUDE | IL | IL-Eastern | Peru | 955 | HC4 | WAT | HY | 1.9 | 1.7 | 0 | 9504.75 | 0 |  | Electric Utility | N | OP |  | Non Combustion (NUC, WAT, WND, GEO, or SUN) |  | Eastern
EXCLUDE | IL | IL-Eastern | Peru | 955 | IC1 | DFO | IC | 6.3 | 6 | 0 | 0 | 0 |  | Electric Utility | N | RE | 2011 | Retired prior to 2012 |  | Eastern
EXCLUDE | IL | IL-Eastern | Peru | 955 | IC2 | DFO | IC | 1.8 | 1.8 | 0 | 0 | 0 |  | Electric Utility | N | RE | 2010 | Retired prior to 2012 |  | Eastern
EXCLUDE | IL | IL-Eastern | Peru | 955 | IC3 | DFO | IC | 1.8 | 1.8 | 0 | 0 | 0 |  | Electric Utility | N | RE | 2011 | Retired prior to 2012 |  | Eastern
EXCLUDE | FL | FL-Eastern | C H Corn Hydroelectric Facility | 956 | 1 | WAT | HY | 4.4 | 4 | 0 | 2175.11 | 0 |  | Electric Utility | N | OP |  | Non Combustion (NUC, WAT, WND, GEO, or SUN) |  | Eastern
EXCLUDE | FL | FL-Eastern | C H Corn Hydroelectric Facility | 956 | 2 | WAT | HY | 4.4 | 4 | 0 | 2175.11 | 0 |  | Electric Utility | N | OP |  | Non Combustion (NUC, WAT, WND, GEO, or SUN) |  | Eastern
EXCLUDE | FL | FL-Eastern | C H Corn Hydroelectric Facility | 956 | 3 | WAT | HY | 3.4 | 3 | 0 | 1680.77 | 0 |  | Electric Utility | N | OP |  | Non Combustion (NUC, WAT, WND, GEO, or SUN) |  | Eastern
EXCLUDE | IL | IL-Eastern | Princeton | 957 | 1 | NG | IC | 2.3 | 2.3 | 0 | 0 | 0 |  | Electric Utility | N | SB |  | Internal Combustion |  | Eastern
EXCLUDE | IL | IL-Eastern | Princeton | 957 | 2 | NG | IC | 3 | 3 | 0 | 0 | 0 |  | Electric Utility | N | SB |  | Internal Combustion |  | Eastern
EXCLUDE | IL | IL-Eastern | Princeton | 957 | 3 | NG | IC | 3.4 | 3.4 | 0 | 0 | 0 |  | Electric Utility | N | SB |  | Internal Combustion |  | Eastern
EXCLUDE | IL | IL-Eastern | Princeton | 957 | 4 | NG | IC | 3.4 | 3.4 | 0 | 0 | 0 |  | Electric Utility | N | SB |  | Internal Combustion |  | Eastern
EXCLUDE | IL | IL-Eastern | Princeton | 957 | 5 | NG | IC | 4.4 | 4.4 | 0 | 0 | 0 |  | Electric Utility | N | SB |  | Internal Combustion |  | Eastern
EXCLUDE | IL | IL-Eastern | Princeton | 957 | 6 | NG | IC | 5.6 | 5.5 | 0 | 0 | 0 |  | Electric Utility | N | SB |  | Internal Combustion |  | Eastern
EXCLUDE | IL | IL-Eastern | Princeton | 957 | 7 | NG | IC | 7 | 7 | 0 | 0 | 0 |  | Electric Utility | N | SB |  | Internal Combustion |  | Eastern
EXCLUDE | IL | IL-Eastern | Princeton | 957 | 8 | NG | IC | 8.8 | 8.7 | 0 | 0 | 0 |  | Electric Utility | N | SB |  | Internal Combustion |  | Eastern
EXCLUDE | IL | IL-Eastern | Rantoul | 958 | 1 | DFO | IC | 1.2 | 0.7 | 0 | 0 | 0 |  | Electric Utility | N | SB |  | Internal Combustion |  | Eastern
EXCLUDE | IL | IL-Eastern | Rantoul | 958 | 10 | DFO | IC | 1.8 | 1.8 | 0 | 0 | 0 |  | Electric Utility | N | OP |  | Internal Combustion |  | Eastern
EXCLUDE | IL | IL-Eastern | Rantoul | 958 | 11 | DFO | IC | 1.8 | 1.8 | 0 | 0 | 0 |  | Electric Utility | N | OP |  | Internal Combustion |  | Eastern
EXCLUDE | IL | IL-Eastern | Rantoul | 958 | 12 | DFO | IC | 1.8 | 1.8 | 0 | 0 | 0 |  | Electric Utility | N | OP |  | Internal Combustion |  | Eastern
EXCLUDE | IL | IL-Eastern | Rantoul | 958 | 13 | DFO | IC | 1.8 | 1.8 | 0 | 0 | 0 |  | Electric Utility | N | OP |  | Internal Combustion |  | Eastern
EXCLUDE | IL | IL-Eastern | Rantoul | 958 | 14 | DFO | IC | 1.8 | 1.8 | 0 | 0 | 0 |  | Electric Utility | N | OP |  | Internal Combustion |  | Eastern
EXCLUDE | IL | IL-Eastern | Rantoul | 958 | 15 | DFO | IC | 1.8 | 1.8 | 0 | 0 | 0 |  | Electric Utility | N | OP |  | Internal Combustion |  | Eastern
EXCLUDE | IL | IL-Eastern | Rantoul | 958 | 16 | DFO | IC | 1.8 | 1.8 | 0 | 0 | 0 |  | Electric Utility | N | OP |  | Internal Combustion |  | Eastern
EXCLUDE | IL | IL-Eastern | Rantoul | 958 | 2 | DFO | IC | 1.2 | 0.7 | 0 | 0 | 0 |  | Electric Utility | N | SB |  | Internal Combustion |  | Eastern
EXCLUDE | IL | IL-Eastern | Rantoul | 958 | 3 | DFO | IC | 1.2 | 0.7 | 0 | 0 | 0 |  | Electric Utility | N | SB |  | Internal Combustion |  | Eastern
EXCLUDE | IL | IL-Eastern | Rantoul | 958 | 4 | DFO | IC | 1.2 | 0.7 | 0 | 0 | 0 |  | Electric Utility | N | SB |  | Internal Combustion |  | Eastern
EXCLUDE | IL | IL-Eastern | Rantoul | 958 | 5 | DFO | IC | 1.5 | 0.7 | 0 | 0 | 0 |  | Electric Utility | N | RE | 2012 | Internal Combustion |  | Eastern
EXCLUDE | IL | IL-Eastern | Rantoul | 958 | 7 | DFO | IC | 5.2 | 4.7 | 0 | 0 | 0 |  | Electric Utility | N | SB |  | Internal Combustion |  | Eastern
EXCLUDE | IL | IL-Eastern | Rantoul | 958 | 8 | DFO | IC | 4 | 3 | 0 | 0 | 0 |  | Electric Utility | N | SB |  | Internal Combustion |  | Eastern
EXCLUDE | IL | IL-Eastern | Rantoul | 958 | 9 | DFO | IC | 1.8 | 1.8 | 0 | 0 | 0 |  | Electric Utility | N | OP |  | Internal Combustion |  | Eastern
EXCLUDE | IL | IL-Eastern | Red Bud | 959 | 1 | DFO | IC | 2.4 | 2.2 | 0 | 0 | 0 |  | Electric Utility | N | OP |  | Internal Combustion |  | Eastern
EXCLUDE | IL | IL-Eastern | Red Bud | 959 | 2 | DFO | IC | 1.1 | 0.9 | 0 | 0 | 0 |  | Electric Utility | N | OP |  | Internal Combustion |  | Eastern
EXCLUDE | IL | IL-Eastern | Red Bud | 959 | 3 | DFO | IC | 2.4 | 2.2 | 0 | 0 | 0 |  | Electric Utility | N | OP |  | Internal Combustion |  | Eastern
EXCLUDE | IL | IL-Eastern | Red Bud | 959 | 4 | DFO | IC | 3.5 | 3 | 0 | 0 | 0 |  | Electric Utility | N | OP |  | Internal Combustion |  | Eastern
EXCLUDE | IL | IL-Eastern | Red Bud | 959 | 5 | DFO | IC | 0.5 | 0.4 | 0 | 0 | 0 |  | Electric Utility | N | RE | 2001 | Retired prior to 2012 |  | Eastern
EXCLUDE | IL | IL-Eastern | Red Bud | 959 | 6 | DFO | IC | 1 | 0.9 | 0 | 0 | 0 |  | Electric Utility | N | RE | 2001 | Retired prior to 2012 |  | Eastern
EXCLUDE | IL | IL-Eastern | Red Bud | 959 | 7 | DFO | IC | 2.8 | 3 | 0 | 0 | 0 |  | Electric Utility | N | OP |  | Internal Combustion |  | Eastern
EXCLUDE | IL | IL-Eastern | Red Bud | 959 | 8 | DFO | IC | 2.8 | 3 | 0 | 0 | 0 |  | Electric Utility | N | OP |  | Internal Combustion |  | Eastern
EXCLUDE | IL | IL-Eastern | North Ninth Street | 960 | 1 | DFO | IC | 0.9 | 0.6 | 0 | 0 | 0 |  | Electric Utility | N | OP |  | Internal Combustion |  | Eastern
EXCLUDE | IL | IL-Eastern | North Ninth Street | 960 | 10 | NG | IC | 2.5 | 2 | 0 | 0 | 0 |  | Electric Utility | N | OP |  | Internal Combustion |  | Eastern
EXCLUDE | IL | IL-Eastern | North Ninth Street | 960 | 3 | NG | IC | 2.5 | 2 | 0 | 0 | 0 |  | Electric Utility | N | OP |  | Internal Combustion |  | Eastern
EXCLUDE | IL | IL-Eastern | North Ninth Street | 960 | 4 | DFO | IC | 1 | 0.7 | 0 | 0 | 0 |  | Electric Utility | N | OP |  | Internal Combustion |  | Eastern
EXCLUDE | IL | IL-Eastern | North Ninth Street | 960 | 5 | NG | IC | 1 | 0.8 | 0 | 0 | 0 |  | Electric Utility | N | RE | 2002 | Retired prior to 2012 |  | Eastern
EXCLUDE | IL | IL-Eastern | North Ninth Street | 960 | 6 | NG | IC | 2.5 | 2 | 0 | 0 | 0 |  | Electric Utility | N | OP |  | Internal Combustion |  | Eastern
EXCLUDE | IL | IL-Eastern | North Ninth Street | 960 | 7 | NG | IC | 3.8 | 3.5 | 0 | 0 | 0 |  | Electric Utility | N | OP |  | Internal Combustion |  | Eastern
EXCLUDE | IL | IL-Eastern | North Ninth Street | 960 | 8 | DFO | IC | 1 | 0.5 | 0 | 0 | 0 |  | Electric Utility | N | OP |  | Internal Combustion |  | Eastern
EXCLUDE | IL | IL-Eastern | North Ninth Street | 960 | 9 | NG | IC | 3.5 | 3 | 0 | 0 | 0 |  | Electric Utility | N | OP |  | Internal Combustion |  | Eastern
EXCLUDE | IL | IL-Eastern | South Main Street | 961 | 1 | NG | IC | 2.5 | 1.6 | 0 | 0 | 0 |  | Electric Utility | N | OP |  | Internal Combustion |  | Eastern
EXCLUDE | IL | IL-Eastern | South Main Street | 961 | 2 | NG | IC | 2.5 | 2 | 0 | 0 | 0 |  | Electric Utility | N | OP |  | Internal Combustion |  | Eastern
EXCLUDE | IL | IL-Eastern | South Main Street | 961 | S1 | NG | ST | 11.5 | 11.5 | 0 | 0 | 0 |  | Electric Utility | Y | RE | 2003 | Retired prior to 2012 |  | Eastern
COALST | IL | IL-Eastern | Dallman | 963 | 1 | BIT | ST | 90.2 | 73 | 882 | 132669 | 191066.28 |  | Electric Utility | N | OP |  |  |  | Eastern
COALST | IL | IL-Eastern | Dallman | 963 | 2 | BIT | ST | 90.2 | 65 | 882 | 128817 | 184371.61 |  | Electric Utility | N | OP |  |  |  | Eastern
COALST | IL | IL-Eastern | Dallman | 963 | 3 | BIT | ST | 207.3 | 188 | 1900 | 815252 | 1028024.63 |  | Electric Utility | N | OP |  |  |  | Eastern
COALST | IL | IL-Eastern | Dallman | 963 | 4 | BIT | ST | 280 | 208 | 2100 | 876946 | 1014952.71 |  | Electric Utility | N | OP |  |  |  | Eastern
EXCLUDE | IL | IL-Eastern | Lakeside | 964 | 6 | BIT | ST | 37.5 | 38 | 0 | 0 | 0 |  | Electric Utility | N | RE | 2009 | Retired prior to 2012 |  | Eastern
EXCLUDE | IL | IL-Eastern | Lakeside | 964 | 7 | BIT | ST | 37.5 | 38 | 0 | 0 | 0 |  | Electric Utility | N | RE | 2009 | Retired prior to 2012 |  | Eastern
EXCLUDE | IL | IL-Eastern | Lakeside | 964 | D1 | DFO | IC | 1.8 | 1.7 | 0 | 0 | 0 |  | Electric Utility | N | OP |  | Internal Combustion |  | Eastern
EXCLUDE | IL | IL-Eastern | Lakeside | 964 | D2 | DFO | IC | 1.8 | 1.7 | 0 | 0 | 0 |  | Electric Utility | N | OP |  | Internal Combustion |  | Eastern
EXCLUDE | IL | IL-Eastern | Lakeside | 964 | D3 | DFO | IC | 1.8 | 1.7 | 0 | 0 | 0 |  | Electric Utility | N | OP |  | Internal Combustion |  | Eastern
EXCLUDE | IL | IL-Eastern | Reynolds | 965 | 1 | DFO | GT | 17.5 | 14 | 0 | 277 | 497.94 |  | Electric Utility | N | OP |  | Simple cycle unit |  | Eastern
EXCLUDE | IL | IL-Eastern | Sullivan | 969 | 1 | DFO | IC | 4.3 | 4.3 | 0 | 0 | 0 |  | Electric Utility | N | SB |  | Internal Combustion |  | Eastern
EXCLUDE | IL | IL-Eastern | Sullivan | 969 | 10 | DFO | IC | 2.4 | 2.2 | 0 | 0 | 0 |  | Electric Utility | N | SB |  | Internal Combustion |  | Eastern
EXCLUDE | IL | IL-Eastern | Sullivan | 969 | 11 | DFO | IC | 2 | 2 | 0 | 0 | 0 |  | Electric Utility | N | SB |  | Internal Combustion |  | Eastern
EXCLUDE | IL | IL-Eastern | Sullivan | 969 | 12 | DFO | IC | 1.1 | 1 | 0 | 0 | 0 |  | Electric Utility | N | SB |  | Internal Combustion |  | Eastern
EXCLUDE | IL | IL-Eastern | Sullivan | 969 | 13 | DFO | IC | 2.3 | 2.3 | 0 | 0 | 0 |  | Electric Utility | N | OP |  | Internal Combustion | Yes | Eastern
EXCLUDE | IL | IL-Eastern | Sullivan | 969 | 14 | DFO | IC | 2.3 | 2.3 | 0 | 0 | 0 |  | Electric Utility | N | OP |  | Internal Combustion | Yes | Eastern
EXCLUDE | IL | IL-Eastern | Sullivan | 969 | 15 | DFO | IC | 2.3 | 2.3 | 0 | 0 | 0 |  | Electric Utility | N | OP |  | Internal Combustion | Yes | Eastern
EXCLUDE | IL | IL-Eastern | Sullivan | 969 | 2 | DFO | IC | 2 | 2 | 0 | 0 | 0 |  | Electric Utility | N | SB |  | Internal Combustion |  | Eastern
EXCLUDE | IL | IL-Eastern | Sullivan | 969 | 3 | DFO | IC | 1.5 | 1.3 | 0 | 0 | 0 |  | Electric Utility | N | SB |  | Internal Combustion |  | Eastern
EXCLUDE | IL | IL-Eastern | Sullivan | 969 | 4 | DFO | IC | 1.1 | 0.9 | 0 | 0 | 0 |  | Electric Utility | N | SB |  | Internal Combustion |  | Eastern
EXCLUDE | IL | IL-Eastern | Sullivan | 969 | 5 | DFO | IC | 1.1 | 1.1 | 0 | 0 | 0 |  | Electric Utility | N | SB |  | Internal Combustion |  | Eastern
EXCLUDE | IL | IL-Eastern | Sullivan | 969 | 6 | DFO | IC | 0.6 | 0.6 | 0 | 0 | 0 |  | Electric Utility | N | SB |  | Internal Combustion |  | Eastern
EXCLUDE | IL | IL-Eastern | Sullivan | 969 | 9 | DFO | IC | 2.4 | 2.2 | 0 | 0 | 0 |  | Electric Utility | N | SB |  | Internal Combustion |  | Eastern
EXCLUDE | IL | IL-Eastern | Waterloo | 971 | 1 | DFO | IC | 3.1 | 2.7 | 0 | 0 | 0 |  | Electric Utility | N | SB |  | Internal Combustion |  | Eastern
EXCLUDE | IL | IL-Eastern | Waterloo | 971 | 12 | NG | GT | 6.6 | 6.6 | 0 | 103.37 | 82.05 |  | Electric Utility | N | SB |  | Simple cycle unit |  | Eastern
EXCLUDE | IL | IL-Eastern | Waterloo | 971 | 13 | NG | GT | 7 | 6.6 | 0 | 109.63 | 87.03 |  | Electric Utility | N | OP |  | Simple cycle unit | Yes | Eastern
EXCLUDE | IL | IL-Eastern | Waterloo | 971 | 2 | DFO | IC | 0.2 | 0.2 | 0 | 0 | 0 |  | Electric Utility | N | SB |  | Internal Combustion |  | Eastern
EXCLUDE | IL | IL-Eastern | Waterloo | 971 | 3 | DFO | IC | 0.2 | 0.2 | 0 | 0 | 0 |  | Electric Utility | N | SB |  | Internal Combustion |  | Eastern
EXCLUDE | IL | IL-Eastern | Waterloo | 971 | 4 | DFO | IC | 2 | 1.8 | 0 | 0 | 0 |  | Electric Utility | N | SB |  | Internal Combustion |  | Eastern
EXCLUDE | IL | IL-Eastern | Waterloo | 971 | 5 | DFO | IC | 0.5 | 0.4 | 0 | 0 | 0 |  | Electric Utility | N | SB |  | Internal Combustion |  | Eastern
EXCLUDE | IL | IL-Eastern | Waterloo | 971 | 6 | DFO | IC | 0.5 | 0.5 | 0 | 0 | 0 |  | Electric Utility | N | SB |  | Internal Combustion |  | Eastern
EXCLUDE | IL | IL-Eastern | Waterloo | 971 | 7 | DFO | IC | 1.7 | 1.5 | 0 | 0 | 0 |  | Electric Utility | N | SB |  | Internal Combustion |  | Eastern
EXCLUDE | IL | IL-Eastern | Waterloo | 971 | 8 | DFO | IC | 3 | 2.4 | 0 | 0 | 0 |  | Electric Utility | N | SB |  | Internal Combustion |  | Eastern
EXCLUDE | IL | IL-Eastern | Winnetka | 972 | 4 | NG | ST | 9.4 | 9.4 | 0 | 603 | 650.28 |  | Electric Utility | N | OP |  | Steam unit (PRMVR=ST) less than or equal to 25MW (i.e. 250 MMBtu/hr) |  | Eastern
EXCLUDE | IL | IL-Eastern | Winnetka | 972 | 6 | NG | ST | 6.3 | 6.3 | 0 | 603 | 650.28 |  | Electric Utility | N | OP |  | Steam unit (PRMVR=ST) less than or equal to 25MW (i.e. 250 MMBtu/hr) |  | Eastern
EXCLUDE | IL | IL-Eastern | Winnetka | 972 | 7 | NG | ST | 12.5 | 12.5 | 0 | 1006 | 1084.88 |  | Electric Utility | N | OP |  | Steam unit (PRMVR=ST) less than or equal to 25MW (i.e. 250 MMBtu/hr) |  | Eastern
EXCLUDE | IL | IL-Eastern | Winnetka | 972 | 8 | DFO | IC | 2.6 | 2.6 | 0 | 0 | 0 |  | Electric Utility | N | OP |  | Internal Combustion |  | Eastern
EXCLUDE | IL | IL-Eastern | Winnetka | 972 | 9 | DFO | IC | 2.6 | 2.6 | 0 | 0 | 0 |  | Electric Utility | N | OP |  | Internal Combustion |  | Eastern
COALST | IL | IL-Eastern | Marion | 976 | 1 | BIT | ST | 33 | 40 | 1502.5 | 234852 | 349878.62 |  | Electric Utility | N | OP |  |  |  | Eastern
COALST | IL | IL-Eastern | Marion | 976 | 2 | BIT | ST | 33 | 40 | 1502.5 | 236940 | 352989.28 |  | Electric Utility | N | OP |  |  |  | Eastern
COALST | IL | IL-Eastern | Marion | 976 | 3 | BIT | ST | 33 | 40 | 1502.5 | 239901 | 357400.53 |  | Electric Utility | N | OP |  |  |  | Eastern
COALST | IL | IL-Eastern | Marion | 976 | 4 | BIT | ST | 173 | 170 | 3000 | 1018376 | 1517159.68 |  | Electric Utility | N | OP |  |  |  | Eastern
EXCLUDE | IL | IL-Eastern | Marion | 976 | 5 | NG | GT | 75 | 70 | 856 | 4726 | 4102.9 |  | Electric Utility | N | SB |  | Simple cycle unit |  | Eastern
EXCLUDE | IL | IL-Eastern | Marion | 976 | 6 | NG | GT | 75 | 70 | 856 | 4726 | 5002 |  | Electric Utility | N | SB |  | Simple cycle unit |  | Eastern
COALST | IN | IN-Eastern | State Line Energy | 981 | 3 | SUB | ST | 124.9 | 124.9 | 1129.35 | 222948 | 252907.5 |  | IPP Non-CHP | N | RE | 2012 |  |  | Eastern
COALST | IN | IN-Eastern | State Line Energy | 981 | 3A | SUB | ST | 100 |  | 904.2 | 0 | 0 |  | IPP Non-CHP | N | RE | 2012 |  |  | Eastern
COALST | IN | IN-Eastern | State Line Energy | 981 | 4 | SUB | ST | 209.4 | 209.4 | 1893.4 | 312471 | 354460.51 |  | IPP Non-CHP | N | RE | 2012 |  |  | Eastern
COALST | IN | IN-Eastern | State Line Energy | 981 | 4A | SUB | ST | 179.5 |  | 1623.04 | 0 | 0 |  | IPP Non-CHP | N | RE | 2012 |  |  | Eastern
COALST | IN | IN-Eastern | Clifty Creek | 983 | 1 | SUB | ST | 217.3 | 200.5 | 2800 | 1062734 | 1097245.42 |  | Electric Utility | N | OP |  |  |  | Eastern
COALST | IN | IN-Eastern | Clifty Creek | 983 | 2 | SUB | ST | 217.3 | 200.5 | 2800 | 838206 | 888028.82 |  | Electric Utility | N | OP |  |  |  | Eastern
COALST | IN | IN-Eastern | Clifty Creek | 983 | 3 | SUB | ST | 217.3 | 200.5 | 2800 | 1078953 | 1162468.85 |  | Electric Utility | N | OP |  |  |  | Eastern
COALST | IN | IN-Eastern | Clifty Creek | 983 | 4 | SUB | ST | 217.3 | 200.5 | 2800 | 956638 | 1006310.16 |  | Electric Utility | N | OP |  |  |  | Eastern
COALST | IN | IN-Eastern | Clifty Creek | 983 | 5 | SUB | ST | 217.3 | 200.5 | 2800 | 1000001 | 1055641.34 |  | Electric Utility | N | OP |  |  |  | Eastern
COALST | IN | IN-Eastern | Clifty Creek | 983 | 6 | SUB | ST | 217.3 | 200.5 | 2800 | 1009085 | 1061380.68 |  | Electric Utility | N | OP |  |  |  | Eastern
EXCLUDE | IN | IN-Eastern | Elkhart | 986 | 1 | WAT | HY | 1.4 | 1.6 | 0 | 5301.47 | 0 |  | Electric Utility | N | OP |  | Non Combustion (NUC, WAT, WND, GEO, or SUN) |  | Eastern
EXCLUDE | IN | IN-Eastern | Elkhart | 986 | 2 | WAT | HY | 1 |  | 0 | 3786.76 | 0 |  | Electric Utility | N | OP |  | Non Combustion (NUC, WAT, WND, GEO, or SUN) |  | Eastern
EXCLUDE | IN | IN-Eastern | Elkhart | 986 | 3 | WAT | HY | 1 |  | 0 | 3786.76 | 0 |  | Electric Utility | N | OP |  | Non Combustion (NUC, WAT, WND, GEO, or SUN) |  | Eastern
EXCLUDE | ID | ID-Western | Last Chance | 987 | 1 | WAT | HY | 0.2 | 0.2 | 0 | 450.94 | 0 |  | Electric Utility | N | OP |  | Non Combustion (NUC, WAT, WND, GEO, or SUN) |  | Western
EXCLUDE | ID | ID-Western | Last Chance | 987 | 2 | WAT | HY | 0.5 | 0.4 | 0 | 1127.35 | 0 |  | Electric Utility | N | OP |  | Non Combustion (NUC, WAT, WND, GEO, or SUN) |  | Western
EXCLUDE | ID | ID-Western | Last Chance | 987 | 3 | WAT | HY | 1 | 0.8 | 0 | 2254.71 | 0 |  | Electric Utility | N | OP |  | Non Combustion (NUC, WAT, WND, GEO, or SUN) |  | Western
COALST | IN | IN-Eastern | Tanners Creek | 988 | 1 | BIT | ST | 152.5 | 145 | 1391 | 104798 | 112051.47 |  | Electric Utility | N | OP | 2015 |  |  | Eastern
COALST | IN | IN-Eastern | Tanners Creek | 988 | 2 | BIT | ST | 152.5 | 145 | 1391 | 158142 | 177550.88 |  | Electric Utility | N | OP | 2015 |  |  | Eastern
COALST | IN | IN-Eastern | Tanners Creek | 988 | 3 | BIT | ST | 215.4 | 200 | 1844 | 579170 | 698855.79 |  | Electric Utility | N | OP | 2015 |  |  | Eastern
COALST | IN | IN-Eastern | Tanners Creek | 988 | 4 | SUB | ST | 579.7 | 500 | 4990 | 1975008 | 1984281.58 |  | Electric Utility | N | OP | 2015 |  |  | Eastern
EXCLUDE | IN | IN-Eastern | Twin Branch | 989 | H1E | WAT | HY | 0.6 | 2.9 | 0 | 2721.25 | 0 |  | Electric Utility | N | OP |  | Non Combustion (NUC, WAT, WND, GEO, or SUN) |  | Eastern
EXCLUDE | IN | IN-Eastern | Twin Branch | 989 | H1W | WAT | HY | 0.6 |  | 0 | 2721.25 | 0 |  | Electric Utility | N | OP |  | Non Combustion (NUC, WAT, WND, GEO, or SUN) |  | Eastern
EXCLUDE | IN | IN-Eastern | Twin Branch | 989 | H2W | WAT | HY | 0.6 |  | 0 | 2721.25 | 0 |  | Electric Utility | N | OP |  | Non Combustion (NUC, WAT, WND, GEO, or SUN) |  | Eastern
EXCLUDE | IN | IN-Eastern | Twin Branch | 989 | H3W | WAT | HY | 0.6 |  | 0 | 2721.25 | 0 |  | Electric Utility | N | OP |  | Non Combustion (NUC, WAT, WND, GEO, or SUN) |  | Eastern
EXCLUDE | IN | IN-Eastern | Twin Branch | 989 | H4W | WAT | HY | 0.6 |  | 0 | 2721.25 | 0 |  | Electric Utility | N | OP |  | Non Combustion (NUC, WAT, WND, GEO, or SUN) |  | Eastern
EXCLUDE | IN | IN-Eastern | Twin Branch | 989 | H5W | WAT | HY | 0.6 |  | 0 | 2721.25 | 0 |  | Electric Utility | N | OP |  | Non Combustion (NUC, WAT, WND, GEO, or SUN) |  | Eastern
EXCLUDE | IN | IN-Eastern | Twin Branch | 989 | H6E | WAT | HY | 0.6 |  | 0 | 2721.25 | 0 |  | Electric Utility | N | OP |  | Non Combustion (NUC, WAT, WND, GEO, or SUN) |  | Eastern
EXCLUDE | IN | IN-Eastern | Twin Branch | 989 | H6W | WAT | HY | 0.6 |  | 0 | 2721.25 | 0 |  | Electric Utility | N | OP |  | Non Combustion (NUC, WAT, WND, GEO, or SUN) |  | Eastern
OGST | IN | IN-Eastern | Harding Street | 990 | 3 | DFO | ST | 43.8 | 35 | 0 | 0 | 0 |  | Electric Utility | N | OP |  |  |  | Eastern
OGST | IN | IN-Eastern | Harding Street | 990 | 4 | DFO | ST | 43.8 | 35 | 0 | 0 | 0 |  | Electric Utility | N | OP |  |  |  | Eastern
COALST | IN | IN-Eastern | Harding Street | 990 | 5 | BIT | ST | 113.5 | 106 | 1017 | 560054 | 619907.08 |  | Electric Utility | N | OP |  |  |  | Eastern
COALST | IN | IN-Eastern | Harding Street | 990 | 6 | BIT | ST | 113.6 | 106 | 1017 | 553345 | 605682 |  | Electric Utility | N | OP |  |  |  | Eastern
COALST | IN | IN-Eastern | Harding Street | 990 | 7 | BIT | ST | 470.9 | 435 | 4123 | 2588041 | 2948839.14 |  | Electric Utility | N | OP |  |  |  | Eastern
EXCLUDE | IN | IN-Eastern | Harding Street | 990 | GT1 | DFO | GT | 21.4 | 20 | 221.53 | 4357.5 | 3385.37 |  | Electric Utility | N | OP |  | Simple cycle unit |  | Eastern
EXCLUDE | IN | IN-Eastern | Harding Street | 990 | GT2 | DFO | GT | 21.4 | 20 | 221.53 | 4357.5 | 3385.37 |  | Electric Utility | N | OP |  | Simple cycle unit |  | Eastern
EXCLUDE | IN | IN-Eastern | Harding Street | 990 | GT3 | DFO | GT | 21.4 | 20 | 221.53 | 4357.5 | 3385.37 |  | Electric Utility | N | OP |  | Simple cycle unit |  | Eastern
EXCLUDE | IN | IN-Eastern | Harding Street | 990 | GT4 | NG | GT | 80 | 82 | 828.15 | 16289.74 | 12655.57 |  | Electric Utility | N | OP |  | Simple cycle unit |  | Eastern
EXCLUDE | IN | IN-Eastern | Harding Street | 990 | GT5 | NG | GT | 80 | 82 | 828.15 | 16289.74 | 12655.57 |  | Electric Utility | N | OP |  | Simple cycle unit |  | Eastern
EXCLUDE | IN | IN-Eastern | Harding Street | 990 | GT6 | NG | GT | 185 | 158 | 1915.1 | 37670.01 | 29266.01 |  | Electric Utility | N | OP |  | Simple cycle unit |  | Eastern
EXCLUDE | IN | IN-Eastern | Harding Street | 990 | IC1 | DFO | IC | 2.7 | 3 | 0 | 0 | 0 |  | Electric Utility | N | OP |  | Internal Combustion |  | Eastern
OGST | IN | IN-Eastern | Eagle Valley | 991 | 2 | DFO | ST | 46 | 39 | 524 | 1483.77 | 1588.26 |  | Electric Utility | N | OP | 2016 |  |  | Eastern
COALST | IN | IN-Eastern | Eagle Valley | 991 | 3 | BIT | ST | 50 | 40 | 524 | 7378 | 11411.4 |  | Electric Utility | N | OP | 2016 |  |  | Eastern
COALST | IN | IN-Eastern | Eagle Valley | 991 | 4 | BIT | ST | 69 | 56 | 741 | 41873 | 54659.49 |  | Electric Utility | N | OP | 2016 |  |  | Eastern
COALST | IN | IN-Eastern | Eagle Valley | 991 | 5 | BIT | ST | 69 | 62 | 741 | 95582 | 100938.38 |  | Electric Utility | N | OP | 2016 |  |  | Eastern
COALST | IN | IN-Eastern | Eagle Valley | 991 | 6 | BIT | ST | 113.6 | 99 | 1017 | 172334 | 174666.36 |  | Electric Utility | N | OP | 2016 |  |  | Eastern
EXCLUDE | IN | IN-Eastern | Eagle Valley | 991 | IC1 | DFO | IC | 2.7 | 3 | 0 | 0 | 0 |  | Electric Utility | N | OP | 2016 | Internal Combustion |  | Eastern
OGST | IN | IN-Eastern | Eagle Valley | 991 | ST1 | DFO | ST | 46 | 39 | 524 | 1483.77 | 1588.26 |  | Electric Utility | N | OP | 2016 |  |  | Eastern
EXCLUDE | IN | IN-Eastern | CC Perry K | 992 | 4 | BIT | ST | 15 | 10 | 0 | 0 | 0 |  | IPP CHP | Y | OP |  | Steam unit (PRMVR=ST) less than or equal to 25MW (i.e. 250 MMBtu/hr) |  | Eastern
EXCLUDE | IN | IN-Eastern | CC Perry K | 992 | 6 | BIT | ST | 5 | 3 | 0 | 5426.66 | 314100.98 |  | IPP CHP | Y | OP |  | Steam unit (PRMVR=ST) less than or equal to 25MW (i.e. 250 MMBtu/hr) |  | Eastern
EXCLUDE | IN | IN-Eastern | CC Perry K | 992 | 7 | BIT | ST | 1.7 | 1.7 | 0 | 1938.85 | 112222.71 |  | IPP CHP | Y | OP |  | Steam unit (PRMVR=ST) less than or equal to 25MW (i.e. 250 MMBtu/hr) |  | Eastern
EXCLUDE | IN | IN-Eastern | CC Perry K | 992 | 8 | BIT | ST | 1.7 | 1.7 | 0 | 0 | 0 |  | IPP CHP | Y | OP |  | Steam unit (PRMVR=ST) less than or equal to 25MW (i.e. 250 MMBtu/hr) |  | Eastern
COALST | IN | IN-Eastern | AES Petersburg | 994 | 4 | BIT | ST | 670.9 | 529.6 | 5550 | 3111650 | 3431412.23 |  | Electric Utility | N | OP |  |  |  | Eastern
EXCLUDE | IN | IN-Eastern | AES Petersburg | 994 | IC1 | DFO | IC | 2.7 | 3 | 0 | 0 | 0 |  | Electric Utility | N | OP |  | Internal Combustion |  | Eastern
EXCLUDE | IN | IN-Eastern | AES Petersburg | 994 | IC2 | DFO | IC | 2.7 | 3 | 0 | 0 | 0 |  | Electric Utility | N | OP |  | Internal Combustion |  | Eastern
EXCLUDE | IN | IN-Eastern | AES Petersburg | 994 | IC3 | DFO | IC | 2.7 | 2 | 0 | 0 | 0 |  | Electric Utility | N | OP |  | Internal Combustion |  | Eastern
COALST | IN | IN-Eastern | AES Petersburg | 994 | ST1 | BIT | ST | 281.6 | 222.5 | 2200 | 1469922 | 1587046.71 |  | Electric Utility | N | OP |  |  |  | Eastern
COALST | IN | IN-Eastern | AES Petersburg | 994 | ST2 | BIT | ST | 523.3 | 421.8 | 4144 | 2370417 | 2443005.64 |  | Electric Utility | N | OP |  |  |  | Eastern
COALST | IN | IN-Eastern | AES Petersburg | 994 | ST3 | BIT | ST | 670.9 | 527.6 | 5540 | 2688809 | 2770283.69 |  | Electric Utility | N | OP |  |  |  | Eastern
EXCLUDE | IN | IN-Eastern | Bailly | 995 | 10 | NG | GT | 37.5 | 31 | 435 | 2950 | 3238.6 |  | Electric Utility | N | OP |  | Simple cycle unit |  | Eastern
COALST | IN | IN-Eastern | Bailly | 995 | 7 | BIT | ST | 190.4 | 160 | 5012 | 625145 | 903058.48 |  | Electric Utility | N | OP |  |  |  | Eastern
COALST | IN | IN-Eastern | Bailly | 995 | 8 | BIT | ST | 413.1 | 320 | 5012 | 1172895 | 1543806.88 |  | Electric Utility | N | OP |  |  |  | Eastern
EXCLUDE | IN | IN-Eastern | Dean H Mitchell | 996 | 11 | SUB | ST | 127.5 | 110 | 0 | 0 | 0 |  | Electric Utility | N | RE | 2010 | Retired prior to 2012 |  | Eastern
EXCLUDE | IN | IN-Eastern | Dean H Mitchell | 996 | 4 | NG | ST | 138.1 | 125 | 0 | 0 | 0 |  | Electric Utility | N | RE | 2010 | Retired prior to 2012 |  | Eastern
EXCLUDE | IN | IN-Eastern | Dean H Mitchell | 996 | 5 | SUB | ST | 128 | 125 | 0 | 0 | 0 |  | Electric Utility | N | RE | 2010 | Retired prior to 2012 |  | Eastern
EXCLUDE | IN | IN-Eastern | Dean H Mitchell | 996 | 6 | SUB | ST | 128 | 125 | 0 | 0 | 0 |  | Electric Utility | N | RE | 2010 | Retired prior to 2012 |  | Eastern
EXCLUDE | IN | IN-Eastern | Dean H Mitchell | 996 | 9A | NG | GT | 16 | 17 | 0 | 362 | 429.39 |  | Electric Utility | N | OP | 2013 | Simple cycle unit |  | Eastern
COALST | IN | IN-Eastern | Michigan City | 997 | 12 | SUB | ST | 540 | 469 | 5200 | 2341016 | 2415242.56 |  | Electric Utility | N | OP |  |  |  | Eastern
EXCLUDE | IN | IN-Eastern | Michigan City | 997 | 2 | NG | ST | 70 | 60 | 0 | 0 | 0 |  | Electric Utility | N | RE | 2010 | Retired prior to 2012 |  | Eastern
EXCLUDE | IN | IN-Eastern | Michigan City | 997 | 3 | NG | ST | 70 | 60 | 0 | 0 | 0 |  | Electric Utility | N | RE | 2010 | Retired prior to 2012 |  | Eastern
EXCLUDE | IN | IN-Eastern | Norway | 998 | 1 | WAT | HY | 2 | 1.1 | 0 | 2569.86 | 0 |  | Electric Utility | N | OP |  | Non Combustion (NUC, WAT, WND, GEO, or SUN) |  | Eastern
EXCLUDE | IN | IN-Eastern | Norway | 998 | 2 | WAT | HY | 2 | 1.1 | 0 | 2569.86 | 0 |  | Electric Utility | N | OP |  | Non Combustion (NUC, WAT, WND, GEO, or SUN) |  | Eastern
EXCLUDE | IN | IN-Eastern | Norway | 998 | 3 | WAT | HY | 2 | 1.1 | 0 | 2569.86 | 0 |  | Electric Utility | N | OP |  | Non Combustion (NUC, WAT, WND, GEO, or SUN) |  | Eastern
EXCLUDE | IN | IN-Eastern | Norway | 998 | 4 | WAT | HY | 1.3 | 0.7 | 0 | 1670.41 | 0 |  | Electric Utility | N | OP |  | Non Combustion (NUC, WAT, WND, GEO, or SUN) |  | Eastern
EXCLUDE | IN | IN-Eastern | Oakdale | 999 | 1 | WAT | HY | 4.3 | 2.9 | 0 | 6629.29 | 0 |  | Electric Utility | N | OP |  | Non Combustion (NUC, WAT, WND, GEO, or SUN) |  | Eastern
EXCLUDE | IN | IN-Eastern | Oakdale | 999 | 2 | WAT | HY | 3.2 | 2.2 | 0 | 4933.42 | 0 |  | Electric Utility | N | OP |  | Non Combustion (NUC, WAT, WND, GEO, or SUN) |  | Eastern
EXCLUDE | IN | IN-Eastern | Oakdale | 999 | 3 | WAT | HY | 4.3 | 0.9 | 0 | 6629.29 | 0 |  | Electric Utility | N | OP |  | Non Combustion (NUC, WAT, WND, GEO, or SUN) |  | Eastern
COALST | IN | IN-Eastern | Cayuga | 1001 | 1 | BIT | ST | 531 | 500 | 5300 | 2499922 | 2722055.3 |  | Electric Utility | N | OP |  |  |  | Eastern
COALST | IN | IN-Eastern | Cayuga | 1001 | 2 | BIT | ST | 531 | 495 | 5300 | 2241972 | 2452517.94 |  | Electric Utility | N | OP |  |  |  | Eastern
EXCLUDE | IN | IN-Eastern | Cayuga | 1001 | 31 | DFO | IC | 2.6 | 3 | 0 | 0 | 0 |  | Electric Utility | N | OP |  | Internal Combustion |  | Eastern
EXCLUDE | IN | IN-Eastern | Cayuga | 1001 | 32 | DFO | IC | 2.6 | 3 | 0 | 0 | 0 |  | Electric Utility | N | OP |  | Internal Combustion |  | Eastern
EXCLUDE | IN | IN-Eastern | Cayuga | 1001 | 33 | DFO | IC | 2.6 | 2 | 0 | 0 | 0 |  | Electric Utility | N | OP |  | Internal Combustion |  | Eastern
EXCLUDE | IN | IN-Eastern | Cayuga | 1001 | 34 | DFO | IC | 2.6 | 2 | 0 | 0 | 0 |  | Electric Utility | N | OP |  | Internal Combustion |  | Eastern
EXCLUDE | IN | IN-Eastern | Cayuga | 1001 | 4 | NG | GT | 121 | 99 | 1300 | 29904 | 26613.94 |  | Electric Utility | N | OP |  | Simple cycle unit |  | Eastern
EXCLUDE | IN | IN-Eastern | Connersville | 1002 | 1 | DFO | GT | 41.8 | 43 | 1164 | 2.5 | 157.9 |  | Electric Utility | N | OP |  | Simple cycle unit |  | Eastern
EXCLUDE | IN | IN-Eastern | Connersville | 1002 | 2 | DFO | GT | 41.8 | 43 | 1164 | 2.5 | 198.81 |  | Electric Utility | N | OP |  | Simple cycle unit |  | Eastern
EXCLUDE | IN | IN-Eastern | Edwardsport | 1004 | 6 | DFO | ST | 35 | 40 | 0 | 0 | 0 |  | Electric Utility | N | RE | 2011 | Retired prior to 2012 |  | Eastern
EXCLUDE | IN | IN-Eastern | Edwardsport | 1004 | 7 | BIT | ST | 40.2 | 45 | 0 | 0 | 0 |  | Electric Utility | N | RE | 2011 | Retired prior to 2012 |  | Eastern
EXCLUDE | IN | IN-Eastern | Edwardsport | 1004 | 8 | BIT | ST | 69 | 75 | 0 | 0 | 0 |  | Electric Utility | N | RE | 2011 | Retired prior to 2012 |  | Eastern
UC Coal - commenced in 2012 | IN | IN-Eastern | Edwardsport | 1004 | CT1 | BIT | ST | 236.5 | 570.6 | 0 | 0 | 0 |  | Electric Utility | N | TS |  |  | Yes | Eastern
UC Coal - commenced in 2012 | IN | IN-Eastern | Edwardsport | 1004 | CT2 | BIT | ST | 236.5 |  | 0 | 0 | 0 |  | Electric Utility | N | TS |  |  | Yes | Eastern
UC Coal - commenced in 2012 | IN | IN-Eastern | Edwardsport | 1004 | ST | BIT | ST | 331.5 |  | 0 | 0 | 0 |  | Electric Utility | N | TS |  |  | Yes | Eastern
EXCLUDE | IN | IN-Eastern | Markland | 1005 | 1 | WAT | HY | 21.6 | 15 | 0 | 123762.67 | 0 |  | Electric Utility | N | OP |  | Non Combustion (NUC, WAT, WND, GEO, or SUN) |  | Eastern
EXCLUDE | IN | IN-Eastern | Markland | 1005 | 2 | WAT | HY | 21.6 | 15 | 0 | 123762.67 | 0 |  | Electric Utility | N | OP |  | Non Combustion (NUC, WAT, WND, GEO, or SUN) |  | Eastern
EXCLUDE | IN | IN-Eastern | Markland | 1005 | 3 | WAT | HY | 21.6 | 15 | 0 | 123762.67 | 0 |  | Electric Utility | N | OP |  | Non Combustion (NUC, WAT, WND, GEO, or SUN) |  | Eastern
EXCLUDE | IN | IN-Eastern | Miami Wabash | 1006 | 1 | DFO | GT | 18 | 16 | 0 | 11.85 | 38.19 |  | Electric Utility | N | OP |  | Simple cycle unit |  | Eastern
EXCLUDE | IN | IN-Eastern | Miami Wabash | 1006 | 2 | DFO | GT | 18 | 16 | 0 | 11.85 | 38.19 |  | Electric Utility | N | OP |  | Simple cycle unit |  | Eastern
EXCLUDE | IN | IN-Eastern | Miami Wabash | 1006 | 3 | DFO | GT | 18 | 16 | 0 | 11.85 | 38.19 |  | Electric Utility | N | OP |  | Simple cycle unit |  | Eastern
EXCLUDE | IN | IN-Eastern | Miami Wabash | 1006 | 4 | DFO | GT | 18 | 16 | 0 | 0 | 0 |  | Electric Utility | N | RE | 2011 | Retired prior to 2012 |  | Eastern
EXCLUDE | IN | IN-Eastern | Miami Wabash | 1006 | 5 | DFO | GT | 16.3 | 16 | 0 | 10.73 | 34.59 |  | Electric Utility | N | OP |  | Simple cycle unit |  | Eastern
EXCLUDE | IN | IN-Eastern | Miami Wabash | 1006 | 6 | DFO | GT | 16.3 | 16 | 0 | 10.73 | 34.59 |  | Electric Utility | N | OP |  | Simple cycle unit |  | Eastern
NGCC | IN | IN-Eastern | Noblesville | 1007 | 1 | NG | CC | 50 | 46 | 833.9 | 125078.2 | 58670.53 |  | Electric Utility | N | OP |  |  |  | Eastern
NGCC | IN | IN-Eastern | Noblesville | 1007 | 2 | NG | CC | 50 | 46 | 833.9 | 125078.2 | 58670.53 |  | Electric Utility | N | OP |  |  |  | Eastern
NGCC | IN | IN-Eastern | Noblesville | 1007 | 3 | NG | CC | 76 | 64.4 | 833.9 | 190118.87 | 89179.21 |  | Electric Utility | N | OP |  |  |  | Eastern
NGCC | IN | IN-Eastern | Noblesville | 1007 | 4 | NG | CC | 76 | 64.4 | 833.9 | 190118.87 | 89179.21 |  | Electric Utility | N | OP |  |  |  | Eastern
NGCC | IN | IN-Eastern | Noblesville | 1007 | 5 | NG | CC | 76 | 64.4 | 833.9 | 190118.87 | 89179.21 |  | Electric Utility | N | OP |  |  |  | Eastern
COALST | IN | IN-Eastern | R Gallagher | 1008 | 1 | BIT | ST | 150 | 140 | 1460 | 374 | 600.25 |  | Electric Utility | N | RE | 2012 |  |  | Eastern
COALST | IN | IN-Eastern | R Gallagher | 1008 | 2 | BIT | ST | 150 | 140 | 1470 | 160455 | 185322.3 |  | Electric Utility | N | OP |  |  |  | Eastern
COALST | IN | IN-Eastern | R Gallagher | 1008 | 3 | BIT | ST | 150 | 140 | 1460 | 201.14 | 285.22 |  | Electric Utility | N | RE | 2012 |  |  | Eastern
COALST | IN | IN-Eastern | R Gallagher | 1008 | 4 | BIT | ST | 150 | 140 | 1470 | 83844 | 104913.09 |  | Electric Utility | N | OP |  |  |  | Eastern
COALST | IN | IN-Eastern | Wabash Valley Power IGCC | 1010 | 1 | BIT | ST | 112.5 | 85 | 0 | 288917 | 260050.7 |  | Electric Utility | N | OP |  |  |  | Eastern
COALST | IN | IN-Eastern | Wabash Valley Power IGCC | 1010 | 1A | BIT | ST | 192 | 189 | 0 | 607789.4 | 547123.31 |  | Electric Utility | N | OP |  |  |  | Eastern
COALST | IN | IN-Eastern | Wabash River | 1010 | 2 | BIT | ST | 112.5 | 85 | 1000 | 204428 | 217970.61 |  | Electric Utility | N | OP | 2015 |  |  | Eastern
COALST | IN | IN-Eastern | Wabash River | 1010 | 3 | BIT | ST | 123.2 | 85 | 1000 | 160152 | 174913.52 |  | Electric Utility | N | OP | 2015 |  |  | Eastern
COALST | IN | IN-Eastern | Wabash River | 1010 | 4 | BIT | ST | 112.5 | 85 | 1000 | 212569 | 230640.7 |  | Electric Utility | N | OP | 2015 |  |  | Eastern
COALST | IN | IN-Eastern | Wabash River | 1010 | 5 | BIT | ST | 125 | 95 | 1150 | 45380 | 45049.49 |  | Electric Utility | N | OP | 2015 |  |  | Eastern
COALST | IN | IN-Eastern | Wabash River | 1010 | 6 | BIT | ST | 387 | 318 | 3700 | 986313 | 1082057.27 |  | Electric Utility | N | OP | 2015 |  |  | Eastern
EXCLUDE | IN | IN-Eastern | Wabash River | 1010 | 71 | DFO | IC | 2.7 | 3 | 0 | 0 | 0 |  | Electric Utility | N | OP |  | Internal Combustion |  | Eastern
EXCLUDE | IN | IN-Eastern | Wabash River | 1010 | 72 | DFO | IC | 2.7 | 3 | 0 | 0 | 0 |  | Electric Utility | N | OP |  | Internal Combustion |  | Eastern
EXCLUDE | IN | IN-Eastern | Wabash River | 1010 | 73 | DFO | IC | 2.7 | 2 | 0 | 0 | 0 |  | Electric Utility | N | OP |  | Internal Combustion |  | Eastern
EXCLUDE | IN | IN-Eastern | Broadway | 1011 | 1 | NG | GT | 53.1 | 50 | 770 | 4042.93 | 2803.31 |  | Electric Utility | N | OP |  | Simple cycle unit |  | Eastern
EXCLUDE | IN | IN-Eastern | Broadway | 1011 | 2 | NG | GT | 88.8 | 65 | 1500 | 6761.07 | 6818.43 |  | Electric Utility | N | OP |  | Simple cycle unit |  | Eastern
EXCLUDE | IN | IN-Eastern | F B Culley | 1012 | 1 | BIT | ST | 46 | 42 | 0 | 0 | 0 |  | Electric Utility | N | RE | 2006 | Retired prior to 2012 |  | Eastern
COALST | IN | IN-Eastern | F B Culley | 1012 | 2 | BIT | ST | 103.7 | 90 | 2735.2 | 215126 | 297669.13 |  | Electric Utility | N | OP |  |  |  | Eastern
COALST | IN | IN-Eastern | F B Culley | 1012 | 3 | BIT | ST | 265.2 | 270 | 3781 | 1478186 | 1863457.04 |  | Electric Utility | N | OP |  |  |  | Eastern
EXCLUDE | IN | IN-Eastern | Northeast | 1013 | 1 | NG | GT | 10.7 | 10 | 0 | 156.16 | 87.94 |  | Electric Utility | N | OP |  | Simple cycle unit |  | Eastern
EXCLUDE | IN | IN-Eastern | Northeast | 1013 | 2 | NG | GT | 11.5 | 10 | 0 | 167.84 | 94.52 |  | Electric Utility | N | OP |  | Simple cycle unit |  | Eastern
NGCC | NC | NC-Eastern | Butler-Warner Generation Plant | 1016 | 1 | NG | CC | 28.8 | 20 | 341.1 | 3401.28 | 2653.72 |  | Electric Utility | N | OP |  |  |  | Eastern
NGCC | NC | NC-Eastern | Butler-Warner Generation Plant | 1016 | 2 | NG | CC | 28.8 | 20 | 341.1 | 3401.28 | 2653.72 |  | Electric Utility | N | OP |  |  |  | Eastern
NGCC | NC | NC-Eastern | Butler-Warner Generation Plant | 1016 | 3 | NG | CC | 28.8 | 20 | 341.1 | 3401.28 | 2653.72 |  | Electric Utility | N | OP |  |  |  | Eastern
EXCLUDE | NC | NC-Eastern | Butler-Warner Generation Plant | 1016 | 4 | NG | GT | 28.8 | 20 | 341.1 | 832.5 | 903.11 |  | Electric Utility | N | OP |  | Simple cycle unit |  | Eastern
EXCLUDE | NC | NC-Eastern | Butler-Warner Generation Plant | 1016 | 5 | NG | GT | 28.8 | 20 | 341.1 | 832.5 | 967.05 |  | Electric Utility | N | OP |  | Simple cycle unit |  | Eastern
NGCC | NC | NC-Eastern | Butler-Warner Generation Plant | 1016 | 6 | NG | CC | 28.8 | 20 | 341.1 | 3401.28 | 2653.72 |  | Electric Utility | N | OP |  |  |  | Eastern
NGCC | NC | NC-Eastern | Butler-Warner Generation Plant | 1016 | 7 | NG | CC | 28.8 | 20 | 341.1 | 3401.28 | 2653.72 |  | Electric Utility | N | OP |  |  |  | Eastern
NGCC | NC | NC-Eastern | Butler-Warner Generation Plant | 1016 | 8 | NG | CC | 28.8 | 20 | 341.1 | 3401.28 | 2653.72 |  | Electric Utility | N | OP |  |  |  | Eastern
NGCC | NC | NC-Eastern | Butler-Warner Generation Plant | 1016 | 9 | NG | CC | 73 | 65 | 341.1 | 8621.31 | 6726.45 |  | Electric Utility | N | OP |  |  |  | Eastern
EXCLUDE | UT | UT-Western | Manti Lower | 1020 | 2 | WAT | HY | 0.6 | 0.5 | 0 | 1192.5 | 0 |  | Electric Utility | N | OP |  | Non Combustion (NUC, WAT, WND, GEO, or SUN) |  | Western
EXCLUDE | UT | UT-Western | Manti Lower | 1020 | HC1 | WAT | HY | 0.6 | 0.5 | 0 | 1192.5 | 0 |  | Electric Utility | N | OP |  | Non Combustion (NUC, WAT, WND, GEO, or SUN) |  | Western
EXCLUDE | IN | IN-Eastern | Crawfordsville | 1024 | 4 | BIT | ST | 11.5 | 10.6 | 0 | 0 | 0 |  | Electric Utility | N | OP |  | Steam unit (PRMVR=ST) less than or equal to 25MW (i.e. 250 MMBtu/hr) |  | Eastern
EXCLUDE | IN | IN-Eastern | Crawfordsville | 1024 | 5 | BIT | ST | 12.6 | 12.6 | 0 | 0 | 0 |  | Electric Utility | N | OP |  | Steam unit (PRMVR=ST) less than or equal to 25MW (i.e. 250 MMBtu/hr) |  | Eastern
EXCLUDE | IN | IN-Eastern | Crawfordsville | 1024 | D1 | DFO | IC | 0.8 | 0.9 | 0 | 0 | 0 |  | Electric Utility | N | OP |  | Internal Combustion |  | Eastern
EXCLUDE | IN | IN-Eastern | Logansport | 1032 | 4 | BIT | ST | 18 | 16.5 | 0 | 87323 | 138649.73 |  | Electric Utility | N | OP |  | Steam unit (PRMVR=ST) less than or equal to 25MW (i.e. 250 MMBtu/hr) |  | Eastern
EXCLUDE | IN | IN-Eastern | Logansport | 1032 | 5 | BIT | ST | 25 | 22 | 0 | 52069 | 82674.13 |  | Electric Utility | N | OP |  | Steam unit (PRMVR=ST) less than or equal to 25MW (i.e. 250 MMBtu/hr) |  | Eastern
EXCLUDE | IN | IN-Eastern | Logansport | 1032 | 6 | NG | GT | 18 | 15 | 0 | 0 | 0 |  | Electric Utility | N | OP |  | Simple cycle unit |  | Eastern
EXCLUDE | IN | IN-Eastern | Peru | 1037 | 2 | BIT | ST | 22 | 20 | 0 | 78 | 122.57 |  | Electric Utility | N | OP |  | Steam unit (PRMVR=ST) less than or equal to 25MW (i.e. 250 MMBtu/hr) |  | Eastern
EXCLUDE | IN | IN-Eastern | Peru | 1037 | 3 | BIT | ST | 12.5 | 12 | 0 | 473 | 743.28 |  | Electric Utility | N | OP |  | Steam unit (PRMVR=ST) less than or equal to 25MW (i.e. 250 MMBtu/hr) |  | Eastern
EXCLUDE | IN | IN-Eastern | Peru | 1037 | D1 | DFO | IC | 1.8 | 1.8 | 0 | 0 | 0 |  | Electric Utility | N | OP |  | Internal Combustion |  | Eastern
EXCLUDE | IN | IN-Eastern | Rensselaer City Light Plant | 1038 | 10 | DFO | IC | 2 | 1.9 | 0 | 0 | 0 |  | Electric Utility | N | SB |  | Internal Combustion |  | Eastern
EXCLUDE | IN | IN-Eastern | Rensselaer City Light Plant | 1038 | 11 | DFO | IC | 2 | 1.9 | 0 | 0 | 0 |  | Electric Utility | N | SB |  | Internal Combustion |  | Eastern
EXCLUDE | IN | IN-Eastern | Rensselaer City Light Plant | 1038 | 14 | DFO | IC | 5 | 4.8 | 0 | 0 | 0 |  | Electric Utility | N | SB |  | Internal Combustion |  | Eastern
EXCLUDE | IN | IN-Eastern | Rensselaer City Light Plant | 1038 | 15 | DFO | IC | 8.4 | 8.3 | 0 | 0 | 0 |  | Electric Utility | N | SB |  | Internal Combustion |  | Eastern
EXCLUDE | IN | IN-Eastern | Rensselaer City Light Plant | 1038 | 5 | DFO | IC | 1.9 | 1.8 | 0 | 0 | 0 |  | Electric Utility | N | SB |  | Internal Combustion |  | Eastern
EXCLUDE | IN | IN-Eastern | Rensselaer City Light Plant | 1038 | 6 | DFO | IC | 2.5 | 2.4 | 0 | 0 | 0 |  | Electric Utility | N | SB |  | Internal Combustion |  | Eastern
EXCLUDE | IN | IN-Eastern | Rensselaer City Light Plant | 1038 | 7 | DFO | IC | 3 | 2.5 | 0 | 0 | 0 |  | Electric Utility | N | RE | 2003 | Retired prior to 2012 |  | Eastern
COALST | IN | IN-Eastern | Whitewater Valley | 1040 | 1 | BIT | ST | 33 | 34.7 | 399 | 7788 | 11918.23 |  | Electric Utility | N | OP |  |  |  | Eastern
COALST | IN | IN-Eastern | Whitewater Valley | 1040 | 2 | BIT | ST | 60.9 | 65 | 729 | 16161 | 23269.62 |  | Electric Utility | N | OP |  |  |  | Eastern
COALST | IN | IN-Eastern | Frank E Ratts | 1043 | 1 | BIT | ST | 116.6 | 117 | 1500 | 266162 | 298208.74 |  | Electric Utility | N | OP |  |  |  | Eastern
COALST | IN | IN-Eastern | Frank E Ratts | 1043 | 2 | BIT | ST | 116.6 | 120 | 1500 | 221560 | 246215.74 |  | Electric Utility | N | OP |  |  |  | Eastern
OGST | IA | IA-Eastern | Dubuque | 1046 | 3 | NG | ST | 28.7 | 30.9 | 1520 | 40497 | 39785.83 |  | Electric Utility | N | OP | 2014 |  |  | Eastern
OGST | IA | IA-Eastern | Dubuque | 1046 | 4 | NG | ST | 37.5 | 35.9 | 680 | 41632 | 40900.9 |  | Electric Utility | N | OP | 2014 |  |  | Eastern
EXCLUDE | IA | IA-Eastern | Dubuque | 1046 | IC1 | DFO | IC | 2 | 2.1 | 0 | 0 | 0 |  | Electric Utility | N | SB | 2016 | Internal Combustion |  | Eastern
EXCLUDE | IA | IA-Eastern | Dubuque | 1046 | IC2 | DFO | IC | 2 | 1.6 | 0 | 0 | 0 |  | Electric Utility | N | SB | 2016 | Internal Combustion |  | Eastern
EXCLUDE | IA | IA-Eastern | Dubuque | 1046 | ST2 | SUB | ST | 15 | 11.8 | 0 | 0 | 0 |  | Electric Utility | N | RE | 2010 | Retired prior to 2012 |  | Eastern
EXCLUDE | IA | IA-Eastern | Lansing | 1047 | 1 | SUB | ST | 15 | 14.1 | 0 | 0 | 0 |  | Electric Utility | N | RE | 2006 | Retired prior to 2012 |  | Eastern
EXCLUDE | IA | IA-Eastern | Lansing | 1047 | 2 | SUB | ST | 11.5 | 11 | 0 | 0 | 0 |  | Electric Utility | N | RE | 2010 | Retired prior to 2012 |  | Eastern
COALST | IA | IA-Eastern | Lansing | 1047 | 3 | SUB | ST | 37.5 | 29.4 | 0 | 0 | 0 |  | Electric Utility | N | SB | 2014 |  |  | Eastern
COALST | IA | IA-Eastern | Lansing | 1047 | 4 | SUB | ST | 274.5 | 247.5 | 3386 | 1137286 | 1389770.01 |  | Electric Utility | N | OP |  |  |  | Eastern
EXCLUDE | IA | IA-Eastern | Lansing | 1047 | IC1 | DFO | IC | 1 | 1.2 | 0 | 0 | 0 |  | Electric Utility | N | SB | 2016 | Internal Combustion |  | Eastern
EXCLUDE | IA | IA-Eastern | Lansing | 1047 | IC2 | DFO | IC | 1 | 1.1 | 0 | 0 | 0 |  | Electric Utility | N | SB | 2016 | Internal Combustion |  | Eastern
EXCLUDE | IA | IA-Eastern | Milton L Kapp | 1048 | 1 | NG | ST | 18.8 | 8.8 | 0 | 0 | 0 |  | Electric Utility | N | RE | 2010 | Retired prior to 2012 |  | Eastern
COALST | IA | IA-Eastern | Milton L Kapp | 1048 | 2 | SUB | ST | 218.5 | 204.4 | 2405 | 531356 | 690517.87 |  | Electric Utility | N | OP |  |  |  | Eastern
EXCLUDE | IA | IA-Eastern | Ames Diesel Generating Station | 1052 | 1 | DFO | IC | 1 | 1 | 0 | 0 | 0 |  | Electric Utility | N | RE | 2008 | Retired prior to 2012 |  | Eastern
EXCLUDE | IA | IA-Eastern | Ames Diesel Generating Station | 1052 | 2 | DFO | IC | 1 | 1 | 0 | 0 | 0 |  | Electric Utility | N | RE | 2008 | Retired prior to 2012 |  | Eastern
EXCLUDE | IA | IA-Eastern | Sixth Street | 1058 | 1 | BIT | ST | 10 | 9.4 | 0 | 0 | 0 |  | Electric Utility | N | RE | 2010 | Retired prior to 2012 |  | Eastern
EXCLUDE | IA | IA-Eastern | Sixth Street | 1058 | 2 | SUB | ST | 6 | 2.8 | 0 | 0 | 0 |  | Electric Utility | Y | RE | 2010 | Retired prior to 2012 |  | Eastern
EXCLUDE | IA | IA-Eastern | Sixth Street | 1058 | 4 | SUB | ST | 15 | 12.6 | 0 | 0 | 0 |  | Electric Utility | Y | RE | 2010 | Retired prior to 2012 |  | Eastern
EXCLUDE | IA | IA-Eastern | Sixth Street | 1058 | 6 | BIT | ST | 10 | 8 | 0 | 0 | 0 |  | Electric Utility | N | RE | 2010 | Retired prior to 2012 |  | Eastern
EXCLUDE | IA | IA-Eastern | Sixth Street | 1058 | 7 | SUB | ST | 15 | 14.7 | 0 | 0 | 0 |  | Electric Utility | Y | RE | 2010 | Retired prior to 2012 |  | Eastern
EXCLUDE | IA | IA-Eastern | Sixth Street | 1058 | 8 | SUB | ST | 28.7 | 29.2 | 0 | 0 | 0 |  | Electric Utility | Y | RE | 2010 | Retired prior to 2012 |  | Eastern
EXCLUDE | IA | IA-Eastern | Duane Arnold Energy Center | 1060 | 1 | NUC | ST | 679.5 | 601.4 | 0 | 4346995 | 0 |  | IPP Non-CHP | N | OP |  | Non Combustion (NUC, WAT, WND, GEO, or SUN) |  | Eastern
EXCLUDE | IA | IA-Eastern | Iowa Hydro LLC | 1067 | 1 | WAT | HY | 0.6 | 0.6 | 0 | 2795.5 | 0 |  | IPP Non-CHP | N | OP |  | Non Combustion (NUC, WAT, WND, GEO, or SUN) |  | Eastern
EXCLUDE | IA | IA-Eastern | Iowa Hydro LLC | 1067 | 2 | WAT | HY | 0.6 | 0.6 | 0 | 2795.5 | 0 |  | IPP Non-CHP | N | OP |  | Non Combustion (NUC, WAT, WND, GEO, or SUN) |  | Eastern
EXCLUDE | IA | IA-Eastern | Marshalltown | 1068 | 1 | DFO | GT | 63 | 54.4 | 804 | 10023 | 15956.27 |  | Electric Utility | N | OP |  | Simple cycle unit |  | Eastern
EXCLUDE | IA | IA-Eastern | Marshalltown | 1068 | 2 | DFO | GT | 63 | 48.9 | 1014.4 | 10023 | 19005.17 |  | Electric Utility | N | OP |  | Simple cycle unit |  | Eastern
EXCLUDE | IA | IA-Eastern | Marshalltown | 1068 | 3 | DFO | GT | 63 | 22.8 | 804 | 10023 | 904.2 |  | Electric Utility | N | OP |  | Simple cycle unit |  | Eastern
EXCLUDE | IA | IA-Eastern | Prairie Creek | 1073 | 1 | SUB | ST | 14.6 | 2.4 | 0 | 54786 | 96179.16 |  | Electric Utility | Y | OP |  | Steam unit (PRMVR=ST) less than or equal to 25MW (i.e. 250 MMBtu/hr) |  | Eastern
EXCLUDE | IA | IA-Eastern | Prairie Creek | 1073 | 2 | SUB | ST | 23 | 18.4 | 0 | 0 | 0 |  | Electric Utility | Y | RE | 2010 | Retired prior to 2012 |  | Eastern
COALST | IA | IA-Eastern | Prairie Creek | 1073 | 3 | SUB | ST | 50 | 35.8 | 600 | 39548 | 251076.42 |  | Electric Utility | Y | OP |  |  |  | Eastern
COALST | IA | IA-Eastern | Prairie Creek | 1073 | 4 | SUB | ST | 148.8 | 118.5 | 1503 | 464543 | 677427.04 |  | Electric Utility | Y | OP |  |  |  | Eastern
OGST | IA | IA-Eastern | Sutherland | 1077 | 1 | NG | ST | 37.5 | 28.3 | 705 | 54257 | 79570.22 |  | Electric Utility | N | OP | 2016 |  |  | Eastern
EXCLUDE | IA | IA-Eastern | Sutherland | 1077 | 2 | SUB | ST | 37.5 | 29.5 | 0 | 0 | 0 |  | Electric Utility | N | RE | 2010 | Retired prior to 2012 |  | Eastern
OGST | IA | IA-Eastern | Sutherland | 1077 | 3 | NG | ST | 81.6 | 78.7 | 1320 | 168725 | 209184.58 |  | Electric Utility | N | OP | 2016 |  |  | Eastern
EXCLUDE | IA | IA-Eastern | Coralville GT | 1079 | 1 | NG | GT | 18 | 16.3 | 0 | 146 | 619.26 |  | Electric Utility | N | OP |  | Simple cycle unit |  | Eastern
EXCLUDE | IA | IA-Eastern | Coralville GT | 1079 | 2 | NG | GT | 18 | 16.9 | 0 | 146 | 619.26 |  | Electric Utility | N | OP |  | Simple cycle unit |  | Eastern
EXCLUDE | IA | IA-Eastern | Coralville GT | 1079 | 3 | NG | GT | 18 | 16.5 | 0 | 146 | 619.26 |  | Electric Utility | N | OP |  | Simple cycle unit |  | Eastern
EXCLUDE | IA | IA-Eastern | Coralville GT | 1079 | 4 | NG | GT | 18 | 16.2 | 0 | 146 | 619.26 |  | Electric Utility | N | OP |  | Simple cycle unit |  | Eastern
EXCLUDE | IA | IA-Eastern | Riverside | 1081 | 3HS | SUB | ST | 5 | 4 | 0 | 14926 | 16627.71 |  | Electric Utility | Y | OP |  | Steam unit (PRMVR=ST) less than or equal to 25MW (i.e. 250 MMBtu/hr) |  | Eastern
COALST | IA | IA-Eastern | Riverside | 1081 | 5 | SUB | ST | 136 | 133.3 | 1202 | 617674 | 672879.03 |  | Electric Utility | Y | OP |  |  |  | Eastern
COALST | IA | IA-Eastern | Walter Scott Jr Energy Center | 1082 | 1 | SUB | ST | 49 | 37.4 | 850 | 176099 | 262893.73 |  | Electric Utility | N | OP | 2016 |  |  | Eastern
COALST | IA | IA-Eastern | Walter Scott Jr Energy Center | 1082 | 2 | SUB | ST | 81.6 | 80.8 | 1100 | 421870 | 521851.53 |  | Electric Utility | N | OP | 2016 |  |  | Eastern
COALST | IA | IA-Eastern | Walter Scott Jr Energy Center | 1082 | 3 | SUB | ST | 725.8 | 703.7 | 8500 | 5033315 | 5284145.85 |  | Electric Utility | Y | OP |  |  |  | Eastern
COALST | IA | IA-Eastern | Walter Scott Jr Energy Center | 1082 | 4 | SUB | ST | 922.5 | 813.6 | 7675 | 5872875 | 5720045.5 |  | Electric Utility | N | OP |  |  |  | Eastern
EXCLUDE | IA | IA-Eastern | River Hills | 1084 | 1 | NG | GT | 16 | 14.5 | 0 | 327.13 | 465.97 |  | Electric Utility | N | OP |  | Simple cycle unit |  | Eastern
EXCLUDE | IA | IA-Eastern | River Hills | 1084 | 2 | NG | GT | 16 | 14.7 | 0 | 327.13 | 465.97 |  | Electric Utility | N | OP |  | Simple cycle unit |  | Eastern
EXCLUDE | IA | IA-Eastern | River Hills | 1084 | 3 | NG | GT | 16 | 14.3 | 0 | 327.13 | 465.97 |  | Electric Utility | N | OP |  | Simple cycle unit |  | Eastern
EXCLUDE | IA | IA-Eastern | River Hills | 1084 | 4 | NG | GT | 16 | 15.1 | 0 | 327.13 | 465.97 |  | Electric Utility | N | OP |  | Simple cycle unit |  | Eastern
EXCLUDE | IA | IA-Eastern | River Hills | 1084 | 5 | NG | GT | 16 | 14.7 | 0 | 327.13 | 465.97 |  | Electric Utility | N | OP |  | Simple cycle unit |  | Eastern
EXCLUDE | IA | IA-Eastern | River Hills | 1084 | 6 | NG | GT | 16 | 14.5 | 0 | 327.13 | 465.97 |  | Electric Utility | N | OP |  | Simple cycle unit |  | Eastern
EXCLUDE | IA | IA-Eastern | River Hills | 1084 | 7 | NG | GT | 16 | 14 | 0 | 327.13 | 465.97 |  | Electric Utility | N | OP |  | Simple cycle unit |  | Eastern
EXCLUDE | IA | IA-Eastern | River Hills | 1084 | 8 | NG | GT | 16 | 15.1 | 0 | 327.13 | 465.97 |  | Electric Utility | N | OP |  | Simple cycle unit |  | Eastern
COALST | IA | IA-Eastern | George Neal North | 1091 | 1 | SUB | ST | 147 | 134.3 | 2100 | 412755 | 518145.13 |  | Electric Utility | N | OP | 2016 |  |  | Eastern
COALST | IA | IA-Eastern | George Neal North | 1091 | 2 | SUB | ST | 349.2 | 283.7 | 3220 | 1188183 | 1332872.8 |  | Electric Utility | N | OP |  |  |  | Eastern
COALST | IA | IA-Eastern | George Neal North | 1091 | 3 | SUB | ST | 549.8 | 491.9 | 6050 | 2562669 | 2780938.85 |  | Electric Utility | N | OP |  |  |  | Eastern
EXCLUDE | IA | IA-Eastern | Merle Parr | 1097 | 1 | NG | GT | 18 | 16.6 | 0 | 263 | 414.78 |  | Electric Utility | N | OP |  | Simple cycle unit |  | Eastern
EXCLUDE | IA | IA-Eastern | Merle Parr | 1097 | 2 | NG | GT | 18 | 16 | 0 | 263 | 414.78 |  | Electric Utility | N | OP |  | Simple cycle unit |  | Eastern
COALST | IA | IA-Eastern | Burlington | 1104 | 1 | SUB | ST | 212 | 207.7 | 2700 | 1163795 | 1464970 |  | Electric Utility | N | OP |  |  |  | Eastern
EXCLUDE | IA | IA-Eastern | Burlington | 1104 | GT1 | NG | GT | 19.7 | 14.4 | 0 | 295 | 440.92 |  | Electric Utility | N | OP | 2016 | Simple cycle unit |  | Eastern
EXCLUDE | IA | IA-Eastern | Burlington | 1104 | GT2 | NG | GT | 19.7 | 13.7 | 0 | 295 | 440.92 |  | Electric Utility | N | OP | 2016 | Simple cycle unit |  | Eastern
EXCLUDE | IA | IA-Eastern | Burlington | 1104 | GT3 | NG | GT | 19.7 | 14 | 0 | 295 | 440.92 |  | Electric Utility | N | OP | 2016 | Simple cycle unit |  | Eastern
EXCLUDE | IA | IA-Eastern | Burlington | 1104 | GT4 | NG | GT | 19.7 | 14.8 | 0 | 295 | 440.92 |  | Electric Utility | N | OP | 2016 | Simple cycle unit |  | Eastern
EXCLUDE | IA | IA-Eastern | Centerville | 1105 | 1 | DFO | IC | 2 | 2.1 | 0 | 0 | 0 |  | Electric Utility | N | SB | 2016 | Internal Combustion |  | Eastern
EXCLUDE | IA | IA-Eastern | Centerville | 1105 | 2 | DFO | IC | 2 | 1.8 | 0 | 0 | 0 |  | Electric Utility | N | SB | 2016 | Internal Combustion |  | Eastern
EXCLUDE | IA | IA-Eastern | Centerville | 1105 | 3 | DFO | IC | 2 | 1.8 | 0 | 0 | 0 |  | Electric Utility | N | SB | 2016 | Internal Combustion |  | Eastern
EXCLUDE | IA | IA-Eastern | Centerville | 1105 | GT1 | DFO | GT | 27 | 24.4 | 377 | 1197 | 2903.38 |  | Electric Utility | N | OP | 2016 | Simple cycle unit |  | Eastern
EXCLUDE | IA | IA-Eastern | Centerville | 1105 | GT2 | DFO | GT | 27 | 25.1 | 377 | 1197 | 2412.76 |  | Electric Utility | N | OP | 2016 | Simple cycle unit |  | Eastern
EXCLUDE | IA | IA-Eastern | Keokuk | 1109 | 1 | WAT | HY | 7.6 | 9.9 | 0 | 45921.05 | 0 |  | Electric Utility | N | OP |  | Non Combustion (NUC, WAT, WND, GEO, or SUN) |  | Eastern
EXCLUDE | IA | IA-Eastern | Keokuk | 1109 | 10 | WAT | HY | 8.8 | 9.9 | 0 | 53171.74 | 0 |  | Electric Utility | N | OP |  | Non Combustion (NUC, WAT, WND, GEO, or SUN) |  | Eastern
EXCLUDE | IA | IA-Eastern | Keokuk | 1109 | 11 | WAT | HY | 8.8 | 9.9 | 0 | 53171.74 | 0 |  | Electric Utility | N | OP |  | Non Combustion (NUC, WAT, WND, GEO, or SUN) |  | Eastern
EXCLUDE | IA | IA-Eastern | Keokuk | 1109 | 12 | WAT | HY | 8.8 | 9.9 | 0 | 53171.74 | 0 |  | Electric Utility | N | OP |  | Non Combustion (NUC, WAT, WND, GEO, or SUN) |  | Eastern
EXCLUDE | IA | IA-Eastern | Keokuk | 1109 | 13 | WAT | HY | 8.8 | 9.9 | 0 | 53171.74 | 0 |  | Electric Utility | N | OP |  | Non Combustion (NUC, WAT, WND, GEO, or SUN) |  | Eastern
EXCLUDE | IA | IA-Eastern | Keokuk | 1109 | 14 | WAT | HY | 8.8 | 8.1 | 0 | 53171.74 | 0 |  | Electric Utility | N | OP |  | Non Combustion (NUC, WAT, WND, GEO, or SUN) |  | Eastern
EXCLUDE | IA | IA-Eastern | Keokuk | 1109 | 15 | WAT | HY | 8.8 | 8.1 | 0 | 53171.74 | 0 |  | Electric Utility | N | OP |  | Non Combustion (NUC, WAT, WND, GEO, or SUN) |  | Eastern
EXCLUDE | IA | IA-Eastern | Keokuk | 1109 | 2 | WAT | HY | 7.6 | 9.9 | 0 | 45921.05 | 0 |  | Electric Utility | N | OP |  | Non Combustion (NUC, WAT, WND, GEO, or SUN) |  | Eastern
EXCLUDE | IA | IA-Eastern | Keokuk | 1109 | 3 | WAT | HY | 7.6 | 9.9 | 0 | 45921.05 | 0 |  | Electric Utility | N | OP |  | Non Combustion (NUC, WAT, WND, GEO, or SUN) |  | Eastern
EXCLUDE | IA | IA-Eastern | Keokuk | 1109 | 4 | WAT | HY | 7.6 | 9.9 | 0 | 45921.05 | 0 |  | Electric Utility | N | OP |  | Non Combustion (NUC, WAT, WND, GEO, or SUN) |  | Eastern
EXCLUDE | IA | IA-Eastern | Keokuk | 1109 | 5 | WAT | HY | 7.6 | 8.1 | 0 | 45921.05 | 0 |  | Electric Utility | N | OP |  | Non Combustion (NUC, WAT, WND, GEO, or SUN) |  | Eastern
EXCLUDE | IA | IA-Eastern | Keokuk | 1109 | 6 | WAT | HY | 7.6 | 8.1 | 0 | 45921.05 | 0 |  | Electric Utility | N | OP |  | Non Combustion (NUC, WAT, WND, GEO, or SUN) |  | Eastern
EXCLUDE | IA | IA-Eastern | Keokuk | 1109 | 7 | WAT | HY | 8.8 | 9.9 | 0 | 53171.74 | 0 |  | Electric Utility | N | OP |  | Non Combustion (NUC, WAT, WND, GEO, or SUN) |  | Eastern
EXCLUDE | IA | IA-Eastern | Keokuk | 1109 | 8 | WAT | HY | 8.8 | 9.9 | 0 | 53171.74 | 0 |  | Electric Utility | N | OP |  | Non Combustion (NUC, WAT, WND, GEO, or SUN) |  | Eastern
EXCLUDE | IA | IA-Eastern | Keokuk | 1109 | 9 | WAT | HY | 8.8 | 9.9 | 0 | 53171.74 | 0 |  | Electric Utility | N | OP |  | Non Combustion (NUC, WAT, WND, GEO, or SUN) |  | Eastern
EXCLUDE | IA | IA-Eastern | Algona | 1120 | 3 | DFO | IC | 0.7 | 0.6 | 0 | 0 | 0 |  | Electric Utility | N | RE | 2003 | Retired prior to 2012 |  | Eastern
EXCLUDE | IA | IA-Eastern | Algona | 1120 | 4 | DFO | IC | 1 | 0.8 | 0 | 0 | 0 |  | Electric Utility | N | RE | 2002 | Retired prior to 2012 |  | Eastern
EXCLUDE | IA | IA-Eastern | Algona | 1120 | 5 | DFO | IC | 1.5 | 1.1 | 0 | 0 | 0 |  | Electric Utility | N | RE | 2002 | Retired prior to 2012 |  | Eastern
EXCLUDE | IA | IA-Eastern | Algona | 1120 | 6 | DFO | IC | 3.2 | 3.2 | 0 | 0 | 0 |  | Electric Utility | N | OP |  | Internal Combustion |  | Eastern
EXCLUDE | IA | IA-Eastern | Algona | 1120 | 7 | DFO | IC | 4.1 | 4.1 | 0 | 0 | 0 |  | Electric Utility | N | OP |  | Internal Combustion |  | Eastern
EXCLUDE | IA | IA-Eastern | Algona | 1120 | 8 | DFO | IC | 4.4 | 4.4 | 0 | 0 | 0 |  | Electric Utility | N | OP |  | Internal Combustion |  | Eastern
EXCLUDE | IA | IA-Eastern | Algona | 1120 | 9 | DFO | IC | 4.4 | 4.4 | 0 | 0 | 0 |  | Electric Utility | N | OP |  | Internal Combustion |  | Eastern
EXCLUDE | IA | IA-Eastern | Alta Municipal Utilities | 1121 | 1 | DFO | IC | 1 | 0.9 | 0 | 0 | 0 |  | Electric Utility | N | SB |  | Internal Combustion |  | Eastern
EXCLUDE | IA | IA-Eastern | Alta Municipal Utilities | 1121 | 3 | DFO | IC | 1.1 | 1 | 0 | 0 | 0 |  | Electric Utility | N | SB |  | Internal Combustion |  | Eastern
COALST | IA | IA-Eastern | Ames Electric Services Power Plant | 1122 | 7 | SUB | ST | 37.5 | 32.6 | 525 | 56819 | 95738.18 |  | Electric Utility | N | OP |  |  |  | Eastern
COALST | IA | IA-Eastern | Ames Electric Services Power Plant | 1122 | 8 | SUB | ST | 71.3 | 62.6 | 975 | 266427 | 378846.6 |  | Electric Utility | N | OP |  |  |  | Eastern
EXCLUDE | IA | IA-Eastern | Anita | 1123 | 1 | DFO | IC | 0.1 | 0.1 | 0 | 0 | 0 |  | Electric Utility | N | RE | 2003 | Retired prior to 2012 |  | Eastern
EXCLUDE | IA | IA-Eastern | Anita | 1123 | 2 | DFO | IC | 0.2 | 0.1 | 0 | 0 | 0 |  | Electric Utility | N | OP |  | Internal Combustion |  | Eastern
EXCLUDE | IA | IA-Eastern | Anita | 1123 | 3 | DFO | IC | 0.3 | 0.2 | 0 | 0 | 0 |  | Electric Utility | N | OP |  | Internal Combustion |  | Eastern
EXCLUDE | IA | IA-Eastern | Anita | 1123 | 4 | DFO | IC | 0.2 | 0.2 | 0 | 0 | 0 |  | Electric Utility | N | OP |  | Internal Combustion |  | Eastern
EXCLUDE | IA | IA-Eastern | Anita | 1123 | 5 | DFO | IC | 0.2 | 0.2 | 0 | 0 | 0 |  | Electric Utility | N | OP |  | Internal Combustion |  | Eastern
EXCLUDE | IA | IA-Eastern | Anita | 1123 | 6 | DFO | IC | 2 | 2 | 0 | 0 | 0 |  | Electric Utility | N | OP |  | Internal Combustion |  | Eastern
EXCLUDE | IA | IA-Eastern | Atlantic | 1124 | 1 | DFO | IC | 5.3 | 4 | 0 | 0 | 0 |  | Electric Utility | N | OP |  | Internal Combustion |  | Eastern
EXCLUDE | IA | IA-Eastern | Atlantic | 1124 | 6 | NG | GT | 10 | 9.8 | 0 | 250 | 190.35 |  | Electric Utility | N | OP |  | Simple cycle unit |  | Eastern
EXCLUDE | IA | IA-Eastern | Bancroft | 1125 | 4 | DFO | IC | 0.3 | 0.3 | 0 | 0 | 0 |  | Electric Utility | N | OP |  | Internal Combustion |  | Eastern
EXCLUDE | IA | IA-Eastern | Bancroft | 1125 | 5 | DFO | IC | 0.6 | 0.5 | 0 | 0 | 0 |  | Electric Utility | N | OP |  | Internal Combustion |  | Eastern
EXCLUDE | IA | IA-Eastern | Bancroft | 1125 | 6 | DFO | IC | 1.8 | 1.8 | 0 | 0 | 0 |  | Electric Utility | N | OP |  | Internal Combustion |  | Eastern
EXCLUDE | IA | IA-Eastern | Bancroft | 1125 | 7 | DFO | IC | 1.8 | 1.8 | 0 | 0 | 0 |  | Electric Utility | N | OP |  | Internal Combustion |  | Eastern
EXCLUDE | IA | IA-Eastern | Bellevue | 1126 | 1 | DFO | IC | 0.6 | 0.5 | 0 | 0 | 0 |  | Electric Utility | N | SB |  | Internal Combustion |  | Eastern
EXCLUDE | IA | IA-Eastern | Bellevue | 1126 | 2 | DFO | IC | 1.6 | 1.6 | 0 | 0 | 0 |  | Electric Utility | N | SB |  | Internal Combustion |  | Eastern
EXCLUDE | IA | IA-Eastern | Bellevue | 1126 | 3 | DFO | IC | 1.8 | 1.7 | 0 | 0 | 0 |  | Electric Utility | N | SB |  | Internal Combustion |  | Eastern
EXCLUDE | IA | IA-Eastern | Bellevue | 1126 | 4 | DFO | IC | 0.7 | 0.6 | 0 | 0 | 0 |  | Electric Utility | N | SB |  | Internal Combustion |  | Eastern
EXCLUDE | IA | IA-Eastern | Bellevue | 1126 | 5 | DFO | IC | 0.9 | 0.7 | 0 | 0 | 0 |  | Electric Utility | N | SB |  | Internal Combustion |  | Eastern
EXCLUDE | IA | IA-Eastern | Bellevue | 1126 | 6 | DFO | IC | 3 | 2.4 | 0 | 0 | 0 |  | Electric Utility | N | SB |  | Internal Combustion |  | Eastern
EXCLUDE | IA | IA-Eastern | Bloomfield | 1127 | 1 | NG | IC | 2.8 | 2.3 | 0 | 0 | 0 |  | Electric Utility | N | OP |  | Internal Combustion |  | Eastern
EXCLUDE | IA | IA-Eastern | Bloomfield | 1127 | 2 | DFO | IC | 0.3 | 0.2 | 0 | 0 | 0 |  | Electric Utility | N | OP |  | Internal Combustion |  | Eastern
EXCLUDE | IA | IA-Eastern | Bloomfield | 1127 | 3 | NG | IC | 2.7 | 2.2 | 0 | 0 | 0 |  | Electric Utility | N | OP |  | Internal Combustion |  | Eastern
EXCLUDE | IA | IA-Eastern | Bloomfield | 1127 | 4 | DFO | IC | 0.3 | 0.2 | 0 | 0 | 0 |  | Electric Utility | N | OP |  | Internal Combustion |  | Eastern
EXCLUDE | IA | IA-Eastern | Bloomfield | 1127 | 5 | NG | IC | 0.9 | 0.8 | 0 | 0 | 0 |  | Electric Utility | N | OP |  | Internal Combustion |  | Eastern
EXCLUDE | IA | IA-Eastern | Bloomfield | 1127 | 6 | NG | IC | 1.5 | 1.2 | 0 | 0 | 0 |  | Electric Utility | N | OP |  | Internal Combustion |  | Eastern
EXCLUDE | IA | IA-Eastern | Brooklyn | 1128 | 1 | DFO | IC | 0.2 | 0.2 | 0 | 0 | 0 |  | Electric Utility | N | RE | 2011 | Retired prior to 2012 |  | Eastern
EXCLUDE | IA | IA-Eastern | Brooklyn | 1128 | 2 | DFO | IC | 0.2 | 0.2 | 0 | 0 | 0 |  | Electric Utility | N | RE | 2011 | Retired prior to 2012 |  | Eastern
EXCLUDE | IA | IA-Eastern | Brooklyn | 1128 | 3 | DFO | IC | 0.3 | 0.2 | 0 | 0 | 0 |  | Electric Utility | N | RE | 2011 | Retired prior to 2012 |  | Eastern
EXCLUDE | IA | IA-Eastern | Brooklyn | 1128 | 4 | NG | IC | 0.5 | 0.5 | 0 | 0 | 0 |  | Electric Utility | N | RE | 2010 | Retired prior to 2012 |  | Eastern
EXCLUDE | IA | IA-Eastern | Brooklyn | 1128 | 5 | NG | IC | 1.1 | 1 | 0 | 0 | 0 |  | Electric Utility | N | RE | 2011 | Retired prior to 2012 |  | Eastern
EXCLUDE | IA | IA-Eastern | Brooklyn | 1128 | 7 | DFO | IC | 2.3 | 2 | 0 | 0 | 0 |  | Electric Utility | N | OP |  | Internal Combustion | Yes | Eastern
EXCLUDE | IA | IA-Eastern | Cascade | 1129 | 1 | DFO | IC | 0.7 | 0.7 | 0 | 0 | 0 |  | Electric Utility | N | OP |  | Internal Combustion |  | Eastern
EXCLUDE | IA | IA-Eastern | Cascade | 1129 | 2 | DFO | IC | 2 | 1.9 | 0 | 0 | 0 |  | Electric Utility | N | OP |  | Internal Combustion |  | Eastern
EXCLUDE | IA | IA-Eastern | Cascade | 1129 | 3A | DFO | IC | 1.8 | 1.8 | 0 | 0 | 0 |  | Electric Utility | N | OP |  | Internal Combustion |  | Eastern
EXCLUDE | IA | IA-Eastern | Cascade | 1129 | 4 | DFO | IC | 0.7 | 0.5 | 0 | 0 | 0 |  | Electric Utility | N | OP |  | Internal Combustion |  | Eastern
EXCLUDE | IA | IA-Eastern | Gas Turbine | 1130 | 1 | NG | GT | 19.6 | 17.1 | 0 | 1554.45 | 1706.22 |  | Electric Utility | N | OP |  | Simple cycle unit |  | Eastern
EXCLUDE | IA | IA-Eastern | Gas Turbine | 1130 | 2 | NG | GT | 23.8 | 22.9 | 0 | 1887.55 | 2071.83 |  | Electric Utility | N | OP |  | Simple cycle unit |  | Eastern
EXCLUDE | IA | IA-Eastern | Streeter Station | 1131 | 6 | BIT | ST | 16.5 | 16.5 | 0 | 3905 | 6949.84 |  | Electric Utility | N | OP |  | Steam unit (PRMVR=ST) less than or equal to 25MW (i.e. 250 MMBtu/hr) |  | Eastern
COALST | IA | IA-Eastern | Streeter Station | 1131 | 7 | BIT | ST | 35 | 35 | 500 | 9665 | 16181.1 |  | Electric Utility | N | OP |  |  |  | Eastern
EXCLUDE | IA | IA-Eastern | Coggon | 1132 | 3 | DFO | IC | 0.2 | 0.2 | 0 | 0 | 0 |  | Electric Utility | N | RE | 2003 | Retired prior to 2012 |  | Eastern
EXCLUDE | IA | IA-Eastern | Coggon | 1132 | 4 | DFO | IC | 0.6 | 0.6 | 0 | 0 | 0 |  | Electric Utility | N | OP |  | Internal Combustion |  | Eastern
EXCLUDE | IA | IA-Eastern | Coggon | 1132 | IC1 | DFO | IC | 0.6 | 0.6 | 0 | 0 | 0 |  | Electric Utility | N | OP |  | Internal Combustion |  | Eastern
EXCLUDE | IA | IA-Eastern | Coggon | 1132 | IC5 | DFO | IC | 2 | 2 | 0 | 0 | 0 |  | Electric Utility | N | OP |  | Internal Combustion |  | Eastern
EXCLUDE | IA | IA-Eastern | Corning | 1134 | 1 | DFO | IC | 0.6 | 0.6 | 0 | 0 | 0 |  | Electric Utility | N | RE | 2006 | Retired prior to 2012 |  | Eastern
EXCLUDE | IA | IA-Eastern | Corning | 1134 | 2 | DFO | IC | 0.9 | 0.9 | 0 | 0 | 0 |  | Electric Utility | N | RE | 2006 | Retired prior to 2012 |  | Eastern
EXCLUDE | IA | IA-Eastern | Corning | 1134 | 3 | DFO | IC | 1.3 | 1.3 | 0 | 0 | 0 |  | Electric Utility | N | RE | 2006 | Retired prior to 2012 |  | Eastern
EXCLUDE | IA | IA-Eastern | Corning | 1134 | 4 | DFO | IC | 0.4 | 0.4 | 0 | 0 | 0 |  | Electric Utility | N | RE | 2006 | Retired prior to 2012 |  | Eastern
EXCLUDE | IA | IA-Eastern | Corning | 1134 | 5 | DFO | IC | 2.8 | 2.8 | 0 | 0 | 0 |  | Electric Utility | N | OP |  | Internal Combustion |  | Eastern
EXCLUDE | IA | IA-Eastern | Corning | 1134 | 6 | DFO | IC | 2 | 2 | 0 | 0 | 0 |  | Electric Utility | N | OP |  | Internal Combustion |  | Eastern
EXCLUDE | IA | IA-Eastern | Corning | 1134 | 7 | DFO | IC | 2 | 2 | 0 | 0 | 0 |  | Electric Utility | N | OP |  | Internal Combustion |  | Eastern
EXCLUDE | IA | IA-Eastern | Dayton | 1135 | 1 | DFO | IC | 0.6 | 0.6 | 0 | 0 | 0 |  | Electric Utility | N | RE | 2001 | Retired prior to 2012 |  | Eastern
EXCLUDE | IA | IA-Eastern | Dayton | 1135 | 4 | DFO | IC | 0.1 | 0.1 | 0 | 0 | 0 |  | Electric Utility | N | RE | 2002 | Retired prior to 2012 |  | Eastern
EXCLUDE | IA | IA-Eastern | Dayton | 1135 | 5 | DFO | IC | 1.8 | 1.8 | 0 | 0 | 0 |  | Electric Utility | N | OP |  | Internal Combustion |  | Eastern
EXCLUDE | IA | IA-Eastern | Estherville | 1137 | 2 | DFO | IC | 1.6 | 1.1 | 0 | 0 | 0 |  | Electric Utility | N | OP |  | Internal Combustion |  | Eastern
EXCLUDE | IA | IA-Eastern | Estherville | 1137 | 3 | NG | IC | 3 | 2.7 | 0 | 0 | 0 |  | Electric Utility | N | OP |  | Internal Combustion |  | Eastern
EXCLUDE | IA | IA-Eastern | Estherville | 1137 | 4 | NG | IC | 4 | 3.6 | 0 | 0 | 0 |  | Electric Utility | N | OP |  | Internal Combustion |  | Eastern
EXCLUDE | IA | IA-Eastern | Estherville | 1137 | 5 | NG | IC | 4 | 3.6 | 0 | 0 | 0 |  | Electric Utility | N | OP |  | Internal Combustion |  | Eastern
EXCLUDE | IA | IA-Eastern | Estherville | 1137 | 6 | DFO | IC | 2 | 1.7 | 0 | 0 | 0 |  | Electric Utility | N | OS | 2013 | Internal Combustion |  | Eastern
EXCLUDE | IA | IA-Eastern | Estherville | 1137 | 7 | NG | IC | 3 | 2.7 | 0 | 0 | 0 |  | Electric Utility | N | OP |  | Internal Combustion |  | Eastern
EXCLUDE | IA | IA-Eastern | Forest City Light Plant | 1138 | 1 | DFO | IC | 1.2 | 1.3 | 0 | 0 | 0 |  | Electric Utility | N | OP |  | Internal Combustion |  | Eastern
EXCLUDE | IA | IA-Eastern | Forest City Light Plant | 1138 | 2 | DFO | IC | 2.7 | 2.2 | 0 | 0 | 0 |  | Electric Utility | N | OP |  | Internal Combustion |  | Eastern
EXCLUDE | IA | IA-Eastern | Forest City Light Plant | 1138 | 3 | DFO | IC | 3.5 | 3.3 | 0 | 0 | 0 |  | Electric Utility | N | OP |  | Internal Combustion |  | Eastern
EXCLUDE | IA | IA-Eastern | Forest City Light Plant | 1138 | 4 | DFO | IC | 6.3 | 6.1 | 0 | 0 | 0 |  | Electric Utility | N | OP |  | Internal Combustion |  | Eastern
EXCLUDE | IA | IA-Eastern | Forest City Light Plant | 1138 | 5 | DFO | IC | 0.7 | 0.7 | 0 | 0 | 0 |  | Electric Utility | N | OP |  | Internal Combustion |  | Eastern
EXCLUDE | IA | IA-Eastern | Forest City Light Plant | 1138 | 6 | DFO | IC | 7.6 | 7.9 | 0 | 0 | 0 |  | Electric Utility | N | OP |  | Internal Combustion |  | Eastern
EXCLUDE | IA | IA-Eastern | Gowrie | 1141 | 1 | DFO | IC | 1.2 | 1.1 | 0 | 0 | 0 |  | Electric Utility | N | OP | 2013 | Internal Combustion |  | Eastern
EXCLUDE | IA | IA-Eastern | Gowrie | 1141 | 2 | DFO | IC | 1.2 | 1.1 | 0 | 0 | 0 |  | Electric Utility | N | OP | 2013 | Internal Combustion |  | Eastern
EXCLUDE | IA | IA-Eastern | Gowrie | 1141 | 3 | DFO | IC | 2.5 | 2.1 | 0 | 0 | 0 |  | Electric Utility | N | V |  | Status of Operation (IP, L, P, T) |  | Eastern
EXCLUDE | IA | IA-Eastern | Graettinger | 1142 | 4 | DFO | IC | 0.5 | 0.5 | 0 | 0 | 0 |  | Electric Utility | N | OP |  | Internal Combustion |  | Eastern
EXCLUDE | IA | IA-Eastern | Graettinger | 1142 | 5 | DFO | IC | 1.1 | 1.1 | 0 | 0 | 0 |  | Electric Utility | N | OP |  | Internal Combustion |  | Eastern
EXCLUDE | IA | IA-Eastern | Graettinger | 1142 | 6 | DFO | IC | 2 | 2 | 0 | 0 | 0 |  | Electric Utility | N | OP |  | Internal Combustion |  | Eastern
EXCLUDE | IA | IA-Eastern | Grand Junction | 1143 | 1 | DFO | IC | 0.5 | 0.4 | 0 | 0 | 0 |  | Electric Utility | N | RE | 1994 | Retired prior to 2012 |  | Eastern
EXCLUDE | IA | IA-Eastern | Grand Junction | 1143 | 2 | DFO | IC | 1.7 | 1.6 | 0 | 0 | 0 |  | Electric Utility | N | OP |  | Internal Combustion |  | Eastern
EXCLUDE | IA | IA-Eastern | Greenfield | 1144 | 3 | DFO | IC | 1.3 | 1 | 0 | 0 | 0 |  | Electric Utility | N | OP |  | Internal Combustion |  | Eastern
EXCLUDE | IA | IA-Eastern | Greenfield | 1144 | 4 | DFO | IC | 1.8 | 1.8 | 0 | 0 | 0 |  | Electric Utility | N | OP |  | Internal Combustion |  | Eastern
EXCLUDE | IA | IA-Eastern | Greenfield | 1144 | 5 | DFO | IC | 3 | 2.7 | 0 | 0 | 0 |  | Electric Utility | N | OP |  | Internal Combustion |  | Eastern
EXCLUDE | IA | IA-Eastern | Grundy Center City Light Plant | 1145 | IC1 | DFO | IC | 2.2 | 2.2 | 0 | 0 | 0 |  | Electric Utility | N | OP |  | Internal Combustion |  | Eastern
EXCLUDE | IA | IA-Eastern | Grundy Center City Light Plant | 1145 | IC2 | DFO | IC | 3.5 | 3.5 | 0 | 0 | 0 |  | Electric Utility | N | OP |  | Internal Combustion |  | Eastern
EXCLUDE | IA | IA-Eastern | Grundy Center City Light Plant | 1145 | IC3 | DFO | IC | 3 | 3 | 0 | 0 | 0 |  | Electric Utility | N | OP |  | Internal Combustion |  | Eastern
EXCLUDE | IA | IA-Eastern | Harlan | 1146 | HMU1 | DFO | IC | 1.7 | 1.6 | 0 | 0 | 0 |  | Electric Utility | N | SB |  | Internal Combustion |  | Eastern
EXCLUDE | IA | IA-Eastern | Harlan | 1146 | HMU2 | DFO | IC | 1.7 | 1.6 | 0 | 0 | 0 |  | Electric Utility | N | SB |  | Internal Combustion |  | Eastern
EXCLUDE | IA | IA-Eastern | Independence | 1149 | 1 | DFO | IC | 1 | 0.8 | 0 | 0 | 0 |  | Electric Utility | N | OP |  | Internal Combustion |  | Eastern
EXCLUDE | IA | IA-Eastern | Independence | 1149 | 1A | DFO | IC | 1.8 | 1.8 | 0 | 0 | 0 |  | Electric Utility | N | OP |  | Internal Combustion |  | Eastern
EXCLUDE | IA | IA-Eastern | Independence | 1149 | 2 | DFO | IC | 1 | 0.8 | 0 | 0 | 0 |  | Electric Utility | N | RE | 2007 | Retired prior to 2012 |  | Eastern
EXCLUDE | IA | IA-Eastern | Independence | 1149 | 3A | DFO | IC | 1.8 | 1.8 | 0 | 0 | 0 |  | Electric Utility | N | OP |  | Internal Combustion |  | Eastern
EXCLUDE | IA | IA-Eastern | Independence | 1149 | 3B | DFO | IC | 1.8 | 1.8 | 0 | 0 | 0 |  | Electric Utility | N | OP |  | Internal Combustion |  | Eastern
EXCLUDE | IA | IA-Eastern | Independence | 1149 | 4A | DFO | IC | 1.8 | 1.8 | 0 | 0 | 0 |  | Electric Utility | N | OP |  | Internal Combustion |  | Eastern
EXCLUDE | IA | IA-Eastern | Independence | 1149 | 4B | DFO | IC | 1.8 | 1.8 | 0 | 0 | 0 |  | Electric Utility | N | OP |  | Internal Combustion |  | Eastern
EXCLUDE | IA | IA-Eastern | Independence | 1149 | 5 | DFO | IC | 2.5 | 2.3 | 0 | 0 | 0 |  | Electric Utility | N | OP |  | Internal Combustion |  | Eastern
EXCLUDE | IA | IA-Eastern | Independence | 1149 | 6 | DFO | IC | 3.2 | 2.8 | 0 | 0 | 0 |  | Electric Utility | N | OP |  | Internal Combustion |  | Eastern
EXCLUDE | IA | IA-Eastern | Independence | 1149 | 7 | DFO | IC | 6.2 | 5.8 | 0 | 0 | 0 |  | Electric Utility | N | OP |  | Internal Combustion |  | Eastern
EXCLUDE | IA | IA-Eastern | Indianola | 1150 | 1 | DFO | IC | 0.8 | 0.6 | 0 | 0 | 0 |  | Electric Utility | N | OP |  | Internal Combustion |  | Eastern
EXCLUDE | IA | IA-Eastern | Indianola | 1150 | 2 | DFO | IC | 1.4 | 1.3 | 0 | 0 | 0 |  | Electric Utility | N | OP |  | Internal Combustion |  | Eastern
EXCLUDE | IA | IA-Eastern | Indianola | 1150 | 3 | DFO | IC | 1.1 | 1 | 0 | 0 | 0 |  | Electric Utility | N | RE | 2006 | Retired prior to 2012 |  | Eastern
EXCLUDE | IA | IA-Eastern | Indianola | 1150 | 4 | DFO | IC | 1.5 | 1.3 | 0 | 0 | 0 |  | Electric Utility | N | OP |  | Internal Combustion |  | Eastern
EXCLUDE | IA | IA-Eastern | Indianola | 1150 | 5 | DFO | IC | 4 | 4 | 0 | 0 | 0 |  | Electric Utility | N | OP |  | Internal Combustion |  | Eastern
EXCLUDE | IA | IA-Eastern | Indianola | 1150 | 6 | DFO | IC | 5.1 | 5 | 0 | 0 | 0 |  | Electric Utility | N | OP |  | Internal Combustion |  | Eastern
EXCLUDE | IA | IA-Eastern | Indianola | 1150 | 7 | DFO | GT | 20.6 | 19.4 | 0 | -211.54 | 212.65 |  | Electric Utility | N | OP |  | Simple cycle unit |  | Eastern
EXCLUDE | IA | IA-Eastern | Indianola | 1150 | 8 | DFO | GT | 20.3 | 22.8 | 0 | -208.46 | 209.55 |  | Electric Utility | N | OP |  | Simple cycle unit |  | Eastern
EXCLUDE | IA | IA-Eastern | Lake Park | 1153 | 1 | DFO | IC | 0.7 | 0.5 | 0 | 0 | 0 |  | Electric Utility | N | RE | 2002 | Retired prior to 2012 |  | Eastern
EXCLUDE | IA | IA-Eastern | Lake Park | 1153 | 2 | DFO | IC | 1 | 0.8 | 0 | 0 | 0 |  | Electric Utility | N | RE | 2002 | Retired prior to 2012 |  | Eastern
EXCLUDE | IA | IA-Eastern | Lake Park | 1153 | 3 | DFO | IC | 2 | 2 | 0 | 0 | 0 |  | Electric Utility | N | OP |  | Internal Combustion |  | Eastern
EXCLUDE | IA | IA-Eastern | Lake Park | 1153 | G2 | DFO | IC | 2 | 2 | 0 | 0 | 0 |  | Electric Utility | N | OP |  | Internal Combustion |  | Eastern
EXCLUDE | IA | IA-Eastern | Lake Mills | 1154 | 1A | DFO | IC | 3 | 3 | 0 | 0 | 0 |  | Electric Utility | N | OP |  | Internal Combustion |  | Eastern
EXCLUDE | IA | IA-Eastern | Lake Mills | 1154 | 4 | DFO | IC | 1.3 | 1.3 | 0 | 0 | 0 |  | Electric Utility | N | OP |  | Internal Combustion |  | Eastern
EXCLUDE | IA | IA-Eastern | Lake Mills | 1154 | 5 | DFO | IC | 0.9 | 0.9 | 0 | 0 | 0 |  | Electric Utility | N | OP |  | Internal Combustion |  | Eastern
EXCLUDE | IA | IA-Eastern | Lake Mills | 1154 | 6 | DFO | IC | 5.7 | 5.7 | 0 | 0 | 0 |  | Electric Utility | N | OP |  | Internal Combustion |  | Eastern
EXCLUDE | IA | IA-Eastern | Lake Mills | 1154 | 7 | DFO | IC | 7.6 | 7.6 | 0 | 0 | 0 |  | Electric Utility | N | OP |  | Internal Combustion |  | Eastern
EXCLUDE | IA | IA-Eastern | Lamoni Municipal Utilities | 1155 | 1 | DFO | IC | 2.8 | 2.7 | 0 | 0 | 0 |  | Electric Utility | N | OP |  | Internal Combustion |  | Eastern
EXCLUDE | IA | IA-Eastern | Lamoni Municipal Utilities | 1155 | 2 | DFO | IC | 0.2 | 0.2 | 0 | 0 | 0 |  | Electric Utility | N | OP |  | Internal Combustion |  | Eastern
EXCLUDE | IA | IA-Eastern | Lamoni Municipal Utilities | 1155 | 3 | DFO | IC | 0.3 | 0.3 | 0 | 0 | 0 |  | Electric Utility | N | OP |  | Internal Combustion |  | Eastern
EXCLUDE | IA | IA-Eastern | Lamoni Municipal Utilities | 1155 | 4 | DFO | IC | 0.6 | 0.6 | 0 | 0 | 0 |  | Electric Utility | N | OP |  | Internal Combustion |  | Eastern
EXCLUDE | IA | IA-Eastern | Lamoni Municipal Utilities | 1155 | 5 | DFO | IC | 1.1 | 1.1 | 0 | 0 | 0 |  | Electric Utility | N | OP |  | Internal Combustion |  | Eastern
EXCLUDE | IA | IA-Eastern | Lamoni Municipal Utilities | 1155 | 6 | DFO | IC | 0.5 | 0.5 | 0 | 0 | 0 |  | Electric Utility | N | OP |  | Internal Combustion |  | Eastern
EXCLUDE | IA | IA-Eastern | Lamoni Municipal Utilities | 1155 | 7 | DFO | IC | 2.5 | 2.3 | 0 | 0 | 0 |  | Electric Utility | N | OP |  | Internal Combustion |  | Eastern
EXCLUDE | IA | IA-Eastern | Lamoni Municipal Utilities | 1155 | 8 | DFO | IC | 2.5 | 2.3 | 0 | 0 | 0 |  | Electric Utility | N | OP |  | Internal Combustion |  | Eastern
EXCLUDE | IA | IA-Eastern | La Porte | 1156 | 2 | DFO | IC | 1.1 | 1.1 | 0 | 0 | 0 |  | Electric Utility | N | OP |  | Internal Combustion |  | Eastern
EXCLUDE | IA | IA-Eastern | La Porte | 1156 | 3A | DFO | IC | 1.8 | 1.7 | 0 | 0 | 0 |  | Electric Utility | N | OP |  | Internal Combustion |  | Eastern
EXCLUDE | IA | IA-Eastern | La Porte | 1156 | 4A | DFO | IC | 1.8 | 1.7 | 0 | 0 | 0 |  | Electric Utility | N | OP |  | Internal Combustion |  | Eastern
EXCLUDE | IA | IA-Eastern | La Porte | 1156 | 5 | DFO | IC | 0.8 | 0.8 | 0 | 0 | 0 |  | Electric Utility | N | OP |  | Internal Combustion |  | Eastern
EXCLUDE | IA | IA-Eastern | Laurens | 1157 | 3 | DFO | IC | 0.8 | 0.7 | 0 | 0 | 0 |  | Electric Utility | N | SB |  | Internal Combustion |  | Eastern
EXCLUDE | IA | IA-Eastern | Laurens | 1157 | 4 | DFO | IC | 0.8 | 0.7 | 0 | 0 | 0 |  | Electric Utility | N | SB |  | Internal Combustion |  | Eastern
EXCLUDE | IA | IA-Eastern | Lenox | 1158 | 1 | DFO | IC | 0.3 | 0.3 | 0 | 0 | 0 |  | Electric Utility | N | SB |  | Internal Combustion |  | Eastern
EXCLUDE | IA | IA-Eastern | Lenox | 1158 | 2 | DFO | IC | 1.1 | 1.1 | 0 | 0 | 0 |  | Electric Utility | N | SB |  | Internal Combustion |  | Eastern
EXCLUDE | IA | IA-Eastern | Lenox | 1158 | 3 | DFO | IC | 0.9 | 0.9 | 0 | 0 | 0 |  | Electric Utility | N | SB |  | Internal Combustion |  | Eastern
EXCLUDE | IA | IA-Eastern | Lenox | 1158 | 4 | DFO | IC | 1.8 | 1.7 | 0 | 0 | 0 |  | Electric Utility | N | SB |  | Internal Combustion |  | Eastern
EXCLUDE | IA | IA-Eastern | Manning | 1160 | 1 | DFO | IC | 0.2 | 0.2 | 0 | 0 | 0 |  | Electric Utility | N | SB |  | Internal Combustion |  | Eastern
EXCLUDE | IA | IA-Eastern | Manning | 1160 | 2 | DFO | IC | 0.2 | 0.2 | 0 | 0 | 0 |  | Electric Utility | N | SB |  | Internal Combustion |  | Eastern
EXCLUDE | IA | IA-Eastern | Manning | 1160 | 4 | DFO | IC | 0.6 | 0.6 | 0 | 0 | 0 |  | Electric Utility | N | SB |  | Internal Combustion |  | Eastern
EXCLUDE | IA | IA-Eastern | Manning | 1160 | M1 | DFO | IC | 2.3 | 2.3 | 0 | 0 | 0 |  | Electric Utility | N | OP |  | Internal Combustion | Yes | Eastern
EXCLUDE | IA | IA-Eastern | Manning | 1160 | M2 | DFO | IC | 2.3 | 2.3 | 0 | 0 | 0 |  | Electric Utility | N | OP |  | Internal Combustion | Yes | Eastern
EXCLUDE | IA | IA-Eastern | Manning | 1160 | M3 | DFO | IC | 2.3 | 2.3 | 0 | 0 | 0 |  | Electric Utility | N | OP |  | Internal Combustion | Yes | Eastern
EXCLUDE | IA | IA-Eastern | Maquoketa 1 | 1162 | 1 | NG | IC | 1.4 | 1 | 0 | 0 | 0 |  | Electric Utility | N | RE | 2002 | Retired prior to 2012 |  | Eastern
EXCLUDE | IA | IA-Eastern | Maquoketa 1 | 1162 | 1A | NG | IC | 3.1 | 3 | 0 | 0 | 0 |  | Electric Utility | N | OP |  | Internal Combustion |  | Eastern
EXCLUDE | IA | IA-Eastern | Maquoketa 1 | 1162 | 2 | DFO | IC | 0.8 | 0.6 | 0 | 0 | 0 |  | Electric Utility | N | RE | 2002 | Retired prior to 2012 |  | Eastern
EXCLUDE | IA | IA-Eastern | Maquoketa 1 | 1162 | 2A | NG | IC | 3.1 | 3 | 0 | 0 | 0 |  | Electric Utility | N | OP |  | Internal Combustion |  | Eastern
EXCLUDE | IA | IA-Eastern | Maquoketa 1 | 1162 | 3 | NG | IC | 2.1 | 2 | 0 | 0 | 0 |  | Electric Utility | N | OP |  | Internal Combustion |  | Eastern
EXCLUDE | IA | IA-Eastern | Maquoketa 1 | 1162 | 4A | DFO | IC | 1.8 | 1.8 | 0 | 0 | 0 |  | Electric Utility | N | OP |  | Internal Combustion |  | Eastern
EXCLUDE | IA | IA-Eastern | Maquoketa 1 | 1162 | 5 | NG | IC | 1.7 | 1.5 | 0 | 0 | 0 |  | Electric Utility | N | OP |  | Internal Combustion |  | Eastern
EXCLUDE | IA | IA-Eastern | Maquoketa 1 | 1162 | 6 | NG | IC | 2.5 | 2.4 | 0 | 0 | 0 |  | Electric Utility | N | OP |  | Internal Combustion |  | Eastern
EXCLUDE | IA | IA-Eastern | Maquoketa 1 | 1162 | 7 | NG | IC | 6.5 | 6.5 | 0 | 0 | 0 |  | Electric Utility | N | OP |  | Internal Combustion |  | Eastern
EXCLUDE | IA | IA-Eastern | Maquoketa 1 | 1162 | 8 | DFO | IC | 1.8 | 1.8 | 0 | 0 | 0 |  | Electric Utility | N | OP |  | Internal Combustion |  | Eastern
EXCLUDE | IA | IA-Eastern | Maquoketa 1 | 1162 | 9 | DFO | IC | 1.8 | 1.8 | 0 | 0 | 0 |  | Electric Utility | N | OP |  | Internal Combustion |  | Eastern
EXCLUDE | IA | IA-Eastern | McGregor | 1163 | 1 | DFO | IC | 1.2 | 1.2 | 0 | 0 | 0 |  | Electric Utility | N | OP |  | Internal Combustion |  | Eastern
EXCLUDE | IA | IA-Eastern | McGregor | 1163 | 2 | DFO | IC | 0.3 | 0.3 | 0 | 0 | 0 |  | Electric Utility | N | OP |  | Internal Combustion |  | Eastern
EXCLUDE | IA | IA-Eastern | McGregor | 1163 | 3 | DFO | IC | 0.5 | 0.5 | 0 | 0 | 0 |  | Electric Utility | N | OP |  | Internal Combustion |  | Eastern
EXCLUDE | IA | IA-Eastern | Milford | 1164 | 1 | DFO | IC | 0.6 | 0.6 | 0 | 0 | 0 |  | Electric Utility | N | OP |  | Internal Combustion |  | Eastern
EXCLUDE | IA | IA-Eastern | Milford | 1164 | 3 | DFO | IC | 0.3 | 0.3 | 0 | 0 | 0 |  | Electric Utility | N | RE | 2003 | Retired prior to 2012 |  | Eastern
EXCLUDE | IA | IA-Eastern | Milford | 1164 | 4 | DFO | IC | 0.5 | 0.5 | 0 | 0 | 0 |  | Electric Utility | N | OP |  | Internal Combustion |  | Eastern
EXCLUDE | IA | IA-Eastern | Milford | 1164 | 5 | DFO | IC | 1.8 | 1.8 | 0 | 0 | 0 |  | Electric Utility | N | OP |  | Internal Combustion |  | Eastern
EXCLUDE | IA | IA-Eastern | Milford | 1164 | 6 | DFO | IC | 1.8 | 1.8 | 0 | 0 | 0 |  | Electric Utility | N | OP |  | Internal Combustion |  | Eastern
EXCLUDE | IA | IA-Eastern | Milford | 1164 | 7 | DFO | IC | 1.8 | 1.8 | 0 | 0 | 0 |  | Electric Utility | N | OP |  | Internal Combustion |  | Eastern
EXCLUDE | IA | IA-Eastern | Montezuma | 1165 | 1 | DFO | IC | 0.2 | 0.2 | 0 | 0 | 0 |  | Electric Utility | N | OP |  | Internal Combustion |  | Eastern
EXCLUDE | IA | IA-Eastern | Montezuma | 1165 | 10 | DFO | IC | 0.2 | 0.2 | 0 | 0 | 0 |  | Electric Utility | N | OP |  | Internal Combustion |  | Eastern
EXCLUDE | IA | IA-Eastern | Montezuma | 1165 | 4 | DFO | IC | 0.5 | 0.5 | 0 | 0 | 0 |  | Electric Utility | N | OP |  | Internal Combustion |  | Eastern
EXCLUDE | IA | IA-Eastern | Montezuma | 1165 | 5 | DFO | IC | 1.1 | 1 | 0 | 0 | 0 |  | Electric Utility | N | OP |  | Internal Combustion |  | Eastern
EXCLUDE | IA | IA-Eastern | Montezuma | 1165 | 6 | NG | IC | 1.7 | 1.6 | 0 | 0 | 0 |  | Electric Utility | N | OP |  | Internal Combustion |  | Eastern
EXCLUDE | IA | IA-Eastern | Montezuma | 1165 | 7 | NG | IC | 2.5 | 2.3 | 0 | 0 | 0 |  | Electric Utility | N | OP |  | Internal Combustion |  | Eastern
EXCLUDE | IA | IA-Eastern | Montezuma | 1165 | 8 | DFO | IC | 1.8 | 1.8 | 0 | 0 | 0 |  | Electric Utility | N | OP |  | Internal Combustion |  | Eastern
EXCLUDE | IA | IA-Eastern | Montezuma | 1165 | 9 | DFO | IC | 1.8 | 1.8 | 0 | 0 | 0 |  | Electric Utility | N | OP |  | Internal Combustion |  | Eastern
EXCLUDE | IA | IA-Eastern | Mt Pleasant | 1166 | 1 | DFO | IC | 2 | 2 | 0 | 0 | 0 |  | Electric Utility | N | SB |  | Internal Combustion |  | Eastern
EXCLUDE | IA | IA-Eastern | Mt Pleasant | 1166 | 10 | DFO | IC | 2 | 2 | 0 | 0 | 0 |  | Electric Utility | N | SB |  | Internal Combustion |  | Eastern
EXCLUDE | IA | IA-Eastern | Mt Pleasant | 1166 | 11 | DFO | IC | 2 | 2 | 0 | 0 | 0 |  | Electric Utility | N | SB |  | Internal Combustion |  | Eastern
EXCLUDE | IA | IA-Eastern | Mt Pleasant | 1166 | 12 | DFO | IC | 2 | 2 | 0 | 0 | 0 |  | Electric Utility | N | SB |  | Internal Combustion |  | Eastern
EXCLUDE | IA | IA-Eastern | Mt Pleasant | 1166 | 2 | DFO | IC | 2 | 2 | 0 | 0 | 0 |  | Electric Utility | N | SB |  | Internal Combustion |  | Eastern
EXCLUDE | IA | IA-Eastern | Mt Pleasant | 1166 | 3 | DFO | IC | 2 | 2 | 0 | 0 | 0 |  | Electric Utility | N | SB |  | Internal Combustion |  | Eastern
EXCLUDE | IA | IA-Eastern | Mt Pleasant | 1166 | 4A | DFO | IC | 2 | 2 | 0 | 0 | 0 |  | Electric Utility | N | SB |  | Internal Combustion |  | Eastern
EXCLUDE | IA | IA-Eastern | Mt Pleasant | 1166 | 5 | NG | ST | 7.5 | 7.5 | 0 | 0 | 0 |  | Electric Utility | N | RE | 2001 | Retired prior to 2012 |  | Eastern
EXCLUDE | IA | IA-Eastern | Mt Pleasant | 1166 | 5A | DFO | IC | 2 | 2 | 0 | 0 | 0 |  | Electric Utility | N | SB |  | Internal Combustion |  | Eastern
EXCLUDE | IA | IA-Eastern | Mt Pleasant | 1166 | 6 | DFO | IC | 2 | 2 | 0 | 0 | 0 |  | Electric Utility | N | SB |  | Internal Combustion |  | Eastern
EXCLUDE | IA | IA-Eastern | Mt Pleasant | 1166 | 7 | DFO | IC | 2 | 2 | 0 | 0 | 0 |  | Electric Utility | N | SB |  | Internal Combustion |  | Eastern
EXCLUDE | IA | IA-Eastern | Mt Pleasant | 1166 | 8 | DFO | IC | 2 | 2 | 0 | 0 | 0 |  | Electric Utility | N | SB |  | Internal Combustion |  | Eastern
EXCLUDE | IA | IA-Eastern | Mt Pleasant | 1166 | 9 | DFO | IC | 2 | 2 | 0 | 0 | 0 |  | Electric Utility | N | SB |  | Internal Combustion |  | Eastern
EXCLUDE | IA | IA-Eastern | Mt Pleasant | 1166 | D | DFO | IC | 1 | 1 | 0 | 0 | 0 |  | Electric Utility | N | RE | 2002 | Retired prior to 2012 |  | Eastern
EXCLUDE | IA | IA-Eastern | Muscatine Plant #1 | 1167 | 7 | SUB | ST | 25 | 22.7 | 0 | 19029 | 35417.35 |  | Electric Utility | N | OP |  | Steam unit (PRMVR=ST) less than or equal to 25MW (i.e. 250 MMBtu/hr) |  | Eastern
COALST | IA | IA-Eastern | Muscatine Plant #1 | 1167 | 8 | SUB | ST | 75 | 36.2 | 1080 | 46889 | 87271.21 |  | Electric Utility | N | OP |  |  |  | Eastern
EXCLUDE | IA | IA-Eastern | Muscatine Plant #1 | 1167 | 8A | SUB | ST | 18 | 16.5 | 1080 | 97732 | 181901.73 |  | Electric Utility | Y | OP |  | Steam unit (PRMVR=ST) less than or equal to 25MW (i.e. 250 MMBtu/hr) |  | Eastern
COALST | IA | IA-Eastern | Muscatine Plant #1 | 1167 | 9 | SUB | ST | 175.5 | 164.3 | 2005 | 509511 | 948317.14 |  | Electric Utility | N | OP |  |  |  | Eastern
EXCLUDE | IA | IA-Eastern | New Hampton | 1168 | 3 | NG | IC | 3.5 | 3.5 | 0 | 0 | 0 |  | Electric Utility | N | SB |  | Internal Combustion |  | Eastern
EXCLUDE | IA | IA-Eastern | New Hampton | 1168 | 4 | NG | IC | 6.2 | 5 | 0 | 0 | 0 |  | Electric Utility | N | SB |  | Internal Combustion |  | Eastern
EXCLUDE | IA | IA-Eastern | New Hampton | 1168 | 5 | NG | IC | 6.2 | 5 | 0 | 0 | 0 |  | Electric Utility | N | SB |  | Internal Combustion |  | Eastern
EXCLUDE | IA | IA-Eastern | New Hampton | 1168 | 7 | DFO | IC | 5.3 | 5.3 | 0 | 0 | 0 |  | Electric Utility | N | OP |  | Internal Combustion |  | Eastern
EXCLUDE | IA | IA-Eastern | New Hampton | 1168 | 8 | DFO | IC | 5.3 | 5.3 | 0 | 0 | 0 |  | Electric Utility | N | OP |  | Internal Combustion |  | Eastern
EXCLUDE | IA | IA-Eastern | Ogden | 1169 | 4 | DFO | IC | 0.4 | 0.5 | 0 | 0 | 0 |  | Electric Utility | N | SB |  | Internal Combustion |  | Eastern
EXCLUDE | IA | IA-Eastern | Ogden | 1169 | 5 | DFO | IC | 1 | 1 | 0 | 0 | 0 |  | Electric Utility | N | SB |  | Internal Combustion |  | Eastern
EXCLUDE | IA | IA-Eastern | Ogden | 1169 | 6 | DFO | IC | 2.5 | 2.5 | 0 | 0 | 0 |  | Electric Utility | N | SB |  | Internal Combustion |  | Eastern
EXCLUDE | IA | IA-Eastern | Osage | 1172 | 5 | NG | IC | 3.2 | 3.1 | 0 | 0 | 0 |  | Electric Utility | N | OP |  | Internal Combustion |  | Eastern
EXCLUDE | IA | IA-Eastern | Osage | 1172 | 6 | DFO | IC | 6.2 | 6 | 0 | 0 | 0 |  | Electric Utility | N | OP |  | Internal Combustion |  | Eastern
EXCLUDE | IA | IA-Eastern | Osage | 1172 | 7 | DFO | IC | 3.6 | 3.6 | 0 | 0 | 0 |  | Electric Utility | N | OP |  | Internal Combustion |  | Eastern
EXCLUDE | IA | IA-Eastern | Osage | 1172 | 8 | DFO | IC | 3.6 | 3.6 | 0 | 0 | 0 |  | Electric Utility | N | OP |  | Internal Combustion |  | Eastern
EXCLUDE | IA | IA-Eastern | Osage | 1172 | W1 | WND | WT | 1.6 | 0.5 | 0 | 4877 | 0 |  | Electric Utility | N | OP |  | Non Combustion (NUC, WAT, WND, GEO, or SUN) |  | Eastern
EXCLUDE | IA | IA-Eastern | Ottumwa City of | 1173 | 1 | WAT | HY | 1 | 1 | 0 | 2040 | 0 |  | Electric Utility | N | OP |  | Non Combustion (NUC, WAT, WND, GEO, or SUN) |  | Eastern
EXCLUDE | IA | IA-Eastern | Ottumwa City of | 1173 | 2 | WAT | HY | 1.2 | 1.2 | 0 | 2448 | 0 |  | Electric Utility | N | OP |  | Non Combustion (NUC, WAT, WND, GEO, or SUN) |  | Eastern
EXCLUDE | IA | IA-Eastern | Ottumwa City of | 1173 | 3 | WAT | HY | 1 | 1 | 0 | 2040 | 0 |  | Electric Utility | N | OP |  | Non Combustion (NUC, WAT, WND, GEO, or SUN) |  | Eastern
EXCLUDE | IA | IA-Eastern | Pella | 1175 | 5 | SUB | ST | 11.5 | 11 | 183.09 | 25341 | 11418.21 |  | Electric Utility | N | RE | 2012 | Steam unit (PRMVR=ST) less than or equal to 25MW (i.e. 250 MMBtu/hr) |  | Eastern
COALST | IA | IA-Eastern | Pella | 1175 | 6 | SUB | ST | 26.5 | 22.4 | 421.91 | 0 | 0 |  | Electric Utility | N | RE | 2012 |  |  | Eastern
EXCLUDE | IA | IA-Eastern | Preston | 1176 | 1 | DFO | IC | 0.7 | 0.7 | 0 | 0 | 0 |  | Electric Utility | N | OP |  | Internal Combustion |  | Eastern
EXCLUDE | IA | IA-Eastern | Preston | 1176 | 2 | DFO | IC | 0.7 | 0.7 | 0 | 0 | 0 |  | Electric Utility | N | OP |  | Internal Combustion |  | Eastern
EXCLUDE | IA | IA-Eastern | Preston | 1176 | 4 | NG | IC | 1.8 | 1.8 | 0 | 0 | 0 |  | Electric Utility | N | OP |  | Internal Combustion |  | Eastern
EXCLUDE | IA | IA-Eastern | Primghar | 1177 | 2 | DFO | IC | 0.1 | 0.1 | 0 | 0 | 0 |  | Electric Utility | N | RE | 2004 | Retired prior to 2012 |  | Eastern
EXCLUDE | IA | IA-Eastern | Primghar | 1177 | 4 | DFO | IC | 0.6 | 0.5 | 0 | 0 | 0 |  | Electric Utility | N | OP |  | Internal Combustion |  | Eastern
EXCLUDE | IA | IA-Eastern | Primghar | 1177 | 5 | DFO | IC | 1.1 | 0.9 | 0 | 0 | 0 |  | Electric Utility | N | OP |  | Internal Combustion |  | Eastern
EXCLUDE | IA | IA-Eastern | Rockford | 1180 | 1 | DFO | IC | 0.4 | 0.4 | 0 | 0 | 0 |  | Electric Utility | N | SB |  | Internal Combustion |  | Eastern
EXCLUDE | IA | IA-Eastern | Rockford | 1180 | 5 | DFO | IC | 0.9 | 0.9 | 0 | 0 | 0 |  | Electric Utility | N | SB |  | Internal Combustion |  | Eastern
EXCLUDE | IA | IA-Eastern | Rockford | 1180 | 6 | DFO | IC | 1.6 | 1.6 | 0 | 0 | 0 |  | Electric Utility | N | SB |  | Internal Combustion |  | Eastern
EXCLUDE | IA | IA-Eastern | Rock Rapids | 1181 | 1 | DFO | IC | 2.5 | 2.5 | 0 | 0 | 0 |  | Electric Utility | N | OP |  | Internal Combustion |  | Eastern
EXCLUDE | IA | IA-Eastern | Sibley One | 1184 | 2 | DFO | IC | 2 | 1.9 | 0 | 0 | 0 |  | Electric Utility | N | OP |  | Internal Combustion |  | Eastern
EXCLUDE | IA | IA-Eastern | Sibley One | 1184 | 3 | DFO | IC | 1.2 | 1.1 | 0 | 0 | 0 |  | Electric Utility | N | OP |  | Internal Combustion |  | Eastern
EXCLUDE | IA | IA-Eastern | Sibley One | 1184 | 5 | DFO | IC | 2 | 1.8 | 0 | 0 | 0 |  | Electric Utility | N | OP |  | Internal Combustion |  | Eastern
EXCLUDE | IA | IA-Eastern | Spencer | 1186 | GT1 | KER | GT | 23.8 | 17 | 0 | 46 | 75.03 |  | Electric Utility | N | OP |  | Simple cycle unit |  | Eastern
EXCLUDE | IA | IA-Eastern | State Center | 1187 | 1 | DFO | IC | 0.6 | 0.6 | 0 | 0 | 0 |  | Electric Utility | N | OP |  | Internal Combustion |  | Eastern
EXCLUDE | IA | IA-Eastern | State Center | 1187 | 2 | DFO | IC | 0.6 | 0.6 | 0 | 0 | 0 |  | Electric Utility | N | OP |  | Internal Combustion |  | Eastern
EXCLUDE | IA | IA-Eastern | State Center | 1187 | 3 | DFO | IC | 1.3 | 1.3 | 0 | 0 | 0 |  | Electric Utility | N | OP |  | Internal Combustion |  | Eastern
EXCLUDE | IA | IA-Eastern | State Center | 1187 | 4 | DFO | IC | 1.3 | 1.3 | 0 | 0 | 0 |  | Electric Utility | N | OP |  | Internal Combustion |  | Eastern
EXCLUDE | IA | IA-Eastern | State Center | 1187 | 6 | NG | IC | 2.5 | 2.5 | 0 | 0 | 0 |  | Electric Utility | N | OP |  | Internal Combustion |  | Eastern
EXCLUDE | IA | IA-Eastern | Story City | 1188 | 1 | DFO | IC | 1.3 | 1.3 | 0 | 0 | 0 |  | Electric Utility | N | OP |  | Internal Combustion |  | Eastern
EXCLUDE | IA | IA-Eastern | Story City | 1188 | 2 | DFO | IC | 2 | 2 | 0 | 0 | 0 |  | Electric Utility | N | OP |  | Internal Combustion |  | Eastern
EXCLUDE | IA | IA-Eastern | Story City | 1188 | 4A | DFO | IC | 3.5 | 3.1 | 0 | 0 | 0 |  | Electric Utility | N | OP |  | Internal Combustion |  | Eastern
EXCLUDE | IA | IA-Eastern | Story City | 1188 | 5A | DFO | IC | 3.1 | 3.1 | 0 | 0 | 0 |  | Electric Utility | N | OP |  | Internal Combustion |  | Eastern
EXCLUDE | IA | IA-Eastern | Story City | 1188 | 6 | DFO | IC | 2 | 2 | 0 | 0 | 0 |  | Electric Utility | N | OP |  | Internal Combustion |  | Eastern
EXCLUDE | IA | IA-Eastern | Story City | 1188 | 7 | DFO | IC | 2 | 2 | 0 | 0 | 0 |  | Electric Utility | N | OP |  | Internal Combustion |  | Eastern
EXCLUDE | IA | IA-Eastern | Strawberry Point | 1189 | 3 | DFO | IC | 0.9 | 0.8 | 0 | 0 | 0 |  | Electric Utility | N | RE | 2001 | Retired prior to 2012 |  | Eastern
EXCLUDE | IA | IA-Eastern | Strawberry Point | 1189 | 4 | DFO | IC | 0.9 | 0.8 | 0 | 0 | 0 |  | Electric Utility | N | RE | 2001 | Retired prior to 2012 |  | Eastern
EXCLUDE | IA | IA-Eastern | Strawberry Point | 1189 | 6 | DFO | IC | 1 | 1 | 0 | 0 | 0 |  | Electric Utility | N | RE | 2001 | Retired prior to 2012 |  | Eastern
EXCLUDE | IA | IA-Eastern | Stuart | 1190 | 1 | DFO | IC | 0.6 | 0.6 | 0 | 0 | 0 |  | Electric Utility | N | OP |  | Internal Combustion |  | Eastern
EXCLUDE | IA | IA-Eastern | Stuart | 1190 | 2 | DFO | IC | 1.1 | 1.1 | 0 | 0 | 0 |  | Electric Utility | N | OP |  | Internal Combustion |  | Eastern
EXCLUDE | IA | IA-Eastern | Stuart | 1190 | 4 | DFO | IC | 1.1 | 1 | 0 | 0 | 0 |  | Electric Utility | N | OP |  | Internal Combustion |  | Eastern
EXCLUDE | IA | IA-Eastern | Sumner | 1191 | 1 | NG | IC | 2.6 | 2.6 | 0 | 0 | 0 |  | Electric Utility | N | OP |  | Internal Combustion |  | Eastern
EXCLUDE | IA | IA-Eastern | Sumner | 1191 | 2 | NG | IC | 1.2 | 1.1 | 0 | 0 | 0 |  | Electric Utility | N | OP |  | Internal Combustion |  | Eastern
EXCLUDE | IA | IA-Eastern | Sumner | 1191 | 6 | DFO | IC | 1.8 | 1.8 | 0 | 0 | 0 |  | Electric Utility | N | OP |  | Internal Combustion |  | Eastern
EXCLUDE | IA | IA-Eastern | Traer Main | 1192 | 3 | DFO | IC | 1.1 | 1 | 0 | 0 | 0 |  | Electric Utility | N | SB |  | Internal Combustion |  | Eastern
EXCLUDE | IA | IA-Eastern | Traer Main | 1192 | 4 | DFO | IC | 1.1 | 1 | 0 | 0 | 0 |  | Electric Utility | N | SB |  | Internal Combustion |  | Eastern
EXCLUDE | IA | IA-Eastern | Traer Main | 1192 | 5 | DFO | IC | 0.6 | 0.5 | 0 | 0 | 0 |  | Electric Utility | N | SB |  | Internal Combustion |  | Eastern
EXCLUDE | IA | IA-Eastern | Traer Main | 1192 | 6 | DFO | IC | 1.3 | 1.2 | 0 | 0 | 0 |  | Electric Utility | N | SB |  | Internal Combustion |  | Eastern
EXCLUDE | IA | IA-Eastern | Villisca Municipal Power Plant | 1193 | 1 | DFO | IC | 0.8 | 0.8 | 0 | 0 | 0 |  | Electric Utility | N | RE | 2002 | Retired prior to 2012 |  | Eastern
EXCLUDE | IA | IA-Eastern | Villisca Municipal Power Plant | 1193 | 2 | DFO | IC | 0.3 | 0.3 | 0 | 0 | 0 |  | Electric Utility | N | RE | 2002 | Retired prior to 2012 |  | Eastern
EXCLUDE | IA | IA-Eastern | Villisca Municipal Power Plant | 1193 | 3 | NG | IC | 0.3 | 0.3 | 0 | 0 | 0 |  | Electric Utility | N | RE | 2002 | Retired prior to 2012 |  | Eastern
EXCLUDE | IA | IA-Eastern | Villisca Municipal Power Plant | 1193 | 4 | DFO | IC | 0.6 | 0.6 | 0 | 0 | 0 |  | Electric Utility | N | RE | 2002 | Retired prior to 2012 |  | Eastern
EXCLUDE | IA | IA-Eastern | Villisca Municipal Power Plant | 1193 | 5 | DFO | IC | 2 | 2 | 0 | 0 | 0 |  | Electric Utility | N | SB |  | Internal Combustion |  | Eastern
EXCLUDE | IA | IA-Eastern | Villisca Municipal Power Plant | 1193 | 6 | DFO | IC | 2 | 2 | 0 | 0 | 0 |  | Electric Utility | N | SB |  | Internal Combustion |  | Eastern
EXCLUDE | IA | IA-Eastern | Vinton | 1194 | 1 | DFO | IC | 1.3 | 1.2 | 0 | 0 | 0 |  | Electric Utility | N | OP |  | Internal Combustion |  | Eastern
EXCLUDE | IA | IA-Eastern | Vinton | 1194 | 10 | DFO | IC | 0.8 | 0.6 | 0 | 0 | 0 |  | Electric Utility | N | OP |  | Internal Combustion |  | Eastern
EXCLUDE | IA | IA-Eastern | Vinton | 1194 | 5 | DFO | IC | 0.6 | 0.5 | 0 | 0 | 0 |  | Electric Utility | N | OS |  | Internal Combustion |  | Eastern
EXCLUDE | IA | IA-Eastern | Vinton | 1194 | 6 | DFO | IC | 2.5 | 2.5 | 0 | 0 | 0 |  | Electric Utility | N | OP |  | Internal Combustion |  | Eastern
EXCLUDE | IA | IA-Eastern | Vinton | 1194 | 7 | DFO | IC | 3.7 | 3.7 | 0 | 0 | 0 |  | Electric Utility | N | OP |  | Internal Combustion |  | Eastern
EXCLUDE | IA | IA-Eastern | Vinton | 1194 | 8 | DFO | IC | 5.6 | 5.6 | 0 | 0 | 0 |  | Electric Utility | N | OP |  | Internal Combustion |  | Eastern
EXCLUDE | IA | IA-Eastern | Vinton | 1194 | 9 | DFO | IC | 3 | 3 | 0 | 0 | 0 |  | Electric Utility | N | OP |  | Internal Combustion |  | Eastern
EXCLUDE | IA | IA-Eastern | Webster City | 1198 | 6 | DFO | GT | 21.3 | 20.7 | 0 | 51 | 59.67 |  | Electric Utility | N | SB |  | Simple cycle unit |  | Eastern
EXCLUDE | IA | IA-Eastern | West Bend | 1199 | 1 | DFO | IC | 1.1 | 1 | 0 | 0 | 0 |  | Electric Utility | N | SB |  | Internal Combustion |  | Eastern
EXCLUDE | IA | IA-Eastern | West Bend | 1199 | 3 | DFO | IC | 0.9 | 0.9 | 0 | 0 | 0 |  | Electric Utility | N | SB |  | Internal Combustion |  | Eastern
EXCLUDE | IA | IA-Eastern | West Bend | 1199 | 4 | DFO | IC | 2.2 | 2 | 0 | 0 | 0 |  | Electric Utility | N | SB |  | Internal Combustion |  | Eastern
EXCLUDE | IA | IA-Eastern | West Bend | 1199 | 5 | DFO | IC | 2.5 | 2.5 | 0 | 0 | 0 |  | Electric Utility | N | V |  | Status of Operation (IP, L, P, T) |  | Eastern
EXCLUDE | IA | IA-Eastern | West Liberty | 1200 | 1 | DFO | IC | 0.8 | 0.7 | 0 | 0 | 0 |  | Electric Utility | N | RE | 2011 | Retired prior to 2012 |  | Eastern
EXCLUDE | IA | IA-Eastern | West Liberty | 1200 | 2 | DFO | IC | 2.5 | 2.1 | 0 | 0 | 0 |  | Electric Utility | N | SB |  | Internal Combustion |  | Eastern
EXCLUDE | IA | IA-Eastern | West Liberty | 1200 | 3 | DFO | IC | 3 | 2.7 | 0 | 0 | 0 |  | Electric Utility | N | SB |  | Internal Combustion |  | Eastern
EXCLUDE | IA | IA-Eastern | West Liberty | 1200 | 5 | DFO | GT | 5.5 | 5 | 0 | 202.5 | 215.34 |  | Electric Utility | N | SB |  | Simple cycle unit |  | Eastern
EXCLUDE | IA | IA-Eastern | West Liberty | 1200 | 6 | DFO | GT | 5.5 | 5 | 0 | 202.5 | 215.34 |  | Electric Utility | N | SB |  | Simple cycle unit |  | Eastern
EXCLUDE | IA | IA-Eastern | Whittemore | 1201 | 1 | DFO | IC | 0.1 | 0.1 | 0 | 0 | 0 |  | Electric Utility | N | OP |  | Internal Combustion |  | Eastern
EXCLUDE | IA | IA-Eastern | Whittemore | 1201 | 2 | DFO | IC | 0.5 | 0.5 | 0 | 0 | 0 |  | Electric Utility | N | OP |  | Internal Combustion |  | Eastern
EXCLUDE | IA | IA-Eastern | Whittemore | 1201 | 3 | DFO | IC | 0.2 | 0.2 | 0 | 0 | 0 |  | Electric Utility | N | OP |  | Internal Combustion |  | Eastern
EXCLUDE | IA | IA-Eastern | Whittemore | 1201 | 4 | DFO | IC | 1.1 | 1.1 | 0 | 0 | 0 |  | Electric Utility | N | OP |  | Internal Combustion |  | Eastern
EXCLUDE | IA | IA-Eastern | Wilton | 1202 | 1 | DFO | IC | 1 | 0.9 | 0 | 0 | 0 |  | Electric Utility | N | RE | 2001 | Retired prior to 2012 |  | Eastern
EXCLUDE | IA | IA-Eastern | Wilton | 1202 | 5 | DFO | IC | 1.6 | 1.6 | 0 | 0 | 0 |  | Electric Utility | N | OP |  | Internal Combustion |  | Eastern
EXCLUDE | IA | IA-Eastern | Wilton | 1202 | 6 | DFO | IC | 1.6 | 1.6 | 0 | 0 | 0 |  | Electric Utility | N | OP |  | Internal Combustion |  | Eastern
EXCLUDE | IA | IA-Eastern | Wilton | 1202 | 7 | DFO | IC | 1.6 | 1.6 | 0 | 0 | 0 |  | Electric Utility | N | OP |  | Internal Combustion |  | Eastern
EXCLUDE | IA | IA-Eastern | Wilton | 1202 | 8 | DFO | IC | 2.2 | 2.2 | 0 | 0 | 0 |  | Electric Utility | N | OP |  | Internal Combustion |  | Eastern
EXCLUDE | IA | IA-Eastern | Wilton | 1202 | 9 | DFO | IC | 2.2 | 2.1 | 0 | 0 | 0 |  | Electric Utility | N | OP |  | Internal Combustion |  | Eastern
EXCLUDE | IA | IA-Eastern | Winterset | 1203 | 2 | DFO | IC | 1.5 | 1.3 | 0 | 0 | 0 |  | Electric Utility | N | OP |  | Internal Combustion |  | Eastern
EXCLUDE | IA | IA-Eastern | Winterset | 1203 | 3 | DFO | IC | 1.7 | 1.7 | 0 | 0 | 0 |  | Electric Utility | N | OP |  | Internal Combustion |  | Eastern
EXCLUDE | IA | IA-Eastern | Winterset | 1203 | 4 | DFO | IC | 4.4 | 4.4 | 0 | 0 | 0 |  | Electric Utility | N | OP |  | Internal Combustion |  | Eastern
EXCLUDE | IA | IA-Eastern | Winterset | 1203 | 5 | DFO | IC | 2 | 2 | 0 | 0 | 0 |  | Electric Utility | N | OP |  | Internal Combustion |  | Eastern
EXCLUDE | IA | IA-Eastern | Winterset | 1203 | 6 | DFO | IC | 2 | 2 | 0 | 0 | 0 |  | Electric Utility | N | OP |  | Internal Combustion |  | Eastern
EXCLUDE | IA | IA-Eastern | Winterset | 1203 | 7 | DFO | IC | 2 | 2 | 0 | 0 | 0 |  | Electric Utility | N | OP |  | Internal Combustion |  | Eastern
EXCLUDE | IA | IA-Eastern | Summit Lake | 1206 | 1 | NG | CC | 7.5 | 7.4 | 84.91 | 2416.1 | 1877.19 |  | Electric Utility | N | OP |  |  |  | Eastern
EXCLUDE | IA | IA-Eastern | Summit Lake | 1206 | 2 | NG | CC | 7.5 | 7 | 84.91 | 2416.1 | 1877.19 |  | Electric Utility | N | OP |  |  |  | Eastern
EXCLUDE | IA | IA-Eastern | Summit Lake | 1206 | 3 | NG | CC | 7.5 | 7.4 | 84.91 | 2416.1 | 1877.19 |  | Electric Utility | N | OP |  |  |  | Eastern
NGCC | IA | IA-Eastern | Summit Lake | 1206 | GT1 | NG | CC | 27 | 33 | 305.66 | 8697.95 | 6757.87 |  | Electric Utility | N | OP |  |  |  | Eastern
NGCC | IA | IA-Eastern | Summit Lake | 1206 | GT2 | NG | CC | 35.3 | 30.5 | 399.62 | 11371.76 | 8835.29 |  | Electric Utility | N | OP |  |  |  | Eastern
EXCLUDE | IA | IA-Eastern | Summit Lake | 1206 | IC1 | DFO | IC | 1 | 1.1 | 0 | 0 | 0 |  | Electric Utility | N | RE | 2007 | Retired prior to 2012 |  | Eastern
EXCLUDE | IA | IA-Eastern | Summit Lake | 1206 | IC2 | DFO | IC | 1 | 1.1 | 0 | 0 | 0 |  | Electric Utility | N | RE | 2007 | Retired prior to 2012 |  | Eastern
EXCLUDE | IA | IA-Eastern | Summit Lake | 1206 | IC4 | DFO | IC | 1 | 1 | 0 | 0 | 0 |  | Electric Utility | N | RE | 2007 | Retired prior to 2012 |  | Eastern
EXCLUDE | IA | IA-Eastern | Summit Lake | 1206 | IC5 | DFO | IC | 1 | 1 | 0 | 0 | 0 |  | Electric Utility | N | RE | 2007 | Retired prior to 2012 |  | Eastern
COALST | IA | IA-Eastern | Earl F Wisdom | 1217 | 1 | BIT | ST | 33 | 37.5 | 480 | 3005 | 6513.11 |  | Electric Utility | N | OP |  |  |  | Eastern
EXCLUDE | IA | IA-Eastern | Earl F Wisdom | 1217 | 2 | NG | GT | 110 | 76 | 1096.9 | 7316 | 5329.38 |  | Electric Utility | N | OP |  | Simple cycle unit |  | Eastern
EXCLUDE | IA | IA-Eastern | Fair Station | 1218 | 1 | BIT | ST | 25 | 23 | 0 | 27561 | 28982.46 |  | Electric Utility | N | OP | 2013 | Steam unit (PRMVR=ST) less than or equal to 25MW (i.e. 250 MMBtu/hr) |  | Eastern
COALST | IA | IA-Eastern | Fair Station | 1218 | 2 | BIT | ST | 37.5 | 41 | 554 | 82390 | 115621.71 |  | Electric Utility | N | OP | 2013 |  |  | Eastern
EXCLUDE | KS | KS-Eastern | Bird City | 1224 | 1 | DFO | IC | 2 | 2 | 0 | 0 | 0 |  | Electric Utility | N | OP |  | Internal Combustion |  | Eastern
EXCLUDE | KS | KS-Eastern | Bird City | 1224 | 2 | DFO | IC | 2 | 2 | 0 | 0 | 0 |  | Electric Utility | N | OP |  | Internal Combustion |  | Eastern
EXCLUDE | KS | KS-Eastern | Colby | 1225 | GT1 | NG | GT | 16 | 13 | 0 | 380 | 779.06 |  | Electric Utility | N | OP |  | Simple cycle unit |  | Eastern
OGST | KS | KS-Eastern | Cimarron River | 1230 | 1 | NG | ST | 50 | 60 | 764 | 182782 | 145758.72 |  | Electric Utility | N | OP |  |  |  | Eastern
EXCLUDE | KS | KS-Eastern | Cimarron River | 1230 | 2 | NG | GT | 15 | 14.9 | 0 | 153 | 165.51 |  | Electric Utility | N | OP |  | Simple cycle unit |  | Eastern
OGST | KS | KS-Eastern | Fort Dodge | 1233 | 4 | NG | ST | 149 | 147.8 | 1648 | 421677 | 295119.05 |  | Electric Utility | N | OP |  |  |  | Eastern
OGST | KS | KS-Eastern | Great Bend | 1235 | 3 | NG | ST | 81.6 | 100.6 | 1046.2 | 140665 | 100403.16 |  | Electric Utility | N | OP |  |  |  | Eastern
EXCLUDE | KS | KS-Eastern | Riverton | 1239 | 10 | NG | GT | 16.3 | 16 | 169.64 | 17238.49 | 12469.87 |  | Electric Utility | N | OP |  | Simple cycle unit |  | Eastern
EXCLUDE | KS | KS-Eastern | Riverton | 1239 | 11 | NG | GT | 16.3 | 17 | 169.64 | 17238.49 | 12469.87 |  | Electric Utility | N | OP |  | Simple cycle unit |  | Eastern
EXCLUDE | KS | KS-Eastern | Riverton | 1239 | 12 | NG | GT | 148.8 | 147 | 1548.63 | 157367.32 | 113835.34 |  | Electric Utility | N | OP |  | Simple cycle unit |  | Eastern
UC-NGCC | KS | KS-Eastern | Riverton | 1239 | 12-2 | NG | CC | 250 | 138 | 0 | 0 | 0 |  | Electric Utility | N | L |  |  | Yes | Eastern
EXCLUDE | KS | KS-Eastern | Riverton | 1239 | 12-3 | NG | CC |  |  | 0 | 0 | 0 |  | Electric Utility | N | L |  | Status of Operation (IP, L, P, T) |  | Eastern
OGST | KS | KS-Eastern | Riverton | 1239 | 7 | NG | ST | 37.5 | 38 | 422 | 129.43 | 172.94 |  | Electric Utility | N | OP | 2016 |  |  | Eastern
OGST | KS | KS-Eastern | Riverton | 1239 | 8 | NG | ST | 50 | 54 | 654 | 104933 | 140113.66 |  | Electric Utility | N | OP | 2016 |  |  | Eastern
EXCLUDE | KS | KS-Eastern | Riverton | 1239 | 9 | NG | GT | 12.5 | 12 | 130.09 | 13219.7 | 9562.78 |  | Electric Utility | N | OP | 2016 | Simple cycle unit |  | Eastern
OGST | KS | KS-Eastern | Gordon Evans Energy Center | 1240 | 1 | NG | ST | 136 | 155 | 1700 | 109808 | 78375.42 |  | Electric Utility | N | OP |  |  |  | Eastern
OGST | KS | KS-Eastern | Gordon Evans Energy Center | 1240 | 2 | NG | ST | 390 | 372 | 4225 | 313415 | 220343.49 |  | Electric Utility | N | OP |  |  |  | Eastern
EXCLUDE | KS | KS-Eastern | Gordon Evans Energy Center | 1240 | 5 | DFO | IC | 2.9 | 3 | 0 | 0 | 0 |  | Electric Utility | N | SB |  | Internal Combustion |  | Eastern
EXCLUDE | KS | KS-Eastern | Gordon Evans Energy Center | 1240 | GT1 | NG | GT | 98.3 | 73 | 975 | 13653.97 | 5642.01 |  | Electric Utility | N | OP |  | Simple cycle unit |  | Eastern
EXCLUDE | KS | KS-Eastern | Gordon Evans Energy Center | 1240 | GT2 | NG | GT | 98.3 | 71 | 975 | 16591.18 | 7120.48 |  | Electric Utility | N | OP |  | Simple cycle unit |  | Eastern
EXCLUDE | KS | KS-Eastern | Gordon Evans Energy Center | 1240 | GT3 | NG | GT | 178.5 | 150 | 1860 | 84191.47 | 94866.27 |  | Electric Utility | N | OP |  | Simple cycle unit |  | Eastern
COALST | KS | KS-Eastern | La Cygne | 1241 | 1 | SUB | ST | 893 | 735 | 8850 | 3841764 | 4373397.8 |  | Electric Utility | N | OP |  |  |  | Eastern
COALST | KS | KS-Eastern | La Cygne | 1241 | 2 | SUB | ST | 685 | 686.2 | 7700 | 4692457 | 5201704.61 |  | Electric Utility | N | OP |  |  |  | Eastern
OGST | KS | KS-Eastern | Murray Gill | 1242 | 1 | NG | ST | 46 | 40 | 603 | 11143 | 9968.92 |  | Electric Utility | N | OP |  |  |  | Eastern
OGST | KS | KS-Eastern | Murray Gill | 1242 | 2 | NG | ST | 75 | 56 | 920 | 16248 | 13714.59 |  | Electric Utility | N | OP |  |  |  | Eastern
OGST | KS | KS-Eastern | Murray Gill | 1242 | 3 | NG | ST | 114 | 102 | 1300 | 75695 | 58679.14 |  | Electric Utility | N | OP |  |  |  | Eastern
OGST | KS | KS-Eastern | Murray Gill | 1242 | 4 | NG | ST | 114 | 95 | 1300 | 63511 | 53687.19 |  | Electric Utility | N | OP |  |  |  | Eastern
OGST | KS | KS-Eastern | Neosho | 1243 | 3 | NG | ST | 69 | 62 | 0 | 0 | 0 |  | Electric Utility | N | RE | 2012 |  |  | Eastern
EXCLUDE | KS | KS-Eastern | Hutchinson Energy Center | 1248 | GT1 | NG | GT | 71 | 55 | 775 | 629.08 | 1103.86 |  | Electric Utility | N | OP |  | Simple cycle unit |  | Eastern
EXCLUDE | KS | KS-Eastern | Hutchinson Energy Center | 1248 | GT2 | NG | GT | 71 | 56 | 775 | 207.06 | 773.22 |  | Electric Utility | N | OP |  | Simple cycle unit |  | Eastern
EXCLUDE | KS | KS-Eastern | Hutchinson Energy Center | 1248 | GT3 | NG | GT | 71 | 56 | 775 | 207.06 | 851.11 |  | Electric Utility | N | OP |  | Simple cycle unit |  | Eastern
EXCLUDE | KS | KS-Eastern | Hutchinson Energy Center | 1248 | GT4 | NG | GT | 86 | 62 | 1162 | 250.81 | 1250.26 |  | Electric Utility | N | OP |  | Simple cycle unit |  | Eastern
EXCLUDE | KS | KS-Eastern | Hutchinson Energy Center | 1248 | H1DG | DFO | IC | 2.7 | 3 | 0 | 0 | 0 |  | Electric Utility | N | SB |  | Internal Combustion |  | Eastern
EXCLUDE | KS | KS-Eastern | Hutchinson Energy Center | 1248 | ST1 | NG | ST | 23 | 17 | 0 | 0 | 0 |  | Electric Utility | N | RE | 2007 | Retired prior to 2012 |  | Eastern
EXCLUDE | KS | KS-Eastern | Hutchinson Energy Center | 1248 | ST2 | NG | ST | 23 | 16 | 0 | 0 | 0 |  | Electric Utility | N | RE | 2007 | Retired prior to 2012 |  | Eastern
EXCLUDE | KS | KS-Eastern | Hutchinson Energy Center | 1248 | ST3 | NG | ST | 35 | 28 | 0 | 0 | 0 |  | Electric Utility | N | RE | 2007 | Retired prior to 2012 |  | Eastern
OGST | KS | KS-Eastern | Hutchinson Energy Center | 1248 | ST4 | NG | ST | 172 | 167 | 2165 | 56291 | 43972.88 |  | Electric Utility | N | OP |  |  |  | Eastern
EXCLUDE | KS | KS-Eastern | Lawrence Energy Center | 1250 | 2 | BIT | ST | 38 | 26 | 0 | 0 | 0 |  | Electric Utility | N | RE | 2000 | Retired prior to 2012 |  | Eastern
COALST | KS | KS-Eastern | Lawrence Energy Center | 1250 | 3 | SUB | ST | 49 | 51 | 814 | 325113 | 418146.95 |  | Electric Utility | N | OP |  |  |  | Eastern
COALST | KS | KS-Eastern | Lawrence Energy Center | 1250 | 4 | SUB | ST | 114 | 109 | 1409 | 485116 | 617687.75 |  | Electric Utility | N | OP |  |  |  | Eastern
COALST | KS | KS-Eastern | Lawrence Energy Center | 1250 | 5 | SUB | ST | 403 | 371 | 4318 | 2218065 | 2455090.34 |  | Electric Utility | N | OP |  |  |  | Eastern
EXCLUDE | KS | KS-Eastern | Abilene Energy Center Combustion Turbine | 1251 | GT1 | NG | GT | 77 | 68 | 0 | 845 | 1785.29 |  | Electric Utility | N | RE | 2012 | Simple cycle unit |  | Eastern
EXCLUDE | KS | KS-Eastern | Tecumseh Energy Center | 1252 | 1 | DFO | GT | 29 | 18 | 0 | 0 | 0 |  | Electric Utility | N | RE | 2012 | Simple cycle unit |  | Eastern
EXCLUDE | KS | KS-Eastern | Tecumseh Energy Center | 1252 | 2 | DFO | GT | 29 | 19 | 0 | 0 | 0 |  | Electric Utility | N | RE | 2012 | Simple cycle unit |  | Eastern
COALST | KS | KS-Eastern | Tecumseh Energy Center | 1252 | 7 | SUB | ST | 82 | 73 | 1102 | 362048 | 451204.13 |  | Electric Utility | N | OP |  |  |  | Eastern
COALST | KS | KS-Eastern | Tecumseh Energy Center | 1252 | 8 | SUB | ST | 150 | 132 | 1911 | 828396 | 972440.65 |  | Electric Utility | N | OP |  |  |  | Eastern
EXCLUDE | KS | KS-Eastern | Anthony | 1258 | IC1 | NG | IC | 4.1 | 4.1 | 0 | 0 | 0 |  | Electric Utility | N | OP |  | Internal Combustion |  | Eastern
EXCLUDE | KS | KS-Eastern | Anthony | 1258 | IC2 | NG | IC | 3 | 3 | 0 | 0 | 0 |  | Electric Utility | N | OP |  | Internal Combustion |  | Eastern
EXCLUDE | KS | KS-Eastern | Anthony | 1258 | IC3 | NG | IC | 4 | 4 | 0 | 0 | 0 |  | Electric Utility | N | OP |  | Internal Combustion |  | Eastern
EXCLUDE | KS | KS-Eastern | Ashland | 1259 | 1 | NG | IC | 0.6 | 0.6 | 0 | 0 | 0 |  | Electric Utility | N | SB |  | Internal Combustion |  | Eastern
EXCLUDE | KS | KS-Eastern | Ashland | 1259 | 2 | NG | IC | 0.9 | 0.7 | 0 | 0 | 0 |  | Electric Utility | N | SB |  | Internal Combustion |  | Eastern
EXCLUDE | KS | KS-Eastern | Ashland | 1259 | 3 | DFO | IC | 1.2 | 1.1 | 0 | 0 | 0 |  | Electric Utility | N | SB |  | Internal Combustion |  | Eastern
EXCLUDE | KS | KS-Eastern | Ashland | 1259 | 4 | DFO | IC | 1.2 | 1.1 | 0 | 0 | 0 |  | Electric Utility | N | SB |  | Internal Combustion |  | Eastern
EXCLUDE | KS | KS-Eastern | Ashland | 1259 | 5 | DFO | IC | 0.9 | 0.7 | 0 | 0 | 0 |  | Electric Utility | N | SB |  | Internal Combustion |  | Eastern
EXCLUDE | KS | KS-Eastern | Attica | 1260 | 1 | DFO | IC | 0.5 | 0.5 | 0 | 0 | 0 |  | Electric Utility | N | OS |  | Internal Combustion |  | Eastern
EXCLUDE | KS | KS-Eastern | Attica | 1260 | 2 | NG | IC | 0.9 | 0.9 | 0 | 0 | 0 |  | Electric Utility | N | OP |  | Internal Combustion |  | Eastern
EXCLUDE | KS | KS-Eastern | Attica | 1260 | 4 | DFO | IC | 0.3 | 0.2 | 0 | 0 | 0 |  | Electric Utility | N | RE | 2001 | Retired prior to 2012 |  | Eastern
EXCLUDE | KS | KS-Eastern | Attica | 1260 | 4A | NG | IC | 0.7 | 0.7 | 0 | 0 | 0 |  | Electric Utility | N | OS |  | Internal Combustion |  | Eastern
EXCLUDE | KS | KS-Eastern | Attica | 1260 | 5 | DFO | IC | 0.3 | 0.2 | 0 | 0 | 0 |  | Electric Utility | N | RE | 2001 | Retired prior to 2012 |  | Eastern
EXCLUDE | KS | KS-Eastern | Attica | 1260 | IC3 | NG | IC | 1.1 | 1 | 0 | 0 | 0 |  | Electric Utility | N | OP |  | Internal Combustion |  | Eastern
EXCLUDE | KS | KS-Eastern | Augusta Electric Plant No 1 | 1261 | 1 | NG | IC | 1.1 | 1.1 | 0 | 0 | 0 |  | Electric Utility | N | SB |  | Internal Combustion |  | Eastern
EXCLUDE | KS | KS-Eastern | Augusta Electric Plant No 1 | 1261 | 2 | DFO | IC | 0.3 | 0.3 | 0 | 0 | 0 |  | Electric Utility | N | SB |  | Internal Combustion |  | Eastern
EXCLUDE | KS | KS-Eastern | Augusta Electric Plant No 1 | 1261 | 3 | NG | IC | 1 | 1 | 0 | 0 | 0 |  | Electric Utility | N | SB |  | Internal Combustion |  | Eastern
EXCLUDE | KS | KS-Eastern | Augusta Electric Plant No 1 | 1261 | 4 | DFO | IC | 0.7 | 0.7 | 0 | 0 | 0 |  | Electric Utility | N | SB |  | Internal Combustion |  | Eastern
EXCLUDE | KS | KS-Eastern | Augusta Electric Plant No 1 | 1261 | 5 | NG | IC | 2.2 | 2.2 | 0 | 0 | 0 |  | Electric Utility | N | SB |  | Internal Combustion |  | Eastern
EXCLUDE | KS | KS-Eastern | Augusta Electric Plant No 1 | 1261 | 6 | NG | IC | 2.2 | 2.2 | 0 | 0 | 0 |  | Electric Utility | N | SB |  | Internal Combustion |  | Eastern
EXCLUDE | KS | KS-Eastern | Augusta Electric Plant No 1 | 1261 | 7 | NG | IC | 2 | 2 | 0 | 0 | 0 |  | Electric Utility | N | SB |  | Internal Combustion |  | Eastern
EXCLUDE | KS | KS-Eastern | Baldwin City Plant No 1 | 1262 | 3 | DFO | IC | 1.1 | 0.9 | 0 | 0 | 0 |  | Electric Utility | N | SB |  | Internal Combustion |  | Eastern
EXCLUDE | KS | KS-Eastern | Baldwin City Plant No 1 | 1262 | 4 | DFO | IC | 2 | 1.6 | 0 | 0 | 0 |  | Electric Utility | N | OP |  | Internal Combustion |  | Eastern
EXCLUDE | KS | KS-Eastern | Baldwin City Plant No 1 | 1262 | 5 | DFO | IC | 1.1 | 0.9 | 0 | 0 | 0 |  | Electric Utility | N | OP |  | Internal Combustion |  | Eastern
EXCLUDE | KS | KS-Eastern | Baldwin City Plant No 1 | 1262 | 6 | DFO | IC | 1.1 | 0.9 | 0 | 0 | 0 |  | Electric Utility | N | OP |  | Internal Combustion |  | Eastern
EXCLUDE | KS | KS-Eastern | Belleville | 1263 | 1 | DFO | IC | 0.6 | 0.6 | 0 | 0 | 0 |  | Electric Utility | N | RE | 1998 | Retired prior to 2012 |  | Eastern
EXCLUDE | KS | KS-Eastern | Belleville | 1263 | 2 | DFO | IC | 0.6 | 0.6 | 0 | 0 | 0 |  | Electric Utility | N | RE | 1999 | Retired prior to 2012 |  | Eastern
EXCLUDE | KS | KS-Eastern | Belleville | 1263 | 3 | DFO | IC | 0.3 | 0.3 | 0 | 0 | 0 |  | Electric Utility | N | RE | 2001 | Retired prior to 2012 |  | Eastern
EXCLUDE | KS | KS-Eastern | Belleville | 1263 | 4 | DFO | IC | 1 | 1 | 0 | 0 | 0 |  | Electric Utility | N | OP |  | Internal Combustion |  | Eastern
EXCLUDE | KS | KS-Eastern | Belleville | 1263 | 5 | DFO | IC | 1.7 | 1.7 | 0 | 0 | 0 |  | Electric Utility | N | OP |  | Internal Combustion |  | Eastern
EXCLUDE | KS | KS-Eastern | Belleville | 1263 | 6 | DFO | IC | 3.7 | 3.7 | 0 | 0 | 0 |  | Electric Utility | N | OP |  | Internal Combustion |  | Eastern
EXCLUDE | KS | KS-Eastern | Belleville | 1263 | 7 | DFO | IC | 5.1 | 5.1 | 0 | 0 | 0 |  | Electric Utility | N | OP |  | Internal Combustion |  | Eastern
EXCLUDE | KS | KS-Eastern | Belleville | 1263 | 8 | DFO | IC | 2.8 | 2.8 | 0 | 0 | 0 |  | Electric Utility | N | OP |  | Internal Combustion |  | Eastern
EXCLUDE | KS | KS-Eastern | Beloit | 1264 | 1 | DFO | IC | 1.5 | 1.1 | 0 | 0 | 0 |  | Electric Utility | N | OP |  | Internal Combustion |  | Eastern
EXCLUDE | KS | KS-Eastern | Beloit | 1264 | 2 | DFO | IC | 1.5 | 1.1 | 0 | 0 | 0 |  | Electric Utility | N | OP |  | Internal Combustion |  | Eastern
EXCLUDE | KS | KS-Eastern | Beloit | 1264 | 3 | DFO | IC | 2 | 2 | 0 | 0 | 0 |  | Electric Utility | N | OP |  | Internal Combustion |  | Eastern
EXCLUDE | KS | KS-Eastern | Beloit | 1264 | 4 | DFO | IC | 3.5 | 3.3 | 0 | 0 | 0 |  | Electric Utility | N | OP |  | Internal Combustion |  | Eastern
EXCLUDE | KS | KS-Eastern | Beloit | 1264 | 5 | DFO | IC | 0.7 | 0.6 | 0 | 0 | 0 |  | Electric Utility | N | OP |  | Internal Combustion |  | Eastern
EXCLUDE | KS | KS-Eastern | Beloit | 1264 | 6 | DFO | IC | 4.1 | 3.5 | 0 | 0 | 0 |  | Electric Utility | N | OP |  | Internal Combustion |  | Eastern
EXCLUDE | KS | KS-Eastern | Beloit | 1264 | 7 | DFO | IC | 6 | 5.5 | 0 | 0 | 0 |  | Electric Utility | N | OP |  | Internal Combustion |  | Eastern
EXCLUDE | KS | KS-Eastern | Burlingame | 1265 | 1 | NG | IC | 1.1 | 1 | 0 | 0 | 0 |  | Electric Utility | N | OP |  | Internal Combustion |  | Eastern
EXCLUDE | KS | KS-Eastern | Burlingame | 1265 | 2 | DFO | IC | 0.5 | 0.4 | 0 | 0 | 0 |  | Electric Utility | N | RE | 2002 | Retired prior to 2012 |  | Eastern
EXCLUDE | KS | KS-Eastern | Burlingame | 1265 | 3 | NG | IC | 0.9 | 0.8 | 0 | 0 | 0 |  | Electric Utility | N | OP |  | Internal Combustion |  | Eastern
EXCLUDE | KS | KS-Eastern | Burlingame | 1265 | 4 | NG | IC | 1.1 | 1 | 0 | 0 | 0 |  | Electric Utility | N | OP |  | Internal Combustion |  | Eastern
EXCLUDE | KS | KS-Eastern | Burlingame | 1265 | 5 | NG | IC | 0.9 | 0.8 | 0 | 0 | 0 |  | Electric Utility | N | OP |  | Internal Combustion |  | Eastern
EXCLUDE | KS | KS-Eastern | Burlington | 1266 | 1 | DFO | IC | 0.3 | 0.2 | 0 | 0 | 0 |  | Electric Utility | N | RE | 2002 | Retired prior to 2012 |  | Eastern
EXCLUDE | KS | KS-Eastern | Burlington | 1266 | 1A | DFO | IC | 2 | 2 | 0 | 0 | 0 |  | Electric Utility | N | SB |  | Internal Combustion |  | Eastern
EXCLUDE | KS | KS-Eastern | Burlington | 1266 | 2 | NG | IC | 1.3 | 1.3 | 0 | 0 | 0 |  | Electric Utility | N | SB |  | Internal Combustion |  | Eastern
EXCLUDE | KS | KS-Eastern | Burlington | 1266 | 3 | NG | IC | 0.8 | 0.8 | 0 | 0 | 0 |  | Electric Utility | N | RE | 2003 | Retired prior to 2012 |  | Eastern
EXCLUDE | KS | KS-Eastern | Burlington | 1266 | 4 | DFO | IC | 0.3 | 0.2 | 0 | 0 | 0 |  | Electric Utility | N | RE | 2003 | Retired prior to 2012 |  | Eastern
EXCLUDE | KS | KS-Eastern | Burlington | 1266 | 4A | NG | IC | 2.3 | 2.3 | 0 | 0 | 0 |  | Electric Utility | N | SB |  | Internal Combustion |  | Eastern
EXCLUDE | KS | KS-Eastern | Burlington | 1266 | 5 | NG | IC | 1 | 1 | 0 | 0 | 0 |  | Electric Utility | N | SB |  | Internal Combustion |  | Eastern
EXCLUDE | KS | KS-Eastern | Burlington | 1266 | IC6 | NG | IC | 4.8 | 4.8 | 0 | 0 | 0 |  | Electric Utility | N | SB |  | Internal Combustion |  | Eastern
EXCLUDE | KS | KS-Eastern | Chanute 1 | 1267 | 4 | NG | ST | 4 | 4 | 0 | 0 | 0 |  | Electric Utility | N | RE | 2004 | Retired prior to 2012 |  | Eastern
EXCLUDE | KS | KS-Eastern | Chanute 1 | 1267 | 5 | NG | IC | 1.7 | 1.5 | 0 | 0 | 0 |  | Electric Utility | N | RE | 2004 | Retired prior to 2012 |  | Eastern
EXCLUDE | KS | KS-Eastern | Chanute 1 | 1267 | 6 | NG | ST | 10 | 9.8 | 0 | 0 | 0 |  | Electric Utility | N | RE | 2004 | Retired prior to 2012 |  | Eastern
EXCLUDE | KS | KS-Eastern | Chanute 2 | 1268 | 14 | NG | GT | 60 | 42 | 539 | 11963 | 6500.1 |  | Electric Utility | N | OP |  | Simple cycle unit |  | Eastern
EXCLUDE | KS | KS-Eastern | Chanute 2 | 1268 | 7 | NG | IC | 2 | 2 | 0 | 0 | 0 |  | Electric Utility | N | OP |  | Internal Combustion |  | Eastern
EXCLUDE | KS | KS-Eastern | Chanute 2 | 1268 | 8 | NG | IC | 2 | 2 | 0 | 0 | 0 |  | Electric Utility | N | OP |  | Internal Combustion |  | Eastern
EXCLUDE | KS | KS-Eastern | Clay Center | 1270 | 4 | NG | ST | 1.5 | 1.5 | 0 | 0 | 0 |  | Electric Utility | N | RE | 2005 | Retired prior to 2012 |  | Eastern
EXCLUDE | KS | KS-Eastern | Clay Center | 1270 | 5 | NG | ST | 3 | 3 | 0 | 0 | 0 |  | Electric Utility | N | OP |  | Steam unit (PRMVR=ST) less than or equal to 25MW (i.e. 250 MMBtu/hr) |  | Eastern
EXCLUDE | KS | KS-Eastern | Clay Center | 1270 | 6 | NG | ST | 5 | 5 | 0 | 0 | 0 |  | Electric Utility | N | OP |  | Steam unit (PRMVR=ST) less than or equal to 25MW (i.e. 250 MMBtu/hr) |  | Eastern
EXCLUDE | KS | KS-Eastern | Clay Center | 1270 | IC1 | NG | IC | 0.9 | 0.9 | 0 | 0 | 0 |  | Electric Utility | N | OP |  | Internal Combustion |  | Eastern
EXCLUDE | KS | KS-Eastern | Clay Center | 1270 | IC2 | NG | IC | 2.1 | 2 | 0 | 0 | 0 |  | Electric Utility | N | OP |  | Internal Combustion |  | Eastern
EXCLUDE | KS | KS-Eastern | Clay Center | 1270 | IC3 | NG | IC | 5.1 | 5 | 0 | 0 | 0 |  | Electric Utility | N | OP |  | Internal Combustion |  | Eastern
EXCLUDE | KS | KS-Eastern | Clay Center | 1270 | IC4 | NG | IC | 3.5 | 3.5 | 0 | 0 | 0 |  | Electric Utility | N | OP |  | Internal Combustion |  | Eastern
EXCLUDE | KS | KS-Eastern | Clay Center | 1270 | IC5 | NG | IC | 3.5 | 3.5 | 0 | 0 | 0 |  | Electric Utility | N | OP |  | Internal Combustion |  | Eastern
EXCLUDE | KS | KS-Eastern | Clay Center | 1270 | IC6 | NG | IC | 6.8 | 6.8 | 0 | 0 | 0 |  | Electric Utility | N | OP |  | Internal Combustion |  | Eastern
EXCLUDE | KS | KS-Eastern | Coffeyville | 1271 | 1 | DFO | IC | 2 | 2 | 0 | 0 | 0 |  | Electric Utility | N | OP |  | Internal Combustion |  | Eastern
EXCLUDE | KS | KS-Eastern | Coffeyville | 1271 | 2 | DFO | IC | 2 | 2 | 0 | 0 | 0 |  | Electric Utility | N | OP |  | Internal Combustion |  | Eastern
EXCLUDE | KS | KS-Eastern | Coffeyville | 1271 | 6 | NG | ST | 18.7 | 16 | 0 | 15981 | 12048.27 |  | Electric Utility | N | OP |  | Steam unit (PRMVR=ST) less than or equal to 25MW (i.e. 250 MMBtu/hr) |  | Eastern
OGST | KS | KS-Eastern | Coffeyville | 1271 | 7 | NG | ST | 40 | 37 | 510 | 32621 | 24407.97 |  | Electric Utility | N | OP |  |  |  | Eastern
EXCLUDE | KS | KS-Eastern | Colby City of | 1272 | 3 | DFO | IC | 2.5 | 1.8 | 0 | 0 | 0 |  | Electric Utility | N | OP |  | Internal Combustion |  | Eastern
EXCLUDE | KS | KS-Eastern | Colby City of | 1272 | 4 | DFO | IC | 1.7 | 1.2 | 0 | 0 | 0 |  | Electric Utility | N | OP |  | Internal Combustion |  | Eastern
EXCLUDE | KS | KS-Eastern | Colby City of | 1272 | 5 | DFO | IC | 1.3 | 1 | 0 | 0 | 0 |  | Electric Utility | N | OP |  | Internal Combustion |  | Eastern
EXCLUDE | KS | KS-Eastern | Colby City of | 1272 | 6 | DFO | IC | 4.5 | 3.5 | 0 | 0 | 0 |  | Electric Utility | N | OP |  | Internal Combustion |  | Eastern
EXCLUDE | KS | KS-Eastern | Colby City of | 1272 | 7 | DFO | IC | 4.5 | 3.5 | 0 | 0 | 0 |  | Electric Utility | N | OP |  | Internal Combustion |  | Eastern
EXCLUDE | KS | KS-Eastern | Colby City of | 1272 | 8 | DFO | IC | 2.7 | 2.5 | 0 | 0 | 0 |  | Electric Utility | N | OP |  | Internal Combustion |  | Eastern
EXCLUDE | KS | KS-Eastern | Ellinwood | 1274 | 1 | DFO | IC | 2.1 | 1.8 | 0 | 0 | 0 |  | Electric Utility | N | OP |  | Internal Combustion |  | Eastern
EXCLUDE | KS | KS-Eastern | Ellinwood | 1274 | 2 | DFO | IC | 1.4 | 1.3 | 0 | 0 | 0 |  | Electric Utility | N | OP |  | Internal Combustion |  | Eastern
EXCLUDE | KS | KS-Eastern | Ellinwood | 1274 | 3 | DFO | IC | 0.6 | 0.3 | 0 | 0 | 0 |  | Electric Utility | N | OP |  | Internal Combustion |  | Eastern
EXCLUDE | KS | KS-Eastern | Ellinwood | 1274 | 4 | DFO | IC | 1.1 | 1 | 0 | 0 | 0 |  | Electric Utility | N | OP |  | Internal Combustion |  | Eastern
EXCLUDE | KS | KS-Eastern | Ellinwood | 1274 | 5 | DFO | IC | 3.3 | 2.5 | 0 | 0 | 0 |  | Electric Utility | N | OP |  | Internal Combustion |  | Eastern
EXCLUDE | KS | KS-Eastern | Ellis | 1275 | 1 | NG | IC | 1 | 1 | 0 | 0 | 0 |  | Electric Utility | N | RE | 2007 | Retired prior to 2012 |  | Eastern
EXCLUDE | KS | KS-Eastern | Ellis | 1275 | 2 | NG | IC | 2 | 2 | 0 | 0 | 0 |  | Electric Utility | N | RE | 2007 | Retired prior to 2012 |  | Eastern
EXCLUDE | KS | KS-Eastern | Ellis | 1275 | 3 | NG | IC | 0.5 | 0.5 | 0 | 0 | 0 |  | Electric Utility | N | RE | 2007 | Retired prior to 2012 |  | Eastern
EXCLUDE | KS | KS-Eastern | Ellis | 1275 | 4 | NG | IC | 0.5 | 0.5 | 0 | 0 | 0 |  | Electric Utility | N | RE | 2007 | Retired prior to 2012 |  | Eastern
EXCLUDE | KS | KS-Eastern | Ellis | 1275 | 5 | NG | IC | 1.5 | 1 | 0 | 0 | 0 |  | Electric Utility | N | RE | 2007 | Retired prior to 2012 |  | Eastern
EXCLUDE | KS | KS-Eastern | Erie | 1276 | 1 | DFO | IC | 0.7 | 0.6 | 0 | 0 | 0 |  | Electric Utility | N | RE | 1996 | Retired prior to 2012 |  | Eastern
EXCLUDE | KS | KS-Eastern | Erie | 1276 | 2 | DFO | IC | 0.7 | 0.6 | 0 | 0 | 0 |  | Electric Utility | N | RE | 2000 | Retired prior to 2012 |  | Eastern
EXCLUDE | KS | KS-Eastern | Erie | 1276 | 3 | DFO | IC | 1 | 0.9 | 0 | 0 | 0 |  | Electric Utility | N | OP |  | Internal Combustion |  | Eastern
EXCLUDE | KS | KS-Eastern | Erie | 1276 | 4 | DFO | IC | 1 | 0.9 | 0 | 0 | 0 |  | Electric Utility | N | RE | 2004 | Retired prior to 2012 |  | Eastern
EXCLUDE | KS | KS-Eastern | Erie | 1276 | 5 | DFO | IC | 1.5 | 1.4 | 0 | 0 | 0 |  | Electric Utility | N | RE | 2006 | Retired prior to 2012 |  | Eastern
EXCLUDE | KS | KS-Eastern | Erie | 1276 | 6 | DFO | IC | 1.1 | 1 | 0 | 0 | 0 |  | Electric Utility | N | OP |  | Internal Combustion |  | Eastern
EXCLUDE | KS | KS-Eastern | Erie | 1276 | 7 | DFO | IC | 1.1 | 1 | 0 | 0 | 0 |  | Electric Utility | N | OP |  | Internal Combustion |  | Eastern
EXCLUDE | KS | KS-Eastern | Erie | 1276 | 8 | DFO | IC | 1.1 | 1 | 0 | 0 | 0 |  | Electric Utility | N | OP |  | Internal Combustion |  | Eastern
EXCLUDE | KS | KS-Eastern | Garnett Municipal | 1278 | 1 | DFO | IC | 1.5 | 1.3 | 0 | 0 | 0 |  | Electric Utility | N | OP |  | Internal Combustion |  | Eastern
EXCLUDE | KS | KS-Eastern | Garnett Municipal | 1278 | 2 | DFO | IC | 0.4 | 0.3 | 0 | 0 | 0 |  | Electric Utility | N | OP |  | Internal Combustion |  | Eastern
EXCLUDE | KS | KS-Eastern | Garnett Municipal | 1278 | 3 | DFO | IC | 1.5 | 1.3 | 0 | 0 | 0 |  | Electric Utility | N | OP |  | Internal Combustion |  | Eastern
EXCLUDE | KS | KS-Eastern | Garnett Municipal | 1278 | 4 | DFO | IC | 0.9 | 0.8 | 0 | 0 | 0 |  | Electric Utility | N | OP |  | Internal Combustion |  | Eastern
EXCLUDE | KS | KS-Eastern | Garnett Municipal | 1278 | 7 | DFO | IC | 2.5 | 2.2 | 0 | 0 | 0 |  | Electric Utility | N | OP |  | Internal Combustion |  | Eastern
EXCLUDE | KS | KS-Eastern | Garnett Municipal | 1278 | IC5 | DFO | IC | 2.4 | 2.1 | 0 | 0 | 0 |  | Electric Utility | N | OP |  | Internal Combustion |  | Eastern
EXCLUDE | KS | KS-Eastern | Garnett Municipal | 1278 | IC6 | DFO | IC | 2.5 | 2.2 | 0 | 0 | 0 |  | Electric Utility | N | OP |  | Internal Combustion |  | Eastern
EXCLUDE | KS | KS-Eastern | Girard | 1279 | 1 | NG | IC | 1.4 | 1.1 | 0 | 0 | 0 |  | Electric Utility | N | OP |  | Internal Combustion |  | Eastern
EXCLUDE | KS | KS-Eastern | Girard | 1279 | 4 | NG | IC | 2.2 | 1.8 | 0 | 0 | 0 |  | Electric Utility | N | OP |  | Internal Combustion |  | Eastern
EXCLUDE | KS | KS-Eastern | Girard | 1279 | 6 | NG | IC | 3.5 | 3.2 | 0 | 0 | 0 |  | Electric Utility | N | OP |  | Internal Combustion |  | Eastern
EXCLUDE | KS | KS-Eastern | Girard | 1279 | 7 | NG | IC | 3.7 | 3.4 | 0 | 0 | 0 |  | Electric Utility | N | OP |  | Internal Combustion |  | Eastern
EXCLUDE | KS | KS-Eastern | Goodland | 1280 | 10 | NG | IC | 2 | 1.8 | 0 | 0 | 0 |  | Electric Utility | N | OP |  | Internal Combustion |  | Eastern
EXCLUDE | KS | KS-Eastern | Goodland | 1280 | 11 | NG | IC | 4.3 | 3.5 | 0 | 0 | 0 |  | Electric Utility | N | OP |  | Internal Combustion |  | Eastern
EXCLUDE | KS | KS-Eastern | Goodland | 1280 | 12 | NG | IC | 1 | 0.8 | 0 | 0 | 0 |  | Electric Utility | N | OP |  | Internal Combustion |  | Eastern
EXCLUDE | KS | KS-Eastern | Goodland | 1280 | 13 | NG | IC | 1.3 | 1.1 | 0 | 0 | 0 |  | Electric Utility | N | OP |  | Internal Combustion |  | Eastern
EXCLUDE | KS | KS-Eastern | Goodland | 1280 | 3 | DFO | IC | 0.7 | 0.7 | 0 | 0 | 0 |  | Electric Utility | N | OP |  | Internal Combustion |  | Eastern
EXCLUDE | KS | KS-Eastern | Goodland | 1280 | 6 | NG | IC | 2.2 | 1.8 | 0 | 0 | 0 |  | Electric Utility | N | OP |  | Internal Combustion |  | Eastern
EXCLUDE | KS | KS-Eastern | Goodland | 1280 | 7 | NG | IC | 2.2 | 1.8 | 0 | 0 | 0 |  | Electric Utility | N | OP |  | Internal Combustion |  | Eastern
EXCLUDE | KS | KS-Eastern | Goodland | 1280 | 8 | NG | IC | 5 | 4.6 | 0 | 0 | 0 |  | Electric Utility | N | OP |  | Internal Combustion |  | Eastern
EXCLUDE | KS | KS-Eastern | Herington | 1283 | 1 | DFO | IC | 2.1 | 1.6 | 0 | 0 | 0 |  | Electric Utility | N | OS |  | Internal Combustion |  | Eastern
EXCLUDE | KS | KS-Eastern | Herington | 1283 | 2 | DFO | IC | 1.4 | 1 | 0 | 0 | 0 |  | Electric Utility | N | OS |  | Internal Combustion |  | Eastern
EXCLUDE | KS | KS-Eastern | Herington | 1283 | 3 | DFO | IC | 4.3 | 3.1 | 0 | 0 | 0 |  | Electric Utility | N | OS |  | Internal Combustion |  | Eastern
EXCLUDE | KS | KS-Eastern | Herington | 1283 | 4 | DFO | IC | 0.1 | 0.1 | 0 | 0 | 0 |  | Electric Utility | N | RE | 2001 | Retired prior to 2012 |  | Eastern
EXCLUDE | KS | KS-Eastern | Herington | 1283 | 4B | DFO | IC | 1.6 | 1.5 | 0 | 0 | 0 |  | Electric Utility | N | SB |  | Internal Combustion |  | Eastern
EXCLUDE | KS | KS-Eastern | Herington | 1283 | 5 | DFO | IC | 1.1 | 0.9 | 0 | 0 | 0 |  | Electric Utility | N | OS |  | Internal Combustion |  | Eastern
EXCLUDE | KS | KS-Eastern | Hill City | 1285 | 1 | NG | IC | 1.3 | 1.1 | 0 | 0 | 0 |  | Electric Utility | N | OP |  | Internal Combustion |  | Eastern
EXCLUDE | KS | KS-Eastern | Hill City | 1285 | 2 | NG | IC | 1.3 | 1.1 | 0 | 0 | 0 |  | Electric Utility | N | OP |  | Internal Combustion |  | Eastern
EXCLUDE | KS | KS-Eastern | Hill City | 1285 | 3 | NG | IC | 0.6 | 0.6 | 0 | 0 | 0 |  | Electric Utility | N | OP |  | Internal Combustion |  | Eastern
EXCLUDE | KS | KS-Eastern | Hill City | 1285 | 4 | NG | IC | 1.1 | 1 | 0 | 0 | 0 |  | Electric Utility | N | OP |  | Internal Combustion |  | Eastern
EXCLUDE | KS | KS-Eastern | Hill City | 1285 | 5 | NG | IC | 1.3 | 1.2 | 0 | 0 | 0 |  | Electric Utility | N | OP |  | Internal Combustion |  | Eastern
EXCLUDE | KS | KS-Eastern | Hill City | 1285 | 6 | NG | IC | 1.3 | 1.2 | 0 | 0 | 0 |  | Electric Utility | N | OP |  | Internal Combustion |  | Eastern
EXCLUDE | KS | KS-Eastern | Hoisington | 1286 | 1 | DFO | IC | 0.2 | 0.2 | 0 | 0 | 0 |  | Electric Utility | N | OP |  | Internal Combustion |  | Eastern
EXCLUDE | KS | KS-Eastern | Hoisington | 1286 | 2A | DFO | IC | 1 | 1.1 | 0 | 0 | 0 |  | Electric Utility | N | OP |  | Internal Combustion |  | Eastern
EXCLUDE | KS | KS-Eastern | Hoisington | 1286 | 6 | NG | IC | 2 | 2 | 0 | 0 | 0 |  | Electric Utility | N | OP |  | Internal Combustion |  | Eastern
EXCLUDE | KS | KS-Eastern | Hoisington | 1286 | 7 | NG | IC | 4 | 4 | 0 | 0 | 0 |  | Electric Utility | N | OP |  | Internal Combustion |  | Eastern
EXCLUDE | KS | KS-Eastern | Hoisington | 1286 | 8 | NG | IC | 7 | 7 | 0 | 0 | 0 |  | Electric Utility | N | OP |  | Internal Combustion |  | Eastern
EXCLUDE | KS | KS-Eastern | Holton | 1287 | 10 | DFO | IC | 2 | 1.8 | 0 | 0 | 0 |  | Electric Utility | N | OP |  | Internal Combustion |  | Eastern
EXCLUDE | KS | KS-Eastern | Holton | 1287 | 11 | DFO | IC | 2.4 | 2.2 | 0 | 0 | 0 |  | Electric Utility | N | OP |  | Internal Combustion |  | Eastern
EXCLUDE | KS | KS-Eastern | Holton | 1287 | 12 | NG | IC | 3.1 | 3 | 0 | 0 | 0 |  | Electric Utility | N | OP |  | Internal Combustion |  | Eastern
EXCLUDE | KS | KS-Eastern | Holton | 1287 | 13 | NG | IC | 3.1 | 3 | 0 | 0 | 0 |  | Electric Utility | N | OP |  | Internal Combustion |  | Eastern
EXCLUDE | KS | KS-Eastern | Holton | 1287 | 6 | DFO | IC | 1.8 | 1.4 | 0 | 0 | 0 |  | Electric Utility | N | OP |  | Internal Combustion |  | Eastern
EXCLUDE | KS | KS-Eastern | Holton | 1287 | 7 | DFO | IC | 2.8 | 2.4 | 0 | 0 | 0 |  | Electric Utility | N | OP |  | Internal Combustion |  | Eastern
EXCLUDE | KS | KS-Eastern | Holton | 1287 | 8 | DFO | IC | 4.3 | 3.8 | 0 | 0 | 0 |  | Electric Utility | N | OP |  | Internal Combustion |  | Eastern
EXCLUDE | KS | KS-Eastern | Holton | 1287 | 9 | DFO | IC | 2 | 1.8 | 0 | 0 | 0 |  | Electric Utility | N | OP |  | Internal Combustion |  | Eastern
EXCLUDE | KS | KS-Eastern | Hugoton 1 | 1289 | 1 | DFO | IC | 0.8 | 0.6 | 0 | 0 | 0 |  | Electric Utility | N | RE | 2004 | Retired prior to 2012 |  | Eastern
EXCLUDE | KS | KS-Eastern | Hugoton 1 | 1289 | 6 | DFO | IC | 1.4 | 1.2 | 0 | 0 | 0 |  | Electric Utility | N | RE | 2011 | Retired prior to 2012 |  | Eastern
EXCLUDE | KS | KS-Eastern | Iola | 1291 | 1 | NG | IC | 5 | 5 | 0 | 0 | 0 |  | Electric Utility | N | OP |  | Internal Combustion |  | Eastern
EXCLUDE | KS | KS-Eastern | Iola | 1291 | 10 | DFO | IC | 2.7 | 2.9 | 0 | 0 | 0 |  | Electric Utility | N | OP |  | Internal Combustion |  | Eastern
EXCLUDE | KS | KS-Eastern | Iola | 1291 | 11 | DFO | IC | 2.1 |  | 0 | 0 | 0 |  | Electric Utility | N | OS | 2013 | Internal Combustion |  | Eastern
EXCLUDE | KS | KS-Eastern | Iola | 1291 | 12 | DFO | IC | 2.1 |  | 0 | 0 | 0 |  | Electric Utility | N | OS | 2013 | Internal Combustion |  | Eastern
EXCLUDE | KS | KS-Eastern | Iola | 1291 | 13 | DFO | IC | 2.1 |  | 0 | 0 | 0 |  | Electric Utility | N | OS | 2013 | Internal Combustion |  | Eastern
EXCLUDE | KS | KS-Eastern | Iola | 1291 | 2 | NG | IC | 5 | 5 | 0 | 0 | 0 |  | Electric Utility | N | OP |  | Internal Combustion |  | Eastern
EXCLUDE | KS | KS-Eastern | Iola | 1291 | 4 | NG | ST | 3.5 | 4.3 | 0 | 0 | 0 |  | Electric Utility | N | RE | 2010 | Retired prior to 2012 |  | Eastern
EXCLUDE | KS | KS-Eastern | Iola | 1291 | 5 | NG | ST | 5 | 5.3 | 0 | 0 | 0 |  | Electric Utility | N | RE | 2010 | Retired prior to 2012 |  | Eastern
EXCLUDE | KS | KS-Eastern | Iola | 1291 | 6 | DFO | IC | 2.7 | 2.9 | 0 | 0 | 0 |  | Electric Utility | N | OP |  | Internal Combustion |  | Eastern
EXCLUDE | KS | KS-Eastern | Iola | 1291 | 7 | DFO | IC | 2.7 | 2.9 | 0 | 0 | 0 |  | Electric Utility | N | OP |  | Internal Combustion |  | Eastern
EXCLUDE | KS | KS-Eastern | Iola | 1291 | 8 | DFO | IC | 2.7 | 2.9 | 0 | 0 | 0 |  | Electric Utility | N | OP |  | Internal Combustion |  | Eastern
EXCLUDE | KS | KS-Eastern | Iola | 1291 | 9 | DFO | IC | 2.7 | 2.9 | 0 | 0 | 0 |  | Electric Utility | N | OP |  | Internal Combustion |  | Eastern
EXCLUDE | KS | KS-Eastern | Jetmore | 1292 | 1 | DFO | IC | 1 | 1 | 0 | 0 | 0 |  | Electric Utility | N | OP |  | Internal Combustion |  | Eastern
EXCLUDE | KS | KS-Eastern | Jetmore | 1292 | 2 | DFO | IC | 0.4 | 0.4 | 0 | 0 | 0 |  | Electric Utility | N | SB |  | Internal Combustion |  | Eastern
EXCLUDE | KS | KS-Eastern | Jetmore | 1292 | 3 | DFO | IC | 0.2 | 0.2 | 0 | 0 | 0 |  | Electric Utility | N | RE | 2010 | Retired prior to 2012 |  | Eastern
EXCLUDE | KS | KS-Eastern | Jetmore | 1292 | 4 | DFO | IC | 0.8 | 0.8 | 0 | 0 | 0 |  | Electric Utility | N | RE | 2010 | Retired prior to 2012 |  | Eastern
EXCLUDE | KS | KS-Eastern | Jetmore | 1292 | 5 | DFO | IC | 1.5 | 1.5 | 0 | 0 | 0 |  | Electric Utility | N | OP |  | Internal Combustion |  | Eastern
EXCLUDE | KS | KS-Eastern | Jetmore | 1292 | 6 | DFO | IC | 1.2 | 1.2 | 0 | 0 | 0 |  | Electric Utility | N | OP |  | Internal Combustion |  | Eastern
EXCLUDE | KS | KS-Eastern | Jetmore | 1292 | 7 | DFO | IC | 0.9 | 0.9 | 0 | 0 | 0 |  | Electric Utility | N | SB |  | Internal Combustion |  | Eastern
OGST | KS | KS-Eastern | Kaw | 1294 | 1 | NG | ST | 50.1 | 41.9 | 0 | 0 | 0 |  | Electric Utility | N | OS |  |  |  | Eastern
OGST | KS | KS-Eastern | Kaw | 1294 | 2 | NG | ST | 50.1 | 41.9 | 0 | 0 | 0 |  | Electric Utility | N | OS |  |  |  | Eastern
OGST | KS | KS-Eastern | Kaw | 1294 | 3 | NG | ST | 65.5 | 56.5 | 0 | 0 | 0 |  | Electric Utility | N | OS |  |  |  | Eastern
EXCLUDE | KS | KS-Eastern | Quindaro | 1295 | GT1 | NG | GT | 17.9 | 13 | 0 | 285.58 | 407.56 |  | Electric Utility | N | OP |  | Simple cycle unit |  | Eastern
EXCLUDE | KS | KS-Eastern | Quindaro | 1295 | GT2 | DFO | GT | 65.7 | 56 | 0 | 1048.21 | 2086.59 |  | Electric Utility | N | OP |  | Simple cycle unit |  | Eastern
EXCLUDE | KS | KS-Eastern | Quindaro | 1295 | GT3 | DFO | GT | 65.7 | 46 | 0 | 1048.21 | 2086.59 |  | Electric Utility | N | OP |  | Simple cycle unit |  | Eastern
COALST | KS | KS-Eastern | Quindaro | 1295 | ST1 | SUB | ST | 81.6 | 72 | 783 | 512145 | 575375.09 |  | Electric Utility | N | OP |  |  |  | Eastern
COALST | KS | KS-Eastern | Quindaro | 1295 | ST2 | SUB | ST | 157.5 | 135 | 1394.4 | 379960 | 504305.59 |  | Electric Utility | N | OP |  |  |  | Eastern
EXCLUDE | KS | KS-Eastern | Kingman Municipal Power and Light Plant | 1296 | 1 | NG | IC | 1.4 | 1.2 | 0 | 0 | 0 |  | Electric Utility | N | RE | 2008 | Retired prior to 2012 |  | Eastern
EXCLUDE | KS | KS-Eastern | Kingman Municipal Power and Light Plant | 1296 | 2 | NG | IC | 2.2 | 1.9 | 0 | 0 | 0 |  | Electric Utility | N | OP |  | Internal Combustion |  | Eastern
EXCLUDE | KS | KS-Eastern | Kingman Municipal Power and Light Plant | 1296 | 4 | NG | IC | 2.2 | 1.9 | 0 | 0 | 0 |  | Electric Utility | N | OP |  | Internal Combustion |  | Eastern
EXCLUDE | KS | KS-Eastern | Kingman Municipal Power and Light Plant | 1296 | 5 | NG | IC | 1 | 0.8 | 0 | 0 | 0 |  | Electric Utility | N | RE | 2008 | Retired prior to 2012 |  | Eastern
EXCLUDE | KS | KS-Eastern | Kingman Municipal Power and Light Plant | 1296 | 6 | NG | IC | 3.5 | 3.4 | 0 | 0 | 0 |  | Electric Utility | N | OP |  | Internal Combustion |  | Eastern
EXCLUDE | KS | KS-Eastern | Kingman Municipal Power and Light Plant | 1296 | 7 | NG | IC | 2.4 | 2.1 | 0 | 0 | 0 |  | Electric Utility | N | OP |  | Internal Combustion |  | Eastern
EXCLUDE | KS | KS-Eastern | Kingman Municipal Power and Light Plant | 1296 | 8 | NG | IC | 2.5 | 2.4 | 0 | 0 | 0 |  | Electric Utility | N | OP |  | Internal Combustion |  | Eastern
EXCLUDE | KS | KS-Eastern | Kingman Municipal Power and Light Plant | 1296 | 9 | NG | IC | 6.3 | 6.3 | 0 | 0 | 0 |  | Electric Utility | N | OP |  | Internal Combustion |  | Eastern
EXCLUDE | KS | KS-Eastern | La Crosse | 1297 | 1 | DFO | IC | 1.1 | 0.7 | 0 | 0 | 0 |  | Electric Utility | N | OP |  | Internal Combustion |  | Eastern
EXCLUDE | KS | KS-Eastern | La Crosse | 1297 | 2 | DFO | IC | 1.1 | 0.9 | 0 | 0 | 0 |  | Electric Utility | N | OP |  | Internal Combustion |  | Eastern
EXCLUDE | KS | KS-Eastern | La Crosse | 1297 | 3 | DFO | IC | 0.6 | 0.6 | 0 | 0 | 0 |  | Electric Utility | N | RE | 1992 | Retired prior to 2012 |  | Eastern
EXCLUDE | KS | KS-Eastern | La Crosse | 1297 | 5 | DFO | IC | 1.5 | 1.5 | 0 | 0 | 0 |  | Electric Utility | N | OP |  | Internal Combustion |  | Eastern
EXCLUDE | KS | KS-Eastern | La Crosse | 1297 | 6 | DFO | IC | 1.8 | 1.5 | 0 | 0 | 0 |  | Electric Utility | N | OP |  | Internal Combustion |  | Eastern
EXCLUDE | KS | KS-Eastern | Gas Turbine | 1298 | GT1 | NG | GT | 1.3 | 1 | 0 | 0 | 0 |  | Electric Utility | N | RE | 2010 | Retired prior to 2012 |  | Eastern
EXCLUDE | KS | KS-Eastern | Larned | 1299 | 1 | NG | ST | 1.5 | 1.5 | 0 | 0 | 0 |  | Electric Utility | N | RE | 2010 | Retired prior to 2012 |  | Eastern
EXCLUDE | KS | KS-Eastern | Larned | 1299 | 2 | NG | ST | 3 | 3 | 0 | 0 | 0 |  | Electric Utility | N | RE | 2010 | Retired prior to 2012 |  | Eastern
EXCLUDE | KS | KS-Eastern | Larned | 1299 | 3 | NG | ST | 8.3 | 9 | 0 | 0 | 0 |  | Electric Utility | N | RE | 2010 | Retired prior to 2012 |  | Eastern
EXCLUDE | KS | KS-Eastern | Larned | 1299 | CAT | DFO | IC | 2 | 2 | 0 | 0 | 0 |  | Electric Utility | N | OP |  | Internal Combustion |  | Eastern
EXCLUDE | KS | KS-Eastern | Larned | 1299 | CAT1 | DFO | IC | 2 | 2 | 0 | 0 | 0 |  | Electric Utility | N | OP |  | Internal Combustion |  | Eastern
EXCLUDE | KS | KS-Eastern | Larned | 1299 | CAT2 | DFO | IC | 2 | 2 | 0 | 0 | 0 |  | Electric Utility | N | OP |  | Internal Combustion |  | Eastern
EXCLUDE | KS | KS-Eastern | Larned | 1299 | CAT3 | DFO | IC | 2 | 2 | 0 | 0 | 0 |  | Electric Utility | N | OP |  | Internal Combustion |  | Eastern
EXCLUDE | KS | KS-Eastern | Larned | 1299 | CAT4 | DFO | IC | 2 | 2 | 0 | 0 | 0 |  | Electric Utility | N | OP |  | Internal Combustion |  | Eastern
EXCLUDE | KS | KS-Eastern | Larned | 1299 | IC5 | DFO | IC | 6.4 | 6 | 0 | 0 | 0 |  | Electric Utility | N | OP |  | Internal Combustion |  | Eastern
EXCLUDE | KS | KS-Eastern | Lincoln | 1300 | 1 | NG | IC | 1.3 | 1.1 | 0 | 0 | 0 |  | Electric Utility | N | OP |  | Internal Combustion |  | Eastern
EXCLUDE | KS | KS-Eastern | Lincoln | 1300 | 2 | NG | IC | 1.3 | 1.1 | 0 | 0 | 0 |  | Electric Utility | N | OP |  | Internal Combustion |  | Eastern
EXCLUDE | KS | KS-Eastern | Lincoln | 1300 | 4 | NG | IC | 0.7 | 0.6 | 0 | 0 | 0 |  | Electric Utility | N | OP |  | Internal Combustion |  | Eastern
EXCLUDE | KS | KS-Eastern | Lincoln | 1300 | 5 | NG | IC | 1.3 | 1.1 | 0 | 0 | 0 |  | Electric Utility | N | OP |  | Internal Combustion |  | Eastern
EXCLUDE | KS | KS-Eastern | Lincoln | 1300 | 6 | NG | IC | 2.5 | 2.2 | 0 | 0 | 0 |  | Electric Utility | N | OP |  | Internal Combustion |  | Eastern
EXCLUDE | KS | KS-Eastern | Lincoln | 1300 | 7 | NG | IC | 3.5 | 3 | 0 | 0 | 0 |  | Electric Utility | N | OP |  | Internal Combustion |  | Eastern
EXCLUDE | KS | KS-Eastern | McPherson 2 | 1305 | 1 | NG | ST | 32 | 26.6 | 0 | 0 | 0 |  | Electric Utility | N | RE | 2006 | Retired prior to 2012 |  | Eastern
EXCLUDE | KS | KS-Eastern | McPherson 2 | 1305 | GT1 | NG | GT | 72.4 | 52 | 0 | 957.58 | 830.94 |  | Electric Utility | N | OP |  | Simple cycle unit |  | Eastern
EXCLUDE | KS | KS-Eastern | McPherson 2 | 1305 | GT2 | DFO | GT | 71.2 | 52.1 | 0 | 941.71 | 1139.86 |  | Electric Utility | N | OP |  | Simple cycle unit |  | Eastern
EXCLUDE | KS | KS-Eastern | McPherson 2 | 1305 | GT3 | NG | GT | 71.2 | 52 | 0 | 941.71 | 817.17 |  | Electric Utility | N | OP |  | Simple cycle unit |  | Eastern
EXCLUDE | KS | KS-Eastern | Meade | 1306 | 2 | NG | IC | 0.9 | 0.8 | 0 | 0 | 0 |  | Electric Utility | N | OP |  | Internal Combustion |  | Eastern
EXCLUDE | KS | KS-Eastern | Meade | 1306 | 3 | NG | IC | 1.1 | 1.1 | 0 | 0 | 0 |  | Electric Utility | N | OP |  | Internal Combustion |  | Eastern
EXCLUDE | KS | KS-Eastern | Meade | 1306 | 4 | NG | IC | 1.4 | 1.3 | 0 | 0 | 0 |  | Electric Utility | N | OP |  | Internal Combustion |  | Eastern
EXCLUDE | KS | KS-Eastern | Meade | 1306 | 5 | DFO | IC | 2.1 | 1.7 | 0 | 0 | 0 |  | Electric Utility | N | OP |  | Internal Combustion |  | Eastern
EXCLUDE | KS | KS-Eastern | Meade | 1306 | 6 | NG | IC | 2.7 | 1.9 | 0 | 0 | 0 |  | Electric Utility | N | OP |  | Internal Combustion |  | Eastern
EXCLUDE | KS | KS-Eastern | Minneapolis City of | 1307 | 1 | DFO | IC | 0.4 | 0.4 | 0 | 0 | 0 |  | Electric Utility | N | OP |  | Internal Combustion |  | Eastern
EXCLUDE | KS | KS-Eastern | Minneapolis City of | 1307 | 2 | NG | IC | 0.7 | 0.5 | 0 | 0 | 0 |  | Electric Utility | N | OP |  | Internal Combustion |  | Eastern
EXCLUDE | KS | KS-Eastern | Minneapolis City of | 1307 | 3 | NG | IC | 1.3 | 1.2 | 0 | 0 | 0 |  | Electric Utility | N | OP |  | Internal Combustion |  | Eastern
EXCLUDE | KS | KS-Eastern | Minneapolis City of | 1307 | 4 | NG | IC | 0.7 | 0.5 | 0 | 0 | 0 |  | Electric Utility | N | OP |  | Internal Combustion |  | Eastern
EXCLUDE | KS | KS-Eastern | Minneapolis City of | 1307 | 5 | NG | IC | 2.1 | 1.8 | 0 | 0 | 0 |  | Electric Utility | N | OP |  | Internal Combustion |  | Eastern
EXCLUDE | KS | KS-Eastern | Minneapolis City of | 1307 | 6 | NG | IC | 3 | 2.7 | 0 | 0 | 0 |  | Electric Utility | N | OP |  | Internal Combustion |  | Eastern
EXCLUDE | KS | KS-Eastern | Minneapolis City of | 1307 | 7 | DFO | IC | 2 | 1.8 | 0 | 0 | 0 |  | Electric Utility | N | OP |  | Internal Combustion |  | Eastern
EXCLUDE | KS | KS-Eastern | Mulvane Power Plant | 1308 | 1 | DFO | IC | 0.3 | 0.2 | 0 | 0 | 0 |  | Electric Utility | N | OP |  | Internal Combustion |  | Eastern
EXCLUDE | KS | KS-Eastern | Mulvane Power Plant | 1308 | 2 | DFO | IC | 0.3 | 0.2 | 0 | 0 | 0 |  | Electric Utility | N | OP |  | Internal Combustion |  | Eastern
EXCLUDE | KS | KS-Eastern | Mulvane Power Plant | 1308 | 3 | NG | IC | 1.3 | 1.2 | 0 | 0 | 0 |  | Electric Utility | N | OP |  | Internal Combustion |  | Eastern
EXCLUDE | KS | KS-Eastern | Mulvane Power Plant | 1308 | 4 | NG | IC | 1.3 | 1.2 | 0 | 0 | 0 |  | Electric Utility | N | OP |  | Internal Combustion |  | Eastern
EXCLUDE | KS | KS-Eastern | Mulvane Power Plant | 1308 | 5 | DFO | IC | 0.8 | 0.6 | 0 | 0 | 0 |  | Electric Utility | N | OP |  | Internal Combustion |  | Eastern
EXCLUDE | KS | KS-Eastern | Mulvane Power Plant | 1308 | 6 | NG | IC | 2 | 1.9 | 0 | 0 | 0 |  | Electric Utility | N | OP |  | Internal Combustion |  | Eastern
EXCLUDE | KS | KS-Eastern | Mulvane Power Plant | 1308 | 7 | DFO | IC | 0.6 | 0.6 | 0 | 0 | 0 |  | Electric Utility | N | OP |  | Internal Combustion |  | Eastern
EXCLUDE | KS | KS-Eastern | Mulvane Power Plant | 1308 | 8 | DFO | IC | 0.6 | 0.5 | 0 | 0 | 0 |  | Electric Utility | N | OP |  | Internal Combustion |  | Eastern
EXCLUDE | KS | KS-Eastern | Oakely | 1311 | 1 | NG | IC | 1.4 | 1.2 | 0 | 0 | 0 |  | Electric Utility | N | RE | 2011 | Retired prior to 2012 |  | Eastern
EXCLUDE | KS | KS-Eastern | Oakely | 1311 | 2 | DFO | IC | 0.4 | 0.3 | 0 | 0 | 0 |  | Electric Utility | N | RE | 2011 | Retired prior to 2012 |  | Eastern
EXCLUDE | KS | KS-Eastern | Oakely | 1311 | 3 | NG | IC | 0.5 | 0.5 | 0 | 0 | 0 |  | Electric Utility | N | RE | 2009 | Retired prior to 2012 |  | Eastern
EXCLUDE | KS | KS-Eastern | Oakely | 1311 | 4 | NG | IC | 0.9 | 0.8 | 0 | 0 | 0 |  | Electric Utility | N | RE | 2011 | Retired prior to 2012 |  | Eastern
EXCLUDE | KS | KS-Eastern | Oakely | 1311 | 5 | NG | IC | 1.5 | 1.3 | 0 | 0 | 0 |  | Electric Utility | N | RE | 2009 | Retired prior to 2012 |  | Eastern
EXCLUDE | KS | KS-Eastern | Oakely | 1311 | 6 | NG | IC | 3.3 | 3.2 | 0 | 0 | 0 |  | Electric Utility | N | RE | 2011 | Retired prior to 2012 |  | Eastern
EXCLUDE | KS | KS-Eastern | Oberlin | 1312 | 1 | NG | IC | 1.1 | 0.9 | 0 | 0 | 0 |  | Electric Utility | N | SB |  | Internal Combustion |  | Eastern
EXCLUDE | KS | KS-Eastern | Oberlin | 1312 | 2 | NG | IC | 0.8 | 0.6 | 0 | 0 | 0 |  | Electric Utility | N | SB |  | Internal Combustion |  | Eastern
EXCLUDE | KS | KS-Eastern | Oberlin | 1312 | 4 | NG | IC | 1.5 | 1.2 | 0 | 0 | 0 |  | Electric Utility | N | SB |  | Internal Combustion |  | Eastern
EXCLUDE | KS | KS-Eastern | Oberlin | 1312 | 5 | NG | IC | 2 | 1.3 | 0 | 0 | 0 |  | Electric Utility | N | SB |  | Internal Combustion |  | Eastern
EXCLUDE | KS | KS-Eastern | Oberlin | 1312 | 6 | NG | IC | 1.5 | 1.2 | 0 | 0 | 0 |  | Electric Utility | N | SB |  | Internal Combustion |  | Eastern
EXCLUDE | KS | KS-Eastern | Osage City | 1313 | 1 | NG | IC | 1.1 | 0.9 | 0 | 0 | 0 |  | Electric Utility | N | OP |  | Internal Combustion |  | Eastern
EXCLUDE | KS | KS-Eastern | Osage City | 1313 | 10 | DFO | IC | 0.8 | 0.7 | 0 | 0 | 0 |  | Electric Utility | N | OP |  | Internal Combustion |  | Eastern
EXCLUDE | KS | KS-Eastern | Osage City | 1313 | 2 | NG | IC | 1.2 | 1.1 | 0 | 0 | 0 |  | Electric Utility | N | OP |  | Internal Combustion |  | Eastern
EXCLUDE | KS | KS-Eastern | Osage City | 1313 | 4 | NG | IC | 2 | 1.9 | 0 | 0 | 0 |  | Electric Utility | N | OP |  | Internal Combustion |  | Eastern
EXCLUDE | KS | KS-Eastern | Osage City | 1313 | 5 | NG | IC | 2 | 1.9 | 0 | 0 | 0 |  | Electric Utility | N | OP |  | Internal Combustion |  | Eastern
EXCLUDE | KS | KS-Eastern | Osage City | 1313 | 7 | NG | IC | 1.7 | 1.5 | 0 | 0 | 0 |  | Electric Utility | N | OP |  | Internal Combustion |  | Eastern
EXCLUDE | KS | KS-Eastern | Osage City | 1313 | 8 | DFO | IC | 0.8 | 0.7 | 0 | 0 | 0 |  | Electric Utility | N | OP |  | Internal Combustion |  | Eastern
EXCLUDE | KS | KS-Eastern | Osage City | 1313 | 9 | DFO | IC | 0.8 | 0.7 | 0 | 0 | 0 |  | Electric Utility | N | RE | 2009 | Retired prior to 2012 |  | Eastern
EXCLUDE | KS | KS-Eastern | Osage City | 1313 | IC3 | NG | IC | 2 | 1.9 | 0 | 0 | 0 |  | Electric Utility | N | OP |  | Internal Combustion |  | Eastern
EXCLUDE | KS | KS-Eastern | Osage City | 1313 | IC6 | NG | IC | 1.1 | 0.9 | 0 | 0 | 0 |  | Electric Utility | N | OP |  | Internal Combustion |  | Eastern
EXCLUDE | KS | KS-Eastern | Osawatomie City of | 1314 | 2 | DFO | IC | 2.3 | 1.8 | 0 | 0 | 0 |  | Electric Utility | N | SB |  | Internal Combustion |  | Eastern
EXCLUDE | KS | KS-Eastern | Osawatomie City of | 1314 | 3 | DFO | IC | 0.4 | 0.3 | 0 | 0 | 0 |  | Electric Utility | N | RE | 1990 | Retired prior to 2012 |  | Eastern
EXCLUDE | KS | KS-Eastern | Osawatomie City of | 1314 | 4 | DFO | IC | 1.2 | 1 | 0 | 0 | 0 |  | Electric Utility | N | SB |  | Internal Combustion |  | Eastern
EXCLUDE | KS | KS-Eastern | Osawatomie City of | 1314 | 5 | DFO | IC | 3.1 | 2.8 | 0 | 0 | 0 |  | Electric Utility | N | SB |  | Internal Combustion |  | Eastern
EXCLUDE | KS | KS-Eastern | Osborne | 1315 | 1 | DFO | IC | 2.3 | 1.8 | 0 | 0 | 0 |  | Electric Utility | N | SB |  | Internal Combustion |  | Eastern
EXCLUDE | KS | KS-Eastern | Osborne | 1315 | 2 | DFO | IC | 2 | 1.8 | 0 | 0 | 0 |  | Electric Utility | N | SB |  | Internal Combustion |  | Eastern
EXCLUDE | KS | KS-Eastern | Osborne | 1315 | 3 | DFO | IC | 1.1 | 0.7 | 0 | 0 | 0 |  | Electric Utility | N | SB |  | Internal Combustion |  | Eastern
EXCLUDE | KS | KS-Eastern | Osborne | 1315 | 6 | NG | IC | 0.5 | 0.5 | 0 | 0 | 0 |  | Electric Utility | N | SB |  | Internal Combustion |  | Eastern
EXCLUDE | KS | KS-Eastern | Osborne | 1315 | 7 | NG | IC | 0.5 | 0.5 | 0 | 0 | 0 |  | Electric Utility | N | SB |  | Internal Combustion |  | Eastern
EXCLUDE | KS | KS-Eastern | Osborne | 1315 | 8 | NG | IC | 0.7 | 0.7 | 0 | 0 | 0 |  | Electric Utility | N | SB |  | Internal Combustion |  | Eastern
EXCLUDE | KS | KS-Eastern | Ottawa | 1316 | GT1 | NG | GT | 11.5 | 8 | 0 | 234 | 330.73 |  | Electric Utility | N | OP |  | Simple cycle unit |  | Eastern
EXCLUDE | KS | KS-Eastern | Ottawa | 1316 | IC3 | NG | IC | 3.7 | 3.2 | 0 | 0 | 0 |  | Electric Utility | N | OP |  | Internal Combustion |  | Eastern
EXCLUDE | KS | KS-Eastern | Ottawa | 1316 | IC4 | NG | IC | 3.5 | 3 | 0 | 0 | 0 |  | Electric Utility | N | OP |  | Internal Combustion |  | Eastern
EXCLUDE | KS | KS-Eastern | Ottawa | 1316 | IC6 | NG | IC | 6 | 5.9 | 0 | 0 | 0 |  | Electric Utility | N | OP |  | Internal Combustion |  | Eastern
EXCLUDE | KS | KS-Eastern | Ottawa | 1316 | IC7 | NG | IC | 6 | 5.9 | 0 | 0 | 0 |  | Electric Utility | N | OP |  | Internal Combustion |  | Eastern
EXCLUDE | KS | KS-Eastern | Pratt | 1317 | 1 | NG | ST | 3 | 3 | 0 | 0 | 0 |  | Electric Utility | N | RE | 2004 | Retired prior to 2012 |  | Eastern
EXCLUDE | KS | KS-Eastern | Pratt | 1317 | 3 | NG | ST | 5 | 5.8 | 0 | 993.95 | 878.06 |  | Electric Utility | N | RE | 2012 | Steam unit (PRMVR=ST) less than or equal to 25MW (i.e. 250 MMBtu/hr) |  | Eastern
EXCLUDE | KS | KS-Eastern | Pratt | 1317 | 5 | NG | ST | 14 | 13 | 0 | 3777 | 3336.62 |  | Electric Utility | N | OP |  | Steam unit (PRMVR=ST) less than or equal to 25MW (i.e. 250 MMBtu/hr) |  | Eastern
EXCLUDE | KS | KS-Eastern | Pratt | 1317 | IC1 | DFO | IC | 1.5 | 1.5 | 0 | 0 | 0 |  | Electric Utility | N | OP |  | Internal Combustion |  | Eastern
EXCLUDE | KS | KS-Eastern | Russell Downtown | 1319 | 11 | NG | IC | 3.6 | 3.2 | 0 | 0 | 0 |  | Electric Utility | N | OP |  | Internal Combustion |  | Eastern
EXCLUDE | KS | KS-Eastern | Russell Downtown | 1319 | 12 | NG | IC | 3.6 | 3.2 | 0 | 0 | 0 |  | Electric Utility | N | OP |  | Internal Combustion |  | Eastern
EXCLUDE | KS | KS-Eastern | Russell Downtown | 1319 | 7 | NG | IC | 3.5 | 3 | 0 | 0 | 0 |  | Electric Utility | N | OP |  | Internal Combustion |  | Eastern
EXCLUDE | KS | KS-Eastern | Russell Downtown | 1319 | 8 | DFO | IC | 2.5 | 2.5 | 0 | 0 | 0 |  | Electric Utility | N | OP |  | Internal Combustion |  | Eastern
EXCLUDE | KS | KS-Eastern | Russell Downtown | 1319 | 9 | DFO | IC | 2.5 | 2.5 | 0 | 0 | 0 |  | Electric Utility | N | OP |  | Internal Combustion |  | Eastern
EXCLUDE | KS | KS-Eastern | Sabetha Power Plant | 1320 | 11 | DFO | IC | 3 | 2.7 | 0 | 0 | 0 |  | Electric Utility | N | OP |  | Internal Combustion |  | Eastern
EXCLUDE | KS | KS-Eastern | Sabetha Power Plant | 1320 | 12 | NG | IC | 4.4 | 4.1 | 0 | 0 | 0 |  | Electric Utility | N | OP |  | Internal Combustion |  | Eastern
EXCLUDE | KS | KS-Eastern | Sabetha Power Plant | 1320 | 2 | DFO | IC | 1.5 | 1.2 | 0 | 0 | 0 |  | Electric Utility | N | OP |  | Internal Combustion |  | Eastern
EXCLUDE | KS | KS-Eastern | Sabetha Power Plant | 1320 | 3 | DFO | IC | 0.8 | 0.6 | 0 | 0 | 0 |  | Electric Utility | N | OP |  | Internal Combustion |  | Eastern
EXCLUDE | KS | KS-Eastern | Sabetha Power Plant | 1320 | 4 | DFO | IC | 1 | 0.7 | 0 | 0 | 0 |  | Electric Utility | N | OP |  | Internal Combustion |  | Eastern
EXCLUDE | KS | KS-Eastern | Sabetha Power Plant | 1320 | 5 | DFO | IC | 1.4 | 1.2 | 0 | 0 | 0 |  | Electric Utility | N | OP |  | Internal Combustion |  | Eastern
EXCLUDE | KS | KS-Eastern | Sabetha Power Plant | 1320 | 6 | DFO | IC | 1.4 | 1.2 | 0 | 0 | 0 |  | Electric Utility | N | OP |  | Internal Combustion |  | Eastern
EXCLUDE | KS | KS-Eastern | Sabetha Power Plant | 1320 | 7 | DFO | IC | 2.2 | 1.8 | 0 | 0 | 0 |  | Electric Utility | N | OP |  | Internal Combustion |  | Eastern
EXCLUDE | KS | KS-Eastern | Sabetha Power Plant | 1320 | 8 | DFO | IC | 2.5 | 2.1 | 0 | 0 | 0 |  | Electric Utility | N | OP |  | Internal Combustion |  | Eastern
EXCLUDE | KS | KS-Eastern | Sabetha Power Plant | 1320 | IC10 | DFO | IC | 2.5 | 2.1 | 0 | 0 | 0 |  | Electric Utility | N | OP |  | Internal Combustion |  | Eastern
EXCLUDE | KS | KS-Eastern | Sabetha Power Plant | 1320 | IC9 | DFO | IC | 1.1 | 1 | 0 | 0 | 0 |  | Electric Utility | N | OP |  | Internal Combustion |  | Eastern
EXCLUDE | KS | KS-Eastern | St Francis | 1321 | 2 | DFO | IC | 1.5 | 1.5 | 0 | 0 | 0 |  | Electric Utility | N | OP |  | Internal Combustion |  | Eastern
EXCLUDE | KS | KS-Eastern | St Francis | 1321 | 3 | DFO | IC | 0.8 | 0.8 | 0 | 0 | 0 |  | Electric Utility | N | OP |  | Internal Combustion |  | Eastern
EXCLUDE | KS | KS-Eastern | St Francis | 1321 | 4 | DFO | IC | 2.7 | 2.7 | 0 | 0 | 0 |  | Electric Utility | N | OP |  | Internal Combustion |  | Eastern
EXCLUDE | KS | KS-Eastern | St Francis | 1321 | 5 | DFO | IC | 0.9 | 0.9 | 0 | 0 | 0 |  | Electric Utility | N | OP |  | Internal Combustion |  | Eastern
EXCLUDE | KS | KS-Eastern | St John | 1322 | 2 | DFO | IC | 1.3 | 1.3 | 0 | 0 | 0 |  | Electric Utility | N | OP |  | Internal Combustion |  | Eastern
EXCLUDE | KS | KS-Eastern | St John | 1322 | 3 | DFO | IC | 0.9 | 0.9 | 0 | 0 | 0 |  | Electric Utility | N | RE | 2005 | Retired prior to 2012 |  | Eastern
EXCLUDE | KS | KS-Eastern | St John | 1322 | 4 | DFO | IC | 1.7 | 1.7 | 0 | 0 | 0 |  | Electric Utility | N | OP |  | Internal Combustion |  | Eastern
EXCLUDE | KS | KS-Eastern | St John | 1322 | 5 | DFO | IC | 2 | 2 | 0 | 0 | 0 |  | Electric Utility | N | OP |  | Internal Combustion |  | Eastern
EXCLUDE | KS | KS-Eastern | Sharon Spring | 1324 | 1 | NG | IC | 1 | 0.9 | 0 | 0 | 0 |  | Electric Utility | N | OP |  | Internal Combustion |  | Eastern
EXCLUDE | KS | KS-Eastern | Sharon Spring | 1324 | 2 | NG | IC | 1 | 1 | 0 | 0 | 0 |  | Electric Utility | N | OP |  | Internal Combustion |  | Eastern
EXCLUDE | KS | KS-Eastern | Sharon Spring | 1324 | 3 | NG | IC | 0.4 | 0.4 | 0 | 0 | 0 |  | Electric Utility | N | OP |  | Internal Combustion |  | Eastern
EXCLUDE | KS | KS-Eastern | Sharon Spring | 1324 | 4 | NG | IC | 0.6 | 0.6 | 0 | 0 | 0 |  | Electric Utility | N | OP |  | Internal Combustion |  | Eastern
EXCLUDE | KS | KS-Eastern | Stafford | 1325 | 1 | DFO | IC | 0.9 | 0.9 | 0 | 0 | 0 |  | Electric Utility | N | RE | 2011 | Retired prior to 2012 |  | Eastern
EXCLUDE | KS | KS-Eastern | Stafford | 1325 | 2 | DFO | IC | 0.9 | 0.9 | 0 | 0 | 0 |  | Electric Utility | N | OP |  | Internal Combustion |  | Eastern
EXCLUDE | KS | KS-Eastern | Stafford | 1325 | 3 | DFO | IC | 0.8 | 0.8 | 0 | 0 | 0 |  | Electric Utility | N | OP |  | Internal Combustion |  | Eastern
EXCLUDE | KS | KS-Eastern | Stafford | 1325 | 4 | DFO | IC | 1.4 | 1.4 | 0 | 0 | 0 |  | Electric Utility | N | OP |  | Internal Combustion |  | Eastern
EXCLUDE | KS | KS-Eastern | Stafford | 1325 | 5 | DFO | IC | 1.1 | 1.1 | 0 | 0 | 0 |  | Electric Utility | N | OP |  | Internal Combustion |  | Eastern
EXCLUDE | KS | KS-Eastern | Sterling | 1326 | 1 | DFO | IC | 1.5 | 1.3 | 0 | 0 | 0 |  | Electric Utility | N | OP |  | Internal Combustion |  | Eastern
EXCLUDE | KS | KS-Eastern | Sterling | 1326 | 2 | DFO | IC | 0.5 | 0.4 | 0 | 0 | 0 |  | Electric Utility | N | OP |  | Internal Combustion |  | Eastern
EXCLUDE | KS | KS-Eastern | Sterling | 1326 | 3 | DFO | IC | 3 | 2.2 | 0 | 0 | 0 |  | Electric Utility | N | OP |  | Internal Combustion |  | Eastern
EXCLUDE | KS | KS-Eastern | Sterling | 1326 | 4 | DFO | IC | 1.1 | 0.8 | 0 | 0 | 0 |  | Electric Utility | N | OP |  | Internal Combustion |  | Eastern
EXCLUDE | KS | KS-Eastern | Sterling | 1326 | 5 | DFO | IC | 1.4 | 1.2 | 0 | 0 | 0 |  | Electric Utility | N | OP |  | Internal Combustion |  | Eastern
EXCLUDE | KS | KS-Eastern | Sterling | 1326 | 6 | DFO | IC | 1.4 | 1.2 | 0 | 0 | 0 |  | Electric Utility | N | OP |  | Internal Combustion |  | Eastern
EXCLUDE | KS | KS-Eastern | Sterling | 1326 | 7 | DFO | IC | 1.4 | 1.2 | 0 | 0 | 0 |  | Electric Utility | N | OP |  | Internal Combustion |  | Eastern
EXCLUDE | KS | KS-Eastern | Stockton | 1327 | 1 | NG | IC | 1.1 | 1 | 0 | 0 | 0 |  | Electric Utility | N | OP |  | Internal Combustion |  | Eastern
EXCLUDE | KS | KS-Eastern | Stockton | 1327 | 2 | NG | IC | 1.1 | 1 | 0 | 0 | 0 |  | Electric Utility | N | OP |  | Internal Combustion |  | Eastern
EXCLUDE | KS | KS-Eastern | Stockton | 1327 | 3 | NG | IC | 2 | 1.7 | 0 | 0 | 0 |  | Electric Utility | N | OP |  | Internal Combustion |  | Eastern
EXCLUDE | KS | KS-Eastern | Stockton | 1327 | 4 | NG | IC | 0.5 | 0.5 | 0 | 0 | 0 |  | Electric Utility | N | OP |  | Internal Combustion |  | Eastern
EXCLUDE | KS | KS-Eastern | Stockton | 1327 | 5 | NG | IC | 1.3 | 1.2 | 0 | 0 | 0 |  | Electric Utility | N | OP |  | Internal Combustion |  | Eastern
EXCLUDE | KS | KS-Eastern | Wamego | 1328 | 1 | NG | IC | 1.3 | 1.3 | 0 | 0 | 0 |  | Electric Utility | N | OP |  | Internal Combustion |  | Eastern
EXCLUDE | KS | KS-Eastern | Wamego | 1328 | 10 | NG | IC | 3.2 | 2.9 | 0 | 0 | 0 |  | Electric Utility | N | T |  | Status of Operation (IP, L, P, T) |  | Eastern
EXCLUDE | KS | KS-Eastern | Wamego | 1328 | 3 | NG | IC | 1.3 | 1.3 | 0 | 0 | 0 |  | Electric Utility | N | OP |  | Internal Combustion |  | Eastern
EXCLUDE | KS | KS-Eastern | Wamego | 1328 | 4 | NG | IC | 1.1 | 1.1 | 0 | 0 | 0 |  | Electric Utility | N | OP |  | Internal Combustion |  | Eastern
EXCLUDE | KS | KS-Eastern | Wamego | 1328 | 5 | NG | IC | 2 | 1.8 | 0 | 0 | 0 |  | Electric Utility | N | OP |  | Internal Combustion |  | Eastern
EXCLUDE | KS | KS-Eastern | Wamego | 1328 | 6 | NG | IC | 2.4 | 2.2 | 0 | 0 | 0 |  | Electric Utility | N | OP |  | Internal Combustion |  | Eastern
EXCLUDE | KS | KS-Eastern | Wamego | 1328 | 7 | NG | IC | 1.3 | 1.3 | 0 | 0 | 0 |  | Electric Utility | N | OP |  | Internal Combustion |  | Eastern
EXCLUDE | KS | KS-Eastern | Wamego | 1328 | 8 | NG | IC | 1.3 | 1.3 | 0 | 0 | 0 |  | Electric Utility | N | OP |  | Internal Combustion |  | Eastern
EXCLUDE | KS | KS-Eastern | Wamego | 1328 | 9 | NG | IC | 1.3 | 1.3 | 0 | 0 | 0 |  | Electric Utility | N | OP |  | Internal Combustion |  | Eastern
EXCLUDE | KS | KS-Eastern | Washington | 1329 | 1 | DFO | IC | 1.2 | 1 | 0 | 0 | 0 |  | Electric Utility | N | OP |  | Internal Combustion |  | Eastern
EXCLUDE | KS | KS-Eastern | Washington | 1329 | 2 | DFO | IC | 1 | 0.8 | 0 | 0 | 0 |  | Electric Utility | N | OP |  | Internal Combustion |  | Eastern
EXCLUDE | KS | KS-Eastern | Washington | 1329 | 3 | DFO | IC | 0.9 | 0.7 | 0 | 0 | 0 |  | Electric Utility | N | OP |  | Internal Combustion |  | Eastern
EXCLUDE | KS | KS-Eastern | Washington | 1329 | 5 | DFO | IC | 0.6 | 0.4 | 0 | 0 | 0 |  | Electric Utility | N | OP |  | Internal Combustion |  | Eastern
EXCLUDE | KS | KS-Eastern | Washington | 1329 | 6 | DFO | IC | 1.5 | 1.3 | 0 | 0 | 0 |  | Electric Utility | N | OP |  | Internal Combustion |  | Eastern
EXCLUDE | KS | KS-Eastern | Washington | 1329 | 7 | DFO | IC | 1.1 | 0.9 | 0 | 0 | 0 |  | Electric Utility | N | OP |  | Internal Combustion |  | Eastern
EXCLUDE | KS | KS-Eastern | Washington | 1329 | IC4 | DFO | IC | 2.6 | 2.3 | 0 | 0 | 0 |  | Electric Utility | N | OP |  | Internal Combustion |  | Eastern
EXCLUDE | KS | KS-Eastern | Wellington 1 | 1330 | 4 | NG | ST | 20 | 19.5 | 0 | 172 | 478.19 |  | Electric Utility | N | OP |  | Steam unit (PRMVR=ST) less than or equal to 25MW (i.e. 250 MMBtu/hr) |  | Eastern
EXCLUDE | KS | KS-Eastern | Wellington 1 | 1330 | 5 | DFO | IC | 1 | 1 | 0 | 0 | 0 |  | Electric Utility | N | RE | 2005 | Retired prior to 2012 |  | Eastern
EXCLUDE | KS | KS-Eastern | Wellington 1 | 1330 | 7 | DFO | IC | 2 | 2 | 0 | 0 | 0 |  | Electric Utility | N | OP |  | Internal Combustion |  | Eastern
EXCLUDE | KS | KS-Eastern | Wellington 1 | 1330 | 8 | DFO | IC | 2 | 2 | 0 | 0 | 0 |  | Electric Utility | N | OP |  | Internal Combustion |  | Eastern
EXCLUDE | KS | KS-Eastern | West 14th Street | 1332 | GT1 | NG | GT | 11 | 11.1 | 0 | 68 | 75.33 |  | Electric Utility | N | OP |  | Simple cycle unit |  | Eastern
EXCLUDE | KS | KS-Eastern | West 14th Street | 1332 | IC1 | DFO | IC | 1.6 | 1.6 | 0 | 0 | 0 |  | Electric Utility | N | IP |  | Status of Operation (IP, L, P, T) |  | Eastern
EXCLUDE | KS | KS-Eastern | Great Bend | 1334 | 1 | NG | IC | 1 | 1 | 0 | 0 | 0 |  | Electric Utility | N | OP |  | Internal Combustion |  | Eastern
EXCLUDE | KS | KS-Eastern | Great Bend | 1334 | 2 | NG | IC | 1 | 1 | 0 | 0 | 0 |  | Electric Utility | N | OP |  | Internal Combustion |  | Eastern
EXCLUDE | KS | KS-Eastern | Great Bend | 1334 | 3 | NG | IC | 1 | 1 | 0 | 0 | 0 |  | Electric Utility | N | OP |  | Internal Combustion |  | Eastern
EXCLUDE | KS | KS-Eastern | Great Bend | 1334 | 4 | NG | IC | 1 | 1 | 0 | 0 | 0 |  | Electric Utility | N | OP |  | Internal Combustion |  | Eastern
EXCLUDE | KS | KS-Eastern | Great Bend | 1334 | 5 | NG | IC | 3 | 3 | 0 | 0 | 0 |  | Electric Utility | N | OP |  | Internal Combustion |  | Eastern
EXCLUDE | KS | KS-Eastern | Great Bend | 1334 | 6 | NG | IC | 3 | 3 | 0 | 0 | 0 |  | Electric Utility | N | RE | 2012 | Internal Combustion |  | Eastern
EXCLUDE | KS | KS-Eastern | Garden City | 1336 | GC3 | NG | ST | 11.5 | 8.7 | 0 | 0 | 0 |  | Electric Utility | N | SB |  | Steam unit (PRMVR=ST) less than or equal to 25MW (i.e. 250 MMBtu/hr) |  | Eastern
OGST | KS | KS-Eastern | Garden City | 1336 | S2 | NG | ST | 97.9 | 96.4 | 1260 | 113200 | 82191.28 |  | Electric Utility | N | OP |  |  |  | Eastern
EXCLUDE | KS | KS-Eastern | Garden City | 1336 | S3 | NG | GT | 16 | 14 | 0 | 752.83 | 1092.12 |  | Electric Utility | N | SB |  | Simple cycle unit |  | Eastern
EXCLUDE | KS | KS-Eastern | Garden City | 1336 | S4 | NG | GT | 71.2 | 55.7 | 0 | 3350.09 | 4859.95 |  | Electric Utility | N | OP |  | Simple cycle unit |  | Eastern
EXCLUDE | KS | KS-Eastern | Garden City | 1336 | S5 | NG | GT | 71.2 | 55.9 | 0 | 3350.09 | 4859.95 |  | Electric Utility | N | OP |  | Simple cycle unit |  | Eastern
COALST | KY | KY-Eastern | Big Sandy | 1353 | 1 | BIT | ST | 280.5 | 260 | 2512 | 739540 | 789828.09 |  | Electric Utility | N | OP | 2015 |  |  | Eastern
COALST | KY | KY-Eastern | Big Sandy | 1353 | 2 | BIT | ST | 816.3 | 800 | 8556 | 1921804 | 1923487.9 |  | Electric Utility | N | OP | 2015 |  |  | Eastern
EXCLUDE | KY | KY-Eastern | Dix Dam | 1354 | 1 | WAT | HY | 9.4 | 8 | 0 | 12575.33 | 0 |  | Electric Utility | N | OP |  | Non Combustion (NUC, WAT, WND, GEO, or SUN) |  | Eastern
EXCLUDE | KY | KY-Eastern | Dix Dam | 1354 | 2 | WAT | HY | 9.4 | 10 | 0 | 12575.33 | 0 |  | Electric Utility | N | OP |  | Non Combustion (NUC, WAT, WND, GEO, or SUN) |  | Eastern
EXCLUDE | KY | KY-Eastern | Dix Dam | 1354 | 3 | WAT | HY | 9.4 | 10 | 0 | 12575.33 | 0 |  | Electric Utility | N | OP |  | Non Combustion (NUC, WAT, WND, GEO, or SUN) |  | Eastern
COALST | KY | KY-Eastern | E W Brown | 1355 | 1 | BIT | ST | 113.6 | 106 | 1386 | 324035 | 423631.45 |  | Electric Utility | N | OP |  |  |  | Eastern
EXCLUDE | KY | KY-Eastern | E W Brown | 1355 | 10 | NG | GT | 126 | 102 | 1565 | 3587.67 | 2977.22 |  | Electric Utility | N | OP |  | Simple cycle unit |  | Eastern
EXCLUDE | KY | KY-Eastern | E W Brown | 1355 | 11 | NG | GT | 126 | 102 | 1530 | 7068.63 | 5975.15 |  | Electric Utility | N | OP |  | Simple cycle unit |  | Eastern
COALST | KY | KY-Eastern | E W Brown | 1355 | 2 | BIT | ST | 179.5 | 166 | 2050 | 721085 | 883357.9 |  | Electric Utility | N | OP |  |  |  | Eastern
COALST | KY | KY-Eastern | E W Brown | 1355 | 3 | BIT | ST | 464 | 412 | 5000 | 1323503 | 1600461.44 |  | Electric Utility | N | OP |  |  |  | Eastern
EXCLUDE | KY | KY-Eastern | E W Brown | 1355 | 5 | NG | GT | 123 | 112 | 1570 | 8441.34 | 7023.49 |  | Electric Utility | N | OP |  | Simple cycle unit |  | Eastern
EXCLUDE | KY | KY-Eastern | E W Brown | 1355 | 6 | NG | GT | 176.8 | 146 | 1970 | 44603.33 | 88244.44 |  | Electric Utility | N | OP |  | Simple cycle unit |  | Eastern
EXCLUDE | KY | KY-Eastern | E W Brown | 1355 | 7 | NG | GT | 176.8 | 146 | 1970 | 44603.33 | 65301.33 |  | Electric Utility | N | OP |  | Simple cycle unit |  | Eastern
EXCLUDE | KY | KY-Eastern | E W Brown | 1355 | 8 | NG | GT | 126 | 102 | 1552 | 3796.98 | 3113.33 |  | Electric Utility | N | OP |  | Simple cycle unit |  | Eastern
EXCLUDE | KY | KY-Eastern | E W Brown | 1355 | 9 | NG | GT | 126 | 102 | 1610 | 8678.58 | 7408.61 |  | Electric Utility | N | OP |  | Simple cycle unit |  | Eastern
COALST | KY | KY-Eastern | Ghent | 1356 | 1 | BIT | ST | 556.9 | 479 | 5500 | 3166600 | 3404014.88 |  | Electric Utility | N | OP |  |  |  | Eastern
COALST | KY | KY-Eastern | Ghent | 1356 | 2 | BIT | ST | 556.3 | 495 | 5520 | 3052544 | 3064186.08 |  | Electric Utility | N | OP |  |  |  | Eastern
COALST | KY | KY-Eastern | Ghent | 1356 | 3 | BIT | ST | 556.5 | 489 | 5700 | 3302452 | 3376634.63 |  | Electric Utility | N | OP |  |  |  | Eastern
COALST | KY | KY-Eastern | Ghent | 1356 | 4 | BIT | ST | 556.2 | 469 | 5500 | 2653566 | 2620828.23 |  | Electric Utility | N | OP |  |  |  | Eastern
EXCLUDE | KY | KY-Eastern | Green River | 1357 | 1 | BIT | ST | 37.5 | 22 | 0 | 0 | 0 |  | Electric Utility | N | RE | 2003 | Retired prior to 2012 |  | Eastern
EXCLUDE | KY | KY-Eastern | Green River | 1357 | 2 | BIT | ST | 37.5 | 22 | 0 | 0 | 0 |  | Electric Utility | N | RE | 2003 | Retired prior to 2012 |  | Eastern
COALST | KY | KY-Eastern | Green River | 1357 | 3 | BIT | ST | 75 | 68 | 1074 | 270773 | 364944.96 |  | Electric Utility | N | OP | 2015 |  |  | Eastern
COALST | KY | KY-Eastern | Green River | 1357 | 4 | BIT | ST | 113.6 | 95 | 1386 | 635500 | 642898.28 |  | Electric Utility | N | OP | 2015 |  |  | Eastern
EXCLUDE | KY | KY-Eastern | Haefling | 1358 | 1 | NG | GT | 20.7 | 12 | 0 | 434 | 602.3 |  | Electric Utility | N | OP |  | Simple cycle unit |  | Eastern
EXCLUDE | KY | KY-Eastern | Haefling | 1358 | 2 | NG | GT | 20.7 | 12 | 0 | 434 | 602.3 |  | Electric Utility | N | OP |  | Simple cycle unit |  | Eastern
EXCLUDE | KY | KY-Eastern | Haefling | 1358 | 3 | NG | GT | 20.7 | 12 | 0 | 434 | 602.3 |  | Electric Utility | N | OP |  | Simple cycle unit |  | Eastern
EXCLUDE | KY | KY-Eastern | Mother Ann Lee | 1359 | 1 | WAT | HY | 0.6 | 0.7 | 0 | 2768.67 | 0 |  | IPP Non-CHP | N | OP |  | Non Combustion (NUC, WAT, WND, GEO, or SUN) |  | Eastern
EXCLUDE | KY | KY-Eastern | Mother Ann Lee | 1359 | 2 | WAT | HY | 0.6 | 0.7 | 0 | 2768.67 | 0 |  | IPP Non-CHP | N | OP |  | Non Combustion (NUC, WAT, WND, GEO, or SUN) |  | Eastern
EXCLUDE | KY | KY-Eastern | Mother Ann Lee | 1359 | 3 | WAT | HY | 0.6 | 0.7 | 0 | 2768.67 | 0 |  | IPP Non-CHP | N | OP |  | Non Combustion (NUC, WAT, WND, GEO, or SUN) |  | Eastern
EXCLUDE | KY | KY-Eastern | Pineville | 1360 | 3 | BIT | ST | 37.5 | 32 | 0 | 0 | 0 |  | Electric Utility | N | RE | 2002 | Retired prior to 2012 |  | Eastern
EXCLUDE | KY | KY-Eastern | Tyrone | 1361 | 1 | DFO | ST | 31.2 | 27 | 0 | 0 | 0 |  | Electric Utility | N | RE | 2007 | Retired prior to 2012 |  | Eastern
EXCLUDE | KY | KY-Eastern | Tyrone | 1361 | 2 | DFO | ST | 31.2 | 31 | 0 | 0 | 0 |  | Electric Utility | N | RE | 2007 | Retired prior to 2012 |  | Eastern
COALST | KY | KY-Eastern | Tyrone | 1361 | 3 | BIT | ST | 75 | 71 | 0 | 0 | 0 |  | Electric Utility | N | SB | 2013 |  |  | Eastern
EXCLUDE | KY | KY-Eastern | Cane Run | 1363 | 11 | NG | GT | 16.3 | 14 | 0 | 296 | 495.66 |  | Electric Utility | N | SB |  | Simple cycle unit |  | Eastern
COALST | KY | KY-Eastern | Cane Run | 1363 | 4 | BIT | ST | 163.2 | 155 | 1870 | 653072 | 713829.33 |  | Electric Utility | N | OP | 2016 |  |  | Eastern
COALST | KY | KY-Eastern | Cane Run | 1363 | 5 | BIT | ST | 209.4 | 168 | 2030 | 928589 | 1047827.85 |  | Electric Utility | N | OP | 2016 |  |  | Eastern
COALST | KY | KY-Eastern | Cane Run | 1363 | 6 | BIT | ST | 272 | 240 | 2600 | 1084657 | 1166710.55 |  | Electric Utility | N | OP | 2016 |  |  | Eastern
UC-NGCC | KY | KY-Eastern | Cane Run | 1363 | 7 | NG | CC | 690 | 640 | 0 | 0 | 0 |  | Electric Utility | N | P |  |  |  | Eastern
COALST | KY | KY-Eastern | Mill Creek | 1364 | 1 | BIT | ST | 355.5 | 303 | 3300 | 2016171 | 1979832.56 |  | Electric Utility | N | OP |  |  |  | Eastern
COALST | KY | KY-Eastern | Mill Creek | 1364 | 2 | BIT | ST | 355.5 | 301 | 3500 | 1452212 | 1568577.2 |  | Electric Utility | N | OP |  |  |  | Eastern
COALST | KY | KY-Eastern | Mill Creek | 1364 | 3 | BIT | ST | 462.6 | 391 | 4400 | 2611560 | 2781590.32 |  | Electric Utility | N | OP |  |  |  | Eastern
COALST | KY | KY-Eastern | Mill Creek | 1364 | 4 | BIT | ST | 543.6 | 477 | 5500 | 2281218 | 2464352.94 |  | Electric Utility | N | OP |  |  |  | Eastern
EXCLUDE | KY | KY-Eastern | Ohio Falls | 1365 | 1 | WAT | HY | 10 | 6 | 0 | 24804.93 | 0 |  | Electric Utility | N | OP |  | Non Combustion (NUC, WAT, WND, GEO, or SUN) |  | Eastern
EXCLUDE | KY | KY-Eastern | Ohio Falls | 1365 | 2 | WAT | HY | 10 | 6 | 0 | 24804.93 | 0 |  | Electric Utility | N | OP |  | Non Combustion (NUC, WAT, WND, GEO, or SUN) |  | Eastern
EXCLUDE | KY | KY-Eastern | Ohio Falls | 1365 | 3 | WAT | HY | 10 | 6 | 0 | 24804.93 | 0 |  | Electric Utility | N | OP |  | Non Combustion (NUC, WAT, WND, GEO, or SUN) |  | Eastern
EXCLUDE | KY | KY-Eastern | Ohio Falls | 1365 | 4 | WAT | HY | 10 | 6 | 0 | 24804.93 | 0 |  | Electric Utility | N | OP |  | Non Combustion (NUC, WAT, WND, GEO, or SUN) |  | Eastern
EXCLUDE | KY | KY-Eastern | Ohio Falls | 1365 | 5 | WAT | HY | 10 | 8 | 0 | 24804.93 | 0 |  | Electric Utility | N | OP |  | Non Combustion (NUC, WAT, WND, GEO, or SUN) |  | Eastern
EXCLUDE | KY | KY-Eastern | Ohio Falls | 1365 | 6 | WAT | HY | 12.6 | 8 | 0 | 31254.21 | 0 |  | Electric Utility | N | OP |  | Non Combustion (NUC, WAT, WND, GEO, or SUN) |  | Eastern
EXCLUDE | KY | KY-Eastern | Ohio Falls | 1365 | 7 | WAT | HY | 12.6 | 8 | 0 | 31254.21 | 0 |  | Electric Utility | N | OP |  | Non Combustion (NUC, WAT, WND, GEO, or SUN) |  | Eastern
EXCLUDE | KY | KY-Eastern | Ohio Falls | 1365 | 8 | WAT | HY | 10 | 6 | 0 | 24804.93 | 0 |  | Electric Utility | N | OP |  | Non Combustion (NUC, WAT, WND, GEO, or SUN) |  | Eastern
EXCLUDE | KY | KY-Eastern | Paddys Run | 1366 | 11 | NG | GT | 16 | 12 | 162.33 | 4770.34 | 2217.18 |  | Electric Utility | N | SB |  | Simple cycle unit |  | Eastern
EXCLUDE | KY | KY-Eastern | Paddys Run | 1366 | 12 | NG | GT | 32.6 | 23 | 330.75 | 9719.58 | 4764.24 |  | Electric Utility | N | SB |  | Simple cycle unit |  | Eastern
EXCLUDE | KY | KY-Eastern | Paddys Run | 1366 | 13 | NG | GT | 178 | 147 | 1805.92 | 53070.08 | 26013.33 |  | Electric Utility | N | OP |  | Simple cycle unit |  | Eastern
EXCLUDE | KY | KY-Eastern | Waterside | 1367 | 7 | NG | GT | 20 | 11 | 0 | 0 | 0 |  | Electric Utility | N | RE | 2006 | Retired prior to 2012 |  | Eastern
EXCLUDE | KY | KY-Eastern | Waterside | 1367 | 8 | NG | GT | 25 | 11 | 0 | 0 | 0 |  | Electric Utility | N | RE | 2006 | Retired prior to 2012 |  | Eastern
EXCLUDE | KY | KY-Eastern | Zorn | 1368 | 1 | NG | GT | 18 | 14 | 0 | 640 | 792.79 |  | Electric Utility | N | SB |  | Simple cycle unit |  | Eastern
EXCLUDE | KY | KY-Eastern | Barkley | 1371 | 1 | WAT | HY | 32.5 | 37 | 0 | 85793 | 0 |  | Electric Utility | N | OP |  | Non Combustion (NUC, WAT, WND, GEO, or SUN) |  | Eastern
EXCLUDE | KY | KY-Eastern | Barkley | 1371 | 2 | WAT | HY | 32.5 | 37 | 0 | 85793 | 0 |  | Electric Utility | N | OP |  | Non Combustion (NUC, WAT, WND, GEO, or SUN) |  | Eastern
EXCLUDE | KY | KY-Eastern | Barkley | 1371 | 3 | WAT | HY | 32.5 | 37 | 0 | 85793 | 0 |  | Electric Utility | N | OP |  | Non Combustion (NUC, WAT, WND, GEO, or SUN) |  | Eastern
EXCLUDE | KY | KY-Eastern | Barkley | 1371 | 4 | WAT | HY | 32.5 | 37 | 0 | 85793 | 0 |  | Electric Utility | N | OP |  | Non Combustion (NUC, WAT, WND, GEO, or SUN) |  | Eastern
COALST | KY | KY-Eastern | Elmer Smith | 1374 | 1 | BIT | ST | 163.2 | 138.6 | 5352 | 945877 | 1130840.49 |  | Electric Utility | N | OP |  |  |  | Eastern
COALST | KY | KY-Eastern | Elmer Smith | 1374 | 2 | BIT | ST | 282.1 | 262.7 | 6377 | 1454503 | 1704918.34 |  | Electric Utility | N | OP |  |  |  | Eastern
EXCLUDE | KY | KY-Eastern | Paris | 1376 | 1 | DFO | IC | 1.3 | 1.4 | 0 | 0 | 0 |  | Electric Utility | N | OP |  | Internal Combustion |  | Eastern
EXCLUDE | KY | KY-Eastern | Paris | 1376 | 2 | DFO | IC | 1.3 | 1.4 | 0 | 0 | 0 |  | Electric Utility | N | OP |  | Internal Combustion |  | Eastern
EXCLUDE | KY | KY-Eastern | Paris | 1376 | 3 | DFO | IC | 0.7 | 0.8 | 0 | 0 | 0 |  | Electric Utility | N | OP |  | Internal Combustion |  | Eastern
EXCLUDE | KY | KY-Eastern | Paris | 1376 | 4 | DFO | IC | 0.9 | 1.1 | 0 | 0 | 0 |  | Electric Utility | N | OP |  | Internal Combustion |  | Eastern
EXCLUDE | KY | KY-Eastern | Paris | 1376 | 5 | DFO | IC | 1.1 | 1.2 | 0 | 0 | 0 |  | Electric Utility | N | OP |  | Internal Combustion |  | Eastern
EXCLUDE | KY | KY-Eastern | Paris | 1376 | 6 | DFO | IC | 3.1 | 3 | 0 | 0 | 0 |  | Electric Utility | N | OP |  | Internal Combustion |  | Eastern
EXCLUDE | KY | KY-Eastern | Paris | 1376 | 7 | DFO | IC | 3.1 | 3 | 0 | 0 | 0 |  | Electric Utility | N | OP |  | Internal Combustion |  | Eastern
EXCLUDE | KY | KY-Eastern | Kentucky Dam | 1377 | 1 | WAT | HY | 44.6 | 44 | 0 | 220260.96 | 0 |  | Electric Utility | N | OP |  | Non Combustion (NUC, WAT, WND, GEO, or SUN) |  | Eastern
EXCLUDE | KY | KY-Eastern | Kentucky Dam | 1377 | 2 | WAT | HY | 42.4 | 45.4 | 0 | 209396.07 | 0 |  | Electric Utility | N | OP |  | Non Combustion (NUC, WAT, WND, GEO, or SUN) |  | Eastern
EXCLUDE | KY | KY-Eastern | Kentucky Dam | 1377 | 3 | WAT | HY | 42.4 | 44.9 | 0 | 209396.07 | 0 |  | Electric Utility | N | OP |  | Non Combustion (NUC, WAT, WND, GEO, or SUN) |  | Eastern
EXCLUDE | KY | KY-Eastern | Kentucky Dam | 1377 | 4 | WAT | HY | 44.6 | 43.1 | 0 | 220260.96 | 0 |  | Electric Utility | N | OP |  | Non Combustion (NUC, WAT, WND, GEO, or SUN) |  | Eastern
EXCLUDE | KY | KY-Eastern | Kentucky Dam | 1377 | 5 | WAT | HY | 44.6 | 45.1 | 0 | 220260.96 | 0 |  | Electric Utility | N | OP |  | Non Combustion (NUC, WAT, WND, GEO, or SUN) |  | Eastern
COALST | KY | KY-Eastern | Paradise | 1378 | 1 | BIT | ST | 704 | 628 | 9287 | 4659632 | 5177339.17 |  | Electric Utility | N | OP |  |  |  | Eastern
COALST | KY | KY-Eastern | Paradise | 1378 | 2 | BIT | ST | 704 | 602 | 8069 | 4150591 | 4597430.44 |  | Electric Utility | N | OP |  |  |  | Eastern
COALST | KY | KY-Eastern | Paradise | 1378 | 3 | BIT | ST | 1150.2 | 971 | 14771 | 5841722 | 6594647.01 |  | Electric Utility | N | OP |  |  |  | Eastern
COALST | KY | KY-Eastern | Shawnee | 1379 | 1 | BIT | ST | 175 | 134 | 2145 | 610324 | 664578.29 |  | Electric Utility | N | OP |  |  |  | Eastern
COALST | KY | KY-Eastern | Shawnee | 1379 | 10 | BIT | ST | 175 | 124 | 0 | 0 | 0 |  | Electric Utility | N | OS |  |  |  | Eastern
COALST | KY | KY-Eastern | Shawnee | 1379 | 2 | BIT | ST | 175 | 134 | 2316 | 816023 | 901877.92 |  | Electric Utility | N | OP |  |  |  | Eastern
COALST | KY | KY-Eastern | Shawnee | 1379 | 3 | BIT | ST | 175 | 134 | 2296 | 740269 | 804449.75 |  | Electric Utility | N | OP |  |  |  | Eastern
COALST | KY | KY-Eastern | Shawnee | 1379 | 4 | BIT | ST | 175 | 134 | 2112 | 733202 | 799798.18 |  | Electric Utility | N | OP |  |  |  | Eastern
COALST | KY | KY-Eastern | Shawnee | 1379 | 5 | BIT | ST | 175 | 134 | 2284 | 875394 | 951580.22 |  | Electric Utility | N | OP |  |  |  | Eastern
COALST | KY | KY-Eastern | Shawnee | 1379 | 6 | BIT | ST | 175 | 134 | 1972 | 755444 | 881385.67 |  | Electric Utility | N | OP |  |  |  | Eastern
COALST | KY | KY-Eastern | Shawnee | 1379 | 7 | BIT | ST | 175 | 134 | 2589 | 869734 | 979846.45 |  | Electric Utility | N | OP |  |  |  | Eastern
COALST | KY | KY-Eastern | Shawnee | 1379 | 8 | BIT | ST | 175 | 134 | 2663 | 774828 | 911543.79 |  | Electric Utility | N | OP |  |  |  | Eastern
COALST | KY | KY-Eastern | Shawnee | 1379 | 9 | BIT | ST | 175 | 134 | 2782 | 800251 | 927620.91 |  | Electric Utility | N | OP |  |  |  | Eastern
EXCLUDE | KY | KY-Eastern | Wolf Creek | 1380 | 1 | WAT | HY | 45 | 52 | 0 | 103871 | 0 |  | Electric Utility | N | OP |  | Non Combustion (NUC, WAT, WND, GEO, or SUN) |  | Eastern
EXCLUDE | KY | KY-Eastern | Wolf Creek | 1380 | 2 | WAT | HY | 45 | 52 | 0 | 103871 | 0 |  | Electric Utility | N | OP |  | Non Combustion (NUC, WAT, WND, GEO, or SUN) |  | Eastern
EXCLUDE | KY | KY-Eastern | Wolf Creek | 1380 | 3 | WAT | HY | 45 | 52 | 0 | 103871 | 0 |  | Electric Utility | N | OP |  | Non Combustion (NUC, WAT, WND, GEO, or SUN) |  | Eastern
EXCLUDE | KY | KY-Eastern | Wolf Creek | 1380 | 4 | WAT | HY | 45 | 52 | 0 | 103871 | 0 |  | Electric Utility | N | OP |  | Non Combustion (NUC, WAT, WND, GEO, or SUN) |  | Eastern
EXCLUDE | KY | KY-Eastern | Wolf Creek | 1380 | 5 | WAT | HY | 45 | 52 | 0 | 103871 | 0 |  | Electric Utility | N | OP |  | Non Combustion (NUC, WAT, WND, GEO, or SUN) |  | Eastern
EXCLUDE | KY | KY-Eastern | Wolf Creek | 1380 | 6 | WAT | HY | 45 | 52 | 0 | 103871 | 0 |  | Electric Utility | N | OP |  | Non Combustion (NUC, WAT, WND, GEO, or SUN) |  | Eastern
COALST | KY | KY-Eastern | Kenneth C Coleman | 1381 | 1 | BIT | ST | 205 | 150 | 1905 | 990131 | 1130194.95 |  | Electric Utility | N | OP |  |  |  | Eastern
COALST | KY | KY-Eastern | Kenneth C Coleman | 1381 | 2 | BIT | ST | 205 | 138 | 1777 | 989552 | 1220389.35 |  | Electric Utility | N | OP |  |  |  | Eastern
COALST | KY | KY-Eastern | Kenneth C Coleman | 1381 | 3 | BIT | ST | 192 | 155 | 2329 | 1137523 | 1293599.96 |  | Electric Utility | N | OP |  |  |  | Eastern
COALST | KY | KY-Eastern | HMP&L Station Two Henderson | 1382 | 1 | BIT | ST | 200 | 153 | 1976 | 916605 | 1100801.02 |  | Electric Utility | N | OP |  |  |  | Eastern
COALST | KY | KY-Eastern | HMP&L Station Two Henderson | 1382 | 2 | BIT | ST | 205 | 159 | 1983 | 949084 | 1168801.28 |  | Electric Utility | N | OP |  |  |  | Eastern
COALST | KY | KY-Eastern | Robert A Reid | 1383 | 1 | BIT | ST | 96 | 65 | 837 | 9245 | 34413.5 |  | Electric Utility | N | OP |  |  |  | Eastern
EXCLUDE | KY | KY-Eastern | Robert A Reid | 1383 | GEN2 | NG | GT | 98.8 | 58 | 803.5 | 7763.18 | 7001.41 |  | Electric Utility | N | SB |  | Simple cycle unit |  | Eastern
COALST | KY | KY-Eastern | Cooper | 1384 | 1 | BIT | ST | 113.6 | 116 | 1381 | 586816 | 579922.41 |  | Electric Utility | N | OP |  |  |  | Eastern
COALST | KY | KY-Eastern | Cooper | 1384 | 2 | BIT | ST | 230.4 | 225 | 2418 | 876069 | 838203.76 |  | Electric Utility | N | OP |  |  |  | Eastern
COALST | KY | KY-Eastern | Dale | 1385 | 1 | BIT | ST | 27 | 23 | 312.5 | 6138 | 7246.06 |  | Electric Utility | N | OP |  |  |  | Eastern
COALST | KY | KY-Eastern | Dale | 1385 | 2 | BIT | ST | 27 | 23 | 315.3 | 5914 | 6929.42 |  | Electric Utility | N | OP |  |  |  | Eastern
COALST | KY | KY-Eastern | Dale | 1385 | 3 | BIT | ST | 81 | 74 | 944 | 117904 | 134670.01 |  | Electric Utility | N | OP |  |  |  | Eastern
COALST | KY | KY-Eastern | Dale | 1385 | 4 | BIT | ST | 81 | 75 | 985 | 106757 | 122403.21 |  | Electric Utility | N | OP |  |  |  | Eastern
EXCLUDE | LA | LA-Eastern | Louisiana 1 | 1391 | 1A | NG | ST | 23 | 18 | 800 | 193915.94 | 134070.48 |  | Electric Utility | Y | OP |  | Excluded based on comment and CHP status |  | Eastern
EXCLUDE | LA | LA-Eastern | Louisiana 1 | 1391 | 2A | NG | ST | 62.5 | 55 | 800 | 186840.2 | 129178.43 |  | Electric Utility | Y | OP |  | Excluded based on comment and CHP status |  | Eastern
EXCLUDE | LA | LA-Eastern | Louisiana 1 | 1391 | 3A | NG | ST | 63 | 55 | 800 | 193563.52 | 133826.82 |  | Electric Utility | Y | OP |  | Excluded based on comment and CHP status |  | Eastern
EXCLUDE | LA | LA-Eastern | Louisiana 1 | 1391 | 4A | NG | GT | 101 | 100 | 2550 | 1013459.16 | 700689.99 |  | Electric Utility | Y | OP |  | Excluded based on comment and CHP status |  | Eastern
EXCLUDE | LA | LA-Eastern | Louisiana 1 | 1391 | 5A | NG | GT | 156.8 | 154.4 | 2665 | 1498183.87 | 1035821.15 |  | Electric Utility | Y | OP |  | Excluded based on comment and CHP status |  | Eastern
OGST | LA | LA-Eastern | Louisiana 2 | 1392 | 10 | NG | ST | 50 | 40 | 0 | 0 | 0 |  | Electric Utility | N | OS |  |  |  | Eastern
OGST | LA | LA-Eastern | Louisiana 2 | 1392 | 11 | NG | ST | 50 | 40 | 0 | 0 | 0 |  | Electric Utility | N | OS |  |  |  | Eastern
OGST | LA | LA-Eastern | Louisiana 2 | 1392 | 12 | NG | ST | 75 | 58 | 0 | 0 | 0 |  | Electric Utility | N | OS |  |  |  | Eastern
EXCLUDE | LA | LA-Eastern | R S Nelson | 1393 | 1 | PC | ST | 113.6 | 107 | 0 | 818286 | 1160538.81 |  | Electric Utility | Y | OP |  | Excluded based on comment and CHP status |  | Eastern
EXCLUDE | LA | LA-Eastern | R S Nelson | 1393 | 2 | PC | ST | 113.6 | 106 | 0 | 799670 | 1093226.48 |  | Electric Utility | Y | OP |  | Excluded based on comment and CHP status |  | Eastern
OGST | LA | LA-Eastern | R S Nelson | 1393 | 3 | NG | ST | 163.2 | 146 | 1875 | 142635 | 142920.89 |  | Electric Utility | N | OP |  |  |  | Eastern
OGST | LA | LA-Eastern | R S Nelson | 1393 | 4 | NG | ST | 591.8 | 410 | 5469 | 1333267 | 960913.44 |  | Electric Utility | N | OP |  |  |  | Eastern
COALST | LA | LA-Eastern | R S Nelson | 1393 | 6 | SUB | ST | 614.6 | 540 | 6790 | 3118384 | 3887421.57 |  | Electric Utility | N | OP |  |  |  | Eastern
OGST | LA | LA-Eastern | Willow Glen | 1394 | 1 | NG | ST | 163.2 | 152 | 1496 | 138230 | 80476.18 |  | Electric Utility | N | OP |  |  |  | Eastern
OGST | LA | LA-Eastern | Willow Glen | 1394 | 2 | NG | ST | 239.4 | 195 | 3136 | 137443 | 72014.15 |  | Electric Utility | N | OP |  |  |  | Eastern
OGST | LA | LA-Eastern | Willow Glen | 1394 | 3 | NG | ST | 591.8 | 450 | 5507 | 0 | 0 |  | Electric Utility | N | OS |  |  |  | Eastern
OGST | LA | LA-Eastern | Willow Glen | 1394 | 4 | NG | ST | 591.8 | 470 | 5488 | 1287577 | 694536.59 |  | Electric Utility | N | OP |  |  |  | Eastern
OGST | LA | LA-Eastern | Willow Glen | 1394 | 5 | NG | ST | 591.8 | 485 | 5488 | 0 | 24002.33 |  | Electric Utility | N | OS |  |  |  | Eastern
NGCC | LA | LA-Eastern | Coughlin Power Station | 1396 | 6 | NG | CC | 113.6 | 96 | 2099 | 176634.21 | 84208.75 |  | IPP Non-CHP | N | OP |  |  |  | Eastern
NGCC | LA | LA-Eastern | Coughlin Power Station | 1396 | 7 | NG | CC | 243.1 | 174 | 2099 | 377991 | 180203.77 |  | IPP Non-CHP | N | OP |  |  |  | Eastern
NGCC | LA | LA-Eastern | Coughlin Power Station | 1396 | U6CT | NG | CC | 188.7 | 163 | 2099 | 293405.6 | 139878.45 |  | IPP Non-CHP | N | OP |  |  |  | Eastern
NGCC | LA | LA-Eastern | Coughlin Power Station | 1396 | U72 | NG | CC | 188.7 | 149 | 1978 | 293405.6 | 139878.45 |  | IPP Non-CHP | N | OP |  |  |  | Eastern
NGCC | LA | LA-Eastern | Coughlin Power Station | 1396 | U7CT | NG | CC | 188.7 | 150 | 2099 | 293405.6 | 139878.45 |  | IPP Non-CHP | N | OP |  |  |  | Eastern
EXCLUDE | LA | LA-Eastern | Teche | 1400 | 1 | NG | ST | 24.9 | 18 | 0 | 26543 | 18549.85 |  | Electric Utility | N | OP |  | Steam unit (PRMVR=ST) less than or equal to 25MW (i.e. 250 MMBtu/hr) |  | Eastern
EXCLUDE | LA | LA-Eastern | Teche | 1400 | 2 | NG | ST | 54.4 | 33 | 0 | 0 | 0 |  | Electric Utility | N | RE | 2011 | Retired prior to 2012 |  | Eastern
OGST | LA | LA-Eastern | Teche | 1400 | 3 | NG | ST | 348.5 | 328 | 3733 | 896585 | 603045.24 |  | Electric Utility | N | OP |  |  |  | Eastern
EXCLUDE | LA | LA-Eastern | Teche | 1400 | 4 | NG | GT | 38.4 | 34 | 449.4 | 52017 | 40335.1 |  | Electric Utility | N | OP |  | Simple cycle unit |  | Eastern
EXCLUDE | LA | LA-Eastern | Buras | 1401 | 8 | NG | GT | 20.7 | 12 | 0 | 645 | 1485.18 |  | Electric Utility | N | OP |  | Simple cycle unit |  | Eastern
OGST | LA | LA-Eastern | Little Gypsy | 1402 | 1 | NG | ST | 247.7 | 238 | 2450 | 255977 | 186368.86 |  | Electric Utility | N | OP |  |  |  | Eastern
OGST | LA | LA-Eastern | Little Gypsy | 1402 | 2 | NG | ST | 420.7 | 410 | 4755 | 249677 | 242706.21 |  | Electric Utility | N | OP |  |  |  | Eastern
OGST | LA | LA-Eastern | Little Gypsy | 1402 | 3 | NG | ST | 582.2 | 511 | 5750 | 1381567 | 899743.02 |  | Electric Utility | N | OP |  |  |  | Eastern
EXCLUDE | LA | LA-Eastern | Nine Mile Point | 1403 | 1 | NG | ST | 69 | 50 | 0 | 0 | 0 |  | Electric Utility | N | RE | 2011 | Retired prior to 2012 |  | Eastern
EXCLUDE | LA | LA-Eastern | Nine Mile Point | 1403 | 2 | NG | ST | 112.5 | 107 | 0 | 0 | 0 |  | Electric Utility | N | RE | 2011 | Retired prior to 2012 |  | Eastern
OGST | LA | LA-Eastern | Nine Mile Point | 1403 | 3 | NG | ST | 169.8 | 125 | 83.85 | 150440 | 103884.14 |  | Electric Utility | N | OP |  |  |  | Eastern
OGST | LA | LA-Eastern | Nine Mile Point | 1403 | 5 | NG | ST | 895.1 | 740 | 442 | 2125462 | 1467706.66 |  | Electric Utility | N | OP |  |  |  | Eastern
UC-NGCC | LA | LA-Eastern | Nine Mile Point | 1403 | 6 | NG | CC | 627 | 561 | 0 | 0 | 0 |  | Electric Utility | N | U |  |  |  | Eastern
OGST | LA | LA-Eastern | Nine Mile Point | 1403 | 6(4) | NG | ST | 895.1 | 500 | 442 | 1908091 | 1317604.29 |  | Electric Utility | N | OP |  |  |  | Eastern
OGST | LA | LA-Eastern | Sterlington | 1404 | 6 | NG | ST | 247.7 | 212 | 0 | 0 | 0 |  | Electric Utility | N | RE | 2012 |  |  | Eastern
NGCC | LA | LA-Eastern | Sterlington | 1404 | 7A | NG | CC | 59.3 | 44 | 1072 | 1208.01 | 1254.89 |  | Electric Utility | N | OP |  |  |  | Eastern
NGCC | LA | LA-Eastern | Sterlington | 1404 | 7B | NG | CC | 66 | 44 | 1072 | 1344.5 | 1396.68 |  | Electric Utility | N | OP |  |  |  | Eastern
NGCC | LA | LA-Eastern | Sterlington | 1404 | 7C | NG | CC | 101 | 86 | 1072 | 2057.49 | 2137.34 |  | Electric Utility | N | OP |  |  |  | Eastern
EXCLUDE | LA | LA-Eastern | A B Paterson | 1407 | 3 | NG | ST | 51.7 | 40 | 0 | 0 | 0 |  | Electric Utility | N | RE | 2010 | Retired prior to 2012 |  | Eastern
EXCLUDE | LA | LA-Eastern | A B Paterson | 1407 | 4 | NG | ST | 81.2 | 72 | 0 | 0 | 0 |  | Electric Utility | N | RE | 2010 | Retired prior to 2012 |  | Eastern
EXCLUDE | LA | LA-Eastern | A B Paterson | 1407 | 5 | DFO | GT | 16 | 11 | 0 | 0 | 0 |  | Electric Utility | N | RE | 2010 | Retired prior to 2012 |  | Eastern
EXCLUDE | LA | LA-Eastern | Michoud | 1409 | 1 | NG | ST | 115.2 | 65 | 0 | 0 | 0 |  | Electric Utility | N | RE | 2011 | Retired prior to 2012 |  | Eastern
OGST | LA | LA-Eastern | Michoud | 1409 | 2 | NG | ST | 261.8 | 235 | 2500 | 424423 | 282892.29 |  | Electric Utility | N | OP |  |  |  | Eastern
OGST | LA | LA-Eastern | Michoud | 1409 | 3 | NG | ST | 582.2 | 470 | 5800 | 1925639 | 1292723.02 |  | Electric Utility | N | OP |  |  |  | Eastern
OGST | LA | LA-Eastern | Arsenal Hill | 1416 | 5 | NG | ST | 125 | 116 | 8614 | 40092 | 38300.7 |  | Electric Utility | N | OP |  |  |  | Eastern
EXCLUDE | LA | LA-Eastern | Lieberman | 1417 | 1 | NG | ST | 25 | 25 | 0 | 0 | 0 |  | Electric Utility | N | OP |  | Steam unit (PRMVR=ST) less than or equal to 25MW (i.e. 250 MMBtu/hr) |  | Eastern
EXCLUDE | LA | LA-Eastern | Lieberman | 1417 | 2 | NG | ST | 25 | 26 | 0 | 7689 | 6339.36 |  | Electric Utility | N | OP |  | Steam unit (PRMVR=ST) less than or equal to 25MW (i.e. 250 MMBtu/hr) |  | Eastern
OGST | LA | LA-Eastern | Lieberman | 1417 | 3 | NG | ST | 114 | 109 | 1170 | 43792 | 42305.94 |  | Electric Utility | N | OP |  |  |  | Eastern
OGST | LA | LA-Eastern | Lieberman | 1417 | 4 | NG | ST | 114 | 108 | 1150 | 45617 | 37609.89 |  | Electric Utility | N | OP |  |  |  | Eastern
EXCLUDE | LA | LA-Eastern | Franklin | 1435 | GT1 | NG | GT | 10 | 8 | 0 | 8 | 5.61 |  | Electric Utility | N | SB |  | Simple cycle unit |  | Eastern
EXCLUDE | LA | LA-Eastern | Houma | 1439 | 10 | NG | IC | 4.5 | 3.7 | 0 | 0 | 0 |  | Electric Utility | N | RE | 2010 | Retired prior to 2012 |  | Eastern
EXCLUDE | LA | LA-Eastern | Houma | 1439 | 11 | NG | IC | 4.5 | 3.7 | 0 | 0 | 0 |  | Electric Utility | N | RE | 2010 | Retired prior to 2012 |  | Eastern
EXCLUDE | LA | LA-Eastern | Houma | 1439 | 12 | NG | IC | 4.5 | 3.3 | 0 | 0 | 0 |  | Electric Utility | N | RE | 2010 | Retired prior to 2012 |  | Eastern
EXCLUDE | LA | LA-Eastern | Houma | 1439 | 14 | NG | ST | 12.6 | 10 | 0 | 684 | 626.73 |  | Electric Utility | N | OP |  | Steam unit (PRMVR=ST) less than or equal to 25MW (i.e. 250 MMBtu/hr) |  | Eastern
OGST | LA | LA-Eastern | Houma | 1439 | 15 | NG | ST | 25.5 | 23.5 | 450 | 10981 | 7317.18 |  | Electric Utility | N | OP |  |  |  | Eastern
OGST | LA | LA-Eastern | Houma | 1439 | 16 | NG | ST | 40.8 | 38.6 | 550 | 28162 | 23923.52 |  | Electric Utility | N | OP |  |  |  | Eastern
EXCLUDE | LA | LA-Eastern | Houma | 1439 | 6 | NG | IC | 1.4 | 1 | 0 | 0 | 0 |  | Electric Utility | N | RE | 2010 | Retired prior to 2012 |  | Eastern
EXCLUDE | LA | LA-Eastern | Houma | 1439 | 7 | NG | IC | 1.4 | 1 | 0 | 0 | 0 |  | Electric Utility | N | RE | 2010 | Retired prior to 2012 |  | Eastern
EXCLUDE | LA | LA-Eastern | Houma | 1439 | 8 | NG | IC | 1.4 | 1 | 0 | 0 | 0 |  | Electric Utility | N | RE | 2010 | Retired prior to 2012 |  | Eastern
EXCLUDE | LA | LA-Eastern | Houma | 1439 | 9 | NG | IC | 2.7 | 2.5 | 0 | 0 | 0 |  | Electric Utility | N | RE | 2010 | Retired prior to 2012 |  | Eastern
OGST | LA | LA-Eastern | Louis Doc Bonin | 1443 | 1 | NG | ST | 53.9 | 40 | 596 | 0 | 0 |  | Electric Utility | N | SB |  |  |  | Eastern
OGST | LA | LA-Eastern | Louis Doc Bonin | 1443 | 2 | NG | ST | 100 | 70 | 974 | 20386 | 14914.94 |  | Electric Utility | N | OP |  |  |  | Eastern
OGST | LA | LA-Eastern | Louis Doc Bonin | 1443 | 3 | NG | ST | 187 | 146 | 1792 | 323948 | 216019.71 |  | Electric Utility | N | OP |  |  |  | Eastern
EXCLUDE | LA | LA-Eastern | Rodemacher | 1445 | 3 | NG | ST | 13.3 | 13 | 0 | 0 | 0 |  | Electric Utility | N | RE | 1997 | Retired prior to 2012 |  | Eastern
EXCLUDE | LA | LA-Eastern | Rodemacher | 1445 | 4 | NG | ST | 25.4 | 25 | 0 | 0 | 0 |  | Electric Utility | N | RE | 1997 | Retired prior to 2012 |  | Eastern
EXCLUDE | LA | LA-Eastern | Minden | 1447 | 1 | NG | ST | 12.5 | 12.5 | 0 | 1372 | 1168.12 |  | Electric Utility | N | SB |  | Steam unit (PRMVR=ST) less than or equal to 25MW (i.e. 250 MMBtu/hr) |  | Eastern
EXCLUDE | LA | LA-Eastern | Minden | 1447 | 2 | NG | ST | 12.5 | 12.5 | 0 | 1372 | 1168.12 |  | Electric Utility | N | SB |  | Steam unit (PRMVR=ST) less than or equal to 25MW (i.e. 250 MMBtu/hr) |  | Eastern
EXCLUDE | LA | LA-Eastern | Minden | 1447 | 3 | DFO | IC | 2.5 | 2 | 0 | 0 | 0 |  | Electric Utility | N | SB |  | Internal Combustion |  | Eastern
EXCLUDE | LA | LA-Eastern | Minden | 1447 | 4 | DFO | IC | 2.5 | 2 | 0 | 0 | 0 |  | Electric Utility | N | SB |  | Internal Combustion |  | Eastern
EXCLUDE | LA | LA-Eastern | Minden | 1447 | 5 | DFO | IC | 1.4 | 1.3 | 0 | 0 | 0 |  | Electric Utility | N | SB |  | Internal Combustion |  | Eastern
EXCLUDE | LA | LA-Eastern | Minden | 1447 | 6 | DFO | IC | 2 | 1.8 | 0 | 0 | 0 |  | Electric Utility | N | SB |  | Internal Combustion |  | Eastern
EXCLUDE | LA | LA-Eastern | Minden | 1447 | 7 | DFO | IC | 2 | 1.8 | 0 | 0 | 0 |  | Electric Utility | N | SB |  | Internal Combustion |  | Eastern
EXCLUDE | LA | LA-Eastern | Monroe | 1448 | 10 | NG | ST | 25 | 22 | 0 | 0 | 0 |  | Electric Utility | N | RE | 2011 | Retired prior to 2012 |  | Eastern
EXCLUDE | LA | LA-Eastern | Monroe | 1448 | 11 | NG | ST | 37.5 | 33 | 0 | 0 | 0 |  | Electric Utility | N | RE | 2011 | Retired prior to 2012 |  | Eastern
EXCLUDE | LA | LA-Eastern | Monroe | 1448 | 12 | NG | ST | 75 | 71 | 0 | 0 | 0 |  | Electric Utility | N | RE | 2011 | Retired prior to 2012 |  | Eastern
EXCLUDE | LA | LA-Eastern | Morgan City | 1449 | 1 | NG | ST | 6 | 5.8 | 0 | 0 | 0 |  | Electric Utility | N | OS |  | Steam unit (PRMVR=ST) less than or equal to 25MW (i.e. 250 MMBtu/hr) |  | Eastern
EXCLUDE | LA | LA-Eastern | Morgan City | 1449 | 2 | NG | ST | 6 | 5.8 | 0 | 0 | 0 |  | Electric Utility | N | OS |  | Steam unit (PRMVR=ST) less than or equal to 25MW (i.e. 250 MMBtu/hr) |  | Eastern
EXCLUDE | LA | LA-Eastern | Morgan City | 1449 | 3 | NG | ST | 20.8 | 18 | 0 | 12430 | 14527.13 |  | Electric Utility | N | OP |  | Steam unit (PRMVR=ST) less than or equal to 25MW (i.e. 250 MMBtu/hr) |  | Eastern
OGST | LA | LA-Eastern | Morgan City | 1449 | 4 | NG | ST | 37.5 | 33 | 396 | 45000 | 41654.23 |  | Electric Utility | N | OP |  |  |  | Eastern
EXCLUDE | LA | LA-Eastern | New Roads | 1453 | 1 | NG | IC | 2.3 | 1.8 | 0 | 0 | 0 |  | Electric Utility | N | OP |  | Internal Combustion |  | Eastern
EXCLUDE | LA | LA-Eastern | New Roads | 1453 | 2 | NG | IC | 0.6 | 0.6 | 0 | 0 | 0 |  | Electric Utility | N | OP |  | Internal Combustion |  | Eastern
EXCLUDE | LA | LA-Eastern | New Roads | 1453 | 3 | NG | IC | 1.1 | 0.7 | 0 | 0 | 0 |  | Electric Utility | N | OP |  | Internal Combustion |  | Eastern
EXCLUDE | LA | LA-Eastern | New Roads | 1453 | 4 | NG | IC | 1.7 | 1.2 | 0 | 0 | 0 |  | Electric Utility | N | OP |  | Internal Combustion |  | Eastern
EXCLUDE | LA | LA-Eastern | New Roads | 1453 | 5 | NG | IC | 1.7 | 1.2 | 0 | 0 | 0 |  | Electric Utility | N | OP |  | Internal Combustion |  | Eastern
EXCLUDE | LA | LA-Eastern | New Roads | 1453 | 6 | NG | IC | 2 | 1.5 | 0 | 0 | 0 |  | Electric Utility | N | OP |  | Internal Combustion |  | Eastern
EXCLUDE | LA | LA-Eastern | Plaquemine | 1455 | 1 | NG | ST | 20 | 17.5 | 0 | 837.73 | 778.18 |  | Electric Utility | N | SB |  | Steam unit (PRMVR=ST) less than or equal to 25MW (i.e. 250 MMBtu/hr) |  | Eastern
EXCLUDE | LA | LA-Eastern | Plaquemine | 1455 | 2 | NG | ST | 24 | 20.4 | 0 | 1005.27 | 1712 |  | Electric Utility | N | OP |  | Steam unit (PRMVR=ST) less than or equal to 25MW (i.e. 250 MMBtu/hr) |  | Eastern
EXCLUDE | LA | LA-Eastern | Rayne | 1456 | 8 | DFO | IC | 4.1 | 3.4 | 0 | 0 | 0 |  | Electric Utility | N | OS |  | Internal Combustion |  | Eastern
EXCLUDE | LA | LA-Eastern | Rayne | 1456 | 9 | DFO | IC | 4.1 | 3.6 | 0 | 0 | 0 |  | Electric Utility | N | OP |  | Internal Combustion |  | Eastern
OGST | LA | LA-Eastern | Big Cajun 1 | 1464 | 1 | NG | ST | 113.6 | 110 | 1250 | 0 | 0 |  | IPP Non-CHP | N | SB |  |  |  | Eastern
OGST | LA | LA-Eastern | Big Cajun 1 | 1464 | 2 | NG | ST | 113.6 | 110 | 1250 | 0 | 0 |  | IPP Non-CHP | N | OP |  |  |  | Eastern
EXCLUDE | LA | LA-Eastern | Big Cajun 1 | 1464 | 3 | NG | GT | 132.8 | 105 | 1638 | 53795 | 53210.16 |  | IPP Non-CHP | N | OP |  | Simple cycle unit |  | Eastern
EXCLUDE | LA | LA-Eastern | Big Cajun 1 | 1464 | 4 | NG | GT | 132.8 | 105 | 1638 | 53795 | 27906.27 |  | IPP Non-CHP | N | OP |  | Simple cycle unit |  | Eastern
EXCLUDE | ME | ME-Eastern | Bar Harbor | 1466 | 1 | DFO | IC | 2 | 2 | 0 | 0 | 0 |  | Electric Utility | N | OP |  | Internal Combustion |  | Eastern
EXCLUDE | ME | ME-Eastern | Bar Harbor | 1466 | 2 | DFO | IC | 2 | 2 | 0 | 0 | 0 |  | Electric Utility | N | OP |  | Internal Combustion |  | Eastern
EXCLUDE | ME | ME-Eastern | Bar Harbor | 1466 | 3 | DFO | IC | 2 | 2 | 0 | 0 | 0 |  | Electric Utility | N | OP |  | Internal Combustion |  | Eastern
EXCLUDE | ME | ME-Eastern | Bar Harbor | 1466 | 4 | DFO | IC | 2 | 2 | 0 | 0 | 0 |  | Electric Utility | N | OP |  | Internal Combustion |  | Eastern
EXCLUDE | ME | ME-Eastern | Eastport | 1468 | 1 | DFO | IC | 1 | 0.7 | 0 | 0 | 0 |  | Electric Utility | N | OP |  | Internal Combustion |  | Eastern
EXCLUDE | ME | ME-Eastern | Eastport | 1468 | 2 | DFO | IC | 1 | 0.7 | 0 | 0 | 0 |  | Electric Utility | N | OP |  | Internal Combustion |  | Eastern
EXCLUDE | ME | ME-Eastern | Eastport | 1468 | 3 | DFO | IC | 2 | 2 | 0 | 0 | 0 |  | Electric Utility | N | OP |  | Internal Combustion |  | Eastern
EXCLUDE | ME | ME-Eastern | Ellsworth Hydro Station | 1469 | EL01 | WAT | HY | 2.5 | 2.6 | 0 | 8322.47 | 0 |  | IPP Non-CHP | N | OP |  | Non Combustion (NUC, WAT, WND, GEO, or SUN) |  | Eastern
EXCLUDE | ME | ME-Eastern | Ellsworth Hydro Station | 1469 | EL02 | WAT | HY | 2 | 2.1 | 0 | 6657.98 | 0 |  | IPP Non-CHP | N | OP |  | Non Combustion (NUC, WAT, WND, GEO, or SUN) |  | Eastern
EXCLUDE | ME | ME-Eastern | Ellsworth Hydro Station | 1469 | EL03 | WAT | HY | 2 | 2.1 | 0 | 6657.98 | 0 |  | IPP Non-CHP | N | OP |  | Non Combustion (NUC, WAT, WND, GEO, or SUN) |  | Eastern
EXCLUDE | ME | ME-Eastern | Ellsworth Hydro Station | 1469 | EL04 | WAT | HY | 2.4 | 2.5 | 0 | 7989.57 | 0 |  | IPP Non-CHP | N | OP |  | Non Combustion (NUC, WAT, WND, GEO, or SUN) |  | Eastern
EXCLUDE | ME | ME-Eastern | Howland Hydro Station | 1472 | HL01 | WAT | HY | 0.6 | 0.6 | 0 | 2931 | 0 |  | IPP Non-CHP | N | OP |  | Non Combustion (NUC, WAT, WND, GEO, or SUN) |  | Eastern
EXCLUDE | ME | ME-Eastern | Howland Hydro Station | 1472 | HL02 | WAT | HY | 0.6 | 0.6 | 0 | 2931 | 0 |  | IPP Non-CHP | N | OP |  | Non Combustion (NUC, WAT, WND, GEO, or SUN) |  | Eastern
EXCLUDE | ME | ME-Eastern | Howland Hydro Station | 1472 | HL03 | WAT | HY | 0.6 | 0.6 | 0 | 2931 | 0 |  | IPP Non-CHP | N | OP |  | Non Combustion (NUC, WAT, WND, GEO, or SUN) |  | Eastern
EXCLUDE | ME | ME-Eastern | Medway | 1474 | IC1 | DFO | IC | 2 | 2 | 0 | 0 | 0 |  | Electric Utility | N | OP |  | Internal Combustion |  | Eastern
EXCLUDE | ME | ME-Eastern | Medway | 1474 | IC2 | DFO | IC | 2 | 2 | 0 | 0 | 0 |  | Electric Utility | N | OP |  | Internal Combustion |  | Eastern
EXCLUDE | ME | ME-Eastern | Medway | 1474 | IC3 | DFO | IC | 2 | 2 | 0 | 0 | 0 |  | Electric Utility | N | OP |  | Internal Combustion |  | Eastern
EXCLUDE | ME | ME-Eastern | Medway | 1474 | IC4 | DFO | IC | 2 | 2 | 0 | 0 | 0 |  | Electric Utility | N | OP |  | Internal Combustion |  | Eastern
EXCLUDE | ME | ME-Eastern | Milford Hydro Station | 1475 | MF01 | WAT | HY | 0.7 | 0.7 | 0 | 4977 | 0 |  | IPP Non-CHP | N | OP |  | Non Combustion (NUC, WAT, WND, GEO, or SUN) |  | Eastern
EXCLUDE | ME | ME-Eastern | Milford Hydro Station | 1475 | MF02 | WAT | HY | 0.7 | 0.7 | 0 | 4977 | 0 |  | IPP Non-CHP | N | OP |  | Non Combustion (NUC, WAT, WND, GEO, or SUN) |  | Eastern
EXCLUDE | ME | ME-Eastern | Milford Hydro Station | 1475 | MF03 | WAT | HY | 1.6 | 1.6 | 0 | 11376 | 0 |  | IPP Non-CHP | N | OP |  | Non Combustion (NUC, WAT, WND, GEO, or SUN) |  | Eastern
EXCLUDE | ME | ME-Eastern | Milford Hydro Station | 1475 | MF04 | WAT | HY | 1.6 | 1.6 | 0 | 11376 | 0 |  | IPP Non-CHP | N | OP |  | Non Combustion (NUC, WAT, WND, GEO, or SUN) |  | Eastern
EXCLUDE | ME | ME-Eastern | Milford Hydro Station | 1475 | MF05 | WAT | HY | 1.6 | 1.6 | 0 | 11376 | 0 |  | IPP Non-CHP | N | OP |  | Non Combustion (NUC, WAT, WND, GEO, or SUN) |  | Eastern
EXCLUDE | ME | ME-Eastern | Milford Hydro Station | 1475 | MF06 | WAT | HY | 1.6 | 1.6 | 0 | 11376 | 0 |  | IPP Non-CHP | N | OP |  | Non Combustion (NUC, WAT, WND, GEO, or SUN) |  | Eastern
EXCLUDE | ME | ME-Eastern | Stillwater Hydro Station | 1478 | SW01 | WAT | HY | 0.4 | 0.5 | 0 | 3029.33 | 0 |  | IPP Non-CHP | N | OP |  | Non Combustion (NUC, WAT, WND, GEO, or SUN) |  | Eastern
EXCLUDE | ME | ME-Eastern | Stillwater Hydro Station | 1478 | SW02 | WAT | HY | 0.4 | 0.5 | 0 | 3029.33 | 0 |  | IPP Non-CHP | N | OP |  | Non Combustion (NUC, WAT, WND, GEO, or SUN) |  | Eastern
EXCLUDE | ME | ME-Eastern | Stillwater Hydro Station | 1478 | SW03 | WAT | HY | 0.4 | 0.5 | 0 | 3029.33 | 0 |  | IPP Non-CHP | N | OP |  | Non Combustion (NUC, WAT, WND, GEO, or SUN) |  | Eastern
EXCLUDE | ME | ME-Eastern | Stillwater Hydro Station | 1478 | SW04 | WAT | HY | 0.6 | 0.6 | 0 | 4544 | 0 |  | IPP Non-CHP | N | OP |  | Non Combustion (NUC, WAT, WND, GEO, or SUN) |  | Eastern
EXCLUDE | ME | ME-Eastern | Veazie Hydro Station | 1479 | VZ01 | WAT | HY | 0.7 | 0.7 | 0 | 5257.35 | 0 |  | IPP Non-CHP | N | OP | 2013 | Non Combustion (NUC, WAT, WND, GEO, or SUN) |  | Eastern
EXCLUDE | ME | ME-Eastern | Veazie Hydro Station | 1479 | VZ02 | WAT | HY | 0.3 | 0.3 | 0 | 2253.15 | 0 |  | IPP Non-CHP | N | OP | 2013 | Non Combustion (NUC, WAT, WND, GEO, or SUN) |  | Eastern
EXCLUDE | ME | ME-Eastern | Veazie Hydro Station | 1479 | VZ03 | WAT | HY | 0.3 | 0.3 | 0 | 2253.15 | 0 |  | IPP Non-CHP | N | OP | 2013 | Non Combustion (NUC, WAT, WND, GEO, or SUN) |  | Eastern
EXCLUDE | ME | ME-Eastern | Veazie Hydro Station | 1479 | VZ04 | WAT | HY | 0.3 | 0.3 | 0 | 2253.15 | 0 |  | IPP Non-CHP | N | OP | 2013 | Non Combustion (NUC, WAT, WND, GEO, or SUN) |  | Eastern
EXCLUDE | ME | ME-Eastern | Veazie Hydro Station | 1479 | VZ05 | WAT | HY | 0.3 | 0.3 | 0 | 2253.15 | 0 |  | IPP Non-CHP | N | OP | 2013 | Non Combustion (NUC, WAT, WND, GEO, or SUN) |  | Eastern
EXCLUDE | ME | ME-Eastern | Veazie Hydro Station | 1479 | VZ06 | WAT | HY | 0.3 | 0.3 | 0 | 2253.15 | 0 |  | IPP Non-CHP | N | OP | 2013 | Non Combustion (NUC, WAT, WND, GEO, or SUN) |  | Eastern
EXCLUDE | ME | ME-Eastern | Veazie Hydro Station | 1479 | VZ07 | WAT | HY | 0.3 | 0.3 | 0 | 2253.15 | 0 |  | IPP Non-CHP | N | OP | 2013 | Non Combustion (NUC, WAT, WND, GEO, or SUN) |  | Eastern
EXCLUDE | ME | ME-Eastern | Veazie Hydro Station | 1479 | VZ08 | WAT | HY | 0.3 | 0.3 | 0 | 2253.15 | 0 |  | IPP Non-CHP | N | OP | 2013 | Non Combustion (NUC, WAT, WND, GEO, or SUN) |  | Eastern
EXCLUDE | ME | ME-Eastern | Veazie Hydro Station | 1479 | VZ09 | WAT | HY | 0.3 | 0.3 | 0 | 2253.15 | 0 |  | IPP Non-CHP | N | OP | 2013 | Non Combustion (NUC, WAT, WND, GEO, or SUN) |  | Eastern
EXCLUDE | ME | ME-Eastern | Veazie Hydro Station | 1479 | VZ10 | WAT | HY | 0.3 | 0.3 | 0 | 2253.15 | 0 |  | IPP Non-CHP | N | OP | 2013 | Non Combustion (NUC, WAT, WND, GEO, or SUN) |  | Eastern
EXCLUDE | ME | ME-Eastern | Veazie Hydro Station | 1479 | VZ11 | WAT | HY | 0.3 | 0.3 | 0 | 2253.15 | 0 |  | IPP Non-CHP | N | OP | 2013 | Non Combustion (NUC, WAT, WND, GEO, or SUN) |  | Eastern
EXCLUDE | ME | ME-Eastern | Veazie Hydro Station | 1479 | VZ12 | WAT | HY | 0.3 | 0.3 | 0 | 2253.15 | 0 |  | IPP Non-CHP | N | OP | 2013 | Non Combustion (NUC, WAT, WND, GEO, or SUN) |  | Eastern
EXCLUDE | ME | ME-Eastern | Veazie Hydro Station | 1479 | VZ13 | WAT | HY | 0.3 | 0.3 | 0 | 2253.15 | 0 |  | IPP Non-CHP | N | OP | 2013 | Non Combustion (NUC, WAT, WND, GEO, or SUN) |  | Eastern
EXCLUDE | ME | ME-Eastern | Veazie Hydro Station | 1479 | VZ14 | WAT | HY | 0.3 | 0.3 | 0 | 2253.15 | 0 |  | IPP Non-CHP | N | OP | 2013 | Non Combustion (NUC, WAT, WND, GEO, or SUN) |  | Eastern
EXCLUDE | ME | ME-Eastern | Veazie Hydro Station | 1479 | VZ15 | WAT | HY | 0.5 | 0.5 | 0 | 3755.25 | 0 |  | IPP Non-CHP | N | OP | 2013 | Non Combustion (NUC, WAT, WND, GEO, or SUN) |  | Eastern
EXCLUDE | ME | ME-Eastern | Veazie Hydro Station | 1479 | VZ16 | WAT | HY | 1.5 | 1.4 | 0 | 11265.74 | 0 |  | IPP Non-CHP | N | OP | 2013 | Non Combustion (NUC, WAT, WND, GEO, or SUN) |  | Eastern
EXCLUDE | ME | ME-Eastern | Veazie Hydro Station | 1479 | VZ17 | WAT | HY | 1.5 | 1.4 | 0 | 11265.74 | 0 |  | IPP Non-CHP | N | OP | 2013 | Non Combustion (NUC, WAT, WND, GEO, or SUN) |  | Eastern
EXCLUDE | ME | ME-Eastern | Androscoggin 3 | 1480 | 328 | WAT | HY | 3.6 | 3.4 | 0 | 26911 | 0 |  | IPP Non-CHP | N | OP |  | Non Combustion (NUC, WAT, WND, GEO, or SUN) |  | Eastern
EXCLUDE | ME | ME-Eastern | Bar Mills | 1481 | 1 | WAT | HY | 2 | 2 | 0 | 8406 | 0 |  | IPP Non-CHP | N | OP |  | Non Combustion (NUC, WAT, WND, GEO, or SUN) |  | Eastern
EXCLUDE | ME | ME-Eastern | Bar Mills | 1481 | 2 | WAT | HY | 2 | 2 | 0 | 8406 | 0 |  | IPP Non-CHP | N | OP |  | Non Combustion (NUC, WAT, WND, GEO, or SUN) |  | Eastern
EXCLUDE | ME | ME-Eastern | Bonny Eagle | 1482 | 1 | WAT | HY | 1.2 | 1.5 | 0 | 8607.5 | 0 |  | IPP Non-CHP | N | OP |  | Non Combustion (NUC, WAT, WND, GEO, or SUN) |  | Eastern
EXCLUDE | ME | ME-Eastern | Bonny Eagle | 1482 | 2 | WAT | HY | 1.2 | 1.5 | 0 | 8607.5 | 0 |  | IPP Non-CHP | N | OP |  | Non Combustion (NUC, WAT, WND, GEO, or SUN) |  | Eastern
EXCLUDE | ME | ME-Eastern | Bonny Eagle | 1482 | 3 | WAT | HY | 1.2 | 1.5 | 0 | 8607.5 | 0 |  | IPP Non-CHP | N | OP |  | Non Combustion (NUC, WAT, WND, GEO, or SUN) |  | Eastern
EXCLUDE | ME | ME-Eastern | Bonny Eagle | 1482 | 4 | WAT | HY | 1.2 | 1.5 | 0 | 8607.5 | 0 |  | IPP Non-CHP | N | OP |  | Non Combustion (NUC, WAT, WND, GEO, or SUN) |  | Eastern
EXCLUDE | ME | ME-Eastern | Bonny Eagle | 1482 | 5 | WAT | HY | 1.2 | 1.5 | 0 | 8607.5 | 0 |  | IPP Non-CHP | N | OP |  | Non Combustion (NUC, WAT, WND, GEO, or SUN) |  | Eastern
EXCLUDE | ME | ME-Eastern | Bonny Eagle | 1482 | 6 | WAT | HY | 1.2 | 1.5 | 0 | 8607.5 | 0 |  | IPP Non-CHP | N | OP |  | Non Combustion (NUC, WAT, WND, GEO, or SUN) |  | Eastern
EXCLUDE | ME | ME-Eastern | Brunswick | 1483 | B1 | WAT | HY | 12.6 | 13 | 0 | 61563.21 | 0 |  | IPP Non-CHP | N | OP |  | Non Combustion (NUC, WAT, WND, GEO, or SUN) |  | Eastern
EXCLUDE | ME | ME-Eastern | Brunswick | 1483 | B2 | WAT | HY | 3.5 | 3.5 | 0 | 17100.89 | 0 |  | IPP Non-CHP | N | OP |  | Non Combustion (NUC, WAT, WND, GEO, or SUN) |  | Eastern
EXCLUDE | ME | ME-Eastern | Brunswick | 1483 | B3 | WAT | HY | 3.5 | 3.5 | 0 | 17100.89 | 0 |  | IPP Non-CHP | N | OP |  | Non Combustion (NUC, WAT, WND, GEO, or SUN) |  | Eastern
EXCLUDE | ME | ME-Eastern | Cape Gas Turbine | 1484 | GT4 | DFO | GT | 17.5 | 16 | 0 | 164.5 | 276.97 |  | IPP Non-CHP | N | OP |  | Simple cycle unit |  | Eastern
EXCLUDE | ME | ME-Eastern | Cape Gas Turbine | 1484 | GT5 | DFO | GT | 17.5 | 16 | 0 | 164.5 | 276.97 |  | IPP Non-CHP | N | OP |  | Simple cycle unit |  | Eastern
EXCLUDE | ME | ME-Eastern | Cataract | 1486 | 1 | WAT | HY | 6.6 | 8 | 0 | 40503 | 0 |  | IPP Non-CHP | N | OP |  | Non Combustion (NUC, WAT, WND, GEO, or SUN) |  | Eastern
EXCLUDE | ME | ME-Eastern | Continental Mills | 1487 | CM1 | WAT | HY | 0.4 | 0.4 | 0 | 0 | 0 |  | IPP Non-CHP | N | OP |  | Non Combustion (NUC, WAT, WND, GEO, or SUN) |  | Eastern
EXCLUDE | ME | ME-Eastern | Continental Mills | 1487 | CM2 | WAT | HY | 0.4 | 0.4 | 0 | 0 | 0 |  | IPP Non-CHP | N | OP |  | Non Combustion (NUC, WAT, WND, GEO, or SUN) |  | Eastern
EXCLUDE | ME | ME-Eastern | Continental Mills | 1487 | CM3 | WAT | HY | 0.4 | 0.4 | 0 | 0 | 0 |  | IPP Non-CHP | N | OP |  | Non Combustion (NUC, WAT, WND, GEO, or SUN) |  | Eastern
EXCLUDE | ME | ME-Eastern | Continental Mills | 1487 | CM5 | WAT | HY | 0.1 | 0.1 | 0 | 0 | 0 |  | IPP Non-CHP | N | OP |  | Non Combustion (NUC, WAT, WND, GEO, or SUN) |  | Eastern
EXCLUDE | ME | ME-Eastern | Continental Mills | 1487 | CM6 | WAT | HY | 0.1 | 0.1 | 0 | 0 | 0 |  | IPP Non-CHP | N | OP |  | Non Combustion (NUC, WAT, WND, GEO, or SUN) |  | Eastern
EXCLUDE | ME | ME-Eastern | Deer Rips | 1488 | DR1 | WAT | HY | 0.6 | 0.7 | 0 | 3485.63 | 0 |  | IPP Non-CHP | N | OP |  | Non Combustion (NUC, WAT, WND, GEO, or SUN) |  | Eastern
EXCLUDE | ME | ME-Eastern | Deer Rips | 1488 | DR2 | WAT | HY | 0.6 | 0.7 | 0 | 3485.63 | 0 |  | IPP Non-CHP | N | OP |  | Non Combustion (NUC, WAT, WND, GEO, or SUN) |  | Eastern
EXCLUDE | ME | ME-Eastern | Deer Rips | 1488 | DR3 | WAT | HY | 0.9 | 0.8 | 0 | 5228.45 | 0 |  | IPP Non-CHP | N | OP |  | Non Combustion (NUC, WAT, WND, GEO, or SUN) |  | Eastern
EXCLUDE | ME | ME-Eastern | Deer Rips | 1488 | DR4 | WAT | HY | 0.8 | 0.7 | 0 | 4647.51 | 0 |  | IPP Non-CHP | N | OP |  | Non Combustion (NUC, WAT, WND, GEO, or SUN) |  | Eastern
EXCLUDE | ME | ME-Eastern | Deer Rips | 1488 | DR5 | WAT | HY | 0.8 | 0.7 | 0 | 4647.51 | 0 |  | IPP Non-CHP | N | OP |  | Non Combustion (NUC, WAT, WND, GEO, or SUN) |  | Eastern
EXCLUDE | ME | ME-Eastern | Deer Rips | 1488 | DR6 | WAT | HY | 1.8 | 1.7 | 0 | 10456.89 | 0 |  | IPP Non-CHP | N | OP |  | Non Combustion (NUC, WAT, WND, GEO, or SUN) |  | Eastern
EXCLUDE | ME | ME-Eastern | Deer Rips | 1488 | DR7 | WAT | HY | 1 | 0.9 | 0 | 5809.38 | 0 |  | IPP Non-CHP | N | OP |  | Non Combustion (NUC, WAT, WND, GEO, or SUN) |  | Eastern
EXCLUDE | ME | ME-Eastern | Fort Halifax | 1490 | FH1 | WAT | HY | 0.7 | 0.9 | 0 | 0 | 0 |  | IPP Non-CHP | N | RE | 2002 | Retired prior to 2012 |  | Eastern
EXCLUDE | ME | ME-Eastern | Fort Halifax | 1490 | FH2 | WAT | HY | 0.7 | 0.9 | 0 | 0 | 0 |  | IPP Non-CHP | N | RE | 2002 | Retired prior to 2012 |  | Eastern
EXCLUDE | ME | ME-Eastern | Gulf Island | 1491 | GI1 | WAT | HY | 6.4 | 7.2 | 0 | 48705.67 | 0 |  | IPP Non-CHP | N | OP |  | Non Combustion (NUC, WAT, WND, GEO, or SUN) |  | Eastern
EXCLUDE | ME | ME-Eastern | Gulf Island | 1491 | GI2 | WAT | HY | 6.4 | 8.1 | 0 | 48705.67 | 0 |  | IPP Non-CHP | N | OP |  | Non Combustion (NUC, WAT, WND, GEO, or SUN) |  | Eastern
EXCLUDE | ME | ME-Eastern | Gulf Island | 1491 | GI3 | WAT | HY | 6.4 | 7.9 | 0 | 48705.67 | 0 |  | IPP Non-CHP | N | OP |  | Non Combustion (NUC, WAT, WND, GEO, or SUN) |  | Eastern
EXCLUDE | ME | ME-Eastern | Harris | 1492 | HA1 | WAT | HY | 15 | 16.8 | 0 | 41125.72 | 0 |  | IPP Non-CHP | N | OP |  | Non Combustion (NUC, WAT, WND, GEO, or SUN) |  | Eastern
EXCLUDE | ME | ME-Eastern | Harris | 1492 | HA2 | WAT | HY | 30 | 35 | 0 | 82251.44 | 0 |  | IPP Non-CHP | N | OP |  | Non Combustion (NUC, WAT, WND, GEO, or SUN) |  | Eastern
EXCLUDE | ME | ME-Eastern | Harris | 1492 | HA3 | WAT | HY | 30 | 34.2 | 0 | 82251.44 | 0 |  | IPP Non-CHP | N | OP |  | Non Combustion (NUC, WAT, WND, GEO, or SUN) |  | Eastern
EXCLUDE | ME | ME-Eastern | Harris | 1492 | HA4 | WAT | HY | 1.4 | 1.4 | 0 | 3838.4 | 0 |  | IPP Non-CHP | N | OP |  | Non Combustion (NUC, WAT, WND, GEO, or SUN) |  | Eastern
EXCLUDE | ME | ME-Eastern | Hiram | 1493 | 1 | WAT | HY | 2.4 | 3.1 | 0 | 12740.11 | 0 |  | IPP Non-CHP | N | OP |  | Non Combustion (NUC, WAT, WND, GEO, or SUN) |  | Eastern
EXCLUDE | ME | ME-Eastern | Hiram | 1493 | 2 | WAT | HY | 8.1 | 8.5 | 0 | 42997.89 | 0 |  | IPP Non-CHP | N | OP |  | Non Combustion (NUC, WAT, WND, GEO, or SUN) |  | Eastern
EXCLUDE | ME | ME-Eastern | Messalonskee 2 (Oakland) | 1497 | 1 | WAT | HY | 2.8 | 2.8 | 0 | 7931 | 0 |  | IPP Non-CHP | N | OP |  | Non Combustion (NUC, WAT, WND, GEO, or SUN) |  | Eastern
EXCLUDE | ME | ME-Eastern | Messalonskee 3 | 1498 | 1 | WAT | HY | 1.6 | 1.6 | 0 | 4405 | 0 |  | IPP Non-CHP | N | OP |  | Non Combustion (NUC, WAT, WND, GEO, or SUN) |  | Eastern
EXCLUDE | ME | ME-Eastern | Messalonskee 5 | 1500 | 1 | WAT | HY | 1.8 | 1.8 | 0 | 4382 | 0 |  | IPP Non-CHP | N | OP |  | Non Combustion (NUC, WAT, WND, GEO, or SUN) |  | Eastern
EXCLUDE | ME | ME-Eastern | North Gorham | 1501 | 1 | WAT | HY | 1.1 | 1 | 0 | 3896.5 | 0 |  | IPP Non-CHP | N | OP |  | Non Combustion (NUC, WAT, WND, GEO, or SUN) |  | Eastern
EXCLUDE | ME | ME-Eastern | North Gorham | 1501 | 2 | WAT | HY | 1.1 | 1 | 0 | 3896.5 | 0 |  | IPP Non-CHP | N | OP |  | Non Combustion (NUC, WAT, WND, GEO, or SUN) |  | Eastern
EXCLUDE | ME | ME-Eastern | Shawmut | 1504 | SH1 | WAT | HY | 0.7 | 0.9 | 0 | 4092.3 | 0 |  | IPP Non-CHP | N | OP |  | Non Combustion (NUC, WAT, WND, GEO, or SUN) |  | Eastern
EXCLUDE | ME | ME-Eastern | Shawmut | 1504 | SH2 | WAT | HY | 0.7 | 0.9 | 0 | 4092.3 | 0 |  | IPP Non-CHP | N | OP |  | Non Combustion (NUC, WAT, WND, GEO, or SUN) |  | Eastern
EXCLUDE | ME | ME-Eastern | Shawmut | 1504 | SH3 | WAT | HY | 0.7 | 0.9 | 0 | 4092.3 | 0 |  | IPP Non-CHP | N | OP |  | Non Combustion (NUC, WAT, WND, GEO, or SUN) |  | Eastern
EXCLUDE | ME | ME-Eastern | Shawmut | 1504 | SH4 | WAT | HY | 0.7 | 0.9 | 0 | 4092.3 | 0 |  | IPP Non-CHP | N | OP |  | Non Combustion (NUC, WAT, WND, GEO, or SUN) |  | Eastern
EXCLUDE | ME | ME-Eastern | Shawmut | 1504 | SH5 | WAT | HY | 0.7 | 0.9 | 0 | 4092.3 | 0 |  | IPP Non-CHP | N | OP |  | Non Combustion (NUC, WAT, WND, GEO, or SUN) |  | Eastern
EXCLUDE | ME | ME-Eastern | Shawmut | 1504 | SH6 | WAT | HY | 0.9 | 0.9 | 0 | 5261.52 | 0 |  | IPP Non-CHP | N | OP |  | Non Combustion (NUC, WAT, WND, GEO, or SUN) |  | Eastern
EXCLUDE | ME | ME-Eastern | Shawmut | 1504 | SH7 | WAT | HY | 2.2 | 1.9 | 0 | 12861.5 | 0 |  | IPP Non-CHP | N | OP |  | Non Combustion (NUC, WAT, WND, GEO, or SUN) |  | Eastern
EXCLUDE | ME | ME-Eastern | Shawmut | 1504 | SH8 | WAT | HY | 2.2 | 1.9 | 0 | 12861.5 | 0 |  | IPP Non-CHP | N | OP |  | Non Combustion (NUC, WAT, WND, GEO, or SUN) |  | Eastern
EXCLUDE | ME | ME-Eastern | Skelton | 1505 | 1 | WAT | HY | 8.4 | 9.9 | 0 | 56415.5 | 0 |  | IPP Non-CHP | N | OP |  | Non Combustion (NUC, WAT, WND, GEO, or SUN) |  | Eastern
EXCLUDE | ME | ME-Eastern | Skelton | 1505 | 2 | WAT | HY | 8.4 | 9.9 | 0 | 56415.5 | 0 |  | IPP Non-CHP | N | OP |  | Non Combustion (NUC, WAT, WND, GEO, or SUN) |  | Eastern
OGST | ME | ME-Eastern | William F Wyman | 1507 | 1 | RFO | ST | 50 | 51.8 | 630 | 5020 | 12253.44 |  | IPP Non-CHP | N | OP |  |  |  | Eastern
OGST | ME | ME-Eastern | William F Wyman | 1507 | 2 | RFO | ST | 50 | 51.1 | 630 | 5075 | 8794.95 |  | IPP Non-CHP | N | OP |  |  |  | Eastern
OGST | ME | ME-Eastern | William F Wyman | 1507 | 3 | RFO | ST | 113.6 | 115.5 | 1190 | 10222 | 12524.19 |  | IPP Non-CHP | N | OP |  |  |  | Eastern
OGST | ME | ME-Eastern | William F Wyman | 1507 | 4 | RFO | ST | 632.4 | 603.5 | 6290 | 38750 | 44251.96 |  | IPP Non-CHP | N | OP |  |  |  | Eastern
EXCLUDE | ME | ME-Eastern | West Buxton | 1508 | WB1 | WAT | HY | 0.6 | 0.6 | 0 | 2530.99 | 0 |  | IPP Non-CHP | N | OP |  | Non Combustion (NUC, WAT, WND, GEO, or SUN) |  | Eastern
EXCLUDE | ME | ME-Eastern | West Buxton | 1508 | WB2 | WAT | HY | 0.6 | 0.6 | 0 | 2530.99 | 0 |  | IPP Non-CHP | N | OP |  | Non Combustion (NUC, WAT, WND, GEO, or SUN) |  | Eastern
EXCLUDE | ME | ME-Eastern | West Buxton | 1508 | WB3 | WAT | HY | 1.1 | 1.1 | 0 | 4640.14 | 0 |  | IPP Non-CHP | N | OP |  | Non Combustion (NUC, WAT, WND, GEO, or SUN) |  | Eastern
EXCLUDE | ME | ME-Eastern | West Buxton | 1508 | WB4 | WAT | HY | 0.7 | 0.7 | 0 | 2952.82 | 0 |  | IPP Non-CHP | N | OP |  | Non Combustion (NUC, WAT, WND, GEO, or SUN) |  | Eastern
EXCLUDE | ME | ME-Eastern | West Buxton | 1508 | WB5 | WAT | HY | 0.7 | 0.7 | 0 | 2952.82 | 0 |  | IPP Non-CHP | N | OP |  | Non Combustion (NUC, WAT, WND, GEO, or SUN) |  | Eastern
EXCLUDE | ME | ME-Eastern | West Buxton | 1508 | WB6 | WAT | HY | 4 | 4 | 0 | 16873.25 | 0 |  | IPP Non-CHP | N | OP |  | Non Combustion (NUC, WAT, WND, GEO, or SUN) |  | Eastern
EXCLUDE | ME | ME-Eastern | Weston | 1509 | WE1 | WAT | HY | 3 | 3.3 | 0 | 21977.75 | 0 |  | IPP Non-CHP | N | OP |  | Non Combustion (NUC, WAT, WND, GEO, or SUN) |  | Eastern
EXCLUDE | ME | ME-Eastern | Weston | 1509 | WE2 | WAT | HY | 3 | 3.3 | 0 | 21977.75 | 0 |  | IPP Non-CHP | N | OP |  | Non Combustion (NUC, WAT, WND, GEO, or SUN) |  | Eastern
EXCLUDE | ME | ME-Eastern | Weston | 1509 | WE3 | WAT | HY | 3 | 3.3 | 0 | 21977.75 | 0 |  | IPP Non-CHP | N | OP |  | Non Combustion (NUC, WAT, WND, GEO, or SUN) |  | Eastern
EXCLUDE | ME | ME-Eastern | Weston | 1509 | WE4 | WAT | HY | 3 | 3.3 | 0 | 21977.75 | 0 |  | IPP Non-CHP | N | OP |  | Non Combustion (NUC, WAT, WND, GEO, or SUN) |  | Eastern
EXCLUDE | ME | ME-Eastern | Williams | 1510 | WI1 | WAT | HY | 7 | 8.2 | 0 | 52636.23 | 0 |  | IPP Non-CHP | N | OP |  | Non Combustion (NUC, WAT, WND, GEO, or SUN) |  | Eastern
EXCLUDE | ME | ME-Eastern | Williams | 1510 | WI2 | WAT | HY | 6 | 6.7 | 0 | 45116.77 | 0 |  | IPP Non-CHP | N | OP |  | Non Combustion (NUC, WAT, WND, GEO, or SUN) |  | Eastern
EXCLUDE | ME | ME-Eastern | Wyman Hydro | 1511 | WY1 | WAT | HY | 24 | 27.4 | 0 | 119713.67 | 0 |  | IPP Non-CHP | N | OP |  | Non Combustion (NUC, WAT, WND, GEO, or SUN) |  | Eastern
EXCLUDE | ME | ME-Eastern | Wyman Hydro | 1511 | WY2 | WAT | HY | 24 | 29.9 | 0 | 119713.67 | 0 |  | IPP Non-CHP | N | OP |  | Non Combustion (NUC, WAT, WND, GEO, or SUN) |  | Eastern
EXCLUDE | ME | ME-Eastern | Wyman Hydro | 1511 | WY3 | WAT | HY | 24 | 25.7 | 0 | 119713.67 | 0 |  | IPP Non-CHP | N | OP |  | Non Combustion (NUC, WAT, WND, GEO, or SUN) |  | Eastern
EXCLUDE | ME | ME-Eastern | Caribou Generation Station | 1513 | 1 | RFO | ST | 7.5 | 9 | 0 | 0 | 0 |  | IPP Non-CHP | N | SB |  | Steam unit (PRMVR=ST) less than or equal to 25MW (i.e. 250 MMBtu/hr) |  | Eastern
EXCLUDE | ME | ME-Eastern | Caribou Generation Station | 1513 | CD2 | DFO | IC | 2.7 | 2.5 | 0 | 0 | 0 |  | IPP Non-CHP | N | SB |  | Internal Combustion |  | Eastern
EXCLUDE | ME | ME-Eastern | Caribou Generation Station | 1513 | CD3 | DFO | IC | 2.7 | 2.5 | 0 | 0 | 0 |  | IPP Non-CHP | N | SB |  | Internal Combustion |  | Eastern
EXCLUDE | ME | ME-Eastern | Caribou Generation Station | 1513 | CD4 | DFO | IC | 1 | 1 | 0 | 0 | 0 |  | IPP Non-CHP | N | SB |  | Internal Combustion |  | Eastern
EXCLUDE | ME | ME-Eastern | Caribou Generation Station | 1513 | CD5 | DFO | IC | 1.2 | 1 | 0 | 0 | 0 |  | IPP Non-CHP | N | SB |  | Internal Combustion |  | Eastern
EXCLUDE | ME | ME-Eastern | Caribou Generation Station | 1513 | CH1 | WAT | HY | 0.4 | 0.4 | 0 | 2011 | 0 |  | IPP Non-CHP | N | OP |  | Non Combustion (NUC, WAT, WND, GEO, or SUN) |  | Eastern
EXCLUDE | ME | ME-Eastern | Caribou Generation Station | 1513 | CH2 | WAT | HY | 0.4 | 0.4 | 0 | 2011 | 0 |  | IPP Non-CHP | N | OP |  | Non Combustion (NUC, WAT, WND, GEO, or SUN) |  | Eastern
EXCLUDE | ME | ME-Eastern | Caribou Generation Station | 1513 | ST2 | RFO | ST | 11.5 | 14 | 0 | 0 | 0 |  | IPP Non-CHP | N | SB |  | Steam unit (PRMVR=ST) less than or equal to 25MW (i.e. 250 MMBtu/hr) |  | Eastern
EXCLUDE | ME | ME-Eastern | Flos Inn Diesel | 1514 | FID1 | DFO | IC | 2 | 1.4 | 0 | 0 | 0 |  | IPP Non-CHP | N | OS |  | Internal Combustion |  | Eastern
EXCLUDE | ME | ME-Eastern | Flos Inn Diesel | 1514 | FID2 | DFO | IC | 2 | 1.4 | 0 | 0 | 0 |  | IPP Non-CHP | N | OS |  | Internal Combustion |  | Eastern
EXCLUDE | ME | ME-Eastern | Flos Inn Diesel | 1514 | FID3 | DFO | IC | 2 | 1.4 | 0 | 0 | 0 |  | IPP Non-CHP | N | OS |  | Internal Combustion |  | Eastern
EXCLUDE | ME | ME-Eastern | Squa Pan Hydro Station | 1516 | SP1 | WAT | HY | 1.5 | 1.4 | 0 | 644 | 0 |  | IPP Non-CHP | N | SB |  | Non Combustion (NUC, WAT, WND, GEO, or SUN) |  | Eastern
COALST | MD | MD-Eastern | C P Crane | 1552 | 1 | SUB | ST | 190.4 | 190 | 2500 | 402863 | 484125.12 |  | IPP Non-CHP | N | OP |  |  |  | Eastern
COALST | MD | MD-Eastern | C P Crane | 1552 | 2 | SUB | ST | 209.4 | 195 | 2500 | 317460 | 459937.74 |  | IPP Non-CHP | N | OP |  |  |  | Eastern
EXCLUDE | MD | MD-Eastern | C P Crane | 1552 | GT1 | DFO | GT | 16 | 14 | 0 | 193 | 279.54 |  | IPP Non-CHP | N | OP |  | Simple cycle unit |  | Eastern
OGST | MD | MD-Eastern | Gould Street | 1553 | 3 | NG | ST | 103.5 | 97 | 1085 | 39997 | 29033.37 |  | IPP Non-CHP | N | OP |  |  |  | Eastern
OGST | MD | MD-Eastern | Herbert A Wagner | 1554 | 1 | NG | ST | 132.8 | 126 | 1504 | 49773 | 43666.73 |  | IPP Non-CHP | N | OP |  |  |  | Eastern
COALST | MD | MD-Eastern | Herbert A Wagner | 1554 | 2 | BIT | ST | 136 | 135 | 2013 | 278745 | 455414.3 |  | IPP Non-CHP | N | OP |  |  |  | Eastern
COALST | MD | MD-Eastern | Herbert A Wagner | 1554 | 3 | BIT | ST | 359 | 305 | 2740 | 888196 | 848692.16 |  | IPP Non-CHP | N | OP |  |  |  | Eastern
OGST | MD | MD-Eastern | Herbert A Wagner | 1554 | 4 | RFO | ST | 414.7 | 397 | 4200 | 12307 | 12775.32 |  | IPP Non-CHP | N | OP |  |  |  | Eastern
EXCLUDE | MD | MD-Eastern | Herbert A Wagner | 1554 | GT1 | DFO | GT | 16 | 12.9 | 0 | 25 | 45.33 |  | IPP Non-CHP | N | OP |  | Simple cycle unit |  | Eastern
EXCLUDE | MD | MD-Eastern | Notch Cliff | 1555 | GT1 | NG | GT | 18 | 14 | 0 | 1800.88 | 1814.75 |  | IPP Non-CHP | N | OP |  | Simple cycle unit |  | Eastern
EXCLUDE | MD | MD-Eastern | Notch Cliff | 1555 | GT2 | NG | GT | 18 | 14 | 0 | 1800.88 | 1814.75 |  | IPP Non-CHP | N | OP |  | Simple cycle unit |  | Eastern
EXCLUDE | MD | MD-Eastern | Notch Cliff | 1555 | GT3 | NG | GT | 18 | 14 | 0 | 1800.88 | 1814.75 |  | IPP Non-CHP | N | OP |  | Simple cycle unit |  | Eastern
EXCLUDE | MD | MD-Eastern | Notch Cliff | 1555 | GT4 | NG | GT | 18 | 14 | 0 | 1800.88 | 1814.75 |  | IPP Non-CHP | N | OP |  | Simple cycle unit |  | Eastern
EXCLUDE | MD | MD-Eastern | Notch Cliff | 1555 | GT5 | NG | GT | 18 | 14.6 | 0 | 1800.88 | 1814.75 |  | IPP Non-CHP | N | OP |  | Simple cycle unit |  | Eastern
EXCLUDE | MD | MD-Eastern | Notch Cliff | 1555 | GT6 | NG | GT | 18 | 15.6 | 0 | 1800.88 | 1814.75 |  | IPP Non-CHP | N | OP |  | Simple cycle unit |  | Eastern
EXCLUDE | MD | MD-Eastern | Notch Cliff | 1555 | GT7 | NG | GT | 18 | 14.5 | 0 | 1800.88 | 1814.75 |  | IPP Non-CHP | N | OP |  | Simple cycle unit |  | Eastern
EXCLUDE | MD | MD-Eastern | Notch Cliff | 1555 | GT8 | NG | GT | 18 | 16 | 0 | 1800.88 | 1814.75 |  | IPP Non-CHP | N | OP |  | Simple cycle unit |  | Eastern
EXCLUDE | MD | MD-Eastern | Perryman | 1556 | GT1 | DFO | GT | 53.1 | 52 | 755 | 1208.24 | 1544 |  | IPP Non-CHP | N | OP |  | Simple cycle unit |  | Eastern
EXCLUDE | MD | MD-Eastern | Perryman | 1556 | GT2 | DFO | GT | 53.1 | 51 | 755 | 1394.97 | 2034.81 |  | IPP Non-CHP | N | OP |  | Simple cycle unit |  | Eastern
EXCLUDE | MD | MD-Eastern | Perryman | 1556 | GT3 | DFO | GT | 53.1 | 51 | 755 | 969.15 | 1449.98 |  | IPP Non-CHP | N | OP |  | Simple cycle unit |  | Eastern
EXCLUDE | MD | MD-Eastern | Perryman | 1556 | GT4 | DFO | GT | 53.1 | 52 | 755 | 740.5 | 1112.79 |  | IPP Non-CHP | N | OP |  | Simple cycle unit |  | Eastern
EXCLUDE | MD | MD-Eastern | Perryman | 1556 | GT5 | NG | GT | 192 | 147.6 | 1900 | 48409.73 | 69801.27 |  | IPP Non-CHP | N | OP |  | Simple cycle unit |  | Eastern
EXCLUDE | MD | MD-Eastern | Philadelphia | 1557 | GT1 | DFO | GT | 20.7 | 15.3 | 0 | 364.75 | 511.84 |  | IPP Non-CHP | N | OP |  | Simple cycle unit |  | Eastern
EXCLUDE | MD | MD-Eastern | Philadelphia | 1557 | GT2 | DFO | GT | 20.7 | 16 | 0 | 364.75 | 511.84 |  | IPP Non-CHP | N | OP |  | Simple cycle unit |  | Eastern
EXCLUDE | MD | MD-Eastern | Philadelphia | 1557 | GT3 | DFO | GT | 20.7 | 14.8 | 0 | 364.75 | 511.84 |  | IPP Non-CHP | N | OP |  | Simple cycle unit |  | Eastern
EXCLUDE | MD | MD-Eastern | Philadelphia | 1557 | GT4 | DFO | GT | 20.7 | 14.8 | 0 | 364.75 | 511.84 |  | IPP Non-CHP | N | OP |  | Simple cycle unit |  | Eastern
OGST | MD | MD-Eastern | Riverside | 1559 | 4 | NG | ST | 72.2 | 74 | 1080 | 26033 | 19096.46 |  | IPP Non-CHP | N | OP |  |  |  | Eastern
EXCLUDE | MD | MD-Eastern | Riverside | 1559 | GT6 | NG | GT | 135 | 115 | 1350.73 | 916.54 | 447.85 |  | IPP Non-CHP | N | OP | 2014 | Simple cycle unit |  | Eastern
EXCLUDE | MD | MD-Eastern | Riverside | 1559 | GT7 | DFO | GT | 25 | 19 | 250.14 | 169.73 | 82.93 |  | IPP Non-CHP | N | OP |  | Simple cycle unit |  | Eastern
EXCLUDE | MD | MD-Eastern | Riverside | 1559 | GT8 | DFO | GT | 25 | 20 | 250.14 | 169.73 | 82.93 |  | IPP Non-CHP | N | OP |  | Simple cycle unit |  | Eastern
EXCLUDE | MD | MD-Eastern | Westport | 1560 | GT5 | NG | GT | 121.5 | 115.8 | 2600 | 9253 | 9270.7 |  | IPP Non-CHP | N | OP |  | Simple cycle unit |  | Eastern
EXCLUDE | MD | MD-Eastern | Crisfield | 1563 | CRIS | DFO | IC | 2.9 | 2.6 | 0 | 0 | 0 |  | IPP Non-CHP | N | SB |  | Internal Combustion |  | Eastern
EXCLUDE | MD | MD-Eastern | Crisfield | 1563 | CRS2 | DFO | IC | 2.9 | 2.6 | 0 | 0 | 0 |  | IPP Non-CHP | N | SB |  | Internal Combustion |  | Eastern
EXCLUDE | MD | MD-Eastern | Crisfield | 1563 | CRS3 | DFO | IC | 2.9 | 2.6 | 0 | 0 | 0 |  | IPP Non-CHP | N | SB |  | Internal Combustion |  | Eastern
EXCLUDE | MD | MD-Eastern | Crisfield | 1563 | CRS4 | DFO | IC | 2.9 | 2.6 | 0 | 0 | 0 |  | IPP Non-CHP | N | SB |  | Internal Combustion |  | Eastern
EXCLUDE | MD | MD-Eastern | Vienna Operations | 1564 | 10 | DFO | GT | 18.6 | 15.9 | 0 | 502 | 794.11 |  | IPP Non-CHP | N | OP |  | Simple cycle unit |  | Eastern
OGST | MD | MD-Eastern | Vienna Operations | 1564 | 8 | RFO | ST | 162 | 153 | 2400 | 2209 | 5203.35 |  | IPP Non-CHP | N | OP |  |  |  | Eastern
EXCLUDE | MD | MD-Eastern | Deep Creek | 1567 | 1 | WAT | HY | 10 | 9 | 0 | 8703.5 | 0 |  | IPP Non-CHP | N | OP |  | Non Combustion (NUC, WAT, WND, GEO, or SUN) |  | Eastern
EXCLUDE | MD | MD-Eastern | Deep Creek | 1567 | 2 | WAT | HY | 10 | 9 | 0 | 8703.5 | 0 |  | IPP Non-CHP | N | OP |  | Non Combustion (NUC, WAT, WND, GEO, or SUN) |  | Eastern
COALST | MD | MD-Eastern | FirstEnergy R Paul Smith Power Station | 1570 | 11 | BIT | ST | 75 | 87 | 918 | 81686 | 87381.49 |  | IPP Non-CHP | N | RE | 2012 |  |  | Eastern
COALST | MD | MD-Eastern | FirstEnergy R Paul Smith Power Station | 1570 | 9 | BIT | ST | 34.5 | 28 | 470 | 2776 | 5600.67 |  | IPP Non-CHP | N | RE | 2012 |  |  | Eastern
OGST | MD | MD-Eastern | Chalk Point LLC | 1571 | 3 | NG | ST | 659 | 582 | 7366 | 1321113 | 974777.51 |  | IPP Non-CHP | N | OP |  |  |  | Eastern
OGST | MD | MD-Eastern | Chalk Point LLC | 1571 | 4 | NG | ST | 659 | 582 | 9817 | 1440922 | 1148693.63 |  | IPP Non-CHP | N | OP |  |  |  | Eastern
EXCLUDE | MD | MD-Eastern | Chalk Point LLC | 1571 | GT1 | DFO | GT | 16 | 16 | 136.73 | 1122.8 | 680.26 |  | IPP Non-CHP | N | OP |  | Simple cycle unit |  | Eastern
EXCLUDE | MD | MD-Eastern | Chalk Point LLC | 1571 | GT2 | DFO | GT | 35 | 22 | 299.09 | 2456.11 | 2374.26 |  | IPP Non-CHP | N | OP |  | Simple cycle unit |  | Eastern
EXCLUDE | MD | MD-Eastern | Chalk Point LLC | 1571 | GT3 | NG | GT | 103 | 73 | 880.18 | 7228 | 6987.1 |  | IPP Non-CHP | N | OP |  | Simple cycle unit |  | Eastern
EXCLUDE | MD | MD-Eastern | Chalk Point LLC | 1571 | GT4 | NG | GT | 103 | 73 | 880.18 | 7228 | 6987.1 |  | IPP Non-CHP | N | OP |  | Simple cycle unit |  | Eastern
EXCLUDE | MD | MD-Eastern | Chalk Point LLC | 1571 | GT5 | NG | GT | 125 | 81 | 1068.18 | 8771.84 | 8479.49 |  | IPP Non-CHP | N | OP |  | Simple cycle unit |  | Eastern
EXCLUDE | MD | MD-Eastern | Chalk Point LLC | 1571 | GT6 | NG | GT | 125 | 81 | 1068.18 | 8771.84 | 8479.49 |  | IPP Non-CHP | N | OP |  | Simple cycle unit |  | Eastern
EXCLUDE | MD | MD-Eastern | Chalk Point LLC | 1571 | SGT1 | DFO | GT | 94 | 71 | 803.27 | 6596.42 | 6376.58 |  | IPP Non-CHP | N | OP |  | Simple cycle unit |  | Eastern
COALST | MD | MD-Eastern | Chalk Point LLC | 1571 | ST1 | BIT | ST | 364 | 331 | 3130 | 964315 | 1081541.54 |  | IPP Non-CHP | N | OP |  |  |  | Eastern
COALST | MD | MD-Eastern | Chalk Point LLC | 1571 | ST2 | BIT | ST | 364 | 336 | 3130 | 851318 | 955873.02 |  | IPP Non-CHP | N | OP |  |  |  | Eastern
COALST | MD | MD-Eastern | Dickerson | 1572 | 2 | BIT | ST | 196 | 179 | 1646 | 353528 | 346310.76 |  | IPP Non-CHP | N | OP |  |  |  | Eastern
COALST | MD | MD-Eastern | Dickerson | 1572 | 3 | BIT | ST | 196 | 179 | 1646 | 385093 | 419512.86 |  | IPP Non-CHP | N | OP |  |  |  | Eastern
EXCLUDE | MD | MD-Eastern | Dickerson | 1572 | GT1 | DFO | GT | 16 | 18 | 170.76 | 3961.96 | 2352.78 |  | IPP Non-CHP | N | OP |  | Simple cycle unit |  | Eastern
EXCLUDE | MD | MD-Eastern | Dickerson | 1572 | GT2 | NG | GT | 163 | 139 | 1739.62 | 40362.52 | 23968.96 |  | IPP Non-CHP | N | OP |  | Simple cycle unit |  | Eastern
EXCLUDE | MD | MD-Eastern | Dickerson | 1572 | GT3 | NG | GT | 163 | 139 | 1739.62 | 40362.52 | 23968.96 |  | IPP Non-CHP | N | OP |  | Simple cycle unit |  | Eastern
COALST | MD | MD-Eastern | Dickerson | 1572 | ST1 | BIT | ST | 196 | 179 | 1646 | 358999 | 389322.29 |  | IPP Non-CHP | N | OP |  |  |  | Eastern
EXCLUDE | MD | MD-Eastern | Morgantown Generating Plant | 1573 | 3 | DFO | GT | 65 | 48 | 597.08 | 682.28 | 988.31 |  | IPP Non-CHP | N | OP |  | Simple cycle unit |  | Eastern
EXCLUDE | MD | MD-Eastern | Morgantown Generating Plant | 1573 | 4 | DFO | GT | 65 | 48 | 597.08 | 682.28 | 988.31 |  | IPP Non-CHP | N | OP |  | Simple cycle unit |  | Eastern
EXCLUDE | MD | MD-Eastern | Morgantown Generating Plant | 1573 | 5 | DFO | GT | 65 | 48 | 597.08 | 682.28 | 988.31 |  | IPP Non-CHP | N | OP |  | Simple cycle unit |  | Eastern
EXCLUDE | MD | MD-Eastern | Morgantown Generating Plant | 1573 | 6 | DFO | GT | 65 | 48 | 597.08 | 682.28 | 988.31 |  | IPP Non-CHP | N | OP |  | Simple cycle unit |  | Eastern
EXCLUDE | MD | MD-Eastern | Morgantown Generating Plant | 1573 | GT1 | DFO | GT | 18 | 13 | 165.34 | 188.94 | 273.69 |  | IPP Non-CHP | N | OP |  | Simple cycle unit |  | Eastern
EXCLUDE | MD | MD-Eastern | Morgantown Generating Plant | 1573 | GT2 | DFO | GT | 18 | 13 | 165.34 | 188.94 | 273.69 |  | IPP Non-CHP | N | OP |  | Simple cycle unit |  | Eastern
COALST | MD | MD-Eastern | Morgantown Generating Plant | 1573 | ST1 | BIT | ST | 626 | 596 | 6465 | 2186994 | 2180653 |  | IPP Non-CHP | N | OP |  |  |  | Eastern
COALST | MD | MD-Eastern | Morgantown Generating Plant | 1573 | ST2 | BIT | ST | 626 | 609 | 6465 | 3034176 | 3031500.52 |  | IPP Non-CHP | N | OP |  |  |  | Eastern
EXCLUDE | MD | MD-Eastern | Conowingo | 1574 | 1 | WAT | HY | 45 | 48 | 0 | 138961.83 | 0 |  | IPP Non-CHP | N | OP |  | Non Combustion (NUC, WAT, WND, GEO, or SUN) |  | Eastern
EXCLUDE | MD | MD-Eastern | Conowingo | 1574 | 10 | WAT | HY | 55.6 | 65 | 0 | 171695.06 | 0 |  | IPP Non-CHP | N | OP |  | Non Combustion (NUC, WAT, WND, GEO, or SUN) |  | Eastern
EXCLUDE | MD | MD-Eastern | Conowingo | 1574 | 11 | WAT | HY | 55.6 | 65 | 0 | 171695.06 | 0 |  | IPP Non-CHP | N | OP |  | Non Combustion (NUC, WAT, WND, GEO, or SUN) |  | Eastern
EXCLUDE | MD | MD-Eastern | Conowingo | 1574 | 2 | WAT | HY | 36 | 36 | 0 | 111169.46 | 0 |  | IPP Non-CHP | N | OP |  | Non Combustion (NUC, WAT, WND, GEO, or SUN) |  | Eastern
EXCLUDE | MD | MD-Eastern | Conowingo | 1574 | 3 | WAT | HY | 48 | 48 | 0 | 148225.95 | 0 |  | IPP Non-CHP | N | OP |  | Non Combustion (NUC, WAT, WND, GEO, or SUN) |  | Eastern
EXCLUDE | MD | MD-Eastern | Conowingo | 1574 | 4 | WAT | HY | 47.7 | 48 | 0 | 147299.54 | 0 |  | IPP Non-CHP | N | OP |  | Non Combustion (NUC, WAT, WND, GEO, or SUN) |  | Eastern
EXCLUDE | MD | MD-Eastern | Conowingo | 1574 | 5 | WAT | HY | 36 | 36 | 0 | 111169.46 | 0 |  | IPP Non-CHP | N | OP |  | Non Combustion (NUC, WAT, WND, GEO, or SUN) |  | Eastern
EXCLUDE | MD | MD-Eastern | Conowingo | 1574 | 6 | WAT | HY | 47.7 | 48 | 0 | 147299.54 | 0 |  | IPP Non-CHP | N | OP |  | Non Combustion (NUC, WAT, WND, GEO, or SUN) |  | Eastern
EXCLUDE | MD | MD-Eastern | Conowingo | 1574 | 7 | WAT | HY | 48 | 48 | 0 | 148225.95 | 0 |  | IPP Non-CHP | N | OP |  | Non Combustion (NUC, WAT, WND, GEO, or SUN) |  | Eastern
EXCLUDE | MD | MD-Eastern | Conowingo | 1574 | 8 | WAT | HY | 55.6 | 65 | 0 | 171695.06 | 0 |  | IPP Non-CHP | N | OP |  | Non Combustion (NUC, WAT, WND, GEO, or SUN) |  | Eastern
EXCLUDE | MD | MD-Eastern | Conowingo | 1574 | 9 | WAT | HY | 55.6 | 65 | 0 | 171695.06 | 0 |  | IPP Non-CHP | N | OP |  | Non Combustion (NUC, WAT, WND, GEO, or SUN) |  | Eastern
EXCLUDE | MD | MD-Eastern | Easton | 1580 | 10 | DFO | IC | 3.5 | 3.5 | 0 | 0 | 0 |  | Electric Utility | N | OP |  | Internal Combustion |  | Eastern
EXCLUDE | MD | MD-Eastern | Easton | 1580 | 101 | DFO | IC | 1.5 | 1.5 | 0 | 0 | 0 |  | Electric Utility | N | OP |  | Internal Combustion |  | Eastern
EXCLUDE | MD | MD-Eastern | Easton | 1580 | 102 | DFO | IC | 1.5 | 1.5 | 0 | 0 | 0 |  | Electric Utility | N | OP |  | Internal Combustion |  | Eastern
EXCLUDE | MD | MD-Eastern | Easton | 1580 | 11 | DFO | IC | 3.8 | 3.6 | 0 | 0 | 0 |  | Electric Utility | N | OP |  | Internal Combustion |  | Eastern
EXCLUDE | MD | MD-Eastern | Easton | 1580 | 12 | DFO | IC | 4.1 | 4.1 | 0 | 0 | 0 |  | Electric Utility | N | OP |  | Internal Combustion |  | Eastern
EXCLUDE | MD | MD-Eastern | Easton | 1580 | 13 | DFO | IC | 5.6 | 5.6 | 0 | 0 | 0 |  | Electric Utility | N | OP |  | Internal Combustion |  | Eastern
EXCLUDE | MD | MD-Eastern | Easton | 1580 | 14 | DFO | IC | 5.6 | 5.6 | 0 | 0 | 0 |  | Electric Utility | N | OP |  | Internal Combustion |  | Eastern
EXCLUDE | MD | MD-Eastern | Easton | 1580 | 7 | DFO | IC | 2.5 | 2 | 0 | 0 | 0 |  | Electric Utility | N | OP |  | Internal Combustion |  | Eastern
EXCLUDE | MD | MD-Eastern | Easton | 1580 | 8 | DFO | IC | 2.5 | 2 | 0 | 0 | 0 |  | Electric Utility | N | OP |  | Internal Combustion |  | Eastern
EXCLUDE | MD | MD-Eastern | Easton | 1580 | 9 | DFO | IC | 3 | 2.5 | 0 | 0 | 0 |  | Electric Utility | N | OP |  | Internal Combustion |  | Eastern
EXCLUDE | MA | MA-Eastern | Exelon Edgar LLC | 1585 | GT1 | DFO | GT | 14.2 | 9.2 | 0 | 0 | 0 |  | IPP Non-CHP | N | RE | 2001 | Retired prior to 2012 |  | Eastern
EXCLUDE | MA | MA-Eastern | Exelon Edgar LLC | 1585 | GT2 | DFO | GT | 14.2 | 12 | 0 | 0 | 0 |  | IPP Non-CHP | N | RE | 2001 | Retired prior to 2012 |  | Eastern
EXCLUDE | MA | MA-Eastern | Exelon Framingham LLC | 1586 | GT1 | DFO | GT | 14.2 | 10.2 | 0 | 91.67 | 153.18 |  | IPP Non-CHP | N | OP |  | Simple cycle unit |  | Eastern
EXCLUDE | MA | MA-Eastern | Exelon Framingham LLC | 1586 | GT2 | DFO | GT | 14.2 | 9.9 | 0 | 91.67 | 153.18 |  | IPP Non-CHP | N | OP |  | Simple cycle unit |  | Eastern
EXCLUDE | MA | MA-Eastern | Exelon Framingham LLC | 1586 | GT3 | DFO | GT | 14.2 | 11.3 | 0 | 91.67 | 153.18 |  | IPP Non-CHP | N | OP |  | Simple cycle unit |  | Eastern
EXCLUDE | MA | MA-Eastern | Exelon L Street | 1587 | GT1 | DFO | GT | 18.6 | 16 | 0 | 145 | 205.44 |  | IPP Non-CHP | N | OP |  | Simple cycle unit |  | Eastern
EXCLUDE | MA | MA-Eastern | Mystic Generating Station | 1588 | 4 | RFO | ST | 156.2 | 95.4 | 0 | 0 | 0 |  | IPP Non-CHP | N | RE | 2003 | Retired prior to 2012 |  | Eastern
EXCLUDE | MA | MA-Eastern | Mystic Generating Station | 1588 | 5 | RFO | ST | 156.2 | 91.6 | 0 | 0 | 0 |  | IPP Non-CHP | N | RE | 2003 | Retired prior to 2012 |  | Eastern
EXCLUDE | MA | MA-Eastern | Mystic Generating Station | 1588 | 6 | RFO | ST | 156.2 | 28 | 0 | 0 | 0 |  | IPP Non-CHP | N | RE | 2003 | Retired prior to 2012 |  | Eastern
OGST | MA | MA-Eastern | Mystic Generating Station | 1588 | 7 | NG | ST | 617 | 560.5 | 6266.8 | 166251 | 121062.69 |  | IPP Non-CHP | N | OP |  |  |  | Eastern
EXCLUDE | MA | MA-Eastern | Mystic Generating Station | 1588 | GT1 | DFO | GT | 14.2 | 7.7 | 0 | 58 | 125.63 |  | IPP Non-CHP | N | SB |  | Simple cycle unit |  | Eastern
NGCC | MA | MA-Eastern | Mystic Generating Station | 1588 | GT81 | NG | CC | 278.6 | 224.6 | 2982 | 1352154.21 | 577108.22 |  | IPP Non-CHP | N | OP |  |  |  | Eastern
NGCC | MA | MA-Eastern | Mystic Generating Station | 1588 | GT82 | NG | CC | 278.6 | 226.7 | 2982 | 1352154.21 | 577108.22 |  | IPP Non-CHP | N | OP |  |  |  | Eastern
NGCC | MA | MA-Eastern | Mystic Generating Station | 1588 | GT93 | NG | CC | 278.6 | 227.7 | 2982 | 1352154.21 | 577108.22 |  | IPP Non-CHP | N | OP |  |  |  | Eastern
NGCC | MA | MA-Eastern | Mystic Generating Station | 1588 | GT94 | NG | CC | 278.6 | 227.4 | 2982 | 1352154.21 | 577108.22 |  | IPP Non-CHP | N | OP |  |  |  | Eastern
NGCC | MA | MA-Eastern | Mystic Generating Station | 1588 | ST85 | NG | CC | 315 | 252.3 | 2982 | 1528817.58 | 652509.3 |  | IPP Non-CHP | N | OP |  |  |  | Eastern
NGCC | MA | MA-Eastern | Mystic Generating Station | 1588 | ST96 | NG | CC | 315 | 248.3 | 2982 | 1528817.58 | 652509.3 |  | IPP Non-CHP | N | OP |  |  |  | Eastern
EXCLUDE | MA | MA-Eastern | New Boston Generating Station | 1589 | 1 | NG | ST | 359 | 350 | 0 | 0 | 0 |  | IPP Non-CHP | N | RE | 2007 | Retired prior to 2012 |  | Eastern
EXCLUDE | MA | MA-Eastern | New Boston Generating Station | 1589 | 2 | NG | ST | 358.7 | 352 | 0 | 0 | 0 |  | IPP Non-CHP | N | RE | 2002 | Retired prior to 2012 |  | Eastern
EXCLUDE | MA | MA-Eastern | Pilgrim Nuclear Power Station | 1590 | 1 | NUC | ST | 670 | 677.3 | 0 | 5859540 | 0 |  | IPP Non-CHP | N | OP |  | Non Combustion (NUC, WAT, WND, GEO, or SUN) |  | Eastern
EXCLUDE | MA | MA-Eastern | Exelon Medway LLC | 1592 | GT1 | DFO | GT | 45 | 42 | 1176 | 454.33 | 1331.1 |  | IPP Non-CHP | N | OP |  | Simple cycle unit |  | Eastern
EXCLUDE | MA | MA-Eastern | Exelon Medway LLC | 1592 | GT2 | DFO | GT | 45 | 39.8 | 392 | 454.33 | 427.5 |  | IPP Non-CHP | N | OP |  | Simple cycle unit |  | Eastern
EXCLUDE | MA | MA-Eastern | Exelon Medway LLC | 1592 | GT3 | DFO | GT | 45 | 35.4 | 784 | 454.33 | 1210.5 |  | IPP Non-CHP | N | OP |  | Simple cycle unit |  | Eastern
EXCLUDE | MA | MA-Eastern | Blackstone Street | 1594 | 1 | RFO | ST | 12.5 | 12.6 | 280 | 0 | 0 |  | Electric Utility | Y | RE | 2003 | Retired prior to 2012 |  | Eastern
NGCC | MA | MA-Eastern | Kendall Square Station | 1595 | 1 | NG | CC | 17.2 | 16 | 273 | 91308.4 | 48644.65 | 1 | IPP CHP | Y | OP |  |  |  | Eastern
NGCC | MA | MA-Eastern | Kendall Square Station | 1595 | 2 | NG | CC | 23 | 21.2 | 409 | 122098.44 | 65048.08 | 1 | IPP CHP | Y | OP |  |  |  | Eastern
NGCC | MA | MA-Eastern | Kendall Square Station | 1595 | 3 | NG | CC | 27.2 | 25.3 | 273 | 144394.68 | 76926.43 |  | IPP CHP | Y | OP |  |  |  | Eastern
NGCC | MA | MA-Eastern | Kendall Square Station | 1595 | GEN4 | NG | CC | 186.2 | 146 | 2450 | 988466.49 | 526606.64 |  | IPP CHP | Y | OP |  |  |  | Eastern
EXCLUDE | MA | MA-Eastern | Kendall Square Station | 1595 | JET1 | JF | GT | 20 | 17.2 | 0 | 194 | 305.03 |  | IPP CHP | Y | SB |  | Simple cycle unit |  | Eastern
EXCLUDE | MA | MA-Eastern | Kendall Square Station | 1595 | JET2 | JF | GT | 20 | 20 | 0 | 0 | 0 |  | IPP CHP | Y | RE | 2004 | Retired prior to 2012 |  | Eastern
EXCLUDE | MA | MA-Eastern | Oak Bluffs Diesel Generating Facility | 1597 | UN1 | DFO | IC | 2.7 | 2.8 | 0 | 0 | 0 |  | IPP Non-CHP | N | OP |  | Internal Combustion |  | Eastern
EXCLUDE | MA | MA-Eastern | Oak Bluffs Diesel Generating Facility | 1597 | UN2 | DFO | IC | 2.7 | 2.8 | 0 | 0 | 0 |  | IPP Non-CHP | N | OP |  | Internal Combustion |  | Eastern
EXCLUDE | MA | MA-Eastern | Oak Bluffs Diesel Generating Facility | 1597 | UN3 | DFO | IC | 2.7 | 2.8 | 0 | 0 | 0 |  | IPP Non-CHP | N | OP |  | Internal Combustion |  | Eastern
OGST | MA | MA-Eastern | Canal | 1599 | 1 | RFO | ST | 585 | 560 | 5450 | 17871 | 26410.4 |  | IPP Non-CHP | N | OP |  |  |  | Eastern
OGST | MA | MA-Eastern | Canal | 1599 | 2 | RFO | ST | 580 | 553 | 5973 | 4725 | 14781.83 |  | IPP Non-CHP | N | OP |  |  |  | Eastern
EXCLUDE | MA | MA-Eastern | Canal | 1599 | UN2R | NG | GT | 448 | 448 | 0 | 0 | 0 |  | IPP Non-CHP | N | IP |  | Status of Operation (IP, L, P, T) |  | Eastern
EXCLUDE | MA | MA-Eastern | Boatlock | 1603 | 1 | WAT | HY | 0.7 | 0.7 | 0 | 2981.77 | 0 |  | Electric Utility | N | OP |  | Non Combustion (NUC, WAT, WND, GEO, or SUN) |  | Eastern
EXCLUDE | MA | MA-Eastern | Boatlock | 1603 | 2 | WAT | HY | 1.2 | 1.2 | 0 | 5111.61 | 0 |  | Electric Utility | N | OP |  | Non Combustion (NUC, WAT, WND, GEO, or SUN) |  | Eastern
EXCLUDE | MA | MA-Eastern | Boatlock | 1603 | 3 | WAT | HY | 1.2 | 1.2 | 0 | 5111.61 | 0 |  | Electric Utility | N | OP |  | Non Combustion (NUC, WAT, WND, GEO, or SUN) |  | Eastern
EXCLUDE | MA | MA-Eastern | Chemical | 1604 | 1 | WAT | HY | 0.8 | 0.8 | 0 | 1774.5 | 0 |  | Electric Utility | N | OP |  | Non Combustion (NUC, WAT, WND, GEO, or SUN) |  | Eastern
EXCLUDE | MA | MA-Eastern | Chemical | 1604 | 2 | WAT | HY | 0.8 | 0.8 | 0 | 1774.5 | 0 |  | Electric Utility | N | OP |  | Non Combustion (NUC, WAT, WND, GEO, or SUN) |  | Eastern
EXCLUDE | MA | MA-Eastern | Hadley Falls | 1605 | 1 | WAT | HY | 17.6 | 15.3 | 0 | 92621.84 | 0 |  | Electric Utility | N | OP |  | Non Combustion (NUC, WAT, WND, GEO, or SUN) |  | Eastern
EXCLUDE | MA | MA-Eastern | Hadley Falls | 1605 | 2 | WAT | HY | 15.8 | 15 | 0 | 83149.16 | 0 |  | Electric Utility | N | OP |  | Non Combustion (NUC, WAT, WND, GEO, or SUN) |  | Eastern
EXCLUDE | MA | MA-Eastern | Hadley Falls | 1605 | 3 | WAT | HY | 3.5 | 3.4 | 0 | 0 | 0 |  | Electric Utility | N | IP |  | Status of Operation (IP, L, P, T) |  | Eastern
COALST | MA | MA-Eastern | Mount Tom | 1606 | 1 | BIT | ST | 136 | 143.6 | 1480 | 106187 | 151659.53 |  | IPP Non-CHP | N | OP |  |  |  | Eastern
EXCLUDE | MA | MA-Eastern | Riverside | 1607 | 4 | WAT | HY | 0.8 | 0.8 | 0 | 3235.48 | 0 |  | Electric Utility | N | OP | 2013 | Non Combustion (NUC, WAT, WND, GEO, or SUN) |  | Eastern
EXCLUDE | MA | MA-Eastern | Riverside | 1607 | 5 | WAT | HY | 0.6 | 0.6 | 0 | 2426.61 | 0 |  | Electric Utility | N | OP | 2013 | Non Combustion (NUC, WAT, WND, GEO, or SUN) |  | Eastern
EXCLUDE | MA | MA-Eastern | Riverside | 1607 | 6 | WAT | HY | 1.1 | 0.9 | 0 | 0 | 0 |  | Electric Utility | N | IP |  | Status of Operation (IP, L, P, T) |  | Eastern
EXCLUDE | MA | MA-Eastern | Riverside | 1607 | 7 | WAT | HY | 1.5 | 1.5 | 0 | 6066.52 | 0 |  | Electric Utility | N | OP |  | Non Combustion (NUC, WAT, WND, GEO, or SUN) |  | Eastern
EXCLUDE | MA | MA-Eastern | Riverside | 1607 | 8 | WAT | HY | 4 | 4 | 0 | 16177.39 | 0 |  | Electric Utility | N | OP |  | Non Combustion (NUC, WAT, WND, GEO, or SUN) |  | Eastern
EXCLUDE | MA | MA-Eastern | Nantucket | 1615 | 10 | DFO | IC | 1.2 | 1 | 0 | 0 | 0 |  | Electric Utility | N | RE | 2006 | Retired prior to 2012 |  | Eastern
EXCLUDE | MA | MA-Eastern | Nantucket | 1615 | 11 | DFO | IC | 1.2 | 1 | 0 | 0 | 0 |  | Electric Utility | N | RE | 2006 | Retired prior to 2012 |  | Eastern
EXCLUDE | MA | MA-Eastern | Nantucket | 1615 | 12 | DFO | GT | 3.7 | 2.4 | 0 | 95.5 | 118.62 |  | Electric Utility | N | SB |  | Simple cycle unit |  | Eastern
EXCLUDE | MA | MA-Eastern | Nantucket | 1615 | 13 | DFO | GT | 3.7 | 2.8 | 0 | 95.5 | 118.62 |  | Electric Utility | N | SB |  | Simple cycle unit |  | Eastern
EXCLUDE | MA | MA-Eastern | Nantucket | 1615 | 14 | DFO | IC | 2.5 | 2.5 | 0 | 0 | 0 |  | Electric Utility | N | RE | 2007 | Retired prior to 2012 |  | Eastern
EXCLUDE | MA | MA-Eastern | Nantucket | 1615 | 15 | DFO | IC | 2.5 | 2.5 | 0 | 0 | 0 |  | Electric Utility | N | RE | 2007 | Retired prior to 2012 |  | Eastern
EXCLUDE | MA | MA-Eastern | Nantucket | 1615 | 16 | DFO | IC | 2.5 | 2.5 | 0 | 0 | 0 |  | Electric Utility | N | RE | 2007 | Retired prior to 2012 |  | Eastern
EXCLUDE | MA | MA-Eastern | Nantucket | 1615 | 17 | DFO | IC | 2.5 | 2.5 | 0 | 0 | 0 |  | Electric Utility | N | RE | 2007 | Retired prior to 2012 |  | Eastern
COALST | MA | MA-Eastern | Brayton Point | 1619 | 1 | BIT | ST | 241 | 239.3 | 2450 | 617720 | 633168.98 |  | IPP Non-CHP | N | OP |  |  |  | Eastern
COALST | MA | MA-Eastern | Brayton Point | 1619 | 2 | BIT | ST | 241 | 238.9 | 2450 | 380015 | 397678.43 |  | IPP Non-CHP | N | OP |  |  |  | Eastern
COALST | MA | MA-Eastern | Brayton Point | 1619 | 3 | BIT | ST | 642.6 | 605.3 | 5800 | 956499 | 900533.08 |  | IPP Non-CHP | N | OP |  |  |  | Eastern
OGST | MA | MA-Eastern | Brayton Point | 1619 | 4 | NG | ST | 475.5 | 435 | 4800 | 84676.24 | 73426.33 |  | IPP Non-CHP | N | OP |  |  |  | Eastern
EXCLUDE | MA | MA-Eastern | Brayton Point | 1619 | IC1 | DFO | IC | 2.7 | 2.5 | 0 | 0 | 0 |  | IPP Non-CHP | N | OP |  | Internal Combustion |  | Eastern
EXCLUDE | MA | MA-Eastern | Brayton Point | 1619 | IC2 | DFO | IC | 2.7 | 2.5 | 0 | 0 | 0 |  | IPP Non-CHP | N | OP |  | Internal Combustion |  | Eastern
EXCLUDE | MA | MA-Eastern | Brayton Point | 1619 | IC3 | DFO | IC | 2.7 | 2.5 | 0 | 0 | 0 |  | IPP Non-CHP | N | OP |  | Internal Combustion |  | Eastern
EXCLUDE | MA | MA-Eastern | Brayton Point | 1619 | IC4 | DFO | IC | 2.7 | 2.5 | 0 | 0 | 0 |  | IPP Non-CHP | N | SB |  | Internal Combustion |  | Eastern
EXCLUDE | MA | MA-Eastern | Deerfield 5 | 1620 | GEN1 | WAT | HY | 17.5 | 13.9 | 0 | 40308 | 0 |  | IPP Non-CHP | N | OP |  | Non Combustion (NUC, WAT, WND, GEO, or SUN) |  | Eastern
COALST | MA | MA-Eastern | Salem Harbor | 1626 | 1 | BIT | ST | 81.9 | 79.7 | 0 | 0 | 0 |  | IPP Non-CHP | N | OS | 2014 |  |  | Eastern
COALST | MA | MA-Eastern | Salem Harbor | 1626 | 2 | BIT | ST | 82 | 78 | 0 | 0 | 0 |  | IPP Non-CHP | N | OS | 2014 |  |  | Eastern
COALST | MA | MA-Eastern | Salem Harbor | 1626 | 3 | BIT | ST | 165.7 | 149.8 | 1696 | 221105 | 278658.11 |  | IPP Non-CHP | N | OP | 2014 |  |  | Eastern
OGST | MA | MA-Eastern | Salem Harbor | 1626 | 4 | RFO | ST | 475.5 | 436.8 | 5452 | 5370 | 23957.26 |  | IPP Non-CHP | N | OP | 2014 |  |  | Eastern
EXCLUDE | MA | MA-Eastern | Cabot | 1629 | 1 | WAT | HY | 10.3 | 10.3 | 0 | 49299.67 | 0 |  | IPP Non-CHP | N | OP |  | Non Combustion (NUC, WAT, WND, GEO, or SUN) |  | Eastern
EXCLUDE | MA | MA-Eastern | Cabot | 1629 | 2 | WAT | HY | 10.3 | 10.3 | 0 | 49299.67 | 0 |  | IPP Non-CHP | N | OP |  | Non Combustion (NUC, WAT, WND, GEO, or SUN) |  | Eastern
EXCLUDE | MA | MA-Eastern | Cabot | 1629 | 3 | WAT | HY | 10.3 | 10.3 | 0 | 49299.67 | 0 |  | IPP Non-CHP | N | OP |  | Non Combustion (NUC, WAT, WND, GEO, or SUN) |  | Eastern
EXCLUDE | MA | MA-Eastern | Cabot | 1629 | 4 | WAT | HY | 10.3 | 10.3 | 0 | 49299.67 | 0 |  | IPP Non-CHP | N | OP |  | Non Combustion (NUC, WAT, WND, GEO, or SUN) |  | Eastern
EXCLUDE | MA | MA-Eastern | Cabot | 1629 | 5 | WAT | HY | 10.3 | 10.3 | 0 | 49299.67 | 0 |  | IPP Non-CHP | N | OP |  | Non Combustion (NUC, WAT, WND, GEO, or SUN) |  | Eastern
EXCLUDE | MA | MA-Eastern | Cabot | 1629 | 6 | WAT | HY | 10.3 | 10.3 | 0 | 49299.67 | 0 |  | IPP Non-CHP | N | OP |  | Non Combustion (NUC, WAT, WND, GEO, or SUN) |  | Eastern
EXCLUDE | MA | MA-Eastern | Cobble Mountain | 1630 | 1 | WAT | HY | 13 | 12.9 | 0 | 5721.58 | 0 |  | Electric Utility | N | OP |  | Non Combustion (NUC, WAT, WND, GEO, or SUN) |  | Eastern
EXCLUDE | MA | MA-Eastern | Cobble Mountain | 1630 | 2 | WAT | HY | 7 | 6.8 | 0 | 3080.85 | 0 |  | Electric Utility | N | OP |  | Non Combustion (NUC, WAT, WND, GEO, or SUN) |  | Eastern
EXCLUDE | MA | MA-Eastern | Cobble Mountain | 1630 | 3 | WAT | HY | 13 | 12.9 | 0 | 5721.58 | 0 |  | Electric Utility | N | OP |  | Non Combustion (NUC, WAT, WND, GEO, or SUN) |  | Eastern
EXCLUDE | MA | MA-Eastern | Doreen | 1631 | DORE | JF | GT | 21.1 | 16.6 | 0 | 218 | 244.76 |  | IPP Non-CHP | N | SB |  | Simple cycle unit |  | Eastern
EXCLUDE | MA | MA-Eastern | Gardners Falls | 1634 | GF2 | WAT | HY | 0.4 | 0.4 | 0 | 678.51 | 0 |  | IPP Non-CHP | N | OS |  | Non Combustion (NUC, WAT, WND, GEO, or SUN) |  | Eastern
EXCLUDE | MA | MA-Eastern | Gardners Falls | 1634 | GF3 | WAT | HY | 0.9 | 0.9 | 0 | 1526.66 | 0 |  | IPP Non-CHP | N | SB |  | Non Combustion (NUC, WAT, WND, GEO, or SUN) |  | Eastern
EXCLUDE | MA | MA-Eastern | Gardners Falls | 1634 | GF4 | WAT | HY | 0.9 | 0.9 | 0 | 1526.66 | 0 |  | IPP Non-CHP | N | OP |  | Non Combustion (NUC, WAT, WND, GEO, or SUN) |  | Eastern
EXCLUDE | MA | MA-Eastern | Gardners Falls | 1634 | GF5 | WAT | HY | 1.3 | 1.6 | 0 | 2205.17 | 0 |  | IPP Non-CHP | N | OP |  | Non Combustion (NUC, WAT, WND, GEO, or SUN) |  | Eastern
EXCLUDE | MA | MA-Eastern | Putts Bridge | 1637 | PB2 | WAT | HY | 1.6 | 1.5 | 0 | 5313 | 0 |  | IPP Non-CHP | N | SB |  | Non Combustion (NUC, WAT, WND, GEO, or SUN) |  | Eastern
EXCLUDE | MA | MA-Eastern | Putts Bridge | 1637 | PB3 | WAT | HY | 1.6 | 1.8 | 0 | 5313 | 0 |  | IPP Non-CHP | N | OP |  | Non Combustion (NUC, WAT, WND, GEO, or SUN) |  | Eastern
EXCLUDE | MA | MA-Eastern | Redbridge | 1638 | RB3 | WAT | HY | 1.8 | 1.7 | 0 | 5345 | 0 |  | IPP Non-CHP | N | SB |  | Non Combustion (NUC, WAT, WND, GEO, or SUN) |  | Eastern
EXCLUDE | MA | MA-Eastern | Redbridge | 1638 | RB4 | WAT | HY | 1.8 | 0.4 | 0 | 5345 | 0 |  | IPP Non-CHP | N | OP |  | Non Combustion (NUC, WAT, WND, GEO, or SUN) |  | Eastern
OGST | MA | MA-Eastern | NAEA Energy Massachusetts LLC | 1642 | 3 | NG | ST | 113.6 | 101.2 | 1350 | 49904 | 28363.15 |  | IPP Non-CHP | N | OP |  |  |  | Eastern
EXCLUDE | MA | MA-Eastern | NAEA Energy Massachusetts LLC | 1642 | GT-1 | NG | GT | 60 | 37.8 | 405.55 | 20014.16 | 12464.72 |  | IPP Non-CHP | N | OP |  | Simple cycle unit |  | Eastern
EXCLUDE | MA | MA-Eastern | NAEA Energy Massachusetts LLC | 1642 | GT-2 | NG | GT | 60 | 37.7 | 405.55 | 20014.16 | 12464.72 |  | IPP Non-CHP | N | OP |  | Simple cycle unit |  | Eastern
EXCLUDE | MA | MA-Eastern | NAEA Energy Massachusetts LLC | 1642 | WS1 | RFO | ST | 51 | 47.4 | 0 | 0 | 0 |  | IPP Non-CHP | N | RE | 2002 | Retired prior to 2012 |  | Eastern
EXCLUDE | MA | MA-Eastern | NAEA Energy Massachusetts LLC | 1642 | WS10 | KER | GT | 17 | 17.2 | 114.91 | 5670.68 | 3531.67 |  | IPP Non-CHP | N | OP |  | Simple cycle unit |  | Eastern
EXCLUDE | MA | MA-Eastern | NAEA Energy Massachusetts LLC | 1642 | WS2 | RFO | ST | 51 | 47.4 | 0 | 0 | 0 |  | IPP Non-CHP | N | RE | 2002 | Retired prior to 2012 |  | Eastern
EXCLUDE | MA | MA-Eastern | Woodland Road | 1643 | WOOD | KER | GT | 20.4 | 16.7 | 0 | 186 | 206.52 |  | IPP Non-CHP | N | SB |  | Simple cycle unit |  | Eastern
NGCC | MA | MA-Eastern | Potter Station 2 | 1660 | CC2 | NG | CC | 76 | 62.6 | 975 | 6428.3 | 4177.28 |  | Electric Utility | N | OP |  |  |  | Eastern
NGCC | MA | MA-Eastern | Potter Station 2 | 1660 | CC3 | NG | CC | 25 | 15.5 | 975 | 17215.84 | 1374.1 | 1 | Electric Utility | N | OP |  |  |  | Eastern
EXCLUDE | MA | MA-Eastern | Potter Station 2 | 1660 | IC1 | DFO | IC | 2.7 | 2.3 | 0 | 0 | 0 |  | Electric Utility | N | OP |  | Internal Combustion |  | Eastern
EXCLUDE | MA | MA-Eastern | Potter Station 2 | 1660 | IC2 | DFO | IC | 2.7 | 2.3 | 0 | 0 | 0 |  | Electric Utility | N | RE | 2007 | Retired prior to 2012 |  | Eastern
EXCLUDE | MA | MA-Eastern | Potter Station 2 | 1660 | WAT1 | NG | GT | 58 | 52.6 | 565 | 30490.17 | 17447.96 |  | Electric Utility | N | OP |  | Simple cycle unit |  | Eastern
EXCLUDE | MA | MA-Eastern | Potter Station 2 | 1660 | WAT2 | NG | GT | 58 | 52.6 | 565 | 30490.17 | 18693.01 |  | Electric Utility | N | OP |  | Simple cycle unit |  | Eastern
EXCLUDE | MA | MA-Eastern | High Street Station | 1670 | 1 | NG | IC | 1.2 | 1.2 | 0 | 0 | 0 |  | Electric Utility | N | SB |  | Internal Combustion |  | Eastern
EXCLUDE | MA | MA-Eastern | High Street Station | 1670 | 10 | NG | IC | 1.2 | 1.2 | 0 | 0 | 0 |  | Electric Utility | N | SB |  | Internal Combustion |  | Eastern
EXCLUDE | MA | MA-Eastern | High Street Station | 1670 | 11 | NG | IC | 1.2 | 1.2 | 0 | 0 | 0 |  | Electric Utility | N | SB |  | Internal Combustion |  | Eastern
EXCLUDE | MA | MA-Eastern | High Street Station | 1670 | 12 | NG | IC | 1.2 | 1.2 | 0 | 0 | 0 |  | Electric Utility | N | SB |  | Internal Combustion |  | Eastern
EXCLUDE | MA | MA-Eastern | High Street Station | 1670 | 2 | NG | IC | 1.3 | 1.3 | 0 | 0 | 0 |  | Electric Utility | N | SB |  | Internal Combustion |  | Eastern
EXCLUDE | MA | MA-Eastern | High Street Station | 1670 | 3 | DFO | IC | 0.7 | 0.7 | 0 | 0 | 0 |  | Electric Utility | N | OS |  | Internal Combustion |  | Eastern
EXCLUDE | MA | MA-Eastern | High Street Station | 1670 | 4 | DFO | IC | 0.6 | 0.6 | 0 | 0 | 0 |  | Electric Utility | N | OS |  | Internal Combustion |  | Eastern
EXCLUDE | MA | MA-Eastern | High Street Station | 1670 | 6 | NG | IC | 1.1 | 1.2 | 0 | 0 | 0 |  | Electric Utility | N | SB |  | Internal Combustion |  | Eastern
EXCLUDE | MA | MA-Eastern | High Street Station | 1670 | 7 | DFO | IC | 1.3 | 1.3 | 0 | 0 | 0 |  | Electric Utility | N | SB |  | Internal Combustion |  | Eastern
EXCLUDE | MA | MA-Eastern | High Street Station | 1670 | 8 | DFO | IC | 1.1 | 1.1 | 0 | 0 | 0 |  | Electric Utility | N | SB |  | Internal Combustion |  | Eastern
EXCLUDE | MA | MA-Eastern | High Street Station | 1670 | 9 | NG | IC | 1.3 | 1.3 | 0 | 0 | 0 |  | Electric Utility | N | SB |  | Internal Combustion |  | Eastern
EXCLUDE | MA | MA-Eastern | Waters River | 1678 | 1 | NG | GT | 21.3 | 16.1 | 321.9 | 4151.69 | 3175.53 |  | Electric Utility | N | OP |  | Simple cycle unit |  | Eastern
EXCLUDE | MA | MA-Eastern | Waters River | 1678 | 2 | NG | GT | 43.6 | 30.5 | 658.91 | 8498.31 | 6447.6 |  | Electric Utility | N | OP |  | Simple cycle unit |  | Eastern
OGST | MA | MA-Eastern | Cleary Flood | 1682 | 8 | RFO | ST | 28.3 | 26 | 410 | 1086 | 1727.3 |  | Electric Utility | N | OP |  |  |  | Eastern
EXCLUDE | MA | MA-Eastern | Cleary Flood | 1682 | 9A | DFO | CC | 23 | 20.5 | 1334 | 16123.78 | 10562.65 |  | Electric Utility | N | OP |  | Other combined cycle unit |  | Eastern
NGCC | MA | MA-Eastern | Cleary Flood | 1682 | CA9 | NG | CC | 95 | 87 | 1334 | 66598.22 | 43628.34 |  | Electric Utility | N | OP |  |  |  | Eastern
EXCLUDE | MI | MI-Eastern | Alcona | 1693 | 1 | WAT | HY | 4 | 1.4 | 0 | 11479 | 0 |  | Electric Utility | N | OP |  | Non Combustion (NUC, WAT, WND, GEO, or SUN) |  | Eastern
EXCLUDE | MI | MI-Eastern | Alcona | 1693 | 2 | WAT | HY | 4 | 1.4 | 0 | 11479 | 0 |  | Electric Utility | N | OP |  | Non Combustion (NUC, WAT, WND, GEO, or SUN) |  | Eastern
EXCLUDE | MI | MI-Eastern | Allegan Dam | 1694 | 1 | WAT | HY | 0.5 | 0.2 | 0 | 2482.5 | 0 |  | Electric Utility | N | OP |  | Non Combustion (NUC, WAT, WND, GEO, or SUN) |  | Eastern
EXCLUDE | MI | MI-Eastern | Allegan Dam | 1694 | 2 | WAT | HY | 0.9 | 0.5 | 0 | 4468.5 | 0 |  | Electric Utility | N | OP |  | Non Combustion (NUC, WAT, WND, GEO, or SUN) |  | Eastern
EXCLUDE | MI | MI-Eastern | Allegan Dam | 1694 | 3 | WAT | HY | 1.2 | 0.6 | 0 | 5958 | 0 |  | Electric Utility | N | OP |  | Non Combustion (NUC, WAT, WND, GEO, or SUN) |  | Eastern
OGST | MI | MI-Eastern | B C Cobb | 1695 | 1 | NG | ST | 69 | 54 | 0 | 0 | 0 |  | Electric Utility | N | OS |  |  |  | Eastern
OGST | MI | MI-Eastern | B C Cobb | 1695 | 2 | NG | ST | 69 | 65 | 0 | 0 | 0 |  | Electric Utility | N | OS |  |  |  | Eastern
OGST | MI | MI-Eastern | B C Cobb | 1695 | 3 | NG | ST | 69 | 68 | 0 | 0 | 0 |  | Electric Utility | N | OS |  |  |  | Eastern
COALST | MI | MI-Eastern | B C Cobb | 1695 | 4 | SUB | ST | 156.3 | 156 | 1969 | 724265.17 | 780702.28 |  | Electric Utility | N | OP |  |  |  | Eastern
COALST | MI | MI-Eastern | B C Cobb | 1695 | 5 | SUB | ST | 156.3 | 156 | 1915 | 840060.83 | 918422.16 |  | Electric Utility | N | OP |  |  |  | Eastern
EXCLUDE | MI | MI-Eastern | B E Morrow | 1696 | A | NG | GT | 18 | 13 | 0 | 0 | 0 |  | Electric Utility | N | OP |  | Simple cycle unit |  | Eastern
EXCLUDE | MI | MI-Eastern | B E Morrow | 1696 | B | NG | GT | 18 | 11 | 0 | 0 | 0 |  | Electric Utility | N | OP |  | Simple cycle unit |  | Eastern
EXCLUDE | MI | MI-Eastern | C W Tippy | 1698 | 1 | WAT | HY | 6.7 | 2 | 0 | 19535 | 0 |  | Electric Utility | N | OP |  | Non Combustion (NUC, WAT, WND, GEO, or SUN) |  | Eastern
EXCLUDE | MI | MI-Eastern | C W Tippy | 1698 | 2 | WAT | HY | 6.7 | 2 | 0 | 19535 | 0 |  | Electric Utility | N | OP |  | Non Combustion (NUC, WAT, WND, GEO, or SUN) |  | Eastern
EXCLUDE | MI | MI-Eastern | C W Tippy | 1698 | 3 | WAT | HY | 6.7 | 2 | 0 | 19535 | 0 |  | Electric Utility | N | OP |  | Non Combustion (NUC, WAT, WND, GEO, or SUN) |  | Eastern
EXCLUDE | MI | MI-Eastern | Cooke | 1700 | 1 | WAT | HY | 3 | 1.5 | 0 | 7622.33 | 0 |  | Electric Utility | N | OP |  | Non Combustion (NUC, WAT, WND, GEO, or SUN) |  | Eastern
EXCLUDE | MI | MI-Eastern | Cooke | 1700 | 2 | WAT | HY | 3 | 2.7 | 0 | 7622.33 | 0 |  | Electric Utility | N | OP |  | Non Combustion (NUC, WAT, WND, GEO, or SUN) |  | Eastern
EXCLUDE | MI | MI-Eastern | Cooke | 1700 | 3 | WAT | HY | 3 | 2.9 | 0 | 7622.33 | 0 |  | Electric Utility | N | OP |  | Non Combustion (NUC, WAT, WND, GEO, or SUN) |  | Eastern
EXCLUDE | MI | MI-Eastern | Croton | 1701 | 1 | WAT | HY | 3 | 1.2 | 0 | 11305.62 | 0 |  | Electric Utility | N | OP |  | Non Combustion (NUC, WAT, WND, GEO, or SUN) |  | Eastern
EXCLUDE | MI | MI-Eastern | Croton | 1701 | 2 | WAT | HY | 3 | 1.2 | 0 | 11305.62 | 0 |  | Electric Utility | N | OP |  | Non Combustion (NUC, WAT, WND, GEO, or SUN) |  | Eastern
EXCLUDE | MI | MI-Eastern | Croton | 1701 | 3 | WAT | HY | 1.4 | 0.6 | 0 | 5275.96 | 0 |  | Electric Utility | N | OP |  | Non Combustion (NUC, WAT, WND, GEO, or SUN) |  | Eastern
EXCLUDE | MI | MI-Eastern | Croton | 1701 | 4 | WAT | HY | 1.5 | 0.6 | 0 | 5652.81 | 0 |  | Electric Utility | N | OP |  | Non Combustion (NUC, WAT, WND, GEO, or SUN) |  | Eastern
COALST | MI | MI-Eastern | Dan E Karn | 1702 | 1A | SUB | ST | 136 | 255 | 3400 | 1140753 | 1280888.01 |  | Electric Utility | N | OP |  |  |  | Eastern
COALST | MI | MI-Eastern | Dan E Karn | 1702 | 1B | SUB | ST | 136 |  | 3400 | 0 | 0 |  | Electric Utility | N | OP |  |  |  | Eastern
COALST | MI | MI-Eastern | Dan E Karn | 1702 | 2A | SUB | ST | 136 | 260 | 3100 | 1059264 | 1189388.55 |  | Electric Utility | N | OP |  |  |  | Eastern
COALST | MI | MI-Eastern | Dan E Karn | 1702 | 2B | SUB | ST | 136 |  | 3100 | 0 | 0 |  | Electric Utility | N | OP |  |  |  | Eastern
OGST | MI | MI-Eastern | Dan E Karn | 1702 | 3 | NG | ST | 692.5 | 638 | 10856.4 | 42821 | 48081.32 |  | Electric Utility | N | OP |  |  |  | Eastern
OGST | MI | MI-Eastern | Dan E Karn | 1702 | 4 | NG | ST | 709.8 | 638 | 11475.5 | 39235 | 44054.8 |  | Electric Utility | N | OP |  |  |  | Eastern
EXCLUDE | MI | MI-Eastern | Five Channels | 1704 | 1 | WAT | HY | 3 | 3.4 | 0 | 10761.5 | 0 |  | Electric Utility | N | OP |  | Non Combustion (NUC, WAT, WND, GEO, or SUN) |  | Eastern
EXCLUDE | MI | MI-Eastern | Five Channels | 1704 | 2 | WAT | HY | 3 | 3 | 0 | 10761.5 | 0 |  | Electric Utility | N | OP |  | Non Combustion (NUC, WAT, WND, GEO, or SUN) |  | Eastern
EXCLUDE | MI | MI-Eastern | Foote | 1705 | 1 | WAT | HY | 3 | 1 | 0 | 8584.67 | 0 |  | Electric Utility | N | OP |  | Non Combustion (NUC, WAT, WND, GEO, or SUN) |  | Eastern
EXCLUDE | MI | MI-Eastern | Foote | 1705 | 2 | WAT | HY | 3 | 1 | 0 | 8584.67 | 0 |  | Electric Utility | N | OP |  | Non Combustion (NUC, WAT, WND, GEO, or SUN) |  | Eastern
EXCLUDE | MI | MI-Eastern | Foote | 1705 | 3 | WAT | HY | 3 | 1 | 0 | 8584.67 | 0 |  | Electric Utility | N | OP |  | Non Combustion (NUC, WAT, WND, GEO, or SUN) |  | Eastern
EXCLUDE | MI | MI-Eastern | Gaylord | 1706 | 1 | NG | GT | 16 | 13 | 0 | 992.25 | 1028.13 |  | Electric Utility | N | OP |  | Simple cycle unit |  | Eastern
EXCLUDE | MI | MI-Eastern | Gaylord | 1706 | 2 | NG | GT | 16 | 10 | 0 | 992.25 | 1028.13 |  | Electric Utility | N | OP |  | Simple cycle unit |  | Eastern
EXCLUDE | MI | MI-Eastern | Gaylord | 1706 | 3 | NG | GT | 16 | 11 | 0 | 992.25 | 1028.13 |  | Electric Utility | N | OP |  | Simple cycle unit |  | Eastern
EXCLUDE | MI | MI-Eastern | Gaylord | 1706 | 4 | NG | GT | 16 | 12 | 0 | 992.25 | 1028.13 |  | Electric Utility | N | OA |  | Simple cycle unit |  | Eastern
EXCLUDE | MI | MI-Eastern | Gaylord | 1706 | 5 | NG | GT | 16 | 14 | 0 | 0 | 0 |  | Electric Utility | N | RE | 2010 | Retired prior to 2012 |  | Eastern
EXCLUDE | MI | MI-Eastern | Hardy | 1707 | 1 | WAT | HY | 10 | 11 | 0 | 28949.84 | 0 |  | Electric Utility | N | OP |  | Non Combustion (NUC, WAT, WND, GEO, or SUN) |  | Eastern
EXCLUDE | MI | MI-Eastern | Hardy | 1707 | 2 | WAT | HY | 10 | 11 | 0 | 28949.84 | 0 |  | Electric Utility | N | OP |  | Non Combustion (NUC, WAT, WND, GEO, or SUN) |  | Eastern
EXCLUDE | MI | MI-Eastern | Hardy | 1707 | 3 | WAT | HY | 11.5 | 11.5 | 0 | 33292.32 | 0 |  | Electric Utility | N | OP |  | Non Combustion (NUC, WAT, WND, GEO, or SUN) |  | Eastern
EXCLUDE | MI | MI-Eastern | Hodenpyl | 1708 | 1 | WAT | HY | 9.5 | 1.9 | 0 | 22320.5 | 0 |  | Electric Utility | N | OP |  | Non Combustion (NUC, WAT, WND, GEO, or SUN) |  | Eastern
EXCLUDE | MI | MI-Eastern | Hodenpyl | 1708 | 2 | WAT | HY | 9.5 | 1.9 | 0 | 22320.5 | 0 |  | Electric Utility | N | OP |  | Non Combustion (NUC, WAT, WND, GEO, or SUN) |  | Eastern
COALST | MI | MI-Eastern | J H Campbell | 1710 | 1 | SUB | ST | 265.2 | 260 | 3237 | 1703016 | 1866382.76 |  | Electric Utility | N | OP |  |  |  | Eastern
COALST | MI | MI-Eastern | J H Campbell | 1710 | 2 | SUB | ST | 403.9 | 355 | 4270 | 1044206 | 1144724.19 |  | Electric Utility | N | OP |  |  |  | Eastern
COALST | MI | MI-Eastern | J H Campbell | 1710 | 3 | SUB | ST | 916.8 | 825 | 9909.7 | 5004127 | 5638067.3 |  | Electric Utility | N | OP |  |  |  | Eastern
EXCLUDE | MI | MI-Eastern | J H Campbell | 1710 | A | DFO | GT | 18.6 | 11.2 | 0 | 2 | 5.71 |  | Electric Utility | N | OP |  | Simple cycle unit |  | Eastern
EXCLUDE | MI | MI-Eastern | Loud | 1712 | 1 | WAT | HY | 2 | 2.4 | 0 | 8098 | 0 |  | Electric Utility | N | OP |  | Non Combustion (NUC, WAT, WND, GEO, or SUN) |  | Eastern
EXCLUDE | MI | MI-Eastern | Loud | 1712 | 2 | WAT | HY | 2 | 2.5 | 0 | 8098 | 0 |  | Electric Utility | N | OP |  | Non Combustion (NUC, WAT, WND, GEO, or SUN) |  | Eastern
EXCLUDE | MI | MI-Eastern | Ludington | 1713 | 1 | WAT | PS | 329.8 | 312 | 0 | -128880 | 0 |  | Electric Utility | N | OP |  | Non Combustion (NUC, WAT, WND, GEO, or SUN) |  | Eastern
EXCLUDE | MI | MI-Eastern | Ludington | 1713 | 2 | WAT | PS | 329.8 | 312 | 0 | -128880 | 0 |  | Electric Utility | N | OP |  | Non Combustion (NUC, WAT, WND, GEO, or SUN) |  | Eastern
EXCLUDE | MI | MI-Eastern | Ludington | 1713 | 3 | WAT | PS | 329.8 | 311 | 0 | -128880 | 0 |  | Electric Utility | N | OP |  | Non Combustion (NUC, WAT, WND, GEO, or SUN) |  | Eastern
EXCLUDE | MI | MI-Eastern | Ludington | 1713 | 4 | WAT | PS | 329.8 | 312 | 0 | -128880 | 0 |  | Electric Utility | N | OP |  | Non Combustion (NUC, WAT, WND, GEO, or SUN) |  | Eastern
EXCLUDE | MI | MI-Eastern | Ludington | 1713 | 5 | WAT | PS | 329.8 | 312 | 0 | -128880 | 0 |  | Electric Utility | N | OP |  | Non Combustion (NUC, WAT, WND, GEO, or SUN) |  | Eastern
EXCLUDE | MI | MI-Eastern | Ludington | 1713 | 6 | WAT | PS | 329.8 | 312 | 0 | -128880 | 0 |  | Electric Utility | N | OP |  | Non Combustion (NUC, WAT, WND, GEO, or SUN) |  | Eastern
EXCLUDE | MI | MI-Eastern | Mio | 1714 | 1 | WAT | HY | 2.5 | 0.7 | 0 | 6488 | 0 |  | Electric Utility | N | OP |  | Non Combustion (NUC, WAT, WND, GEO, or SUN) |  | Eastern
EXCLUDE | MI | MI-Eastern | Mio | 1714 | 2 | WAT | HY | 2.5 | 0.7 | 0 | 6488 | 0 |  | Electric Utility | N | OP |  | Non Combustion (NUC, WAT, WND, GEO, or SUN) |  | Eastern
EXCLUDE | MI | MI-Eastern | Palisades | 1715 | 1 | NUC | ST | 811.8 | 782.2 | 0 | 5178213 | 0 |  | IPP Non-CHP | N | OP |  | Non Combustion (NUC, WAT, WND, GEO, or SUN) |  | Eastern
EXCLUDE | MI | MI-Eastern | Rogers | 1716 | 1 | WAT | HY | 1.7 | 0.7 | 0 | 6498.75 | 0 |  | Electric Utility | N | OP |  | Non Combustion (NUC, WAT, WND, GEO, or SUN) |  | Eastern
EXCLUDE | MI | MI-Eastern | Rogers | 1716 | 2 | WAT | HY | 1.7 | 0.7 | 0 | 6498.75 | 0 |  | Electric Utility | N | OP |  | Non Combustion (NUC, WAT, WND, GEO, or SUN) |  | Eastern
EXCLUDE | MI | MI-Eastern | Rogers | 1716 | 3 | WAT | HY | 1.7 | 0.7 | 0 | 6498.75 | 0 |  | Electric Utility | N | OP |  | Non Combustion (NUC, WAT, WND, GEO, or SUN) |  | Eastern
EXCLUDE | MI | MI-Eastern | Rogers | 1716 | 4 | WAT | HY | 1.7 | 0.7 | 0 | 6498.75 | 0 |  | Electric Utility | N | OP |  | Non Combustion (NUC, WAT, WND, GEO, or SUN) |  | Eastern
EXCLUDE | MI | MI-Eastern | Straits | 1718 | 1 | NG | GT | 20 | 5 | 0 | 338 | 368.26 |  | Electric Utility | N | OP |  | Simple cycle unit |  | Eastern
EXCLUDE | MI | MI-Eastern | Thetford | 1719 | 1 | NG | GT | 33.6 | 30 | 335.4 | 88.22 | 179.68 |  | Electric Utility | N | OS |  | Simple cycle unit |  | Eastern
EXCLUDE | MI | MI-Eastern | Thetford | 1719 | 2 | NG | GT | 33.6 | 29 | 335.4 | 88.22 | 179.68 |  | Electric Utility | N | OS |  | Simple cycle unit |  | Eastern
EXCLUDE | MI | MI-Eastern | Thetford | 1719 | 3 | NG | GT | 33.6 | 25 | 335.4 | 88.22 | 179.68 |  | Electric Utility | N | OP |  | Simple cycle unit |  | Eastern
EXCLUDE | MI | MI-Eastern | Thetford | 1719 | 4 | NG | GT | 33.6 | 32 | 335.4 | 88.22 | 179.68 |  | Electric Utility | N | OP |  | Simple cycle unit |  | Eastern
EXCLUDE | MI | MI-Eastern | Thetford | 1719 | 5 | NG | GT | 17.6 | 15 | 175.68 | 46.21 | 94.12 |  | Electric Utility | N | OS |  | Simple cycle unit |  | Eastern
EXCLUDE | MI | MI-Eastern | Thetford | 1719 | 6 | NG | GT | 17.6 | 15 | 175.68 | 46.21 | 94.12 |  | Electric Utility | N | OS |  | Simple cycle unit |  | Eastern
EXCLUDE | MI | MI-Eastern | Thetford | 1719 | 7 | NG | GT | 17.6 | 14 | 175.68 | 46.21 | 94.12 |  | Electric Utility | N | OS |  | Simple cycle unit |  | Eastern
EXCLUDE | MI | MI-Eastern | Thetford | 1719 | 8 | NG | GT | 17.6 | 11 | 175.68 | 46.21 | 94.12 |  | Electric Utility | N | OP |  | Simple cycle unit |  | Eastern
EXCLUDE | MI | MI-Eastern | Thetford | 1719 | 9 | NG | GT | 17.6 | 12 | 175.68 | 46.21 | 94.12 |  | Electric Utility | N | OP |  | Simple cycle unit |  | Eastern
COALST | MI | MI-Eastern | J C Weadock | 1720 | 7 | SUB | ST | 156.3 | 155 | 2825 | 767421 | 776996.03 |  | Electric Utility | N | OP |  |  |  | Eastern
COALST | MI | MI-Eastern | J C Weadock | 1720 | 8 | SUB | ST | 156.3 | 155 | 2825 | 798319 | 877199.59 |  | Electric Utility | N | OP |  |  |  | Eastern
EXCLUDE | MI | MI-Eastern | J C Weadock | 1720 | A | NG | GT | 18.6 | 13 | 0 | 0 | 0 |  | Electric Utility | N | OS |  | Simple cycle unit |  | Eastern
EXCLUDE | MI | MI-Eastern | Webber | 1722 | 1 | WAT | HY | 3.3 | 0.3 | 0 | 7478.72 | 0 |  | Electric Utility | N | OP |  | Non Combustion (NUC, WAT, WND, GEO, or SUN) |  | Eastern
EXCLUDE | MI | MI-Eastern | Webber | 1722 | 2 | WAT | HY | 1 | 0.8 | 0 | 2266.28 | 0 |  | Electric Utility | N | OP |  | Non Combustion (NUC, WAT, WND, GEO, or SUN) |  | Eastern
COALST | MI | MI-Eastern | J R Whiting | 1723 | 1 | SUB | ST | 106.3 | 100 | 1408 | 463460 | 546009.34 |  | Electric Utility | N | OP |  |  |  | Eastern
COALST | MI | MI-Eastern | J R Whiting | 1723 | 2 | SUB | ST | 106.3 | 101 | 1326 | 396274 | 489546.45 |  | Electric Utility | N | OP |  |  |  | Eastern
COALST | MI | MI-Eastern | J R Whiting | 1723 | 3 | SUB | ST | 132.8 | 124 | 1563 | 484325 | 570009.99 |  | Electric Utility | N | OP |  |  |  | Eastern
EXCLUDE | MI | MI-Eastern | J R Whiting | 1723 | A | DFO | GT | 18.6 | 13 | 0 | 0 | 0 |  | Electric Utility | N | OS |  | Simple cycle unit |  | Eastern
EXCLUDE | MI | MI-Eastern | Colfax | 1725 | 1 | DFO | IC | 2.7 | 2.4 | 0 | 0 | 0 |  | Electric Utility | N | OP |  | Internal Combustion |  | Eastern
EXCLUDE | MI | MI-Eastern | Colfax | 1725 | 2 | DFO | IC | 2.7 | 2.4 | 0 | 0 | 0 |  | Electric Utility | N | OP |  | Internal Combustion |  | Eastern
EXCLUDE | MI | MI-Eastern | Colfax | 1725 | 3 | DFO | IC | 2.7 | 2.4 | 0 | 0 | 0 |  | Electric Utility | N | OP |  | Internal Combustion |  | Eastern
EXCLUDE | MI | MI-Eastern | Colfax | 1725 | 4 | DFO | IC | 2.7 | 2.4 | 0 | 0 | 0 |  | Electric Utility | N | OP |  | Internal Combustion |  | Eastern
EXCLUDE | MI | MI-Eastern | Colfax | 1725 | 5 | DFO | IC | 2.7 | 2.4 | 0 | 0 | 0 |  | Electric Utility | N | OP |  | Internal Combustion |  | Eastern
EXCLUDE | MI | MI-Eastern | Conners Creek | 1726 | 1 | DFO | IC | 2.7 | 2.3 | 0 | 0 | 0 |  | Electric Utility | N | OP |  | Internal Combustion |  | Eastern
OGST | MI | MI-Eastern | Conners Creek | 1726 | 15 | NG | ST | 135 | 100 | 0 | 0 | 0 |  | Electric Utility | N | OS | 2013 |  |  | Eastern
OGST | MI | MI-Eastern | Conners Creek | 1726 | 16 | NG | ST | 135 | 130 | 0 | 0 | 0 |  | Electric Utility | N | OS | 2013 |  |  | Eastern
EXCLUDE | MI | MI-Eastern | Conners Creek | 1726 | 2 | DFO | IC | 2.7 | 2.3 | 0 | 0 | 0 |  | Electric Utility | N | OP |  | Internal Combustion |  | Eastern
EXCLUDE | MI | MI-Eastern | Dayton | 1727 | 1 | DFO | IC | 2 | 2 | 0 | 0 | 0 |  | Electric Utility | N | OP |  | Internal Combustion |  | Eastern
EXCLUDE | MI | MI-Eastern | Dayton | 1727 | 2 | DFO | IC | 2 | 2 | 0 | 0 | 0 |  | Electric Utility | N | OP |  | Internal Combustion |  | Eastern
EXCLUDE | MI | MI-Eastern | Dayton | 1727 | 3 | DFO | IC | 2 | 2 | 0 | 0 | 0 |  | Electric Utility | N | OP |  | Internal Combustion |  | Eastern
EXCLUDE | MI | MI-Eastern | Dayton | 1727 | 4 | DFO | IC | 2 | 2 | 0 | 0 | 0 |  | Electric Utility | N | OP |  | Internal Combustion |  | Eastern
EXCLUDE | MI | MI-Eastern | Dayton | 1727 | 5 | DFO | IC | 2 | 2 | 0 | 0 | 0 |  | Electric Utility | N | OP |  | Internal Combustion |  | Eastern
EXCLUDE | MI | MI-Eastern | Delray | 1728 | 11-1 | NG | GT | 71.1 | 62 | 1000 | 22259.5 | 16278.78 |  | Electric Utility | N | OP |  | Simple cycle unit |  | Eastern
EXCLUDE | MI | MI-Eastern | Delray | 1728 | 12-1 | NG | GT | 71.1 | 58 | 912.5 | 22259.5 | 14596.16 |  | Electric Utility | N | OP |  | Simple cycle unit |  | Eastern
EXCLUDE | MI | MI-Eastern | Fermi | 1729 | 2 | NUC | ST | 1217 | 1085 | 0 | 5122292 | 0 |  | Electric Utility | N | OP |  | Non Combustion (NUC, WAT, WND, GEO, or SUN) |  | Eastern
EXCLUDE | MI | MI-Eastern | Fermi | 1729 | 3 | DFO | GT | 16 | 12 | 0 | 172.75 | 493.82 |  | Electric Utility | N | OP |  | Simple cycle unit |  | Eastern
EXCLUDE | MI | MI-Eastern | Fermi | 1729 | 4 | DFO | GT | 16 | 12 | 0 | 172.75 | 493.82 |  | Electric Utility | N | OP |  | Simple cycle unit |  | Eastern
EXCLUDE | MI | MI-Eastern | Fermi | 1729 | GT1 | DFO | GT | 16 | 12 | 0 | 172.75 | 493.82 |  | Electric Utility | N | OP |  | Simple cycle unit |  | Eastern
EXCLUDE | MI | MI-Eastern | Fermi | 1729 | GT2 | DFO | GT | 16 | 12 | 0 | 172.75 | 493.82 |  | Electric Utility | N | OP |  | Simple cycle unit |  | Eastern
EXCLUDE | MI | MI-Eastern | Hancock | 1730 | 1 | NG | GT | 19 | 11 | 121.95 | 277.88 | 258.62 |  | Electric Utility | N | OP |  | Simple cycle unit |  | Eastern
EXCLUDE | MI | MI-Eastern | Hancock | 1730 | 2 | NG | GT | 19 | 15 | 121.95 | 277.88 | 258.62 |  | Electric Utility | N | OP |  | Simple cycle unit |  | Eastern
EXCLUDE | MI | MI-Eastern | Hancock | 1730 | 3 | NG | GT | 19 | 15 | 121.95 | 277.88 | 258.62 |  | Electric Utility | N | OP |  | Simple cycle unit |  | Eastern
EXCLUDE | MI | MI-Eastern | Hancock | 1730 | 4 | NG | GT | 19.6 | 15 | 125.8 | 286.66 | 266.79 |  | Electric Utility | N | OP |  | Simple cycle unit |  | Eastern
EXCLUDE | MI | MI-Eastern | Hancock | 1730 | 5 | NG | GT | 41.8 | 34 | 268.28 | 611.34 | 568.97 |  | Electric Utility | N | OP |  | Simple cycle unit |  | Eastern
EXCLUDE | MI | MI-Eastern | Hancock | 1730 | 6 | NG | GT | 41.8 | 34 | 268.28 | 611.34 | 568.97 |  | Electric Utility | N | OP |  | Simple cycle unit |  | Eastern
COALST | MI | MI-Eastern | Harbor Beach | 1731 | 1 | BIT | ST | 121 | 95 | 1100 | 74022 | 106544.95 |  | Electric Utility | N | OP |  |  |  | Eastern
EXCLUDE | MI | MI-Eastern | Harbor Beach | 1731 | IC1 | DFO | IC | 2 | 2 | 0 | 0 | 0 |  | Electric Utility | N | OP |  | Internal Combustion |  | Eastern
EXCLUDE | MI | MI-Eastern | Harbor Beach | 1731 | IC2 | DFO | IC | 2 | 2 | 0 | 0 | 0 |  | Electric Utility | N | OP |  | Internal Combustion |  | Eastern
EXCLUDE | MI | MI-Eastern | Marysville | 1732 | 6 | BIT | ST | 50 | 33 | 0 | 0 | 0 |  | Electric Utility | N | RE | 1995 | Retired prior to 2012 |  | Eastern
EXCLUDE | MI | MI-Eastern | Marysville | 1732 | 7 | BIT | ST | 75 | 83 | 0 | 0 | 0 |  | Electric Utility | N | RE | 2011 | Retired prior to 2012 |  | Eastern
EXCLUDE | MI | MI-Eastern | Marysville | 1732 | 8 | BIT | ST | 75 | 83 | 0 | 0 | 0 |  | Electric Utility | N | RE | 2011 | Retired prior to 2012 |  | Eastern
COALST | MI | MI-Eastern | Monroe | 1733 | 1 | SUB | ST | 817.2 | 668 | 8550 | 4016699 | 4367982.6 |  | Electric Utility | N | OP |  |  |  | Eastern
COALST | MI | MI-Eastern | Monroe | 1733 | 2 | SUB | ST | 822.6 | 748 | 8500 | 3553478 | 3918026.62 |  | Electric Utility | N | OP |  |  |  | Eastern
COALST | MI | MI-Eastern | Monroe | 1733 | 3 | SUB | ST | 822.6 | 752 | 7425 | 4779576 | 4914097.83 |  | Electric Utility | N | OP |  |  |  | Eastern
COALST | MI | MI-Eastern | Monroe | 1733 | 4 | SUB | ST | 817.2 | 762 | 7425 | 3175319 | 3438752.32 |  | Electric Utility | N | OP |  |  |  | Eastern
EXCLUDE | MI | MI-Eastern | Monroe | 1733 | IC1 | DFO | IC | 2.7 | 2.8 | 0 | 0 | 0 |  | Electric Utility | N | OP |  | Internal Combustion |  | Eastern
EXCLUDE | MI | MI-Eastern | Monroe | 1733 | IC2 | DFO | IC | 2.7 | 2.8 | 0 | 0 | 0 |  | Electric Utility | N | OP |  | Internal Combustion |  | Eastern
EXCLUDE | MI | MI-Eastern | Monroe | 1733 | IC3 | DFO | IC | 2.7 | 2.8 | 0 | 0 | 0 |  | Electric Utility | N | OP |  | Internal Combustion |  | Eastern
EXCLUDE | MI | MI-Eastern | Monroe | 1733 | IC4 | DFO | IC | 2.7 | 2.8 | 0 | 0 | 0 |  | Electric Utility | N | OP |  | Internal Combustion |  | Eastern
EXCLUDE | MI | MI-Eastern | Monroe | 1733 | IC5 | DFO | IC | 2.7 | 2.8 | 0 | 0 | 0 |  | Electric Utility | N | OP |  | Internal Combustion |  | Eastern
EXCLUDE | MI | MI-Eastern | Northeast | 1734 | 1 | NG | GT | 16 | 15 | 0 | 38.58 | 209.69 |  | Electric Utility | N | OP |  | Simple cycle unit |  | Eastern
EXCLUDE | MI | MI-Eastern | Northeast | 1734 | 2 | NG | GT | 16 | 12 | 0 | 38.58 | 209.69 |  | Electric Utility | N | OP |  | Simple cycle unit |  | Eastern
EXCLUDE | MI | MI-Eastern | Northeast | 1734 | 3 | NG | GT | 16 | 12 | 0 | 38.58 | 209.69 |  | Electric Utility | N | OP |  | Simple cycle unit |  | Eastern
EXCLUDE | MI | MI-Eastern | Northeast | 1734 | 4 | NG | GT | 16 | 12 | 0 | 38.58 | 209.69 |  | Electric Utility | N | OP |  | Simple cycle unit |  | Eastern
EXCLUDE | MI | MI-Eastern | Northeast | 1734 | 5 | DFO | GT | 23.4 | 15 | 0 | 56.43 | 427.78 |  | Electric Utility | N | OP |  | Simple cycle unit |  | Eastern
EXCLUDE | MI | MI-Eastern | Northeast | 1734 | 6 | DFO | GT | 21.2 | 18 | 0 | 51.12 | 387.56 |  | Electric Utility | N | OP |  | Simple cycle unit |  | Eastern
EXCLUDE | MI | MI-Eastern | Northeast | 1734 | 7 | DFO | GT | 21.2 | 18 | 0 | 51.12 | 387.56 |  | Electric Utility | N | OP |  | Simple cycle unit |  | Eastern
EXCLUDE | MI | MI-Eastern | Oliver | 1735 | 1 | DFO | IC | 2.7 | 2.3 | 0 | 0 | 0 |  | Electric Utility | N | OP |  | Internal Combustion |  | Eastern
EXCLUDE | MI | MI-Eastern | Oliver | 1735 | 2 | DFO | IC | 2.7 | 2.3 | 0 | 0 | 0 |  | Electric Utility | N | OP |  | Internal Combustion |  | Eastern
EXCLUDE | MI | MI-Eastern | Oliver | 1735 | 3 | DFO | IC | 2.7 | 2.3 | 0 | 0 | 0 |  | Electric Utility | N | OP |  | Internal Combustion |  | Eastern
EXCLUDE | MI | MI-Eastern | Oliver | 1735 | 4 | DFO | IC | 2.7 | 2.3 | 0 | 0 | 0 |  | Electric Utility | N | OP |  | Internal Combustion |  | Eastern
EXCLUDE | MI | MI-Eastern | Oliver | 1735 | 5 | DFO | IC | 2.7 | 2.3 | 0 | 0 | 0 |  | Electric Utility | N | OP |  | Internal Combustion |  | Eastern
EXCLUDE | MI | MI-Eastern | Placid 12 | 1737 | 1 | DFO | IC | 2.7 | 2.4 | 0 | 0 | 0 |  | Electric Utility | N | OP |  | Internal Combustion |  | Eastern
EXCLUDE | MI | MI-Eastern | Placid 12 | 1737 | 2 | DFO | IC | 2.7 | 2.4 | 0 | 0 | 0 |  | Electric Utility | N | OP |  | Internal Combustion |  | Eastern
EXCLUDE | MI | MI-Eastern | Placid 12 | 1737 | 3 | DFO | IC | 2.7 | 2.4 | 0 | 0 | 0 |  | Electric Utility | N | OP |  | Internal Combustion |  | Eastern
EXCLUDE | MI | MI-Eastern | Placid 12 | 1737 | 4 | DFO | IC | 2.7 | 2.4 | 0 | 0 | 0 |  | Electric Utility | N | OP |  | Internal Combustion |  | Eastern
EXCLUDE | MI | MI-Eastern | Placid 12 | 1737 | 5 | DFO | IC | 2.7 | 2.4 | 0 | 0 | 0 |  | Electric Utility | N | OP |  | Internal Combustion |  | Eastern
EXCLUDE | MI | MI-Eastern | Putnam | 1739 | 1 | DFO | IC | 2.7 | 2.3 | 0 | 0 | 0 |  | Electric Utility | N | OP |  | Internal Combustion |  | Eastern
EXCLUDE | MI | MI-Eastern | Putnam | 1739 | 2 | DFO | IC | 2.7 | 2.3 | 0 | 0 | 0 |  | Electric Utility | N | OP |  | Internal Combustion |  | Eastern
EXCLUDE | MI | MI-Eastern | Putnam | 1739 | 3 | DFO | IC | 2.7 | 2.3 | 0 | 0 | 0 |  | Electric Utility | N | OP |  | Internal Combustion |  | Eastern
EXCLUDE | MI | MI-Eastern | Putnam | 1739 | 4 | DFO | IC | 2.7 | 2.3 | 0 | 0 | 0 |  | Electric Utility | N | OP |  | Internal Combustion |  | Eastern
EXCLUDE | MI | MI-Eastern | Putnam | 1739 | 5 | DFO | IC | 2.7 | 2.3 | 0 | 0 | 0 |  | Electric Utility | N | OP |  | Internal Combustion |  | Eastern
OGST | MI | MI-Eastern | River Rouge | 1740 | 1 | NG | ST | 282.6 | 234 | 0 | 0 | 0 |  | Electric Utility | N | OP |  |  |  | Eastern
COALST | MI | MI-Eastern | River Rouge | 1740 | 2 | SUB | ST | 292.5 | 251 | 3000 | 852740 | 991269.5 |  | Electric Utility | N | OP |  |  |  | Eastern
COALST | MI | MI-Eastern | River Rouge | 1740 | 3 | SUB | ST | 358.1 | 276 | 3600 | 1398055 | 1332962.4 |  | Electric Utility | N | OP |  |  |  | Eastern
EXCLUDE | MI | MI-Eastern | River Rouge | 1740 | IC1 | DFO | IC | 2.7 | 2.4 | 0 | 0 | 0 |  | Electric Utility | N | OP |  | Internal Combustion |  | Eastern
EXCLUDE | MI | MI-Eastern | River Rouge | 1740 | IC2 | DFO | IC | 2.7 | 2.4 | 0 | 0 | 0 |  | Electric Utility | N | OP |  | Internal Combustion |  | Eastern
EXCLUDE | MI | MI-Eastern | River Rouge | 1740 | IC3 | DFO | IC | 2.7 | 2.4 | 0 | 0 | 0 |  | Electric Utility | N | OP |  | Internal Combustion |  | Eastern
EXCLUDE | MI | MI-Eastern | River Rouge | 1740 | IC4 | DFO | IC | 2.7 | 2.4 | 0 | 0 | 0 |  | Electric Utility | N | OP |  | Internal Combustion |  | Eastern
EXCLUDE | MI | MI-Eastern | Slocum | 1741 | 1 | DFO | IC | 2.7 | 2.2 | 0 | 0 | 0 |  | Electric Utility | N | OP |  | Internal Combustion |  | Eastern
EXCLUDE | MI | MI-Eastern | Slocum | 1741 | 2 | DFO | IC | 2.7 | 2.2 | 0 | 0 | 0 |  | Electric Utility | N | OP |  | Internal Combustion |  | Eastern
EXCLUDE | MI | MI-Eastern | Slocum | 1741 | 3 | DFO | IC | 2.7 | 2.2 | 0 | 0 | 0 |  | Electric Utility | N | OP |  | Internal Combustion |  | Eastern
EXCLUDE | MI | MI-Eastern | Slocum | 1741 | 4 | DFO | IC | 2.7 | 2.2 | 0 | 0 | 0 |  | Electric Utility | N | OP |  | Internal Combustion |  | Eastern
EXCLUDE | MI | MI-Eastern | Slocum | 1741 | 5 | DFO | IC | 2.7 | 2.8 | 0 | 0 | 0 |  | Electric Utility | N | OP |  | Internal Combustion |  | Eastern
COALST | MI | MI-Eastern | St Clair | 1743 | 1 | SUB | ST | 168.7 | 152 | 2340 | 622646 | 745747.16 |  | Electric Utility | N | OP |  |  |  | Eastern
EXCLUDE | MI | MI-Eastern | St Clair | 1743 | 11 | DFO | GT | 18.5 | 18 | 0 | 162 | 436.96 |  | Electric Utility | N | OP |  | Simple cycle unit |  | Eastern
EXCLUDE | MI | MI-Eastern | St Clair | 1743 | 12A | DFO | IC | 2.7 | 2.4 | 0 | 0 | 0 |  | Electric Utility | N | OP |  | Internal Combustion |  | Eastern
EXCLUDE | MI | MI-Eastern | St Clair | 1743 | 12B | DFO | IC | 2.7 | 2.4 | 0 | 0 | 0 |  | Electric Utility | N | OP |  | Internal Combustion |  | Eastern
COALST | MI | MI-Eastern | St Clair | 1743 | 2 | SUB | ST | 156.2 | 153 | 2310 | 600722 | 789746.44 |  | Electric Utility | N | OP |  |  |  | Eastern
COALST | MI | MI-Eastern | St Clair | 1743 | 3 | SUB | ST | 156.2 | 165 | 2210 | 582429 | 745039.87 |  | Electric Utility | N | OP |  |  |  | Eastern
COALST | MI | MI-Eastern | St Clair | 1743 | 4 | SUB | ST | 168.7 | 147 | 2150 | 664430 | 787877.23 |  | Electric Utility | N | OP |  |  |  | Eastern
EXCLUDE | MI | MI-Eastern | St Clair | 1743 | 5 | RFO | ST | 357.7 | 250 | 0 | 0 | 0 |  | Electric Utility | N | RE | 1980 | Retired prior to 2012 |  | Eastern
COALST | MI | MI-Eastern | St Clair | 1743 | 6 | SUB | ST | 352.7 | 307 | 3800 | 934545 | 1003023.69 |  | Electric Utility | N | OP |  |  |  | Eastern
COALST | MI | MI-Eastern | St Clair | 1743 | 7 | SUB | ST | 544.5 | 450 | 5500 | 2023951 | 2254987.48 |  | Electric Utility | N | OP |  |  |  | Eastern
EXCLUDE | MI | MI-Eastern | Superior | 1744 | 1 | DFO | GT | 16 | 11 | 0 | -94 | 22.26 |  | Electric Utility | N | OP |  | Simple cycle unit |  | Eastern
EXCLUDE | MI | MI-Eastern | Superior | 1744 | 2 | DFO | GT | 16 | 11 | 0 | -94 | 22.26 |  | Electric Utility | N | OP |  | Simple cycle unit |  | Eastern
EXCLUDE | MI | MI-Eastern | Superior | 1744 | 3 | DFO | GT | 16 | 11 | 0 | -94 | 22.26 |  | Electric Utility | N | OP |  | Simple cycle unit |  | Eastern
EXCLUDE | MI | MI-Eastern | Superior | 1744 | 4 | DFO | GT | 16 | 11 | 0 | -94 | 22.26 |  | Electric Utility | N | OP |  | Simple cycle unit |  | Eastern
COALST | MI | MI-Eastern | Trenton Channel | 1745 | 7 | SUB | ST | 120 | 111 | 3400 | 606542 | 684712.14 |  | Electric Utility | N | OP |  |  |  | Eastern
COALST | MI | MI-Eastern | Trenton Channel | 1745 | 8 | SUB | ST | 120 | 78 | 3400 | 29506 | 33308.69 |  | Electric Utility | N | OP |  |  |  | Eastern
COALST | MI | MI-Eastern | Trenton Channel | 1745 | 9 | SUB | ST | 535.5 | 524 | 6000 | 2818894 | 3182188.46 |  | Electric Utility | N | OP |  |  |  | Eastern
EXCLUDE | MI | MI-Eastern | Wilmot | 1746 | 1 | DFO | IC | 2.7 | 2.3 | 0 | 0 | 0 |  | Electric Utility | N | OP |  | Internal Combustion |  | Eastern
EXCLUDE | MI | MI-Eastern | Wilmot | 1746 | 2 | DFO | IC | 2.7 | 2.3 | 0 | 0 | 0 |  | Electric Utility | N | OP |  | Internal Combustion |  | Eastern
EXCLUDE | MI | MI-Eastern | Wilmot | 1746 | 3 | DFO | IC | 2.7 | 2.3 | 0 | 0 | 0 |  | Electric Utility | N | OP |  | Internal Combustion |  | Eastern
EXCLUDE | MI | MI-Eastern | Wilmot | 1746 | 4 | DFO | IC | 2.7 | 2.3 | 0 | 0 | 0 |  | Electric Utility | N | OP |  | Internal Combustion |  | Eastern
EXCLUDE | MI | MI-Eastern | Wilmot | 1746 | 5 | DFO | IC | 2.7 | 2.3 | 0 | 0 | 0 |  | Electric Utility | N | OP |  | Internal Combustion |  | Eastern
EXCLUDE | MI | MI-Eastern | Manistique | 1750 | 1 | DFO | IC | 2 | 2 | 0 | 0 | 0 |  | Electric Utility | N | OP |  | Internal Combustion |  | Eastern
EXCLUDE | MI | MI-Eastern | Manistique | 1750 | 2 | DFO | IC | 2.8 | 2.8 | 0 | 0 | 0 |  | Electric Utility | N | OP |  | Internal Combustion |  | Eastern
EXCLUDE | MI | MI-Eastern | Edison Sault | 1751 | 10 | WAT | HY | 0.6 | 0.4 | 0 | 1881.63 | 0 |  | Electric Utility | N | OP |  | Non Combustion (NUC, WAT, WND, GEO, or SUN) |  | Eastern
EXCLUDE | MI | MI-Eastern | Edison Sault | 1751 | 11 | WAT | HY | 0.6 | 0.4 | 0 | 1881.63 | 0 |  | Electric Utility | N | OP |  | Non Combustion (NUC, WAT, WND, GEO, or SUN) |  | Eastern
EXCLUDE | MI | MI-Eastern | Edison Sault | 1751 | 12 | WAT | HY | 0.6 | 0.4 | 0 | 1881.63 | 0 |  | Electric Utility | N | OP |  | Non Combustion (NUC, WAT, WND, GEO, or SUN) |  | Eastern
EXCLUDE | MI | MI-Eastern | Edison Sault | 1751 | 13 | WAT | HY | 0.6 | 0.4 | 0 | 1881.63 | 0 |  | Electric Utility | N | OP |  | Non Combustion (NUC, WAT, WND, GEO, or SUN) |  | Eastern
EXCLUDE | MI | MI-Eastern | Edison Sault | 1751 | 14 | WAT | HY | 0.6 | 0.4 | 0 | 1881.63 | 0 |  | Electric Utility | N | OP |  | Non Combustion (NUC, WAT, WND, GEO, or SUN) |  | Eastern
EXCLUDE | MI | MI-Eastern | Edison Sault | 1751 | 15 | WAT | HY | 0.6 | 0.4 | 0 | 1881.63 | 0 |  | Electric Utility | N | OP |  | Non Combustion (NUC, WAT, WND, GEO, or SUN) |  | Eastern
EXCLUDE | MI | MI-Eastern | Edison Sault | 1751 | 16 | WAT | HY | 0.6 | 0.4 | 0 | 1881.63 | 0 |  | Electric Utility | N | OP |  | Non Combustion (NUC, WAT, WND, GEO, or SUN) |  | Eastern
EXCLUDE | MI | MI-Eastern | Edison Sault | 1751 | 17 | WAT | HY | 0.6 | 0.4 | 0 | 1881.63 | 0 |  | Electric Utility | N | OP |  | Non Combustion (NUC, WAT, WND, GEO, or SUN) |  | Eastern
EXCLUDE | MI | MI-Eastern | Edison Sault | 1751 | 18 | WAT | HY | 0.6 | 0.4 | 0 | 1881.63 | 0 |  | Electric Utility | N | OP |  | Non Combustion (NUC, WAT, WND, GEO, or SUN) |  | Eastern
EXCLUDE | MI | MI-Eastern | Edison Sault | 1751 | 19 | WAT | HY | 0.6 | 0.4 | 0 | 1881.63 | 0 |  | Electric Utility | N | OP |  | Non Combustion (NUC, WAT, WND, GEO, or SUN) |  | Eastern
EXCLUDE | MI | MI-Eastern | Edison Sault | 1751 | 20 | WAT | HY | 0.6 | 0.4 | 0 | 1881.63 | 0 |  | Electric Utility | N | OP |  | Non Combustion (NUC, WAT, WND, GEO, or SUN) |  | Eastern
EXCLUDE | MI | MI-Eastern | Edison Sault | 1751 | 21 | WAT | HY | 0.6 | 0.4 | 0 | 1881.63 | 0 |  | Electric Utility | N | OP |  | Non Combustion (NUC, WAT, WND, GEO, or SUN) |  | Eastern
EXCLUDE | MI | MI-Eastern | Edison Sault | 1751 | 22 | WAT | HY | 0.6 | 0.4 | 0 | 1881.63 | 0 |  | Electric Utility | N | OP |  | Non Combustion (NUC, WAT, WND, GEO, or SUN) |  | Eastern
EXCLUDE | MI | MI-Eastern | Edison Sault | 1751 | 23 | WAT | HY | 0.6 | 0.4 | 0 | 1881.63 | 0 |  | Electric Utility | N | OP |  | Non Combustion (NUC, WAT, WND, GEO, or SUN) |  | Eastern
EXCLUDE | MI | MI-Eastern | Edison Sault | 1751 | 24 | WAT | HY | 0.6 | 0.4 | 0 | 1881.63 | 0 |  | Electric Utility | N | OP |  | Non Combustion (NUC, WAT, WND, GEO, or SUN) |  | Eastern
EXCLUDE | MI | MI-Eastern | Edison Sault | 1751 | 25 | WAT | HY | 0.6 | 0.4 | 0 | 1881.63 | 0 |  | Electric Utility | N | OP |  | Non Combustion (NUC, WAT, WND, GEO, or SUN) |  | Eastern
EXCLUDE | MI | MI-Eastern | Edison Sault | 1751 | 26 | WAT | HY | 0.6 | 0.4 | 0 | 1881.63 | 0 |  | Electric Utility | N | OP |  | Non Combustion (NUC, WAT, WND, GEO, or SUN) |  | Eastern
EXCLUDE | MI | MI-Eastern | Edison Sault | 1751 | 27 | WAT | HY | 0.6 | 0.4 | 0 | 1881.63 | 0 |  | Electric Utility | N | OP |  | Non Combustion (NUC, WAT, WND, GEO, or SUN) |  | Eastern
EXCLUDE | MI | MI-Eastern | Edison Sault | 1751 | 28 | WAT | HY | 0.6 | 0.4 | 0 | 1881.63 | 0 |  | Electric Utility | N | OP |  | Non Combustion (NUC, WAT, WND, GEO, or SUN) |  | Eastern
EXCLUDE | MI | MI-Eastern | Edison Sault | 1751 | 29 | WAT | HY | 0.6 | 0.4 | 0 | 1881.63 | 0 |  | Electric Utility | N | OP |  | Non Combustion (NUC, WAT, WND, GEO, or SUN) |  | Eastern
EXCLUDE | MI | MI-Eastern | Edison Sault | 1751 | 30 | WAT | HY | 0.6 | 0.4 | 0 | 1881.63 | 0 |  | Electric Utility | N | OP |  | Non Combustion (NUC, WAT, WND, GEO, or SUN) |  | Eastern
EXCLUDE | MI | MI-Eastern | Edison Sault | 1751 | 31 | WAT | HY | 0.6 | 0.4 | 0 | 1881.63 | 0 |  | Electric Utility | N | OP |  | Non Combustion (NUC, WAT, WND, GEO, or SUN) |  | Eastern
EXCLUDE | MI | MI-Eastern | Edison Sault | 1751 | 32 | WAT | HY | 0.6 | 0.4 | 0 | 1881.63 | 0 |  | Electric Utility | N | OP |  | Non Combustion (NUC, WAT, WND, GEO, or SUN) |  | Eastern
EXCLUDE | MI | MI-Eastern | Edison Sault | 1751 | 33 | WAT | HY | 0.6 | 0.4 | 0 | 1881.63 | 0 |  | Electric Utility | N | OP |  | Non Combustion (NUC, WAT, WND, GEO, or SUN) |  | Eastern
EXCLUDE | MI | MI-Eastern | Edison Sault | 1751 | 34 | WAT | HY | 0.6 | 0.4 | 0 | 1881.63 | 0 |  | Electric Utility | N | OP |  | Non Combustion (NUC, WAT, WND, GEO, or SUN) |  | Eastern
EXCLUDE | MI | MI-Eastern | Edison Sault | 1751 | 35 | WAT | HY | 0.6 | 0.4 | 0 | 1881.63 | 0 |  | Electric Utility | N | OP |  | Non Combustion (NUC, WAT, WND, GEO, or SUN) |  | Eastern
EXCLUDE | MI | MI-Eastern | Edison Sault | 1751 | 36 | WAT | HY | 0.6 | 0.4 | 0 | 1881.63 | 0 |  | Electric Utility | N | OP |  | Non Combustion (NUC, WAT, WND, GEO, or SUN) |  | Eastern
EXCLUDE | MI | MI-Eastern | Edison Sault | 1751 | 37 | WAT | HY | 0.6 | 0.4 | 0 | 1881.63 | 0 |  | Electric Utility | N | OP |  | Non Combustion (NUC, WAT, WND, GEO, or SUN) |  | Eastern
EXCLUDE | MI | MI-Eastern | Edison Sault | 1751 | 38 | WAT | HY | 0.6 | 0.4 | 0 | 1881.63 | 0 |  | Electric Utility | N | OP |  | Non Combustion (NUC, WAT, WND, GEO, or SUN) |  | Eastern
EXCLUDE | MI | MI-Eastern | Edison Sault | 1751 | 39 | WAT | HY | 0.6 | 0.4 | 0 | 1881.63 | 0 |  | Electric Utility | N | OP |  | Non Combustion (NUC, WAT, WND, GEO, or SUN) |  | Eastern
EXCLUDE | MI | MI-Eastern | Edison Sault | 1751 | 40 | WAT | HY | 0.6 | 0.4 | 0 | 1881.63 | 0 |  | Electric Utility | N | OP |  | Non Combustion (NUC, WAT, WND, GEO, or SUN) |  | Eastern
EXCLUDE | MI | MI-Eastern | Edison Sault | 1751 | 41 | WAT | HY | 0.6 | 0.4 | 0 | 1881.63 | 0 |  | Electric Utility | N | OP |  | Non Combustion (NUC, WAT, WND, GEO, or SUN) |  | Eastern
EXCLUDE | MI | MI-Eastern | Edison Sault | 1751 | 42 | WAT | HY | 0.5 | 0.4 | 0 | 1568.03 | 0 |  | Electric Utility | N | OP |  | Non Combustion (NUC, WAT, WND, GEO, or SUN) |  | Eastern
EXCLUDE | MI | MI-Eastern | Edison Sault | 1751 | 45 | WAT | HY | 0.6 | 0.4 | 0 | 1881.63 | 0 |  | Electric Utility | N | OP |  | Non Combustion (NUC, WAT, WND, GEO, or SUN) |  | Eastern
EXCLUDE | MI | MI-Eastern | Edison Sault | 1751 | 46 | WAT | HY | 0.6 | 0.4 | 0 | 1881.63 | 0 |  | Electric Utility | N | OP |  | Non Combustion (NUC, WAT, WND, GEO, or SUN) |  | Eastern
EXCLUDE | MI | MI-Eastern | Edison Sault | 1751 | 47 | WAT | HY | 0.6 | 0.4 | 0 | 1881.63 | 0 |  | Electric Utility | N | OP |  | Non Combustion (NUC, WAT, WND, GEO, or SUN) |  | Eastern
EXCLUDE | MI | MI-Eastern | Edison Sault | 1751 | 48 | WAT | HY | 0.6 | 0.4 | 0 | 1881.63 | 0 |  | Electric Utility | N | OP |  | Non Combustion (NUC, WAT, WND, GEO, or SUN) |  | Eastern
EXCLUDE | MI | MI-Eastern | Edison Sault | 1751 | 49 | WAT | HY | 0.6 | 0.4 | 0 | 1881.63 | 0 |  | Electric Utility | N | OP |  | Non Combustion (NUC, WAT, WND, GEO, or SUN) |  | Eastern
EXCLUDE | MI | MI-Eastern | Edison Sault | 1751 | 50 | WAT | HY | 0.6 | 0.4 | 0 | 1881.63 | 0 |  | Electric Utility | N | OP |  | Non Combustion (NUC, WAT, WND, GEO, or SUN) |  | Eastern
EXCLUDE | MI | MI-Eastern | Edison Sault | 1751 | 51 | WAT | HY | 0.6 | 0.4 | 0 | 1881.63 | 0 |  | Electric Utility | N | OP |  | Non Combustion (NUC, WAT, WND, GEO, or SUN) |  | Eastern
EXCLUDE | MI | MI-Eastern | Edison Sault | 1751 | 52 | WAT | HY | 0.6 | 0.4 | 0 | 1881.63 | 0 |  | Electric Utility | N | OP |  | Non Combustion (NUC, WAT, WND, GEO, or SUN) |  | Eastern
EXCLUDE | MI | MI-Eastern | Edison Sault | 1751 | 53 | WAT | HY | 0.6 | 0.4 | 0 | 1881.63 | 0 |  | Electric Utility | N | OP |  | Non Combustion (NUC, WAT, WND, GEO, or SUN) |  | Eastern
EXCLUDE | MI | MI-Eastern | Edison Sault | 1751 | 54 | WAT | HY | 0.6 | 0.4 | 0 | 1881.63 | 0 |  | Electric Utility | N | OP |  | Non Combustion (NUC, WAT, WND, GEO, or SUN) |  | Eastern
EXCLUDE | MI | MI-Eastern | Edison Sault | 1751 | 55 | WAT | HY | 0.6 | 0.4 | 0 | 1881.63 | 0 |  | Electric Utility | N | OP |  | Non Combustion (NUC, WAT, WND, GEO, or SUN) |  | Eastern
EXCLUDE | MI | MI-Eastern | Edison Sault | 1751 | 56 | WAT | HY | 0.6 | 0.4 | 0 | 1881.63 | 0 |  | Electric Utility | N | OP |  | Non Combustion (NUC, WAT, WND, GEO, or SUN) |  | Eastern
EXCLUDE | MI | MI-Eastern | Edison Sault | 1751 | 57 | WAT | HY | 0.6 | 0.4 | 0 | 1881.63 | 0 |  | Electric Utility | N | OP |  | Non Combustion (NUC, WAT, WND, GEO, or SUN) |  | Eastern
EXCLUDE | MI | MI-Eastern | Edison Sault | 1751 | 58 | WAT | HY | 0.6 | 0.4 | 0 | 1881.63 | 0 |  | Electric Utility | N | OP |  | Non Combustion (NUC, WAT, WND, GEO, or SUN) |  | Eastern
EXCLUDE | MI | MI-Eastern | Edison Sault | 1751 | 59 | WAT | HY | 0.6 | 0.4 | 0 | 1881.63 | 0 |  | Electric Utility | N | OP |  | Non Combustion (NUC, WAT, WND, GEO, or SUN) |  | Eastern
EXCLUDE | MI | MI-Eastern | Edison Sault | 1751 | 6 | WAT | HY | 0.6 | 0.4 | 0 | 1881.63 | 0 |  | Electric Utility | N | OP |  | Non Combustion (NUC, WAT, WND, GEO, or SUN) |  | Eastern
EXCLUDE | MI | MI-Eastern | Edison Sault | 1751 | 60 | WAT | HY | 0.6 | 0.4 | 0 | 1881.63 | 0 |  | Electric Utility | N | OP |  | Non Combustion (NUC, WAT, WND, GEO, or SUN) |  | Eastern
EXCLUDE | MI | MI-Eastern | Edison Sault | 1751 | 61 | WAT | HY | 0.6 | 0.4 | 0 | 1881.63 | 0 |  | Electric Utility | N | OP |  | Non Combustion (NUC, WAT, WND, GEO, or SUN) |  | Eastern
EXCLUDE | MI | MI-Eastern | Edison Sault | 1751 | 62 | WAT | HY | 0.5 | 0.4 | 0 | 1568.03 | 0 |  | Electric Utility | N | OP |  | Non Combustion (NUC, WAT, WND, GEO, or SUN) |  | Eastern
EXCLUDE | MI | MI-Eastern | Edison Sault | 1751 | 63 | WAT | HY | 0.5 | 0.4 | 0 | 1568.03 | 0 |  | Electric Utility | N | OP |  | Non Combustion (NUC, WAT, WND, GEO, or SUN) |  | Eastern
EXCLUDE | MI | MI-Eastern | Edison Sault | 1751 | 64 | WAT | HY | 0.5 | 0.4 | 0 | 1568.03 | 0 |  | Electric Utility | N | OP |  | Non Combustion (NUC, WAT, WND, GEO, or SUN) |  | Eastern
EXCLUDE | MI | MI-Eastern | Edison Sault | 1751 | 65 | WAT | HY | 0.5 | 0.4 | 0 | 1568.03 | 0 |  | Electric Utility | N | OP |  | Non Combustion (NUC, WAT, WND, GEO, or SUN) |  | Eastern
EXCLUDE | MI | MI-Eastern | Edison Sault | 1751 | 66 | WAT | HY | 0.5 | 0.4 | 0 | 1568.03 | 0 |  | Electric Utility | N | OP |  | Non Combustion (NUC, WAT, WND, GEO, or SUN) |  | Eastern
EXCLUDE | MI | MI-Eastern | Edison Sault | 1751 | 67 | WAT | HY | 0.5 | 0.4 | 0 | 1568.03 | 0 |  | Electric Utility | N | OP |  | Non Combustion (NUC, WAT, WND, GEO, or SUN) |  | Eastern
EXCLUDE | MI | MI-Eastern | Edison Sault | 1751 | 68 | WAT | HY | 0.5 | 0.4 | 0 | 1568.03 | 0 |  | Electric Utility | N | OP |  | Non Combustion (NUC, WAT, WND, GEO, or SUN) |  | Eastern
EXCLUDE | MI | MI-Eastern | Edison Sault | 1751 | 69 | WAT | HY | 0.5 | 0.4 | 0 | 1568.03 | 0 |  | Electric Utility | N | OP |  | Non Combustion (NUC, WAT, WND, GEO, or SUN) |  | Eastern
EXCLUDE | MI | MI-Eastern | Edison Sault | 1751 | 7 | WAT | HY | 0.6 | 0.4 | 0 | 1881.63 | 0 |  | Electric Utility | N | OP |  | Non Combustion (NUC, WAT, WND, GEO, or SUN) |  | Eastern
EXCLUDE | MI | MI-Eastern | Edison Sault | 1751 | 70 | WAT | HY | 0.5 | 0.4 | 0 | 1568.03 | 0 |  | Electric Utility | N | OP |  | Non Combustion (NUC, WAT, WND, GEO, or SUN) |  | Eastern
EXCLUDE | MI | MI-Eastern | Edison Sault | 1751 | 71 | WAT | HY | 0.5 | 0.4 | 0 | 1568.03 | 0 |  | Electric Utility | N | OP |  | Non Combustion (NUC, WAT, WND, GEO, or SUN) |  | Eastern
EXCLUDE | MI | MI-Eastern | Edison Sault | 1751 | 72 | WAT | HY | 0.5 | 0.4 | 0 | 1568.03 | 0 |  | Electric Utility | N | OP |  | Non Combustion (NUC, WAT, WND, GEO, or SUN) |  | Eastern
EXCLUDE | MI | MI-Eastern | Edison Sault | 1751 | 73 | WAT | HY | 0.5 | 0.4 | 0 | 1568.03 | 0 |  | Electric Utility | N | OP |  | Non Combustion (NUC, WAT, WND, GEO, or SUN) |  | Eastern
EXCLUDE | MI | MI-Eastern | Edison Sault | 1751 | 74 | WAT | HY | 0.5 | 0.4 | 0 | 1568.03 | 0 |  | Electric Utility | N | OP |  | Non Combustion (NUC, WAT, WND, GEO, or SUN) |  | Eastern
EXCLUDE | MI | MI-Eastern | Edison Sault | 1751 | 75 | WAT | HY | 0.5 | 0.4 | 0 | 1568.03 | 0 |  | Electric Utility | N | OP |  | Non Combustion (NUC, WAT, WND, GEO, or SUN) |  | Eastern
EXCLUDE | MI | MI-Eastern | Edison Sault | 1751 | 76 | WAT | HY | 0.5 | 0.4 | 0 | 1568.03 | 0 |  | Electric Utility | N | OP |  | Non Combustion (NUC, WAT, WND, GEO, or SUN) |  | Eastern
EXCLUDE | MI | MI-Eastern | Edison Sault | 1751 | 77 | WAT | HY | 0.5 | 0.4 | 0 | 1568.03 | 0 |  | Electric Utility | N | OP |  | Non Combustion (NUC, WAT, WND, GEO, or SUN) |  | Eastern
EXCLUDE | MI | MI-Eastern | Edison Sault | 1751 | 78 | WAT | HY | 0.5 | 0.4 | 0 | 1568.03 | 0 |  | Electric Utility | N | OP |  | Non Combustion (NUC, WAT, WND, GEO, or SUN) |  | Eastern
EXCLUDE | MI | MI-Eastern | Edison Sault | 1751 | 79 | WAT | HY | 0.5 | 0.4 | 0 | 1568.03 | 0 |  | Electric Utility | N | OP |  | Non Combustion (NUC, WAT, WND, GEO, or SUN) |  | Eastern
EXCLUDE | MI | MI-Eastern | Edison Sault | 1751 | 8 | WAT | HY | 0.6 | 0.4 | 0 | 1881.63 | 0 |  | Electric Utility | N | OP |  | Non Combustion (NUC, WAT, WND, GEO, or SUN) |  | Eastern
EXCLUDE | MI | MI-Eastern | Edison Sault | 1751 | 80 | WAT | HY | 0.5 | 0.4 | 0 | 1568.03 | 0 |  | Electric Utility | N | OP |  | Non Combustion (NUC, WAT, WND, GEO, or SUN) |  | Eastern
EXCLUDE | MI | MI-Eastern | Edison Sault | 1751 | 9 | WAT | HY | 0.6 | 0.4 | 0 | 1881.63 | 0 |  | Electric Utility | N | OP |  | Non Combustion (NUC, WAT, WND, GEO, or SUN) |  | Eastern
EXCLUDE | MI | MI-Eastern | Berrien Springs | 1753 | 10 | WAT | HY | 0.6 | 3.1 | 0 | 2474.83 | 0 |  | Electric Utility | N | OP |  | Non Combustion (NUC, WAT, WND, GEO, or SUN) |  | Eastern
EXCLUDE | MI | MI-Eastern | Berrien Springs | 1753 | 11 | WAT | HY | 0.6 |  | 0 | 2474.83 | 0 |  | Electric Utility | N | OP |  | Non Combustion (NUC, WAT, WND, GEO, or SUN) |  | Eastern
EXCLUDE | MI | MI-Eastern | Berrien Springs | 1753 | 12 | WAT | HY | 0.6 |  | 0 | 2474.83 | 0 |  | Electric Utility | N | OP |  | Non Combustion (NUC, WAT, WND, GEO, or SUN) |  | Eastern
EXCLUDE | MI | MI-Eastern | Berrien Springs | 1753 | 1A | WAT | HY | 0.6 |  | 0 | 2474.83 | 0 |  | Electric Utility | N | OP |  | Non Combustion (NUC, WAT, WND, GEO, or SUN) |  | Eastern
EXCLUDE | MI | MI-Eastern | Berrien Springs | 1753 | 2A | WAT | HY | 0.6 |  | 0 | 2474.83 | 0 |  | Electric Utility | N | OP |  | Non Combustion (NUC, WAT, WND, GEO, or SUN) |  | Eastern
EXCLUDE | MI | MI-Eastern | Berrien Springs | 1753 | 3A | WAT | HY | 0.6 |  | 0 | 2474.83 | 0 |  | Electric Utility | N | OP |  | Non Combustion (NUC, WAT, WND, GEO, or SUN) |  | Eastern
EXCLUDE | MI | MI-Eastern | Berrien Springs | 1753 | 4A | WAT | HY | 0.6 |  | 0 | 2474.83 | 0 |  | Electric Utility | N | OP |  | Non Combustion (NUC, WAT, WND, GEO, or SUN) |  | Eastern
EXCLUDE | MI | MI-Eastern | Berrien Springs | 1753 | 5 | WAT | HY | 0.6 |  | 0 | 2474.83 | 0 |  | Electric Utility | N | OP |  | Non Combustion (NUC, WAT, WND, GEO, or SUN) |  | Eastern
EXCLUDE | MI | MI-Eastern | Berrien Springs | 1753 | 6 | WAT | HY | 0.6 |  | 0 | 2474.83 | 0 |  | Electric Utility | N | OP |  | Non Combustion (NUC, WAT, WND, GEO, or SUN) |  | Eastern
EXCLUDE | MI | MI-Eastern | Berrien Springs | 1753 | 7 | WAT | HY | 0.6 |  | 0 | 2474.83 | 0 |  | Electric Utility | N | OP |  | Non Combustion (NUC, WAT, WND, GEO, or SUN) |  | Eastern
EXCLUDE | MI | MI-Eastern | Berrien Springs | 1753 | 8 | WAT | HY | 0.6 |  | 0 | 2474.83 | 0 |  | Electric Utility | N | OP |  | Non Combustion (NUC, WAT, WND, GEO, or SUN) |  | Eastern
EXCLUDE | MI | MI-Eastern | Berrien Springs | 1753 | 9 | WAT | HY | 0.6 |  | 0 | 2474.83 | 0 |  | Electric Utility | N | OP |  | Non Combustion (NUC, WAT, WND, GEO, or SUN) |  | Eastern
EXCLUDE | MI | MI-Eastern | Buchanan | 1754 | 1 | WAT | HY | 0.4 | 2.3 | 0 | 1243 | 0 |  | Electric Utility | N | OP |  | Non Combustion (NUC, WAT, WND, GEO, or SUN) |  | Eastern
EXCLUDE | MI | MI-Eastern | Buchanan | 1754 | 10 | WAT | HY | 0.5 |  | 0 | 1553.75 | 0 |  | Electric Utility | N | OP |  | Non Combustion (NUC, WAT, WND, GEO, or SUN) |  | Eastern
EXCLUDE | MI | MI-Eastern | Buchanan | 1754 | 2 | WAT | HY | 0.4 |  | 0 | 1243 | 0 |  | Electric Utility | N | OP |  | Non Combustion (NUC, WAT, WND, GEO, or SUN) |  | Eastern
EXCLUDE | MI | MI-Eastern | Buchanan | 1754 | 3 | WAT | HY | 0.4 |  | 0 | 1243 | 0 |  | Electric Utility | N | OP |  | Non Combustion (NUC, WAT, WND, GEO, or SUN) |  | Eastern
EXCLUDE | MI | MI-Eastern | Buchanan | 1754 | 4 | WAT | HY | 0.4 |  | 0 | 1243 | 0 |  | Electric Utility | N | OP |  | Non Combustion (NUC, WAT, WND, GEO, or SUN) |  | Eastern
EXCLUDE | MI | MI-Eastern | Buchanan | 1754 | 5 | WAT | HY | 0.4 |  | 0 | 1243 | 0 |  | Electric Utility | N | OP |  | Non Combustion (NUC, WAT, WND, GEO, or SUN) |  | Eastern
EXCLUDE | MI | MI-Eastern | Buchanan | 1754 | 6 | WAT | HY | 0.4 |  | 0 | 1243 | 0 |  | Electric Utility | N | OP |  | Non Combustion (NUC, WAT, WND, GEO, or SUN) |  | Eastern
EXCLUDE | MI | MI-Eastern | Buchanan | 1754 | 7 | WAT | HY | 0.5 |  | 0 | 1553.75 | 0 |  | Electric Utility | N | OP |  | Non Combustion (NUC, WAT, WND, GEO, or SUN) |  | Eastern
EXCLUDE | MI | MI-Eastern | Buchanan | 1754 | 8 | WAT | HY | 0.5 |  | 0 | 1553.75 | 0 |  | Electric Utility | N | OP |  | Non Combustion (NUC, WAT, WND, GEO, or SUN) |  | Eastern
EXCLUDE | MI | MI-Eastern | Buchanan | 1754 | 9 | WAT | HY | 0.5 |  | 0 | 1553.75 | 0 |  | Electric Utility | N | OP |  | Non Combustion (NUC, WAT, WND, GEO, or SUN) |  | Eastern
EXCLUDE | MI | MI-Eastern | Saxon Falls | 1756 | 1 | WAT | HY | 0.8 | 0.5 | 0 | 4014 | 0 |  | Electric Utility | N | OP |  | Non Combustion (NUC, WAT, WND, GEO, or SUN) |  | Eastern
EXCLUDE | MI | MI-Eastern | Saxon Falls | 1756 | 2 | WAT | HY | 0.8 | 0.5 | 0 | 4014 | 0 |  | Electric Utility | N | OP |  | Non Combustion (NUC, WAT, WND, GEO, or SUN) |  | Eastern
EXCLUDE | MI | MI-Eastern | Superior Falls | 1757 | 1 | WAT | HY | 0.7 | 0.5 | 0 | 3985 | 0 |  | Electric Utility | N | OP |  | Non Combustion (NUC, WAT, WND, GEO, or SUN) |  | Eastern
EXCLUDE | MI | MI-Eastern | Superior Falls | 1757 | 2 | WAT | HY | 0.7 | 0.5 | 0 | 3985 | 0 |  | Electric Utility | N | OP |  | Non Combustion (NUC, WAT, WND, GEO, or SUN) |  | Eastern
EXCLUDE | MI | MI-Eastern | Constantine | 1760 | 1 | WAT | HY | 0.3 | 0.5 | 0 | 1227 | 0 |  | Electric Utility | N | OP |  | Non Combustion (NUC, WAT, WND, GEO, or SUN) |  | Eastern
EXCLUDE | MI | MI-Eastern | Constantine | 1760 | 2 | WAT | HY | 0.3 |  | 0 | 1227 | 0 |  | Electric Utility | N | OP |  | Non Combustion (NUC, WAT, WND, GEO, or SUN) |  | Eastern
EXCLUDE | MI | MI-Eastern | Constantine | 1760 | 3 | WAT | HY | 0.3 |  | 0 | 1227 | 0 |  | Electric Utility | N | OP |  | Non Combustion (NUC, WAT, WND, GEO, or SUN) |  | Eastern
EXCLUDE | MI | MI-Eastern | Constantine | 1760 | 4 | WAT | HY | 0.3 |  | 0 | 1227 | 0 |  | Electric Utility | N | OP |  | Non Combustion (NUC, WAT, WND, GEO, or SUN) |  | Eastern
EXCLUDE | MI | MI-Eastern | Mottville | 1761 | 1 | WAT | HY | 0.4 | 0.6 | 0 | 1102.75 | 0 |  | Electric Utility | N | OP |  | Non Combustion (NUC, WAT, WND, GEO, or SUN) |  | Eastern
EXCLUDE | MI | MI-Eastern | Mottville | 1761 | 2 | WAT | HY | 0.4 |  | 0 | 1102.75 | 0 |  | Electric Utility | N | OP |  | Non Combustion (NUC, WAT, WND, GEO, or SUN) |  | Eastern
EXCLUDE | MI | MI-Eastern | Mottville | 1761 | 3 | WAT | HY | 0.4 |  | 0 | 1102.75 | 0 |  | Electric Utility | N | OP |  | Non Combustion (NUC, WAT, WND, GEO, or SUN) |  | Eastern
EXCLUDE | MI | MI-Eastern | Mottville | 1761 | 4 | WAT | HY | 0.4 |  | 0 | 1102.75 | 0 |  | Electric Utility | N | OP |  | Non Combustion (NUC, WAT, WND, GEO, or SUN) |  | Eastern
EXCLUDE | MI | MI-Eastern | Presque Isle | 1769 | 1 | BIT | ST | 25 | 25 | 0 | 0 | 0 |  | Electric Utility | N | RE | 2006 | Retired prior to 2012 |  | Eastern
EXCLUDE | MI | MI-Eastern | Presque Isle | 1769 | 2 | BIT | ST | 37.5 | 37 | 0 | 0 | 0 |  | Electric Utility | N | RE | 2006 | Retired prior to 2012 |  | Eastern
EXCLUDE | MI | MI-Eastern | Presque Isle | 1769 | 3 | BIT | ST | 54.4 | 58 | 0 | 0 | 0 |  | Electric Utility | N | RE | 2009 | Retired prior to 2012 |  | Eastern
EXCLUDE | MI | MI-Eastern | Presque Isle | 1769 | 4 | BIT | ST | 57.8 | 58 | 0 | 0 | 0 |  | Electric Utility | N | RE | 2009 | Retired prior to 2012 |  | Eastern
COALST | MI | MI-Eastern | Presque Isle | 1769 | 5 | SUB | ST | 90 | 55 | 1009 | 305157 | 382626.04 |  | Electric Utility | N | OP | 2017 |  |  | Eastern
COALST | MI | MI-Eastern | Presque Isle | 1769 | 6 | SUB | ST | 90 | 55 | 1069 | 313400 | 400392.96 |  | Electric Utility | N | OP | 2017 |  |  | Eastern
COALST | MI | MI-Eastern | Presque Isle | 1769 | 7 | SUB | ST | 90 | 78 | 1102 | 365674 | 466700.12 |  | Electric Utility | N | OP | 2017 |  |  | Eastern
COALST | MI | MI-Eastern | Presque Isle | 1769 | 8 | SUB | ST | 90 | 78 | 1070 | 448990 | 595922.69 |  | Electric Utility | N | OP | 2017 |  |  | Eastern
COALST | MI | MI-Eastern | Presque Isle | 1769 | 9 | SUB | ST | 90 | 78 | 1070 | 467279 | 618728.41 |  | Electric Utility | N | OP | 2017 |  |  | Eastern
EXCLUDE | MI | MI-Eastern | Escanaba | 1771 | 1 | BIT | ST | 11.5 | 13 | 0 | 9678 | 16545.66 |  | Electric Utility | N | OP |  | Steam unit (PRMVR=ST) less than or equal to 25MW (i.e. 250 MMBtu/hr) |  | Eastern
EXCLUDE | MI | MI-Eastern | Escanaba | 1771 | 2 | BIT | ST | 11.5 | 13 | 0 | 6886 | 11772.41 |  | Electric Utility | N | OP |  | Steam unit (PRMVR=ST) less than or equal to 25MW (i.e. 250 MMBtu/hr) |  | Eastern
EXCLUDE | MI | MI-Eastern | Escanaba | 1771 | 3 | DFO | GT | 17.9 | 15.5 | 0 | 573 | 395.22 |  | Electric Utility | N | OP |  | Simple cycle unit |  | Eastern
EXCLUDE | MI | MI-Eastern | John H Warden | 1772 | 1 | WDS | ST | 18.7 | 17.7 | 0 | 123276 | 210231.51 |  | IPP Non-CHP | N | OP |  | Non-Fossil Fuel Type (Less than 10% Fossil Fuel) |  | Eastern
EXCLUDE | MI | MI-Eastern | Prickett | 1773 | 1 | WAT | HY | 1.1 | 0.4 | 0 | 1809.5 | 0 |  | Electric Utility | N | OP |  | Non Combustion (NUC, WAT, WND, GEO, or SUN) |  | Eastern
EXCLUDE | MI | MI-Eastern | Prickett | 1773 | 2 | WAT | HY | 1.1 | 0.4 | 0 | 1809.5 | 0 |  | Electric Utility | N | OP |  | Non Combustion (NUC, WAT, WND, GEO, or SUN) |  | Eastern
EXCLUDE | MI | MI-Eastern | Victoria | 1774 | 1 | WAT | HY | 6 | 5.1 | 0 | 18948 | 0 |  | Electric Utility | N | OP |  | Non Combustion (NUC, WAT, WND, GEO, or SUN) |  | Eastern
EXCLUDE | MI | MI-Eastern | Victoria | 1774 | 2 | WAT | HY | 6 | 5.1 | 0 | 18948 | 0 |  | Electric Utility | N | OP |  | Non Combustion (NUC, WAT, WND, GEO, or SUN) |  | Eastern
EXCLUDE | WI | WI-Eastern | Brule | 1775 | 1 | WAT | HY | 1.3 | 0.6 | 0 | 3438.13 | 0 |  | Electric Utility | N | OP |  | Non Combustion (NUC, WAT, WND, GEO, or SUN) |  | Eastern
EXCLUDE | WI | WI-Eastern | Brule | 1775 | 2 | WAT | HY | 2 | 0.3 | 0 | 5289.43 | 0 |  | Electric Utility | N | OP |  | Non Combustion (NUC, WAT, WND, GEO, or SUN) |  | Eastern
EXCLUDE | WI | WI-Eastern | Brule | 1775 | 3 | WAT | HY | 2 | 0.7 | 0 | 5289.43 | 0 |  | Electric Utility | N | OP |  | Non Combustion (NUC, WAT, WND, GEO, or SUN) |  | Eastern
EXCLUDE | MI | MI-Eastern | Chalk Hill | 1776 | 1 | WAT | HY | 2.6 | 0.1 | 0 | 6627 | 0 |  | Electric Utility | N | OP |  | Non Combustion (NUC, WAT, WND, GEO, or SUN) |  | Eastern
EXCLUDE | MI | MI-Eastern | Chalk Hill | 1776 | 2 | WAT | HY | 2.6 | 1.9 | 0 | 6627 | 0 |  | Electric Utility | N | OP |  | Non Combustion (NUC, WAT, WND, GEO, or SUN) |  | Eastern
EXCLUDE | MI | MI-Eastern | Chalk Hill | 1776 | 3 | WAT | HY | 2.6 | 0.8 | 0 | 6627 | 0 |  | Electric Utility | N | OP |  | Non Combustion (NUC, WAT, WND, GEO, or SUN) |  | Eastern
EXCLUDE | MI | MI-Eastern | Hemlock Falls | 1777 | 1 | WAT | HY | 2.8 | 0.6 | 0 | 4352 | 0 |  | Electric Utility | N | OP |  | Non Combustion (NUC, WAT, WND, GEO, or SUN) |  | Eastern
EXCLUDE | MI | MI-Eastern | Kingsford | 1778 | 1 | WAT | HY | 2.4 | 0.6 | 0 | 6466.33 | 0 |  | Electric Utility | N | OP |  | Non Combustion (NUC, WAT, WND, GEO, or SUN) |  | Eastern
EXCLUDE | MI | MI-Eastern | Kingsford | 1778 | 2 | WAT | HY | 2.4 | 1.1 | 0 | 6466.33 | 0 |  | Electric Utility | N | OP |  | Non Combustion (NUC, WAT, WND, GEO, or SUN) |  | Eastern
EXCLUDE | MI | MI-Eastern | Kingsford | 1778 | 3 | WAT | HY | 2.4 | 1.1 | 0 | 6466.33 | 0 |  | Electric Utility | N | OP |  | Non Combustion (NUC, WAT, WND, GEO, or SUN) |  | Eastern
EXCLUDE | MI | MI-Eastern | Michigamme Falls | 1780 | 1 | WAT | HY | 4.8 | 0.6 | 0 | 7809 | 0 |  | Electric Utility | N | OP |  | Non Combustion (NUC, WAT, WND, GEO, or SUN) |  | Eastern
EXCLUDE | MI | MI-Eastern | Michigamme Falls | 1780 | 2 | WAT | HY | 4.8 | 2 | 0 | 7809 | 0 |  | Electric Utility | N | OP |  | Non Combustion (NUC, WAT, WND, GEO, or SUN) |  | Eastern
EXCLUDE | MI | MI-Eastern | Peavy Falls | 1781 | 1 | WAT | HY | 6 | 4.7 | 0 | 13504.5 | 0 |  | Electric Utility | N | OP |  | Non Combustion (NUC, WAT, WND, GEO, or SUN) |  | Eastern
EXCLUDE | MI | MI-Eastern | Peavy Falls | 1781 | 2 | WAT | HY | 6 | 5.5 | 0 | 13504.5 | 0 |  | Electric Utility | N | OP |  | Non Combustion (NUC, WAT, WND, GEO, or SUN) |  | Eastern
EXCLUDE | MI | MI-Eastern | Twin Falls | 1784 | 1 | WAT | HY | 1.3 | 0.4 | 0 | 4862.83 | 0 |  | Electric Utility | N | OP |  | Non Combustion (NUC, WAT, WND, GEO, or SUN) |  | Eastern
EXCLUDE | MI | MI-Eastern | Twin Falls | 1784 | 2 | WAT | HY | 1.3 | 0.4 | 0 | 4862.83 | 0 |  | Electric Utility | N | OP |  | Non Combustion (NUC, WAT, WND, GEO, or SUN) |  | Eastern
EXCLUDE | MI | MI-Eastern | Twin Falls | 1784 | 3 | WAT | HY | 1.3 | 0.9 | 0 | 4862.83 | 0 |  | Electric Utility | N | OP |  | Non Combustion (NUC, WAT, WND, GEO, or SUN) |  | Eastern
EXCLUDE | MI | MI-Eastern | Twin Falls | 1784 | 4 | WAT | HY | 1.2 | 1 | 0 | 4488.76 | 0 |  | Electric Utility | N | OP |  | Non Combustion (NUC, WAT, WND, GEO, or SUN) |  | Eastern
EXCLUDE | MI | MI-Eastern | Twin Falls | 1784 | 5 | WAT | HY | 1.2 | 0.7 | 0 | 4488.76 | 0 |  | Electric Utility | N | OP |  | Non Combustion (NUC, WAT, WND, GEO, or SUN) |  | Eastern
EXCLUDE | MI | MI-Eastern | Way Dam | 1785 | 1 | WAT | HY | 1.8 | 0.1 | 0 | 419 | 0 |  | Electric Utility | N | OP |  | Non Combustion (NUC, WAT, WND, GEO, or SUN) |  | Eastern
EXCLUDE | MI | MI-Eastern | White Rapids | 1786 | 1 | WAT | HY | 2.6 | 1.3 | 0 | 8891.64 | 0 |  | Electric Utility | N | OP |  | Non Combustion (NUC, WAT, WND, GEO, or SUN) |  | Eastern
EXCLUDE | MI | MI-Eastern | White Rapids | 1786 | 2 | WAT | HY | 2 | 0.7 | 0 | 6839.72 | 0 |  | Electric Utility | N | OP |  | Non Combustion (NUC, WAT, WND, GEO, or SUN) |  | Eastern
EXCLUDE | MI | MI-Eastern | White Rapids | 1786 | 3 | WAT | HY | 2.6 | 0.6 | 0 | 8891.64 | 0 |  | Electric Utility | N | OP |  | Non Combustion (NUC, WAT, WND, GEO, or SUN) |  | Eastern
EXCLUDE | MI | MI-Eastern | Grand Rapids | 1787 | 1 | WAT | HY | 1.1 | 0.7 | 0 | 3225.93 | 0 |  | Electric Utility | N | OP |  | Non Combustion (NUC, WAT, WND, GEO, or SUN) |  | Eastern
EXCLUDE | MI | MI-Eastern | Grand Rapids | 1787 | 2 | WAT | HY | 1.1 | 0.7 | 0 | 3225.93 | 0 |  | Electric Utility | N | OP |  | Non Combustion (NUC, WAT, WND, GEO, or SUN) |  | Eastern
EXCLUDE | MI | MI-Eastern | Grand Rapids | 1787 | 3 | WAT | HY | 1.5 | 1 | 0 | 4399 | 0 |  | Electric Utility | N | OP |  | Non Combustion (NUC, WAT, WND, GEO, or SUN) |  | Eastern
EXCLUDE | MI | MI-Eastern | Grand Rapids | 1787 | 4 | WAT | HY | 1.9 | 1.3 | 0 | 5572.07 | 0 |  | Electric Utility | N | OP |  | Non Combustion (NUC, WAT, WND, GEO, or SUN) |  | Eastern
EXCLUDE | MI | MI-Eastern | Grand Rapids | 1787 | 5 | WAT | HY | 1.9 | 1.3 | 0 | 5572.07 | 0 |  | Electric Utility | N | OP |  | Non Combustion (NUC, WAT, WND, GEO, or SUN) |  | Eastern
EXCLUDE | MI | MI-Eastern | Clinton | 1818 | 1 | DFO | IC | 0.5 | 0.5 | 0 | 0 | 0 |  | Electric Utility | N | SB |  | Internal Combustion |  | Eastern
EXCLUDE | MI | MI-Eastern | Clinton | 1818 | 2 | DFO | IC | 0.5 | 0.5 | 0 | 0 | 0 |  | Electric Utility | N | SB |  | Internal Combustion |  | Eastern
EXCLUDE | MI | MI-Eastern | Clinton | 1818 | 3 | DFO | IC | 0.4 | 0.4 | 0 | 0 | 0 |  | Electric Utility | N | RE | 2008 | Retired prior to 2012 |  | Eastern
EXCLUDE | MI | MI-Eastern | Clinton | 1818 | 4 | DFO | IC | 0.4 | 0.4 | 0 | 0 | 0 |  | Electric Utility | N | RE | 2008 | Retired prior to 2012 |  | Eastern
EXCLUDE | MI | MI-Eastern | Clinton | 1818 | 5 | DFO | IC | 0.4 | 0.4 | 0 | 0 | 0 |  | Electric Utility | N | RE | 2008 | Retired prior to 2012 |  | Eastern
EXCLUDE | MI | MI-Eastern | Clinton | 1818 | 6 | NG | IC | 2 | 2 | 0 | 0 | 0 |  | Electric Utility | N | OP |  | Internal Combustion |  | Eastern
EXCLUDE | MI | MI-Eastern | Coldwater | 1819 | 1 | DFO | IC | 0.7 | 0.7 | 0 | 0 | 0 |  | Electric Utility | N | RE | 2002 | Retired prior to 2012 |  | Eastern
EXCLUDE | MI | MI-Eastern | Coldwater | 1819 | 3 | NG | IC | 3.5 | 3.5 | 0 | 0 | 0 |  | Electric Utility | N | RE | 2012 | Internal Combustion |  | Eastern
EXCLUDE | MI | MI-Eastern | Coldwater | 1819 | IC4 | DFO | IC | 2.5 | 2.5 | 0 | 0 | 0 |  | Electric Utility | N | OP |  | Internal Combustion |  | Eastern
EXCLUDE | MI | MI-Eastern | Coldwater | 1819 | IC5 | NG | IC | 6 | 6 | 0 | 0 | 0 |  | Electric Utility | N | OP |  | Internal Combustion |  | Eastern
EXCLUDE | MI | MI-Eastern | Crystal Falls | 1821 | 1 | WAT | HY | 0.3 | 0.3 | 0 | 1248 | 0 |  | Electric Utility | N | OP |  | Non Combustion (NUC, WAT, WND, GEO, or SUN) |  | Eastern
EXCLUDE | MI | MI-Eastern | Crystal Falls | 1821 | 2 | WAT | HY | 0.3 | 0.3 | 0 | 1248 | 0 |  | Electric Utility | N | OP |  | Non Combustion (NUC, WAT, WND, GEO, or SUN) |  | Eastern
EXCLUDE | MI | MI-Eastern | Crystal Falls | 1821 | 3 | WAT | HY | 0.4 | 0.4 | 0 | 1664 | 0 |  | Electric Utility | N | OP |  | Non Combustion (NUC, WAT, WND, GEO, or SUN) |  | Eastern
EXCLUDE | MI | MI-Eastern | Mistersky | 1822 | 5 | NG | ST | 44 | 44 | 0 | 0 | 0 |  | Electric Utility | Y | RE | 2010 | Retired prior to 2012 |  | Eastern
OGST | MI | MI-Eastern | Mistersky | 1822 | 6 | NG | ST | 50 | 50 | 0 | 0 | 0 |  | Electric Utility | Y | OS |  |  |  | Eastern
OGST | MI | MI-Eastern | Mistersky | 1822 | 7 | NG | ST | 60 | 60 | 0 | 0 | 0 |  | Electric Utility | Y | OS |  |  |  | Eastern
EXCLUDE | MI | MI-Eastern | Mistersky | 1822 | GT1 | DFO | GT | 35 | 25 | 300 | 186.68 | 1086.45 |  | Electric Utility | N | OP |  | Simple cycle unit |  | Eastern
COALST | MI | MI-Eastern | J B Sims | 1825 | 3 | BIT | ST | 80 | 66.3 | 1151 | 235415 | 261490.71 |  | Electric Utility | N | OP |  |  |  | Eastern
EXCLUDE | MI | MI-Eastern | Grand Haven Diesel Plant | 1826 | 1 | NG | IC | 7 | 8.4 | 0 | 0 | 0 |  | Electric Utility | N | OP |  | Internal Combustion |  | Eastern
EXCLUDE | MI | MI-Eastern | Grand Haven Diesel Plant | 1826 | 2 | RFO | IC | 2.7 | 2.3 | 0 | 0 | 0 |  | Electric Utility | N | OP |  | Internal Combustion |  | Eastern
EXCLUDE | MI | MI-Eastern | Grand Haven Diesel Plant | 1826 | 5 | DFO | IC | 3 | 3.2 | 0 | 0 | 0 |  | Electric Utility | N | OP |  | Internal Combustion |  | Eastern
EXCLUDE | MI | MI-Eastern | Grand Haven Diesel Plant | 1826 | 6 | NG | IC | 2.7 | 2.8 | 0 | 0 | 0 |  | Electric Utility | N | OP |  | Internal Combustion |  | Eastern
EXCLUDE | MI | MI-Eastern | Grand Haven Diesel Plant | 1826 | 7 | RFO | IC | 5.5 | 5.1 | 0 | 0 | 0 |  | Electric Utility | N | OP |  | Internal Combustion |  | Eastern
EXCLUDE | MI | MI-Eastern | Hart | 1827 | 2 | DFO | IC | 0.6 | 0.6 | 0 | 0 | 0 |  | Electric Utility | N | RE | 1997 | Retired prior to 2012 |  | Eastern
EXCLUDE | MI | MI-Eastern | Hart | 1827 | 4 | NG | IC | 1.4 | 1.4 | 0 | 0 | 0 |  | Electric Utility | N | OP |  | Internal Combustion |  | Eastern
EXCLUDE | MI | MI-Eastern | Hart | 1827 | IC1 | DFO | IC | 1.7 | 1.7 | 0 | 0 | 0 |  | Electric Utility | N | OP |  | Internal Combustion |  | Eastern
EXCLUDE | MI | MI-Eastern | Hart | 1827 | IC3 | DFO | IC | 2 | 2 | 0 | 0 | 0 |  | Electric Utility | N | OP |  | Internal Combustion |  | Eastern
EXCLUDE | MI | MI-Eastern | Hillsdale | 1829 | 10 | DFO | IC | 1.8 | 1.8 | 0 | 0 | 0 |  | Electric Utility | N | OP |  | Internal Combustion |  | Eastern
EXCLUDE | MI | MI-Eastern | Hillsdale | 1829 | 2 | DFO | IC | 2.7 | 1.9 | 0 | 0 | 0 |  | Electric Utility | N | OP |  | Internal Combustion |  | Eastern
EXCLUDE | MI | MI-Eastern | Hillsdale | 1829 | 3 | NG | IC | 3.5 | 2.4 | 0 | 0 | 0 |  | Electric Utility | N | OP |  | Internal Combustion |  | Eastern
EXCLUDE | MI | MI-Eastern | Hillsdale | 1829 | 4 | NG | IC | 4.1 | 3.7 | 0 | 0 | 0 |  | Electric Utility | N | OP |  | Internal Combustion |  | Eastern
EXCLUDE | MI | MI-Eastern | Hillsdale | 1829 | 5 | NG | IC | 5.6 | 5.6 | 0 | 0 | 0 |  | Electric Utility | N | OP |  | Internal Combustion |  | Eastern
EXCLUDE | MI | MI-Eastern | Hillsdale | 1829 | 6 | NG | IC | 6 | 6 | 0 | 0 | 0 |  | Electric Utility | N | OP |  | Internal Combustion |  | Eastern
EXCLUDE | MI | MI-Eastern | Hillsdale | 1829 | 7 | DFO | IC | 1.6 | 1.5 | 0 | 0 | 0 |  | Electric Utility | N | OP |  | Internal Combustion |  | Eastern
EXCLUDE | MI | MI-Eastern | Hillsdale | 1829 | 8 | DFO | IC | 1.6 | 1.5 | 0 | 0 | 0 |  | Electric Utility | N | OP |  | Internal Combustion |  | Eastern
EXCLUDE | MI | MI-Eastern | Hillsdale | 1829 | 9 | DFO | IC | 1.8 | 1.8 | 0 | 0 | 0 |  | Electric Utility | N | OP |  | Internal Combustion |  | Eastern
EXCLUDE | MI | MI-Eastern | James De Young | 1830 | 3 | BIT | ST | 11.5 | 10.5 | 0 | 25791 | 26532.28 |  | Electric Utility | N | OP |  | Steam unit (PRMVR=ST) less than or equal to 25MW (i.e. 250 MMBtu/hr) |  | Eastern
EXCLUDE | MI | MI-Eastern | James De Young | 1830 | 4 | BIT | ST | 22 | 20.5 | 0 | 21308 | 27964.79 |  | Electric Utility | N | OP |  | Steam unit (PRMVR=ST) less than or equal to 25MW (i.e. 250 MMBtu/hr) |  | Eastern
COALST | MI | MI-Eastern | James De Young | 1830 | 5 | BIT | ST | 29.3 | 27 | 430 | 10616 | 16791.08 |  | Electric Utility | N | OP |  |  |  | Eastern
COALST | MI | MI-Eastern | Eckert Station | 1831 | 1 | SUB | ST | 44 | 35 | 509 | 46888 | 67916.5 |  | Electric Utility | N | OP |  |  |  | Eastern
COALST | MI | MI-Eastern | Eckert Station | 1831 | 2 | SUB | ST | 44 | 35.1 | 522 | 42760 | 81750.15 |  | Electric Utility | N | OP |  |  |  | Eastern
COALST | MI | MI-Eastern | Eckert Station | 1831 | 3 | SUB | ST | 47 | 35.5 | 522 | 88103 | 132567.08 |  | Electric Utility | N | OP |  |  |  | Eastern
COALST | MI | MI-Eastern | Eckert Station | 1831 | 4 | SUB | ST | 80 | 64.1 | 807 | 274314 | 372970.56 |  | Electric Utility | N | OP |  |  |  | Eastern
COALST | MI | MI-Eastern | Eckert Station | 1831 | 5 | SUB | ST | 80 | 63.4 | 807 | 126217 | 183100.99 |  | Electric Utility | N | OP |  |  |  | Eastern
COALST | MI | MI-Eastern | Eckert Station | 1831 | 6 | SUB | ST | 80 | 65.8 | 807 | 328676 | 499712.72 |  | Electric Utility | N | OP |  |  |  | Eastern
COALST | MI | MI-Eastern | Erickson Station | 1832 | 1 | SUB | ST | 154.7 | 154.6 | 1668 | 686306 | 878016.31 |  | Electric Utility | N | OP |  |  |  | Eastern
EXCLUDE | MI | MI-Eastern | Lowell | 1837 | 5 | NG | IC | 1.1 | 1.1 | 0 | 0 | 0 |  | Electric Utility | N | RE | 2012 | Internal Combustion |  | Eastern
EXCLUDE | MI | MI-Eastern | Lowell | 1837 | 6 | NG | IC | 1.1 | 1.1 | 0 | 0 | 0 |  | Electric Utility | N | RE | 2012 | Internal Combustion |  | Eastern
EXCLUDE | MI | MI-Eastern | Lowell | 1837 | 7 | NG | IC | 1.4 | 1.4 | 0 | 0 | 0 |  | Electric Utility | N | RE | 2012 | Internal Combustion |  | Eastern
EXCLUDE | MI | MI-Eastern | Plant Four | 1840 | CT1 | DFO | GT | 24 | 20 | 0 | 68 | 349.89 |  | Electric Utility | N | SB |  | Simple cycle unit |  | Eastern
EXCLUDE | MI | MI-Eastern | James R Smith | 1842 | 1 | WAT | HY | 1.6 | 1.6 | 0 | 3104.5 | 0 |  | Electric Utility | N | OP |  | Non Combustion (NUC, WAT, WND, GEO, or SUN) |  | Eastern
EXCLUDE | MI | MI-Eastern | James R Smith | 1842 | 2 | WAT | HY | 1.6 | 1.6 | 0 | 3104.5 | 0 |  | Electric Utility | N | OP |  | Non Combustion (NUC, WAT, WND, GEO, or SUN) |  | Eastern
EXCLUDE | MI | MI-Eastern | Shiras | 1843 | 1 | BIT | ST | 12.5 | 11.6 | 0 | 46747.74 | 61260.01 |  | Electric Utility | N | OS |  | Steam unit (PRMVR=ST) less than or equal to 25MW (i.e. 250 MMBtu/hr) |  | Eastern
EXCLUDE | MI | MI-Eastern | Shiras | 1843 | 2 | BIT | ST | 21 | 19.5 | 0 | 78536.21 | 7335.41 |  | Electric Utility | N | OP |  | Steam unit (PRMVR=ST) less than or equal to 25MW (i.e. 250 MMBtu/hr) |  | Eastern
COALST | MI | MI-Eastern | Shiras | 1843 | 3 | SUB | ST | 44 | 41 | 517 | 285911 | 377496.1 |  | Electric Utility | N | OP |  |  |  | Eastern
EXCLUDE | MI | MI-Eastern | Marshall | 1844 | 1 | WAT | HY | 0.1 | 0.1 | 0 | 517.5 | 0 |  | Electric Utility | N | OP |  | Non Combustion (NUC, WAT, WND, GEO, or SUN) |  | Eastern
EXCLUDE | MI | MI-Eastern | Marshall | 1844 | 3 | WAT | HY | 0.1 | 0.1 | 0 | 517.5 | 0 |  | Electric Utility | N | OP |  | Non Combustion (NUC, WAT, WND, GEO, or SUN) |  | Eastern
EXCLUDE | MI | MI-Eastern | Marshall | 1844 | IC2 | NG | IC | 1.1 | 0.9 | 0 | 0 | 0 |  | Electric Utility | N | OP |  | Internal Combustion |  | Eastern
EXCLUDE | MI | MI-Eastern | Marshall | 1844 | IC3 | NG | IC | 2.1 | 1.9 | 0 | 0 | 0 |  | Electric Utility | N | OP |  | Internal Combustion |  | Eastern
EXCLUDE | MI | MI-Eastern | Marshall | 1844 | IC4 | DFO | IC | 1 | 0.7 | 0 | 0 | 0 |  | Electric Utility | N | OP |  | Internal Combustion |  | Eastern
EXCLUDE | MI | MI-Eastern | Marshall | 1844 | IC5 | NG | IC | 1.7 | 1.4 | 0 | 0 | 0 |  | Electric Utility | N | OP |  | Internal Combustion |  | Eastern
EXCLUDE | MI | MI-Eastern | Marshall | 1844 | IC6 | NG | IC | 5.7 | 5.6 | 0 | 0 | 0 |  | Electric Utility | N | OP |  | Internal Combustion |  | Eastern
EXCLUDE | MI | MI-Eastern | Newberry | 1846 | 1 | DFO | IC | 3 | 2.5 | 0 | 0 | 0 |  | Electric Utility | N | OP |  | Internal Combustion |  | Eastern
EXCLUDE | MI | MI-Eastern | Newberry | 1846 | 2 | DFO | IC | 0.7 | 0.5 | 0 | 0 | 0 |  | Electric Utility | N | OP |  | Internal Combustion |  | Eastern
EXCLUDE | MI | MI-Eastern | Newberry | 1846 | 4 | DFO | IC | 1.8 | 1.5 | 0 | 0 | 0 |  | Electric Utility | N | OP |  | Internal Combustion |  | Eastern
EXCLUDE | MI | MI-Eastern | Norway | 1848 | 1 | WAT | HY | 2.7 | 2.7 | 0 | 8670.43 | 0 |  | Electric Utility | N | OP |  | Non Combustion (NUC, WAT, WND, GEO, or SUN) |  | Eastern
EXCLUDE | MI | MI-Eastern | Norway | 1848 | 2 | WAT | HY | 1.2 | 1.2 | 0 | 3853.52 | 0 |  | Electric Utility | N | OP |  | Non Combustion (NUC, WAT, WND, GEO, or SUN) |  | Eastern
EXCLUDE | MI | MI-Eastern | Norway | 1848 | 3 | WAT | HY | 1.2 | 1.1 | 0 | 3853.52 | 0 |  | Electric Utility | N | OP |  | Non Combustion (NUC, WAT, WND, GEO, or SUN) |  | Eastern
EXCLUDE | MI | MI-Eastern | Norway | 1848 | 4 | WAT | HY | 1.2 | 0.9 | 0 | 3853.52 | 0 |  | Electric Utility | N | OP |  | Non Combustion (NUC, WAT, WND, GEO, or SUN) |  | Eastern
EXCLUDE | MI | MI-Eastern | Frank Jenkins | 1851 | 3 | DFO | IC | 0.3 | 0.3 | 0 | 0 | 0 |  | Electric Utility | N | RE | 2002 | Retired prior to 2012 |  | Eastern
EXCLUDE | MI | MI-Eastern | Frank Jenkins | 1851 | 4 | DFO | IC | 0.8 | 0.8 | 0 | 0 | 0 |  | Electric Utility | N | SB |  | Internal Combustion |  | Eastern
EXCLUDE | MI | MI-Eastern | Frank Jenkins | 1851 | 5 | DFO | IC | 2 | 1.7 | 0 | 0 | 0 |  | Electric Utility | N | SB |  | Internal Combustion |  | Eastern
EXCLUDE | MI | MI-Eastern | Frank Jenkins | 1851 | 6 | DFO | IC | 1 | 1 | 0 | 0 | 0 |  | Electric Utility | N | SB |  | Internal Combustion |  | Eastern
EXCLUDE | MI | MI-Eastern | St Louis | 1852 | 1 | DFO | IC | 1.3 | 1.3 | 0 | 0 | 0 |  | Electric Utility | N | SB |  | Internal Combustion |  | Eastern
EXCLUDE | MI | MI-Eastern | St Louis | 1852 | 2 | DFO | IC | 0.6 | 0.6 | 0 | 0 | 0 |  | Electric Utility | N | SB |  | Internal Combustion |  | Eastern
EXCLUDE | MI | MI-Eastern | St Louis | 1852 | 3 | DFO | IC | 0.9 | 0.9 | 0 | 0 | 0 |  | Electric Utility | N | SB |  | Internal Combustion |  | Eastern
EXCLUDE | MI | MI-Eastern | St Louis | 1852 | 5 | WAT | HY | 0.2 | 0.2 | 0 | 356 | 0 |  | Electric Utility | N | OP |  | Non Combustion (NUC, WAT, WND, GEO, or SUN) |  | Eastern
EXCLUDE | MI | MI-Eastern | St Louis | 1852 | 6 | WAT | HY | 0.2 | 0.2 | 0 | 356 | 0 |  | Electric Utility | N | OP |  | Non Combustion (NUC, WAT, WND, GEO, or SUN) |  | Eastern
EXCLUDE | MI | MI-Eastern | St Louis | 1852 | 7 | DFO | IC | 1.1 | 1.1 | 0 | 0 | 0 |  | Electric Utility | N | SB |  | Internal Combustion |  | Eastern
EXCLUDE | MI | MI-Eastern | St Louis | 1852 | 8 | DFO | IC | 1.5 | 1.5 | 0 | 0 | 0 |  | Electric Utility | N | OP |  | Internal Combustion |  | Eastern
EXCLUDE | MI | MI-Eastern | St Louis | 1852 | 9 | DFO | IC | 1.3 | 1.1 | 0 | 0 | 0 |  | Electric Utility | N | SB |  | Internal Combustion |  | Eastern
EXCLUDE | MI | MI-Eastern | Main Street | 1853 | 1 | NG | IC | 1 | 0.9 | 0 | 0 | 0 |  | Electric Utility | N | OP |  | Internal Combustion |  | Eastern
EXCLUDE | MI | MI-Eastern | Main Street | 1853 | 2 | DFO | IC | 0.9 | 0.8 | 0 | 0 | 0 |  | Electric Utility | N | OP |  | Internal Combustion |  | Eastern
EXCLUDE | MI | MI-Eastern | Main Street | 1853 | 3 | NG | IC | 1.1 | 1.1 | 0 | 0 | 0 |  | Electric Utility | N | OP |  | Internal Combustion |  | Eastern
EXCLUDE | MI | MI-Eastern | Main Street | 1853 | 4 | NG | IC | 1.3 | 1.2 | 0 | 0 | 0 |  | Electric Utility | N | OP |  | Internal Combustion |  | Eastern
EXCLUDE | MI | MI-Eastern | Main Street | 1853 | 5 | NG | IC | 1.1 | 1 | 0 | 0 | 0 |  | Electric Utility | N | OP |  | Internal Combustion |  | Eastern
EXCLUDE | MI | MI-Eastern | Main Street | 1853 | 6 | NG | IC | 0.6 | 0.6 | 0 | 0 | 0 |  | Electric Utility | N | OP |  | Internal Combustion |  | Eastern
EXCLUDE | MI | MI-Eastern | Sturgis City Diesel Plant | 1855 | 1 | DFO | IC | 1 | 0.8 | 0 | 0 | 0 |  | Electric Utility | N | RE | 2008 | Retired prior to 2012 |  | Eastern
EXCLUDE | MI | MI-Eastern | Sturgis City Diesel Plant | 1855 | 2 | DFO | IC | 1 | 0.8 | 0 | 0 | 0 |  | Electric Utility | N | RE | 2008 | Retired prior to 2012 |  | Eastern
EXCLUDE | MI | MI-Eastern | Sturgis City Diesel Plant | 1855 | 4 | DFO | IC | 1 | 0.6 | 0 | 0 | 0 |  | Electric Utility | N | RE | 2007 | Retired prior to 2012 |  | Eastern
EXCLUDE | MI | MI-Eastern | Sturgis City Diesel Plant | 1855 | 5 | DFO | IC | 1 | 0.6 | 0 | 0 | 0 |  | Electric Utility | N | RE | 2007 | Retired prior to 2012 |  | Eastern
EXCLUDE | MI | MI-Eastern | Sturgis City Diesel Plant | 1855 | 6 | NG | IC | 6 | 6 | 0 | 0 | 0 |  | Electric Utility | N | OP |  | Internal Combustion |  | Eastern
EXCLUDE | MI | MI-Eastern | Hydro Plant | 1856 | 1 | WAT | HY | 0.4 | 0.4 | 0 | 1250.55 | 0 |  | Electric Utility | N | OP |  | Non Combustion (NUC, WAT, WND, GEO, or SUN) |  | Eastern
EXCLUDE | MI | MI-Eastern | Hydro Plant | 1856 | 2 | WAT | HY | 0.4 | 0.4 | 0 | 1250.55 | 0 |  | Electric Utility | N | OP |  | Non Combustion (NUC, WAT, WND, GEO, or SUN) |  | Eastern
EXCLUDE | MI | MI-Eastern | Hydro Plant | 1856 | 3 | WAT | HY | 0.7 | 0.7 | 0 | 2188.45 | 0 |  | Electric Utility | N | OP |  | Non Combustion (NUC, WAT, WND, GEO, or SUN) |  | Eastern
EXCLUDE | MI | MI-Eastern | Hydro Plant | 1856 | 4 | WAT | HY | 0.7 | 0.7 | 0 | 2188.45 | 0 |  | Electric Utility | N | OP |  | Non Combustion (NUC, WAT, WND, GEO, or SUN) |  | Eastern
EXCLUDE | MI | MI-Eastern | Saint Marys Falls | 1865 | 1 | WAT | HY | 6.2 | 5 | 0 | 45244.83 | 0 |  | Electric Utility | N | OP |  | Non Combustion (NUC, WAT, WND, GEO, or SUN) |  | Eastern
EXCLUDE | MI | MI-Eastern | Saint Marys Falls | 1865 | 10 | WAT | HY | 2.6 | 2.8 | 0 | 18973.64 | 0 |  | Electric Utility | N | OP |  | Non Combustion (NUC, WAT, WND, GEO, or SUN) |  | Eastern
EXCLUDE | MI | MI-Eastern | Saint Marys Falls | 1865 | 2 | WAT | HY | 6.2 | 5 | 0 | 45244.83 | 0 |  | Electric Utility | N | OP |  | Non Combustion (NUC, WAT, WND, GEO, or SUN) |  | Eastern
EXCLUDE | MI | MI-Eastern | Saint Marys Falls | 1865 | 3 | WAT | HY | 6.2 | 5 | 0 | 45244.83 | 0 |  | Electric Utility | N | OP |  | Non Combustion (NUC, WAT, WND, GEO, or SUN) |  | Eastern
EXCLUDE | MI | MI-Eastern | Saint Marys Falls | 1865 | 3A | WAT | HY | 2.5 | 2.5 | 0 | 18243.88 | 0 |  | Electric Utility | N | OP |  | Non Combustion (NUC, WAT, WND, GEO, or SUN) |  | Eastern
EXCLUDE | MI | MI-Eastern | Wyandotte | 1866 | 4 | BIT | ST | 11.5 | 10.5 | 168.25 | 0 | 0 |  | Electric Utility | N | OP |  | Steam unit (PRMVR=ST) less than or equal to 25MW (i.e. 250 MMBtu/hr) |  | Eastern
EXCLUDE | MI | MI-Eastern | Wyandotte | 1866 | 5 | NG | ST | 22 | 22 | 321.86 | 39501 | 85691.6 |  | Electric Utility | N | OP |  | Steam unit (PRMVR=ST) less than or equal to 25MW (i.e. 250 MMBtu/hr) |  | Eastern
EXCLUDE | MI | MI-Eastern | Wyandotte | 1866 | 6 | NG | ST | 7.5 | 7.5 | 109.73 | 0 | 0 |  | Electric Utility | N | OP |  | Steam unit (PRMVR=ST) less than or equal to 25MW (i.e. 250 MMBtu/hr) |  | Eastern
OGST | MI | MI-Eastern | Wyandotte | 1866 | 7 | NG | ST | 32 | 32 | 468.16 | 62932 | 136521.7 |  | Electric Utility | N | OP |  |  |  | Eastern
EXCLUDE | MI | MI-Eastern | Wyandotte | 1866 | DG1 | DFO | IC | 1.8 | 1.8 | 0 | 0 | 0 |  | Electric Utility | N | OP |  | Internal Combustion |  | Eastern
EXCLUDE | MI | MI-Eastern | Wyandotte | 1866 | DG2 | DFO | IC | 1.8 | 1.8 | 0 | 0 | 0 |  | Electric Utility | N | OP |  | Internal Combustion |  | Eastern
EXCLUDE | MI | MI-Eastern | Wyandotte | 1866 | DG3 | DFO | IC | 1.8 | 1.8 | 0 | 0 | 0 |  | Electric Utility | N | OP |  | Internal Combustion |  | Eastern
EXCLUDE | MI | MI-Eastern | Zeeland | 1867 | 1 | NG | IC | 1.4 | 1.5 | 0 | 0 | 0 |  | Electric Utility | N | OP |  | Internal Combustion |  | Eastern
EXCLUDE | MI | MI-Eastern | Zeeland | 1867 | 10 | NG | IC | 5.6 | 6.2 | 0 | 0 | 0 |  | Electric Utility | N | OP |  | Internal Combustion |  | Eastern
EXCLUDE | MI | MI-Eastern | Zeeland | 1867 | 11 | NG | IC | 6 | 6.6 | 0 | 0 | 0 |  | Electric Utility | N | OP |  | Internal Combustion |  | Eastern
EXCLUDE | MI | MI-Eastern | Zeeland | 1867 | 2 | NG | IC | 1.1 | 1.2 | 0 | 0 | 0 |  | Electric Utility | N | OP |  | Internal Combustion |  | Eastern
EXCLUDE | MI | MI-Eastern | Zeeland | 1867 | 7 | NG | IC | 2 | 2 | 0 | 0 | 0 |  | Electric Utility | N | OA |  | Internal Combustion |  | Eastern
EXCLUDE | MI | MI-Eastern | Zeeland | 1867 | 8 | NG | IC | 1.7 | 1.5 | 0 | 0 | 0 |  | Electric Utility | N | OP |  | Internal Combustion |  | Eastern
EXCLUDE | MI | MI-Eastern | Zeeland | 1867 | 9 | NG | IC | 4.5 | 5 | 0 | 0 | 0 |  | Electric Utility | N | OP |  | Internal Combustion |  | Eastern
EXCLUDE | MI | MI-Eastern | Dafter | 1868 | 1 | DFO | IC | 1 | 0.9 | 0 | 0 | 0 |  | Electric Utility | N | OP |  | Internal Combustion |  | Eastern
EXCLUDE | MI | MI-Eastern | Dafter | 1868 | 2 | DFO | IC | 1 | 0.9 | 0 | 0 | 0 |  | Electric Utility | N | RE | 1995 | Retired prior to 2012 |  | Eastern
EXCLUDE | MI | MI-Eastern | Dafter | 1868 | 3 | DFO | IC | 1 | 0.9 | 0 | 0 | 0 |  | Electric Utility | N | OP |  | Internal Combustion |  | Eastern
EXCLUDE | MI | MI-Eastern | Dafter | 1868 | 4 | DFO | IC | 3 | 2.5 | 0 | 0 | 0 |  | Electric Utility | N | OP |  | Internal Combustion |  | Eastern
EXCLUDE | MI | MI-Eastern | Dafter | 1868 | 5 | DFO | IC | 3 | 2.5 | 0 | 0 | 0 |  | Electric Utility | N | OP |  | Internal Combustion |  | Eastern
EXCLUDE | MI | MI-Eastern | Kleber | 1871 | K1 | WAT | HY | 0.6 | 0.6 | 0 | 1852.67 | 0 |  | IPP Non-CHP | N | OP |  | Non Combustion (NUC, WAT, WND, GEO, or SUN) |  | Eastern
EXCLUDE | MI | MI-Eastern | Kleber | 1871 | K2 | WAT | HY | 0.6 | 0.6 | 0 | 1852.67 | 0 |  | IPP Non-CHP | N | OP |  | Non Combustion (NUC, WAT, WND, GEO, or SUN) |  | Eastern
EXCLUDE | MI | MI-Eastern | Kleber | 1871 | T1 | WAT | HY | 0.3 | 0.3 | 0 | 926.33 | 0 |  | IPP Non-CHP | N | OP |  | Non Combustion (NUC, WAT, WND, GEO, or SUN) |  | Eastern
EXCLUDE | MI | MI-Eastern | Kleber | 1871 | T2 | WAT | HY | 0.3 | 0.3 | 0 | 926.33 | 0 |  | IPP Non-CHP | N | OP |  | Non Combustion (NUC, WAT, WND, GEO, or SUN) |  | Eastern
EXCLUDE | MI | MI-Eastern | Tower | 1873 | 2 | DFO | IC | 1.3 | 1.3 | 0 | 0 | 0 |  | Electric Utility | N | RE | 2010 | Retired prior to 2012 |  | Eastern
EXCLUDE | MI | MI-Eastern | Tower | 1873 | 3 | DFO | IC | 1.3 | 1.3 | 0 | 0 | 0 |  | Electric Utility | N | RE | 2010 | Retired prior to 2012 |  | Eastern
EXCLUDE | MI | MI-Eastern | Tower | 1873 | GT4 | DFO | GT | 21.3 | 19.3 | 0 | 331 | 473.07 |  | Electric Utility | N | OP |  | Simple cycle unit |  | Eastern
EXCLUDE | MI | MI-Eastern | Tower | 1873 | IC1 | DFO | IC | 1.3 | 1.3 | 0 | 0 | 0 |  | Electric Utility | N | RE | 2010 | Retired prior to 2012 |  | Eastern
EXCLUDE | MI | MI-Eastern | Caro | 1874 | 1 | DFO | IC | 1.3 | 1 | 0 | 0 | 0 |  | Electric Utility | N | OP |  | Internal Combustion |  | Eastern
EXCLUDE | MI | MI-Eastern | Caro | 1874 | 2 | DFO | IC | 1.3 | 1 | 0 | 0 | 0 |  | Electric Utility | N | OP |  | Internal Combustion |  | Eastern
EXCLUDE | MI | MI-Eastern | Caro | 1874 | 3 | DFO | IC | 1.3 | 1 | 0 | 0 | 0 |  | Electric Utility | N | OP |  | Internal Combustion |  | Eastern
EXCLUDE | MI | MI-Eastern | Caro | 1874 | 4 | DFO | IC | 1.5 | 1.5 | 0 | 0 | 0 |  | Electric Utility | N | OP |  | Internal Combustion |  | Eastern
EXCLUDE | MI | MI-Eastern | Caro | 1874 | 5 | DFO | IC | 2 | 2 | 0 | 0 | 0 |  | Electric Utility | N | OP |  | Internal Combustion |  | Eastern
EXCLUDE | MI | MI-Eastern | Caro | 1874 | 6 | DFO | IC | 2 | 2 | 0 | 0 | 0 |  | Electric Utility | N | OP |  | Internal Combustion |  | Eastern
EXCLUDE | MI | MI-Eastern | Ubly | 1875 | 1 | DFO | IC | 0.6 | 0.6 | 0 | 0 | 0 |  | Electric Utility | N | OP |  | Internal Combustion |  | Eastern
EXCLUDE | MI | MI-Eastern | Ubly | 1875 | 2 | DFO | IC | 0.7 | 0.6 | 0 | 0 | 0 |  | Electric Utility | N | OP |  | Internal Combustion |  | Eastern
EXCLUDE | MI | MI-Eastern | Ubly | 1875 | 3 | DFO | IC | 0.7 | 0.7 | 0 | 0 | 0 |  | Electric Utility | N | OP |  | Internal Combustion |  | Eastern
EXCLUDE | MI | MI-Eastern | Ubly | 1875 | 4 | DFO | IC | 0.9 | 0.9 | 0 | 0 | 0 |  | Electric Utility | N | OP |  | Internal Combustion |  | Eastern
EXCLUDE | MI | MI-Eastern | Ubly | 1875 | 5 | DFO | IC | 1.5 | 1.5 | 0 | 0 | 0 |  | Electric Utility | N | OP |  | Internal Combustion |  | Eastern
EXCLUDE | MI | MI-Eastern | Ubly | 1875 | 6 | NG | IC | 1.5 | 1.5 | 0 | 0 | 0 |  | Electric Utility | N | OP |  | Internal Combustion |  | Eastern
EXCLUDE | MI | MI-Eastern | Ubly | 1875 | 7 | DFO | IC | 2.5 | 2.5 | 0 | 0 | 0 |  | Electric Utility | N | OP |  | Internal Combustion |  | Eastern
EXCLUDE | MI | MI-Eastern | Ubly | 1875 | 8 | DFO | IC | 2.5 | 2.5 | 0 | 0 | 0 |  | Electric Utility | N | OP |  | Internal Combustion |  | Eastern
EXCLUDE | MI | MI-Eastern | Ubly | 1875 | 9 | DFO | IC | 1.5 | 1.5 | 0 | 0 | 0 |  | Electric Utility | N | OP |  | Internal Combustion |  | Eastern
EXCLUDE | MI | MI-Eastern | George Johnson | 1877 | 1 | NG | IC | 0.7 | 0.7 | 0 | 0 | 0 |  | Electric Utility | N | RE | 2002 | Retired prior to 2012 |  | Eastern
EXCLUDE | MI | MI-Eastern | George Johnson | 1877 | 10 | NG | GT | 25 | 24.3 | 0 | 6718.5 | 5102.04 |  | Electric Utility | N | OP |  | Simple cycle unit |  | Eastern
EXCLUDE | MI | MI-Eastern | George Johnson | 1877 | 11 | DFO | IC | 1 | 1 | 0 | 0 | 0 |  | Electric Utility | N | SB |  | Internal Combustion |  | Eastern
EXCLUDE | MI | MI-Eastern | George Johnson | 1877 | 2 | NG | IC | 0.7 | 0.7 | 0 | 0 | 0 |  | Electric Utility | N | RE | 2002 | Retired prior to 2012 |  | Eastern
EXCLUDE | MI | MI-Eastern | George Johnson | 1877 | 3 | NG | IC | 1.1 | 1.2 | 0 | 0 | 0 |  | Electric Utility | N | RE | 2002 | Retired prior to 2012 |  | Eastern
EXCLUDE | MI | MI-Eastern | George Johnson | 1877 | 4 | NG | IC | 2.5 | 2.5 | 0 | 0 | 0 |  | Electric Utility | N | RE | 2002 | Retired prior to 2012 |  | Eastern
EXCLUDE | MI | MI-Eastern | George Johnson | 1877 | 5 | NG | IC | 2.5 | 2.5 | 0 | 0 | 0 |  | Electric Utility | N | RE | 2002 | Retired prior to 2012 |  | Eastern
EXCLUDE | MI | MI-Eastern | George Johnson | 1877 | 6 | NG | IC | 2.5 | 2.5 | 0 | 0 | 0 |  | Electric Utility | N | RE | 2002 | Retired prior to 2012 |  | Eastern
EXCLUDE | MI | MI-Eastern | George Johnson | 1877 | 7 | NG | GT | 11 | 10.5 | 0 | 0 | 0 |  | Electric Utility | N | RE | 2005 | Retired prior to 2012 |  | Eastern
EXCLUDE | MI | MI-Eastern | George Johnson | 1877 | 8 | NG | GT | 11 | 10.5 | 0 | 0 | 0 |  | Electric Utility | N | RE | 2005 | Retired prior to 2012 |  | Eastern
EXCLUDE | MI | MI-Eastern | George Johnson | 1877 | 9 | NG | GT | 25 | 24.4 | 0 | 6718.5 | 5102.04 |  | Electric Utility | N | OP |  | Simple cycle unit |  | Eastern
EXCLUDE | MI | MI-Eastern | Scottville | 1879 | 4 | DFO | IC | 1.1 | 1.1 | 0 | 0 | 0 |  | Electric Utility | N | RE | 2002 | Retired prior to 2012 |  | Eastern
EXCLUDE | MI | MI-Eastern | Scottville | 1879 | 5 | DFO | IC | 1.1 | 1.1 | 0 | 0 | 0 |  | Electric Utility | N | RE | 2002 | Retired prior to 2012 |  | Eastern
EXCLUDE | MI | MI-Eastern | Scottville | 1879 | 6 | DFO | IC | 1.9 | 1.7 | 0 | 0 | 0 |  | Electric Utility | N | RE | 2002 | Retired prior to 2012 |  | Eastern
EXCLUDE | MI | MI-Eastern | Claude Vandyke | 1880 | 5 | NG | IC | 3.5 | 3 | 0 | 0 | 0 |  | Electric Utility | N | RE | 2003 | Retired prior to 2012 |  | Eastern
EXCLUDE | MI | MI-Eastern | Claude Vandyke | 1880 | 6 | NG | CC | 23 | 19.3 | 0 | 8853 | 5692.09 |  | Electric Utility | N | OP |  | Combined cycle unit (PRMVR=CC) less than or equal to 25MW |  | Eastern
EXCLUDE | MI | MI-Eastern | Claude Vandyke | 1880 | 8 | NG | GT | 24.8 | 20.2 | 0 | 1260 | 1563.14 |  | Electric Utility | N | OP |  | Simple cycle unit |  | Eastern
EXCLUDE | MI | MI-Eastern | Vestaburg | 1881 | 2 | DFO | IC | 0.3 | 0.3 | 0 | 0 | 0 |  | Electric Utility | N | RE | 2007 | Retired prior to 2012 |  | Eastern
EXCLUDE | MI | MI-Eastern | Vestaburg | 1881 | 4 | DFO | IC | 0.7 | 0.7 | 0 | 0 | 0 |  | Electric Utility | N | RE | 2007 | Retired prior to 2012 |  | Eastern
EXCLUDE | MI | MI-Eastern | Vestaburg | 1881 | 5 | DFO | IC | 0.7 | 0.7 | 0 | 0 | 0 |  | Electric Utility | N | RE | 2007 | Retired prior to 2012 |  | Eastern
EXCLUDE | MI | MI-Eastern | Vestaburg | 1881 | 6 | DFO | IC | 3 | 3 | 0 | 0 | 0 |  | Electric Utility | N | OP |  | Internal Combustion |  | Eastern
EXCLUDE | MI | MI-Eastern | Vestaburg | 1881 | 7 | DFO | IC | 3 | 3 | 0 | 0 | 0 |  | Electric Utility | N | OP |  | Internal Combustion |  | Eastern
EXCLUDE | MI | MI-Eastern | Vestaburg | 1881 | 8 | NG | GT | 23.7 | 18.5 | 0 | 3531 | 3497.52 |  | Electric Utility | N | OP |  | Simple cycle unit |  | Eastern
EXCLUDE | MN | MN-Eastern | Fox Lake | 1888 | 1 | NG | ST | 11.5 | 12.7 | 0 | 1525 | 1176.66 |  | Electric Utility | N | OP | 2016 | Steam unit (PRMVR=ST) less than or equal to 25MW (i.e. 250 MMBtu/hr) |  | Eastern
EXCLUDE | MN | MN-Eastern | Fox Lake | 1888 | 2 | NG | ST | 11.5 | 11.6 | 0 | 0 | 0 |  | Electric Utility | N | RE | 2010 | Retired prior to 2012 |  | Eastern
OGST | MN | MN-Eastern | Fox Lake | 1888 | 3 | NG | ST | 81.6 | 76.6 | 1048 | 19753 | 14344.42 |  | Electric Utility | N | OP | 2016 |  |  | Eastern
EXCLUDE | MN | MN-Eastern | Fox Lake | 1888 | 4 | DFO | GT | 28.8 | 18.8 | 0 | 0 | 0 |  | Electric Utility | N | RE | 2010 | Retired prior to 2012 |  | Eastern
EXCLUDE | MN | MN-Eastern | Hills | 1889 | 1 | DFO | IC | 2 | 2 | 0 | 0 | 0 |  | Electric Utility | N | SB | 2016 | Internal Combustion |  | Eastern
EXCLUDE | MN | MN-Eastern | Hills | 1889 | 2 | DFO | IC | 2 |  | 0 | 0 | 0 |  | Electric Utility | N | OA | 2016 | Internal Combustion |  | Eastern
COALST | MN | MN-Eastern | Syl Laskin | 1891 | 1 | SUB | ST | 58 | 46.6 | 660 | 191860 | 265255.48 |  | Electric Utility | N | OP |  |  |  | Eastern
COALST | MN | MN-Eastern | Syl Laskin | 1891 | 2 | SUB | ST | 58 | 50.2 | 660 | 176506 | 248894.01 |  | Electric Utility | N | OP |  |  |  | Eastern
EXCLUDE | MN | MN-Eastern | Blanchard | 1892 | 1 | WAT | HY | 6 | 3.4 | 0 | 24775.33 | 0 |  | Electric Utility | N | OP |  | Non Combustion (NUC, WAT, WND, GEO, or SUN) |  | Eastern
EXCLUDE | MN | MN-Eastern | Blanchard | 1892 | 2 | WAT | HY | 6 | 4 | 0 | 24775.33 | 0 |  | Electric Utility | N | OP |  | Non Combustion (NUC, WAT, WND, GEO, or SUN) |  | Eastern
EXCLUDE | MN | MN-Eastern | Blanchard | 1892 | 3 | WAT | HY | 6 | 3.3 | 0 | 24775.33 | 0 |  | Electric Utility | N | OP |  | Non Combustion (NUC, WAT, WND, GEO, or SUN) |  | Eastern
COALST | MN | MN-Eastern | Clay Boswell | 1893 | 1 | SUB | ST | 75 | 67.6 | 950 | 467471 | 609524.96 |  | Electric Utility | N | OP |  |  |  | Eastern
COALST | MN | MN-Eastern | Clay Boswell | 1893 | 2 | SUB | ST | 75 | 68.1 | 915 | 476921 | 619824.57 |  | Electric Utility | N | OP |  |  |  | Eastern
COALST | MN | MN-Eastern | Clay Boswell | 1893 | 3 | SUB | ST | 364.5 | 361.5 | 4150 | 2405291 | 2805210.98 |  | Electric Utility | N | OP |  |  |  | Eastern
COALST | MN | MN-Eastern | Clay Boswell | 1893 | 4 | SUB | ST | 558 | 467.5 | 6800 | 3910994 | 4500485.08 |  | Electric Utility | N | OP |  |  |  | Eastern
EXCLUDE | MN | MN-Eastern | Clay Boswell | 1893 | D4 | DFO | IC | 0.8 | 0.8 | 0 | 0 | 0 |  | Electric Utility | N | OP |  | Internal Combustion |  | Eastern
EXCLUDE | MN | MN-Eastern | Fond Du Lac | 1894 | 1 | WAT | HY | 12 | 11.1 | 0 | 0 | 0 |  | Electric Utility | N | OS |  | Non Combustion (NUC, WAT, WND, GEO, or SUN) |  | Eastern
EXCLUDE | MN | MN-Eastern | Knife Falls | 1895 | 1 | WAT | HY | 0.8 | 0.3 | 0 | 2687.33 | 0 |  | Electric Utility | N | OP |  | Non Combustion (NUC, WAT, WND, GEO, or SUN) |  | Eastern
EXCLUDE | MN | MN-Eastern | Knife Falls | 1895 | 2 | WAT | HY | 0.8 | 0.3 | 0 | 2687.33 | 0 |  | Electric Utility | N | OP |  | Non Combustion (NUC, WAT, WND, GEO, or SUN) |  | Eastern
EXCLUDE | MN | MN-Eastern | Knife Falls | 1895 | 3 | WAT | HY | 0.8 | 0.3 | 0 | 2687.33 | 0 |  | Electric Utility | N | OP |  | Non Combustion (NUC, WAT, WND, GEO, or SUN) |  | Eastern
EXCLUDE | MN | MN-Eastern | Little Falls | 1896 | 1 | WAT | HY | 0.8 | 0.6 | 0 | 4045.74 | 0 |  | Electric Utility | N | OP |  | Non Combustion (NUC, WAT, WND, GEO, or SUN) |  | Eastern
EXCLUDE | MN | MN-Eastern | Little Falls | 1896 | 2 | WAT | HY | 0.8 | 0.6 | 0 | 4045.74 | 0 |  | Electric Utility | N | OP |  | Non Combustion (NUC, WAT, WND, GEO, or SUN) |  | Eastern
EXCLUDE | MN | MN-Eastern | Little Falls | 1896 | 3 | WAT | HY | 1 | 0.6 | 0 | 5057.17 | 0 |  | Electric Utility | N | OP |  | Non Combustion (NUC, WAT, WND, GEO, or SUN) |  | Eastern
EXCLUDE | MN | MN-Eastern | Little Falls | 1896 | 4 | WAT | HY | 1.2 | 0.6 | 0 | 6068.61 | 0 |  | Electric Utility | N | OP |  | Non Combustion (NUC, WAT, WND, GEO, or SUN) |  | Eastern
EXCLUDE | MN | MN-Eastern | Little Falls | 1896 | 5 | WAT | HY | 0.4 | 0.4 | 0 | 2022.87 | 0 |  | Electric Utility | N | OP |  | Non Combustion (NUC, WAT, WND, GEO, or SUN) |  | Eastern
EXCLUDE | MN | MN-Eastern | Little Falls | 1896 | 6 | WAT | HY | 0.4 | 0.4 | 0 | 2022.87 | 0 |  | Electric Utility | N | OP |  | Non Combustion (NUC, WAT, WND, GEO, or SUN) |  | Eastern
EXCLUDE | MN | MN-Eastern | M L Hibbard | 1897 | 1 | RFO | ST | 25 | 25 | 0 | 0 | 0 |  | Electric Utility | Y | RE | 2003 | Retired prior to 2012 |  | Eastern
EXCLUDE | MN | MN-Eastern | M L Hibbard | 1897 | 2 | RFO | ST | 25 | 25 | 0 | 0 | 0 |  | Electric Utility | Y | RE | 2003 | Retired prior to 2012 |  | Eastern
COALST | MN | MN-Eastern | M L Hibbard | 1897 | 3 | BIT | ST | 35.3 | 25.6 | 572.17 | 4258 | 63418.03 |  | Electric Utility | Y | OP |  |  |  | Eastern
COALST | MN | MN-Eastern | M L Hibbard | 1897 | 4 | BIT | ST | 37.5 | 32.4 | 607.83 | 15714 | 234042 |  | Electric Utility | Y | OP |  |  |  | Eastern
EXCLUDE | MN | MN-Eastern | Pillager | 1898 | 1 | WAT | HY | 0.8 | 0.7 | 0 | 4019.5 | 0 |  | Electric Utility | N | OP |  | Non Combustion (NUC, WAT, WND, GEO, or SUN) |  | Eastern
EXCLUDE | MN | MN-Eastern | Pillager | 1898 | 2 | WAT | HY | 0.8 | 0.7 | 0 | 4019.5 | 0 |  | Electric Utility | N | OP |  | Non Combustion (NUC, WAT, WND, GEO, or SUN) |  | Eastern
EXCLUDE | MN | MN-Eastern | Scanlon | 1899 | 1 | WAT | HY | 0.4 | 0.2 | 0 | 1455 | 0 |  | Electric Utility | N | OP |  | Non Combustion (NUC, WAT, WND, GEO, or SUN) |  | Eastern
EXCLUDE | MN | MN-Eastern | Scanlon | 1899 | 2 | WAT | HY | 0.4 | 0.2 | 0 | 1455 | 0 |  | Electric Utility | N | OP |  | Non Combustion (NUC, WAT, WND, GEO, or SUN) |  | Eastern
EXCLUDE | MN | MN-Eastern | Scanlon | 1899 | 3 | WAT | HY | 0.4 | 0.2 | 0 | 1455 | 0 |  | Electric Utility | N | OP |  | Non Combustion (NUC, WAT, WND, GEO, or SUN) |  | Eastern
EXCLUDE | MN | MN-Eastern | Scanlon | 1899 | 4 | WAT | HY | 0.4 | 0.2 | 0 | 1455 | 0 |  | Electric Utility | N | OP |  | Non Combustion (NUC, WAT, WND, GEO, or SUN) |  | Eastern
EXCLUDE | MN | MN-Eastern | Sylvan | 1900 | 1 | WAT | HY | 0.6 | 0.4 | 0 | 2936.67 | 0 |  | Electric Utility | N | OP |  | Non Combustion (NUC, WAT, WND, GEO, or SUN) |  | Eastern
EXCLUDE | MN | MN-Eastern | Sylvan | 1900 | 2 | WAT | HY | 0.6 | 0.4 | 0 | 2936.67 | 0 |  | Electric Utility | N | OP |  | Non Combustion (NUC, WAT, WND, GEO, or SUN) |  | Eastern
EXCLUDE | MN | MN-Eastern | Sylvan | 1900 | 3 | WAT | HY | 0.6 | 0.4 | 0 | 2936.67 | 0 |  | Electric Utility | N | OP |  | Non Combustion (NUC, WAT, WND, GEO, or SUN) |  | Eastern
EXCLUDE | MN | MN-Eastern | Thomson | 1901 | 1 | WAT | HY | 13 | 11.5 | 0 | 23599.12 | 0 |  | Electric Utility | N | OS |  | Non Combustion (NUC, WAT, WND, GEO, or SUN) |  | Eastern
EXCLUDE | MN | MN-Eastern | Thomson | 1901 | 2 | WAT | HY | 13 | 11.5 | 0 | 23599.12 | 0 |  | Electric Utility | N | OS |  | Non Combustion (NUC, WAT, WND, GEO, or SUN) |  | Eastern
EXCLUDE | MN | MN-Eastern | Thomson | 1901 | 3 | WAT | HY | 13 | 11.5 | 0 | 23599.12 | 0 |  | Electric Utility | N | OS |  | Non Combustion (NUC, WAT, WND, GEO, or SUN) |  | Eastern
EXCLUDE | MN | MN-Eastern | Thomson | 1901 | 4 | WAT | HY | 10.8 | 11.9 | 0 | 19605.42 | 0 |  | Electric Utility | N | OS |  | Non Combustion (NUC, WAT, WND, GEO, or SUN) |  | Eastern
EXCLUDE | MN | MN-Eastern | Thomson | 1901 | 5 | WAT | HY | 10.8 | 10.4 | 0 | 19605.42 | 0 |  | Electric Utility | N | OS |  | Non Combustion (NUC, WAT, WND, GEO, or SUN) |  | Eastern
EXCLUDE | MN | MN-Eastern | Thomson | 1901 | 6 | WAT | HY | 12 | 13.6 | 0 | 21783.8 | 0 |  | Electric Utility | N | OS |  | Non Combustion (NUC, WAT, WND, GEO, or SUN) |  | Eastern
EXCLUDE | MN | MN-Eastern | Winton | 1902 | 2 | WAT | HY | 2 | 1.2 | 0 | 6232 | 0 |  | Electric Utility | N | OP |  | Non Combustion (NUC, WAT, WND, GEO, or SUN) |  | Eastern
EXCLUDE | MN | MN-Eastern | Winton | 1902 | 3 | WAT | HY | 2 | 1.2 | 0 | 6232 | 0 |  | Electric Utility | N | OP |  | Non Combustion (NUC, WAT, WND, GEO, or SUN) |  | Eastern
EXCLUDE | MN | MN-Eastern | Black Dog | 1904 | 1 | SUB | ST | 81 | 71.7 | 0 | 0 | 0 |  | Electric Utility | N | RE | 2002 | Retired prior to 2012 |  | Eastern
NGCC | MN | MN-Eastern | Black Dog | 1904 | 2 | NG | CC | 136.9 | 109 | 2900 | 68040.31 | 33628.33 |  | Electric Utility | N | OP |  |  |  | Eastern
COALST | MN | MN-Eastern | Black Dog | 1904 | 3 | SUB | ST | 113.6 | 79 | 1130.9 | 439640 | 541670.36 |  | Electric Utility | N | OP | 2015 |  |  | Eastern
COALST | MN | MN-Eastern | Black Dog | 1904 | 4 | SUB | ST | 163.2 | 153 | 1977.4 | 789281 | 958237.19 |  | Electric Utility | N | OP | 2015 |  |  | Eastern
NGCC | MN | MN-Eastern | Black Dog | 1904 | 5 | NG | CC | 187.9 | 161 | 2900 | 93387.69 | 46156.05 |  | Electric Utility | N | OP |  |  |  | Eastern
EXCLUDE | MN | MN-Eastern | Black Dog | 1904 | 6 | NG | CC | 360 | 360 | 0 | 0 | 0 |  | Electric Utility | N | IP |  | Status of Operation (IP, L, P, T) |  | Eastern
EXCLUDE | MN | MN-Eastern | Black Dog | 1904 | 7 | NG | CC | 200 | 200 | 0 | 0 | 0 |  | Electric Utility | N | IP |  | Status of Operation (IP, L, P, T) |  | Eastern
EXCLUDE | MN | MN-Eastern | Black Dog | 1904 | 8 | NG | CC | 200 | 200 | 0 | 0 | 0 |  | Electric Utility | N | IP |  | Status of Operation (IP, L, P, T) |  | Eastern
EXCLUDE | MN | MN-Eastern | Granite City | 1910 | 1 | NG | GT | 18 | 13 | 0 | 418 | 521.82 |  | Electric Utility | N | OP |  | Simple cycle unit |  | Eastern
EXCLUDE | MN | MN-Eastern | Granite City | 1910 | 2 | NG | GT | 18 | 13 | 0 | 418 | 521.82 |  | Electric Utility | N | OP |  | Simple cycle unit |  | Eastern
EXCLUDE | MN | MN-Eastern | Granite City | 1910 | 3 | NG | GT | 18 | 13 | 0 | 418 | 521.82 |  | Electric Utility | N | OP |  | Simple cycle unit |  | Eastern
EXCLUDE | MN | MN-Eastern | Granite City | 1910 | 4 | NG | GT | 18 | 13 | 0 | 418 | 521.82 |  | Electric Utility | N | OP |  | Simple cycle unit |  | Eastern
EXCLUDE | MN | MN-Eastern | Hennepin Island | 1911 | 1 | WAT | HY | 2.5 | 1.2 | 0 | 9462.4 | 0 |  | Electric Utility | N | OP |  | Non Combustion (NUC, WAT, WND, GEO, or SUN) |  | Eastern
EXCLUDE | MN | MN-Eastern | Hennepin Island | 1911 | 2 | WAT | HY | 2.5 | 1.2 | 0 | 9462.4 | 0 |  | Electric Utility | N | OP |  | Non Combustion (NUC, WAT, WND, GEO, or SUN) |  | Eastern
EXCLUDE | MN | MN-Eastern | Hennepin Island | 1911 | 3 | WAT | HY | 2.5 | 1.2 | 0 | 9462.4 | 0 |  | Electric Utility | N | OP |  | Non Combustion (NUC, WAT, WND, GEO, or SUN) |  | Eastern
EXCLUDE | MN | MN-Eastern | Hennepin Island | 1911 | 4 | WAT | HY | 2.5 | 1.2 | 0 | 9462.4 | 0 |  | Electric Utility | N | OP |  | Non Combustion (NUC, WAT, WND, GEO, or SUN) |  | Eastern
EXCLUDE | MN | MN-Eastern | Hennepin Island | 1911 | 5 | WAT | HY | 2.5 | 1.3 | 0 | 9462.4 | 0 |  | Electric Utility | N | OP |  | Non Combustion (NUC, WAT, WND, GEO, or SUN) |  | Eastern
EXCLUDE | MN | MN-Eastern | High Bridge | 1912 | 5 | SUB | ST | 113.6 | 99 | 0 | 0 | 0 |  | Electric Utility | N | RE | 2007 | Retired prior to 2012 |  | Eastern
EXCLUDE | MN | MN-Eastern | High Bridge | 1912 | 6 | SUB | ST | 163.2 | 172.1 | 0 | 0 | 0 |  | Electric Utility | N | RE | 2007 | Retired prior to 2012 |  | Eastern
NGCC | MN | MN-Eastern | High Bridge | 1912 | 7 | NG | CC | 197 | 154 | 2326 | 566948.87 | 246260.7 |  | Electric Utility | N | OP |  |  |  | Eastern
NGCC | MN | MN-Eastern | High Bridge | 1912 | 8 | NG | CC | 197 | 154 | 2326 | 566948.87 | 246260.7 |  | Electric Utility | N | OP |  |  |  | Eastern
NGCC | MN | MN-Eastern | High Bridge | 1912 | 9 | NG | CC | 250 | 178 | 2326 | 719478.26 | 312513.58 |  | Electric Utility | N | OP |  |  |  | Eastern
EXCLUDE | MN | MN-Eastern | Inver Hills | 1913 | 1 | NG | GT | 46.8 | 47 | 0 | 6623.13 | 6374.84 |  | Electric Utility | N | OP |  | Simple cycle unit |  | Eastern
EXCLUDE | MN | MN-Eastern | Inver Hills | 1913 | 2 | NG | GT | 46.8 | 47 | 0 | 6623.13 | 6374.84 |  | Electric Utility | N | OP |  | Simple cycle unit |  | Eastern
EXCLUDE | MN | MN-Eastern | Inver Hills | 1913 | 3 | NG | GT | 46.8 | 47 | 0 | 6623.13 | 6374.84 |  | Electric Utility | N | OP |  | Simple cycle unit |  | Eastern
EXCLUDE | MN | MN-Eastern | Inver Hills | 1913 | 4 | NG | GT | 46.8 | 47 | 0 | 6623.13 | 6374.84 |  | Electric Utility | N | OP |  | Simple cycle unit |  | Eastern
EXCLUDE | MN | MN-Eastern | Inver Hills | 1913 | 5 | NG | GT | 46.8 | 47 | 0 | 6623.13 | 6374.84 |  | Electric Utility | N | OP |  | Simple cycle unit |  | Eastern
EXCLUDE | MN | MN-Eastern | Inver Hills | 1913 | 6 | NG | GT | 48.6 | 47 | 0 | 6877.87 | 6620.03 |  | Electric Utility | N | OP |  | Simple cycle unit |  | Eastern
EXCLUDE | MN | MN-Eastern | Inver Hills | 1913 | 7 | DFO | GT | 1.8 | 1.8 | 0 | 254.74 | 342.01 |  | Electric Utility | N | SB |  | Simple cycle unit |  | Eastern
EXCLUDE | MN | MN-Eastern | Inver Hills | 1913 | 8 | DFO | GT | 1.8 | 1.8 | 0 | 254.74 | 342.01 |  | Electric Utility | N | SB |  | Simple cycle unit |  | Eastern
EXCLUDE | MN | MN-Eastern | Key City | 1914 | 1 | NG | GT | 18 | 8 | 0 | 409.75 | 501.16 |  | Electric Utility | N | OP | 2017 | Simple cycle unit |  | Eastern
EXCLUDE | MN | MN-Eastern | Key City | 1914 | 2 | NG | GT | 18 | 8 | 0 | 409.75 | 501.16 |  | Electric Utility | N | OA | 2017 | Simple cycle unit |  | Eastern
EXCLUDE | MN | MN-Eastern | Key City | 1914 | 3 | NG | GT | 18 | 13 | 0 | 409.75 | 501.16 |  | Electric Utility | N | OP | 2017 | Simple cycle unit |  | Eastern
EXCLUDE | MN | MN-Eastern | Key City | 1914 | 4 | NG | GT | 18 | 13 | 0 | 409.75 | 501.16 |  | Electric Utility | N | OP | 2017 | Simple cycle unit |  | Eastern
COALST | MN | MN-Eastern | Allen S King | 1915 | 1 | SUB | ST | 598.4 | 511 | 7530 | 3364279 | 3570472.75 |  | Electric Utility | N | OP |  |  |  | Eastern
EXCLUDE | MN | MN-Eastern | Minnesota Valley | 1918 | 3 | NG | ST | 46 | 46.9 | 0 | 0 | 0 |  | Electric Utility | N | RE | 2006 | Retired prior to 2012 |  | Eastern
EXCLUDE | MN | MN-Eastern | Monticello | 1922 | 1 | NUC | ST | 685 | 554 | 0 | 4890374 | 0 |  | Electric Utility | N | OP |  | Non Combustion (NUC, WAT, WND, GEO, or SUN) |  | Eastern
EXCLUDE | MN | MN-Eastern | Prairie Island | 1925 | 1 | NUC | ST | 593.1 | 521 | 0 | 3526708 | 0 |  | Electric Utility | N | OP |  | Non Combustion (NUC, WAT, WND, GEO, or SUN) |  | Eastern
EXCLUDE | MN | MN-Eastern | Prairie Island | 1925 | 2 | NUC | ST | 593.1 | 519 | 0 | 3526708 | 0 |  | Electric Utility | N | OP |  | Non Combustion (NUC, WAT, WND, GEO, or SUN) |  | Eastern
EXCLUDE | MN | MN-Eastern | Red Wing | 1926 | 1 | MSW | ST | 11.5 | 9 | 0 | 51661 | 110290.81 |  | Electric Utility | N | OP |  | Non-Fossil Fuel Type (Less than 10% Fossil Fuel) |  | Eastern
EXCLUDE | MN | MN-Eastern | Red Wing | 1926 | 2 | MSW | ST | 11.5 | 9 | 0 | 52226 | 110290.81 |  | Electric Utility | N | OP |  | Non-Fossil Fuel Type (Less than 10% Fossil Fuel) |  | Eastern
NGCC | MN | MN-Eastern | Riverside | 1927 | 10 | NG | CC | 210.6 | 155 | 1975 | 702019.78 | 287138.69 |  | Electric Utility | N | OP |  |  |  | Eastern
EXCLUDE | MN | MN-Eastern | Riverside | 1927 | 8 | SUB | ST | 238.8 | 227 | 0 | 0 | 0 |  | Electric Utility | N | RE | 2009 | Retired prior to 2012 |  | Eastern
NGCC | MN | MN-Eastern | Riverside | 1927 | 9 | NG | CC | 210.6 | 155 | 1975 | 702019.78 | 287138.69 |  | Electric Utility | N | OP |  |  |  | Eastern
NGCC | MN | MN-Eastern | Riverside | 1927 | ST7 | NG | CC | 164.7 | 160 | 1975 | 549015.47 | 224557.18 |  | Electric Utility | N | OP |  |  |  | Eastern
EXCLUDE | MN | MN-Eastern | St James | 1929 | 1 | DFO | IC | 2 | 2 | 0 | 0 | 0 |  | Electric Utility | N | OP |  | Internal Combustion |  | Eastern
EXCLUDE | MN | MN-Eastern | St James | 1929 | 2 | DFO | IC | 2 | 2 | 0 | 0 | 0 |  | Electric Utility | N | OP |  | Internal Combustion |  | Eastern
EXCLUDE | MN | MN-Eastern | St James | 1929 | 3 | DFO | IC | 2 | 2 | 0 | 0 | 0 |  | Electric Utility | N | OP |  | Internal Combustion |  | Eastern
EXCLUDE | MN | MN-Eastern | St James | 1929 | 4 | DFO | IC | 2 | 2 | 0 | 0 | 0 |  | Electric Utility | N | OP |  | Internal Combustion |  | Eastern
EXCLUDE | MN | MN-Eastern | St James | 1929 | 5 | DFO | IC | 2 | 2 | 0 | 0 | 0 |  | Electric Utility | N | OP |  | Internal Combustion |  | Eastern
EXCLUDE | MN | MN-Eastern | St James | 1929 | 6 | DFO | IC | 2 | 2 | 0 | 0 | 0 |  | Electric Utility | N | OP |  | Internal Combustion |  | Eastern
EXCLUDE | MN | MN-Eastern | West Fairbault | 1932 | 1 | NG | GT | 16.2 | 17 | 0 | 0 | 0 |  | Electric Utility | N | RE | 1981 | Retired prior to 2012 |  | Eastern
EXCLUDE | MN | MN-Eastern | West Fairbault | 1932 | 2 | NG | GT | 16.2 | 15.9 | 0 | 0 | 0 |  | Electric Utility | N | RE | 2006 | Retired prior to 2012 |  | Eastern
EXCLUDE | MN | MN-Eastern | West Fairbault | 1932 | 3 | NG | GT | 16.2 | 13.5 | 0 | 0 | 0 |  | Electric Utility | N | RE | 2006 | Retired prior to 2012 |  | Eastern
EXCLUDE | MN | MN-Eastern | Wilmarth | 1934 | 1 | MSW | ST | 12.5 | 9 | 0 | 51653 | 101783.23 |  | Electric Utility | N | OP |  | Non-Fossil Fuel Type (Less than 10% Fossil Fuel) |  | Eastern
EXCLUDE | MN | MN-Eastern | Wilmarth | 1934 | 2 | MSW | ST | 12.5 | 9 | 0 | 51756 | 101783.23 |  | Electric Utility | N | OP |  | Non-Fossil Fuel Type (Less than 10% Fossil Fuel) |  | Eastern
EXCLUDE | MN | MN-Eastern | Hoot Lake | 1943 | 1 | SUB | ST | 7.5 | 7.7 | 0 | 0 | 0 |  | Electric Utility | N | RE | 2005 | Retired prior to 2012 |  | Eastern
COALST | MN | MN-Eastern | Hoot Lake | 1943 | 2 | SUB | ST | 54.4 | 58 | 868 | 276886 | 375896.48 |  | Electric Utility | N | OP |  |  |  | Eastern
COALST | MN | MN-Eastern | Hoot Lake | 1943 | 3 | SUB | ST | 75 | 80 | 1163 | 379336 | 490462.83 |  | Electric Utility | N | OP |  |  |  | Eastern
EXCLUDE | MN | MN-Eastern | Hoot Lake | 1943 | D1 | DFO | IC | 0.2 | 0.2 | 0 | 0 | 0 |  | Electric Utility | N | SB |  | Internal Combustion |  | Eastern
EXCLUDE | MN | MN-Eastern | Hoot Lake | 1943 | D2 | DFO | IC | 0.1 | 0.1 | 0 | 0 | 0 |  | Electric Utility | N | SB |  | Internal Combustion |  | Eastern
EXCLUDE | MN | MN-Eastern | Hoot Lake | 1943 | H1 | WAT | HY | 1 | 0.8 | 0 | 2585 | 0 |  | Electric Utility | N | OP |  | Non Combustion (NUC, WAT, WND, GEO, or SUN) |  | Eastern
EXCLUDE | MN | MN-Eastern | Adrian | 1956 | 3 | DFO | IC | 0.4 | 0.4 | 0 | 0 | 0 |  | Electric Utility | N | RE | 2001 | Retired prior to 2012 |  | Eastern
EXCLUDE | MN | MN-Eastern | Adrian | 1956 | 4 | DFO | IC | 0.6 | 0.5 | 0 | 0 | 0 |  | Electric Utility | N | RE | 2001 | Retired prior to 2012 |  | Eastern
EXCLUDE | MN | MN-Eastern | Adrian | 1956 | 5 | DFO | IC | 2 | 2 | 0 | 0 | 0 |  | Electric Utility | N | OP |  | Internal Combustion |  | Eastern
EXCLUDE | MN | MN-Eastern | Alexandria | 1958 | IC1 | DFO | IC | 1.2 | 1 | 0 | 0 | 0 |  | Electric Utility | N | OP |  | Internal Combustion |  | Eastern
EXCLUDE | MN | MN-Eastern | Alexandria | 1958 | IC2 | DFO | IC | 4 | 3.6 | 0 | 0 | 0 |  | Electric Utility | N | OP |  | Internal Combustion |  | Eastern
EXCLUDE | MN | MN-Eastern | Alexandria | 1958 | IC3 | DFO | IC | 4 | 3.6 | 0 | 0 | 0 |  | Electric Utility | N | OP |  | Internal Combustion |  | Eastern
EXCLUDE | MN | MN-Eastern | Austin Downtown | 1960 | 1 | NG | ST | 5 | 5.3 | 0 | 0 | 0 |  | Electric Utility | N | OS |  | Steam unit (PRMVR=ST) less than or equal to 25MW (i.e. 250 MMBtu/hr) |  | Eastern
EXCLUDE | MN | MN-Eastern | Austin Downtown | 1960 | 2 | NG | ST | 3.5 | 3.5 | 0 | 0 | 0 |  | Electric Utility | N | OS |  | Steam unit (PRMVR=ST) less than or equal to 25MW (i.e. 250 MMBtu/hr) |  | Eastern
EXCLUDE | MN | MN-Eastern | Austin Downtown | 1960 | 3 | NG | ST | 7.5 | 8.8 | 0 | 0 | 0 |  | Electric Utility | N | OS |  | Steam unit (PRMVR=ST) less than or equal to 25MW (i.e. 250 MMBtu/hr) |  | Eastern
EXCLUDE | MN | MN-Eastern | Austin Downtown | 1960 | 4 | NG | ST | 11.5 | 12.2 | 0 | 0 | 0 |  | Electric Utility | N | OS |  | Steam unit (PRMVR=ST) less than or equal to 25MW (i.e. 250 MMBtu/hr) |  | Eastern
EXCLUDE | MN | MN-Eastern | Austin Downtown | 1960 | 5 | NG | GT | 6 | 5.4 | 0 | 52 | 76.74 |  | Electric Utility | N | OP |  | Simple cycle unit |  | Eastern
OGST | MN | MN-Eastern | Austin Northeast | 1961 | 1 | NG | ST | 31.9 | 28 | 420 | 9490 | 8915.22 |  | Electric Utility | N | OP |  |  |  | Eastern
EXCLUDE | MN | MN-Eastern | Benson City of | 1964 | 10 | DFO | IC | 1.8 | 1.8 | 0 | 0 | 0 |  | Electric Utility | N | OP |  | Internal Combustion |  | Eastern
EXCLUDE | MN | MN-Eastern | Benson City of | 1964 | 11 | DFO | IC | 1.8 | 1.8 | 0 | 0 | 0 |  | Electric Utility | N | OP |  | Internal Combustion |  | Eastern
EXCLUDE | MN | MN-Eastern | Benson City of | 1964 | 5 | DFO | IC | 0.9 | 0.9 | 0 | 0 | 0 |  | Electric Utility | N | OP |  | Internal Combustion |  | Eastern
EXCLUDE | MN | MN-Eastern | Benson City of | 1964 | 6 | DFO | IC | 1.3 | 1.2 | 0 | 0 | 0 |  | Electric Utility | N | OP |  | Internal Combustion |  | Eastern
EXCLUDE | MN | MN-Eastern | Benson City of | 1964 | 7 | DFO | IC | 1.8 | 1.8 | 0 | 0 | 0 |  | Electric Utility | N | OP |  | Internal Combustion |  | Eastern
EXCLUDE | MN | MN-Eastern | Benson City of | 1964 | 8 | DFO | IC | 1.8 | 1.8 | 0 | 0 | 0 |  | Electric Utility | N | OP |  | Internal Combustion |  | Eastern
EXCLUDE | MN | MN-Eastern | Benson City of | 1964 | 9 | DFO | IC | 1.8 | 1.8 | 0 | 0 | 0 |  | Electric Utility | N | OP |  | Internal Combustion |  | Eastern
EXCLUDE | MN | MN-Eastern | Blooming Prairie | 1966 | 1 | DFO | IC | 0.3 | 0.3 | 0 | 0 | 0 |  | Electric Utility | N | SB |  | Internal Combustion |  | Eastern
EXCLUDE | MN | MN-Eastern | Blooming Prairie | 1966 | 2 | DFO | IC | 0.7 | 0.7 | 0 | 0 | 0 |  | Electric Utility | N | SB |  | Internal Combustion |  | Eastern
EXCLUDE | MN | MN-Eastern | Blooming Prairie | 1966 | 3 | DFO | IC | 1.4 | 1 | 0 | 0 | 0 |  | Electric Utility | N | RE | 2005 | Retired prior to 2012 |  | Eastern
EXCLUDE | MN | MN-Eastern | Blooming Prairie | 1966 | 4 | DFO | IC | 1.2 | 1.3 | 0 | 0 | 0 |  | Electric Utility | N | SB |  | Internal Combustion |  | Eastern
EXCLUDE | MN | MN-Eastern | Blooming Prairie | 1966 | 5 | DFO | IC | 2.3 | 2 | 0 | 0 | 0 |  | Electric Utility | N | SB |  | Internal Combustion |  | Eastern
EXCLUDE | MN | MN-Eastern | Blooming Prairie | 1966 | 6 | DFO | IC | 2 | 1.9 | 0 | 0 | 0 |  | Electric Utility | N | SB |  | Internal Combustion |  | Eastern
EXCLUDE | MN | MN-Eastern | Blue Earth | 1967 | IC1 | DFO | IC | 1.5 | 1.5 | 0 | 0 | 0 |  | Electric Utility | N | OP |  | Internal Combustion |  | Eastern
EXCLUDE | MN | MN-Eastern | Blue Earth | 1967 | IC3 | DFO | IC | 1.6 | 1.6 | 0 | 0 | 0 |  | Electric Utility | N | OP |  | Internal Combustion |  | Eastern
EXCLUDE | MN | MN-Eastern | Blue Earth | 1967 | IC4 | DFO | IC | 1.6 | 1.6 | 0 | 0 | 0 |  | Electric Utility | N | OP |  | Internal Combustion |  | Eastern
EXCLUDE | MN | MN-Eastern | Blue Earth | 1967 | IC5 | DFO | IC | 1.6 | 1.6 | 0 | 0 | 0 |  | Electric Utility | N | OP |  | Internal Combustion |  | Eastern
EXCLUDE | MN | MN-Eastern | Blue Earth | 1967 | IC6 | DFO | IC | 1.8 | 1.8 | 0 | 0 | 0 |  | Electric Utility | N | OP |  | Internal Combustion |  | Eastern
EXCLUDE | MN | MN-Eastern | Delano | 1969 | 1 | DFO | IC | 1.1 | 1.1 | 0 | 0 | 0 |  | Electric Utility | N | OP |  | Internal Combustion |  | Eastern
EXCLUDE | MN | MN-Eastern | Delano | 1969 | 2 | NG | IC | 1.1 | 1.1 | 0 | 0 | 0 |  | Electric Utility | N | OP |  | Internal Combustion |  | Eastern
EXCLUDE | MN | MN-Eastern | Delano | 1969 | 3 | NG | IC | 1.3 | 1.3 | 0 | 0 | 0 |  | Electric Utility | N | OP |  | Internal Combustion |  | Eastern
EXCLUDE | MN | MN-Eastern | Delano | 1969 | 5 | DFO | IC | 0.8 | 0.8 | 0 | 0 | 0 |  | Electric Utility | N | OP |  | Internal Combustion |  | Eastern
EXCLUDE | MN | MN-Eastern | Delano | 1969 | 6 | DFO | IC | 1.2 | 1.2 | 0 | 0 | 0 |  | Electric Utility | N | OP |  | Internal Combustion |  | Eastern
EXCLUDE | MN | MN-Eastern | Delano | 1969 | 7 | DFO | IC | 3 | 3 | 0 | 0 | 0 |  | Electric Utility | N | OP |  | Internal Combustion |  | Eastern
EXCLUDE | MN | MN-Eastern | Delano | 1969 | 8 | DFO | IC | 3.1 | 3.1 | 0 | 0 | 0 |  | Electric Utility | N | OP |  | Internal Combustion |  | Eastern
EXCLUDE | MN | MN-Eastern | Delano | 1969 | 9 | DFO | GT | 12.5 | 11 | 0 | 26 | 35.22 |  | Electric Utility | N | OP |  | Simple cycle unit |  | Eastern
EXCLUDE | MN | MN-Eastern | Detroit Lakes | 1970 | 1 | DFO | GT | 12.5 | 9.7 | 0 | 31 | 47.28 |  | Electric Utility | N | OP |  | Simple cycle unit |  | Eastern
EXCLUDE | MN | MN-Eastern | Elk River City of | 1971 | 1 | DFO | IC | 0.5 | 0.5 | 0 | 0 | 0 |  | Electric Utility | N | SB |  | Internal Combustion |  | Eastern
EXCLUDE | MN | MN-Eastern | Elk River City of | 1971 | 2 | DFO | IC | 0.5 | 0.5 | 0 | 0 | 0 |  | Electric Utility | N | SB |  | Internal Combustion |  | Eastern
EXCLUDE | MN | MN-Eastern | Elk River City of | 1971 | 3 | DFO | IC | 3 | 3 | 0 | 0 | 0 |  | Electric Utility | N | SB |  | Internal Combustion |  | Eastern
EXCLUDE | MN | MN-Eastern | Elk River City of | 1971 | 4 | DFO | IC | 5 | 5 | 0 | 0 | 0 |  | Electric Utility | N | SB |  | Internal Combustion |  | Eastern
EXCLUDE | MN | MN-Eastern | Elk River City of | 1971 | 5 | LFG | IC | 0.8 | 0.8 | 0 | 0 | 0 |  | Electric Utility | N | OP |  | Non-Fossil Fuel Type (Less than 10% Fossil Fuel) |  | Eastern
EXCLUDE | MN | MN-Eastern | Elk River City of | 1971 | 6 | LFG | IC | 0.8 | 0.8 | 0 | 0 | 0 |  | Electric Utility | N | OP |  | Non-Fossil Fuel Type (Less than 10% Fossil Fuel) |  | Eastern
EXCLUDE | MN | MN-Eastern | Elk River City of | 1971 | 7 | LFG | IC | 0.8 | 0.8 | 0 | 0 | 0 |  | Electric Utility | N | OP |  | Non-Fossil Fuel Type (Less than 10% Fossil Fuel) |  | Eastern
EXCLUDE | MN | MN-Eastern | Elk River City of | 1971 | 8 | LFG | IC | 0.8 | 0.8 | 0 | 0 | 0 |  | Electric Utility | N | OP |  | Non-Fossil Fuel Type (Less than 10% Fossil Fuel) |  | Eastern
EXCLUDE | MN | MN-Eastern | Fairfax | 1972 | 1 | DFO | IC | 0.9 | 0.9 | 0 | 0 | 0 |  | Electric Utility | N | RE | 2004 | Retired prior to 2012 |  | Eastern
EXCLUDE | MN | MN-Eastern | Fairfax | 1972 | 2A | DFO | IC | 2 | 1.9 | 0 | 0 | 0 |  | Electric Utility | N | SB |  | Internal Combustion |  | Eastern
EXCLUDE | MN | MN-Eastern | Fairfax | 1972 | 4 | DFO | IC | 0.6 | 0.6 | 0 | 0 | 0 |  | Electric Utility | N | RE | 2004 | Retired prior to 2012 |  | Eastern
EXCLUDE | MN | MN-Eastern | Fairmont | 1973 | 3 | NG | ST | 5 | 4.9 | 0 | 0 | 0 |  | Electric Utility | N | RE | 2009 | Retired prior to 2012 |  | Eastern
EXCLUDE | MN | MN-Eastern | Fairmont | 1973 | 4 | NG | ST | 5 | 5 | 0 | 0 | 0 |  | Electric Utility | N | RE | 2009 | Retired prior to 2012 |  | Eastern
EXCLUDE | MN | MN-Eastern | Fairmont | 1973 | 5 | NG | ST | 12.5 | 7.8 | 0 | 0 | 0 |  | Electric Utility | N | RE | 2009 | Retired prior to 2012 |  | Eastern
EXCLUDE | MN | MN-Eastern | Fairmont | 1973 | 6 | DFO | IC | 6.5 | 6 | 0 | 0 | 0 |  | Electric Utility | N | OP |  | Internal Combustion |  | Eastern
EXCLUDE | MN | MN-Eastern | Fairmont | 1973 | 7 | DFO | IC | 6.5 | 6 | 0 | 0 | 0 |  | Electric Utility | N | OP |  | Internal Combustion |  | Eastern
EXCLUDE | MN | MN-Eastern | Glencoe | 1975 | 10 | DFO | IC | 7 | 5.6 | 0 | 0 | 0 |  | Electric Utility | N | OP |  | Internal Combustion |  | Eastern
EXCLUDE | MN | MN-Eastern | Glencoe | 1975 | 11 | DFO | IC | 4.8 | 4.8 | 0 | 0 | 0 |  | Electric Utility | N | OP |  | Internal Combustion |  | Eastern
EXCLUDE | MN | MN-Eastern | Glencoe | 1975 | 12 | DFO | IC | 4.8 | 4.8 | 0 | 0 | 0 |  | Electric Utility | N | OP |  | Internal Combustion |  | Eastern
EXCLUDE | MN | MN-Eastern | Glencoe | 1975 | 14 | DFO | IC | 4.8 | 4.8 | 0 | 0 | 0 |  | Electric Utility | N | OP |  | Internal Combustion |  | Eastern
EXCLUDE | MN | MN-Eastern | Glencoe | 1975 | 5 | DFO | IC | 1.3 | 1 | 0 | 0 | 0 |  | Electric Utility | N | OP |  | Internal Combustion |  | Eastern
EXCLUDE | MN | MN-Eastern | Glencoe | 1975 | 6 | DFO | IC | 1.3 | 1 | 0 | 0 | 0 |  | Electric Utility | N | OP |  | Internal Combustion |  | Eastern
EXCLUDE | MN | MN-Eastern | Glencoe | 1975 | 7 | DFO | IC | 4.1 | 3.2 | 0 | 0 | 0 |  | Electric Utility | N | OP |  | Internal Combustion |  | Eastern
EXCLUDE | MN | MN-Eastern | Glencoe | 1975 | 8 | DFO | IC | 5.6 | 4.4 | 0 | 0 | 0 |  | Electric Utility | N | OP |  | Internal Combustion |  | Eastern
EXCLUDE | MN | MN-Eastern | Glencoe | 1975 | 9 | DFO | IC | 7.1 | 5.7 | 0 | 0 | 0 |  | Electric Utility | N | OP |  | Internal Combustion |  | Eastern
EXCLUDE | MN | MN-Eastern | Grand Marais | 1976 | 2 | DFO | IC | 0.6 | 0.6 | 0 | 0 | 0 |  | Electric Utility | N | RE | 2003 | Retired prior to 2012 |  | Eastern
EXCLUDE | MN | MN-Eastern | Grand Marais | 1976 | 4 | DFO | IC | 0.1 | 0.1 | 0 | 0 | 0 |  | Electric Utility | N | RE | 2003 | Retired prior to 2012 |  | Eastern
EXCLUDE | MN | MN-Eastern | Grand Marais | 1976 | 5 | DFO | IC | 1.1 | 1.1 | 0 | 0 | 0 |  | Electric Utility | N | RE | 2003 | Retired prior to 2012 |  | Eastern
EXCLUDE | MN | MN-Eastern | Grand Marais | 1976 | 6 | DFO | IC | 1.2 | 1.2 | 0 | 0 | 0 |  | Electric Utility | N | RE | 2003 | Retired prior to 2012 |  | Eastern
EXCLUDE | MN | MN-Eastern | Grand Marais | 1976 | 7 | DFO | IC | 2.7 | 2.5 | 0 | 0 | 0 |  | Electric Utility | N | OP |  | Internal Combustion |  | Eastern
EXCLUDE | MN | MN-Eastern | Grand Marais | 1976 | 8 | DFO | IC | 2 | 1.8 | 0 | 0 | 0 |  | Electric Utility | N | OP |  | Internal Combustion |  | Eastern
EXCLUDE | MN | MN-Eastern | Grand Marais | 1976 | 9 | DFO | IC | 2 | 1.8 | 0 | 0 | 0 |  | Electric Utility | N | OP |  | Internal Combustion |  | Eastern
EXCLUDE | MN | MN-Eastern | Granite Falls | 1977 | 1 | WAT | HY | 0.3 | 0.2 | 0 | 543.23 | 0 |  | Electric Utility | N | OP |  | Non Combustion (NUC, WAT, WND, GEO, or SUN) |  | Eastern
EXCLUDE | MN | MN-Eastern | Granite Falls | 1977 | 2 | WAT | HY | 0.2 | 0.2 | 0 | 362.15 | 0 |  | Electric Utility | N | OP |  | Non Combustion (NUC, WAT, WND, GEO, or SUN) |  | Eastern
EXCLUDE | MN | MN-Eastern | Granite Falls | 1977 | HC3 | WAT | HY | 0.8 | 0.7 | 0 | 1448.62 | 0 |  | Electric Utility | N | OP |  | Non Combustion (NUC, WAT, WND, GEO, or SUN) |  | Eastern
EXCLUDE | MN | MN-Eastern | Hibbing | 1979 | 3 | SUB | ST | 10 | 10 | 0 | 56053.67 | 137169.73 |  | Electric Utility | Y | OP |  | Steam unit (PRMVR=ST) less than or equal to 25MW (i.e. 250 MMBtu/hr) |  | Eastern
EXCLUDE | MN | MN-Eastern | Hibbing | 1979 | 5 | SUB | ST | 19.5 | 19.5 | 0 | 59020.04 | 144428.77 |  | Electric Utility | Y | OP |  | Steam unit (PRMVR=ST) less than or equal to 25MW (i.e. 250 MMBtu/hr) |  | Eastern
EXCLUDE | MN | MN-Eastern | Hibbing | 1979 | 6 | SUB | ST | 6.4 | 1 | 0 | 11307.53 | 27670.82 |  | Electric Utility | Y | OP |  | Steam unit (PRMVR=ST) less than or equal to 25MW (i.e. 250 MMBtu/hr) |  | Eastern
EXCLUDE | MN | MN-Eastern | Hutchinson Plant #1 | 1980 | 10 | NG | IC | 8.8 | 8.8 | 0 | 0 | 0 |  | Electric Utility | N | V |  | Status of Operation (IP, L, P, T) |  | Eastern
EXCLUDE | MN | MN-Eastern | Hutchinson Plant #1 | 1980 | 2 | NG | IC | 2 | 2 | 0 | 0 | 0 |  | Electric Utility | N | OP |  | Internal Combustion |  | Eastern
EXCLUDE | MN | MN-Eastern | Hutchinson Plant #1 | 1980 | 3 | NG | IC | 4.5 | 3.9 | 0 | 0 | 0 |  | Electric Utility | N | OP |  | Internal Combustion |  | Eastern
EXCLUDE | MN | MN-Eastern | Hutchinson Plant #1 | 1980 | 4 | NG | IC | 4 | 3.9 | 0 | 0 | 0 |  | Electric Utility | N | OP |  | Internal Combustion |  | Eastern
EXCLUDE | MN | MN-Eastern | Hutchinson Plant #1 | 1980 | 5 | DFO | IC | 2.1 | 1.7 | 0 | 0 | 0 |  | Electric Utility | N | RE | 2011 | Retired prior to 2012 |  | Eastern
EXCLUDE | MN | MN-Eastern | Hutchinson Plant #1 | 1980 | 6 | DFO | IC | 2.1 | 1.7 | 0 | 0 | 0 |  | Electric Utility | N | RE | 2011 | Retired prior to 2012 |  | Eastern
EXCLUDE | MN | MN-Eastern | Hutchinson Plant #1 | 1980 | 7 | NG | IC | 5 | 4.5 | 0 | 0 | 0 |  | Electric Utility | N | RE | 2011 | Retired prior to 2012 |  | Eastern
EXCLUDE | MN | MN-Eastern | Hutchinson Plant #1 | 1980 | 8 | NG | CC | 16 | 11 | 0 | 4227 | 2631.32 |  | Electric Utility | N | OP |  | Combined cycle unit (PRMVR=CC) less than or equal to 25MW |  | Eastern
EXCLUDE | MN | MN-Eastern | Janesville | 1982 | 1 | DFO | IC | 1.1 | 0.9 | 0 | 0 | 0 |  | Electric Utility | N | OP |  | Internal Combustion |  | Eastern
EXCLUDE | MN | MN-Eastern | Janesville | 1982 | 2 | DFO | IC | 1.3 | 1.1 | 0 | 0 | 0 |  | Electric Utility | N | OP |  | Internal Combustion |  | Eastern
EXCLUDE | MN | MN-Eastern | Janesville | 1982 | 3 | DFO | IC | 0.7 | 0.5 | 0 | 0 | 0 |  | Electric Utility | N | OP |  | Internal Combustion |  | Eastern
EXCLUDE | MN | MN-Eastern | Janesville | 1982 | 4 | DFO | IC | 1.8 | 1.8 | 0 | 0 | 0 |  | Electric Utility | N | OP |  | Internal Combustion |  | Eastern
EXCLUDE | MN | MN-Eastern | Kenyon Municipal | 1983 | 5 | DFO | IC | 1.8 | 1.8 | 0 | 0 | 0 |  | Electric Utility | N | OP |  | Internal Combustion |  | Eastern
EXCLUDE | MN | MN-Eastern | Kenyon Municipal | 1983 | 6 | DFO | IC | 1.8 | 1.8 | 0 | 0 | 0 |  | Electric Utility | N | OP |  | Internal Combustion |  | Eastern
EXCLUDE | MN | MN-Eastern | Kenyon Municipal | 1983 | 7 | DFO | IC | 1.8 | 1.8 | 0 | 0 | 0 |  | Electric Utility | N | OP |  | Internal Combustion |  | Eastern
EXCLUDE | MN | MN-Eastern | Lake Crystal | 1985 | 1 | DFO | IC | 0.6 | 0.6 | 0 | 0 | 0 |  | Electric Utility | N | OP |  | Internal Combustion |  | Eastern
EXCLUDE | MN | MN-Eastern | Lake Crystal | 1985 | 3 | DFO | IC | 2 | 2 | 0 | 0 | 0 |  | Electric Utility | N | OP |  | Internal Combustion |  | Eastern
EXCLUDE | MN | MN-Eastern | Lake Crystal | 1985 | 4 | DFO | IC | 1.2 | 1.2 | 0 | 0 | 0 |  | Electric Utility | N | OP |  | Internal Combustion |  | Eastern
EXCLUDE | MN | MN-Eastern | Lake Crystal | 1985 | 5 | DFO | IC | 2 | 2 | 0 | 0 | 0 |  | Electric Utility | N | OP |  | Internal Combustion |  | Eastern
EXCLUDE | MN | MN-Eastern | Lanesboro | 1987 | 2 | WAT | HY | 0.3 | 0.2 | 0 | 20 | 0 |  | Electric Utility | N | OP |  | Non Combustion (NUC, WAT, WND, GEO, or SUN) |  | Eastern
EXCLUDE | MN | MN-Eastern | Lanesboro | 1987 | 3 | DFO | IC | 1 | 0.8 | 0 | 0 | 0 |  | Electric Utility | N | OP |  | Internal Combustion |  | Eastern
EXCLUDE | MN | MN-Eastern | Lanesboro | 1987 | 4 | DFO | IC | 2.3 | 2.1 | 0 | 0 | 0 |  | Electric Utility | N | OP |  | Internal Combustion |  | Eastern
EXCLUDE | MN | MN-Eastern | Litchfield | 1989 | 5 | DFO | IC | 2.1 | 2.1 | 0 | 0 | 0 |  | Electric Utility | N | SB |  | Internal Combustion |  | Eastern
EXCLUDE | MN | MN-Eastern | Litchfield | 1989 | 6 | DFO | IC | 2.1 | 2.1 | 0 | 0 | 0 |  | Electric Utility | N | SB |  | Internal Combustion |  | Eastern
EXCLUDE | MN | MN-Eastern | Litchfield | 1989 | QS1 | DFO | IC | 2.3 | 2.3 | 0 | 0 | 0 |  | Electric Utility | N | SB |  | Internal Combustion |  | Eastern
EXCLUDE | MN | MN-Eastern | Litchfield | 1989 | QS2 | DFO | IC | 2.3 | 2.3 | 0 | 0 | 0 |  | Electric Utility | N | SB |  | Internal Combustion |  | Eastern
EXCLUDE | MN | MN-Eastern | Litchfield | 1989 | QS3 | DFO | IC | 2.3 | 2.3 | 0 | 0 | 0 |  | Electric Utility | N | SB |  | Internal Combustion |  | Eastern
EXCLUDE | MN | MN-Eastern | Litchfield | 1989 | QS4 | DFO | IC | 2.3 | 2.3 | 0 | 0 | 0 |  | Electric Utility | N | SB |  | Internal Combustion |  | Eastern
EXCLUDE | MN | MN-Eastern | Litchfield | 1989 | QS5 | DFO | IC | 2.3 | 2.3 | 0 | 0 | 0 |  | Electric Utility | N | SB |  | Internal Combustion |  | Eastern
EXCLUDE | MN | MN-Eastern | Luverne | 1990 | 3 | NG | ST | 3 | 3 | 0 | 0 | 0 |  | Electric Utility | N | RE | 2002 | Retired prior to 2012 |  | Eastern
EXCLUDE | MN | MN-Eastern | Luverne | 1990 | 4A | DFO | IC | 0.3 | 0.3 | 0 | 0 | 0 |  | Electric Utility | N | RE | 2002 | Retired prior to 2012 |  | Eastern
EXCLUDE | MN | MN-Eastern | Luverne | 1990 | 4B | DFO | IC | 0.6 | 0.6 | 0 | 0 | 0 |  | Electric Utility | N | RE | 2004 | Retired prior to 2012 |  | Eastern
EXCLUDE | MN | MN-Eastern | Luverne | 1990 | 4C | DFO | IC | 3.5 | 3.5 | 0 | 0 | 0 |  | Electric Utility | N | OP |  | Internal Combustion |  | Eastern
EXCLUDE | MN | MN-Eastern | Marshall | 1993 | 6 | DFO | GT | 18 | 15.6 | 0 | 101 | 136.06 |  | Electric Utility | N | OP |  | Simple cycle unit |  | Eastern
EXCLUDE | MN | MN-Eastern | Melrose | 1994 | 1 | DFO | IC | 1 | 0.8 | 0 | 0 | 0 |  | Electric Utility | N | OP |  | Internal Combustion |  | Eastern
EXCLUDE | MN | MN-Eastern | Melrose | 1994 | 2 | DFO | IC | 1.1 | 1.2 | 0 | 0 | 0 |  | Electric Utility | N | OP |  | Internal Combustion |  | Eastern
EXCLUDE | MN | MN-Eastern | Melrose | 1994 | 3 | DFO | IC | 3.1 | 3.1 | 0 | 0 | 0 |  | Electric Utility | N | OP |  | Internal Combustion |  | Eastern
EXCLUDE | MN | MN-Eastern | Melrose | 1994 | 4 | DFO | IC | 3 | 3.2 | 0 | 0 | 0 |  | Electric Utility | N | OP |  | Internal Combustion |  | Eastern
EXCLUDE | MN | MN-Eastern | Moorhead | 1995 | 1 | DFO | IC | 2.3 | 2.1 | 0 | 0 | 0 |  | Electric Utility | N | OP |  | Internal Combustion |  | Eastern
EXCLUDE | MN | MN-Eastern | Moorhead | 1995 | 2 | DFO | IC | 2.3 | 2.1 | 0 | 0 | 0 |  | Electric Utility | N | OP |  | Internal Combustion |  | Eastern
EXCLUDE | MN | MN-Eastern | Moorhead | 1995 | 3 | DFO | IC | 2.3 | 2.1 | 0 | 0 | 0 |  | Electric Utility | N | OP |  | Internal Combustion |  | Eastern
EXCLUDE | MN | MN-Eastern | Moorhead | 1995 | 4 | DFO | IC | 2.3 | 2.1 | 0 | 0 | 0 |  | Electric Utility | N | OP |  | Internal Combustion |  | Eastern
EXCLUDE | MN | MN-Eastern | Moorhead | 1995 | 5 | DFO | IC | 2.3 | 2.1 | 0 | 0 | 0 |  | Electric Utility | N | OP |  | Internal Combustion |  | Eastern
EXCLUDE | MN | MN-Eastern | Moorhead | 1995 | 6 | DFO | GT | 10 | 5.9 | 0 | 0 | 0 |  | Electric Utility | N | RE | 2011 | Retired prior to 2012 |  | Eastern
EXCLUDE | MN | MN-Eastern | Moose Lake | 1996 | 1 | DFO | IC | 1.3 | 1.3 | 0 | 0 | 0 |  | Electric Utility | N | OP |  | Internal Combustion |  | Eastern
EXCLUDE | MN | MN-Eastern | Moose Lake | 1996 | 2 | DFO | IC | 1.1 | 1.1 | 0 | 0 | 0 |  | Electric Utility | N | OP |  | Internal Combustion |  | Eastern
EXCLUDE | MN | MN-Eastern | Moose Lake | 1996 | 4 | DFO | IC | 1.3 | 1.3 | 0 | 0 | 0 |  | Electric Utility | N | OP |  | Internal Combustion |  | Eastern
EXCLUDE | MN | MN-Eastern | Moose Lake | 1996 | 5 | DFO | IC | 2.1 | 2.3 | 0 | 0 | 0 |  | Electric Utility | N | OP |  | Internal Combustion |  | Eastern
EXCLUDE | MN | MN-Eastern | Moose Lake | 1996 | 6 | DFO | IC | 2.1 | 2.3 | 0 | 0 | 0 |  | Electric Utility | N | OP |  | Internal Combustion |  | Eastern
EXCLUDE | MN | MN-Eastern | Moose Lake | 1996 | 7 | DFO | IC | 2.1 | 2.3 | 0 | 0 | 0 |  | Electric Utility | N | OP |  | Internal Combustion |  | Eastern
EXCLUDE | MN | MN-Eastern | Mora | 1997 | 2 | NG | IC | 1.1 | 1.2 | 0 | 0 | 0 |  | Electric Utility | N | OP |  | Internal Combustion |  | Eastern
EXCLUDE | MN | MN-Eastern | Mora | 1997 | 5 | NG | IC | 5.7 | 5.7 | 0 | 0 | 0 |  | Electric Utility | N | OP |  | Internal Combustion |  | Eastern
EXCLUDE | MN | MN-Eastern | Mora | 1997 | 6 | NG | IC | 7 | 6.3 | 0 | 0 | 0 |  | Electric Utility | N | OP |  | Internal Combustion |  | Eastern
EXCLUDE | MN | MN-Eastern | Mountain Lake | 1998 | 2 | DFO | IC | 1.1 | 0.9 | 0 | 0 | 0 |  | Electric Utility | N | OP |  | Internal Combustion |  | Eastern
EXCLUDE | MN | MN-Eastern | Mountain Lake | 1998 | 4 | DFO | IC | 2 | 1.8 | 0 | 0 | 0 |  | Electric Utility | N | OP |  | Internal Combustion |  | Eastern
EXCLUDE | MN | MN-Eastern | Mountain Lake | 1998 | 5 | DFO | IC | 1.3 | 1.2 | 0 | 0 | 0 |  | Electric Utility | N | OP |  | Internal Combustion |  | Eastern
EXCLUDE | MN | MN-Eastern | Mountain Lake | 1998 | 6 | DFO | IC | 1.8 | 1.8 | 0 | 0 | 0 |  | Electric Utility | N | OP |  | Internal Combustion |  | Eastern
EXCLUDE | MN | MN-Eastern | Mountain Lake | 1998 | 7 | DFO | IC | 1.8 | 1.8 | 0 | 0 | 0 |  | Electric Utility | N | OP |  | Internal Combustion |  | Eastern
EXCLUDE | MN | MN-Eastern | Mountain Lake | 1998 | 8 | WND | WT | 1.2 | 1.2 | 0 | 3266 | 0 |  | Electric Utility | N | OP |  | Non Combustion (NUC, WAT, WND, GEO, or SUN) |  | Eastern
EXCLUDE | MN | MN-Eastern | New Prague | 1999 | 1 | NG | IC | 1.4 | 1 | 0 | 0 | 0 |  | Electric Utility | N | RE | 2009 | Retired prior to 2012 |  | Eastern
EXCLUDE | MN | MN-Eastern | New Prague | 1999 | 2 | NG | IC | 4.4 | 4.4 | 0 | 0 | 0 |  | Electric Utility | N | OP |  | Internal Combustion |  | Eastern
EXCLUDE | MN | MN-Eastern | New Prague | 1999 | 3 | NG | IC | 2.4 | 2.4 | 0 | 0 | 0 |  | Electric Utility | N | OP |  | Internal Combustion |  | Eastern
EXCLUDE | MN | MN-Eastern | New Prague | 1999 | 4 | NG | IC | 3.5 | 3.5 | 0 | 0 | 0 |  | Electric Utility | N | OP |  | Internal Combustion |  | Eastern
EXCLUDE | MN | MN-Eastern | New Prague | 1999 | 5 | NG | IC | 0.6 | 0.6 | 0 | 0 | 0 |  | Electric Utility | N | OP |  | Internal Combustion |  | Eastern
EXCLUDE | MN | MN-Eastern | New Prague | 1999 | 6 | NG | IC | 6 | 5.9 | 0 | 0 | 0 |  | Electric Utility | N | OP |  | Internal Combustion |  | Eastern
EXCLUDE | MN | MN-Eastern | New Ulm | 2001 | 3 | NG | ST | 6 | 4.7 | 0 | 1449.11 | 4042.67 |  | Electric Utility | Y | OS |  | Steam unit (PRMVR=ST) less than or equal to 25MW (i.e. 250 MMBtu/hr) |  | Eastern
EXCLUDE | MN | MN-Eastern | New Ulm | 2001 | 4 | NG | ST | 15 | 13.2 | 0 | 5929 | 16540.48 |  | Electric Utility | Y | OP |  | Steam unit (PRMVR=ST) less than or equal to 25MW (i.e. 250 MMBtu/hr) |  | Eastern
EXCLUDE | MN | MN-Eastern | New Ulm | 2001 | 5 | DFO | GT | 24 | 23 | 0 | 93.67 | 126.21 |  | Electric Utility | N | OP |  | Simple cycle unit |  | Eastern
EXCLUDE | MN | MN-Eastern | New Ulm | 2001 | 6 | NG | ST | 6 | 4.9 | 0 | 592 | 1651.54 |  | Electric Utility | Y | OP |  | Steam unit (PRMVR=ST) less than or equal to 25MW (i.e. 250 MMBtu/hr) |  | Eastern
EXCLUDE | MN | MN-Eastern | New Ulm | 2001 | 7 | DFO | GT | 27.5 | 25 | 0 | 107.33 | 144.61 |  | Electric Utility | N | OP |  | Simple cycle unit |  | Eastern
EXCLUDE | MN | MN-Eastern | North Branch | 2002 | 1 | DFO | IC | 0.9 | 0.8 | 0 | 0 | 0 |  | Electric Utility | N | RE | 2010 | Retired prior to 2012 |  | Eastern
EXCLUDE | MN | MN-Eastern | North Branch | 2002 | 2 | DFO | IC | 1.4 | 1.2 | 0 | 0 | 0 |  | Electric Utility | N | RE | 2010 | Retired prior to 2012 |  | Eastern
EXCLUDE | MN | MN-Eastern | North Branch | 2002 | 3 | DFO | IC | 2.2 | 2 | 0 | 0 | 0 |  | Electric Utility | N | OP |  | Internal Combustion |  | Eastern
EXCLUDE | MN | MN-Eastern | North Branch | 2002 | 4 | DFO | IC | 2.2 | 2 | 0 | 0 | 0 |  | Electric Utility | N | OP |  | Internal Combustion |  | Eastern
EXCLUDE | MN | MN-Eastern | North Branch | 2002 | 5 | DFO | IC | 2.2 | 2 | 0 | 0 | 0 |  | Electric Utility | N | OP |  | Internal Combustion |  | Eastern
EXCLUDE | MN | MN-Eastern | North Branch | 2002 | 6 | DFO | IC | 2.2 | 2 | 0 | 0 | 0 |  | Electric Utility | N | OP |  | Internal Combustion |  | Eastern
EXCLUDE | MN | MN-Eastern | North Branch | 2002 | 7 | DFO | IC | 2.2 | 2 | 0 | 0 | 0 |  | Electric Utility | N | OP |  | Internal Combustion |  | Eastern
EXCLUDE | MN | MN-Eastern | Owatonna | 2003 | 5 | NG | ST | 6 | 5 | 0 | 0 | 0 |  | Electric Utility | N | RE | 2009 | Retired prior to 2012 |  | Eastern
EXCLUDE | MN | MN-Eastern | Owatonna | 2003 | 6 | NG | ST | 20 | 20.6 | 0 | 0 | 0 |  | Electric Utility | N | RE | 2011 | Retired prior to 2012 |  | Eastern
EXCLUDE | MN | MN-Eastern | Owatonna | 2003 | 7 | NG | GT | 19 | 16.6 | 0 | 953 | 848.08 |  | Electric Utility | N | OP |  | Simple cycle unit |  | Eastern
EXCLUDE | MN | MN-Eastern | Preston | 2004 | 1 | DFO | IC | 0.1 | 0.1 | 0 | 0 | 0 |  | Electric Utility | N | RE | 2001 | Retired prior to 2012 |  | Eastern
EXCLUDE | MN | MN-Eastern | Preston | 2004 | 2 | DFO | IC | 0.2 | 0.1 | 0 | 0 | 0 |  | Electric Utility | N | RE | 2001 | Retired prior to 2012 |  | Eastern
EXCLUDE | MN | MN-Eastern | Preston | 2004 | 3 | DFO | IC | 0.3 | 0.2 | 0 | 0 | 0 |  | Electric Utility | N | RE | 2001 | Retired prior to 2012 |  | Eastern
EXCLUDE | MN | MN-Eastern | Preston | 2004 | 4 | DFO | IC | 0.6 | 0.8 | 0 | 0 | 0 |  | Electric Utility | N | OP |  | Internal Combustion |  | Eastern
EXCLUDE | MN | MN-Eastern | Preston | 2004 | 5 | DFO | IC | 1.1 | 1.1 | 0 | 0 | 0 |  | Electric Utility | N | OP |  | Internal Combustion |  | Eastern
EXCLUDE | MN | MN-Eastern | Preston | 2004 | 6 | NG | IC | 2 | 2.2 | 0 | 0 | 0 |  | Electric Utility | N | OP |  | Internal Combustion |  | Eastern
EXCLUDE | MN | MN-Eastern | Princeton | 2005 | 1 | DFO | IC | 0.1 | 0.1 | 0 | 0 | 0 |  | Electric Utility | N | RE | 2002 | Retired prior to 2012 |  | Eastern
EXCLUDE | MN | MN-Eastern | Princeton | 2005 | 2 | DFO | IC | 0.1 | 0.1 | 0 | 0 | 0 |  | Electric Utility | N | RE | 2002 | Retired prior to 2012 |  | Eastern
EXCLUDE | MN | MN-Eastern | Princeton | 2005 | 3 | DFO | IC | 2.4 | 2.6 | 0 | 0 | 0 |  | Electric Utility | N | OP |  | Internal Combustion |  | Eastern
EXCLUDE | MN | MN-Eastern | Princeton | 2005 | 4 | DFO | IC | 1.2 | 1.3 | 0 | 0 | 0 |  | Electric Utility | N | OP |  | Internal Combustion |  | Eastern
EXCLUDE | MN | MN-Eastern | Princeton | 2005 | 5 | DFO | IC | 1 | 1 | 0 | 0 | 0 |  | Electric Utility | N | OP |  | Internal Combustion |  | Eastern
EXCLUDE | MN | MN-Eastern | Princeton | 2005 | 6 | DFO | IC | 2.7 | 2.9 | 0 | 0 | 0 |  | Electric Utility | N | OP |  | Internal Combustion |  | Eastern
EXCLUDE | MN | MN-Eastern | Princeton | 2005 | 7 | DFO | IC | 5 | 5 | 0 | 0 | 0 |  | Electric Utility | N | OP |  | Internal Combustion |  | Eastern
EXCLUDE | MN | MN-Eastern | Rochester Hydro | 2007 | 1 | WAT | HY | 1.3 | 1.3 | 0 | 3775 | 0 |  | Electric Utility | N | OP |  | Non Combustion (NUC, WAT, WND, GEO, or SUN) |  | Eastern
EXCLUDE | MN | MN-Eastern | Rochester Hydro | 2007 | 2 | WAT | HY | 1.3 | 1.3 | 0 | 3775 | 0 |  | Electric Utility | N | OP |  | Non Combustion (NUC, WAT, WND, GEO, or SUN) |  | Eastern
EXCLUDE | MN | MN-Eastern | Silver Lake | 2008 | 1 | BIT | ST | 8 | 6.6 | 0 | 164 | 0.78 |  | Electric Utility | N | OP | 2015 | Steam unit (PRMVR=ST) less than or equal to 25MW (i.e. 250 MMBtu/hr) |  | Eastern
EXCLUDE | MN | MN-Eastern | Silver Lake | 2008 | 2 | BIT | ST | 12 | 7 | 0 | 927 | 4.38 |  | Electric Utility | N | OP | 2015 | Steam unit (PRMVR=ST) less than or equal to 25MW (i.e. 250 MMBtu/hr) |  | Eastern
EXCLUDE | MN | MN-Eastern | Silver Lake | 2008 | 3 | BIT | ST | 25 | 20 | 0 | 1720140.8 | 8131.93 |  | Electric Utility | N | OP | 2015 | Steam unit (PRMVR=ST) less than or equal to 25MW (i.e. 250 MMBtu/hr) |  | Eastern
COALST | MN | MN-Eastern | Silver Lake | 2008 | 4 | BIT | ST | 54 | 46.4 | 660 | 5023 | 8160.84 |  | Electric Utility | N | OP | 2015 |  |  | Eastern
EXCLUDE | MN | MN-Eastern | Redwood Falls | 2009 | 1 | WAT | HY | 0.5 | 0.3 | 0 | 0 | 0 |  | Electric Utility | N | RE | 2010 | Retired prior to 2012 |  | Eastern
EXCLUDE | MN | MN-Eastern | Redwood Falls | 2009 | 6 | DFO | IC | 2.2 | 2.7 | 0 | 0 | 0 |  | Electric Utility | N | OP |  | Internal Combustion |  | Eastern
EXCLUDE | MN | MN-Eastern | Redwood Falls | 2009 | 7 | DFO | IC | 5.8 | 6.2 | 0 | 0 | 0 |  | Electric Utility | N | OP |  | Internal Combustion |  | Eastern
EXCLUDE | MN | MN-Eastern | Redwood Falls | 2009 | 8 | WAT | HY | 0.5 | 0.5 | 0 | 0 | 0 |  | Electric Utility | N | U |  | Status of Operation (IP, L, P, T) |  | Eastern
EXCLUDE | MN | MN-Eastern | Sleepy Eye | 2011 | 1A | DFO | IC | 1.8 | 1.8 | 0 | 0 | 0 |  | Electric Utility | N | SB |  | Internal Combustion |  | Eastern
EXCLUDE | MN | MN-Eastern | Sleepy Eye | 2011 | 3 | DFO | IC | 1.5 | 1.5 | 0 | 0 | 0 |  | Electric Utility | N | RE | 2010 | Retired prior to 2012 |  | Eastern
EXCLUDE | MN | MN-Eastern | Sleepy Eye | 2011 | 5 | DFO | IC | 1.8 | 1.8 | 0 | 0 | 0 |  | Electric Utility | N | SB |  | Internal Combustion |  | Eastern
EXCLUDE | MN | MN-Eastern | Sleepy Eye | 2011 | 6 | DFO | IC | 2 | 2 | 0 | 0 | 0 |  | Electric Utility | N | SB |  | Internal Combustion |  | Eastern
EXCLUDE | MN | MN-Eastern | Sleepy Eye | 2011 | 7 | DFO | IC | 2 | 2 | 0 | 0 | 0 |  | Electric Utility | N | SB |  | Internal Combustion |  | Eastern
EXCLUDE | MN | MN-Eastern | Sleepy Eye | 2011 | IC4 | DFO | IC | 1.8 | 1.8 | 0 | 0 | 0 |  | Electric Utility | N | SB |  | Internal Combustion |  | Eastern
EXCLUDE | MN | MN-Eastern | Sleepy Eye | 2011 | NEW | DFO | IC | 2 | 1.8 | 0 | 0 | 0 |  | Electric Utility | N | SB |  | Internal Combustion |  | Eastern
EXCLUDE | MN | MN-Eastern | Springfield | 2012 | 4 | NG | ST | 4 | 3.7 | 0 | 0 | 0 |  | Electric Utility | N | RE | 2002 | Retired prior to 2012 |  | Eastern
EXCLUDE | MN | MN-Eastern | Springfield | 2012 | 5 | DFO | IC | 1.8 | 1.8 | 0 | 0 | 0 |  | Electric Utility | N | OP |  | Internal Combustion |  | Eastern
EXCLUDE | MN | MN-Eastern | Springfield | 2012 | 6 | DFO | IC | 1.8 | 1.8 | 0 | 0 | 0 |  | Electric Utility | N | OP |  | Internal Combustion |  | Eastern
EXCLUDE | MN | MN-Eastern | Springfield | 2012 | 7 | DFO | IC | 1.8 | 1.8 | 0 | 0 | 0 |  | Electric Utility | N | OP |  | Internal Combustion |  | Eastern
EXCLUDE | MN | MN-Eastern | Springfield | 2012 | 8 | DFO | IC | 1.8 | 1.8 | 0 | 0 | 0 |  | Electric Utility | N | OP |  | Internal Combustion |  | Eastern
EXCLUDE | MN | MN-Eastern | Springfield | 2012 | 9 | DFO | IC | 1.8 | 1.7 | 0 | 0 | 0 |  | Electric Utility | N | OP |  | Internal Combustion |  | Eastern
EXCLUDE | MN | MN-Eastern | Spring Valley | 2013 | 1 | DFO | IC | 0.8 | 0.8 | 0 | 0 | 0 |  | Electric Utility | N | RE | 2007 | Retired prior to 2012 |  | Eastern
EXCLUDE | MN | MN-Eastern | Spring Valley | 2013 | 2 | DFO | IC | 1.1 | 1.1 | 0 | 0 | 0 |  | Electric Utility | N | OP |  | Internal Combustion |  | Eastern
EXCLUDE | MN | MN-Eastern | Spring Valley | 2013 | 3 | DFO | IC | 2 | 2 | 0 | 0 | 0 |  | Electric Utility | N | OP |  | Internal Combustion |  | Eastern
EXCLUDE | MN | MN-Eastern | Spring Valley | 2013 | 4 | DFO | IC | 2 | 2 | 0 | 0 | 0 |  | Electric Utility | N | OP |  | Internal Combustion |  | Eastern
EXCLUDE | MN | MN-Eastern | Spring Valley | 2013 | 5 | DFO | IC | 2 | 2 | 0 | 0 | 0 |  | Electric Utility | N | OP |  | Internal Combustion |  | Eastern
EXCLUDE | MN | MN-Eastern | Thief River Falls | 2014 | HY1 | WAT | HY | 0.3 | 0.3 | 0 | 1274.4 | 0 |  | Electric Utility | N | OP |  | Non Combustion (NUC, WAT, WND, GEO, or SUN) |  | Eastern
EXCLUDE | MN | MN-Eastern | Thief River Falls | 2014 | HY2 | WAT | HY | 0.2 | 0.2 | 0 | 849.6 | 0 |  | Electric Utility | N | OP |  | Non Combustion (NUC, WAT, WND, GEO, or SUN) |  | Eastern
EXCLUDE | MN | MN-Eastern | Thief River Falls | 2014 | IC1 | DFO | IC | 2.2 | 1.9 | 0 | 0 | 0 |  | Electric Utility | N | OP |  | Internal Combustion |  | Eastern
EXCLUDE | MN | MN-Eastern | Thief River Falls | 2014 | IC2 | DFO | IC | 1.2 | 1 | 0 | 0 | 0 |  | Electric Utility | N | OP |  | Internal Combustion |  | Eastern
EXCLUDE | MN | MN-Eastern | Thief River Falls | 2014 | IC3A | DFO | IC | 1.2 | 1.2 | 0 | 0 | 0 |  | Electric Utility | N | OP |  | Internal Combustion |  | Eastern
EXCLUDE | MN | MN-Eastern | Thief River Falls | 2014 | IC4 | DFO | IC | 1.4 | 1.2 | 0 | 0 | 0 |  | Electric Utility | N | OP |  | Internal Combustion |  | Eastern
EXCLUDE | MN | MN-Eastern | Truman | 2015 | 1 | DFO | IC | 0.2 | 0.2 | 0 | 0 | 0 |  | Electric Utility | N | SB |  | Internal Combustion |  | Eastern
EXCLUDE | MN | MN-Eastern | Truman | 2015 | 2 | DFO | IC | 0.2 | 0.2 | 0 | 0 | 0 |  | Electric Utility | N | SB |  | Internal Combustion |  | Eastern
EXCLUDE | MN | MN-Eastern | Truman | 2015 | 3 | DFO | IC | 2.2 | 2 | 0 | 0 | 0 |  | Electric Utility | N | SB |  | Internal Combustion |  | Eastern
EXCLUDE | MN | MN-Eastern | Truman | 2015 | 4 | DFO | IC | 0.7 | 0.7 | 0 | 0 | 0 |  | Electric Utility | N | SB |  | Internal Combustion |  | Eastern
EXCLUDE | MN | MN-Eastern | Truman | 2015 | 5 | DFO | IC | 0.8 | 0.8 | 0 | 0 | 0 |  | Electric Utility | N | SB |  | Internal Combustion |  | Eastern
EXCLUDE | MN | MN-Eastern | Truman | 2015 | 6 | DFO | IC | 1.8 | 1.8 | 0 | 0 | 0 |  | Electric Utility | N | SB |  | Internal Combustion |  | Eastern
EXCLUDE | MN | MN-Eastern | Truman | 2015 | 7 | DFO | IC | 2.2 | 2.2 | 0 | 0 | 0 |  | Electric Utility | N | SB |  | Internal Combustion |  | Eastern
EXCLUDE | MN | MN-Eastern | Two Harbors | 2016 | 3 | DFO | IC | 2 | 1.9 | 0 | 0 | 0 |  | Electric Utility | N | RE | 2012 | Internal Combustion |  | Eastern
EXCLUDE | MN | MN-Eastern | Virginia | 2018 | 1A | SUB | ST | 4 | 4 | 0 | 17715.5 | 41523.17 |  | Electric Utility | Y | OS |  | Steam unit (PRMVR=ST) less than or equal to 25MW (i.e. 250 MMBtu/hr) |  | Eastern
EXCLUDE | MN | MN-Eastern | Virginia | 2018 | 5 | SUB | ST | 7.5 | 8 | 0 | 33216.56 | 79603.18 |  | Electric Utility | Y | OP |  | Steam unit (PRMVR=ST) less than or equal to 25MW (i.e. 250 MMBtu/hr) |  | Eastern
EXCLUDE | MN | MN-Eastern | Virginia | 2018 | 6 | SUB | ST | 18.7 | 17 | 0 | 82819.95 | 233896.76 |  | Electric Utility | Y | OP |  | Steam unit (PRMVR=ST) less than or equal to 25MW (i.e. 250 MMBtu/hr) |  | Eastern
EXCLUDE | MN | MN-Eastern | Wells | 2020 | 1 | DFO | IC | 1.3 | 1.3 | 0 | 0 | 0 |  | Electric Utility | N | OP |  | Internal Combustion |  | Eastern
EXCLUDE | MN | MN-Eastern | Wells | 2020 | 2 | DFO | IC | 1.3 | 1.3 | 0 | 0 | 0 |  | Electric Utility | N | OP |  | Internal Combustion |  | Eastern
EXCLUDE | MN | MN-Eastern | Wells | 2020 | 3 | DFO | IC | 1.1 | 1.1 | 0 | 0 | 0 |  | Electric Utility | N | OP |  | Internal Combustion |  | Eastern
EXCLUDE | MN | MN-Eastern | Wells | 2020 | 4 | DFO | IC | 2.3 | 2.1 | 0 | 0 | 0 |  | Electric Utility | N | OP |  | Internal Combustion |  | Eastern
EXCLUDE | MN | MN-Eastern | Wells | 2020 | 5 | DFO | IC | 2.3 | 2.3 | 0 | 0 | 0 |  | Electric Utility | N | OP |  | Internal Combustion |  | Eastern
EXCLUDE | MN | MN-Eastern | Westbrook | 2021 | 3 | DFO | IC | 0.5 | 0.4 | 0 | 0 | 0 |  | Electric Utility | N | RE | 2001 | Retired prior to 2012 |  | Eastern
EXCLUDE | MN | MN-Eastern | Westbrook | 2021 | 4 | DFO | IC | 0.7 | 0.6 | 0 | 0 | 0 |  | Electric Utility | N | RE | 2002 | Retired prior to 2012 |  | Eastern
EXCLUDE | MN | MN-Eastern | Westbrook | 2021 | 5 | DFO | IC | 2.3 | 2.1 | 0 | 0 | 0 |  | Electric Utility | N | OP |  | Internal Combustion |  | Eastern
EXCLUDE | MN | MN-Eastern | Willmar | 2022 | 3 | SUB | ST | 18 | 15.9 | 0 | 30181 | 62160.63 |  | Electric Utility | Y | OP |  | Steam unit (PRMVR=ST) less than or equal to 25MW (i.e. 250 MMBtu/hr) |  | Eastern
EXCLUDE | MN | MN-Eastern | Willmar | 2022 | ST1 | SUB | ST | 4 | 4 | 0 | 0 | 0 |  | Electric Utility | N | RE | 2006 | Retired prior to 2012 |  | Eastern
EXCLUDE | MN | MN-Eastern | Willmar | 2022 | ST2 | NG | ST | 8 | 6.5 | 0 | 42 | 86.5 |  | Electric Utility | Y | SB |  | Steam unit (PRMVR=ST) less than or equal to 25MW (i.e. 250 MMBtu/hr) |  | Eastern
EXCLUDE | MN | MN-Eastern | Willmar | 2022 | WTG3 | WND | WT | 2 | 2 | 0 | 3779.5 | 0 |  | Electric Utility | N | OP |  | Non Combustion (NUC, WAT, WND, GEO, or SUN) |  | Eastern
EXCLUDE | MN | MN-Eastern | Willmar | 2022 | WTG4 | WND | WT | 2 | 2 | 0 | 3779.5 | 0 |  | Electric Utility | N | OP |  | Non Combustion (NUC, WAT, WND, GEO, or SUN) |  | Eastern
EXCLUDE | MN | MN-Eastern | Windom | 2023 | CAT2 | DFO | IC | 1.8 | 1.7 | 0 | 0 | 0 |  | Electric Utility | N | OP |  | Internal Combustion |  | Eastern
EXCLUDE | MN | MN-Eastern | Windom | 2023 | CAT3 | DFO | IC | 1.8 | 1.7 | 0 | 0 | 0 |  | Electric Utility | N | OP |  | Internal Combustion |  | Eastern
EXCLUDE | MN | MN-Eastern | Windom | 2023 | CAT4 | DFO | IC | 1.8 | 1.7 | 0 | 0 | 0 |  | Electric Utility | N | OP |  | Internal Combustion |  | Eastern
EXCLUDE | MN | MN-Eastern | Windom | 2023 | GT1 | DFO | GT | 3 | 2.5 | 0 | 4 | 6.2 |  | Electric Utility | N | OP |  | Simple cycle unit |  | Eastern
EXCLUDE | MN | MN-Eastern | Worthington | 2024 | 1 | DFO | IC | 2 | 2 | 0 | 0 | 0 |  | Electric Utility | N | OP |  | Internal Combustion |  | Eastern
EXCLUDE | MN | MN-Eastern | Worthington | 2024 | 10 | WND | WT | 0.9 | 0.9 | 0 | 0 | 0 |  | Electric Utility | N | OP |  | Non Combustion (NUC, WAT, WND, GEO, or SUN) |  | Eastern
EXCLUDE | MN | MN-Eastern | Worthington | 2024 | 11 | WND | WT | 0.9 | 0.9 | 0 | 0 | 0 |  | Electric Utility | N | OP |  | Non Combustion (NUC, WAT, WND, GEO, or SUN) |  | Eastern
EXCLUDE | MN | MN-Eastern | Worthington | 2024 | 12 | WND | WT | 1 | 1 | 0 | 0 | 0 |  | Electric Utility | N | OP |  | Non Combustion (NUC, WAT, WND, GEO, or SUN) |  | Eastern
EXCLUDE | MN | MN-Eastern | Worthington | 2024 | 13 | WND | WT | 1 | 1 | 0 | 0 | 0 |  | Electric Utility | N | OP |  | Non Combustion (NUC, WAT, WND, GEO, or SUN) |  | Eastern
EXCLUDE | MN | MN-Eastern | Worthington | 2024 | 2 | DFO | IC | 2 | 2 | 0 | 0 | 0 |  | Electric Utility | N | OP |  | Internal Combustion |  | Eastern
EXCLUDE | MN | MN-Eastern | Worthington | 2024 | 3 | DFO | IC | 2 | 2 | 0 | 0 | 0 |  | Electric Utility | N | OP |  | Internal Combustion |  | Eastern
EXCLUDE | MN | MN-Eastern | Worthington | 2024 | 4 | DFO | IC | 2 | 2 | 0 | 0 | 0 |  | Electric Utility | N | OP |  | Internal Combustion |  | Eastern
EXCLUDE | MN | MN-Eastern | Worthington | 2024 | 5 | DFO | IC | 2 | 2 | 0 | 0 | 0 |  | Electric Utility | N | OP |  | Internal Combustion |  | Eastern
EXCLUDE | MN | MN-Eastern | Worthington | 2024 | 6 | DFO | IC | 2 | 2 | 0 | 0 | 0 |  | Electric Utility | N | OP |  | Internal Combustion |  | Eastern
EXCLUDE | MN | MN-Eastern | Worthington | 2024 | 7 | DFO | IC | 2 | 2 | 0 | 0 | 0 |  | Electric Utility | N | OP |  | Internal Combustion |  | Eastern
EXCLUDE | MN | MN-Eastern | Worthington | 2024 | 8 | WND | WT | 0.9 | 0.9 | 0 | 0 | 0 |  | Electric Utility | N | OP |  | Non Combustion (NUC, WAT, WND, GEO, or SUN) |  | Eastern
EXCLUDE | MN | MN-Eastern | Worthington | 2024 | 9 | WND | WT | 0.9 | 0.9 | 0 | 0 | 0 |  | Electric Utility | N | OP |  | Non Combustion (NUC, WAT, WND, GEO, or SUN) |  | Eastern
EXCLUDE | MN | MN-Eastern | Cambridge CT | 2038 | GT1 | DFO | GT | 25 | 22.8 | 242.66 | 11607.75 | 7648.1 |  | Electric Utility | N | OP |  | Simple cycle unit |  | Eastern
EXCLUDE | MN | MN-Eastern | Cambridge CT | 2038 | GT2 | NG | GT | 169.2 | 159 | 1642.34 | 78561.25 | 51762.31 |  | Electric Utility | N | OP |  | Simple cycle unit |  | Eastern
EXCLUDE | MN | MN-Eastern | Elk River | 2039 | 1 | MSW | ST | 11.5 | 6.2 | 0 | 31606 | 77790.01 |  | Electric Utility | N | OP |  | Non-Fossil Fuel Type (Less than 10% Fossil Fuel) |  | Eastern
EXCLUDE | MN | MN-Eastern | Elk River | 2039 | 2 | MSW | ST | 11.5 | 6 | 0 | 39429 | 97044.31 |  | Electric Utility | N | OP |  | Non-Fossil Fuel Type (Less than 10% Fossil Fuel) |  | Eastern
EXCLUDE | MN | MN-Eastern | Elk River | 2039 | 3 | MSW | ST | 25 | 12 | 0 | 59707 | 146953.37 |  | Electric Utility | N | OP |  | Non-Fossil Fuel Type (Less than 10% Fossil Fuel) |  | Eastern
EXCLUDE | MN | MN-Eastern | Elk River | 2039 | CT | NG | GT | 191.3 | 186.3 | 2269 | 97980 | 69296.44 |  | Electric Utility | N | OP |  | Simple cycle unit |  | Eastern
EXCLUDE | MN | MN-Eastern | Maple Lake | 2042 | 5A | DFO | GT | 25 | 22.1 | 0 | 330 | 517.59 |  | Electric Utility | N | OP |  | Simple cycle unit |  | Eastern
OGST | MS | MS-Eastern | Eaton | 2046 | 1 | NG | ST | 25.9 | 24.5 | 0 | 0 | 0 |  | Electric Utility | N | RE | 2012 |  |  | Eastern
OGST | MS | MS-Eastern | Eaton | 2046 | 2 | NG | ST | 25.9 | 24.5 | 0 | 0 | 0 |  | Electric Utility | N | RE | 2012 |  |  | Eastern
OGST | MS | MS-Eastern | Eaton | 2046 | 3 | NG | ST | 25.9 | 24.6 | 0 | 0 | 0 |  | Electric Utility | N | RE | 2012 |  |  | Eastern
EXCLUDE | MS | MS-Eastern | Chevron Oil | 2047 | 1 | NG | GT | 16.6 | 15 | 106.71 | 108497.31 | 38515.14 |  | Industrial CHP | Y | OP |  | Commercial/Industrial Unit |  | Eastern
EXCLUDE | MS | MS-Eastern | Chevron Oil | 2047 | 2 | NG | GT | 16.6 | 15 | 106.71 | 108497.31 | 38515.14 |  | Industrial CHP | Y | OP |  | Commercial/Industrial Unit |  | Eastern
EXCLUDE | MS | MS-Eastern | Chevron Oil | 2047 | 3 | NG | GT | 18 | 16 | 115.71 | 117647.68 | 41763.4 |  | Industrial CHP | Y | OP |  | Commercial/Industrial Unit |  | Eastern
EXCLUDE | MS | MS-Eastern | Chevron Oil | 2047 | 4 | NG | GT | 18 | 16 | 115.71 | 117647.68 | 41763.4 |  | Industrial CHP | Y | OP |  | Commercial/Industrial Unit |  | Eastern
EXCLUDE | MS | MS-Eastern | Chevron Oil | 2047 | 5 | NG | GT | 101.3 | 68 | 651.17 | 662095.02 | 235035.15 |  | Industrial CHP | Y | OP |  | Commercial/Industrial Unit |  | Eastern
OGST | MS | MS-Eastern | Sweatt | 2048 | 1 | NG | ST | 46 | 46 | 626 | 102.69 | 117.83 |  | Electric Utility | N | OP | 2021 |  |  | Eastern
OGST | MS | MS-Eastern | Sweatt | 2048 | 2 | NG | ST | 49 | 46 | 626 | 159 | 664.6 |  | Electric Utility | N | OP | 2021 |  |  | Eastern
EXCLUDE | MS | MS-Eastern | Sweatt | 2048 | A | NG | GT | 41.9 | 32 | 524 | 1552 | 1649.15 |  | Electric Utility | N | OP |  | Simple cycle unit |  | Eastern
OGST | MS | MS-Eastern | Jack Watson | 2049 | 1 | NG | ST | 93.8 | 76 | 863 | 3201.31 | 2537.1 |  | Electric Utility | N | OP | 2018 |  |  | Eastern
OGST | MS | MS-Eastern | Jack Watson | 2049 | 2 | NG | ST | 93.8 | 76 | 938 | 8227 | 7052.5 |  | Electric Utility | N | OP | 2018 |  |  | Eastern
OGST | MS | MS-Eastern | Jack Watson | 2049 | 3 | NG | ST | 108.8 | 107 | 1119 | 42037 | 31135.28 |  | Electric Utility | N | OP | 2018 |  |  | Eastern
COALST | MS | MS-Eastern | Jack Watson | 2049 | 4 | BIT | ST | 299.2 | 232 | 2526 | 309294 | 325165.13 |  | Electric Utility | N | OP |  |  |  | Eastern
COALST | MS | MS-Eastern | Jack Watson | 2049 | 5 | BIT | ST | 578 | 474 | 5095 | 1600815 | 1569785.3 |  | Electric Utility | N | OP |  |  |  | Eastern
EXCLUDE | MS | MS-Eastern | Jack Watson | 2049 | A | NG | GT | 41.9 | 33 | 524 | 189.85 | 198.94 |  | Electric Utility | N | OP |  | Simple cycle unit |  | Eastern
OGST | MS | MS-Eastern | Baxter Wilson | 2050 | 1 | NG | ST | 544.6 | 500 | 5325 | 1622497 | 1109591.36 |  | Electric Utility | N | OP |  |  |  | Eastern
OGST | MS | MS-Eastern | Baxter Wilson | 2050 | 2 | NG | ST | 783 | 676 | 7224 | 1115800 | 763850.94 |  | Electric Utility | N | OP |  |  |  | Eastern
OGST | MS | MS-Eastern | Delta | 2051 | 1 | NG | ST | 112.5 | 90 | 0 | 0 | 0 |  | Electric Utility | N | RE | 2012 |  |  | Eastern
OGST | MS | MS-Eastern | Delta | 2051 | 2 | NG | ST | 112.5 | 87 | 0 | 0 | 0 |  | Electric Utility | N | RE | 2012 |  |  | Eastern
EXCLUDE | MS | MS-Eastern | Natchez | 2052 | 1 | NG | ST | 66 | 73 | 0 | 0 | 0 |  | Electric Utility | N | RE | 2011 | Retired prior to 2012 |  | Eastern
EXCLUDE | MS | MS-Eastern | Rex Brown | 2053 | 1 | NG | ST | 34.5 | 15 | 0 | 0 | 0 |  | Electric Utility | N | RE | 2011 | Retired prior to 2012 |  | Eastern
OGST | MS | MS-Eastern | Rex Brown | 2053 | 3 | NG | ST | 66 | 70 | 1275 | 11098 | 17567.86 |  | Electric Utility | N | OP |  |  |  | Eastern
OGST | MS | MS-Eastern | Rex Brown | 2053 | 4 | NG | ST | 238.7 | 209 | 3000 | 150483 | 170542.13 |  | Electric Utility | N | OP |  |  |  | Eastern
EXCLUDE | MS | MS-Eastern | Rex Brown | 2053 | GT1 | DFO | GT | 10 | 10 | 0 | -6 | 92.36 |  | Electric Utility | N | SB |  | Simple cycle unit |  | Eastern
EXCLUDE | MS | MS-Eastern | L L Wilkins | 2059 | 6 | NG | CC | 6 | 6.8 | 0 | 220.88 | 264.12 |  | Electric Utility | N | OP |  | Combined cycle unit (PRMVR=CC) less than or equal to 25MW |  | Eastern
EXCLUDE | MS | MS-Eastern | L L Wilkins | 2059 | 7 | NG | ST | 7.5 | 7.5 | 0 | 190 | 0 |  | Electric Utility | N | OP |  | Steam unit (PRMVR=ST) less than or equal to 25MW (i.e. 250 MMBtu/hr) |  | Eastern
EXCLUDE | MS | MS-Eastern | L L Wilkins | 2059 | 8 | NG | CC | 16.2 | 13.2 | 0 | 596.38 | 713.11 |  | Electric Utility | N | OP |  | Combined cycle unit (PRMVR=CC) less than or equal to 25MW |  | Eastern
NGCC | MS | MS-Eastern | L L Wilkins | 2059 | 9 | NG | CC | 25.5 | 22 | 0 | 938.74 | 1122.49 |  | Electric Utility | N | OP |  |  |  | Eastern
EXCLUDE | MS | MS-Eastern | Third Street | 2060 | 4 | NG | ST | 4 | 4 | 0 | 0 | 0 |  | Electric Utility | N | RE | 2007 | Retired prior to 2012 |  | Eastern
EXCLUDE | MS | MS-Eastern | Third Street | 2060 | 5 | NG | ST | 9 | 8 | 0 | 0 | 0 |  | Electric Utility | N | RE | 2007 | Retired prior to 2012 |  | Eastern
EXCLUDE | MS | MS-Eastern | Henderson | 2062 | 1 | NG | ST | 12.6 | 11 | 0 | 0 | 0 |  | Electric Utility | N | OP |  | Steam unit (PRMVR=ST) less than or equal to 25MW (i.e. 250 MMBtu/hr) |  | Eastern
EXCLUDE | MS | MS-Eastern | Henderson | 2062 | 3 | NG | ST | 20 | 17.9 | 0 | 0 | 0 |  | Electric Utility | N | OP |  | Steam unit (PRMVR=ST) less than or equal to 25MW (i.e. 250 MMBtu/hr) |  | Eastern
EXCLUDE | MS | MS-Eastern | Henderson | 2062 | H10 | NG | IC | 1.3 | 9.3 | 0 | 0 | 0 |  | Electric Utility | N | OP |  | Internal Combustion |  | Eastern
EXCLUDE | MS | MS-Eastern | Henderson | 2062 | H11 | NG | IC | 1.3 |  | 0 | 0 | 0 |  | Electric Utility | N | OP |  | Internal Combustion |  | Eastern
EXCLUDE | MS | MS-Eastern | Henderson | 2062 | H2 | NG | GT | 13.5 | 13 | 0 | 2939 | 2957.09 |  | Electric Utility | N | OS |  | Simple cycle unit |  | Eastern
EXCLUDE | MS | MS-Eastern | Henderson | 2062 | H4 | DFO | IC | 1.8 |  | 0 | 0 | 0 |  | Electric Utility | N | OP |  | Internal Combustion |  | Eastern
EXCLUDE | MS | MS-Eastern | Henderson | 2062 | H5 | DFO | IC | 1.8 |  | 0 | 0 | 0 |  | Electric Utility | N | OP |  | Internal Combustion |  | Eastern
EXCLUDE | MS | MS-Eastern | Henderson | 2062 | H6 | DFO | IC | 1.8 |  | 0 | 0 | 0 |  | Electric Utility | N | OP |  | Internal Combustion |  | Eastern
EXCLUDE | MS | MS-Eastern | Henderson | 2062 | H7 | DFO | IC | 1.8 |  | 0 | 0 | 0 |  | Electric Utility | N | OP |  | Internal Combustion |  | Eastern
EXCLUDE | MS | MS-Eastern | Henderson | 2062 | H8 | DFO | IC | 1.8 |  | 0 | 0 | 0 |  | Electric Utility | N | OP |  | Internal Combustion |  | Eastern
EXCLUDE | MS | MS-Eastern | Henderson | 2062 | H9 | NG | IC | 1.3 |  | 0 | 0 | 0 |  | Electric Utility | N | OP |  | Internal Combustion |  | Eastern
EXCLUDE | MS | MS-Eastern | Wright | 2063 | W1 | NG | ST | 7.5 | 8.3 | 0 | 0 | 0 |  | Electric Utility | N | OP |  | Steam unit (PRMVR=ST) less than or equal to 25MW (i.e. 250 MMBtu/hr) |  | Eastern
EXCLUDE | MS | MS-Eastern | Wright | 2063 | W2 | NG | ST | 5 | 5.3 | 0 | 0 | 0 |  | Electric Utility | N | OP |  | Steam unit (PRMVR=ST) less than or equal to 25MW (i.e. 250 MMBtu/hr) |  | Eastern
EXCLUDE | MS | MS-Eastern | Wright | 2063 | W3 | NG | ST | 5 | 5.3 | 0 | 0 | 0 |  | Electric Utility | N | OP |  | Steam unit (PRMVR=ST) less than or equal to 25MW (i.e. 250 MMBtu/hr) |  | Eastern
EXCLUDE | MS | MS-Eastern | Yazoo | 2067 | 2 | NG | CC | 5 | 5.6 | 0 | 294.87 | 326.89 |  | Electric Utility | N | SB |  | Combined cycle unit (PRMVR=CC) less than or equal to 25MW |  | Eastern
EXCLUDE | MS | MS-Eastern | Yazoo | 2067 | 3 | NG | CC | 12.6 | 13 | 0 | 743.07 | 823.77 |  | Electric Utility | N | SB |  | Combined cycle unit (PRMVR=CC) less than or equal to 25MW |  | Eastern
EXCLUDE | MS | MS-Eastern | Yazoo | 2067 | GT1 | NG | CC | 16.5 | 14.7 | 0 | 973.06 | 1078.74 |  | Electric Utility | N | OP |  | Combined cycle unit (PRMVR=CC) less than or equal to 25MW |  | Eastern
EXCLUDE | MS | MS-Eastern | Benndale | 2068 | 1 | NG | GT | 16.2 | 14 | 0 | 54 | 62.59 |  | Electric Utility | N | OP |  | Simple cycle unit |  | Eastern
NGCC | MS | MS-Eastern | Moselle | 2070 | 1 | NG | CC | 59 | 59 | 1540 | 138091.26 | 79502.5 |  | Electric Utility | N | OP |  |  |  | Eastern
NGCC | MS | MS-Eastern | Moselle | 2070 | 2 | NG | CC | 59 | 59 | 1540 | 138091.26 | 79502.5 |  | Electric Utility | N | OP |  |  |  | Eastern
OGST | MS | MS-Eastern | Moselle | 2070 | 3 | NG | ST | 59 | 59 | 1538 | 55167 | 63398.51 |  | Electric Utility | N | OP |  |  |  | Eastern
EXCLUDE | MS | MS-Eastern | Moselle | 2070 | 4 | NG | GT | 83 | 75 | 1200 | 17096.01 | 11213 |  | Electric Utility | N | OP |  | Simple cycle unit |  | Eastern
EXCLUDE | MS | MS-Eastern | Moselle | 2070 | 5 | NG | GT | 83.5 | 75 | 1143.3 | 17198.99 | 14333.78 |  | Electric Utility | N | OP |  | Simple cycle unit |  | Eastern
UC NGCC - commenced in 2012 | MS | MS-Eastern | Moselle | 2070 | GTG1 | NG | CC | 83.5 | 75 | 1540 | 195434.24 | 112516.26 |  | Electric Utility | N | OP |  |  | Yes | Eastern
UC NGCC - commenced in 2012 | MS | MS-Eastern | Moselle | 2070 | GTG2 | NG | CC | 83.5 | 75 | 1540 | 195434.24 | 112516.26 |  | Electric Utility | N | OP |  |  | Yes | Eastern
EXCLUDE | MS | MS-Eastern | Paulding | 2071 | 1 | DFO | GT | 20 | 16 | 0 | 9 | 9.21 |  | Electric Utility | N | OP |  | Simple cycle unit |  | Eastern
COALST | MO | MO-Eastern | Asbury | 2076 | 1 | SUB | ST | 212.8 | 189 | 2352 | 1167969 | 1447182.18 |  | Electric Utility | N | OP |  |  |  | Eastern
EXCLUDE | MO | MO-Eastern | Asbury | 2076 | 2 | SUB | ST | 18.7 | 14.5 | 2352 | 0 | 0 |  | Electric Utility | N | OP | 2014 | Steam unit (PRMVR=ST) less than or equal to 25MW (i.e. 250 MMBtu/hr) |  | Eastern
EXCLUDE | MO | MO-Eastern | Grand Avenue | 2078 | 7 | NG | ST | 43 | 33 | 0 | 0 | 0 |  | Electric Utility | N | RE | 2003 | Retired prior to 2012 |  | Eastern
EXCLUDE | MO | MO-Eastern | Grand Avenue | 2078 | 9 | NG | ST | 40.2 | 32 | 0 | 0 | 0 |  | Electric Utility | N | RE | 2003 | Retired prior to 2012 |  | Eastern
COALST | MO | MO-Eastern | Hawthorn | 2079 | 5 | SUB | ST | 594.3 | 564 | 6600 | 3759005 | 3955691.27 |  | Electric Utility | N | OP |  |  |  | Eastern
NGCC | MO | MO-Eastern | Hawthorn | 2079 | 6 | NG | CC | 176 | 136 | 2439 | 110574.46 | 57338.88 |  | Electric Utility | N | OP |  |  |  | Eastern
EXCLUDE | MO | MO-Eastern | Hawthorn | 2079 | 7 | NG | GT | 77 | 76.5 | 925 | 5175.5 | 4127.4 |  | Electric Utility | N | OP |  | Simple cycle unit |  | Eastern
EXCLUDE | MO | MO-Eastern | Hawthorn | 2079 | 8 | NG | GT | 77 | 77.2 | 925 | 5175.5 | 5024.5 |  | Electric Utility | N | OP |  | Simple cycle unit |  | Eastern
NGCC | MO | MO-Eastern | Hawthorn | 2079 | 9 | NG | CC | 146 | 96 | 2439 | 91726.54 | 47565.21 |  | Electric Utility | N | OP |  |  |  | Eastern
COALST | MO | MO-Eastern | Montrose | 2080 | 1 | SUB | ST | 188 | 170 | 2140 | 649418 | 803376.98 |  | Electric Utility | N | OP | 2016 |  |  | Eastern
COALST | MO | MO-Eastern | Montrose | 2080 | 2 | SUB | ST | 188 | 164 | 2130 | 587152 | 698249.36 |  | Electric Utility | N | OP |  |  |  | Eastern
COALST | MO | MO-Eastern | Montrose | 2080 | 3 | SUB | ST | 188 | 176 | 2250 | 564965 | 675026.16 |  | Electric Utility | N | OP |  |  |  | Eastern
EXCLUDE | MO | MO-Eastern | Northeast | 2081 | 11 | DFO | GT | 50 | 48.4 | 1000 | 143.64 | 341.99 |  | Electric Utility | N | OP |  | Simple cycle unit |  | Eastern
EXCLUDE | MO | MO-Eastern | Northeast | 2081 | 12 | DFO | GT | 64 | 47.7 | 1000 | 183.86 | 312.96 |  | Electric Utility | N | OP |  | Simple cycle unit |  | Eastern
EXCLUDE | MO | MO-Eastern | Northeast | 2081 | 13 | DFO | GT | 50 | 45.7 | 1000 | 143.64 | 339.78 |  | Electric Utility | N | OP |  | Simple cycle unit |  | Eastern
EXCLUDE | MO | MO-Eastern | Northeast | 2081 | 14 | DFO | GT | 64 | 45.4 | 1000 | 183.86 | 251.33 |  | Electric Utility | N | OP |  | Simple cycle unit |  | Eastern
EXCLUDE | MO | MO-Eastern | Northeast | 2081 | 15 | DFO | GT | 64 | 44.2 | 1000 | 183.86 | 159.13 |  | Electric Utility | N | OP |  | Simple cycle unit |  | Eastern
EXCLUDE | MO | MO-Eastern | Northeast | 2081 | 16 | DFO | GT | 64 | 44.7 | 1000 | 183.86 | 161.17 |  | Electric Utility | N | OP |  | Simple cycle unit |  | Eastern
EXCLUDE | MO | MO-Eastern | Northeast | 2081 | 17 | DFO | GT | 64 | 48 | 1000 | 183.86 | 277.42 |  | Electric Utility | N | OP |  | Simple cycle unit |  | Eastern
EXCLUDE | MO | MO-Eastern | Northeast | 2081 | 18 | DFO | GT | 64 | 48.9 | 1000 | 183.86 | 204.69 |  | Electric Utility | N | OP |  | Simple cycle unit |  | Eastern
EXCLUDE | MO | MO-Eastern | Northeast | 2081 | 19 | DFO | IC | 2 | 2 | 0 | 0 | 0 |  | Electric Utility | N | OP |  | Internal Combustion |  | Eastern
EXCLUDE | MO | MO-Eastern | Fairgrounds | 2082 | 1 | DFO | GT | 68.3 | 55 | 891 | 643 | 1916.15 |  | Electric Utility | N | OP |  | Simple cycle unit |  | Eastern
EXCLUDE | MO | MO-Eastern | Kirksville | 2083 | 1 | NG | GT | 15 | 13 | 0 | 315 | 1635.14 |  | Electric Utility | N | OP |  | Simple cycle unit |  | Eastern
EXCLUDE | MO | MO-Eastern | Nevada | 2090 | 1 | DFO | GT | 22 | 19.4 | 0 | -73 | 110.38 |  | Electric Utility | N | OP |  | Simple cycle unit |  | Eastern
EXCLUDE | MO | MO-Eastern | Ralph Green | 2092 | 3 | NG | GT | 74 | 70.5 | 1187 | 472.43 | 460.43 |  | Electric Utility | N | OP |  | Simple cycle unit |  | Eastern
COALST | MO | MO-Eastern | Sibley | 2094 | 1 | SUB | ST | 55 | 47.7 | 1330.6 | 122919 | 135909.57 |  | Electric Utility | N | OP | 2017 |  |  | Eastern
COALST | MO | MO-Eastern | Sibley | 2094 | 2 | SUB | ST | 50 | 50.6 | 1042 | 126651 | 146962.1 |  | Electric Utility | N | OP | 2017 |  |  | Eastern
COALST | MO | MO-Eastern | Sibley | 2094 | 3 | SUB | ST | 419 | 359 | 4934.7 | 1960925 | 2043389.81 |  | Electric Utility | N | OP |  |  |  | Eastern
EXCLUDE | MO | MO-Eastern | Viaduct | 2096 | 1 | NG | GT | 30.6 | 25 | 0 | 0 | 0 |  | Electric Utility | N | RE | 2011 | Retired prior to 2012 |  | Eastern
EXCLUDE | MO | MO-Eastern | Lake Road | 2098 | 1 | NG | ST | 23 | 21.7 | 0 |  | 0 |  | Electric Utility | N | OP |  | Steam unit (PRMVR=ST) less than or equal to 25MW (i.e. 250 MMBtu/hr) |  | Eastern
EXCLUDE | MO | MO-Eastern | Lake Road | 2098 | 2 | NG | ST | 25 | 26.4 | 0 |  | 0 |  | Electric Utility | N | OP |  | Steam unit (PRMVR=ST) less than or equal to 25MW (i.e. 250 MMBtu/hr) |  | Eastern
EXCLUDE | MO | MO-Eastern | Lake Road | 2098 | 3 | NG | ST | 12.5 | 11 | 0 |  | 0 |  | Electric Utility | N | OP |  | Steam unit (PRMVR=ST) less than or equal to 25MW (i.e. 250 MMBtu/hr) |  | Eastern
COALST | MO | MO-Eastern | Lake Road | 2098 | 4 | SUB | ST | 90 | 93 | 1571 | 369231 | 432106.94 |  | Electric Utility | N | OP |  |  |  | Eastern
EXCLUDE | MO | MO-Eastern | Lake Road | 2098 | 5 | NG | GT | 85 | 67 | 600.12 | 4574.63 | 7948.21 |  | Electric Utility | N | OP |  | Simple cycle unit |  | Eastern
EXCLUDE | MO | MO-Eastern | Lake Road | 2098 | 6 | DFO | GT | 18.9 | 20.6 | 133.44 | 1017.18 | 2465.19 |  | Electric Utility | N | OP |  | Simple cycle unit |  | Eastern
EXCLUDE | MO | MO-Eastern | Lake Road | 2098 | 7 | DFO | GT | 18.9 | 20.8 | 133.44 | 1017.18 | 2465.19 |  | Electric Utility | N | OP |  | Simple cycle unit |  | Eastern
EXCLUDE | MO | MO-Eastern | Niangua | 2099 | 1 | WAT | HY | 1.5 | 1.5 | 0 | 541 | 0 |  | Electric Utility | N | OP |  | Non Combustion (NUC, WAT, WND, GEO, or SUN) |  | Eastern
EXCLUDE | MO | MO-Eastern | Niangua | 2099 | 2 | WAT | HY | 1.5 | 1.5 | 0 | 541 | 0 |  | Electric Utility | N | OP |  | Non Combustion (NUC, WAT, WND, GEO, or SUN) |  | Eastern
EXCLUDE | MO | MO-Eastern | Howard Bend | 2102 | 1 | DFO | GT | 47.4 | 39 | 740 | 100 | 271.47 |  | Electric Utility | N | OP |  | Simple cycle unit |  | Eastern
COALST | MO | MO-Eastern | Labadie | 2103 | 1 | SUB | ST | 573.7 | 604 | 6183 | 4334700 | 4528867.12 |  | Electric Utility | N | OP |  |  |  | Eastern
COALST | MO | MO-Eastern | Labadie | 2103 | 2 | SUB | ST | 573.7 | 604 | 6183 | 3590127 | 3434286.44 |  | Electric Utility | N | OP |  |  |  | Eastern
COALST | MO | MO-Eastern | Labadie | 2103 | 3 | SUB | ST | 621 | 601 | 6107 | 3829985 | 3763133.96 |  | Electric Utility | N | OP |  |  |  | Eastern
COALST | MO | MO-Eastern | Labadie | 2103 | 4 | SUB | ST | 621 | 603 | 6107 | 3596119 | 3787997.21 |  | Electric Utility | N | OP |  |  |  | Eastern
COALST | MO | MO-Eastern | Meramec | 2104 | 1 | SUB | ST | 137.5 | 119 | 1566 | 606656 | 753407.59 |  | Electric Utility | N | OP |  |  |  | Eastern
COALST | MO | MO-Eastern | Meramec | 2104 | 2 | SUB | ST | 137.5 | 121 | 1566 | 623941 | 809584.84 |  | Electric Utility | N | OP |  |  |  | Eastern
COALST | MO | MO-Eastern | Meramec | 2104 | 3 | SUB | ST | 289 | 261 | 3172 | 1104723 | 1197446.66 |  | Electric Utility | N | OP |  |  |  | Eastern
COALST | MO | MO-Eastern | Meramec | 2104 | 4 | SUB | ST | 359 | 335 | 3782 | 1711174 | 1904194.88 |  | Electric Utility | N | OP |  |  |  | Eastern
EXCLUDE | MO | MO-Eastern | Meramec | 2104 | GT1 | DFO | GT | 62 | 59 | 891 | 706.69 | 266.58 |  | Electric Utility | N | OP |  | Simple cycle unit |  | Eastern
EXCLUDE | MO | MO-Eastern | Meramec | 2104 | GT2 | NG | GT | 56 | 53 | 926 | 638.31 | 4315.2 |  | Electric Utility | N | OP |  | Simple cycle unit |  | Eastern
EXCLUDE | MO | MO-Eastern | Osage | 2106 | 1 | WAT | HY | 27.5 | 32.6 | 0 | 39433.55 | 0 |  | Electric Utility | N | OP |  | Non Combustion (NUC, WAT, WND, GEO, or SUN) |  | Eastern
EXCLUDE | MO | MO-Eastern | Osage | 2106 | 2 | WAT | HY | 27.5 | 25.7 | 0 | 39433.55 | 0 |  | Electric Utility | N | OP |  | Non Combustion (NUC, WAT, WND, GEO, or SUN) |  | Eastern
EXCLUDE | MO | MO-Eastern | Osage | 2106 | 3 | WAT | HY | 27.5 | 32.6 | 0 | 39433.55 | 0 |  | Electric Utility | N | OP |  | Non Combustion (NUC, WAT, WND, GEO, or SUN) |  | Eastern
EXCLUDE | MO | MO-Eastern | Osage | 2106 | 4 | WAT | HY | 27.5 | 25.7 | 0 | 39433.55 | 0 |  | Electric Utility | N | OP |  | Non Combustion (NUC, WAT, WND, GEO, or SUN) |  | Eastern
EXCLUDE | MO | MO-Eastern | Osage | 2106 | 5 | WAT | HY | 27.5 | 32.6 | 0 | 39433.55 | 0 |  | Electric Utility | N | OP |  | Non Combustion (NUC, WAT, WND, GEO, or SUN) |  | Eastern
EXCLUDE | MO | MO-Eastern | Osage | 2106 | 6 | WAT | HY | 27.5 | 25.7 | 0 | 39433.55 | 0 |  | Electric Utility | N | OP |  | Non Combustion (NUC, WAT, WND, GEO, or SUN) |  | Eastern
EXCLUDE | MO | MO-Eastern | Osage | 2106 | 7 | WAT | HY | 21.5 | 32.6 | 0 | 30829.86 | 0 |  | Electric Utility | N | OP |  | Non Combustion (NUC, WAT, WND, GEO, or SUN) |  | Eastern
EXCLUDE | MO | MO-Eastern | Osage | 2106 | 8 | WAT | HY | 21.5 | 32.6 | 0 | 30829.86 | 0 |  | Electric Utility | N | OP |  | Non Combustion (NUC, WAT, WND, GEO, or SUN) |  | Eastern
COALST | MO | MO-Eastern | Sioux | 2107 | 1 | SUB | ST | 549.7 | 483 | 4920 | 2416056 | 2388608.83 |  | Electric Utility | N | OP |  |  |  | Eastern
COALST | MO | MO-Eastern | Sioux | 2107 | 2 | SUB | ST | 549.7 | 483 | 4920 | 2489555 | 2560459.61 |  | Electric Utility | N | OP |  |  |  | Eastern
EXCLUDE | MO | MO-Eastern | Taum Sauk | 2108 | 1 | WAT | PS | 204 | 220 | 0 | -52054.5 | 0 |  | Electric Utility | N | OP |  | Non Combustion (NUC, WAT, WND, GEO, or SUN) |  | Eastern
EXCLUDE | MO | MO-Eastern | Taum Sauk | 2108 | 2 | WAT | PS | 204 | 220 | 0 | -52054.5 | 0 |  | Electric Utility | N | OP |  | Non Combustion (NUC, WAT, WND, GEO, or SUN) |  | Eastern
EXCLUDE | MO | MO-Eastern | Albany | 2113 | 1 | DFO | IC | 2.1 | 2.1 | 0 | 0 | 0 |  | Electric Utility | N | OP |  | Internal Combustion |  | Eastern
EXCLUDE | MO | MO-Eastern | Albany | 2113 | 2 | DFO | IC | 1 | 1 | 0 | 0 | 0 |  | Electric Utility | N | OP |  | Internal Combustion |  | Eastern
EXCLUDE | MO | MO-Eastern | Albany | 2113 | 3 | DFO | IC | 0.7 | 0.6 | 0 | 0 | 0 |  | Electric Utility | N | OS |  | Internal Combustion |  | Eastern
EXCLUDE | MO | MO-Eastern | Albany | 2113 | IC5 | DFO | IC | 1.2 | 1.2 | 0 | 0 | 0 |  | Electric Utility | N | OP |  | Internal Combustion |  | Eastern
EXCLUDE | MO | MO-Eastern | Albany | 2113 | IC6 | DFO | IC | 1.2 | 1.2 | 0 | 0 | 0 |  | Electric Utility | N | OP |  | Internal Combustion |  | Eastern
EXCLUDE | MO | MO-Eastern | Bethany | 2114 | 2 | DFO | IC | 0.8 | 0.8 | 0 | 0 | 0 |  | Electric Utility | N | RE | 2008 | Retired prior to 2012 |  | Eastern
EXCLUDE | MO | MO-Eastern | Bethany | 2114 | 4 | DFO | IC | 1.8 | 1.4 | 0 | 0 | 0 |  | Electric Utility | N | OP |  | Internal Combustion |  | Eastern
EXCLUDE | MO | MO-Eastern | Bethany | 2114 | 5 | DFO | IC | 1.8 | 1.7 | 0 | 0 | 0 |  | Electric Utility | N | OP |  | Internal Combustion |  | Eastern
EXCLUDE | MO | MO-Eastern | Bethany | 2114 | 6 | DFO | IC | 0.9 | 0.9 | 0 | 0 | 0 |  | Electric Utility | N | OP |  | Internal Combustion |  | Eastern
EXCLUDE | MO | MO-Eastern | Bethany | 2114 | 7 | DFO | IC | 1.1 | 1 | 0 | 0 | 0 |  | Electric Utility | N | OP |  | Internal Combustion |  | Eastern
EXCLUDE | MO | MO-Eastern | Bethany | 2114 | 8 | DFO | IC | 1.6 | 1 | 0 | 0 | 0 |  | Electric Utility | N | RE | 2006 | Retired prior to 2012 |  | Eastern
EXCLUDE | MO | MO-Eastern | Butler | 2115 | 3 | DFO | IC | 0.8 | 0.6 | 0 | 0 | 0 |  | Electric Utility | N | OP |  | Internal Combustion |  | Eastern
EXCLUDE | MO | MO-Eastern | Butler | 2115 | 4 | DFO | IC | 1.4 | 1 | 0 | 0 | 0 |  | Electric Utility | N | OP |  | Internal Combustion |  | Eastern
EXCLUDE | MO | MO-Eastern | Butler | 2115 | 5 | DFO | IC | 1.4 | 1 | 0 | 0 | 0 |  | Electric Utility | N | OP |  | Internal Combustion |  | Eastern
EXCLUDE | MO | MO-Eastern | Butler | 2115 | IC6 | DFO | IC | 1.5 | 1 | 0 | 0 | 0 |  | Electric Utility | N | OP |  | Internal Combustion |  | Eastern
EXCLUDE | MO | MO-Eastern | Butler | 2115 | NG1 | DFO | IC | 2 | 1.8 | 0 | 0 | 0 |  | Electric Utility | N | OP |  | Internal Combustion |  | Eastern
EXCLUDE | MO | MO-Eastern | Butler | 2115 | NG2 | DFO | IC | 2 | 1.8 | 0 | 0 | 0 |  | Electric Utility | N | OP |  | Internal Combustion |  | Eastern
EXCLUDE | MO | MO-Eastern | Butler | 2115 | SG1 | DFO | IC | 2 | 1.8 | 0 | 0 | 0 |  | Electric Utility | N | OP |  | Internal Combustion |  | Eastern
EXCLUDE | MO | MO-Eastern | Butler | 2115 | SG2 | DFO | IC | 2 | 1.8 | 0 | 0 | 0 |  | Electric Utility | N | OP |  | Internal Combustion |  | Eastern
EXCLUDE | MO | MO-Eastern | Carrollton | 2120 | 1 | DFO | IC | 0.3 | 0.3 | 0 | 0 | 0 |  | Electric Utility | N | RE | 1950 | Retired prior to 2012 |  | Eastern
EXCLUDE | MO | MO-Eastern | Carrollton | 2120 | 10 | NG | IC | 6.1 | 6 | 0 | 0 | 0 |  | Electric Utility | N | OP |  | Internal Combustion |  | Eastern
EXCLUDE | MO | MO-Eastern | Carrollton | 2120 | 11 | DFO | IC | 2 | 1.8 | 0 | 0 | 0 |  | Electric Utility | N | OP |  | Internal Combustion |  | Eastern
EXCLUDE | MO | MO-Eastern | Carrollton | 2120 | 2 | DFO | IC | 0.3 | 0.3 | 0 | 0 | 0 |  | Electric Utility | N | RE | 1950 | Retired prior to 2012 |  | Eastern
EXCLUDE | MO | MO-Eastern | Carrollton | 2120 | 3 | NG | IC | 1.8 | 1.8 | 0 | 0 | 0 |  | Electric Utility | N | OP |  | Internal Combustion |  | Eastern
EXCLUDE | MO | MO-Eastern | Carrollton | 2120 | 4 | NG | IC | 0.8 | 0.7 | 0 | 0 | 0 |  | Electric Utility | N | RE | 2005 | Retired prior to 2012 |  | Eastern
EXCLUDE | MO | MO-Eastern | Carrollton | 2120 | 5 | NG | IC | 0.9 | 0.8 | 0 | 0 | 0 |  | Electric Utility | N | RE | 2005 | Retired prior to 2012 |  | Eastern
EXCLUDE | MO | MO-Eastern | Carrollton | 2120 | 6 | NG | IC | 1.1 | 1 | 0 | 0 | 0 |  | Electric Utility | N | RE | 2005 | Retired prior to 2012 |  | Eastern
EXCLUDE | MO | MO-Eastern | Carrollton | 2120 | 7 | NG | IC | 2.5 | 2.5 | 0 | 0 | 0 |  | Electric Utility | N | OP |  | Internal Combustion |  | Eastern
EXCLUDE | MO | MO-Eastern | Carrollton | 2120 | 8 | NG | IC | 4.1 | 3.7 | 0 | 0 | 0 |  | Electric Utility | N | OP |  | Internal Combustion |  | Eastern
EXCLUDE | MO | MO-Eastern | Carrollton | 2120 | 9 | NG | IC | 4.1 | 3.7 | 0 | 0 | 0 |  | Electric Utility | N | OP |  | Internal Combustion |  | Eastern
EXCLUDE | MO | MO-Eastern | Carthage | 2121 | 10 | NG | IC | 7 | 6 | 0 | 0 | 0 |  | Electric Utility | N | OP |  | Internal Combustion |  | Eastern
EXCLUDE | MO | MO-Eastern | Carthage | 2121 | 11 | NG | IC | 4.5 | 4 | 0 | 0 | 0 |  | Electric Utility | N | OP |  | Internal Combustion |  | Eastern
EXCLUDE | MO | MO-Eastern | Carthage | 2121 | 12 | NG | IC | 4.5 | 4 | 0 | 0 | 0 |  | Electric Utility | N | OP |  | Internal Combustion |  | Eastern
EXCLUDE | MO | MO-Eastern | Carthage | 2121 | 13 | NG | IC | 6 | 5.5 | 0 | 0 | 0 |  | Electric Utility | N | OP |  | Internal Combustion |  | Eastern
EXCLUDE | MO | MO-Eastern | Carthage | 2121 | 14 | NG | IC | 6 | 5.5 | 0 | 0 | 0 |  | Electric Utility | N | OP |  | Internal Combustion |  | Eastern
EXCLUDE | MO | MO-Eastern | Carthage | 2121 | 6 | NG | IC | 2.5 | 2 | 0 | 0 | 0 |  | Electric Utility | N | OP |  | Internal Combustion |  | Eastern
EXCLUDE | MO | MO-Eastern | Carthage | 2121 | 7 | NG | IC | 3 | 2.2 | 0 | 0 | 0 |  | Electric Utility | N | OP |  | Internal Combustion |  | Eastern
EXCLUDE | MO | MO-Eastern | Carthage | 2121 | 8 | NG | IC | 3.3 | 2.5 | 0 | 0 | 0 |  | Electric Utility | N | OP |  | Internal Combustion |  | Eastern
EXCLUDE | MO | MO-Eastern | Carthage | 2121 | 9 | NG | IC | 5 | 4 | 0 | 0 | 0 |  | Electric Utility | N | OP |  | Internal Combustion |  | Eastern
EXCLUDE | MO | MO-Eastern | Chillicothe | 2122 | 4A | BIT | ST | 2.5 | 2.5 | 0 | 0 | 0 |  | Electric Utility | N | RE | 2004 | Retired prior to 2012 |  | Eastern
EXCLUDE | MO | MO-Eastern | Chillicothe | 2122 | 5 | BIT | ST | 5 | 5 | 0 | 0 | 0 |  | Electric Utility | N | RE | 2004 | Retired prior to 2012 |  | Eastern
EXCLUDE | MO | MO-Eastern | Chillicothe | 2122 | 6 | BIT | ST | 6 | 6 | 0 | 0 | 0 |  | Electric Utility | N | RE | 2004 | Retired prior to 2012 |  | Eastern
EXCLUDE | MO | MO-Eastern | Chillicothe | 2122 | D1 | DFO | IC | 2 | 2 | 0 | 0 | 0 |  | Electric Utility | N | OP |  | Internal Combustion |  | Eastern
EXCLUDE | MO | MO-Eastern | Chillicothe | 2122 | D2 | DFO | IC | 2 | 2 | 0 | 0 | 0 |  | Electric Utility | N | OP |  | Internal Combustion |  | Eastern
EXCLUDE | MO | MO-Eastern | Chillicothe | 2122 | D3 | DFO | IC | 2 | 2 | 0 | 0 | 0 |  | Electric Utility | N | OP |  | Internal Combustion |  | Eastern
EXCLUDE | MO | MO-Eastern | Chillicothe | 2122 | D4 | DFO | IC | 2 | 2 | 0 | 0 | 0 |  | Electric Utility | N | OP |  | Internal Combustion |  | Eastern
EXCLUDE | MO | MO-Eastern | Chillicothe | 2122 | D5 | DFO | IC | 2 | 2 | 0 | 0 | 0 |  | Electric Utility | N | OP |  | Internal Combustion |  | Eastern
EXCLUDE | MO | MO-Eastern | Chillicothe | 2122 | GT1 | NG | GT | 40 | 40 | 594 | 200 | 220.57 |  | Electric Utility | N | OP |  | Simple cycle unit |  | Eastern
EXCLUDE | MO | MO-Eastern | Chillicothe | 2122 | GT2 | NG | GT | 40 | 40 | 594 | 200 | 225.04 |  | Electric Utility | N | OP |  | Simple cycle unit |  | Eastern
EXCLUDE | MO | MO-Eastern | Columbia | 2123 | 5 | BIT | ST | 16.5 | 16.5 | 1095 | 24138 | 36832.31 |  | Electric Utility | N | OP |  | Steam unit (PRMVR=ST) less than or equal to 25MW (i.e. 250 MMBtu/hr) |  | Eastern
EXCLUDE | MO | MO-Eastern | Columbia | 2123 | 6 | NG | GT | 12.5 | 12.5 | 0 | 0 | 0 |  | Electric Utility | N | OP |  | Simple cycle unit |  | Eastern
EXCLUDE | MO | MO-Eastern | Columbia | 2123 | 7 | BIT | ST | 22 | 22 | 1095 | 14943 | 22801.61 |  | Electric Utility | N | OP |  | Steam unit (PRMVR=ST) less than or equal to 25MW (i.e. 250 MMBtu/hr) |  | Eastern
COALST | MO | MO-Eastern | Columbia | 2123 | 8 | BIT | ST | 35 | 35 | 1095 | 5304 | 8093.4 |  | Electric Utility | N | OP |  |  |  | Eastern
EXCLUDE | MO | MO-Eastern | Columbia | 2123 | DAN1 | DFO | IC | 2 | 2 | 0 | 0 | 0 |  | Electric Utility | N | OP |  | Internal Combustion |  | Eastern
EXCLUDE | MO | MO-Eastern | Columbia | 2123 | LF1 | LFG | IC | 1 | 1 | 0 | 0 | 0 |  | Electric Utility | N | OP |  | Non-Fossil Fuel Type (Less than 10% Fossil Fuel) |  | Eastern
EXCLUDE | MO | MO-Eastern | Columbia | 2123 | LF2 | LFG | IC | 1 | 1 | 0 | 0 | 0 |  | Electric Utility | N | OP |  | Non-Fossil Fuel Type (Less than 10% Fossil Fuel) |  | Eastern
EXCLUDE | MO | MO-Eastern | Columbia | 2123 | MBS1 | DFO | IC | 1 | 1 | 0 | 0 | 0 |  | Electric Utility | N | OP |  | Internal Combustion |  | Eastern
EXCLUDE | MO | MO-Eastern | Columbia | 2123 | MBS2 | DFO | IC | 1 | 1 | 0 | 0 | 0 |  | Electric Utility | N | OP |  | Internal Combustion |  | Eastern
EXCLUDE | MO | MO-Eastern | Columbia | 2123 | SF1 | DFO | IC | 1 | 1 | 0 | 0 | 0 |  | Electric Utility | N | OP |  | Internal Combustion |  | Eastern
EXCLUDE | MO | MO-Eastern | Columbia | 2123 | SF2 | DFO | IC | 1 | 1 | 0 | 0 | 0 |  | Electric Utility | N | OP |  | Internal Combustion |  | Eastern
EXCLUDE | MO | MO-Eastern | Columbia | 2123 | SH1 | DFO | IC | 1.3 | 1.3 | 0 | 0 | 0 |  | Electric Utility | N | OP |  | Internal Combustion |  | Eastern
EXCLUDE | MO | MO-Eastern | Columbia | 2123 | SH2 | DFO | IC | 1.3 | 1.3 | 0 | 0 | 0 |  | Electric Utility | N | OP |  | Internal Combustion |  | Eastern
EXCLUDE | MO | MO-Eastern | Columbia | 2123 | WTP1 | DFO | IC | 2 | 2 | 0 | 0 | 0 |  | Electric Utility | N | OP |  | Internal Combustion |  | Eastern
EXCLUDE | MO | MO-Eastern | Columbia | 2123 | WTP2 | DFO | IC | 2 | 2 | 0 | 0 | 0 |  | Electric Utility | N | OP |  | Internal Combustion |  | Eastern
EXCLUDE | MO | MO-Eastern | Stockton | 2124 | 1 | WAT | HY | 45.2 | 54.2 | 0 | 17957 | 0 |  | Electric Utility | N | OP |  | Non Combustion (NUC, WAT, WND, GEO, or SUN) |  | Eastern
EXCLUDE | MO | MO-Eastern | Fayette | 2125 | GT1 | DFO | IC | 3.5 | 3 | 0 | 0 | 0 |  | Electric Utility | N | OS |  | Internal Combustion |  | Eastern
EXCLUDE | MO | MO-Eastern | Fayette | 2125 | GT2 | DFO | IC | 3.5 | 2.8 | 0 | 0 | 0 |  | Electric Utility | N | OS |  | Internal Combustion |  | Eastern
EXCLUDE | MO | MO-Eastern | Fayette | 2125 | GT3 | DFO | IC | 2.8 | 2.4 | 0 | 0 | 0 |  | Electric Utility | N | OA |  | Internal Combustion |  | Eastern
EXCLUDE | MO | MO-Eastern | Fayette | 2125 | GT4 | DFO | IC | 1.1 | 1 | 0 | 0 | 0 |  | Electric Utility | N | OA |  | Internal Combustion |  | Eastern
EXCLUDE | MO | MO-Eastern | Fulton | 2126 | GT4 | NG | GT | 21.2 | 15 | 0 | 177 | 204.79 |  | Electric Utility | N | OP |  | Simple cycle unit |  | Eastern
EXCLUDE | MO | MO-Eastern | Fulton | 2126 | IC1 | DFO | IC | 5 | 4.1 | 0 | 0 | 0 |  | Electric Utility | N | OP |  | Internal Combustion |  | Eastern
EXCLUDE | MO | MO-Eastern | Fulton | 2126 | IC2 | DFO | IC | 5 | 4.1 | 0 | 0 | 0 |  | Electric Utility | N | OP |  | Internal Combustion |  | Eastern
EXCLUDE | MO | MO-Eastern | Fulton | 2126 | IC3 | DFO | IC | 7 | 6.2 | 0 | 0 | 0 |  | Electric Utility | N | OP |  | Internal Combustion |  | Eastern
EXCLUDE | MO | MO-Eastern | Gallatin | 2127 | 2A | DFO | IC | 1.1 | 1 | 0 | 0 | 0 |  | Electric Utility | N | OP |  | Internal Combustion |  | Eastern
EXCLUDE | MO | MO-Eastern | Gallatin | 2127 | 3A | DFO | IC | 1.1 | 1 | 0 | 0 | 0 |  | Electric Utility | N | OP |  | Internal Combustion |  | Eastern
EXCLUDE | MO | MO-Eastern | Gallatin | 2127 | IC4 | DFO | IC | 2.5 | 2.5 | 0 | 0 | 0 |  | Electric Utility | N | OP |  | Internal Combustion |  | Eastern
EXCLUDE | MO | MO-Eastern | Gallatin | 2127 | IC6 | DFO | IC | 2.5 | 2.5 | 0 | 0 | 0 |  | Electric Utility | N | OP |  | Internal Combustion |  | Eastern
EXCLUDE | MO | MO-Eastern | Higginsville | 2131 | 1 | DFO | IC | 0.8 | 0.6 | 0 | 0 | 0 |  | Electric Utility | N | OP |  | Internal Combustion |  | Eastern
EXCLUDE | MO | MO-Eastern | Higginsville | 2131 | 2 | DFO | IC | 1.7 | 1 | 0 | 0 | 0 |  | Electric Utility | N | OP |  | Internal Combustion |  | Eastern
EXCLUDE | MO | MO-Eastern | Higginsville | 2131 | 3 | DFO | IC | 2.4 | 2.4 | 0 | 0 | 0 |  | Electric Utility | N | OP |  | Internal Combustion |  | Eastern
EXCLUDE | MO | MO-Eastern | Higginsville | 2131 | 4 | NG | GT | 40 | 37.5 | 566 | 3559 | 2980.58 |  | Electric Utility | N | OP |  | Simple cycle unit |  | Eastern
EXCLUDE | MO | MO-Eastern | Higginsville | 2131 | 5 | DFO | IC | 1.2 | 1.2 | 0 | 0 | 0 |  | Electric Utility | N | OP |  | Internal Combustion |  | Eastern
EXCLUDE | MO | MO-Eastern | Higginsville | 2131 | 6 | DFO | IC | 5.5 | 4.5 | 0 | 0 | 0 |  | Electric Utility | N | OP |  | Internal Combustion |  | Eastern
EXCLUDE | MO | MO-Eastern | Blue Valley | 2132 | 2 | BIT | ST | 25 | 21 | 0 | 36811 | 18017.93 |  | Electric Utility | N | OP |  | Steam unit (PRMVR=ST) less than or equal to 25MW (i.e. 250 MMBtu/hr) |  | Eastern
COALST | MO | MO-Eastern | Blue Valley | 2132 | 3 | BIT | ST | 65 | 51 | 540 | 32811 | 55188.87 |  | Electric Utility | N | OP |  |  |  | Eastern
EXCLUDE | MO | MO-Eastern | Blue Valley | 2132 | GT1 | NG | GT | 61 | 50 | 0 | 0 | 0 |  | Electric Utility | N | OS |  | Simple cycle unit |  | Eastern
EXCLUDE | MO | MO-Eastern | Blue Valley | 2132 | ST1 | BIT | ST | 25 | 21 | 0 | 43130 | 21110.9 |  | Electric Utility | N | OP |  | Steam unit (PRMVR=ST) less than or equal to 25MW (i.e. 250 MMBtu/hr) |  | Eastern
EXCLUDE | MO | MO-Eastern | Jackson Square | 2134 | 1 | DFO | GT | 18 | 15 | 0 | 55.5 | 172.91 |  | Electric Utility | N | OP |  | Simple cycle unit |  | Eastern
EXCLUDE | MO | MO-Eastern | Jackson Square | 2134 | 2 | DFO | GT | 18 | 15 | 0 | 55.5 | 172.91 |  | Electric Utility | N | OP |  | Simple cycle unit |  | Eastern
EXCLUDE | MO | MO-Eastern | Station H | 2135 | 1 | NG | GT | 19 | 19 | 0 | 470.14 | 842.48 |  | Electric Utility | N | OP |  | Simple cycle unit |  | Eastern
EXCLUDE | MO | MO-Eastern | Station H | 2135 | 2 | NG | GT | 24 | 20 | 0 | 593.86 | 1064.19 |  | Electric Utility | N | OP |  | Simple cycle unit |  | Eastern
EXCLUDE | MO | MO-Eastern | Station I | 2136 | 1 | DFO | GT | 19 | 19 | 0 | 111 | 236.13 |  | Electric Utility | N | OP |  | Simple cycle unit |  | Eastern
EXCLUDE | MO | MO-Eastern | Station I | 2136 | 2 | DFO | GT | 19 | 19 | 0 | 111 | 236.13 |  | Electric Utility | N | OP |  | Simple cycle unit |  | Eastern
EXCLUDE | MO | MO-Eastern | Jackson | 2137 | 1 | DFO | IC | 1 | 0.9 | 0 | 0 | 0 |  | Electric Utility | N | RE | 2006 | Retired prior to 2012 |  | Eastern
EXCLUDE | MO | MO-Eastern | Jackson | 2137 | 10 | DFO | IC | 2 | 2 | 0 | 0 | 0 |  | Electric Utility | N | OP |  | Internal Combustion |  | Eastern
EXCLUDE | MO | MO-Eastern | Jackson | 2137 | 11 | DFO | IC | 2 | 2 | 0 | 0 | 0 |  | Electric Utility | N | OP |  | Internal Combustion |  | Eastern
EXCLUDE | MO | MO-Eastern | Jackson | 2137 | 12 | DFO | IC | 2 | 2 | 0 | 0 | 0 |  | Electric Utility | N | OP |  | Internal Combustion |  | Eastern
EXCLUDE | MO | MO-Eastern | Jackson | 2137 | 2 | DFO | IC | 1 | 0.9 | 0 | 0 | 0 |  | Electric Utility | N | RE | 2006 | Retired prior to 2012 |  | Eastern
EXCLUDE | MO | MO-Eastern | Jackson | 2137 | 3 | DFO | IC | 1 | 1 | 0 | 0 | 0 |  | Electric Utility | N | OP |  | Internal Combustion |  | Eastern
EXCLUDE | MO | MO-Eastern | Jackson | 2137 | 4 | DFO | IC | 1 | 1 | 0 | 0 | 0 |  | Electric Utility | N | OP |  | Internal Combustion |  | Eastern
EXCLUDE | MO | MO-Eastern | Jackson | 2137 | 5 | DFO | IC | 0.7 | 0.6 | 0 | 0 | 0 |  | Electric Utility | N | OP |  | Internal Combustion |  | Eastern
EXCLUDE | MO | MO-Eastern | Jackson | 2137 | 6 | DFO | IC | 1 | 1 | 0 | 0 | 0 |  | Electric Utility | N | OP |  | Internal Combustion |  | Eastern
EXCLUDE | MO | MO-Eastern | Jackson | 2137 | 7 | DFO | IC | 6.8 | 6.5 | 0 | 0 | 0 |  | Electric Utility | N | OP |  | Internal Combustion |  | Eastern
EXCLUDE | MO | MO-Eastern | Jackson | 2137 | 8 | DFO | IC | 6.8 | 6.5 | 0 | 0 | 0 |  | Electric Utility | N | OP |  | Internal Combustion |  | Eastern
EXCLUDE | MO | MO-Eastern | Jackson | 2137 | 9 | DFO | IC | 3 | 2.7 | 0 | 0 | 0 |  | Electric Utility | N | OP |  | Internal Combustion |  | Eastern
EXCLUDE | MO | MO-Eastern | Kahoka | 2138 | 10 | DFO | IC | 1.1 | 1.1 | 0 | 0 | 0 |  | Electric Utility | N | OP |  | Internal Combustion |  | Eastern
EXCLUDE | MO | MO-Eastern | Kahoka | 2138 | 11 | DFO | IC | 1.1 | 1.1 | 0 | 0 | 0 |  | Electric Utility | N | OP |  | Internal Combustion |  | Eastern
EXCLUDE | MO | MO-Eastern | Kahoka | 2138 | 12 | DFO | IC | 1.1 | 1.1 | 0 | 0 | 0 |  | Electric Utility | N | OP |  | Internal Combustion |  | Eastern
EXCLUDE | MO | MO-Eastern | Kahoka | 2138 | 3 | DFO | IC | 0.2 | 0.2 | 0 | 0 | 0 |  | Electric Utility | N | OP |  | Internal Combustion |  | Eastern
EXCLUDE | MO | MO-Eastern | Kahoka | 2138 | 6 | DFO | IC | 0.7 | 0.7 | 0 | 0 | 0 |  | Electric Utility | N | OP |  | Internal Combustion |  | Eastern
EXCLUDE | MO | MO-Eastern | Kahoka | 2138 | 7 | NG | IC | 0.8 | 0.7 | 0 | 0 | 0 |  | Electric Utility | N | OP |  | Internal Combustion |  | Eastern
EXCLUDE | MO | MO-Eastern | Kahoka | 2138 | 8 | NG | IC | 1.5 | 1.4 | 0 | 0 | 0 |  | Electric Utility | N | OP |  | Internal Combustion |  | Eastern
EXCLUDE | MO | MO-Eastern | Kahoka | 2138 | 9 | NG | IC | 0.9 | 0.8 | 0 | 0 | 0 |  | Electric Utility | N | OP |  | Internal Combustion |  | Eastern
EXCLUDE | MO | MO-Eastern | Kennett | 2139 | 1 | DFO | IC | 0.4 | 0.4 | 0 | 0 | 0 |  | Electric Utility | N | OP |  | Internal Combustion |  | Eastern
EXCLUDE | MO | MO-Eastern | Kennett | 2139 | 10 | NG | IC | 6.2 | 6.2 | 0 | 0 | 0 |  | Electric Utility | N | OP |  | Internal Combustion |  | Eastern
EXCLUDE | MO | MO-Eastern | Kennett | 2139 | 11 | NG | IC | 6.2 | 6.2 | 0 | 0 | 0 |  | Electric Utility | N | OP |  | Internal Combustion |  | Eastern
EXCLUDE | MO | MO-Eastern | Kennett | 2139 | 12 | NG | IC | 6.4 | 6.4 | 0 | 0 | 0 |  | Electric Utility | N | OP |  | Internal Combustion |  | Eastern
EXCLUDE | MO | MO-Eastern | Kennett | 2139 | 13 | NG | IC | 6.4 | 6.4 | 0 | 0 | 0 |  | Electric Utility | N | OP |  | Internal Combustion |  | Eastern
EXCLUDE | MO | MO-Eastern | Kennett | 2139 | 2 | DFO | IC | 0.4 | 0.4 | 0 | 0 | 0 |  | Electric Utility | N | OP |  | Internal Combustion |  | Eastern
EXCLUDE | MO | MO-Eastern | Kennett | 2139 | 3 | DFO | IC | 0.8 | 0.8 | 0 | 0 | 0 |  | Electric Utility | N | OP |  | Internal Combustion |  | Eastern
EXCLUDE | MO | MO-Eastern | Kennett | 2139 | 4 | NG | IC | 2.5 | 2.5 | 0 | 0 | 0 |  | Electric Utility | N | OP |  | Internal Combustion |  | Eastern
EXCLUDE | MO | MO-Eastern | Kennett | 2139 | 5 | DFO | IC | 1.4 | 1.4 | 0 | 0 | 0 |  | Electric Utility | N | OP |  | Internal Combustion |  | Eastern
EXCLUDE | MO | MO-Eastern | Kennett | 2139 | 6 | NG | IC | 2 | 2 | 0 | 0 | 0 |  | Electric Utility | N | OP |  | Internal Combustion |  | Eastern
EXCLUDE | MO | MO-Eastern | Kennett | 2139 | 7 | NG | IC | 2.5 | 2.5 | 0 | 0 | 0 |  | Electric Utility | N | OP |  | Internal Combustion |  | Eastern
EXCLUDE | MO | MO-Eastern | Kennett | 2139 | 8 | NG | IC | 3.1 | 3.1 | 0 | 0 | 0 |  | Electric Utility | N | OP |  | Internal Combustion |  | Eastern
EXCLUDE | MO | MO-Eastern | Kennett | 2139 | 9 | NG | IC | 6.2 | 6.2 | 0 | 0 | 0 |  | Electric Utility | N | OP |  | Internal Combustion |  | Eastern
EXCLUDE | MO | MO-Eastern | La Plata | 2140 | 1 | DFO | IC | 1.8 | 1.7 | 0 | 0 | 0 |  | Electric Utility | N | V |  | Status of Operation (IP, L, P, T) |  | Eastern
EXCLUDE | MO | MO-Eastern | La Plata | 2140 | 2 | DFO | IC | 1.8 | 1.7 | 0 | 0 | 0 |  | Electric Utility | N | V |  | Status of Operation (IP, L, P, T) |  | Eastern
EXCLUDE | MO | MO-Eastern | La Plata | 2140 | 5 | DFO | IC | 0.9 | 0.8 | 0 | 0 | 0 |  | Electric Utility | N | RE | 2002 | Retired prior to 2012 |  | Eastern
EXCLUDE | MO | MO-Eastern | La Plata | 2140 | 6 | DFO | IC | 1 | 0.9 | 0 | 0 | 0 |  | Electric Utility | N | RE | 2009 | Retired prior to 2012 |  | Eastern
EXCLUDE | MO | MO-Eastern | La Plata | 2140 | 7 | DFO | IC | 1 | 0.9 | 0 | 0 | 0 |  | Electric Utility | N | RE | 2009 | Retired prior to 2012 |  | Eastern
EXCLUDE | MO | MO-Eastern | La Plata | 2140 | 8 | DFO | IC | 1 | 0.9 | 0 | 0 | 0 |  | Electric Utility | N | RE | 2012 | Internal Combustion |  | Eastern
EXCLUDE | MO | MO-Eastern | La Plata | 2140 | 9 | DFO | IC | 1 | 0.9 | 0 | 0 | 0 |  | Electric Utility | N | RE | 2012 | Internal Combustion |  | Eastern
EXCLUDE | MO | MO-Eastern | Macon | 2141 | 1 | DFO | IC | 5.2 | 4.8 | 0 | 0 | 0 |  | Electric Utility | N | RE | 2012 | Internal Combustion |  | Eastern
EXCLUDE | MO | MO-Eastern | Macon | 2141 | 3 | DFO | IC | 5 | 4.6 | 0 | 0 | 0 |  | Electric Utility | N | SB |  | Internal Combustion |  | Eastern
EXCLUDE | MO | MO-Eastern | Macon | 2141 | 4 | DFO | IC | 1 | 0.7 | 0 | 0 | 0 |  | Electric Utility | N | SB |  | Internal Combustion |  | Eastern
EXCLUDE | MO | MO-Eastern | Malden | 2142 | 1 | DFO | IC | 1.4 | 1.2 | 0 | 0 | 0 |  | Electric Utility | N | OP |  | Internal Combustion |  | Eastern
EXCLUDE | MO | MO-Eastern | Malden | 2142 | 2A | DFO | IC | 1.8 | 1.8 | 0 | 0 | 0 |  | Electric Utility | N | OP |  | Internal Combustion |  | Eastern
EXCLUDE | MO | MO-Eastern | Malden | 2142 | 3A | DFO | IC | 1.8 | 1.8 | 0 | 0 | 0 |  | Electric Utility | N | OP |  | Internal Combustion |  | Eastern
EXCLUDE | MO | MO-Eastern | Malden | 2142 | 4A | DFO | IC | 1.8 | 1.8 | 0 | 0 | 0 |  | Electric Utility | N | OP |  | Internal Combustion |  | Eastern
EXCLUDE | MO | MO-Eastern | Malden | 2142 | 5 | DFO | IC | 1.4 | 1.2 | 0 | 0 | 0 |  | Electric Utility | N | OP |  | Internal Combustion |  | Eastern
EXCLUDE | MO | MO-Eastern | Malden | 2142 | 6 | DFO | IC | 2 | 1.8 | 0 | 0 | 0 |  | Electric Utility | N | OP |  | Internal Combustion |  | Eastern
EXCLUDE | MO | MO-Eastern | Malden | 2142 | 7 | DFO | IC | 2.8 | 2.5 | 0 | 0 | 0 |  | Electric Utility | N | OP |  | Internal Combustion |  | Eastern
EXCLUDE | MO | MO-Eastern | Malden | 2142 | 8 | DFO | IC | 4.3 | 3.8 | 0 | 0 | 0 |  | Electric Utility | N | OP |  | Internal Combustion |  | Eastern
EXCLUDE | MO | MO-Eastern | Marshall | 2144 | 10 | NG | IC | 6.3 | 6.3 | 0 | 0 | 0 |  | Electric Utility | N | OP |  | Internal Combustion |  | Eastern
EXCLUDE | MO | MO-Eastern | Marshall | 2144 | 11 | NG | IC | 6.3 | 6.3 | 0 | 0 | 0 |  | Electric Utility | N | OP |  | Internal Combustion |  | Eastern
EXCLUDE | MO | MO-Eastern | Marshall | 2144 | 3 | NG | ST | 4 | 3.9 | 0 | 104.15 | 89.17 |  | Electric Utility | N | SB |  | Steam unit (PRMVR=ST) less than or equal to 25MW (i.e. 250 MMBtu/hr) |  | Eastern
EXCLUDE | MO | MO-Eastern | Marshall | 2144 | 4 | BIT | ST | 6 | 5.8 | 0 | 156.23 | 235.31 |  | Electric Utility | N | OP |  | Steam unit (PRMVR=ST) less than or equal to 25MW (i.e. 250 MMBtu/hr) |  | Eastern
EXCLUDE | MO | MO-Eastern | Marshall | 2144 | 5 | BIT | ST | 16.5 | 16 | 0 | 690 | 971.6 |  | Electric Utility | N | OP |  | Steam unit (PRMVR=ST) less than or equal to 25MW (i.e. 250 MMBtu/hr) |  | Eastern
EXCLUDE | MO | MO-Eastern | Marshall | 2144 | 7 | DFO | IC | 1 | 0.9 | 0 | 0 | 0 |  | Electric Utility | N | OP |  | Internal Combustion |  | Eastern
EXCLUDE | MO | MO-Eastern | Marshall | 2144 | 8 | DFO | IC | 1 | 0.9 | 0 | 0 | 0 |  | Electric Utility | N | OP |  | Internal Combustion |  | Eastern
EXCLUDE | MO | MO-Eastern | Marshall | 2144 | 9 | DFO | IC | 1 | 0.9 | 0 | 0 | 0 |  | Electric Utility | N | OP |  | Internal Combustion |  | Eastern
EXCLUDE | MO | MO-Eastern | Marshall | 2144 | GT1 | NG | GT | 15.2 | 14 | 0 | 145 | 161.42 |  | Electric Utility | N | OP |  | Simple cycle unit |  | Eastern
EXCLUDE | MO | MO-Eastern | Memphis | 2145 | 1 | DFO | IC | 0.6 | 0.6 | 0 | 0 | 0 |  | Electric Utility | N | OP |  | Internal Combustion |  | Eastern
EXCLUDE | MO | MO-Eastern | Memphis | 2145 | 10 | DFO | IC | 1 | 1 | 0 | 0 | 0 |  | Electric Utility | N | OP |  | Internal Combustion |  | Eastern
EXCLUDE | MO | MO-Eastern | Memphis | 2145 | 11 | DFO | IC | 1 | 1 | 0 | 0 | 0 |  | Electric Utility | N | OP |  | Internal Combustion |  | Eastern
EXCLUDE | MO | MO-Eastern | Memphis | 2145 | 12 | DFO | IC | 0.4 | 0.4 | 0 | 0 | 0 |  | Electric Utility | N | OP |  | Internal Combustion |  | Eastern
EXCLUDE | MO | MO-Eastern | Memphis | 2145 | 13 | DFO | IC | 1 | 1 | 0 | 0 | 0 |  | Electric Utility | N | OP |  | Internal Combustion |  | Eastern
EXCLUDE | MO | MO-Eastern | Memphis | 2145 | 3 | DFO | IC | 0.2 | 0.2 | 0 | 0 | 0 |  | Electric Utility | N | OP |  | Internal Combustion |  | Eastern
EXCLUDE | MO | MO-Eastern | Memphis | 2145 | 6 | DFO | IC | 0.9 | 0.9 | 0 | 0 | 0 |  | Electric Utility | N | OP |  | Internal Combustion |  | Eastern
EXCLUDE | MO | MO-Eastern | Memphis | 2145 | 7 | DFO | IC | 1.1 | 1.1 | 0 | 0 | 0 |  | Electric Utility | N | OP |  | Internal Combustion |  | Eastern
EXCLUDE | MO | MO-Eastern | Memphis | 2145 | 8 | DFO | IC | 1.3 | 1.3 | 0 | 0 | 0 |  | Electric Utility | N | OP |  | Internal Combustion |  | Eastern
EXCLUDE | MO | MO-Eastern | Memphis | 2145 | 9 | DFO | IC | 1.3 | 1.3 | 0 | 0 | 0 |  | Electric Utility | N | OP |  | Internal Combustion |  | Eastern
EXCLUDE | MO | MO-Eastern | Monroe | 2146 | 1 | DFO | IC | 0.7 | 0.7 | 0 | 0 | 0 |  | Electric Utility | N | RE | 2001 | Retired prior to 2012 |  | Eastern
EXCLUDE | MO | MO-Eastern | Monroe | 2146 | 10 | DFO | IC | 1.6 | 1.6 | 0 | 0 | 0 |  | Electric Utility | N | OP |  | Internal Combustion |  | Eastern
EXCLUDE | MO | MO-Eastern | Monroe | 2146 | 11 | DFO | IC | 1.8 | 1.8 | 0 | 0 | 0 |  | Electric Utility | N | OP |  | Internal Combustion |  | Eastern
EXCLUDE | MO | MO-Eastern | Monroe | 2146 | 12 | DFO | IC | 1.8 | 1.8 | 0 | 0 | 0 |  | Electric Utility | N | OP |  | Internal Combustion |  | Eastern
EXCLUDE | MO | MO-Eastern | Monroe | 2146 | 2 | DFO | IC | 1.3 | 1.3 | 0 | 0 | 0 |  | Electric Utility | N | OP |  | Internal Combustion |  | Eastern
EXCLUDE | MO | MO-Eastern | Monroe | 2146 | 3 | NG | IC | 1.1 | 1.1 | 0 | 0 | 0 |  | Electric Utility | N | OP |  | Internal Combustion |  | Eastern
EXCLUDE | MO | MO-Eastern | Monroe | 2146 | 4 | NG | IC | 1.1 | 1.1 | 0 | 0 | 0 |  | Electric Utility | N | OP |  | Internal Combustion |  | Eastern
EXCLUDE | MO | MO-Eastern | Monroe | 2146 | 5 | DFO | IC | 2 | 1.6 | 0 | 0 | 0 |  | Electric Utility | N | OP |  | Internal Combustion |  | Eastern
EXCLUDE | MO | MO-Eastern | Monroe | 2146 | 6 | NG | IC | 2 | 2 | 0 | 0 | 0 |  | Electric Utility | N | OP |  | Internal Combustion |  | Eastern
EXCLUDE | MO | MO-Eastern | Monroe | 2146 | 7 | NG | IC | 2.2 | 2.2 | 0 | 0 | 0 |  | Electric Utility | N | OP |  | Internal Combustion |  | Eastern
EXCLUDE | MO | MO-Eastern | Monroe | 2146 | 8 | DFO | IC | 1.6 | 1.6 | 0 | 0 | 0 |  | Electric Utility | N | OP |  | Internal Combustion |  | Eastern
EXCLUDE | MO | MO-Eastern | Monroe | 2146 | 9 | DFO | IC | 1.6 | 1.6 | 0 | 0 | 0 |  | Electric Utility | N | OP |  | Internal Combustion |  | Eastern
EXCLUDE | MO | MO-Eastern | Odessa | 2148 | 2 | DFO | IC | 0.2 | 0.2 | 0 | 0 | 0 |  | Electric Utility | N | RE | 2011 | Retired prior to 2012 |  | Eastern
EXCLUDE | MO | MO-Eastern | Odessa | 2148 | 3 | DFO | IC | 2 | 1.8 | 0 | 0 | 0 |  | Electric Utility | N | SB |  | Internal Combustion |  | Eastern
EXCLUDE | MO | MO-Eastern | Odessa | 2148 | 5 | DFO | IC | 1.2 | 1 | 0 | 0 | 0 |  | Electric Utility | N | RE | 2008 | Retired prior to 2012 |  | Eastern
EXCLUDE | MO | MO-Eastern | Odessa | 2148 | 6 | DFO | IC | 3 | 2.7 | 0 | 0 | 0 |  | Electric Utility | N | SB |  | Internal Combustion |  | Eastern
EXCLUDE | MO | MO-Eastern | Odessa | 2148 | IC4 | DFO | IC | 0.9 | 0.8 | 0 | 0 | 0 |  | Electric Utility | N | SB |  | Internal Combustion |  | Eastern
EXCLUDE | MO | MO-Eastern | Owensville | 2149 | 3A | DFO | IC | 1.8 | 1.8 | 0 | 0 | 0 |  | Electric Utility | N | RE | 2011 | Retired prior to 2012 |  | Eastern
EXCLUDE | MO | MO-Eastern | Owensville | 2149 | 4A | DFO | IC | 1.3 | 1.3 | 0 | 0 | 0 |  | Electric Utility | N | RE | 2011 | Retired prior to 2012 |  | Eastern
EXCLUDE | MO | MO-Eastern | Owensville | 2149 | 4B | DFO | IC | 1.8 | 1.8 | 0 | 0 | 0 |  | Electric Utility | N | RE | 2011 | Retired prior to 2012 |  | Eastern
EXCLUDE | MO | MO-Eastern | Owensville | 2149 | 5 | DFO | IC | 1.3 | 1.3 | 0 | 0 | 0 |  | Electric Utility | N | RE | 2011 | Retired prior to 2012 |  | Eastern
EXCLUDE | MO | MO-Eastern | Owensville | 2149 | 6 | DFO | IC | 1.8 | 1.8 | 0 | 0 | 0 |  | Electric Utility | N | RE | 2011 | Retired prior to 2012 |  | Eastern
EXCLUDE | MO | MO-Eastern | Owensville | 2149 | 6A | DFO | IC | 1.8 | 1.8 | 0 | 0 | 0 |  | Electric Utility | N | RE | 2011 | Retired prior to 2012 |  | Eastern
EXCLUDE | MO | MO-Eastern | Palmyra Municipal | 2150 | 2 | DFO | IC | 0.5 | 0.4 | 0 | 0 | 0 |  | Electric Utility | N | OP |  | Internal Combustion |  | Eastern
EXCLUDE | MO | MO-Eastern | Palmyra Municipal | 2150 | 3 | DFO | IC | 1.5 | 1.2 | 0 | 0 | 0 |  | Electric Utility | N | OP |  | Internal Combustion |  | Eastern
EXCLUDE | MO | MO-Eastern | Palmyra Municipal | 2150 | 4 | DFO | IC | 0.8 | 0.7 | 0 | 0 | 0 |  | Electric Utility | N | OP |  | Internal Combustion |  | Eastern
EXCLUDE | MO | MO-Eastern | Palmyra Municipal | 2150 | 6 | DFO | IC | 2 | 2 | 0 | 0 | 0 |  | Electric Utility | N | OP |  | Internal Combustion |  | Eastern
EXCLUDE | MO | MO-Eastern | Palmyra Municipal | 2150 | IC7 | DFO | IC | 2 | 1.7 | 0 | 0 | 0 |  | Electric Utility | N | OP |  | Internal Combustion |  | Eastern
EXCLUDE | MO | MO-Eastern | Coleman | 2158 | IC1 | DFO | IC | 2 | 2 | 0 | 0 | 0 |  | Electric Utility | N | RE | 2011 | Retired prior to 2012 |  | Eastern
EXCLUDE | MO | MO-Eastern | Coleman | 2158 | IC2 | DFO | IC | 2.3 | 2.3 | 0 | 0 | 0 |  | Electric Utility | N | RE | 2011 | Retired prior to 2012 |  | Eastern
EXCLUDE | MO | MO-Eastern | James River Power Station | 2161 | 1 | SUB | ST | 22 | 21 | 0 | 31151 | 38782.19 |  | Electric Utility | N | OP |  | Steam unit (PRMVR=ST) less than or equal to 25MW (i.e. 250 MMBtu/hr) |  | Eastern
EXCLUDE | MO | MO-Eastern | James River Power Station | 2161 | 2 | SUB | ST | 22 | 21 | 0 | 9682 | 12053.84 |  | Electric Utility | N | OP |  | Steam unit (PRMVR=ST) less than or equal to 25MW (i.e. 250 MMBtu/hr) |  | Eastern
COALST | MO | MO-Eastern | James River Power Station | 2161 | 3 | SUB | ST | 44 | 41 | 573 | 69517 | 79790.64 |  | Electric Utility | N | OP |  |  |  | Eastern
COALST | MO | MO-Eastern | James River Power Station | 2161 | 4 | SUB | ST | 60 | 56 | 682 | 169948 | 186577.23 |  | Electric Utility | N | OP |  |  |  | Eastern
COALST | MO | MO-Eastern | James River Power Station | 2161 | 5 | SUB | ST | 105 | 97 | 1155 | 370735 | 400549.42 |  | Electric Utility | N | OP |  |  |  | Eastern
EXCLUDE | MO | MO-Eastern | James River Power Station | 2161 | GT1 | NG | GT | 96 | 75 | 1060.9 | 20544 | 15807.38 |  | Electric Utility | N | OP |  | Simple cycle unit |  | Eastern
EXCLUDE | MO | MO-Eastern | James River Power Station | 2161 | GT2 | NG | GT | 101.5 | 80 | 1042.1 | 21721 | 20303.93 |  | Electric Utility | N | OP |  | Simple cycle unit |  | Eastern
EXCLUDE | MO | MO-Eastern | Main Street | 2162 | 1 | DFO | GT | 15.3 | 12 | 0 | 0 | 0 |  | Electric Utility | N | RE | 2010 | Retired prior to 2012 |  | Eastern
EXCLUDE | MO | MO-Eastern | Trenton Diesel | 2163 | 1 | DFO | IC | 0.4 | 0.3 | 0 | 0 | 0 |  | Electric Utility | N | OP |  | Internal Combustion |  | Eastern
EXCLUDE | MO | MO-Eastern | Trenton Diesel | 2163 | 2 | DFO | IC | 0.4 | 0.3 | 0 | 0 | 0 |  | Electric Utility | N | OP |  | Internal Combustion |  | Eastern
EXCLUDE | MO | MO-Eastern | Trenton Diesel | 2163 | 4 | DFO | IC | 1 | 0.9 | 0 | 0 | 0 |  | Electric Utility | N | RE | 2011 | Retired prior to 2012 |  | Eastern
EXCLUDE | MO | MO-Eastern | Trenton Diesel | 2163 | 5 | DFO | IC | 1.1 | 1 | 0 | 0 | 0 |  | Electric Utility | N | RE | 2011 | Retired prior to 2012 |  | Eastern
EXCLUDE | MO | MO-Eastern | Trenton Diesel | 2163 | 6 | DFO | IC | 1.3 | 1.2 | 0 | 0 | 0 |  | Electric Utility | N | RE | 2010 | Retired prior to 2012 |  | Eastern
EXCLUDE | MO | MO-Eastern | Trenton Diesel | 2163 | 7 | DFO | IC | 1 | 0.9 | 0 | 0 | 0 |  | Electric Utility | N | RE | 2010 | Retired prior to 2012 |  | Eastern
EXCLUDE | MO | MO-Eastern | Unionville City of | 2164 | 1 | DFO | IC | 0.8 | 0.6 | 0 | 0 | 0 |  | Electric Utility | N | OP |  | Internal Combustion |  | Eastern
EXCLUDE | MO | MO-Eastern | Unionville City of | 2164 | 2 | DFO | IC | 1.7 | 1.7 | 0 | 0 | 0 |  | Electric Utility | N | OP |  | Internal Combustion |  | Eastern
EXCLUDE | MO | MO-Eastern | Unionville City of | 2164 | 3 | DFO | IC | 0.2 | 0.2 | 0 | 0 | 0 |  | Electric Utility | N | OP |  | Internal Combustion |  | Eastern
EXCLUDE | MO | MO-Eastern | Unionville City of | 2164 | 4 | DFO | IC | 1 | 0.9 | 0 | 0 | 0 |  | Electric Utility | N | OP |  | Internal Combustion |  | Eastern
EXCLUDE | MO | MO-Eastern | Unionville City of | 2164 | 5 | DFO | IC | 0.3 | 0.3 | 0 | 0 | 0 |  | Electric Utility | N | OP |  | Internal Combustion |  | Eastern
EXCLUDE | MO | MO-Eastern | Unionville City of | 2164 | 6 | DFO | IC | 0.3 | 0.3 | 0 | 0 | 0 |  | Electric Utility | N | OP |  | Internal Combustion |  | Eastern
EXCLUDE | MO | MO-Eastern | Unionville City of | 2164 | 7 | DFO | IC | 1.1 | 0.9 | 0 | 0 | 0 |  | Electric Utility | N | OP |  | Internal Combustion |  | Eastern
EXCLUDE | MO | MO-Eastern | Unionville City of | 2164 | 8 | DFO | IC | 1.3 | 1.1 | 0 | 0 | 0 |  | Electric Utility | N | OP |  | Internal Combustion |  | Eastern
EXCLUDE | MO | MO-Eastern | Unionville City of | 2164 | 9 | DFO | IC | 2 | 2 | 0 | 0 | 0 |  | Electric Utility | N | OP |  | Internal Combustion |  | Eastern
EXCLUDE | MO | MO-Eastern | Vandalia | 2165 | 1 | DFO | IC | 1.2 | 1 | 0 | 0 | 0 |  | Electric Utility | N | OS |  | Internal Combustion |  | Eastern
EXCLUDE | MO | MO-Eastern | Vandalia | 2165 | 10 | DFO | IC | 1.3 | 1.1 | 0 | 0 | 0 |  | Electric Utility | N | OP |  | Internal Combustion |  | Eastern
EXCLUDE | MO | MO-Eastern | Vandalia | 2165 | 11 | DFO | IC | 1 | 1 | 0 | 0 | 0 |  | Electric Utility | N | OP |  | Internal Combustion |  | Eastern
EXCLUDE | MO | MO-Eastern | Vandalia | 2165 | 12 | DFO | IC | 1 | 1 | 0 | 0 | 0 |  | Electric Utility | N | OP |  | Internal Combustion |  | Eastern
EXCLUDE | MO | MO-Eastern | Vandalia | 2165 | 4A | DFO | IC | 1.2 | 1 | 0 | 0 | 0 |  | Electric Utility | N | OP |  | Internal Combustion |  | Eastern
EXCLUDE | MO | MO-Eastern | Vandalia | 2165 | 5A | DFO | IC | 1.2 | 1 | 0 | 0 | 0 |  | Electric Utility | N | OP |  | Internal Combustion |  | Eastern
EXCLUDE | MO | MO-Eastern | Vandalia | 2165 | 8 | DFO | IC | 1 | 0.8 | 0 | 0 | 0 |  | Electric Utility | N | OS |  | Internal Combustion |  | Eastern
EXCLUDE | MO | MO-Eastern | Vandalia | 2165 | 9 | DFO | IC | 1.4 | 1.1 | 0 | 0 | 0 |  | Electric Utility | N | OP |  | Internal Combustion |  | Eastern
EXCLUDE | MO | MO-Eastern | Table Rock | 2166 | 1 | WAT | HY | 50 | 57.5 | 0 | 81904.25 | 0 |  | Electric Utility | N | OP |  | Non Combustion (NUC, WAT, WND, GEO, or SUN) |  | Eastern
EXCLUDE | MO | MO-Eastern | Table Rock | 2166 | 2 | WAT | HY | 50 | 57.5 | 0 | 81904.25 | 0 |  | Electric Utility | N | OP |  | Non Combustion (NUC, WAT, WND, GEO, or SUN) |  | Eastern
EXCLUDE | MO | MO-Eastern | Table Rock | 2166 | 3 | WAT | HY | 50 | 57.5 | 0 | 81904.25 | 0 |  | Electric Utility | N | OP |  | Non Combustion (NUC, WAT, WND, GEO, or SUN) |  | Eastern
EXCLUDE | MO | MO-Eastern | Table Rock | 2166 | 4 | WAT | HY | 50 | 57.5 | 0 | 81904.25 | 0 |  | Electric Utility | N | OP |  | Non Combustion (NUC, WAT, WND, GEO, or SUN) |  | Eastern
COALST | MO | MO-Eastern | New Madrid | 2167 | 1 | SUB | ST | 650 | 599 | 6728 | 3930896 | 3976401.51 |  | Electric Utility | N | OP |  |  |  | Eastern
COALST | MO | MO-Eastern | New Madrid | 2167 | 2 | SUB | ST | 650 | 600 | 6985 | 3831990 | 3809761.35 |  | Electric Utility | N | OP |  |  |  | Eastern
COALST | MO | MO-Eastern | Thomas Hill | 2168 | 1 | SUB | ST | 171.7 | 167 | 2190 | 1159593 | 1444241.73 |  | Electric Utility | N | OP |  |  |  | Eastern
COALST | MO | MO-Eastern | Thomas Hill | 2168 | 2 | SUB | ST | 272 | 276 | 3579 | 1598646 | 1766762.51 |  | Electric Utility | N | OP |  |  |  | Eastern
COALST | MO | MO-Eastern | Thomas Hill | 2168 | 3 | SUB | ST | 738 | 702 | 8182 | 4336965 | 4615159.9 |  | Electric Utility | N | OP |  |  |  | Eastern
EXCLUDE | MO | MO-Eastern | Chamois | 2169 | 1 | BIT | ST | 15 | 16 | 0 | 276 | 410.79 |  | Electric Utility | N | OP |  | Steam unit (PRMVR=ST) less than or equal to 25MW (i.e. 250 MMBtu/hr) |  | Eastern
COALST | MO | MO-Eastern | Chamois | 2169 | 2 | SUB | ST | 44 | 47 | 673 | 287587 | 340811.48 |  | Electric Utility | N | OP |  |  |  | Eastern
EXCLUDE | MO | MO-Eastern | Missouri City | 2171 | 1 | BIT | ST | 23 | 19 | 0 | 7817 | 14928.28 |  | Electric Utility | N | OP |  | Steam unit (PRMVR=ST) less than or equal to 25MW (i.e. 250 MMBtu/hr) |  | Eastern
EXCLUDE | MO | MO-Eastern | Missouri City | 2171 | 2 | BIT | ST | 23 | 19 | 0 | 7470 | 14589.42 |  | Electric Utility | N | OP |  | Steam unit (PRMVR=ST) less than or equal to 25MW (i.e. 250 MMBtu/hr) |  | Eastern
EXCLUDE | MT | MT-Eastern | Glendive GT | 2176 | GT1 | NG | GT | 40.7 | 34.8 | 204.62 | 5152.42 | 2736.55 |  | Electric Utility | N | OP |  | Simple cycle unit |  | Eastern
EXCLUDE | MT | MT-Eastern | Glendive GT | 2176 | GT-2 | NG | GT | 43 | 40.1 | 216.18 | 5443.58 | 2891.2 |  | Electric Utility | N | OP |  | Simple cycle unit |  | Eastern
EXCLUDE | MT | MT-Eastern | Glendive GT | 2176 | IC1 | DFO | IC | 1.8 | 2 | 0 | 0 | 0 |  | Electric Utility | N | OP |  | Internal Combustion |  | Eastern
EXCLUDE | MT | MT-Eastern | Miles City GT | 2177 | 1 | NG | GT | 23.3 | 23.6 | 0 | 1573 | 1699.43 |  | Electric Utility | N | OP |  | Simple cycle unit |  | Eastern
EXCLUDE | MT | MT-Western | Black Eagle | 2181 | BLA1 | WAT | HY | 7.8 | 7 | 0 | 39221.98 | 0 |  | IPP Non-CHP | N | OP |  | Non Combustion (NUC, WAT, WND, GEO, or SUN) |  | Western
EXCLUDE | MT | MT-Western | Black Eagle | 2181 | BLA2 | WAT | HY | 7.8 | 7 | 0 | 39221.98 | 0 |  | IPP Non-CHP | N | OP |  | Non Combustion (NUC, WAT, WND, GEO, or SUN) |  | Western
EXCLUDE | MT | MT-Western | Black Eagle | 2181 | BLA3 | WAT | HY | 8.4 | 7 | 0 | 42239.05 | 0 |  | IPP Non-CHP | N | OP |  | Non Combustion (NUC, WAT, WND, GEO, or SUN) |  | Western
EXCLUDE | MT | MT-Western | Cochrane | 2182 | COC1 | WAT | HY | 28.4 | 32 | 0 | 107151.7 | 0 |  | IPP Non-CHP | N | OP |  | Non Combustion (NUC, WAT, WND, GEO, or SUN) |  | Western
EXCLUDE | MT | MT-Western | Cochrane | 2182 | COC2 | WAT | HY | 32 | 32 | 0 | 120734.3 | 0 |  | IPP Non-CHP | N | OP |  | Non Combustion (NUC, WAT, WND, GEO, or SUN) |  | Western
EXCLUDE | MT | MT-Western | Hauser | 2185 | HAU1 | WAT | HY | 2.8 | 3 | 0 | 21248.38 | 0 |  | IPP Non-CHP | N | OP |  | Non Combustion (NUC, WAT, WND, GEO, or SUN) |  | Western
EXCLUDE | MT | MT-Western | Hauser | 2185 | HAU2 | WAT | HY | 2.8 | 3 | 0 | 21248.38 | 0 |  | IPP Non-CHP | N | OP |  | Non Combustion (NUC, WAT, WND, GEO, or SUN) |  | Western
EXCLUDE | MT | MT-Western | Hauser | 2185 | HAU3 | WAT | HY | 2.8 | 3 | 0 | 21248.38 | 0 |  | IPP Non-CHP | N | OP |  | Non Combustion (NUC, WAT, WND, GEO, or SUN) |  | Western
EXCLUDE | MT | MT-Western | Hauser | 2185 | HAU4 | WAT | HY | 2.8 | 3 | 0 | 21248.38 | 0 |  | IPP Non-CHP | N | OP |  | Non Combustion (NUC, WAT, WND, GEO, or SUN) |  | Western
EXCLUDE | MT | MT-Western | Hauser | 2185 | HAU5 | WAT | HY | 2.8 | 3 | 0 | 21248.38 | 0 |  | IPP Non-CHP | N | OP |  | Non Combustion (NUC, WAT, WND, GEO, or SUN) |  | Western
EXCLUDE | MT | MT-Western | Hauser | 2185 | HAU6 | WAT | HY | 3 | 4 | 0 | 22766.12 | 0 |  | IPP Non-CHP | N | OP |  | Non Combustion (NUC, WAT, WND, GEO, or SUN) |  | Western
EXCLUDE | MT | MT-Western | Holter | 2186 | HOL1 | WAT | HY | 9.6 | 12 | 0 | 70803.25 | 0 |  | IPP Non-CHP | N | OP |  | Non Combustion (NUC, WAT, WND, GEO, or SUN) |  | Western
EXCLUDE | MT | MT-Western | Holter | 2186 | HOL2 | WAT | HY | 9.6 | 12 | 0 | 70803.25 | 0 |  | IPP Non-CHP | N | OP |  | Non Combustion (NUC, WAT, WND, GEO, or SUN) |  | Western
EXCLUDE | MT | MT-Western | Holter | 2186 | HOL3 | WAT | HY | 9.6 | 12 | 0 | 70803.25 | 0 |  | IPP Non-CHP | N | OP |  | Non Combustion (NUC, WAT, WND, GEO, or SUN) |  | Western
EXCLUDE | MT | MT-Western | Holter | 2186 | HOL4 | WAT | HY | 9.6 | 12 | 0 | 70803.25 | 0 |  | IPP Non-CHP | N | OP |  | Non Combustion (NUC, WAT, WND, GEO, or SUN) |  | Western
COALST | MT | MT-Western | J E Corette Plant | 2187 | 1 | SUB | ST | 172.8 | 153 | 2200 | 718795 | 864369.45 |  | IPP Non-CHP | N | OP |  |  |  | Western
EXCLUDE | MT | MT-Western | Kerr | 2188 | KER1 | WAT | HY | 70.6 | 62 | 0 | 383826.63 | 0 |  | IPP Non-CHP | N | OP |  | Non Combustion (NUC, WAT, WND, GEO, or SUN) |  | Western
EXCLUDE | MT | MT-Western | Kerr | 2188 | KER2 | WAT | HY | 50.4 | 62 | 0 | 274006.54 | 0 |  | IPP Non-CHP | N | OP |  | Non Combustion (NUC, WAT, WND, GEO, or SUN) |  | Western
EXCLUDE | MT | MT-Western | Kerr | 2188 | KER3 | WAT | HY | 86.6 | 82 | 0 | 470812.83 | 0 |  | IPP Non-CHP | N | OP |  | Non Combustion (NUC, WAT, WND, GEO, or SUN) |  | Western
EXCLUDE | MT | MT-Western | Milltown | 2190 | 1 | WAT | HY | 0.6 | 2.6 | 0 | 0 | 0 |  | Electric Utility | N | RE | 2007 | Retired prior to 2012 |  | Western
EXCLUDE | MT | MT-Western | Milltown | 2190 | 2 | WAT | HY | 0.6 |  | 0 | 0 | 0 |  | Electric Utility | N | RE | 2007 | Retired prior to 2012 |  | Western
EXCLUDE | MT | MT-Western | Milltown | 2190 | 3 | WAT | HY | 0.6 |  | 0 | 0 | 0 |  | Electric Utility | N | RE | 2007 | Retired prior to 2012 |  | Western
EXCLUDE | MT | MT-Western | Milltown | 2190 | 4 | WAT | HY | 0.6 |  | 0 | 0 | 0 |  | Electric Utility | N | RE | 2007 | Retired prior to 2012 |  | Western
EXCLUDE | MT | MT-Western | Milltown | 2190 | 5 | WAT | HY | 0.6 |  | 0 | 0 | 0 |  | Electric Utility | N | RE | 2007 | Retired prior to 2012 |  | Western
EXCLUDE | MT | MT-Western | Morony | 2191 | MOR1 | WAT | HY | 22.5 | 24 | 0 | 118586.67 | 0 |  | IPP Non-CHP | N | OP |  | Non Combustion (NUC, WAT, WND, GEO, or SUN) |  | Western
EXCLUDE | MT | MT-Western | Morony | 2191 | MOR2 | WAT | HY | 31.5 | 24 | 0 | 166021.33 | 0 |  | IPP Non-CHP | N | OP |  | Non Combustion (NUC, WAT, WND, GEO, or SUN) |  | Western
EXCLUDE | MT | MT-Western | Mystic | 2192 | MYS1 | WAT | HY | 6 | 6 | 0 | 24542 | 0 |  | IPP Non-CHP | N | OP |  | Non Combustion (NUC, WAT, WND, GEO, or SUN) |  | Western
EXCLUDE | MT | MT-Western | Mystic | 2192 | MYS2 | WAT | HY | 6 | 6 | 0 | 24542 | 0 |  | IPP Non-CHP | N | OP |  | Non Combustion (NUC, WAT, WND, GEO, or SUN) |  | Western
EXCLUDE | MT | MT-Western | Rainbow | 2193 | RAI1 | WAT | HY | 4.5 | 4 | 0 | 29655.61 | 0 |  | IPP Non-CHP | N | OP | 2013 | Non Combustion (NUC, WAT, WND, GEO, or SUN) |  | Western
EXCLUDE | MT | MT-Western | Rainbow | 2193 | RAI2 | WAT | HY | 4.5 | 4 | 0 | 29655.61 | 0 |  | IPP Non-CHP | N | OP | 2013 | Non Combustion (NUC, WAT, WND, GEO, or SUN) |  | Western
EXCLUDE | MT | MT-Western | Rainbow | 2193 | RAI3 | WAT | HY | 4 | 4 | 0 | 26360.55 | 0 |  | IPP Non-CHP | N | OP | 2013 | Non Combustion (NUC, WAT, WND, GEO, or SUN) |  | Western
EXCLUDE | MT | MT-Western | Rainbow | 2193 | RAI4 | WAT | HY | 4 | 4 | 0 | 26360.55 | 0 |  | IPP Non-CHP | N | OP | 2013 | Non Combustion (NUC, WAT, WND, GEO, or SUN) |  | Western
EXCLUDE | MT | MT-Western | Rainbow | 2193 | RAI5 | WAT | HY | 4 | 4 | 0 | 26360.55 | 0 |  | IPP Non-CHP | N | OP | 2013 | Non Combustion (NUC, WAT, WND, GEO, or SUN) |  | Western
EXCLUDE | MT | MT-Western | Rainbow | 2193 | RAI6 | WAT | HY | 4 | 4 | 0 | 26360.55 | 0 |  | IPP Non-CHP | N | OP | 2013 | Non Combustion (NUC, WAT, WND, GEO, or SUN) |  | Western
EXCLUDE | MT | MT-Western | Rainbow | 2193 | RAI7 | WAT | HY | 5.8 | 6 | 0 | 38222.79 | 0 |  | IPP Non-CHP | N | OP | 2013 | Non Combustion (NUC, WAT, WND, GEO, or SUN) |  | Western
EXCLUDE | MT | MT-Western | Rainbow | 2193 | RAI8 | WAT | HY | 5.8 | 6 | 0 | 38222.79 | 0 |  | IPP Non-CHP | N | OP | 2013 | Non Combustion (NUC, WAT, WND, GEO, or SUN) |  | Western
EXCLUDE | MT | MT-Western | Rainbow | 2193 | RAI9 | WAT | HY | 70 | 61 | 0 | 0 | 0 |  | IPP Non-CHP | N | V |  | Status of Operation (IP, L, P, T) |  | Western
EXCLUDE | MT | MT-Western | Ryan | 2194 | RYA1 | WAT | HY | 8 | 10 | 0 | 61976.83 | 0 |  | IPP Non-CHP | N | OP |  | Non Combustion (NUC, WAT, WND, GEO, or SUN) |  | Western
EXCLUDE | MT | MT-Western | Ryan | 2194 | RYA2 | WAT | HY | 9.2 | 10 | 0 | 71273.35 | 0 |  | IPP Non-CHP | N | OP |  | Non Combustion (NUC, WAT, WND, GEO, or SUN) |  | Western
EXCLUDE | MT | MT-Western | Ryan | 2194 | RYA3 | WAT | HY | 8 | 10 | 0 | 61976.83 | 0 |  | IPP Non-CHP | N | OP |  | Non Combustion (NUC, WAT, WND, GEO, or SUN) |  | Western
EXCLUDE | MT | MT-Western | Ryan | 2194 | RYA4 | WAT | HY | 9.2 | 10 | 0 | 71273.35 | 0 |  | IPP Non-CHP | N | OP |  | Non Combustion (NUC, WAT, WND, GEO, or SUN) |  | Western
EXCLUDE | MT | MT-Western | Ryan | 2194 | RYA5 | WAT | HY | 8 | 10 | 0 | 61976.83 | 0 |  | IPP Non-CHP | N | OP |  | Non Combustion (NUC, WAT, WND, GEO, or SUN) |  | Western
EXCLUDE | MT | MT-Western | Ryan | 2194 | RYA6 | WAT | HY | 8 | 10 | 0 | 61976.83 | 0 |  | IPP Non-CHP | N | OP |  | Non Combustion (NUC, WAT, WND, GEO, or SUN) |  | Western
EXCLUDE | MT | MT-Western | Thompson Falls | 2195 | TF1 | WAT | HY | 5 | 7 | 0 | 29972.68 | 0 |  | IPP Non-CHP | N | OP |  | Non Combustion (NUC, WAT, WND, GEO, or SUN) |  | Western
EXCLUDE | MT | MT-Western | Thompson Falls | 2195 | TF2 | WAT | HY | 5 | 6 | 0 | 29972.68 | 0 |  | IPP Non-CHP | N | OP |  | Non Combustion (NUC, WAT, WND, GEO, or SUN) |  | Western
EXCLUDE | MT | MT-Western | Thompson Falls | 2195 | TF3 | WAT | HY | 5 | 7 | 0 | 29972.68 | 0 |  | IPP Non-CHP | N | OP |  | Non Combustion (NUC, WAT, WND, GEO, or SUN) |  | Western
EXCLUDE | MT | MT-Western | Thompson Falls | 2195 | TF4 | WAT | HY | 5 | 6 | 0 | 29972.68 | 0 |  | IPP Non-CHP | N | OP |  | Non Combustion (NUC, WAT, WND, GEO, or SUN) |  | Western
EXCLUDE | MT | MT-Western | Thompson Falls | 2195 | TF5 | WAT | HY | 5 | 6 | 0 | 29972.68 | 0 |  | IPP Non-CHP | N | OP |  | Non Combustion (NUC, WAT, WND, GEO, or SUN) |  | Western
EXCLUDE | MT | MT-Western | Thompson Falls | 2195 | TF6 | WAT | HY | 5 | 6 | 0 | 29972.68 | 0 |  | IPP Non-CHP | N | OP |  | Non Combustion (NUC, WAT, WND, GEO, or SUN) |  | Western
EXCLUDE | MT | MT-Western | Thompson Falls | 2195 | TF7 | WAT | HY | 57.1 | 56 | 0 | 342287.95 | 0 |  | IPP Non-CHP | N | OP |  | Non Combustion (NUC, WAT, WND, GEO, or SUN) |  | Western
EXCLUDE | WY | WY-Western | Old Faithful | 2196 | 1 | DFO | IC | 1 | 1 | 0 | 0 | 0 |  | Electric Utility | N | SB |  | Internal Combustion |  | Western
EXCLUDE | WY | WY-Western | Old Faithful | 2196 | 2 | DFO | IC | 1 | 1 | 0 | 0 | 0 |  | Electric Utility | N | SB |  | Internal Combustion |  | Western
EXCLUDE | MT | MT-Western | Noxon Rapids | 2199 | 1 | WAT | HY | 113.9 | 113.9 | 0 | 390006.74 | 0 |  | Electric Utility | N | OP |  | Non Combustion (NUC, WAT, WND, GEO, or SUN) |  | Western
EXCLUDE | MT | MT-Western | Noxon Rapids | 2199 | 2 | WAT | HY | 76.8 | 113 | 0 | 262972.06 | 0 |  | Electric Utility | N | OP |  | Non Combustion (NUC, WAT, WND, GEO, or SUN) |  | Western
EXCLUDE | MT | MT-Western | Noxon Rapids | 2199 | 3 | WAT | HY | 113.9 | 113 | 0 | 390006.74 | 0 |  | Electric Utility | N | OP |  | Non Combustion (NUC, WAT, WND, GEO, or SUN) |  | Western
EXCLUDE | MT | MT-Western | Noxon Rapids | 2199 | 4 | WAT | HY | 113.8 | 113 | 0 | 389664.32 | 0 |  | Electric Utility | N | OP |  | Non Combustion (NUC, WAT, WND, GEO, or SUN) |  | Western
EXCLUDE | MT | MT-Western | Noxon Rapids | 2199 | 5 | WAT | HY | 114 | 127.6 | 0 | 390349.15 | 0 |  | Electric Utility | N | OP |  | Non Combustion (NUC, WAT, WND, GEO, or SUN) |  | Western
EXCLUDE | MT | MT-Western | Hungry Horse | 2203 | 1 | WAT | HY | 107 | 107 | 0 | 265669.25 | 0 |  | Electric Utility | N | OP |  | Non Combustion (NUC, WAT, WND, GEO, or SUN) |  | Western
EXCLUDE | MT | MT-Western | Hungry Horse | 2203 | 2 | WAT | HY | 107 | 107 | 0 | 265669.25 | 0 |  | Electric Utility | N | OP |  | Non Combustion (NUC, WAT, WND, GEO, or SUN) |  | Western
EXCLUDE | MT | MT-Western | Hungry Horse | 2203 | 3 | WAT | HY | 107 | 107 | 0 | 265669.25 | 0 |  | Electric Utility | N | OP |  | Non Combustion (NUC, WAT, WND, GEO, or SUN) |  | Western
EXCLUDE | MT | MT-Western | Hungry Horse | 2203 | 4 | WAT | HY | 107 | 107 | 0 | 265669.25 | 0 |  | Electric Utility | N | OP |  | Non Combustion (NUC, WAT, WND, GEO, or SUN) |  | Western
EXCLUDE | MT | MT-Western | Yellowtail | 2204 | 1 | WAT | HY | 62.5 | 71.8 | 0 | 131932.75 | 0 |  | Electric Utility | N | OP |  | Non Combustion (NUC, WAT, WND, GEO, or SUN) |  | Western
EXCLUDE | MT | MT-Western | Yellowtail | 2204 | 2 | WAT | HY | 62.5 | 71.8 | 0 | 131932.75 | 0 |  | Electric Utility | N | OP |  | Non Combustion (NUC, WAT, WND, GEO, or SUN) |  | Western
EXCLUDE | MT | MT-Western | Yellowtail | 2204 | 3 | WAT | HY | 62.5 | 71.8 | 0 | 131932.75 | 0 |  | Electric Utility | N | OP |  | Non Combustion (NUC, WAT, WND, GEO, or SUN) |  | Western
EXCLUDE | MT | MT-Western | Yellowtail | 2204 | 4 | WAT | HY | 62.5 | 71.8 | 0 | 131932.75 | 0 |  | Electric Utility | N | OP |  | Non Combustion (NUC, WAT, WND, GEO, or SUN) |  | Western
EXCLUDE | NE | NE-Eastern | Ansley | 2214 | 2 | NG | IC | 0.9 | 0.8 | 0 | 0 | 0 |  | Electric Utility | N | OP |  | Internal Combustion |  | Eastern
EXCLUDE | NE | NE-Eastern | Ansley | 2214 | 3 | DFO | IC | 0.6 | 0.5 | 0 | 0 | 0 |  | Electric Utility | N | OP |  | Internal Combustion |  | Eastern
EXCLUDE | NE | NE-Eastern | Auburn | 2215 | 1 | NG | IC | 2.4 | 2.2 | 0 | 0 | 0 |  | Electric Utility | N | OP |  | Internal Combustion |  | Eastern
EXCLUDE | NE | NE-Eastern | Auburn | 2215 | 2 | NG | IC | 1 | 0.9 | 0 | 0 | 0 |  | Electric Utility | N | OP |  | Internal Combustion |  | Eastern
EXCLUDE | NE | NE-Eastern | Auburn | 2215 | 4A | NG | IC | 3.7 | 3.7 | 0 | 0 | 0 |  | Electric Utility | N | OP |  | Internal Combustion |  | Eastern
EXCLUDE | NE | NE-Eastern | Auburn | 2215 | 5 | NG | IC | 3.3 | 3 | 0 | 0 | 0 |  | Electric Utility | N | OP |  | Internal Combustion |  | Eastern
EXCLUDE | NE | NE-Eastern | Auburn | 2215 | 6 | NG | IC | 2.7 | 2.5 | 0 | 0 | 0 |  | Electric Utility | N | OP |  | Internal Combustion |  | Eastern
EXCLUDE | NE | NE-Eastern | Auburn | 2215 | 7 | NG | IC | 5.6 | 5.2 | 0 | 0 | 0 |  | Electric Utility | N | OP |  | Internal Combustion |  | Eastern
EXCLUDE | NE | NE-Eastern | Arnold | 2216 | 1 | DFO | IC | 0.5 | 0.5 | 0 | 0 | 0 |  | Electric Utility | N | OP |  | Internal Combustion |  | Eastern
EXCLUDE | NE | NE-Eastern | Arnold | 2216 | 2A | DFO | IC | 0.1 | 0.1 | 0 | 0 | 0 |  | Electric Utility | N | OS |  | Internal Combustion |  | Eastern
EXCLUDE | NE | NE-Eastern | Arnold | 2216 | 3 | DFO | IC | 0.2 | 0.2 | 0 | 0 | 0 |  | Electric Utility | N | OP |  | Internal Combustion |  | Eastern
EXCLUDE | NE | NE-Eastern | Arnold | 2216 | 4 | DFO | IC | 0.3 | 0.2 | 0 | 0 | 0 |  | Electric Utility | N | OP |  | Internal Combustion |  | Eastern
EXCLUDE | NE | NE-Eastern | Beaver City | 2217 | 1 | DFO | IC | 0.5 | 0.4 | 0 | 0 | 0 |  | Electric Utility | N | OP |  | Internal Combustion |  | Eastern
EXCLUDE | NE | NE-Eastern | Beaver City | 2217 | 2 | NG | IC | 0.3 | 0.3 | 0 | 0 | 0 |  | Electric Utility | N | OP |  | Internal Combustion |  | Eastern
EXCLUDE | NE | NE-Eastern | Beaver City | 2217 | 3 | DFO | IC | 0.3 | 0.2 | 0 | 0 | 0 |  | Electric Utility | N | OP |  | Internal Combustion |  | Eastern
EXCLUDE | NE | NE-Eastern | Beaver City | 2217 | 4 | NG | IC | 0.9 | 0.8 | 0 | 0 | 0 |  | Electric Utility | N | OP |  | Internal Combustion |  | Eastern
EXCLUDE | NE | NE-Eastern | Broken Bow | 2221 | 1 | DFO | IC | 0.5 | 0.5 | 0 | 0 | 0 |  | Electric Utility | N | OP |  | Internal Combustion |  | Eastern
EXCLUDE | NE | NE-Eastern | Broken Bow | 2221 | 2 | NG | IC | 3.5 | 3.5 | 0 | 0 | 0 |  | Electric Utility | N | OP |  | Internal Combustion |  | Eastern
EXCLUDE | NE | NE-Eastern | Broken Bow | 2221 | 3 | DFO | IC | 0.8 | 0.7 | 0 | 0 | 0 |  | Electric Utility | N | OP |  | Internal Combustion |  | Eastern
EXCLUDE | NE | NE-Eastern | Broken Bow | 2221 | 4 | NG | IC | 0.8 | 0.7 | 0 | 0 | 0 |  | Electric Utility | N | OP |  | Internal Combustion |  | Eastern
EXCLUDE | NE | NE-Eastern | Broken Bow | 2221 | 5 | NG | IC | 1 | 1 | 0 | 0 | 0 |  | Electric Utility | N | OP |  | Internal Combustion |  | Eastern
EXCLUDE | NE | NE-Eastern | Broken Bow | 2221 | 6 | NG | IC | 2.1 | 2 | 0 | 0 | 0 |  | Electric Utility | N | OP |  | Internal Combustion |  | Eastern
EXCLUDE | NE | NE-Eastern | Burwell | 2222 | 1 | DFO | IC | 1.3 | 1.4 | 0 | 0 | 0 |  | Electric Utility | N | SB |  | Internal Combustion |  | Eastern
EXCLUDE | NE | NE-Eastern | Burwell | 2222 | 2 | DFO | IC | 1.1 | 1.1 | 0 | 0 | 0 |  | Electric Utility | N | SB |  | Internal Combustion |  | Eastern
EXCLUDE | NE | NE-Eastern | Burwell | 2222 | 3 | DFO | IC | 0.9 | 0.9 | 0 | 0 | 0 |  | Electric Utility | N | SB |  | Internal Combustion |  | Eastern
EXCLUDE | NE | NE-Eastern | Burwell | 2222 | 4 | DFO | IC | 0.6 | 0.7 | 0 | 0 | 0 |  | Electric Utility | N | SB |  | Internal Combustion |  | Eastern
EXCLUDE | NE | NE-Eastern | Cambridge | 2223 | 1 | DFO | IC | 0.7 | 0.7 | 0 | 0 | 0 |  | Electric Utility | N | RE | 2005 | Retired prior to 2012 |  | Eastern
EXCLUDE | NE | NE-Eastern | Cambridge | 2223 | 2 | DFO | IC | 0.9 | 0.8 | 0 | 0 | 0 |  | Electric Utility | N | RE | 2005 | Retired prior to 2012 |  | Eastern
EXCLUDE | NE | NE-Eastern | Cambridge | 2223 | 3 | DFO | IC | 1.3 | 1.2 | 0 | 0 | 0 |  | Electric Utility | N | RE | 2005 | Retired prior to 2012 |  | Eastern
EXCLUDE | NE | NE-Eastern | Cambridge | 2223 | CAT1 | DFO | IC | 2 | 2 | 0 | 0 | 0 |  | Electric Utility | N | SB |  | Internal Combustion |  | Eastern
EXCLUDE | NE | NE-Eastern | Cambridge | 2223 | CAT2 | DFO | IC | 2 | 2 | 0 | 0 | 0 |  | Electric Utility | N | OP |  | Internal Combustion |  | Eastern
EXCLUDE | NE | NE-Eastern | Campbell Village | 2225 | 1 | DFO | IC | 0.1 | 0.1 | 0 | 0 | 0 |  | Electric Utility | N | SB |  | Internal Combustion |  | Eastern
EXCLUDE | NE | NE-Eastern | Campbell Village | 2225 | 2 | DFO | IC | 0.1 | 0.1 | 0 | 0 | 0 |  | Electric Utility | N | SB |  | Internal Combustion |  | Eastern
EXCLUDE | NE | NE-Eastern | Campbell Village | 2225 | 3 | DFO | IC | 0.1 | 0.1 | 0 | 0 | 0 |  | Electric Utility | N | SB |  | Internal Combustion |  | Eastern
EXCLUDE | NE | NE-Eastern | Campbell Village | 2225 | IC4 | DFO | IC | 1 | 1 | 0 | 0 | 0 |  | Electric Utility | N | SB |  | Internal Combustion |  | Eastern
OGST | NE | NE-Eastern | Canaday | 2226 | 1 | NG | ST | 108.8 | 92 | 2948 | 37624 | 32527.2 |  | Electric Utility | N | OP |  |  |  | Eastern
EXCLUDE | NE | NE-Eastern | Jeffrey | 2227 | 1 | WAT | HY | 10.8 | 10.5 | 0 | 49333 | 0 |  | Electric Utility | N | OP |  | Non Combustion (NUC, WAT, WND, GEO, or SUN) |  | Eastern
EXCLUDE | NE | NE-Eastern | Jeffrey | 2227 | 2 | WAT | HY | 10.8 | 10.5 | 0 | 49333 | 0 |  | Electric Utility | N | OP |  | Non Combustion (NUC, WAT, WND, GEO, or SUN) |  | Eastern
EXCLUDE | NE | NE-Eastern | Johnson 1 | 2228 | 1 | WAT | HY | 10.8 | 10 | 0 | 31687 | 0 |  | Electric Utility | N | OP |  | Non Combustion (NUC, WAT, WND, GEO, or SUN) |  | Eastern
EXCLUDE | NE | NE-Eastern | Johnson 1 | 2228 | 2 | WAT | HY | 10.8 | 10 | 0 | 31687 | 0 |  | Electric Utility | N | OP |  | Non Combustion (NUC, WAT, WND, GEO, or SUN) |  | Eastern
EXCLUDE | NE | NE-Eastern | Johnson 2 | 2229 | 1 | WAT | HY | 22.5 | 22.5 | 0 | 75710 | 0 |  | Electric Utility | N | OP |  | Non Combustion (NUC, WAT, WND, GEO, or SUN) |  | Eastern
EXCLUDE | NE | NE-Eastern | Chappell | 2230 | 1 | DFO | IC | 0.2 | 0.1 | 0 | 0 | 0 |  | Electric Utility | N | OP |  | Internal Combustion |  | Eastern
EXCLUDE | NE | NE-Eastern | Chappell | 2230 | 5 | DFO | IC | 1.1 | 1 | 0 | 0 | 0 |  | Electric Utility | N | OP |  | Internal Combustion |  | Eastern
EXCLUDE | NE | NE-Eastern | Crete | 2231 | 1 | DFO | IC | 0.4 | 0.4 | 0 | 0 | 0 |  | Electric Utility | N | OP |  | Internal Combustion |  | Eastern
EXCLUDE | NE | NE-Eastern | Crete | 2231 | 2 | NG | IC | 1.3 | 1.3 | 0 | 0 | 0 |  | Electric Utility | N | OP |  | Internal Combustion |  | Eastern
EXCLUDE | NE | NE-Eastern | Crete | 2231 | 3 | NG | IC | 0.9 | 0.8 | 0 | 0 | 0 |  | Electric Utility | N | OP |  | Internal Combustion |  | Eastern
EXCLUDE | NE | NE-Eastern | Crete | 2231 | 4 | NG | IC | 1.1 | 1 | 0 | 0 | 0 |  | Electric Utility | N | OP |  | Internal Combustion |  | Eastern
EXCLUDE | NE | NE-Eastern | Crete | 2231 | 5 | NG | IC | 2.5 | 2.4 | 0 | 0 | 0 |  | Electric Utility | N | OP |  | Internal Combustion |  | Eastern
EXCLUDE | NE | NE-Eastern | Crete | 2231 | 6 | NG | IC | 3.3 | 3.3 | 0 | 0 | 0 |  | Electric Utility | N | OP |  | Internal Combustion |  | Eastern
EXCLUDE | NE | NE-Eastern | Crete | 2231 | 7 | NG | IC | 6 | 6 | 0 | 0 | 0 |  | Electric Utility | N | OP |  | Internal Combustion |  | Eastern
EXCLUDE | NE | NE-Eastern | Curtis | 2232 | 2 | NG | IC | 0.9 | 0.8 | 0 | 0 | 0 |  | Electric Utility | N | OP |  | Internal Combustion |  | Eastern
EXCLUDE | NE | NE-Eastern | Curtis | 2232 | 3 | NG | IC | 1.1 | 1 | 0 | 0 | 0 |  | Electric Utility | N | OP |  | Internal Combustion |  | Eastern
EXCLUDE | NE | NE-Eastern | Curtis | 2232 | 4 | NG | IC | 1.4 | 1.2 | 0 | 0 | 0 |  | Electric Utility | N | OP |  | Internal Combustion |  | Eastern
EXCLUDE | NE | NE-Eastern | David City | 2233 | 1 | NG | IC | 1.5 | 1.3 | 0 | 0 | 0 |  | Electric Utility | N | OP |  | Internal Combustion |  | Eastern
EXCLUDE | NE | NE-Eastern | David City | 2233 | 2 | DFO | IC | 1 | 0.8 | 0 | 0 | 0 |  | Electric Utility | N | OP |  | Internal Combustion |  | Eastern
EXCLUDE | NE | NE-Eastern | David City | 2233 | 3 | NG | IC | 1 | 0.9 | 0 | 0 | 0 |  | Electric Utility | N | OP |  | Internal Combustion |  | Eastern
EXCLUDE | NE | NE-Eastern | David City | 2233 | 4 | NG | IC | 2.3 | 1.8 | 0 | 0 | 0 |  | Electric Utility | N | OP |  | Internal Combustion |  | Eastern
EXCLUDE | NE | NE-Eastern | David City | 2233 | 5 | DFO | IC | 1.6 | 1.3 | 0 | 0 | 0 |  | Electric Utility | N | OP |  | Internal Combustion |  | Eastern
EXCLUDE | NE | NE-Eastern | David City | 2233 | 6 | DFO | IC | 1.6 | 1.3 | 0 | 0 | 0 |  | Electric Utility | N | OP |  | Internal Combustion |  | Eastern
EXCLUDE | NE | NE-Eastern | David City | 2233 | 7 | DFO | IC | 1.6 | 1.3 | 0 | 0 | 0 |  | Electric Utility | N | OP |  | Internal Combustion |  | Eastern
EXCLUDE | NE | NE-Eastern | Deshler | 2234 | 1A | DFO | IC | 0.3 | 0.3 | 0 | 0 | 0 |  | Electric Utility | N | OP |  | Internal Combustion |  | Eastern
EXCLUDE | NE | NE-Eastern | Deshler | 2234 | 2 | DFO | IC | 0.3 | 0.2 | 0 | 0 | 0 |  | Electric Utility | N | OP |  | Internal Combustion |  | Eastern
EXCLUDE | NE | NE-Eastern | Deshler | 2234 | 4 | DFO | IC | 0.6 | 0.6 | 0 | 0 | 0 |  | Electric Utility | N | OP |  | Internal Combustion |  | Eastern
EXCLUDE | NE | NE-Eastern | Deshler | 2234 | 5 | DFO | IC | 1.1 | 1.1 | 0 | 0 | 0 |  | Electric Utility | N | OP |  | Internal Combustion |  | Eastern
EXCLUDE | NE | NE-Eastern | Emerson | 2235 | 2 | NG | IC | 1.1 | 1.1 | 0 | 0 | 0 |  | Electric Utility | N | OP |  | Internal Combustion |  | Eastern
EXCLUDE | NE | NE-Eastern | Emerson | 2235 | 3 | DFO | IC | 0.1 | 0.1 | 0 | 0 | 0 |  | Electric Utility | N | OP |  | Internal Combustion |  | Eastern
EXCLUDE | NE | NE-Eastern | Emerson | 2235 | 4 | NG | IC | 0.4 | 0.4 | 0 | 0 | 0 |  | Electric Utility | N | OP |  | Internal Combustion |  | Eastern
EXCLUDE | NE | NE-Eastern | Fairbury | 2236 | 1 | NG | ST | 4 | 3.8 | 0 | 215 | 201.27 |  | Electric Utility | N | OP |  | Steam unit (PRMVR=ST) less than or equal to 25MW (i.e. 250 MMBtu/hr) |  | Eastern
EXCLUDE | NE | NE-Eastern | Fairbury | 2236 | 2 | NG | ST | 2.5 | 2.5 | 0 | 61 | 57.11 |  | Electric Utility | N | OP |  | Steam unit (PRMVR=ST) less than or equal to 25MW (i.e. 250 MMBtu/hr) |  | Eastern
EXCLUDE | NE | NE-Eastern | Fairbury | 2236 | 4 | NG | ST | 12.5 | 12.5 | 0 | 181.58 | 169.99 |  | Electric Utility | N | SB |  | Steam unit (PRMVR=ST) less than or equal to 25MW (i.e. 250 MMBtu/hr) |  | Eastern
EXCLUDE | NE | NE-Eastern | Falls City | 2237 | 1 | DFO | IC | 0.6 | 0.6 | 0 | 0 | 0 |  | Electric Utility | N | OP |  | Internal Combustion |  | Eastern
EXCLUDE | NE | NE-Eastern | Falls City | 2237 | 2 | DFO | IC | 0.9 | 0.9 | 0 | 0 | 0 |  | Electric Utility | N | OP |  | Internal Combustion |  | Eastern
EXCLUDE | NE | NE-Eastern | Falls City | 2237 | 3 | NG | IC | 2.7 | 2.3 | 0 | 0 | 0 |  | Electric Utility | N | OP |  | Internal Combustion |  | Eastern
EXCLUDE | NE | NE-Eastern | Falls City | 2237 | 4 | NG | IC | 1.1 | 0.8 | 0 | 0 | 0 |  | Electric Utility | N | OP |  | Internal Combustion |  | Eastern
EXCLUDE | NE | NE-Eastern | Falls City | 2237 | 5 | NG | IC | 2 | 1.4 | 0 | 0 | 0 |  | Electric Utility | N | OP |  | Internal Combustion |  | Eastern
EXCLUDE | NE | NE-Eastern | Falls City | 2237 | 6 | NG | IC | 2.5 | 2 | 0 | 0 | 0 |  | Electric Utility | N | OP |  | Internal Combustion |  | Eastern
EXCLUDE | NE | NE-Eastern | Falls City | 2237 | 7 | NG | IC | 6.2 | 5.9 | 0 | 0 | 0 |  | Electric Utility | N | OP |  | Internal Combustion |  | Eastern
EXCLUDE | NE | NE-Eastern | Falls City | 2237 | 8 | NG | IC | 6 | 6 | 0 | 0 | 0 |  | Electric Utility | N | OP |  | Internal Combustion |  | Eastern
EXCLUDE | NE | NE-Eastern | Franklin | 2238 | 1 | NG | IC | 0.6 | 0.6 | 0 | 0 | 0 |  | Electric Utility | N | OP |  | Internal Combustion |  | Eastern
EXCLUDE | NE | NE-Eastern | Franklin | 2238 | 2 | NG | IC | 1.3 | 1.3 | 0 | 0 | 0 |  | Electric Utility | N | OP |  | Internal Combustion |  | Eastern
EXCLUDE | NE | NE-Eastern | Franklin | 2238 | 3 | NG | IC | 1.1 | 1.1 | 0 | 0 | 0 |  | Electric Utility | N | OP |  | Internal Combustion |  | Eastern
EXCLUDE | NE | NE-Eastern | Franklin | 2238 | 4 | NG | IC | 0.9 | 0.9 | 0 | 0 | 0 |  | Electric Utility | N | OP |  | Internal Combustion |  | Eastern
EXCLUDE | NE | NE-Eastern | Lon Wright | 2240 | 5OT | NG | GT | 40 | 40 | 578.3 | 1802 | 2428.1 |  | Electric Utility | N | OP |  | Simple cycle unit |  | Eastern
EXCLUDE | NE | NE-Eastern | Lon Wright | 2240 | 6 | SUB | ST | 16.5 | 15 | 0 | 44178 | 62282.64 |  | Electric Utility | N | OP |  | Steam unit (PRMVR=ST) less than or equal to 25MW (i.e. 250 MMBtu/hr) |  | Eastern
EXCLUDE | NE | NE-Eastern | Lon Wright | 2240 | 7 | SUB | ST | 22 | 20 | 0 | 54512 | 76851.63 |  | Electric Utility | N | OP |  | Steam unit (PRMVR=ST) less than or equal to 25MW (i.e. 250 MMBtu/hr) |  | Eastern
COALST | NE | NE-Eastern | Lon Wright | 2240 | 8 | SUB | ST | 91.5 | 85 | 1192 | 353836 | 462786.5 |  | Electric Utility | N | OP |  |  |  | Eastern
EXCLUDE | NE | NE-Eastern | C W Burdick | 2241 | 1 | NG | ST | 18.7 | 16.5 | 0 | 88.62 | 106.58 |  | Electric Utility | N | SB |  | Steam unit (PRMVR=ST) less than or equal to 25MW (i.e. 250 MMBtu/hr) |  | Eastern
EXCLUDE | NE | NE-Eastern | C W Burdick | 2241 | 2 | NG | ST | 24.9 | 22 | 0 | 118.01 | 141.92 |  | Electric Utility | N | SB |  | Steam unit (PRMVR=ST) less than or equal to 25MW (i.e. 250 MMBtu/hr) |  | Eastern
OGST | NE | NE-Eastern | C W Burdick | 2241 | 3 | NG | ST | 54.4 | 54 | 640 | 257.81 | 399.3 |  | Electric Utility | N | SB |  |  |  | Eastern
EXCLUDE | NE | NE-Eastern | C W Burdick | 2241 | GT1 | NG | GT | 16 | 13.6 | 118.77 | 438.43 | 488.57 |  | Electric Utility | N | OP |  | Simple cycle unit |  | Eastern
EXCLUDE | NE | NE-Eastern | C W Burdick | 2241 | GT2 | NG | GT | 63.4 | 34 | 470.62 | 1737.28 | 1935.97 |  | Electric Utility | N | OP |  | Simple cycle unit |  | Eastern
EXCLUDE | NE | NE-Eastern | C W Burdick | 2241 | GT3 | NG | GT | 63.4 | 34 | 470.62 | 1737.28 | 1935.97 |  | Electric Utility | N | OP |  | Simple cycle unit |  | Eastern
EXCLUDE | NE | NE-Eastern | Don Henry | 2243 | 1 | NG | GT | 22 | 18 | 0 | 352 | 521.5 |  | Electric Utility | N | SB |  | Simple cycle unit |  | Eastern
EXCLUDE | NE | NE-Eastern | North Denver | 2244 | 4 | NG | ST | 17 | 15 | 0 | 540333.5 | 489.97 |  | Electric Utility | N | SB |  | Steam unit (PRMVR=ST) less than or equal to 25MW (i.e. 250 MMBtu/hr) |  | Eastern
EXCLUDE | NE | NE-Eastern | North Denver | 2244 | 5 | NG | ST | 22 | 20 | 0 | 27 | 1124.05 |  | Electric Utility | N | SB |  | Steam unit (PRMVR=ST) less than or equal to 25MW (i.e. 250 MMBtu/hr) |  | Eastern
EXCLUDE | NE | NE-Eastern | Kimball | 2248 | 1 | NG | IC | 1 | 0.7 | 0 | 0 | 0 |  | Electric Utility | N | OP |  | Internal Combustion |  | Eastern
EXCLUDE | NE | NE-Eastern | Kimball | 2248 | 2 | NG | IC | 1 | 0.7 | 0 | 0 | 0 |  | Electric Utility | N | OP |  | Internal Combustion |  | Eastern
EXCLUDE | NE | NE-Eastern | Kimball | 2248 | 3 | NG | IC | 1.3 | 1 | 0 | 0 | 0 |  | Electric Utility | N | OP |  | Internal Combustion |  | Eastern
EXCLUDE | NE | NE-Eastern | Kimball | 2248 | 4 | NG | IC | 1.3 | 1 | 0 | 0 | 0 |  | Electric Utility | N | OP |  | Internal Combustion |  | Eastern
EXCLUDE | NE | NE-Eastern | Kimball | 2248 | 5 | NG | IC | 1.1 | 0.6 | 0 | 0 | 0 |  | Electric Utility | N | OP |  | Internal Combustion |  | Eastern
EXCLUDE | NE | NE-Eastern | Kimball | 2248 | 6 | NG | IC | 3.9 | 3.6 | 0 | 0 | 0 |  | Electric Utility | N | OP |  | Internal Combustion |  | Eastern
EXCLUDE | NE | NE-Eastern | Laurel | 2249 | 1 | NG | IC | 1.3 | 1.1 | 0 | 0 | 0 |  | Electric Utility | N | SB |  | Internal Combustion |  | Eastern
EXCLUDE | NE | NE-Eastern | Laurel | 2249 | 2 | NG | IC | 0.9 | 0.7 | 0 | 0 | 0 |  | Electric Utility | N | SB |  | Internal Combustion |  | Eastern
EXCLUDE | NE | NE-Eastern | Laurel | 2249 | 3 | NG | IC | 0.6 | 0.5 | 0 | 0 | 0 |  | Electric Utility | N | SB |  | Internal Combustion |  | Eastern
EXCLUDE | NE | NE-Eastern | Laurel | 2249 | 4 | NG | IC | 0.4 | 0.3 | 0 | 0 | 0 |  | Electric Utility | N | SB |  | Internal Combustion |  | Eastern
EXCLUDE | NE | NE-Eastern | Laurel | 2249 | 6 | NG | IC | 0.2 | 0.2 | 0 | 0 | 0 |  | Electric Utility | N | SB |  | Internal Combustion |  | Eastern
EXCLUDE | NE | NE-Eastern | Laurel | 2249 | 7 | NG | IC | 1.3 | 1.1 | 0 | 0 | 0 |  | Electric Utility | N | SB |  | Internal Combustion |  | Eastern
EXCLUDE | NE | NE-Eastern | J Street | 2250 | 1 | NG | GT | 27 | 25.4 | 0 | 257 | 330.68 |  | Electric Utility | N | OP |  | Simple cycle unit |  | Eastern
EXCLUDE | NE | NE-Eastern | Lyons | 2253 | 2 | DFO | IC | 0.5 | 0.2 | 0 | 0 | 0 |  | Electric Utility | N | OP |  | Internal Combustion |  | Eastern
EXCLUDE | NE | NE-Eastern | Lyons | 2253 | 3 | DFO | IC | 0.8 | 0.3 | 0 | 0 | 0 |  | Electric Utility | N | OP |  | Internal Combustion |  | Eastern
EXCLUDE | NE | NE-Eastern | Lyons | 2253 | 4A | DFO | IC | 1.2 | 0.6 | 0 | 0 | 0 |  | Electric Utility | N | OP |  | Internal Combustion |  | Eastern
EXCLUDE | NE | NE-Eastern | Lyons | 2253 | 5 | DFO | IC | 0.3 | 0.2 | 0 | 0 | 0 |  | Electric Utility | N | RE | 2001 | Retired prior to 2012 |  | Eastern
EXCLUDE | NE | NE-Eastern | Nebraska City # 1 | 2255 | 10 | NG | IC | 6.5 | 5.8 | 0 | 0 | 0 |  | Electric Utility | N | OP |  | Internal Combustion |  | Eastern
EXCLUDE | NE | NE-Eastern | Nebraska City # 1 | 2255 | 2 | NG | IC | 1.5 | 1 | 0 | 0 | 0 |  | Electric Utility | N | OP |  | Internal Combustion |  | Eastern
EXCLUDE | NE | NE-Eastern | Nebraska City # 1 | 2255 | 3 | NG | IC | 2.5 | 2 | 0 | 0 | 0 |  | Electric Utility | N | OP |  | Internal Combustion |  | Eastern
EXCLUDE | NE | NE-Eastern | Nebraska City # 1 | 2255 | 4 | NG | IC | 3.1 | 2.7 | 0 | 0 | 0 |  | Electric Utility | N | OP |  | Internal Combustion |  | Eastern
EXCLUDE | NE | NE-Eastern | Nebraska City # 1 | 2255 | 5 | NG | IC | 2 | 1.6 | 0 | 0 | 0 |  | Electric Utility | N | OP |  | Internal Combustion |  | Eastern
EXCLUDE | NE | NE-Eastern | Nebraska City # 1 | 2255 | 8 | NG | IC | 4.1 | 3.6 | 0 | 0 | 0 |  | Electric Utility | N | OP |  | Internal Combustion |  | Eastern
EXCLUDE | NE | NE-Eastern | Nebraska City # 1 | 2255 | 9 | NG | IC | 6.4 | 5.8 | 0 | 0 | 0 |  | Electric Utility | N | OP |  | Internal Combustion |  | Eastern
EXCLUDE | NE | NE-Eastern | Syracuse # 2 | 2256 | 6 | NG | IC | 2 | 1.6 | 0 | 0 | 0 |  | Electric Utility | N | OP |  | Internal Combustion |  | Eastern
EXCLUDE | NE | NE-Eastern | Syracuse # 2 | 2256 | 7 | NG | IC | 2 | 1.6 | 0 | 0 | 0 |  | Electric Utility | N | OP |  | Internal Combustion |  | Eastern
EXCLUDE | NE | NE-Eastern | Columbus | 2260 | 1 | WAT | HY | 15.2 | 15 | 0 | 30120.33 | 0 |  | Electric Utility | N | OP |  | Non Combustion (NUC, WAT, WND, GEO, or SUN) |  | Eastern
EXCLUDE | NE | NE-Eastern | Columbus | 2260 | 2 | WAT | HY | 15.2 | 15 | 0 | 30120.33 | 0 |  | Electric Utility | N | OP |  | Non Combustion (NUC, WAT, WND, GEO, or SUN) |  | Eastern
EXCLUDE | NE | NE-Eastern | Columbus | 2260 | 3 | WAT | HY | 15.2 | 12 | 0 | 30120.33 | 0 |  | Electric Utility | N | OP |  | Non Combustion (NUC, WAT, WND, GEO, or SUN) |  | Eastern
EXCLUDE | NE | NE-Eastern | Hallam | 2265 | 1 | NG | GT | 56.7 | 45 | 0 | 693 | 588.24 |  | Electric Utility | N | OP |  | Simple cycle unit |  | Eastern
EXCLUDE | NE | NE-Eastern | Hebron | 2266 | 1 | DFO | GT | 56.7 | 41 | 0 | 197 | 249.95 |  | Electric Utility | N | OP |  | Simple cycle unit |  | Eastern
EXCLUDE | NE | NE-Eastern | Kearney | 2268 | 1 | WAT | HY | 1.5 | 1 | 0 | 149 | 0 |  | Electric Utility | N | OP |  | Non Combustion (NUC, WAT, WND, GEO, or SUN) |  | Eastern
EXCLUDE | NE | NE-Eastern | McCook | 2271 | 1 | DFO | GT | 56.7 | 41 | 0 | 117 | 138.75 |  | Electric Utility | N | OP |  | Simple cycle unit |  | Eastern
EXCLUDE | NE | NE-Eastern | Monroe | 2273 | 1 | WAT | HY | 2.8 | 1 | 0 | 5853 | 0 |  | Electric Utility | N | OP |  | Non Combustion (NUC, WAT, WND, GEO, or SUN) |  | Eastern
EXCLUDE | NE | NE-Eastern | Monroe | 2273 | 2 | WAT | HY | 2.8 | 1 | 0 | 5853 | 0 |  | Electric Utility | N | OP |  | Non Combustion (NUC, WAT, WND, GEO, or SUN) |  | Eastern
EXCLUDE | NE | NE-Eastern | Monroe | 2273 | 3 | WAT | HY | 2.8 | 1 | 0 | 5853 | 0 |  | Electric Utility | N | OP |  | Non Combustion (NUC, WAT, WND, GEO, or SUN) |  | Eastern
EXCLUDE | NE | NE-Eastern | North Platte | 2274 | 1 | WAT | HY | 13.1 | 11.9 | 0 | 40097.5 | 0 |  | Electric Utility | N | OP |  | Non Combustion (NUC, WAT, WND, GEO, or SUN) |  | Eastern
EXCLUDE | NE | NE-Eastern | North Platte | 2274 | 2 | WAT | HY | 13.1 | 11.9 | 0 | 40097.5 | 0 |  | Electric Utility | N | OP |  | Non Combustion (NUC, WAT, WND, GEO, or SUN) |  | Eastern
COALST | NE | NE-Eastern | Sheldon | 2277 | 1 | SUB | ST | 108.8 | 100 | 1495.5 | 449851 | 558006.71 |  | Electric Utility | N | OP |  |  |  | Eastern
COALST | NE | NE-Eastern | Sheldon | 2277 | 2 | SUB | ST | 119.9 | 115 | 1619.7 | 579236 | 706716.01 |  | Electric Utility | N | OP |  |  |  | Eastern
EXCLUDE | NE | NE-Eastern | Spencer | 2278 | 1 | WAT | HY | 0.8 | 1 | 0 | 3668.67 | 0 |  | Electric Utility | N | OP |  | Non Combustion (NUC, WAT, WND, GEO, or SUN) |  | Eastern
EXCLUDE | NE | NE-Eastern | Spencer | 2278 | 2 | WAT | HY | 1.6 | 0.8 | 0 | 7337.33 | 0 |  | Electric Utility | N | OP |  | Non Combustion (NUC, WAT, WND, GEO, or SUN) |  | Eastern
EXCLUDE | NE | NE-Eastern | Mullen | 2280 | 3 | DFO | IC | 0.4 | 0.3 | 0 | 0 | 0 |  | Electric Utility | N | RE | 2011 | Retired prior to 2012 |  | Eastern
EXCLUDE | NE | NE-Eastern | Mullen | 2280 | 4 | DFO | IC | 0.6 | 0.6 | 0 | 0 | 0 |  | Electric Utility | N | RE | 2012 | Internal Combustion |  | Eastern
EXCLUDE | NE | NE-Eastern | Mullen | 2280 | 5 | DFO | IC | 1.2 | 1.2 | 0 | 0 | 0 |  | Electric Utility | N | IP |  | Status of Operation (IP, L, P, T) |  | Eastern
EXCLUDE | NE | NE-Eastern | Fort Calhoun | 2289 | 1 | NUC | ST | 502 | 478.6 | 0 | -15698 | 0 |  | Electric Utility | N | OA |  | Non Combustion (NUC, WAT, WND, GEO, or SUN) |  | Eastern
EXCLUDE | NE | NE-Eastern | Jones Street | 2290 | 1 | DFO | GT | 65 | 61.5 | 0 | -139 | 286.31 |  | Electric Utility | N | OP |  | Simple cycle unit |  | Eastern
EXCLUDE | NE | NE-Eastern | Jones Street | 2290 | 2 | DFO | GT | 65 | 61.2 | 0 | -139 | 286.31 |  | Electric Utility | N | OP |  | Simple cycle unit |  | Eastern
COALST | NE | NE-Eastern | North Omaha | 2291 | 1 | SUB | ST | 73.5 | 79.3 | 1010 | 338537 | 412615.55 |  | Electric Utility | N | OP |  |  |  | Eastern
COALST | NE | NE-Eastern | North Omaha | 2291 | 2 | SUB | ST | 108.8 | 96.2 | 1511 | 564422 | 672222.81 |  | Electric Utility | N | OP |  |  |  | Eastern
COALST | NE | NE-Eastern | North Omaha | 2291 | 3 | SUB | ST | 108.8 | 108.4 | 1357 | 536796 | 635804.34 |  | Electric Utility | N | OP |  |  |  | Eastern
COALST | NE | NE-Eastern | North Omaha | 2291 | 4 | SUB | ST | 136 | 138.4 | 1691 | 700022 | 829636.96 |  | Electric Utility | N | OP |  |  |  | Eastern
COALST | NE | NE-Eastern | North Omaha | 2291 | 5 | SUB | ST | 217.6 | 204.4 | 2586 | 898982 | 1127568.88 |  | Electric Utility | N | OP |  |  |  | Eastern
EXCLUDE | NE | NE-Eastern | Sarpy County | 2292 | 1 | NG | GT | 55.4 | 55.5 | 445.59 | 16273.54 | 9972.44 |  | Electric Utility | N | OP |  | Simple cycle unit |  | Eastern
EXCLUDE | NE | NE-Eastern | Sarpy County | 2292 | 2 | NG | GT | 55.4 | 55.7 | 445.59 | 16273.54 | 9972.44 |  | Electric Utility | N | OP |  | Simple cycle unit |  | Eastern
EXCLUDE | NE | NE-Eastern | Sarpy County | 2292 | 3 | NG | GT | 105.6 | 105.1 | 849.35 | 31019.61 | 19008.83 |  | Electric Utility | N | OP |  | Simple cycle unit |  | Eastern
EXCLUDE | NE | NE-Eastern | Sarpy County | 2292 | 4 | NG | GT | 58.9 | 47.6 | 473.74 | 17301.65 | 10602.47 |  | Electric Utility | N | OP |  | Simple cycle unit |  | Eastern
EXCLUDE | NE | NE-Eastern | Sarpy County | 2292 | 5 | NG | GT | 58.9 | 48 | 473.74 | 17301.65 | 10602.47 |  | Electric Utility | N | OP |  | Simple cycle unit |  | Eastern
EXCLUDE | NE | NE-Eastern | Sarpy County | 2292 | BSD | DFO | IC | 3.5 | 3.4 | 0 | 0 | 0 |  | Electric Utility | N | OP |  | Internal Combustion |  | Eastern
EXCLUDE | NE | NE-Eastern | Ord | 2294 | 1 | DFO | IC | 5 | 5 | 0 | 0 | 0 |  | Electric Utility | N | OP |  | Internal Combustion |  | Eastern
EXCLUDE | NE | NE-Eastern | Ord | 2294 | 2 | DFO | IC | 1.5 | 1 | 0 | 0 | 0 |  | Electric Utility | N | OP |  | Internal Combustion |  | Eastern
EXCLUDE | NE | NE-Eastern | Ord | 2294 | 3 | DFO | IC | 2.5 | 2 | 0 | 0 | 0 |  | Electric Utility | N | OP |  | Internal Combustion |  | Eastern
EXCLUDE | NE | NE-Eastern | Ord | 2294 | 4A | DFO | IC | 1.5 | 1.4 | 0 | 0 | 0 |  | Electric Utility | N | OP |  | Internal Combustion |  | Eastern
EXCLUDE | NE | NE-Eastern | Ord | 2294 | 5A | DFO | IC | 1.5 | 1.4 | 0 | 0 | 0 |  | Electric Utility | N | OP |  | Internal Combustion |  | Eastern
EXCLUDE | NE | NE-Eastern | Oxford | 2295 | 2 | NG | IC | 0.6 | 0.5 | 0 | 0 | 0 |  | Electric Utility | N | OP |  | Internal Combustion |  | Eastern
EXCLUDE | NE | NE-Eastern | Oxford | 2295 | 3 | NG | IC | 0.9 | 0.8 | 0 | 0 | 0 |  | Electric Utility | N | OP |  | Internal Combustion |  | Eastern
EXCLUDE | NE | NE-Eastern | Oxford | 2295 | 4 | NG | IC | 0.6 | 0.5 | 0 | 0 | 0 |  | Electric Utility | N | OP |  | Internal Combustion |  | Eastern
EXCLUDE | NE | NE-Eastern | Oxford | 2295 | 5 | NG | IC | 1.3 | 1.2 | 0 | 0 | 0 |  | Electric Utility | N | OP |  | Internal Combustion |  | Eastern
EXCLUDE | NE | NE-Eastern | Pender | 2296 | 1 | NG | IC | 1.5 | 1.2 | 0 | 0 | 0 |  | Electric Utility | N | OP |  | Internal Combustion |  | Eastern
EXCLUDE | NE | NE-Eastern | Pender | 2296 | 2 | NG | IC | 2 | 2 | 0 | 0 | 0 |  | Electric Utility | N | OP |  | Internal Combustion |  | Eastern
EXCLUDE | NE | NE-Eastern | Pender | 2296 | 3 | NG | IC | 0.5 | 0.5 | 0 | 0 | 0 |  | Electric Utility | N | OP |  | Internal Combustion |  | Eastern
EXCLUDE | NE | NE-Eastern | Pender | 2296 | 4 | NG | IC | 0.9 | 0.8 | 0 | 0 | 0 |  | Electric Utility | N | OP |  | Internal Combustion |  | Eastern
EXCLUDE | NE | NE-Eastern | Pender | 2296 | 5 | NG | IC | 0.2 | 0.2 | 0 | 0 | 0 |  | Electric Utility | N | OP |  | Internal Combustion |  | Eastern
EXCLUDE | NE | NE-Eastern | Plainview Muncipal Power | 2297 | 1 | DFO | IC | 1.1 | 1.1 | 0 | 0 | 0 |  | Electric Utility | N | OP |  | Internal Combustion |  | Eastern
EXCLUDE | NE | NE-Eastern | Plainview Muncipal Power | 2297 | 3 | DFO | IC | 0.9 | 0.9 | 0 | 0 | 0 |  | Electric Utility | N | OP |  | Internal Combustion |  | Eastern
EXCLUDE | NE | NE-Eastern | Plainview Muncipal Power | 2297 | 4 | DFO | IC | 1.2 | 1.2 | 0 | 0 | 0 |  | Electric Utility | N | OP |  | Internal Combustion |  | Eastern
EXCLUDE | NE | NE-Eastern | Plainview Muncipal Power | 2297 | 5 | DFO | IC | 1.8 | 1.8 | 0 | 0 | 0 |  | Electric Utility | N | OP |  | Internal Combustion |  | Eastern
EXCLUDE | NE | NE-Eastern | Red Cloud | 2299 | 1 | DFO | IC | 0.5 | 0.5 | 0 | 0 | 0 |  | Electric Utility | N | OP |  | Internal Combustion |  | Eastern
EXCLUDE | NE | NE-Eastern | Red Cloud | 2299 | 2 | DFO | IC | 0.9 | 0.6 | 0 | 0 | 0 |  | Electric Utility | N | OP |  | Internal Combustion |  | Eastern
EXCLUDE | NE | NE-Eastern | Red Cloud | 2299 | 3 | DFO | IC | 1.3 | 1.2 | 0 | 0 | 0 |  | Electric Utility | N | OP |  | Internal Combustion |  | Eastern
EXCLUDE | NE | NE-Eastern | Red Cloud | 2299 | 4 | DFO | IC | 1.3 | 1.2 | 0 | 0 | 0 |  | Electric Utility | N | OP |  | Internal Combustion |  | Eastern
EXCLUDE | NE | NE-Eastern | Red Cloud | 2299 | 5 | DFO | IC | 2.2 | 2.2 | 0 | 0 | 0 |  | Electric Utility | N | OP |  | Internal Combustion |  | Eastern
EXCLUDE | NE | NE-Eastern | Sargent | 2300 | 1 | DFO | IC | 1.1 | 1.1 | 0 | 0 | 0 |  | Electric Utility | N | OP |  | Internal Combustion |  | Eastern
EXCLUDE | NE | NE-Eastern | Sargent | 2300 | 3 | DFO | IC | 0.9 | 0.9 | 0 | 0 | 0 |  | Electric Utility | N | OP |  | Internal Combustion |  | Eastern
EXCLUDE | NE | NE-Eastern | Sargent | 2300 | 4 | DFO | IC | 0.4 | 0.4 | 0 | 0 | 0 |  | Electric Utility | N | OP |  | Internal Combustion |  | Eastern
EXCLUDE | NE | NE-Eastern | Sidney | 2302 | 1 | NG | IC | 1.2 | 1 | 0 | 0 | 0 |  | Electric Utility | N | OP |  | Internal Combustion |  | Eastern
EXCLUDE | NE | NE-Eastern | Sidney | 2302 | 2 | NG | IC | 2.2 | 2 | 0 | 0 | 0 |  | Electric Utility | N | OP |  | Internal Combustion |  | Eastern
EXCLUDE | NE | NE-Eastern | Sidney | 2302 | 3 | DFO | IC | 0.8 | 0.6 | 0 | 0 | 0 |  | Electric Utility | N | OP |  | Internal Combustion |  | Eastern
EXCLUDE | NE | NE-Eastern | Sidney | 2302 | 4 | NG | IC | 1 | 0.8 | 0 | 0 | 0 |  | Electric Utility | N | OP |  | Internal Combustion |  | Eastern
EXCLUDE | NE | NE-Eastern | Sidney | 2302 | 5 | NG | IC | 3.1 | 2.5 | 0 | 0 | 0 |  | Electric Utility | N | OP |  | Internal Combustion |  | Eastern
EXCLUDE | NE | NE-Eastern | Spalding | 2303 | 1 | WAT | HY | 0.1 | 0.1 | 0 | 332 | 0 |  | Electric Utility | N | OP |  | Non Combustion (NUC, WAT, WND, GEO, or SUN) |  | Eastern
EXCLUDE | NE | NE-Eastern | Spalding | 2303 | 2 | WAT | HY | 0.1 | 0.1 | 0 | 332 | 0 |  | Electric Utility | N | OP |  | Non Combustion (NUC, WAT, WND, GEO, or SUN) |  | Eastern
EXCLUDE | NE | NE-Eastern | Spalding | 2303 | 4 | DFO | IC | 0.2 | 0.2 | 0 | 0 | 0 |  | Electric Utility | N | OP |  | Internal Combustion |  | Eastern
EXCLUDE | NE | NE-Eastern | Spalding | 2303 | 5 | DFO | IC | 0.4 | 0.4 | 0 | 0 | 0 |  | Electric Utility | N | OP |  | Internal Combustion |  | Eastern
EXCLUDE | NE | NE-Eastern | Spalding | 2303 | 6 | DFO | IC | 1.3 | 1.3 | 0 | 0 | 0 |  | Electric Utility | N | OP |  | Internal Combustion |  | Eastern
EXCLUDE | NE | NE-Eastern | Stuart | 2305 | 1 | DFO | IC | 0.7 | 0.7 | 0 | 0 | 0 |  | Electric Utility | N | OP |  | Internal Combustion |  | Eastern
EXCLUDE | NE | NE-Eastern | Stuart | 2305 | 2 | DFO | IC | 0.2 | 0.2 | 0 | 0 | 0 |  | Electric Utility | N | OP |  | Internal Combustion |  | Eastern
EXCLUDE | NE | NE-Eastern | Stuart | 2305 | 3 | DFO | IC | 0.2 | 0.2 | 0 | 0 | 0 |  | Electric Utility | N | OP |  | Internal Combustion |  | Eastern
EXCLUDE | NE | NE-Eastern | Stuart | 2305 | 5 | DFO | IC | 0.8 | 0.8 | 0 | 0 | 0 |  | Electric Utility | N | OP |  | Internal Combustion |  | Eastern
EXCLUDE | NE | NE-Eastern | Sutherland | 2306 | 1 | DFO | IC | 0.5 | 0.5 | 0 | 0 | 0 |  | Electric Utility | N | OP |  | Internal Combustion |  | Eastern
EXCLUDE | NE | NE-Eastern | Sutherland | 2306 | 2 | DFO | IC | 0.9 | 0.9 | 0 | 0 | 0 |  | Electric Utility | N | OP |  | Internal Combustion |  | Eastern
EXCLUDE | NE | NE-Eastern | Sutherland | 2306 | 3 | DFO | IC | 0.2 | 0.1 | 0 | 0 | 0 |  | Electric Utility | N | RE | 2002 | Retired prior to 2012 |  | Eastern
EXCLUDE | NE | NE-Eastern | Sutherland | 2306 | 4 | DFO | IC | 1.4 | 1.4 | 0 | 0 | 0 |  | Electric Utility | N | OP |  | Internal Combustion |  | Eastern
EXCLUDE | NE | NE-Eastern | Tecumseh | 2308 | 1 | DFO | IC | 0.7 | 0.6 | 0 | 0 | 0 |  | Electric Utility | N | OP |  | Internal Combustion |  | Eastern
EXCLUDE | NE | NE-Eastern | Tecumseh | 2308 | 2 | DFO | IC | 1.5 | 1.4 | 0 | 0 | 0 |  | Electric Utility | N | OP |  | Internal Combustion |  | Eastern
EXCLUDE | NE | NE-Eastern | Tecumseh | 2308 | 3 | DFO | IC | 1.1 | 1 | 0 | 0 | 0 |  | Electric Utility | N | OP |  | Internal Combustion |  | Eastern
EXCLUDE | NE | NE-Eastern | Tecumseh | 2308 | 4 | DFO | IC | 1.3 | 1.2 | 0 | 0 | 0 |  | Electric Utility | N | OP |  | Internal Combustion |  | Eastern
EXCLUDE | NE | NE-Eastern | Tecumseh | 2308 | 5A | DFO | IC | 2.4 | 2.4 | 0 | 0 | 0 |  | Electric Utility | N | OP |  | Internal Combustion |  | Eastern
EXCLUDE | NE | NE-Eastern | Wahoo | 2310 | 1 | NG | IC | 2.5 | 2.1 | 0 | 0 | 0 |  | Electric Utility | N | OP |  | Internal Combustion |  | Eastern
EXCLUDE | NE | NE-Eastern | Wahoo | 2310 | 2 | DFO | IC | 0.5 | 0.4 | 0 | 0 | 0 |  | Electric Utility | N | OP |  | Internal Combustion |  | Eastern
EXCLUDE | NE | NE-Eastern | Wahoo | 2310 | 3 | NG | IC | 4.4 | 4.4 | 0 | 0 | 0 |  | Electric Utility | N | OP |  | Internal Combustion |  | Eastern
EXCLUDE | NE | NE-Eastern | Wahoo | 2310 | 4 | NG | IC | 1.2 | 1.1 | 0 | 0 | 0 |  | Electric Utility | N | OP |  | Internal Combustion |  | Eastern
EXCLUDE | NE | NE-Eastern | Wahoo | 2310 | 5 | NG | IC | 2.1 | 2.2 | 0 | 0 | 0 |  | Electric Utility | N | OP |  | Internal Combustion |  | Eastern
EXCLUDE | NE | NE-Eastern | Wahoo | 2310 | 6 | NG | IC | 3.5 | 3.4 | 0 | 0 | 0 |  | Electric Utility | N | OP |  | Internal Combustion |  | Eastern
EXCLUDE | NE | NE-Eastern | Wakefield | 2311 | 2 | NG | IC | 0.6 | 0.5 | 0 | 0 | 0 |  | Electric Utility | N | OP |  | Internal Combustion |  | Eastern
EXCLUDE | NE | NE-Eastern | Wakefield | 2311 | 5 | NG | IC | 1.3 | 1 | 0 | 0 | 0 |  | Electric Utility | N | OP |  | Internal Combustion |  | Eastern
EXCLUDE | NE | NE-Eastern | Wakefield | 2311 | 6 | NG | IC | 1.3 | 1.1 | 0 | 0 | 0 |  | Electric Utility | N | OP |  | Internal Combustion |  | Eastern
EXCLUDE | NE | NE-Eastern | Wakefield | 2311 | IC4 | NG | IC | 0.9 | 0.6 | 0 | 0 | 0 |  | Electric Utility | N | OP |  | Internal Combustion |  | Eastern
EXCLUDE | NE | NE-Eastern | Wayne | 2312 | 1 | DFO | IC | 1.3 | 0.8 | 0 | 0 | 0 |  | Electric Utility | N | OP |  | Internal Combustion |  | Eastern
EXCLUDE | NE | NE-Eastern | Wayne | 2312 | 2 | DFO | IC | 1 | 0.9 | 0 | 0 | 0 |  | Electric Utility | N | SB |  | Internal Combustion |  | Eastern
EXCLUDE | NE | NE-Eastern | Wayne | 2312 | 3 | DFO | IC | 1.9 | 1.8 | 0 | 0 | 0 |  | Electric Utility | N | OP |  | Internal Combustion |  | Eastern
EXCLUDE | NE | NE-Eastern | Wayne | 2312 | 4 | DFO | IC | 2 | 1.9 | 0 | 0 | 0 |  | Electric Utility | N | OP |  | Internal Combustion |  | Eastern
EXCLUDE | NE | NE-Eastern | Wayne | 2312 | 5 | DFO | IC | 3.5 | 3.3 | 0 | 0 | 0 |  | Electric Utility | N | OP |  | Internal Combustion |  | Eastern
EXCLUDE | NE | NE-Eastern | Wayne | 2312 | 6 | DFO | IC | 5.1 | 4.9 | 0 | 0 | 0 |  | Electric Utility | N | OP |  | Internal Combustion |  | Eastern
EXCLUDE | NE | NE-Eastern | Wayne | 2312 | 7 | DFO | IC | 3.5 | 3.3 | 0 | 0 | 0 |  | Electric Utility | N | OP |  | Internal Combustion |  | Eastern
EXCLUDE | NE | NE-Eastern | Wayne | 2312 | 8 | DFO | IC | 3.5 | 3.3 | 0 | 0 | 0 |  | Electric Utility | N | OP |  | Internal Combustion |  | Eastern
EXCLUDE | NE | NE-Eastern | West Point Municipal | 2313 | 2 | NG | IC | 0.9 | 0.9 | 0 | 0 | 0 |  | Electric Utility | N | OP |  | Internal Combustion |  | Eastern
EXCLUDE | NE | NE-Eastern | West Point Municipal | 2313 | 3 | NG | IC | 1.2 | 1.2 | 0 | 0 | 0 |  | Electric Utility | N | OP |  | Internal Combustion |  | Eastern
EXCLUDE | NE | NE-Eastern | West Point Municipal | 2313 | 4 | NG | IC | 2.3 | 2.3 | 0 | 0 | 0 |  | Electric Utility | N | OP |  | Internal Combustion |  | Eastern
EXCLUDE | NE | NE-Eastern | West Point Municipal | 2313 | 5 | NG | IC | 4.1 | 4.1 | 0 | 0 | 0 |  | Electric Utility | N | OS |  | Internal Combustion |  | Eastern
EXCLUDE | NE | NE-Eastern | Wilber | 2315 | 4 | DFO | IC | 1.1 | 0.9 | 0 | 0 | 0 |  | Electric Utility | N | OP |  | Internal Combustion |  | Eastern
EXCLUDE | NE | NE-Eastern | Wilber | 2315 | 5 | DFO | IC | 0.9 | 0.6 | 0 | 0 | 0 |  | Electric Utility | N | OP |  | Internal Combustion |  | Eastern
EXCLUDE | NE | NE-Eastern | Wilber | 2315 | 6 | DFO | IC | 1.6 | 1.6 | 0 | 0 | 0 |  | Electric Utility | N | OP |  | Internal Combustion |  | Eastern
EXCLUDE | NE | NE-Eastern | Wisner | 2316 | 1 | DFO | IC | 0.6 | 0.6 | 0 | 0 | 0 |  | Electric Utility | N | RE | 2010 | Retired prior to 2012 |  | Eastern
EXCLUDE | NE | NE-Eastern | Wisner | 2316 | 2 | DFO | IC | 0.4 | 0.4 | 0 | 0 | 0 |  | Electric Utility | N | RE | 2010 | Retired prior to 2012 |  | Eastern
EXCLUDE | NE | NE-Eastern | Wisner | 2316 | 3 | DFO | IC | 0.8 | 0.8 | 0 | 0 | 0 |  | Electric Utility | N | OP |  | Internal Combustion |  | Eastern
EXCLUDE | NE | NE-Eastern | Wisner | 2316 | 4 | DFO | IC | 1.5 | 1.5 | 0 | 0 | 0 |  | Electric Utility | N | OP |  | Internal Combustion |  | Eastern
EXCLUDE | NE | NE-Eastern | Wisner | 2316 | 5 | DFO | IC | 1.5 | 1.5 | 0 | 0 | 0 |  | Electric Utility | N | OP |  | Internal Combustion |  | Eastern
EXCLUDE | NV | NV-Western | Clark | 2322 | 1 | NG | ST | 50 | 42 | 0 | 0 | 0 |  | Electric Utility | N | RE | 2005 | Retired prior to 2012 |  | Western
NGCC | NV | NV-Western | Clark | 2322 | 10 | NG | CC | 104.4 | 85 | 0 | 84638.31 | 45478.74 |  | Electric Utility | N | OP |  |  |  | Western
EXCLUDE | NV | NV-Western | Clark | 2322 | 11 | NG | GT | 60.5 | 52 | 597.24 | 6349.39 | 4026.5 |  | Electric Utility | N | OP |  | Simple cycle unit |  | Western
EXCLUDE | NV | NV-Western | Clark | 2322 | 12 | NG | GT | 60.5 | 52 | 597.24 | 6349.39 | 4026.5 |  | Electric Utility | N | OP |  | Simple cycle unit |  | Western
EXCLUDE | NV | NV-Western | Clark | 2322 | 13 | NG | GT | 60.5 | 52 | 597.24 | 6349.39 | 4026.5 |  | Electric Utility | N | OP |  | Simple cycle unit |  | Western
EXCLUDE | NV | NV-Western | Clark | 2322 | 14 | NG | GT | 60.5 | 52 | 597.24 | 6349.39 | 4026.5 |  | Electric Utility | N | OP |  | Simple cycle unit |  | Western
EXCLUDE | NV | NV-Western | Clark | 2322 | 15 | NG | GT | 60.5 | 52 | 597.24 | 6349.39 | 4026.5 |  | Electric Utility | N | OP |  | Simple cycle unit |  | Western
EXCLUDE | NV | NV-Western | Clark | 2322 | 16 | NG | GT | 60.5 | 52 | 597.24 | 6349.39 | 4026.5 |  | Electric Utility | N | OP |  | Simple cycle unit |  | Western
EXCLUDE | NV | NV-Western | Clark | 2322 | 17 | NG | GT | 60.5 | 52 | 597.24 | 6349.39 | 4026.5 |  | Electric Utility | N | OP |  | Simple cycle unit |  | Western
EXCLUDE | NV | NV-Western | Clark | 2322 | 18 | NG | GT | 60.5 | 52 | 597.24 | 6349.39 | 4026.5 |  | Electric Utility | N | OP |  | Simple cycle unit |  | Western
EXCLUDE | NV | NV-Western | Clark | 2322 | 19 | NG | GT | 60.5 | 52 | 597.24 | 6349.39 | 4026.5 |  | Electric Utility | N | OP |  | Simple cycle unit |  | Western
EXCLUDE | NV | NV-Western | Clark | 2322 | 2 | NG | ST | 65 | 66 | 0 | 0 | 0 |  | Electric Utility | N | RE | 2005 | Retired prior to 2012 |  | Western
EXCLUDE | NV | NV-Western | Clark | 2322 | 20 | NG | GT | 60.5 | 52 | 597.24 | 6349.39 | 4026.5 |  | Electric Utility | N | OP |  | Simple cycle unit |  | Western
EXCLUDE | NV | NV-Western | Clark | 2322 | 21 | NG | GT | 60.5 | 52 | 597.24 | 6349.39 | 4026.5 |  | Electric Utility | N | OP |  | Simple cycle unit |  | Western
EXCLUDE | NV | NV-Western | Clark | 2322 | 22 | NG | GT | 60.5 | 52 | 597.24 | 6349.39 | 4026.5 |  | Electric Utility | N | OP |  | Simple cycle unit |  | Western
EXCLUDE | NV | NV-Western | Clark | 2322 | 3 | NG | ST | 75 | 73 | 0 | 0 | 0 |  | Electric Utility | N | RE | 2005 | Retired prior to 2012 |  | Western
NGCC | NV | NV-Western | Clark | 2322 | 9 | NG | CC | 104.4 | 85 | 0 | 84638.31 | 45478.74 |  | Electric Utility | N | OP |  |  |  | Western
EXCLUDE | NV | NV-Western | Clark | 2322 | GT4 | NG | GT | 72.4 | 50 | 714.71 | 7598.28 | 4818.48 |  | Electric Utility | N | OP |  | Simple cycle unit |  | Western
NGCC | NV | NV-Western | Clark | 2322 | GT5 | NG | CC | 92.5 | 73 | 0 | 74990.84 | 40294.86 |  | Electric Utility | N | OP |  |  |  | Western
NGCC | NV | NV-Western | Clark | 2322 | GT6 | NG | CC | 92.5 | 75 | 0 | 74990.84 | 40294.86 |  | Electric Utility | N | OP |  |  |  | Western
NGCC | NV | NV-Western | Clark | 2322 | GT7 | NG | CC | 92.5 | 73 | 0 | 74990.84 | 40294.86 |  | Electric Utility | N | OP |  |  |  | Western
NGCC | NV | NV-Western | Clark | 2322 | GT8 | NG | CC | 92.5 | 73 | 0 | 74990.84 | 40294.86 |  | Electric Utility | N | OP |  |  |  | Western
COALST | NV | NV-Western | Reid Gardner | 2324 | 1 | BIT | ST | 114 | 100 | 1250 | 120601 | 165123.77 |  | Electric Utility | N | OP | 2014 |  |  | Western
COALST | NV | NV-Western | Reid Gardner | 2324 | 2 | BIT | ST | 114 | 100 | 1275 | 54951 | 86612.12 |  | Electric Utility | N | OP | 2014 |  |  | Western
COALST | NV | NV-Western | Reid Gardner | 2324 | 3 | BIT | ST | 114 | 98 | 1330 | 92413 | 143464.67 |  | Electric Utility | N | OP | 2014 |  |  | Western
COALST | NV | NV-Western | Reid Gardner | 2324 | 4 | BIT | ST | 294.8 | 255 | 2956 | 1116450 | 1341018.29 |  | Electric Utility | N | OP | 2017 |  |  | Western
EXCLUDE | NV | NV-Western | Sunrise | 2326 | 1 | NG | ST | 81.6 | 80 | 0 | 0 | 0 |  | Electric Utility | N | RE | 2011 | Retired prior to 2012 |  | Western
EXCLUDE | NV | NV-Western | Sunrise | 2326 | 2 | NG | GT | 85 | 69 | 0 | 0 | 0 |  | Electric Utility | N | RE | 2011 | Retired prior to 2012 |  | Western
OGST | NV | NV-Western | Fort Churchill | 2330 | 1 | NG | ST | 115 | 113 | 1319.8 | 131900 | 92694.91 |  | Electric Utility | N | OP | 2018 |  |  | Western
OGST | NV | NV-Western | Fort Churchill | 2330 | 2 | NG | ST | 115 | 113 | 1320 | 118105 | 85998.35 |  | Electric Utility | N | OP | 2021 |  |  | Western
NGCC | NV | NV-Western | Tracy | 2336 | 10 | NG | CC | 312 | 263 | 920 | 1553077.3 | 698679.44 |  | Electric Utility | N | OP |  |  |  | Western
OGST | NV | NV-Western | Tracy | 2336 | 3 | NG | ST | 119.8 | 108 | 1150 | 29848 | 24477.29 |  | Electric Utility | N | OP |  |  |  | Western
NGCC | NV | NV-Western | Tracy | 2336 | 4 | NG | CC | 69.7 | 104 | 920 | 346953.49 | 156083.2 |  | Electric Utility | N | OP |  |  |  | Western
NGCC | NV | NV-Western | Tracy | 2336 | 5 | NG | CC | 50.2 |  | 2383 | 249886.16 | 112415.73 |  | Electric Utility | N | OP |  |  |  | Western
NGCC | NV | NV-Western | Tracy | 2336 | 8 | NG | CC | 155.6 | 145 | 2383 | 774547.53 | 348443.98 |  | Electric Utility | N | OP |  |  |  | Western
NGCC | NV | NV-Western | Tracy | 2336 | 9 | NG | CC | 155.6 | 145 | 2383 | 774547.53 | 348443.98 |  | Electric Utility | N | OP |  |  |  | Western
EXCLUDE | NV | NV-Western | Tracy | 2336 | GT1 | DFO | GT | 12.5 | 10 | 0 | 0 | 0 |  | Electric Utility | N | RE | 2010 | Retired prior to 2012 |  | Western
EXCLUDE | NV | NV-Western | Tracy | 2336 | GT2 | DFO | GT | 12.5 | 10 | 0 | 0 | 0 |  | Electric Utility | N | RE | 2010 | Retired prior to 2012 |  | Western
EXCLUDE | NV | NV-Western | Tracy | 2336 | GT3 | NG | GT | 85 | 66.3 | 1011 | 7606.5 | 6440.07 |  | Electric Utility | N | OP |  | Simple cycle unit |  | Western
EXCLUDE | NV | NV-Western | Tracy | 2336 | GT4 | NG | GT | 85 | 66.3 | 1011 | 7606.5 | 6440.07 |  | Electric Utility | N | OP |  | Simple cycle unit |  | Western
OGST | NV | NV-Western | Tracy | 2336 | ST1 | NG | ST | 50 | 53 | 0 | 0 | 0 |  | Electric Utility | N | OP | 2013 |  |  | Western
OGST | NV | NV-Western | Tracy | 2336 | ST2 | NG | ST | 75 | 83 | 0 | 0 | 0 |  | Electric Utility | N | OP | 2015 |  |  | Western
COALST | NV | NV-Western | Mohave | 2341 | 1 | SUB | ST | 818.1 | 790 | 0 | 0 | 0 |  | Electric Utility | N | RE | 2012 |  |  | Western
COALST | NV | NV-Western | Mohave | 2341 | 2 | SUB | ST | 818.1 | 790 | 0 | 0 | 0 |  | Electric Utility | N | RE | 2012 |  |  | Western
EXCLUDE | NH | NH-Eastern | Comerford | 2349 | GEN1 | WAT | HY | 35.1 | 23.6 | 0 | 76093.75 | 0 |  | IPP Non-CHP | N | OP |  | Non Combustion (NUC, WAT, WND, GEO, or SUN) |  | Eastern
EXCLUDE | NH | NH-Eastern | Comerford | 2349 | GEN2 | WAT | HY | 35.1 | 47.5 | 0 | 76093.75 | 0 |  | IPP Non-CHP | N | OP |  | Non Combustion (NUC, WAT, WND, GEO, or SUN) |  | Eastern
EXCLUDE | NH | NH-Eastern | Comerford | 2349 | GEN3 | WAT | HY | 35.1 | 47.5 | 0 | 76093.75 | 0 |  | IPP Non-CHP | N | OP |  | Non Combustion (NUC, WAT, WND, GEO, or SUN) |  | Eastern
EXCLUDE | NH | NH-Eastern | Comerford | 2349 | GEN4 | WAT | HY | 35.1 | 41.4 | 0 | 76093.75 | 0 |  | IPP Non-CHP | N | OP |  | Non Combustion (NUC, WAT, WND, GEO, or SUN) |  | Eastern
EXCLUDE | NH | NH-Eastern | S C Moore | 2351 | GEN1 | WAT | HY | 35.1 | 47.7 | 0 | 57637.5 | 0 |  | IPP Non-CHP | N | OP |  | Non Combustion (NUC, WAT, WND, GEO, or SUN) |  | Eastern
EXCLUDE | NH | NH-Eastern | S C Moore | 2351 | GEN2 | WAT | HY | 35.1 | 47.7 | 0 | 57637.5 | 0 |  | IPP Non-CHP | N | OP |  | Non Combustion (NUC, WAT, WND, GEO, or SUN) |  | Eastern
EXCLUDE | NH | NH-Eastern | S C Moore | 2351 | GEN3 | WAT | HY | 35.1 | 47.7 | 0 | 57637.5 | 0 |  | IPP Non-CHP | N | OP |  | Non Combustion (NUC, WAT, WND, GEO, or SUN) |  | Eastern
EXCLUDE | NH | NH-Eastern | S C Moore | 2351 | GEN4 | WAT | HY | 35.1 | 47.7 | 0 | 57637.5 | 0 |  | IPP Non-CHP | N | OP |  | Non Combustion (NUC, WAT, WND, GEO, or SUN) |  | Eastern
EXCLUDE | VT | VT-Eastern | Vernon | 2352 | 1 | WAT | HY | 2 | 2.5 | 0 | 8536.96 | 0 |  | IPP Non-CHP | N | OP |  | State not covered under final 111(d) |  | Eastern
EXCLUDE | VT | VT-Eastern | Vernon | 2352 | 10 | WAT | HY | 4.2 | 4.2 | 0 | 17927.62 | 0 |  | IPP Non-CHP | N | OP |  | State not covered under final 111(d) |  | Eastern
EXCLUDE | VT | VT-Eastern | Vernon | 2352 | 2 | WAT | HY | 2 | 2.5 | 0 | 8536.96 | 0 |  | IPP Non-CHP | N | OP |  | State not covered under final 111(d) |  | Eastern
EXCLUDE | VT | VT-Eastern | Vernon | 2352 | 3 | WAT | HY | 2 | 2.5 | 0 | 8536.96 | 0 |  | IPP Non-CHP | N | OP |  | State not covered under final 111(d) |  | Eastern
EXCLUDE | VT | VT-Eastern | Vernon | 2352 | 4 | WAT | HY | 2.5 | 2.5 | 0 | 10671.2 | 0 |  | IPP Non-CHP | N | OP |  | State not covered under final 111(d) |  | Eastern
EXCLUDE | VT | VT-Eastern | Vernon | 2352 | 5 | WAT | HY | 4.5 | 4 | 0 | 19208.17 | 0 |  | IPP Non-CHP | N | OP |  | State not covered under final 111(d) |  | Eastern
EXCLUDE | VT | VT-Eastern | Vernon | 2352 | 6 | WAT | HY | 4.5 | 4 | 0 | 19208.17 | 0 |  | IPP Non-CHP | N | OP |  | State not covered under final 111(d) |  | Eastern
EXCLUDE | VT | VT-Eastern | Vernon | 2352 | 7 | WAT | HY | 4.5 | 4 | 0 | 19208.17 | 0 |  | IPP Non-CHP | N | OP |  | State not covered under final 111(d) |  | Eastern
EXCLUDE | VT | VT-Eastern | Vernon | 2352 | 8 | WAT | HY | 4.5 | 4 | 0 | 19208.17 | 0 |  | IPP Non-CHP | N | OP |  | State not covered under final 111(d) |  | Eastern
EXCLUDE | VT | VT-Eastern | Vernon | 2352 | 9 | WAT | HY | 4.2 | 4.2 | 0 | 17927.62 | 0 |  | IPP Non-CHP | N | OP |  | State not covered under final 111(d) |  | Eastern
EXCLUDE | VT | VT-Eastern | Wilder | 2353 | GEN1 | WAT | HY | 16.2 | 19.5 | 0 | 64227.99 | 0 |  | IPP Non-CHP | N | OP |  | State not covered under final 111(d) |  | Eastern
EXCLUDE | VT | VT-Eastern | Wilder | 2353 | GEN2 | WAT | HY | 16.2 | 19.5 | 0 | 64227.99 | 0 |  | IPP Non-CHP | N | OP |  | State not covered under final 111(d) |  | Eastern
EXCLUDE | VT | VT-Eastern | Wilder | 2353 | GEN3 | WAT | HY | 3.2 | 2.3 | 0 | 12687.01 | 0 |  | IPP Non-CHP | N | OP |  | State not covered under final 111(d) |  | Eastern
EXCLUDE | NH | NH-Eastern | Amoskeag | 2354 | 1 | WAT | HY | 6 | 6.2 | 0 | 32444.63 | 0 |  | Electric Utility | N | OP |  | Non Combustion (NUC, WAT, WND, GEO, or SUN) |  | Eastern
EXCLUDE | NH | NH-Eastern | Amoskeag | 2354 | 2 | WAT | HY | 5 | 5.3 | 0 | 27037.19 | 0 |  | Electric Utility | N | OP |  | Non Combustion (NUC, WAT, WND, GEO, or SUN) |  | Eastern
EXCLUDE | NH | NH-Eastern | Amoskeag | 2354 | 3 | WAT | HY | 5 | 5.3 | 0 | 27037.19 | 0 |  | Electric Utility | N | OP |  | Non Combustion (NUC, WAT, WND, GEO, or SUN) |  | Eastern
EXCLUDE | NH | NH-Eastern | Ayers Island | 2355 | 1 | WAT | HY | 2.8 | 2.8 | 0 | 15285.33 | 0 |  | Electric Utility | N | OP |  | Non Combustion (NUC, WAT, WND, GEO, or SUN) |  | Eastern
EXCLUDE | NH | NH-Eastern | Ayers Island | 2355 | 2 | WAT | HY | 2.8 | 2.8 | 0 | 15285.33 | 0 |  | Electric Utility | N | OP |  | Non Combustion (NUC, WAT, WND, GEO, or SUN) |  | Eastern
EXCLUDE | NH | NH-Eastern | Ayers Island | 2355 | 3 | WAT | HY | 2.8 | 2.8 | 0 | 15285.33 | 0 |  | Electric Utility | N | OP |  | Non Combustion (NUC, WAT, WND, GEO, or SUN) |  | Eastern
EXCLUDE | NH | NH-Eastern | Eastman Falls | 2356 | 1 | WAT | HY | 1.8 | 1.8 | 0 | 6398.16 | 0 |  | Electric Utility | N | OP |  | Non Combustion (NUC, WAT, WND, GEO, or SUN) |  | Eastern
EXCLUDE | NH | NH-Eastern | Eastman Falls | 2356 | 2 | WAT | HY | 4.6 | 3.8 | 0 | 16350.84 | 0 |  | Electric Utility | N | OP |  | Non Combustion (NUC, WAT, WND, GEO, or SUN) |  | Eastern
EXCLUDE | NH | NH-Eastern | Garvins Falls | 2357 | 1 | WAT | HY | 3.4 | 3.4 | 0 | 12002 | 0 |  | Electric Utility | N | OP |  | Non Combustion (NUC, WAT, WND, GEO, or SUN) |  | Eastern
EXCLUDE | NH | NH-Eastern | Garvins Falls | 2357 | 2 | WAT | HY | 3.4 | 3.3 | 0 | 12002 | 0 |  | Electric Utility | N | OP |  | Non Combustion (NUC, WAT, WND, GEO, or SUN) |  | Eastern
EXCLUDE | NH | NH-Eastern | Garvins Falls | 2357 | 3 | WAT | HY | 2.4 | 2.4 | 0 | 8472 | 0 |  | Electric Utility | N | OP |  | Non Combustion (NUC, WAT, WND, GEO, or SUN) |  | Eastern
EXCLUDE | NH | NH-Eastern | Garvins Falls | 2357 | 4 | WAT | HY | 3.2 | 3.2 | 0 | 11296 | 0 |  | Electric Utility | N | OP |  | Non Combustion (NUC, WAT, WND, GEO, or SUN) |  | Eastern
EXCLUDE | NH | NH-Eastern | Gorham | 2358 | 1 | WAT | HY | 0.4 | 0.4 | 0 | 2175.64 | 0 |  | Electric Utility | N | OP |  | Non Combustion (NUC, WAT, WND, GEO, or SUN) |  | Eastern
EXCLUDE | NH | NH-Eastern | Gorham | 2358 | 2 | WAT | HY | 0.4 | 0.4 | 0 | 2175.64 | 0 |  | Electric Utility | N | OP |  | Non Combustion (NUC, WAT, WND, GEO, or SUN) |  | Eastern
EXCLUDE | NH | NH-Eastern | Gorham | 2358 | 3 | WAT | HY | 0.7 | 0.6 | 0 | 3807.36 | 0 |  | Electric Utility | N | OP |  | Non Combustion (NUC, WAT, WND, GEO, or SUN) |  | Eastern
EXCLUDE | NH | NH-Eastern | Gorham | 2358 | 4 | WAT | HY | 0.7 | 0.6 | 0 | 3807.36 | 0 |  | Electric Utility | N | OP |  | Non Combustion (NUC, WAT, WND, GEO, or SUN) |  | Eastern
EXCLUDE | NH | NH-Eastern | Hooksett | 2359 | 1 | WAT | HY | 1.6 | 1.6 | 0 | 8521 | 0 |  | Electric Utility | N | OP |  | Non Combustion (NUC, WAT, WND, GEO, or SUN) |  | Eastern
EXCLUDE | NH | NH-Eastern | Jackman | 2360 | 1 | WAT | HY | 3.2 | 3.6 | 0 | 8543 | 0 |  | Electric Utility | N | OP |  | Non Combustion (NUC, WAT, WND, GEO, or SUN) |  | Eastern
EXCLUDE | NH | NH-Eastern | Lost Nation | 2362 | GT1 | DFO | GT | 18 | 14 | 260 | 123 | 423.92 |  | Electric Utility | N | OP |  | Simple cycle unit |  | Eastern
COALST | NH | NH-Eastern | Merrimack | 2364 | 1 | BIT | ST | 113.6 | 108 | 1400 | 346838 | 421548.93 |  | Electric Utility | N | OP |  |  |  | Eastern
COALST | NH | NH-Eastern | Merrimack | 2364 | 2 | BIT | ST | 345.6 | 330.5 | 4090 | 839298 | 974093.31 |  | Electric Utility | N | OP |  |  |  | Eastern
EXCLUDE | NH | NH-Eastern | Merrimack | 2364 | GT1 | JF | GT | 18.6 | 16.8 | 239 | 72.5 | 190.17 |  | Electric Utility | N | OP |  | Simple cycle unit |  | Eastern
EXCLUDE | NH | NH-Eastern | Merrimack | 2364 | GT2 | JF | GT | 18.6 | 16.8 | 239 | 72.5 | 190.17 |  | Electric Utility | N | OP |  | Simple cycle unit |  | Eastern
COALST | NH | NH-Eastern | Schiller | 2367 | 4 | BIT | ST | 50 | 47.5 | 775 | 47456 | 64554.41 |  | Electric Utility | N | OP |  |  |  | Eastern
EXCLUDE | NH | NH-Eastern | Schiller | 2367 | 5 | WDS | ST | 50 | 43.1 | 775 | 337901 | 537703.83 |  | Electric Utility | N | OP |  | Non-Fossil Fuel Type (Less than 10% Fossil Fuel) |  | Eastern
COALST | NH | NH-Eastern | Schiller | 2367 | 6 | BIT | ST | 50 | 47.9 | 775 | 47749 | 65894.48 |  | Electric Utility | N | OP |  |  |  | Eastern
EXCLUDE | NH | NH-Eastern | Schiller | 2367 | GT1 | JF | GT | 21.2 | 17 | 283 | 103 | 135.01 |  | Electric Utility | N | OP |  | Simple cycle unit |  | Eastern
EXCLUDE | NH | NH-Eastern | Smith | 2368 | 1 | WAT | HY | 15 | 11.7 | 0 | 96473 | 0 |  | Electric Utility | N | OP |  | Non Combustion (NUC, WAT, WND, GEO, or SUN) |  | Eastern
EXCLUDE | NH | NH-Eastern | White Lake | 2369 | GT1 | JF | GT | 18.6 | 17.5 | 241 | 96 | 153.45 |  | Electric Utility | N | OP |  | Simple cycle unit |  | Eastern
COALST | NJ | NJ-Eastern | B L England | 2378 | 1 | BIT | ST | 136 | 113 | 1300 | 65410 | 85993.19 |  | IPP Non-CHP | N | OP | 2014 |  |  | Eastern
COALST | NJ | NJ-Eastern | B L England | 2378 | 2 | BIT | ST | 163.2 | 155 | 1600 | 100742 | 117030.33 |  | IPP Non-CHP | N | OP |  |  |  | Eastern
OGST | NJ | NJ-Eastern | B L England | 2378 | 3 | RFO | ST | 176.4 | 148 | 1720 | 6125 | 6466.31 |  | IPP Non-CHP | N | OP |  |  |  | Eastern
EXCLUDE | NJ | NJ-Eastern | B L England | 2378 | IC1 | DFO | IC | 2 | 2 | 0 | 0 | 0 |  | IPP Non-CHP | N | OP | 2015 | Internal Combustion |  | Eastern
EXCLUDE | NJ | NJ-Eastern | B L England | 2378 | IC2 | DFO | IC | 2 | 2 | 0 | 0 | 0 |  | IPP Non-CHP | N | OP | 2015 | Internal Combustion |  | Eastern
EXCLUDE | NJ | NJ-Eastern | B L England | 2378 | IC3 | DFO | IC | 2 | 2 | 0 | 0 | 0 |  | IPP Non-CHP | N | OP | 2015 | Internal Combustion |  | Eastern
EXCLUDE | NJ | NJ-Eastern | B L England | 2378 | IC4 | DFO | IC | 2 | 2 | 0 | 0 | 0 |  | IPP Non-CHP | N | OP | 2015 | Internal Combustion |  | Eastern
EXCLUDE | NJ | NJ-Eastern | Carlls Corner | 2379 | CA1 | NG | GT | 41.9 | 37.4 | 660 | 11534.5 | 18076.7 |  | IPP Non-CHP | N | OP |  | Simple cycle unit |  | Eastern
EXCLUDE | NJ | NJ-Eastern | Carlls Corner | 2379 | CA2 | NG | GT | 41.9 | 41.2 | 660 | 11534.5 | 13773.6 |  | IPP Non-CHP | N | OP |  | Simple cycle unit |  | Eastern
EXCLUDE | NJ | NJ-Eastern | Cedar Station | 2380 | CED1 | DFO | GT | 46 | 42.7 | 745.45 | 1100.03 | 2954.06 |  | IPP Non-CHP | N | SB |  | Simple cycle unit |  | Eastern
EXCLUDE | NJ | NJ-Eastern | Cedar Station | 2380 | CED2 | DFO | GT | 21.2 | 22.7 | 343.55 | 506.97 | 1361.44 |  | IPP Non-CHP | N | SB |  | Simple cycle unit |  | Eastern
EXCLUDE | NJ | NJ-Eastern | Middle Station | 2382 | MID1 | KER | GT | 21.2 | 19.2 | 281.78 | 76.17 | 45.94 |  | IPP Non-CHP | N | SB |  | Simple cycle unit |  | Eastern
EXCLUDE | NJ | NJ-Eastern | Middle Station | 2382 | MID2 | KER | GT | 21.2 | 19.4 | 281.78 | 76.17 | 45.94 |  | IPP Non-CHP | N | SB |  | Simple cycle unit |  | Eastern
EXCLUDE | NJ | NJ-Eastern | Middle Station | 2382 | MID3 | KER | GT | 37.2 | 34.8 | 494.44 | 133.66 | 252 |  | IPP Non-CHP | N | SB |  | Simple cycle unit |  | Eastern
EXCLUDE | NJ | NJ-Eastern | Missouri Avenue | 2383 | MISB | KER | GT | 18.6 | 18.5 | 0 | 122.67 | 324.74 |  | IPP Non-CHP | N | SB |  | Simple cycle unit |  | Eastern
EXCLUDE | NJ | NJ-Eastern | Missouri Avenue | 2383 | MISC | KER | GT | 18.6 | 20.5 | 0 | 122.67 | 324.74 |  | IPP Non-CHP | N | SB |  | Simple cycle unit |  | Eastern
EXCLUDE | NJ | NJ-Eastern | Missouri Avenue | 2383 | MISD | KER | GT | 18.6 | 20.5 | 0 | 122.67 | 324.74 |  | IPP Non-CHP | N | SB |  | Simple cycle unit |  | Eastern
OGST | NJ | NJ-Eastern | Deepwater | 2384 | 1 | NG | ST | 81.6 | 78.9 | 835 | 69852 | 283.65 |  | IPP Non-CHP | N | OP |  |  |  | Eastern
EXCLUDE | NJ | NJ-Eastern | Deepwater | 2384 | 4 | RFO | ST | 53 | 54 | 0 | 0 | 0 |  | IPP Non-CHP | N | RE | 2004 | Retired prior to 2012 |  | Eastern
OGST | NJ | NJ-Eastern | Deepwater | 2384 | 6 | NG | ST | 73.5 | 81.2 | 830 | 27171 | 48324.03 |  | IPP Non-CHP | N | OP |  |  |  | Eastern
EXCLUDE | NJ | NJ-Eastern | Deepwater | 2384 | GTA | NG | GT | 18.6 | 19 | 0 | 0 | 0 |  | IPP Non-CHP | N | RE | 2005 | Retired prior to 2012 |  | Eastern
EXCLUDE | NJ | NJ-Eastern | Werner | 2385 | GT1 | DFO | GT | 53 | 46 | 830 | 326.44 | 448.25 |  | IPP Non-CHP | N | OP | 2015 | Simple cycle unit |  | Eastern
EXCLUDE | NJ | NJ-Eastern | Werner | 2385 | GT2 | DFO | GT | 53 | 46 | 830 | 326.44 | 448.25 |  | IPP Non-CHP | N | OP | 2015 | Simple cycle unit |  | Eastern
EXCLUDE | NJ | NJ-Eastern | Werner | 2385 | GT3 | DFO | GT | 53 | 46 | 830 | 326.44 | 448.25 |  | IPP Non-CHP | N | OP | 2015 | Simple cycle unit |  | Eastern
EXCLUDE | NJ | NJ-Eastern | Werner | 2385 | GT4 | DFO | GT | 53 | 46 | 830 | 326.44 | 448.25 |  | IPP Non-CHP | N | OP | 2015 | Simple cycle unit |  | Eastern
EXCLUDE | NJ | NJ-Eastern | Oyster Creek | 2388 | 1 | NUC | ST | 550 | 614.5 | 0 | 4714677 | 0 |  | IPP Non-CHP | N | OP | 2019 | Non Combustion (NUC, WAT, WND, GEO, or SUN) |  | Eastern
EXCLUDE | NJ | NJ-Eastern | Sayreville | 2390 | 4 | DFO | ST | 125 | 114 | 0 | 0 | 0 |  | IPP Non-CHP | N | RE | 2004 | Retired prior to 2012 |  | Eastern
EXCLUDE | NJ | NJ-Eastern | Sayreville | 2390 | 5 | NG | ST | 125 | 115 | 0 | 0 | 0 |  | IPP Non-CHP | N | RE | 2004 | Retired prior to 2012 |  | Eastern
EXCLUDE | NJ | NJ-Eastern | Sayreville | 2390 | GT1 | NG | GT | 53 | 50 | 858 | 1098.25 | 1431.3 |  | IPP Non-CHP | N | OP |  | Simple cycle unit |  | Eastern
EXCLUDE | NJ | NJ-Eastern | Sayreville | 2390 | GT2 | NG | GT | 53 | 50 | 858 | 1098.25 | 1431.3 |  | IPP Non-CHP | N | OP |  | Simple cycle unit |  | Eastern
EXCLUDE | NJ | NJ-Eastern | Sayreville | 2390 | GT3 | NG | GT | 53 | 50 | 858 | 1098.25 | 1431.3 |  | IPP Non-CHP | N | OP |  | Simple cycle unit |  | Eastern
EXCLUDE | NJ | NJ-Eastern | Sayreville | 2390 | GT4 | NG | GT | 53 | 50 | 858 | 1098.25 | 1431.3 |  | IPP Non-CHP | N | OP |  | Simple cycle unit |  | Eastern
NGCC | NJ | NJ-Eastern | Gilbert | 2393 | 4 | NG | CC | 54 | 47 | 915 | 6670.46 | 5327.33 |  | IPP Non-CHP | N | OP |  |  |  | Eastern
NGCC | NJ | NJ-Eastern | Gilbert | 2393 | 5 | NG | CC | 54 | 47 | 911 | 6670.46 | 5327.33 |  | IPP Non-CHP | N | OP |  |  |  | Eastern
NGCC | NJ | NJ-Eastern | Gilbert | 2393 | 6 | NG | CC | 54 | 49 | 928 | 6670.46 | 5327.33 |  | IPP Non-CHP | N | OP |  |  |  | Eastern
NGCC | NJ | NJ-Eastern | Gilbert | 2393 | 7 | NG | CC | 54 | 47 | 997 | 6670.46 | 5327.33 |  | IPP Non-CHP | N | OP |  |  |  | Eastern
NGCC | NJ | NJ-Eastern | Gilbert | 2393 | 8 | NG | CC | 135 | 90 | 915 | 16676.15 | 13318.32 |  | IPP Non-CHP | N | OP |  |  |  | Eastern
EXCLUDE | NJ | NJ-Eastern | Gilbert | 2393 | 9 | NG | GT | 161 | 150 | 1124.49 | 792.13 | 761.85 |  | IPP Non-CHP | N | OP |  | Simple cycle unit |  | Eastern
EXCLUDE | NJ | NJ-Eastern | Gilbert | 2393 | C1 | NG | GT | 24 | 20 | 167.63 | 118.08 | 113.57 |  | IPP Non-CHP | N | OP | 2015 | Simple cycle unit |  | Eastern
EXCLUDE | NJ | NJ-Eastern | Gilbert | 2393 | C2 | NG | GT | 24 | 22 | 167.63 | 118.08 | 113.57 |  | IPP Non-CHP | N | OP | 2015 | Simple cycle unit |  | Eastern
EXCLUDE | NJ | NJ-Eastern | Gilbert | 2393 | C3 | NG | GT | 24 | 22 | 167.63 | 118.08 | 113.57 |  | IPP Non-CHP | N | OP | 2015 | Simple cycle unit |  | Eastern
EXCLUDE | NJ | NJ-Eastern | Gilbert | 2393 | C4 | NG | GT | 24 | 22 | 167.63 | 118.08 | 113.57 |  | IPP Non-CHP | N | OP | 2015 | Simple cycle unit |  | Eastern
EXCLUDE | NJ | NJ-Eastern | PSEG Bayonne Generating Station | 2397 | 1 | KER | GT | 21.2 | 20 | 0 | 0 | 0 |  | IPP Non-CHP | N | RE | 2006 | Retired prior to 2012 |  | Eastern
EXCLUDE | NJ | NJ-Eastern | PSEG Bayonne Generating Station | 2397 | 2 | KER | GT | 21 | 20 | 0 | 0 | 0 |  | IPP Non-CHP | N | RE | 2006 | Retired prior to 2012 |  | Eastern
NGCC | NJ | NJ-Eastern | Bergen Generating Station | 2398 | 1101 | NG | CC | 112.5 | 110.2 | 1515 | 477088.5 | 217910.34 |  | IPP Non-CHP | N | OP |  |  |  | Eastern
NGCC | NJ | NJ-Eastern | Bergen Generating Station | 2398 | 1201 | NG | CC | 112.5 | 110.2 | 1515 | 477088.5 | 217910.34 |  | IPP Non-CHP | N | OP |  |  |  | Eastern
NGCC | NJ | NJ-Eastern | Bergen Generating Station | 2398 | 1301 | NG | CC | 112.5 | 110.2 | 1515 | 477088.5 | 217910.34 |  | IPP Non-CHP | N | OP |  |  |  | Eastern
NGCC | NJ | NJ-Eastern | Bergen Generating Station | 2398 | 1401 | NG | CC | 112.5 | 110.2 | 1515 | 477088.5 | 217910.34 |  | IPP Non-CHP | N | OP |  |  |  | Eastern
NGCC | NJ | NJ-Eastern | Bergen Generating Station | 2398 | 1501 | NG | CC | 325.2 | 188.2 | 1515 | 1379103.83 | 629906.17 |  | IPP Non-CHP | N | OP |  |  |  | Eastern
NGCC | NJ | NJ-Eastern | Bergen Generating Station | 2398 | 2101 | NG | CC | 183.6 | 161.8 | 2450 | 778608.44 | 355629.68 |  | IPP Non-CHP | N | OP |  |  |  | Eastern
NGCC | NJ | NJ-Eastern | Bergen Generating Station | 2398 | 2201 | NG | CC | 183.6 | 161.8 | 2450 | 778608.44 | 355629.68 |  | IPP Non-CHP | N | OP |  |  |  | Eastern
NGCC | NJ | NJ-Eastern | Bergen Generating Station | 2398 | 2301 | NG | CC | 258.4 | 232.6 | 1515 | 1095819.28 | 500515.85 |  | IPP Non-CHP | N | OP |  |  |  | Eastern
EXCLUDE | NJ | NJ-Eastern | Bergen Generating Station | 2398 | 3 | NG | GT | 18.6 | 21.3 | 327 | 367 | 385.1 |  | IPP Non-CHP | N | OP | 2015 | Simple cycle unit |  | Eastern
EXCLUDE | NJ | NJ-Eastern | PSEG Burlington Generating Station | 2399 | 101 | NG | CC | 44.8 | 49 | 0 | 0 | 0 |  | IPP Non-CHP | N | RE | 2004 | Retired prior to 2012 |  | Eastern
EXCLUDE | NJ | NJ-Eastern | PSEG Burlington Generating Station | 2399 | 102 | NG | CC | 44.8 | 49 | 0 | 0 | 0 |  | IPP Non-CHP | N | RE | 2004 | Retired prior to 2012 |  | Eastern
EXCLUDE | NJ | NJ-Eastern | PSEG Burlington Generating Station | 2399 | 103 | NG | CC | 44.8 | 49 | 0 | 0 | 0 |  | IPP Non-CHP | N | RE | 2004 | Retired prior to 2012 |  | Eastern
EXCLUDE | NJ | NJ-Eastern | PSEG Burlington Generating Station | 2399 | 104 | NG | CC | 44.8 | 49 | 0 | 0 | 0 |  | IPP Non-CHP | N | RE | 2004 | Retired prior to 2012 |  | Eastern
EXCLUDE | NJ | NJ-Eastern | PSEG Burlington Generating Station | 2399 | 105 | NG | CC | 44.9 | 49 | 0 | 0 | 0 |  | IPP Non-CHP | N | RE | 2004 | Retired prior to 2012 |  | Eastern
EXCLUDE | NJ | NJ-Eastern | PSEG Burlington Generating Station | 2399 | 111 | DFO | GT | 41.8 | 47.8 | 608.42 | 7833.02 | 4721.53 |  | IPP Non-CHP | N | OP | 2015 | Simple cycle unit |  | Eastern
EXCLUDE | NJ | NJ-Eastern | PSEG Burlington Generating Station | 2399 | 112 | DFO | GT | 41.8 | 46.4 | 608.42 | 7833.02 | 4721.53 |  | IPP Non-CHP | N | OP | 2015 | Simple cycle unit |  | Eastern
EXCLUDE | NJ | NJ-Eastern | PSEG Burlington Generating Station | 2399 | 113 | DFO | GT | 41.8 | 46.1 | 608.42 | 7833.02 | 4721.53 |  | IPP Non-CHP | N | OP | 2015 | Simple cycle unit |  | Eastern
EXCLUDE | NJ | NJ-Eastern | PSEG Burlington Generating Station | 2399 | 114 | DFO | GT | 41.8 | 42.2 | 608.42 | 7833.02 | 4721.53 |  | IPP Non-CHP | N | OP | 2015 | Simple cycle unit |  | Eastern
EXCLUDE | NJ | NJ-Eastern | PSEG Burlington Generating Station | 2399 | 121 | NG | GT | 60.5 | 42 | 880.6 | 11337.27 | 6833.79 |  | IPP Non-CHP | N | OP |  | Simple cycle unit |  | Eastern
EXCLUDE | NJ | NJ-Eastern | PSEG Burlington Generating Station | 2399 | 122 | NG | GT | 60.5 | 42.1 | 880.6 | 11337.27 | 6833.79 |  | IPP Non-CHP | N | OP |  | Simple cycle unit |  | Eastern
EXCLUDE | NJ | NJ-Eastern | PSEG Burlington Generating Station | 2399 | 123 | NG | GT | 60.5 | 43.6 | 880.6 | 11337.27 | 6833.79 |  | IPP Non-CHP | N | OP |  | Simple cycle unit |  | Eastern
EXCLUDE | NJ | NJ-Eastern | PSEG Burlington Generating Station | 2399 | 124 | NG | GT | 60.5 | 42.5 | 880.6 | 11337.27 | 6833.79 |  | IPP Non-CHP | N | OP |  | Simple cycle unit |  | Eastern
EXCLUDE | NJ | NJ-Eastern | PSEG Burlington Generating Station | 2399 | 8 | DFO | GT | 18.5 | 22.7 | 269.27 | 3466.77 | 2089.67 |  | IPP Non-CHP | N | OP | 2015 | Simple cycle unit |  | Eastern
EXCLUDE | NJ | NJ-Eastern | PSEG Burlington Generating Station | 2399 | 91 | DFO | GT | 41.8 | 46.6 | 608.42 | 7833.02 | 4721.53 |  | IPP Non-CHP | N | OP | 2014 | Simple cycle unit |  | Eastern
EXCLUDE | NJ | NJ-Eastern | PSEG Burlington Generating Station | 2399 | 92 | DFO | GT | 41.8 | 47.3 | 608.42 | 7833.02 | 4721.53 |  | IPP Non-CHP | N | OP | 2014 | Simple cycle unit |  | Eastern
EXCLUDE | NJ | NJ-Eastern | PSEG Burlington Generating Station | 2399 | 93 | DFO | GT | 41.8 | 46.8 | 608.42 | 7833.02 | 4721.53 |  | IPP Non-CHP | N | OP | 2014 | Simple cycle unit |  | Eastern
EXCLUDE | NJ | NJ-Eastern | PSEG Burlington Generating Station | 2399 | 94 | DFO | GT | 41.8 | 46 | 608.42 | 7833.02 | 4721.53 |  | IPP Non-CHP | N | OP | 2014 | Simple cycle unit |  | Eastern
EXCLUDE | NJ | NJ-Eastern | PSEG Edison Generating Station | 2400 | 11 | NG | GT | 41.8 | 43.7 | 810 | 2834.08 | 2671.53 |  | IPP Non-CHP | N | OP | 2015 | Simple cycle unit |  | Eastern
EXCLUDE | NJ | NJ-Eastern | PSEG Edison Generating Station | 2400 | 12 | NG | GT | 41.8 | 43.4 | 810 | 2834.08 | 2671.53 |  | IPP Non-CHP | N | OP | 2015 | Simple cycle unit |  | Eastern
EXCLUDE | NJ | NJ-Eastern | PSEG Edison Generating Station | 2400 | 13 | NG | GT | 41.8 | 43 | 810 | 2834.08 | 2671.53 |  | IPP Non-CHP | N | OP | 2015 | Simple cycle unit |  | Eastern
EXCLUDE | NJ | NJ-Eastern | PSEG Edison Generating Station | 2400 | 14 | NG | GT | 41.8 | 42.1 | 810 | 2834.08 | 2671.53 |  | IPP Non-CHP | N | OP | 2015 | Simple cycle unit |  | Eastern
EXCLUDE | NJ | NJ-Eastern | PSEG Edison Generating Station | 2400 | 21 | NG | GT | 41.8 | 43.1 | 810 | 2834.08 | 2671.53 |  | IPP Non-CHP | N | OP | 2015 | Simple cycle unit |  | Eastern
EXCLUDE | NJ | NJ-Eastern | PSEG Edison Generating Station | 2400 | 22 | NG | GT | 41.8 | 42.1 | 810 | 2834.08 | 2671.53 |  | IPP Non-CHP | N | OP | 2015 | Simple cycle unit |  | Eastern
EXCLUDE | NJ | NJ-Eastern | PSEG Edison Generating Station | 2400 | 23 | NG | GT | 41.8 | 43 | 810 | 2834.08 | 2671.53 |  | IPP Non-CHP | N | OP | 2015 | Simple cycle unit |  | Eastern
EXCLUDE | NJ | NJ-Eastern | PSEG Edison Generating Station | 2400 | 24 | NG | GT | 41.8 | 43 | 810 | 2834.08 | 2671.53 |  | IPP Non-CHP | N | OP | 2015 | Simple cycle unit |  | Eastern
EXCLUDE | NJ | NJ-Eastern | PSEG Edison Generating Station | 2400 | 31 | NG | GT | 41.8 | 43.4 | 810 | 2834.08 | 2671.53 |  | IPP Non-CHP | N | OP | 2015 | Simple cycle unit |  | Eastern
EXCLUDE | NJ | NJ-Eastern | PSEG Edison Generating Station | 2400 | 32 | NG | GT | 41.8 | 43.4 | 810 | 2834.08 | 2671.53 |  | IPP Non-CHP | N | OP | 2015 | Simple cycle unit |  | Eastern
EXCLUDE | NJ | NJ-Eastern | PSEG Edison Generating Station | 2400 | 33 | NG | GT | 41.8 | 43.8 | 810 | 2834.08 | 2671.53 |  | IPP Non-CHP | N | OP | 2015 | Simple cycle unit |  | Eastern
EXCLUDE | NJ | NJ-Eastern | PSEG Edison Generating Station | 2400 | 34 | NG | GT | 41.8 | 43.7 | 810 | 2834.08 | 2671.53 |  | IPP Non-CHP | N | OP | 2015 | Simple cycle unit |  | Eastern
EXCLUDE | NJ | NJ-Eastern | PSEG Essex Generating Station | 2401 | 101 | NG | GT | 41.8 | 42.4 | 787.47 | 4290.61 | 3744.6 |  | IPP Non-CHP | N | OP | 2015 | Simple cycle unit |  | Eastern
EXCLUDE | NJ | NJ-Eastern | PSEG Essex Generating Station | 2401 | 102 | NG | GT | 41.8 | 42.9 | 787.47 | 4290.61 | 3744.6 |  | IPP Non-CHP | N | OP | 2015 | Simple cycle unit |  | Eastern
EXCLUDE | NJ | NJ-Eastern | PSEG Essex Generating Station | 2401 | 103 | NG | GT | 41.8 | 42.5 | 787.47 | 4290.61 | 3744.6 |  | IPP Non-CHP | N | OP | 2015 | Simple cycle unit |  | Eastern
EXCLUDE | NJ | NJ-Eastern | PSEG Essex Generating Station | 2401 | 104 | NG | GT | 41.8 | 44.5 | 787.47 | 4290.61 | 3744.6 |  | IPP Non-CHP | N | OP | 2015 | Simple cycle unit |  | Eastern
EXCLUDE | NJ | NJ-Eastern | PSEG Essex Generating Station | 2401 | 111 | NG | GT | 41.8 | 46.9 | 787.47 | 4290.61 | 3744.6 |  | IPP Non-CHP | N | OP | 2015 | Simple cycle unit |  | Eastern
EXCLUDE | NJ | NJ-Eastern | PSEG Essex Generating Station | 2401 | 112 | NG | GT | 41.8 | 47.7 | 787.47 | 4290.61 | 3744.6 |  | IPP Non-CHP | N | OP | 2015 | Simple cycle unit |  | Eastern
EXCLUDE | NJ | NJ-Eastern | PSEG Essex Generating Station | 2401 | 113 | NG | GT | 41.8 | 46.7 | 787.47 | 4290.61 | 3744.6 |  | IPP Non-CHP | N | OP | 2015 | Simple cycle unit |  | Eastern
EXCLUDE | NJ | NJ-Eastern | PSEG Essex Generating Station | 2401 | 114 | NG | GT | 41.8 | 46.8 | 787.47 | 4290.61 | 3744.6 |  | IPP Non-CHP | N | OP | 2015 | Simple cycle unit |  | Eastern
EXCLUDE | NJ | NJ-Eastern | PSEG Essex Generating Station | 2401 | 121 | NG | GT | 41.8 | 46.1 | 787.47 | 4290.61 | 3744.6 |  | IPP Non-CHP | N | OP | 2015 | Simple cycle unit |  | Eastern
EXCLUDE | NJ | NJ-Eastern | PSEG Essex Generating Station | 2401 | 122 | NG | GT | 41.8 | 48.2 | 787.47 | 4290.61 | 3744.6 |  | IPP Non-CHP | N | OP | 2015 | Simple cycle unit |  | Eastern
EXCLUDE | NJ | NJ-Eastern | PSEG Essex Generating Station | 2401 | 123 | NG | GT | 41.8 | 46.2 | 787.47 | 4290.61 | 3744.6 |  | IPP Non-CHP | N | OP | 2015 | Simple cycle unit |  | Eastern
EXCLUDE | NJ | NJ-Eastern | PSEG Essex Generating Station | 2401 | 124 | NG | GT | 41.8 | 46.6 | 787.47 | 4290.61 | 3744.6 |  | IPP Non-CHP | N | OP | 2015 | Simple cycle unit |  | Eastern
EXCLUDE | NJ | NJ-Eastern | PSEG Essex Generating Station | 2401 | 9 | NG | GT | 93.6 | 81 | 1763.33 | 9607.68 | 8385.04 |  | IPP Non-CHP | N | OP |  | Simple cycle unit |  | Eastern
EXCLUDE | NJ | NJ-Eastern | PSEG Hudson Generating Station | 2403 | 1 | NG | ST | 454.7 | 182.8 | 0 | 0 | 0 |  | IPP Non-CHP | N | RE | 2011 | Retired prior to 2012 |  | Eastern
COALST | NJ | NJ-Eastern | PSEG Hudson Generating Station | 2403 | 2 | BIT | ST | 659.7 | 617.6 | 6600 | 838080 | 663637.31 |  | IPP Non-CHP | N | OP |  |  |  | Eastern
EXCLUDE | NJ | NJ-Eastern | PSEG Hudson Generating Station | 2403 | 3 | KER | GT | 115.2 | 129 | 0 | 0 | 0 |  | IPP Non-CHP | N | RE | 2003 | Retired prior to 2012 |  | Eastern
EXCLUDE | NJ | NJ-Eastern | PSEG Kearny Generating Station | 2404 | 10 | NG | GT | 146.2 | 122 | 1670.15 | 46617.67 | 15870.75 |  | IPP Non-CHP | N | RE | 2012 | Simple cycle unit |  | Eastern
EXCLUDE | NJ | NJ-Eastern | PSEG Kearny Generating Station | 2404 | 11 | NG | GT | 146.2 | 128 | 1670.15 | 46617.67 | 15870.75 |  | IPP Non-CHP | N | RE | 2012 | Simple cycle unit |  | Eastern
EXCLUDE | NJ | NJ-Eastern | PSEG Kearny Generating Station | 2404 | 121 | NG | GT | 54 | 44 | 0 | 0 | 0 |  | IPP Non-CHP | N | RE | 2001 | Retired prior to 2012 |  | Eastern
EXCLUDE | NJ | NJ-Eastern | PSEG Kearny Generating Station | 2404 | 122 | NG | GT | 54 | 44 | 0 | 0 | 0 |  | IPP Non-CHP | N | RE | 2001 | Retired prior to 2012 |  | Eastern
EXCLUDE | NJ | NJ-Eastern | PSEG Kearny Generating Station | 2404 | 123 | NG | GT | 54 | 44 | 0 | 0 | 0 |  | IPP Non-CHP | N | RE | 2001 | Retired prior to 2012 |  | Eastern
EXCLUDE | NJ | NJ-Eastern | PSEG Kearny Generating Station | 2404 | 124 | NG | GT | 54 | 44 | 0 | 0 | 0 |  | IPP Non-CHP | N | RE | 2001 | Retired prior to 2012 |  | Eastern
EXCLUDE | NJ | NJ-Eastern | PSEG Kearny Generating Station | 2404 | 131 | NG | GT | 60.5 | 48.5 | 691.14 | 19291.17 | 6567.58 |  | IPP Non-CHP | N | OP |  | Simple cycle unit | Yes | Eastern
EXCLUDE | NJ | NJ-Eastern | PSEG Kearny Generating Station | 2404 | 132 | NG | GT | 60.5 | 49.5 | 691.14 | 19291.17 | 6567.58 |  | IPP Non-CHP | N | OP |  | Simple cycle unit | Yes | Eastern
EXCLUDE | NJ | NJ-Eastern | PSEG Kearny Generating Station | 2404 | 133 | NG | GT | 60.5 | 48.4 | 691.14 | 19291.17 | 6567.58 |  | IPP Non-CHP | N | OP |  | Simple cycle unit | Yes | Eastern
EXCLUDE | NJ | NJ-Eastern | PSEG Kearny Generating Station | 2404 | 134 | NG | GT | 60.5 | 47.4 | 691.14 | 19291.17 | 6567.58 |  | IPP Non-CHP | N | OP |  | Simple cycle unit | Yes | Eastern
EXCLUDE | NJ | NJ-Eastern | PSEG Kearny Generating Station | 2404 | 141 | NG | GT | 60.5 | 44.6 | 691.14 | 19291.17 | 6567.58 |  | IPP Non-CHP | N | OP |  | Simple cycle unit | Yes | Eastern
EXCLUDE | NJ | NJ-Eastern | PSEG Kearny Generating Station | 2404 | 142 | NG | GT | 60.5 | 49.6 | 691.14 | 19291.17 | 6567.58 |  | IPP Non-CHP | N | OP |  | Simple cycle unit | Yes | Eastern
EXCLUDE | NJ | NJ-Eastern | PSEG Kearny Generating Station | 2404 | 7 | RFO | ST | 147 | 150 | 0 | 0 | 0 |  | IPP Non-CHP | N | RE | 2005 | Retired prior to 2012 |  | Eastern
EXCLUDE | NJ | NJ-Eastern | PSEG Kearny Generating Station | 2404 | 8 | RFO | ST | 147 | 150 | 0 | 0 | 0 |  | IPP Non-CHP | N | RE | 2005 | Retired prior to 2012 |  | Eastern
EXCLUDE | NJ | NJ-Eastern | PSEG Kearny Generating Station | 2404 | 9 | NG | GT | 18.5 | 21.9 | 211.34 | 5898.95 | 2008.27 |  | IPP Non-CHP | N | OP | 2013 | Simple cycle unit |  | Eastern
EXCLUDE | NJ | NJ-Eastern | PSEG Kearny Generating Station | 2404 | N121 | NG | GT | 60.5 | 44.5 | 691.14 | 19291.17 | 6567.58 |  | IPP Non-CHP | N | OP |  | Simple cycle unit |  | Eastern
EXCLUDE | NJ | NJ-Eastern | PSEG Kearny Generating Station | 2404 | N122 | NG | GT | 60.5 | 43.9 | 691.14 | 19291.17 | 6567.58 |  | IPP Non-CHP | N | OP |  | Simple cycle unit |  | Eastern
EXCLUDE | NJ | NJ-Eastern | PSEG Kearny Generating Station | 2404 | N123 | NG | GT | 60.5 | 46.1 | 691.14 | 19291.17 | 6567.58 |  | IPP Non-CHP | N | OP |  | Simple cycle unit |  | Eastern
EXCLUDE | NJ | NJ-Eastern | PSEG Kearny Generating Station | 2404 | N124 | NG | GT | 60.5 | 44.5 | 691.14 | 19291.17 | 6567.58 |  | IPP Non-CHP | N | OP |  | Simple cycle unit |  | Eastern
EXCLUDE | NJ | NJ-Eastern | PSEG Linden Generating Station | 2406 | 1 | RFO | ST | 181.4 | 180 | 0 | 0 | 0 |  | IPP Non-CHP | N | RE | 2006 | Retired prior to 2012 |  | Eastern
NGCC | NJ | NJ-Eastern | PSEG Linden Generating Station | 2406 | 1001 | NG | CC | 315 | 277.3 | 2450 | 1252992.2 | 541209.51 |  | IPP Non-CHP | N | OP |  |  |  | Eastern
NGCC | NJ | NJ-Eastern | PSEG Linden Generating Station | 2406 | 1101 | NG | CC | 181.4 | 171.4 | 2450 | 721564.4 | 311667.95 |  | IPP Non-CHP | N | OP |  |  |  | Eastern
NGCC | NJ | NJ-Eastern | PSEG Linden Generating Station | 2406 | 1201 | NG | CC | 181.4 | 171.4 | 2450 | 721564.4 | 311667.95 |  | IPP Non-CHP | N | OP |  |  |  | Eastern
EXCLUDE | NJ | NJ-Eastern | PSEG Linden Generating Station | 2406 | 2 | RFO | ST | 181.4 | 250 | 0 | 0 | 0 |  | IPP Non-CHP | N | RE | 2006 | Retired prior to 2012 |  | Eastern
NGCC | NJ | NJ-Eastern | PSEG Linden Generating Station | 2406 | 2001 | NG | CC | 315 | 276.4 | 2450 | 1252992.2 | 541209.51 |  | IPP Non-CHP | N | OP |  |  |  | Eastern
NGCC | NJ | NJ-Eastern | PSEG Linden Generating Station | 2406 | 2101 | NG | CC | 181.4 | 170.9 | 2450 | 721564.4 | 311667.95 |  | IPP Non-CHP | N | OP |  |  |  | Eastern
NGCC | NJ | NJ-Eastern | PSEG Linden Generating Station | 2406 | 2201 | NG | CC | 181.4 | 170.9 | 2450 | 721564.4 | 311667.95 |  | IPP Non-CHP | N | OP |  |  |  | Eastern
EXCLUDE | NJ | NJ-Eastern | PSEG Linden Generating Station | 2406 | 3 | NG | GT | 18.5 | 21 | 215.81 | 2958.53 | 2165.46 |  | IPP Non-CHP | N | SB | 2015 | Simple cycle unit |  | Eastern
EXCLUDE | NJ | NJ-Eastern | PSEG Linden Generating Station | 2406 | 5 | NG | GT | 96.1 | 89.7 | 1121.05 | 15368.37 | 11248.71 |  | IPP Non-CHP | N | OP |  | Simple cycle unit |  | Eastern
EXCLUDE | NJ | NJ-Eastern | PSEG Linden Generating Station | 2406 | 6 | NG | GT | 96.1 | 90.7 | 1121.05 | 15368.37 | 11248.71 |  | IPP Non-CHP | N | OP |  | Simple cycle unit |  | Eastern
EXCLUDE | NJ | NJ-Eastern | PSEG Linden Generating Station | 2406 | 7 | NG | GT | 96.1 | 85.9 | 1121.05 | 15368.37 | 11248.71 |  | IPP Non-CHP | N | OP |  | Simple cycle unit |  | Eastern
EXCLUDE | NJ | NJ-Eastern | PSEG Linden Generating Station | 2406 | 8 | NG | GT | 96.1 | 83.8 | 1121.05 | 15368.37 | 11248.71 |  | IPP Non-CHP | N | OP |  | Simple cycle unit |  | Eastern
COALST | NJ | NJ-Eastern | PSEG Mercer Generating Station | 2408 | 1 | BIT | ST | 326.4 | 319.7 | 3350 | 191485 | 245583.75 |  | IPP Non-CHP | N | OP |  |  |  | Eastern
COALST | NJ | NJ-Eastern | PSEG Mercer Generating Station | 2408 | 2 | BIT | ST | 326.4 | 320.3 | 3350 | 156484 | 205100.96 |  | IPP Non-CHP | N | OP |  |  |  | Eastern
EXCLUDE | NJ | NJ-Eastern | PSEG Mercer Generating Station | 2408 | 3 | DFO | GT | 115.2 | 115.7 | 2304 | 166.28 | 270.7 |  | IPP Non-CHP | N | OP | 2015 | Simple cycle unit |  | Eastern
EXCLUDE | NJ | NJ-Eastern | PSEG National Park Generating Station | 2409 | 1 | KER | GT | 18.5 | 21.1 | 327 | 32 | 40.01 |  | IPP Non-CHP | N | OP | 2015 | Simple cycle unit |  | Eastern
EXCLUDE | NJ | NJ-Eastern | PSEG Salem Generating Station | 2410 | 1 | NUC | ST | 1170 | 1167.9 | 0 | 9422153 | 0 |  | IPP Non-CHP | N | OP |  | Non Combustion (NUC, WAT, WND, GEO, or SUN) |  | Eastern
EXCLUDE | NJ | NJ-Eastern | PSEG Salem Generating Station | 2410 | 2 | NUC | ST | 1170 | 1158.1 | 0 | 9422153 | 0 |  | IPP Non-CHP | N | OP |  | Non Combustion (NUC, WAT, WND, GEO, or SUN) |  | Eastern
EXCLUDE | NJ | NJ-Eastern | PSEG Salem Generating Station | 2410 | 3 | DFO | GT | 41.8 | 39.7 | 810 | 79 | 300.8 |  | IPP Non-CHP | N | OP | 2015 | Simple cycle unit |  | Eastern
OGST | NJ | NJ-Eastern | PSEG Sewaren Generating Station | 2411 | 1 | NG | ST | 110.7 | 102.6 | 1550 | 29783 | 28179.18 |  | IPP Non-CHP | N | OP |  |  |  | Eastern
OGST | NJ | NJ-Eastern | PSEG Sewaren Generating Station | 2411 | 2 | NG | ST | 107.5 | 119.1 | 1725 | 16219 | 15917.21 |  | IPP Non-CHP | N | OP |  |  |  | Eastern
OGST | NJ | NJ-Eastern | PSEG Sewaren Generating Station | 2411 | 3 | NG | ST | 107.5 | 106.2 | 1600 | 4649 | 7971.12 |  | IPP Non-CHP | N | OP |  |  |  | Eastern
OGST | NJ | NJ-Eastern | PSEG Sewaren Generating Station | 2411 | 4 | NG | ST | 126.5 | 123.6 | 1700 | 18790 | 19206.58 |  | IPP Non-CHP | N | OP |  |  |  | Eastern
EXCLUDE | NJ | NJ-Eastern | PSEG Sewaren Generating Station | 2411 | 6 | KER | GT | 115.2 | 107.6 | 2304 | 142.8 | 268.5 |  | IPP Non-CHP | N | OP | 2015 | Simple cycle unit |  | Eastern
EXCLUDE | NJ | NJ-Eastern | Howard Down | 2434 | 10 | RFO | ST | 25 | 23 | 357 | 1383 | 1755.44 |  | Electric Utility | N | RE | 2012 | Steam unit (PRMVR=ST) less than or equal to 25MW (i.e. 250 MMBtu/hr) |  | Eastern
EXCLUDE | NJ | NJ-Eastern | Howard Down | 2434 | 11 | NG | GT | 68.2 | 56.2 | 590 | 34190 | 14926.14 |  | Electric Utility | N | OP |  | Simple cycle unit | Yes | Eastern
EXCLUDE | NJ | NJ-Eastern | Howard Down | 2434 | 5 | RFO | ST | 4 | 3 | 0 | 0 | 0 |  | Electric Utility | N | RE | 2008 | Retired prior to 2012 |  | Eastern
EXCLUDE | NJ | NJ-Eastern | Howard Down | 2434 | 6 | RFO | ST | 5 | 4 | 0 | 0 | 0 |  | Electric Utility | N | RE | 2008 | Retired prior to 2012 |  | Eastern
EXCLUDE | NJ | NJ-Eastern | Howard Down | 2434 | 7 | RFO | ST | 7.5 | 8 | 0 | 0 | 0 |  | Electric Utility | N | RE | 2008 | Retired prior to 2012 |  | Eastern
EXCLUDE | NJ | NJ-Eastern | Howard Down | 2434 | 8 | RFO | ST | 12.5 | 11 | 0 | 0 | 0 |  | Electric Utility | N | RE | 2009 | Retired prior to 2012 |  | Eastern
EXCLUDE | NJ | NJ-Eastern | Howard Down | 2434 | 9 | RFO | ST | 16.5 | 17 | 0 | 0 | 0 |  | Electric Utility | N | RE | 2010 | Retired prior to 2012 |  | Eastern
COALST | Navajo | Navajo-Western | Four Corners | 2442 | 1 | SUB | ST | 190 | 170 | 2046.5 | 1062438 | 1230899.1 |  | Electric Utility | N | OP |  |  |  | Western
COALST | Navajo | Navajo-Western | Four Corners | 2442 | 2 | SUB | ST | 190 | 170 | 2118.8 | 1071679 | 1234120.6 |  | Electric Utility | N | OP |  |  |  | Western
COALST | Navajo | Navajo-Western | Four Corners | 2442 | 3 | SUB | ST | 253.4 | 220 | 3522 | 1423980 | 1911875.15 |  | Electric Utility | N | OP |  |  |  | Western
COALST | Navajo | Navajo-Western | Four Corners | 2442 | 4 | SUB | ST | 818.1 | 770 | 8455.8 | 5043596 | 5012380.93 |  | Electric Utility | N | OP |  |  |  | Western
COALST | Navajo | Navajo-Western | Four Corners | 2442 | 5 | SUB | ST | 818.1 | 770 | 8257.9 | 5139692 | 5102038.35 |  | Electric Utility | N | OP |  |  |  | Western
OGST | NM | NM-Western | Rio Grande | 2444 | 6 | NG | ST | 50 | 45 | 610 | 107569 | 81690.71 |  | Electric Utility | N | OP | 2014 |  |  | Western
OGST | NM | NM-Western | Rio Grande | 2444 | 7 | NG | ST | 50 | 46 | 615 | 135051 | 92221.06 |  | Electric Utility | N | OP | 2017 |  |  | Western
OGST | NM | NM-Western | Rio Grande | 2444 | 8 | NG | ST | 166.5 | 145 | 1569 | 511254 | 345066.12 |  | Electric Utility | N | OP |  |  |  | Western
EXCLUDE | NM | NM-Western | Rio Grande | 2444 | 9 | NG | GT | 106 | 88.9 | 0 | 0 | 0 |  | Electric Utility | N | V |  | Status of Operation (IP, L, P, T) |  | Western
OGST | NM | NM-Eastern | Maddox | 2446 | 1 | NG | ST | 113.6 | 112 | 2155 | 456112 | 288278.41 |  | Electric Utility | N | OP |  |  |  | Eastern
EXCLUDE | NM | NM-Eastern | Maddox | 2446 | 2 | NG | GT | 86.9 | 61 | 0 | 20235.16 | 17727.88 |  | Electric Utility | N | OP |  | Simple cycle unit |  | Eastern
EXCLUDE | NM | NM-Eastern | Maddox | 2446 | 3 | NG | GT | 11.5 | 10 | 0 | 2677.84 | 2346.04 |  | Electric Utility | N | SB |  | Simple cycle unit |  | Eastern
EXCLUDE | NM | NM-Western | Las Vegas | 2447 | 1 | DFO | GT | 20 | 20 | 0 | 0 | 0 |  | Electric Utility | N | RE | 2011 | Retired prior to 2012 |  | Western
OGST | NM | NM-Western | Reeves | 2450 | 1 | NG | ST | 44 | 44 | 623.4 | 16767 | 13449.97 |  | Electric Utility | N | OP |  |  |  | Western
OGST | NM | NM-Western | Reeves | 2450 | 2 | NG | ST | 44 | 44 | 623.4 | 13924 | 11916.99 |  | Electric Utility | N | OP |  |  |  | Western
OGST | NM | NM-Western | Reeves | 2450 | 3 | NG | ST | 66 | 66 | 872 | 35134 | 26056.69 |  | Electric Utility | N | OP |  |  |  | Western
COALST | NM | NM-Western | San Juan | 2451 | 1 | BIT | ST | 369 | 340 | 4709.7 | 2072236 | 2473029.72 |  | Electric Utility | N | OP |  |  |  | Western
COALST | NM | NM-Western | San Juan | 2451 | 2 | BIT | ST | 369 | 340 | 6770 | 1969293 | 2319353.68 |  | Electric Utility | N | OP | 2017 |  |  | Western
COALST | NM | NM-Western | San Juan | 2451 | 3 | BIT | ST | 555 | 497 | 7213.9 | 2758644 | 3227132.96 |  | Electric Utility | N | OP | 2017 |  |  | Western
COALST | NM | NM-Western | San Juan | 2451 | 4 | BIT | ST | 555 | 507 | 7749.9 | 3431787 | 3886719.91 |  | Electric Utility | N | OP |  |  |  | Western
EXCLUDE | NM | NM-Eastern | Carlsbad | 2453 | 5 | NG | GT | 16.3 | 10 | 0 | 837 | 919.26 |  | Electric Utility | N | OP |  | Simple cycle unit |  | Eastern
OGST | NM | NM-Eastern | Cunningham | 2454 | 1 | NG | ST | 75 | 71 | 1000 | 254474 | 174469.66 |  | Electric Utility | N | OP |  |  |  | Eastern
OGST | NM | NM-Eastern | Cunningham | 2454 | 2 | NG | ST | 190.4 | 183 | 1902 | 677716 | 416895.35 |  | Electric Utility | N | OP |  |  |  | Eastern
EXCLUDE | NM | NM-Eastern | Cunningham | 2454 | 3 | NG | GT | 126.9 | 106 | 1246 | 54297 | 42512.83 |  | Electric Utility | N | OP |  | Simple cycle unit |  | Eastern
EXCLUDE | NM | NM-Eastern | Cunningham | 2454 | 4 | NG | GT | 126.9 | 106 | 1282 | 54297 | 30693.32 |  | Electric Utility | N | OP |  | Simple cycle unit |  | Eastern
EXCLUDE | NM | NM-Western | Animas | 2465 | 1 | NG | CC | 3 | 3 | 0 | 12401.1 | 7275.82 |  | Electric Utility | N | OP |  | Combined cycle unit (PRMVR=CC) less than or equal to 25MW |  | Western
EXCLUDE | NM | NM-Western | Animas | 2465 | 2 | NG | CC | 3 | 3 | 0 | 12401.1 | 7275.82 |  | Electric Utility | N | OP |  | Combined cycle unit (PRMVR=CC) less than or equal to 25MW |  | Western
EXCLUDE | NM | NM-Western | Animas | 2465 | 3 | NG | ST | 9 | 9 | 0 | 0 | 0 |  | Electric Utility | N | RE | 2012 | Steam unit (PRMVR=ST) less than or equal to 25MW (i.e. 250 MMBtu/hr) |  | Western
EXCLUDE | NM | NM-Western | Animas | 2465 | GT1 | NG | CC | 18.6 | 19 | 0 | 76886.8 | 45110.1 |  | Electric Utility | N | OP |  | Combined cycle unit (PRMVR=CC) less than or equal to 25MW |  | Western
EXCLUDE | NM | NM-Western | Animas | 2465 | HY1 | WAT | HY | 0.2 | 0.2 | 0 | 0 | 0 |  | Electric Utility | N | OA |  | Non Combustion (NUC, WAT, WND, GEO, or SUN) |  | Western
EXCLUDE | NM | NM-Western | Animas | 2465 | ST4 | NG | ST | 16.5 | 16 | 0 | 0 | 0 |  | Electric Utility | N | RE | 2012 | Steam unit (PRMVR=ST) less than or equal to 25MW (i.e. 250 MMBtu/hr) |  | Western
EXCLUDE | NM | NM-Western | Raton | 2468 | 3 | BIT | ST | 1.5 | 1.8 | 0 | 0 | 0 |  | Electric Utility | Y | RE | 1970 | Retired prior to 2012 |  | Western
EXCLUDE | NM | NM-Western | Raton | 2468 | 4 | BIT | ST | 3.7 | 3.2 | 0 | 0 | 0 |  | Electric Utility | Y | RE | 1996 | Retired prior to 2012 |  | Western
EXCLUDE | NM | NM-Western | Raton | 2468 | 5 | BIT | ST | 7.5 | 6.9 | 0 | 0 | 0 |  | Electric Utility | Y | RE | 2010 | Retired prior to 2012 |  | Western
EXCLUDE | NM | NM-Western | Raton | 2468 | 6 | NG | IC | 8 | 7.3 | 0 | 0 | 0 |  | Electric Utility | N | OP |  | Internal Combustion |  | Western
EXCLUDE | NM | NM-Eastern | Tucumcari | 2469 | 3 | DFO | IC | 1 | 1 | 0 | 0 | 0 |  | Electric Utility | N | RE | 2010 | Retired prior to 2012 |  | Eastern
EXCLUDE | NM | NM-Eastern | Tucumcari | 2469 | 4 | DFO | IC | 2.2 | 2 | 0 | 0 | 0 |  | Electric Utility | N | RE | 2006 | Retired prior to 2012 |  | Eastern
EXCLUDE | NM | NM-Eastern | Tucumcari | 2469 | 5 | DFO | IC | 1 | 1 | 0 | 0 | 0 |  | Electric Utility | N | RE | 2006 | Retired prior to 2012 |  | Eastern
EXCLUDE | NM | NM-Eastern | Tucumcari | 2469 | 6 | DFO | IC | 4.1 | 3 | 0 | 0 | 0 |  | Electric Utility | N | RE | 2006 | Retired prior to 2012 |  | Eastern
EXCLUDE | NM | NM-Eastern | Tucumcari | 2469 | 8 | DFO | IC | 3 | 3 | 0 | 0 | 0 |  | Electric Utility | N | RE | 2006 | Retired prior to 2012 |  | Eastern
EXCLUDE | NM | NM-Eastern | Tucumcari | 2469 | 9 | DFO | IC | 4.8 | 5 | 0 | 0 | 0 |  | Electric Utility | N | RE | 2010 | Retired prior to 2012 |  | Eastern
EXCLUDE | NM | NM-Western | Algodones | 2475 | 1 | NG | ST | 15 | 15 | 0 | 0 | 0 |  | Electric Utility | N | OS |  | Steam unit (PRMVR=ST) less than or equal to 25MW (i.e. 250 MMBtu/hr) |  | Western
EXCLUDE | NM | NM-Western | Algodones | 2475 | 2 | NG | ST | 15 | 15 | 0 | 0 | 0 |  | Electric Utility | N | OS |  | Steam unit (PRMVR=ST) less than or equal to 25MW (i.e. 250 MMBtu/hr) |  | Western
EXCLUDE | NM | NM-Western | Algodones | 2475 | 3 | NG | ST | 15 | 15 | 0 | 0 | 0 |  | Electric Utility | N | OS |  | Steam unit (PRMVR=ST) less than or equal to 25MW (i.e. 250 MMBtu/hr) |  | Western
OGST | NY | NY-Eastern | Danskammer Generating Station | 2480 | 1 | NG | ST | 72 | 52.5 | 709 | 4579 | 5472.06 |  | IPP Non-CHP | N | OP | 2013 |  |  | Eastern
OGST | NY | NY-Eastern | Danskammer Generating Station | 2480 | 2 | NG | ST | 73.5 | 51 | 904 | 4450 | 3921.39 |  | IPP Non-CHP | N | OP | 2013 |  |  | Eastern
COALST | NY | NY-Eastern | Danskammer Generating Station | 2480 | 3 | BIT | ST | 147.1 | 137.5 | 1337 | 110872 | 110483.42 |  | IPP Non-CHP | N | OP | 2013 |  |  | Eastern
COALST | NY | NY-Eastern | Danskammer Generating Station | 2480 | 4 | BIT | ST | 239.4 | 232 | 2419 | 201018 | 212105.69 |  | IPP Non-CHP | N | OP | 2013 |  |  | Eastern
EXCLUDE | NY | NY-Eastern | Danskammer Generating Station | 2480 | 5 | DFO | IC | 2.7 | 2.5 | 0 | 0 | 0 |  | IPP Non-CHP | N | OP | 2013 | Internal Combustion |  | Eastern
EXCLUDE | NY | NY-Eastern | Danskammer Generating Station | 2480 | 6 | DFO | IC | 2.7 | 2.5 | 0 | 0 | 0 |  | IPP Non-CHP | N | OP | 2013 | Internal Combustion |  | Eastern
EXCLUDE | NY | NY-Eastern | Dashville | 2481 | 1 | WAT | HY | 2.4 | 2.4 | 0 | 7106.5 | 0 |  | Electric Utility | N | OP |  | Non Combustion (NUC, WAT, WND, GEO, or SUN) |  | Eastern
EXCLUDE | NY | NY-Eastern | Dashville | 2481 | 2 | WAT | HY | 2.4 | 2.4 | 0 | 7106.5 | 0 |  | Electric Utility | N | OP |  | Non Combustion (NUC, WAT, WND, GEO, or SUN) |  | Eastern
EXCLUDE | NY | NY-Eastern | Neversink | 2483 | H1 | WAT | HY | 25 | 22 | 0 | 25788 | 0 |  | Electric Utility | N | OP |  | Non Combustion (NUC, WAT, WND, GEO, or SUN) |  | Eastern
EXCLUDE | NY | NY-Eastern | South Cairo | 2485 | GT1 | KER | GT | 21.6 | 21.3 | 0 | 6 | 4.52 |  | Electric Utility | N | OP |  | Simple cycle unit |  | Eastern
EXCLUDE | NY | NY-Eastern | Sturgeon | 2486 | H1 | WAT | HY | 4.8 | 4.8 | 0 | 14999 | 0 |  | Electric Utility | N | OP |  | Non Combustion (NUC, WAT, WND, GEO, or SUN) |  | Eastern
EXCLUDE | NY | NY-Eastern | Sturgeon | 2486 | H2 | WAT | HY | 4.8 | 4.8 | 0 | 14999 | 0 |  | Electric Utility | N | OP |  | Non Combustion (NUC, WAT, WND, GEO, or SUN) |  | Eastern
EXCLUDE | NY | NY-Eastern | Sturgeon | 2486 | H3 | WAT | HY | 4.8 | 4.8 | 0 | 14999 | 0 |  | Electric Utility | N | OP |  | Non Combustion (NUC, WAT, WND, GEO, or SUN) |  | Eastern
EXCLUDE | NY | NY-Eastern | West Coxsackie | 2487 | GT1 | KER | GT | 21.6 | 21.3 | 0 | 6 | 8.31 |  | Electric Utility | N | OP |  | Simple cycle unit |  | Eastern
OGST | NY | NY-Eastern | Arthur Kill Generating Station | 2490 | 2 | NG | ST | 342 | 338 | 3717 | 1089096 | 703488.08 |  | IPP Non-CHP | N | OP |  |  |  | Eastern
OGST | NY | NY-Eastern | Arthur Kill Generating Station | 2490 | 3 | NG | ST | 535.5 | 508 | 5502 | 564075 | 370791.3 |  | IPP Non-CHP | N | OP |  |  |  | Eastern
EXCLUDE | NY | NY-Eastern | Arthur Kill Generating Station | 2490 | GT1 | NG | GT | 18 | 12 | 0 | 1635 | 1799.96 |  | IPP Non-CHP | N | OP |  | Simple cycle unit |  | Eastern
EXCLUDE | NY | NY-Eastern | Charles Poletti | 2491 | 6 | RFO | ST | 883 | 847 | 0 | 0 | 0 |  | Electric Utility | N | RE | 2010 | Retired prior to 2012 |  | Eastern
NGCC | NY | NY-Eastern | East River | 2493 | 1 | NG | CC | 180 | 145.9 | 3165 | 1198448.9 | 793974.56 |  | Electric Utility | Y | OP |  |  |  | Eastern
NGCC | NY | NY-Eastern | East River | 2493 | 2 | NG | CC | 180 | 146.7 | 3165 | 1165792 | 793974.56 |  | Electric Utility | Y | OP |  |  |  | Eastern
OGST | NY | NY-Eastern | East River | 2493 | 6 | NG | ST | 156.2 | 137.3 | 1930 | 495900 | 433647.48 |  | Electric Utility | Y | OP |  |  |  | Eastern
OGST | NY | NY-Eastern | East River | 2493 | 7 | NG | ST | 200 | 180.3 | 1982 | 246954 | 285285.5 |  | Electric Utility | Y | OP |  |  |  | Eastern
EXCLUDE | NY | NY-Eastern | Gowanus Gas Turbines Generating | 2494 | GT11 | DFO | GT | 20 | 18.9 | 0 | 1545.34 | 2129.65 |  | IPP Non-CHP | N | OP |  | Simple cycle unit |  | Eastern
EXCLUDE | NY | NY-Eastern | Gowanus Gas Turbines Generating | 2494 | GT12 | DFO | GT | 20 | 18.5 | 0 | 1545.34 | 2129.65 |  | IPP Non-CHP | N | OP |  | Simple cycle unit |  | Eastern
EXCLUDE | NY | NY-Eastern | Gowanus Gas Turbines Generating | 2494 | GT13 | DFO | GT | 20 | 15.2 | 0 | 1545.34 | 2129.65 |  | IPP Non-CHP | N | OP |  | Simple cycle unit |  | Eastern
EXCLUDE | NY | NY-Eastern | Gowanus Gas Turbines Generating | 2494 | GT14 | DFO | GT | 20 | 16 | 0 | 1545.34 | 2129.65 |  | IPP Non-CHP | N | OP |  | Simple cycle unit |  | Eastern
EXCLUDE | NY | NY-Eastern | Gowanus Gas Turbines Generating | 2494 | GT15 | DFO | GT | 20 | 16 | 0 | 1545.34 | 2129.65 |  | IPP Non-CHP | N | OP |  | Simple cycle unit |  | Eastern
EXCLUDE | NY | NY-Eastern | Gowanus Gas Turbines Generating | 2494 | GT16 | DFO | GT | 20 | 16.9 | 0 | 1545.34 | 2129.65 |  | IPP Non-CHP | N | OP |  | Simple cycle unit |  | Eastern
EXCLUDE | NY | NY-Eastern | Gowanus Gas Turbines Generating | 2494 | GT17 | DFO | GT | 20 | 16.8 | 0 | 1545.34 | 2129.65 |  | IPP Non-CHP | N | OP |  | Simple cycle unit |  | Eastern
EXCLUDE | NY | NY-Eastern | Gowanus Gas Turbines Generating | 2494 | GT18 | DFO | GT | 20 | 15.5 | 0 | 1545.34 | 2129.65 |  | IPP Non-CHP | N | OP |  | Simple cycle unit |  | Eastern
EXCLUDE | NY | NY-Eastern | Gowanus Gas Turbines Generating | 2494 | GT21 | NG | GT | 20 | 17 | 0 | 1545.34 | 1526.76 |  | IPP Non-CHP | N | OP |  | Simple cycle unit |  | Eastern
EXCLUDE | NY | NY-Eastern | Gowanus Gas Turbines Generating | 2494 | GT22 | NG | GT | 20 | 18.1 | 0 | 1545.34 | 1526.76 |  | IPP Non-CHP | N | OP |  | Simple cycle unit |  | Eastern
EXCLUDE | NY | NY-Eastern | Gowanus Gas Turbines Generating | 2494 | GT23 | NG | GT | 20 | 19.2 | 0 | 1545.34 | 1526.76 |  | IPP Non-CHP | N | OP |  | Simple cycle unit |  | Eastern
EXCLUDE | NY | NY-Eastern | Gowanus Gas Turbines Generating | 2494 | GT24 | NG | GT | 20 | 17.1 | 0 | 1545.34 | 1526.76 |  | IPP Non-CHP | N | OP |  | Simple cycle unit |  | Eastern
EXCLUDE | NY | NY-Eastern | Gowanus Gas Turbines Generating | 2494 | GT25 | NG | GT | 20 | 17.4 | 0 | 1545.34 | 1526.76 |  | IPP Non-CHP | N | OP |  | Simple cycle unit |  | Eastern
EXCLUDE | NY | NY-Eastern | Gowanus Gas Turbines Generating | 2494 | GT26 | NG | GT | 20 | 18.9 | 0 | 1545.34 | 1526.76 |  | IPP Non-CHP | N | OP |  | Simple cycle unit |  | Eastern
EXCLUDE | NY | NY-Eastern | Gowanus Gas Turbines Generating | 2494 | GT27 | NG | GT | 20 | 18.7 | 0 | 1545.34 | 1526.76 |  | IPP Non-CHP | N | OP |  | Simple cycle unit |  | Eastern
EXCLUDE | NY | NY-Eastern | Gowanus Gas Turbines Generating | 2494 | GT28 | NG | GT | 20 | 17 | 0 | 1545.34 | 1526.76 |  | IPP Non-CHP | N | OP |  | Simple cycle unit |  | Eastern
EXCLUDE | NY | NY-Eastern | Gowanus Gas Turbines Generating | 2494 | GT31 | NG | GT | 20 | 16.6 | 0 | 1545.34 | 1526.76 |  | IPP Non-CHP | N | OP |  | Simple cycle unit |  | Eastern
EXCLUDE | NY | NY-Eastern | Gowanus Gas Turbines Generating | 2494 | GT32 | NG | GT | 20 | 16.6 | 0 | 1545.34 | 1526.76 |  | IPP Non-CHP | N | OP |  | Simple cycle unit |  | Eastern
EXCLUDE | NY | NY-Eastern | Gowanus Gas Turbines Generating | 2494 | GT33 | NG | GT | 20 | 18.2 | 0 | 1545.34 | 1526.76 |  | IPP Non-CHP | N | OP |  | Simple cycle unit |  | Eastern
EXCLUDE | NY | NY-Eastern | Gowanus Gas Turbines Generating | 2494 | GT34 | NG | GT | 20 | 16.3 | 0 | 1545.34 | 1526.76 |  | IPP Non-CHP | N | OP |  | Simple cycle unit |  | Eastern
EXCLUDE | NY | NY-Eastern | Gowanus Gas Turbines Generating | 2494 | GT35 | NG | GT | 20 | 18.5 | 0 | 1545.34 | 1526.76 |  | IPP Non-CHP | N | OP |  | Simple cycle unit |  | Eastern
EXCLUDE | NY | NY-Eastern | Gowanus Gas Turbines Generating | 2494 | GT36 | NG | GT | 20 | 16.2 | 0 | 1545.34 | 1526.76 |  | IPP Non-CHP | N | OP |  | Simple cycle unit |  | Eastern
EXCLUDE | NY | NY-Eastern | Gowanus Gas Turbines Generating | 2494 | GT37 | NG | GT | 20 | 16.9 | 0 | 1545.34 | 1526.76 |  | IPP Non-CHP | N | OP |  | Simple cycle unit |  | Eastern
EXCLUDE | NY | NY-Eastern | Gowanus Gas Turbines Generating | 2494 | GT38 | NG | GT | 20 | 17.4 | 0 | 1545.34 | 1526.76 |  | IPP Non-CHP | N | OP |  | Simple cycle unit |  | Eastern
EXCLUDE | NY | NY-Eastern | Gowanus Gas Turbines Generating | 2494 | GT41 | DFO | GT | 20 | 14.6 | 0 | 1545.34 | 2129.65 |  | IPP Non-CHP | N | OP |  | Simple cycle unit |  | Eastern
EXCLUDE | NY | NY-Eastern | Gowanus Gas Turbines Generating | 2494 | GT42 | DFO | GT | 20 | 17.4 | 0 | 1545.34 | 2129.65 |  | IPP Non-CHP | N | OP |  | Simple cycle unit |  | Eastern
EXCLUDE | NY | NY-Eastern | Gowanus Gas Turbines Generating | 2494 | GT43 | DFO | GT | 20 | 17.5 | 0 | 1545.34 | 2129.65 |  | IPP Non-CHP | N | OP |  | Simple cycle unit |  | Eastern
EXCLUDE | NY | NY-Eastern | Gowanus Gas Turbines Generating | 2494 | GT44 | DFO | GT | 20 | 15.9 | 0 | 1545.34 | 2129.65 |  | IPP Non-CHP | N | OP |  | Simple cycle unit |  | Eastern
EXCLUDE | NY | NY-Eastern | Gowanus Gas Turbines Generating | 2494 | GT45 | DFO | GT | 20 | 16.1 | 0 | 1545.34 | 2129.65 |  | IPP Non-CHP | N | OP |  | Simple cycle unit |  | Eastern
EXCLUDE | NY | NY-Eastern | Gowanus Gas Turbines Generating | 2494 | GT46 | DFO | GT | 20 | 17.9 | 0 | 1545.34 | 2129.65 |  | IPP Non-CHP | N | OP |  | Simple cycle unit |  | Eastern
EXCLUDE | NY | NY-Eastern | Gowanus Gas Turbines Generating | 2494 | GT47 | DFO | GT | 20 | 16.6 | 0 | 1545.34 | 2129.65 |  | IPP Non-CHP | N | OP |  | Simple cycle unit |  | Eastern
EXCLUDE | NY | NY-Eastern | Gowanus Gas Turbines Generating | 2494 | GT48 | DFO | GT | 20 | 17.5 | 0 | 1545.34 | 2129.65 |  | IPP Non-CHP | N | OP |  | Simple cycle unit |  | Eastern
EXCLUDE | NY | NY-Eastern | Gowanus Gas Turbines Generating | 2494 | SS | NG | GT | 93 | 90 | 0 | 0 | 0 |  | IPP Non-CHP | N | T |  | Status of Operation (IP, L, P, T) |  | Eastern
EXCLUDE | NY | NY-Eastern | Hudson Avenue | 2496 | 10 | RFO | ST | 60 | 64.3 | 0 | 0 | 0 |  | Electric Utility | N | RE | 2004 | Retired prior to 2012 |  | Eastern
EXCLUDE | NY | NY-Eastern | Hudson Avenue | 2496 | 4 | KER | GT | 16.3 | 14.4 | 0 | 606.33 | 884.94 |  | Electric Utility | N | OP |  | Simple cycle unit |  | Eastern
EXCLUDE | NY | NY-Eastern | Hudson Avenue | 2496 | GT3 | KER | GT | 16.3 | 15.3 | 0 | 606.33 | 884.94 |  | Electric Utility | N | OP |  | Simple cycle unit |  | Eastern
EXCLUDE | NY | NY-Eastern | Hudson Avenue | 2496 | GT5 | KER | GT | 16.3 | 15.4 | 0 | 606.33 | 884.94 |  | Electric Utility | N | OP |  | Simple cycle unit |  | Eastern
EXCLUDE | NY | NY-Eastern | Indian Point 2 | 2497 | 2 | NUC | ST | 1299 | 1020.4 | 0 | 7934995 | 0 |  | IPP Non-CHP | N | OP |  | Non Combustion (NUC, WAT, WND, GEO, or SUN) |  | Eastern
EXCLUDE | NY | NY-Eastern | Narrows Gas Turbines Generating | 2499 | NT11 | NG | GT | 22 | 18.7 | 0 | 6929.25 | 6748.37 |  | IPP Non-CHP | N | OP |  | Simple cycle unit |  | Eastern
EXCLUDE | NY | NY-Eastern | Narrows Gas Turbines Generating | 2499 | NT12 | NG | GT | 22 | 16.9 | 0 | 6929.25 | 6748.37 |  | IPP Non-CHP | N | OP |  | Simple cycle unit |  | Eastern
EXCLUDE | NY | NY-Eastern | Narrows Gas Turbines Generating | 2499 | NT13 | NG | GT | 22 | 18.4 | 0 | 6929.25 | 6748.37 |  | IPP Non-CHP | N | OP |  | Simple cycle unit |  | Eastern
EXCLUDE | NY | NY-Eastern | Narrows Gas Turbines Generating | 2499 | NT14 | NG | GT | 22 | 18.8 | 0 | 6929.25 | 6748.37 |  | IPP Non-CHP | N | OP |  | Simple cycle unit |  | Eastern
EXCLUDE | NY | NY-Eastern | Narrows Gas Turbines Generating | 2499 | NT15 | NG | GT | 22 | 18.7 | 0 | 6929.25 | 6748.37 |  | IPP Non-CHP | N | OP |  | Simple cycle unit |  | Eastern
EXCLUDE | NY | NY-Eastern | Narrows Gas Turbines Generating | 2499 | NT16 | NG | GT | 22 | 17.1 | 0 | 6929.25 | 6748.37 |  | IPP Non-CHP | N | OP |  | Simple cycle unit |  | Eastern
EXCLUDE | NY | NY-Eastern | Narrows Gas Turbines Generating | 2499 | NT17 | NG | GT | 22 | 17.4 | 0 | 6929.25 | 6748.37 |  | IPP Non-CHP | N | OP |  | Simple cycle unit |  | Eastern
EXCLUDE | NY | NY-Eastern | Narrows Gas Turbines Generating | 2499 | NT18 | NG | GT | 22 | 17.3 | 0 | 6929.25 | 6748.37 |  | IPP Non-CHP | N | OP |  | Simple cycle unit |  | Eastern
EXCLUDE | NY | NY-Eastern | Narrows Gas Turbines Generating | 2499 | NT21 | NG | GT | 22 | 18.5 | 0 | 6929.25 | 6748.37 |  | IPP Non-CHP | N | OP |  | Simple cycle unit |  | Eastern
EXCLUDE | NY | NY-Eastern | Narrows Gas Turbines Generating | 2499 | NT22 | NG | GT | 22 | 17.8 | 0 | 6929.25 | 6748.37 |  | IPP Non-CHP | N | OP |  | Simple cycle unit |  | Eastern
EXCLUDE | NY | NY-Eastern | Narrows Gas Turbines Generating | 2499 | NT23 | NG | GT | 22 | 17 | 0 | 6929.25 | 6748.37 |  | IPP Non-CHP | N | OP |  | Simple cycle unit |  | Eastern
EXCLUDE | NY | NY-Eastern | Narrows Gas Turbines Generating | 2499 | NT24 | NG | GT | 22 | 18.3 | 0 | 6929.25 | 6748.37 |  | IPP Non-CHP | N | OP |  | Simple cycle unit |  | Eastern
EXCLUDE | NY | NY-Eastern | Narrows Gas Turbines Generating | 2499 | NT25 | NG | GT | 22 | 18.2 | 0 | 6929.25 | 6748.37 |  | IPP Non-CHP | N | OP |  | Simple cycle unit |  | Eastern
EXCLUDE | NY | NY-Eastern | Narrows Gas Turbines Generating | 2499 | NT26 | NG | GT | 22 | 16.5 | 0 | 6929.25 | 6748.37 |  | IPP Non-CHP | N | OP |  | Simple cycle unit |  | Eastern
EXCLUDE | NY | NY-Eastern | Narrows Gas Turbines Generating | 2499 | NT27 | NG | GT | 22 | 19 | 0 | 6929.25 | 6748.37 |  | IPP Non-CHP | N | OP |  | Simple cycle unit |  | Eastern
EXCLUDE | NY | NY-Eastern | Narrows Gas Turbines Generating | 2499 | NT28 | NG | GT | 22 | 17.4 | 0 | 6929.25 | 6748.37 |  | IPP Non-CHP | N | OP |  | Simple cycle unit |  | Eastern
OGST | NY | NY-Eastern | Ravenswood | 2500 | 1 | NG | ST | 400 | 366.7 | 4204 | 916235 | 589483.84 |  | IPP Non-CHP | N | OP |  |  |  | Eastern
OGST | NY | NY-Eastern | Ravenswood | 2500 | 2 | NG | ST | 400 | 362.7 | 4171 | 907873 | 580686.54 |  | IPP Non-CHP | N | OP |  |  |  | Eastern
OGST | NY | NY-Eastern | Ravenswood | 2500 | 3 | NG | ST | 1027 | 962.5 | 9379 | 1056059 | 689236.63 |  | IPP Non-CHP | N | OP |  |  |  | Eastern
NGCC | NY | NY-Eastern | Ravenswood | 2500 | 4 | NG | CC | 170 | 147 | 2156 | 979512.1 | 299276.05 |  | IPP Non-CHP | N | OP |  |  |  | Eastern
NGCC | NY | NY-Eastern | Ravenswood | 2500 | 4S | NG | CC | 80 | 73.9 | 2156 | 460946.87 | 140835.79 |  | IPP Non-CHP | N | OP |  |  |  | Eastern
EXCLUDE | NY | NY-Eastern | Ravenswood | 2500 | GT1 | NG | GT | 18.6 | 8.9 | 190.96 | 2217.74 | 1849.82 |  | IPP Non-CHP | N | SB |  | Simple cycle unit |  | Eastern
EXCLUDE | NY | NY-Eastern | Ravenswood | 2500 | GT10 | NG | GT | 25 | 18.9 | 256.66 | 2980.84 | 2486.31 |  | IPP Non-CHP | N | SB |  | Simple cycle unit |  | Eastern
EXCLUDE | NY | NY-Eastern | Ravenswood | 2500 | GT11 | NG | GT | 25 | 19.6 | 256.66 | 2980.84 | 2486.31 |  | IPP Non-CHP | N | SB |  | Simple cycle unit |  | Eastern
EXCLUDE | NY | NY-Eastern | Ravenswood | 2500 | GT21 | NG | GT | 42.9 | 36.9 | 440.43 | 5115.12 | 5213.09 |  | IPP Non-CHP | N | SB |  | Simple cycle unit |  | Eastern
EXCLUDE | NY | NY-Eastern | Ravenswood | 2500 | GT22 | NG | GT | 42.9 | 36.9 | 440.43 | 5115.12 | 5213.09 |  | IPP Non-CHP | N | SB |  | Simple cycle unit |  | Eastern
EXCLUDE | NY | NY-Eastern | Ravenswood | 2500 | GT23 | NG | GT | 42.9 | 35 | 440.43 | 5115.12 | 5213.09 |  | IPP Non-CHP | N | SB |  | Simple cycle unit |  | Eastern
EXCLUDE | NY | NY-Eastern | Ravenswood | 2500 | GT24 | NG | GT | 42.9 | 28.2 | 440.43 | 5115.12 | 5213.09 |  | IPP Non-CHP | N | SB |  | Simple cycle unit |  | Eastern
EXCLUDE | NY | NY-Eastern | Ravenswood | 2500 | GT31 | NG | GT | 42.9 | 35.1 | 440.43 | 5115.12 | 5213.09 |  | IPP Non-CHP | N | SB |  | Simple cycle unit |  | Eastern
EXCLUDE | NY | NY-Eastern | Ravenswood | 2500 | GT32 | NG | GT | 42.9 | 35.3 | 440.43 | 5115.12 | 5213.09 |  | IPP Non-CHP | N | SB |  | Simple cycle unit |  | Eastern
EXCLUDE | NY | NY-Eastern | Ravenswood | 2500 | GT33 | NG | GT | 42.9 | 36.7 | 440.43 | 5115.12 | 5213.09 |  | IPP Non-CHP | N | SB |  | Simple cycle unit |  | Eastern
EXCLUDE | NY | NY-Eastern | Ravenswood | 2500 | GT34 | NG | GT | 42.9 | 31.7 | 440.43 | 5115.12 | 5213.09 |  | IPP Non-CHP | N | OS |  | Simple cycle unit |  | Eastern
EXCLUDE | NY | NY-Eastern | Ravenswood | 2500 | GT4 | NG | GT | 21.1 | 10.5 | 216.62 | 2515.83 | 2098.45 |  | IPP Non-CHP | N | SB |  | Simple cycle unit |  | Eastern
EXCLUDE | NY | NY-Eastern | Ravenswood | 2500 | GT5 | NG | GT | 21.1 | 11.5 | 216.62 | 2515.83 | 2098.45 |  | IPP Non-CHP | N | SB |  | Simple cycle unit |  | Eastern
EXCLUDE | NY | NY-Eastern | Ravenswood | 2500 | GT6 | NG | GT | 22 | 13.4 | 225.86 | 2623.14 | 2187.96 |  | IPP Non-CHP | N | SB |  | Simple cycle unit |  | Eastern
EXCLUDE | NY | NY-Eastern | Ravenswood | 2500 | GT7 | NG | GT | 22 | 12.7 | 225.86 | 2623.14 | 2187.96 |  | IPP Non-CHP | N | SB |  | Simple cycle unit |  | Eastern
EXCLUDE | NY | NY-Eastern | Ravenswood | 2500 | GT8 | NG | GT | 25 | 20 | 256.66 | 2980.84 | 2486.31 |  | IPP Non-CHP | N | OS |  | Simple cycle unit |  | Eastern
EXCLUDE | NY | NY-Eastern | Ravenswood | 2500 | GT9 | NG | GT | 25 | 19.1 | 256.66 | 2980.84 | 2486.31 |  | IPP Non-CHP | N | SB |  | Simple cycle unit |  | Eastern
EXCLUDE | NY | NY-Eastern | Waterside | 2502 | 6 | RFO | ST | 74.8 | 69 | 0 | 0 | 0 |  | Electric Utility | Y | RE | 2005 | Retired prior to 2012 |  | Eastern
EXCLUDE | NY | NY-Eastern | Waterside | 2502 | 8 | RFO | ST | 62.5 | 49.8 | 0 | 0 | 0 |  | Electric Utility | Y | RE | 2005 | Retired prior to 2012 |  | Eastern
EXCLUDE | NY | NY-Eastern | Waterside | 2502 | 9 | RFO | ST | 62.5 | 48.4 | 0 | 0 | 0 |  | Electric Utility | Y | RE | 2005 | Retired prior to 2012 |  | Eastern
EXCLUDE | NY | NY-Eastern | 59th Street | 2503 | GT1 | KER | GT | 17.1 | 15.2 | 0 | 631 | 728.89 |  | Electric Utility | N | OP |  | Simple cycle unit |  | Eastern
EXCLUDE | NY | NY-Eastern | 74th Street | 2504 | GT1 | KER | GT | 18.5 | 14 | 0 | 464 | 435.72 |  | Electric Utility | N | OP |  | Simple cycle unit |  | Eastern
EXCLUDE | NY | NY-Eastern | 74th Street | 2504 | GT2 | KER | GT | 18.5 | 17.6 | 0 | 464 | 435.72 |  | Electric Utility | N | OP |  | Simple cycle unit |  | Eastern
EXCLUDE | NY | NY-Eastern | E F Barrett | 2511 | 10 | NG | GT | 41.8 | 40.2 | 583.38 | 19386.39 | 18687.28 |  | Electric Utility | N | OP |  | Simple cycle unit |  | Eastern
EXCLUDE | NY | NY-Eastern | E F Barrett | 2511 | 11 | NG | GT | 41.8 | 40.2 | 583.38 | 19386.39 | 18687.28 |  | Electric Utility | N | OP |  | Simple cycle unit |  | Eastern
EXCLUDE | NY | NY-Eastern | E F Barrett | 2511 | 12 | NG | GT | 41.8 | 40.2 | 583.38 | 19386.39 | 18687.28 |  | Electric Utility | N | OP |  | Simple cycle unit |  | Eastern
EXCLUDE | NY | NY-Eastern | E F Barrett | 2511 | 3 | NG | GT | 18 | 16.6 | 251.21 | 8348.21 | 8047.15 |  | Electric Utility | N | OP |  | Simple cycle unit |  | Eastern
EXCLUDE | NY | NY-Eastern | E F Barrett | 2511 | 4 | NG | GT | 18 | 17.7 | 251.21 | 8348.21 | 8047.15 |  | Electric Utility | N | OP |  | Simple cycle unit |  | Eastern
EXCLUDE | NY | NY-Eastern | E F Barrett | 2511 | 5 | NG | GT | 18 | 17.4 | 251.21 | 8348.21 | 8047.15 |  | Electric Utility | N | OP |  | Simple cycle unit |  | Eastern
EXCLUDE | NY | NY-Eastern | E F Barrett | 2511 | 6 | NG | GT | 18 | 17.3 | 251.21 | 8348.21 | 8047.15 |  | Electric Utility | N | OP |  | Simple cycle unit |  | Eastern
EXCLUDE | NY | NY-Eastern | E F Barrett | 2511 | 7 | NG | GT | 18 |  | 0 | 0 | 0 |  | Electric Utility | N | RE | 2011 | Retired prior to 2012 |  | Eastern
EXCLUDE | NY | NY-Eastern | E F Barrett | 2511 | 8 | NG | GT | 18 | 16.8 | 251.21 | 8348.21 | 8047.15 |  | Electric Utility | N | OP |  | Simple cycle unit |  | Eastern
EXCLUDE | NY | NY-Eastern | E F Barrett | 2511 | 9 | NG | GT | 41.8 | 40.2 | 583.38 | 19386.39 | 18687.28 |  | Electric Utility | N | OP |  | Simple cycle unit |  | Eastern
EXCLUDE | NY | NY-Eastern | E F Barrett | 2511 | GT1 | NG | GT | 18 | 17.4 | 251.21 | 8348.21 | 8047.15 |  | Electric Utility | N | OP |  | Simple cycle unit |  | Eastern
EXCLUDE | NY | NY-Eastern | E F Barrett | 2511 | GT2 | NG | GT | 18 | 14.8 | 251.21 | 8348.21 | 8047.15 |  | Electric Utility | N | OP |  | Simple cycle unit |  | Eastern
OGST | NY | NY-Eastern | E F Barrett | 2511 | ST1 | NG | ST | 188 | 196.2 | 2300 | 447923 | 311436.08 |  | Electric Utility | N | OP |  |  |  | Eastern
OGST | NY | NY-Eastern | E F Barrett | 2511 | ST2 | NG | ST | 188 | 193 | 2000 | 562589 | 357915.5 |  | Electric Utility | N | OP |  |  |  | Eastern
EXCLUDE | NY | NY-Eastern | East Hampton | 2512 | 1 | DFO | GT | 21.3 | 18.6 | 298 | 7935 | 7927.44 |  | Electric Utility | N | OP |  | Simple cycle unit |  | Eastern
EXCLUDE | NY | NY-Eastern | East Hampton | 2512 | 2 | DFO | IC | 2 | 2 | 0 | 0 | 0 |  | Electric Utility | N | OP |  | Internal Combustion |  | Eastern
EXCLUDE | NY | NY-Eastern | East Hampton | 2512 | 3 | DFO | IC | 2 | 2 | 0 | 0 | 0 |  | Electric Utility | N | OP |  | Internal Combustion |  | Eastern
EXCLUDE | NY | NY-Eastern | East Hampton | 2512 | 4 | DFO | IC | 2 | 2 | 0 | 0 | 0 |  | Electric Utility | N | OP |  | Internal Combustion |  | Eastern
OGST | NY | NY-Eastern | Far Rockaway | 2513 | 4 | NG | ST | 100 |  | 1145 | 151412 | 97726.73 |  | Electric Utility | N | RE | 2012 |  |  | Eastern
OGST | NY | NY-Eastern | Glenwood | 2514 | 4 | NG | ST | 114 |  | 1500 | 69670 | 50082.45 |  | Electric Utility | N | RE | 2012 |  |  | Eastern
OGST | NY | NY-Eastern | Glenwood | 2514 | 5 | NG | ST | 114 |  | 1500 | 81698 | 56187.4 |  | Electric Utility | N | RE | 2012 |  |  | Eastern
EXCLUDE | NY | NY-Eastern | Glenwood | 2514 | GT2 | DFO | GT | 55 | 49 | 662 | 1834 | 3092.4 |  | Electric Utility | N | OP |  | Simple cycle unit |  | Eastern
EXCLUDE | NY | NY-Eastern | Glenwood | 2514 | GT3 | DFO | GT | 55 | 54.4 | 662 | 1834 | 1316.8 |  | Electric Utility | N | OP |  | Simple cycle unit |  | Eastern
EXCLUDE | NY | NY-Eastern | Montauk | 2515 | 2 | DFO | IC | 2 | 2 | 0 | 0 | 0 |  | Electric Utility | N | OP | 2013 | Internal Combustion |  | Eastern
EXCLUDE | NY | NY-Eastern | Montauk | 2515 | 3 | DFO | IC | 2 | 2 | 0 | 0 | 0 |  | Electric Utility | N | OP | 2013 | Internal Combustion |  | Eastern
EXCLUDE | NY | NY-Eastern | Montauk | 2515 | 4 | DFO | IC | 2 | 1.7 | 0 | 0 | 0 |  | Electric Utility | N | OP | 2013 | Internal Combustion |  | Eastern
OGST | NY | NY-Eastern | Northport | 2516 | 2 | NG | ST | 387 | 382.7 | 3900 | 492211 | 317417.43 |  | Electric Utility | N | OP |  |  |  | Eastern
OGST | NY | NY-Eastern | Northport | 2516 | 3 | NG | ST | 387 | 399.2 | 3900 | 1003465 | 628286.45 |  | Electric Utility | N | OP |  |  |  | Eastern
OGST | NY | NY-Eastern | Northport | 2516 | 4 | NG | ST | 387 | 394.7 | 3800 | 1107843 | 659455.65 |  | Electric Utility | N | OP |  |  |  | Eastern
EXCLUDE | NY | NY-Eastern | Northport | 2516 | GT1 | DFO | GT | 16 | 12.5 | 266 | 190.41 | 260.6 |  | Electric Utility | N | OP |  | Simple cycle unit |  | Eastern
OGST | NY | NY-Eastern | Northport | 2516 | ST1 | NG | ST | 387 | 395.7 | 3900 | 697134 | 538091.25 |  | Electric Utility | N | OP |  |  |  | Eastern
EXCLUDE | NY | NY-Eastern | Port Jefferson | 2517 | 2 | RFO | ST | 46 | 42.2 | 0 | 0 | 0 |  | Electric Utility | N | RE | 1997 | Retired prior to 2012 |  | Eastern
OGST | NY | NY-Eastern | Port Jefferson | 2517 | 3 | NG | ST | 188 | 198.5 | 1950 | 121653 | 97773.98 |  | Electric Utility | N | OP |  |  |  | Eastern
OGST | NY | NY-Eastern | Port Jefferson | 2517 | 4 | NG | ST | 188 | 198.5 | 1998 | 267038 | 186775.43 |  | Electric Utility | N | OP |  |  |  | Eastern
EXCLUDE | NY | NY-Eastern | Port Jefferson | 2517 | GT1 | DFO | GT | 16 | 12.2 | 266 | 51.68 | 102.6 |  | Electric Utility | N | OP |  | Simple cycle unit |  | Eastern
EXCLUDE | NY | NY-Eastern | Port Jefferson | 2517 | GT2 | NG | GT | 53 | 40.4 | 881.13 | 71662.52 | 45530.89 |  | Electric Utility | N | OP |  | Simple cycle unit |  | Eastern
EXCLUDE | NY | NY-Eastern | Port Jefferson | 2517 | GT3 | NG | GT | 53 | 41 | 881.13 | 71662.52 | 45530.89 |  | Electric Utility | N | OP |  | Simple cycle unit |  | Eastern
EXCLUDE | NY | NY-Eastern | Port Jefferson | 2517 | ST1 | RFO | ST | 46 | 42.2 | 0 | 0 | 0 |  | Electric Utility | N | RE | 1997 | Retired prior to 2012 |  | Eastern
EXCLUDE | NY | NY-Eastern | Shoreham | 2518 | GT1 | DFO | GT | 52.9 | 47.4 | 0 | 452.05 | 960.16 |  | Electric Utility | N | OP |  | Simple cycle unit |  | Eastern
EXCLUDE | NY | NY-Eastern | Shoreham | 2518 | GT2 | DFO | GT | 18.6 | 15.7 | 0 | 158.95 | 337.6 |  | Electric Utility | N | OP |  | Simple cycle unit |  | Eastern
EXCLUDE | NY | NY-Eastern | South Hampton | 2519 | 1 | DFO | GT | 11.5 | 8.6 | 0 | 458 | 1216.72 |  | Electric Utility | N | OP |  | Simple cycle unit |  | Eastern
EXCLUDE | NY | NY-Eastern | Southold | 2520 | 1 | DFO | GT | 14 | 7.4 | 0 | 510 | 1086.78 |  | Electric Utility | N | OP |  | Simple cycle unit |  | Eastern
EXCLUDE | NY | NY-Eastern | West Babylon | 2521 | 4 | DFO | GT | 52.4 | 49.2 | 686 | 1688 | 2184.9 |  | Electric Utility | N | OP |  | Simple cycle unit |  | Eastern
EXCLUDE | NY | NY-Eastern | Cadyville | 2522 | 1 | WAT | HY | 1.2 | 1.2 | 0 | 5331.49 | 0 |  | Electric Utility | N | OP |  | Non Combustion (NUC, WAT, WND, GEO, or SUN) |  | Eastern
EXCLUDE | NY | NY-Eastern | Cadyville | 2522 | 2 | WAT | HY | 1.2 | 1.2 | 0 | 5331.49 | 0 |  | Electric Utility | N | OP |  | Non Combustion (NUC, WAT, WND, GEO, or SUN) |  | Eastern
EXCLUDE | NY | NY-Eastern | Cadyville | 2522 | 3 | WAT | HY | 3.1 | 3.1 | 0 | 13773.02 | 0 |  | Electric Utility | N | OP |  | Non Combustion (NUC, WAT, WND, GEO, or SUN) |  | Eastern
EXCLUDE | NY | NY-Eastern | GMMM Westover | 2526 | 7 | BIT | ST | 43.8 | 43.7 | 0 | 0 | 0 |  | IPP CHP | Y | RE | 2009 | Retired prior to 2012 |  | Eastern
COALST | NY | NY-Eastern | GMMM Westover | 2526 | 8 | BIT | ST | 75 | 84 | 0 | 0 | 0 |  | IPP CHP | Y | OS |  |  |  | Eastern
EXCLUDE | NY | NY-Eastern | GMMGreenidge LLC | 2527 | 3 | BIT | ST | 50 | 52 | 0 | 0 | 0 |  | IPP Non-CHP | N | RE | 2009 | Retired prior to 2012 |  | Eastern
COALST | NY | NY-Eastern | GMMGreenidge LLC | 2527 | 4 | BIT | ST | 112.5 | 107.5 | 0 | 0 | 0 |  | IPP Non-CHP | N | OP |  |  |  | Eastern
EXCLUDE | NY | NY-Eastern | Harris Lake | 2528 | 1 | DFO | IC | 1.7 | 1.7 | 0 | 0 | 0 |  | Electric Utility | N | SB |  | Internal Combustion |  | Eastern
EXCLUDE | NY | NY-Eastern | High Falls | 2530 | 1 | WAT | HY | 4 | 4 | 0 | 18621.6 | 0 |  | Electric Utility | N | OP |  | Non Combustion (NUC, WAT, WND, GEO, or SUN) |  | Eastern
EXCLUDE | NY | NY-Eastern | High Falls | 2530 | 2 | WAT | HY | 4 | 4 | 0 | 18621.6 | 0 |  | Electric Utility | N | OP |  | Non Combustion (NUC, WAT, WND, GEO, or SUN) |  | Eastern
EXCLUDE | NY | NY-Eastern | High Falls | 2530 | 3 | WAT | HY | 7 | 7 | 0 | 32587.8 | 0 |  | Electric Utility | N | OP |  | Non Combustion (NUC, WAT, WND, GEO, or SUN) |  | Eastern
EXCLUDE | NY | NY-Eastern | Kent Falls | 2532 | 1 | WAT | HY | 3.2 | 3.8 | 0 | 14330.32 | 0 |  | Electric Utility | N | OP |  | Non Combustion (NUC, WAT, WND, GEO, or SUN) |  | Eastern
EXCLUDE | NY | NY-Eastern | Kent Falls | 2532 | 2 | WAT | HY | 3.2 | 3.8 | 0 | 14330.32 | 0 |  | Electric Utility | N | OP |  | Non Combustion (NUC, WAT, WND, GEO, or SUN) |  | Eastern
EXCLUDE | NY | NY-Eastern | Kent Falls | 2532 | 3 | WAT | HY | 6 | 6 | 0 | 26869.35 | 0 |  | Electric Utility | N | OP |  | Non Combustion (NUC, WAT, WND, GEO, or SUN) |  | Eastern
EXCLUDE | NY | NY-Eastern | Keuka | 2533 | 1 | WAT | HY | 2 | 1.9 | 0 | 0 | 0 |  | Electric Utility | N | RE | 2006 | Retired prior to 2012 |  | Eastern
COALST | NY | NY-Eastern | Cayuga Operating Company | 2535 | 1 | BIT | ST | 155.3 | 151.6 | 1980 | 239762 | 285372.98 |  | IPP Non-CHP | N | OP |  |  |  | Eastern
COALST | NY | NY-Eastern | Cayuga Operating Company | 2535 | 2 | BIT | ST | 167.2 | 153 | 2072 | 226942 | 269421.85 |  | IPP Non-CHP | N | OP |  |  |  | Eastern
EXCLUDE | NY | NY-Eastern | Bethlehem Energy Center | 2539 | 1 | NG | ST | 100 | 90 | 0 | 0 | 0 |  | IPP Non-CHP | N | RE | 2005 | Retired prior to 2012 |  | Eastern
EXCLUDE | NY | NY-Eastern | Bethlehem Energy Center | 2539 | 2 | NG | ST | 100 | 90 | 0 | 0 | 0 |  | IPP Non-CHP | N | RE | 2005 | Retired prior to 2012 |  | Eastern
EXCLUDE | NY | NY-Eastern | Bethlehem Energy Center | 2539 | 3 | NG | ST | 100 | 91 | 0 | 0 | 0 |  | IPP Non-CHP | N | RE | 2005 | Retired prior to 2012 |  | Eastern
EXCLUDE | NY | NY-Eastern | Bethlehem Energy Center | 2539 | 4 | NG | ST | 100 | 94 | 0 | 0 | 0 |  | IPP Non-CHP | N | RE | 2005 | Retired prior to 2012 |  | Eastern
NGCC | NY | NY-Eastern | Bethlehem Energy Center | 2539 | 5 | NG | CC | 194.3 | 157.3 | 2450 | 1066829.92 | 448001.62 |  | IPP Non-CHP | N | OP |  |  |  | Eastern
NGCC | NY | NY-Eastern | Bethlehem Energy Center | 2539 | 6 | NG | CC | 194.3 | 161.5 | 2450 | 1066829.92 | 448001.62 |  | IPP Non-CHP | N | OP |  |  |  | Eastern
NGCC | NY | NY-Eastern | Bethlehem Energy Center | 2539 | 7 | NG | CC | 194.3 | 161.1 | 2450 | 1066829.92 | 448001.62 |  | IPP Non-CHP | N | OP |  |  |  | Eastern
NGCC | NY | NY-Eastern | Bethlehem Energy Center | 2539 | 8 | NG | CC | 310.2 | 276.1 | 2450 | 1703194.24 | 715234.7 |  | IPP Non-CHP | N | OP |  |  |  | Eastern
EXCLUDE | NY | NY-Eastern | Allens Falls | 2540 | 1 | WAT | HY | 4 | 4.9 | 0 | 22464 | 0 |  | IPP Non-CHP | N | OP |  | Non Combustion (NUC, WAT, WND, GEO, or SUN) |  | Eastern
EXCLUDE | NY | NY-Eastern | Beardslee | 2543 | 1 | WAT | HY | 10 | 8.5 | 0 | 24162 | 0 |  | IPP Non-CHP | N | OP |  | Non Combustion (NUC, WAT, WND, GEO, or SUN) |  | Eastern
EXCLUDE | NY | NY-Eastern | Beardslee | 2543 | 2 | WAT | HY | 10 | 8.1 | 0 | 24162 | 0 |  | IPP Non-CHP | N | OP |  | Non Combustion (NUC, WAT, WND, GEO, or SUN) |  | Eastern
EXCLUDE | NY | NY-Eastern | Belfort | 2544 | 1 | WAT | HY | 0.4 | 0.2 | 0 | 1939.4 | 0 |  | IPP Non-CHP | N | OP |  | Non Combustion (NUC, WAT, WND, GEO, or SUN) |  | Eastern
EXCLUDE | NY | NY-Eastern | Belfort | 2544 | 2 | WAT | HY | 0.6 | 0.7 | 0 | 2909.1 | 0 |  | IPP Non-CHP | N | OP |  | Non Combustion (NUC, WAT, WND, GEO, or SUN) |  | Eastern
EXCLUDE | NY | NY-Eastern | Belfort | 2544 | 3 | WAT | HY | 1 | 0.7 | 0 | 4848.5 | 0 |  | IPP Non-CHP | N | OP |  | Non Combustion (NUC, WAT, WND, GEO, or SUN) |  | Eastern
EXCLUDE | NY | NY-Eastern | Bennetts Bridge | 2545 | 1 | WAT | HY | 9 | 8.4 | 0 | 18590.25 | 0 |  | IPP Non-CHP | N | OP |  | Non Combustion (NUC, WAT, WND, GEO, or SUN) |  | Eastern
EXCLUDE | NY | NY-Eastern | Bennetts Bridge | 2545 | 2 | WAT | HY | 9 | 8.4 | 0 | 18590.25 | 0 |  | IPP Non-CHP | N | OP |  | Non Combustion (NUC, WAT, WND, GEO, or SUN) |  | Eastern
EXCLUDE | NY | NY-Eastern | Bennetts Bridge | 2545 | 3 | WAT | HY | 9 | 6.3 | 0 | 18590.25 | 0 |  | IPP Non-CHP | N | OP |  | Non Combustion (NUC, WAT, WND, GEO, or SUN) |  | Eastern
EXCLUDE | NY | NY-Eastern | Bennetts Bridge | 2545 | 4 | WAT | HY | 9 | 7.2 | 0 | 18590.25 | 0 |  | IPP Non-CHP | N | OP |  | Non Combustion (NUC, WAT, WND, GEO, or SUN) |  | Eastern
EXCLUDE | NY | NY-Eastern | Black River | 2546 | 1 | WAT | HY | 2 | 2.4 | 0 | 9293.33 | 0 |  | IPP Non-CHP | N | OP |  | Non Combustion (NUC, WAT, WND, GEO, or SUN) |  | Eastern
EXCLUDE | NY | NY-Eastern | Black River | 2546 | 2 | WAT | HY | 2 | 2.4 | 0 | 9293.33 | 0 |  | IPP Non-CHP | N | OP |  | Non Combustion (NUC, WAT, WND, GEO, or SUN) |  | Eastern
EXCLUDE | NY | NY-Eastern | Black River | 2546 | 3 | WAT | HY | 2 | 2.1 | 0 | 9293.33 | 0 |  | IPP Non-CHP | N | OP |  | Non Combustion (NUC, WAT, WND, GEO, or SUN) |  | Eastern
EXCLUDE | NY | NY-Eastern | Blake | 2547 | 1 | WAT | HY | 15 | 14.2 | 0 | 51397 | 0 |  | IPP Non-CHP | N | OP |  | Non Combustion (NUC, WAT, WND, GEO, or SUN) |  | Eastern
EXCLUDE | NY | NY-Eastern | Browns Falls | 2548 | 1 | WAT | HY | 8 | 7.5 | 0 | 21759 | 0 |  | IPP Non-CHP | N | OP |  | Non Combustion (NUC, WAT, WND, GEO, or SUN) |  | Eastern
EXCLUDE | NY | NY-Eastern | Browns Falls | 2548 | 2 | WAT | HY | 8 | 7.8 | 0 | 21759 | 0 |  | IPP Non-CHP | N | OP |  | Non Combustion (NUC, WAT, WND, GEO, or SUN) |  | Eastern
EXCLUDE | NY | NY-Eastern | C R Huntley Generating Station | 2549 | 63 | BIT | ST | 80 | 80 | 0 | 0 | 0 |  | IPP Non-CHP | N | RE | 2006 | Retired prior to 2012 |  | Eastern
EXCLUDE | NY | NY-Eastern | C R Huntley Generating Station | 2549 | 64 | BIT | ST | 100 | 100 | 0 | 0 | 0 |  | IPP Non-CHP | N | RE | 2006 | Retired prior to 2012 |  | Eastern
EXCLUDE | NY | NY-Eastern | C R Huntley Generating Station | 2549 | 65 | BIT | ST | 100 | 100 | 0 | 0 | 0 |  | IPP Non-CHP | N | RE | 2007 | Retired prior to 2012 |  | Eastern
EXCLUDE | NY | NY-Eastern | C R Huntley Generating Station | 2549 | 66 | BIT | ST | 100 | 100 | 0 | 0 | 0 |  | IPP Non-CHP | N | RE | 2007 | Retired prior to 2012 |  | Eastern
COALST | NY | NY-Eastern | C R Huntley Generating Station | 2549 | 67 | SUB | ST | 200 | 190 | 2500 | 315543 | 362021.12 |  | IPP Non-CHP | N | OP |  |  |  | Eastern
COALST | NY | NY-Eastern | C R Huntley Generating Station | 2549 | S68 | SUB | ST | 200 | 190 | 2500 | 391929 | 447775.27 |  | IPP Non-CHP | N | OP |  |  |  | Eastern
EXCLUDE | NY | NY-Eastern | Chasm | 2550 | 1 | WAT | HY | 1 | 1 | 0 | 4490 | 0 |  | IPP Non-CHP | N | OP |  | Non Combustion (NUC, WAT, WND, GEO, or SUN) |  | Eastern
EXCLUDE | NY | NY-Eastern | Chasm | 2550 | 2 | WAT | HY | 1 | 1 | 0 | 4490 | 0 |  | IPP Non-CHP | N | OP |  | Non Combustion (NUC, WAT, WND, GEO, or SUN) |  | Eastern
EXCLUDE | NY | NY-Eastern | Chasm | 2550 | 3 | WAT | HY | 1 | 1 | 0 | 4490 | 0 |  | IPP Non-CHP | N | OP |  | Non Combustion (NUC, WAT, WND, GEO, or SUN) |  | Eastern
EXCLUDE | NY | NY-Eastern | Colton | 2551 | 1 | WAT | HY | 11 | 9.9 | 0 | 53655.86 | 0 |  | IPP Non-CHP | N | OP |  | Non Combustion (NUC, WAT, WND, GEO, or SUN) |  | Eastern
EXCLUDE | NY | NY-Eastern | Colton | 2551 | 2 | WAT | HY | 12 | 10.3 | 0 | 58533.67 | 0 |  | IPP Non-CHP | N | OP |  | Non Combustion (NUC, WAT, WND, GEO, or SUN) |  | Eastern
EXCLUDE | NY | NY-Eastern | Colton | 2551 | 3 | WAT | HY | 13 | 9.5 | 0 | 63411.47 | 0 |  | IPP Non-CHP | N | OP |  | Non Combustion (NUC, WAT, WND, GEO, or SUN) |  | Eastern
EXCLUDE | NY | NY-Eastern | Deferiet | 2552 | 1 | WAT | HY | 4 | 3.6 | 0 | 15536 | 0 |  | IPP Non-CHP | N | OP |  | Non Combustion (NUC, WAT, WND, GEO, or SUN) |  | Eastern
EXCLUDE | NY | NY-Eastern | Deferiet | 2552 | 2 | WAT | HY | 4 | 3.6 | 0 | 15536 | 0 |  | IPP Non-CHP | N | OP |  | Non Combustion (NUC, WAT, WND, GEO, or SUN) |  | Eastern
EXCLUDE | NY | NY-Eastern | Deferiet | 2552 | 3 | WAT | HY | 4 | 3 | 0 | 15536 | 0 |  | IPP Non-CHP | N | OP |  | Non Combustion (NUC, WAT, WND, GEO, or SUN) |  | Eastern
COALST | NY | NY-Eastern | Dunkirk Generating Plant | 2554 | 1 | SUB | ST | 96 | 75 | 975 | 103928 | 137558.99 |  | IPP Non-CHP | N | OP |  |  |  | Eastern
COALST | NY | NY-Eastern | Dunkirk Generating Plant | 2554 | 2 | SUB | ST | 96 | 75 | 950 | 175674 | 229974.11 |  | IPP Non-CHP | N | OP |  |  |  | Eastern
COALST | NY | NY-Eastern | Dunkirk Generating Plant | 2554 | 3 | SUB | ST | 217.6 | 185 | 2250 | 217229 | 228592.29 |  | IPP Non-CHP | N | OS |  |  |  | Eastern
COALST | NY | NY-Eastern | Dunkirk Generating Plant | 2554 | ST4 | SUB | ST | 217.6 | 185 | 2250 | 124964 | 134653.95 |  | IPP Non-CHP | N | OS |  |  |  | Eastern
EXCLUDE | NY | NY-Eastern | Eagle | 2555 | 1 | WAT | HY | 2 | 1.4 | 0 | 9292.33 | 0 |  | IPP Non-CHP | N | OP |  | Non Combustion (NUC, WAT, WND, GEO, or SUN) |  | Eastern
EXCLUDE | NY | NY-Eastern | Eagle | 2555 | 2 | WAT | HY | 1 | 1 | 0 | 4646.17 | 0 |  | IPP Non-CHP | N | OP |  | Non Combustion (NUC, WAT, WND, GEO, or SUN) |  | Eastern
EXCLUDE | NY | NY-Eastern | Eagle | 2555 | 3 | WAT | HY | 1 | 1 | 0 | 4646.17 | 0 |  | IPP Non-CHP | N | OP |  | Non Combustion (NUC, WAT, WND, GEO, or SUN) |  | Eastern
EXCLUDE | NY | NY-Eastern | Eagle | 2555 | 4 | WAT | HY | 2 | 2 | 0 | 9292.33 | 0 |  | IPP Non-CHP | N | OP |  | Non Combustion (NUC, WAT, WND, GEO, or SUN) |  | Eastern
EXCLUDE | NY | NY-Eastern | Eel Weir | 2556 | 1 | WAT | HY | 0.5 | 0.4 | 0 | 1626.2 | 0 |  | IPP Non-CHP | N | OP |  | Non Combustion (NUC, WAT, WND, GEO, or SUN) |  | Eastern
EXCLUDE | NY | NY-Eastern | Eel Weir | 2556 | 2 | WAT | HY | 1 | 0.9 | 0 | 3252.4 | 0 |  | IPP Non-CHP | N | OP |  | Non Combustion (NUC, WAT, WND, GEO, or SUN) |  | Eastern
EXCLUDE | NY | NY-Eastern | Eel Weir | 2556 | 3 | WAT | HY | 1 | 0.9 | 0 | 3252.4 | 0 |  | IPP Non-CHP | N | OP |  | Non Combustion (NUC, WAT, WND, GEO, or SUN) |  | Eastern
EXCLUDE | NY | NY-Eastern | Effley | 2557 | 1 | WAT | HY | 0.4 | 0.4 | 0 | 1721.07 | 0 |  | IPP Non-CHP | N | OP |  | Non Combustion (NUC, WAT, WND, GEO, or SUN) |  | Eastern
EXCLUDE | NY | NY-Eastern | Effley | 2557 | 2 | WAT | HY | 0.4 | 0.4 | 0 | 1721.07 | 0 |  | IPP Non-CHP | N | OP |  | Non Combustion (NUC, WAT, WND, GEO, or SUN) |  | Eastern
EXCLUDE | NY | NY-Eastern | Effley | 2557 | 3 | WAT | HY | 0.6 | 0.6 | 0 | 2581.6 | 0 |  | IPP Non-CHP | N | OP |  | Non Combustion (NUC, WAT, WND, GEO, or SUN) |  | Eastern
EXCLUDE | NY | NY-Eastern | Effley | 2557 | 4 | WAT | HY | 1.6 | 1.4 | 0 | 6884.27 | 0 |  | IPP Non-CHP | N | OP |  | Non Combustion (NUC, WAT, WND, GEO, or SUN) |  | Eastern
EXCLUDE | NY | NY-Eastern | Elmer | 2559 | 1 | WAT | HY | 1 | 0.9 | 0 | 4666.5 | 0 |  | IPP Non-CHP | N | OP |  | Non Combustion (NUC, WAT, WND, GEO, or SUN) |  | Eastern
EXCLUDE | NY | NY-Eastern | Elmer | 2559 | 2 | WAT | HY | 1 | 0.9 | 0 | 4666.5 | 0 |  | IPP Non-CHP | N | OP |  | Non Combustion (NUC, WAT, WND, GEO, or SUN) |  | Eastern
EXCLUDE | NY | NY-Eastern | Ephratah | 2560 | 1 | WAT | HY | 1 | 0.9 | 0 | 2461.75 | 0 |  | IPP Non-CHP | N | OP |  | Non Combustion (NUC, WAT, WND, GEO, or SUN) |  | Eastern
EXCLUDE | NY | NY-Eastern | Ephratah | 2560 | 2 | WAT | HY | 1 | 0.9 | 0 | 2461.75 | 0 |  | IPP Non-CHP | N | OP |  | Non Combustion (NUC, WAT, WND, GEO, or SUN) |  | Eastern
EXCLUDE | NY | NY-Eastern | Ephratah | 2560 | 3 | WAT | HY | 1 | 0.9 | 0 | 2461.75 | 0 |  | IPP Non-CHP | N | OP |  | Non Combustion (NUC, WAT, WND, GEO, or SUN) |  | Eastern
EXCLUDE | NY | NY-Eastern | Ephratah | 2560 | 4 | WAT | HY | 1 | 1 | 0 | 2461.75 | 0 |  | IPP Non-CHP | N | OP |  | Non Combustion (NUC, WAT, WND, GEO, or SUN) |  | Eastern
EXCLUDE | NY | NY-Eastern | East Norfolk | 2561 | 1 | WAT | HY | 4 | 3.6 | 0 | 20957 | 0 |  | IPP Non-CHP | N | OP |  | Non Combustion (NUC, WAT, WND, GEO, or SUN) |  | Eastern
EXCLUDE | NY | NY-Eastern | Five Falls | 2562 | 1 | WAT | HY | 24 | 22.4 | 0 | 82827 | 0 |  | IPP Non-CHP | N | OP |  | Non Combustion (NUC, WAT, WND, GEO, or SUN) |  | Eastern
EXCLUDE | NY | NY-Eastern | Flat Rock | 2563 | 1 | WAT | HY | 2 | 1.4 | 0 | 6141.2 | 0 |  | IPP Non-CHP | N | OP |  | Non Combustion (NUC, WAT, WND, GEO, or SUN) |  | Eastern
EXCLUDE | NY | NY-Eastern | Flat Rock | 2563 | 2 | WAT | HY | 3 | 2.5 | 0 | 9211.8 | 0 |  | IPP Non-CHP | N | OP |  | Non Combustion (NUC, WAT, WND, GEO, or SUN) |  | Eastern
EXCLUDE | NY | NY-Eastern | Franklin | 2564 | 1 | WAT | HY | 1 | 0.9 | 0 | 4113.5 | 0 |  | IPP Non-CHP | N | OP |  | Non Combustion (NUC, WAT, WND, GEO, or SUN) |  | Eastern
EXCLUDE | NY | NY-Eastern | Franklin | 2564 | 2 | WAT | HY | 1 | 1.2 | 0 | 4113.5 | 0 |  | IPP Non-CHP | N | OP |  | Non Combustion (NUC, WAT, WND, GEO, or SUN) |  | Eastern
EXCLUDE | NY | NY-Eastern | Fulton | 2566 | 1 | WAT | HY | 0.8 | 0.7 | 0 | 2776 | 0 |  | IPP Non-CHP | N | OP |  | Non Combustion (NUC, WAT, WND, GEO, or SUN) |  | Eastern
EXCLUDE | NY | NY-Eastern | Fulton | 2566 | 2 | WAT | HY | 0.5 | 0.3 | 0 | 1735 | 0 |  | IPP Non-CHP | N | OP |  | Non Combustion (NUC, WAT, WND, GEO, or SUN) |  | Eastern
EXCLUDE | NY | NY-Eastern | Glenwood | 2568 | 1 | WAT | HY | 0.5 | 0.5 | 0 | 2244.67 | 0 |  | IPP Non-CHP | N | OP |  | Non Combustion (NUC, WAT, WND, GEO, or SUN) |  | Eastern
EXCLUDE | NY | NY-Eastern | Glenwood | 2568 | 2 | WAT | HY | 0.5 | 0.5 | 0 | 2244.67 | 0 |  | IPP Non-CHP | N | OP |  | Non Combustion (NUC, WAT, WND, GEO, or SUN) |  | Eastern
EXCLUDE | NY | NY-Eastern | Glenwood | 2568 | 3 | WAT | HY | 0.5 | 0.3 | 0 | 2244.67 | 0 |  | IPP Non-CHP | N | OP |  | Non Combustion (NUC, WAT, WND, GEO, or SUN) |  | Eastern
EXCLUDE | NY | NY-Eastern | Granby | 2569 | 1 | WAT | HY | 5 | 5 | 0 | 14786.5 | 0 |  | IPP Non-CHP | N | OP |  | Non Combustion (NUC, WAT, WND, GEO, or SUN) |  | Eastern
EXCLUDE | NY | NY-Eastern | Granby | 2569 | 2 | WAT | HY | 5 | 5 | 0 | 14786.5 | 0 |  | IPP Non-CHP | N | OP |  | Non Combustion (NUC, WAT, WND, GEO, or SUN) |  | Eastern
EXCLUDE | NY | NY-Eastern | Hannawa | 2571 | 1 | WAT | HY | 4 | 3.6 | 0 | 12465 | 0 |  | IPP Non-CHP | N | OP |  | Non Combustion (NUC, WAT, WND, GEO, or SUN) |  | Eastern
EXCLUDE | NY | NY-Eastern | Hannawa | 2571 | 2 | WAT | HY | 4 | 3.9 | 0 | 12465 | 0 |  | IPP Non-CHP | N | OP |  | Non Combustion (NUC, WAT, WND, GEO, or SUN) |  | Eastern
EXCLUDE | NY | NY-Eastern | Herrings | 2572 | 1 | WAT | HY | 1.8 | 1.4 | 0 | 4994.67 | 0 |  | IPP Non-CHP | N | OP |  | Non Combustion (NUC, WAT, WND, GEO, or SUN) |  | Eastern
EXCLUDE | NY | NY-Eastern | Herrings | 2572 | 2 | WAT | HY | 1.8 | 1.4 | 0 | 4994.67 | 0 |  | IPP Non-CHP | N | OP |  | Non Combustion (NUC, WAT, WND, GEO, or SUN) |  | Eastern
EXCLUDE | NY | NY-Eastern | Herrings | 2572 | 3 | WAT | HY | 1.8 | 1.6 | 0 | 4994.67 | 0 |  | IPP Non-CHP | N | OP |  | Non Combustion (NUC, WAT, WND, GEO, or SUN) |  | Eastern
EXCLUDE | NY | NY-Eastern | Heuvelton | 2573 | 1 | WAT | HY | 0.5 | 0.4 | 0 | 2404 | 0 |  | IPP Non-CHP | N | OP |  | Non Combustion (NUC, WAT, WND, GEO, or SUN) |  | Eastern
EXCLUDE | NY | NY-Eastern | Heuvelton | 2573 | 2 | WAT | HY | 0.5 | 0.4 | 0 | 2404 | 0 |  | IPP Non-CHP | N | OP |  | Non Combustion (NUC, WAT, WND, GEO, or SUN) |  | Eastern
EXCLUDE | NY | NY-Eastern | High Dam | 2574 | 1 | WAT | HY | 2.8 | 2.2 | 0 | 8562.82 | 0 |  | Electric Utility | N | OP |  | Non Combustion (NUC, WAT, WND, GEO, or SUN) |  | Eastern
EXCLUDE | NY | NY-Eastern | High Dam | 2574 | 2 | WAT | HY | 2.8 | 2.2 | 0 | 8562.82 | 0 |  | Electric Utility | N | OP |  | Non Combustion (NUC, WAT, WND, GEO, or SUN) |  | Eastern
EXCLUDE | NY | NY-Eastern | High Dam | 2574 | 3 | WAT | HY | 2.8 | 2.2 | 0 | 8562.82 | 0 |  | Electric Utility | N | OP |  | Non Combustion (NUC, WAT, WND, GEO, or SUN) |  | Eastern
EXCLUDE | NY | NY-Eastern | High Dam | 2574 | 4 | WAT | HY | 3.5 | 2.2 | 0 | 10703.53 | 0 |  | Electric Utility | N | OP |  | Non Combustion (NUC, WAT, WND, GEO, or SUN) |  | Eastern
EXCLUDE | NY | NY-Eastern | High Falls | 2575 | 1 | WAT | HY | 2 | 1.9 | 0 | 8446.67 | 0 |  | IPP Non-CHP | N | OP |  | Non Combustion (NUC, WAT, WND, GEO, or SUN) |  | Eastern
EXCLUDE | NY | NY-Eastern | High Falls | 2575 | 2 | WAT | HY | 2 | 1.5 | 0 | 8446.67 | 0 |  | IPP Non-CHP | N | OP |  | Non Combustion (NUC, WAT, WND, GEO, or SUN) |  | Eastern
EXCLUDE | NY | NY-Eastern | High Falls | 2575 | 3 | WAT | HY | 2 | 0.2 | 0 | 8446.67 | 0 |  | IPP Non-CHP | N | OP |  | Non Combustion (NUC, WAT, WND, GEO, or SUN) |  | Eastern
EXCLUDE | NY | NY-Eastern | Higley | 2576 | 1 | WAT | HY | 2 | 2 | 0 | 0 | 0 |  | IPP Non-CHP | N | RE | 2003 | Retired prior to 2012 |  | Eastern
EXCLUDE | NY | NY-Eastern | Higley | 2576 | 1N | WAT | HY | 1.5 | 1.5 | 0 | 7867.5 | 0 |  | IPP Non-CHP | N | OP |  | Non Combustion (NUC, WAT, WND, GEO, or SUN) |  | Eastern
EXCLUDE | NY | NY-Eastern | Higley | 2576 | 2 | WAT | HY | 2 | 2 | 0 | 0 | 0 |  | IPP Non-CHP | N | RE | 2003 | Retired prior to 2012 |  | Eastern
EXCLUDE | NY | NY-Eastern | Higley | 2576 | 2N | WAT | HY | 1.5 | 1.6 | 0 | 7867.5 | 0 |  | IPP Non-CHP | N | OP |  | Non Combustion (NUC, WAT, WND, GEO, or SUN) |  | Eastern
EXCLUDE | NY | NY-Eastern | Higley | 2576 | 3 | WAT | HY | 2 | 2 | 0 | 0 | 0 |  | IPP Non-CHP | N | RE | 2003 | Retired prior to 2012 |  | Eastern
EXCLUDE | NY | NY-Eastern | Higley | 2576 | 3N | WAT | HY | 1.5 | 1.6 | 0 | 7867.5 | 0 |  | IPP Non-CHP | N | OP |  | Non Combustion (NUC, WAT, WND, GEO, or SUN) |  | Eastern
EXCLUDE | NY | NY-Eastern | Higley | 2576 | 4N | WAT | HY | 1.5 | 1.6 | 0 | 7867.5 | 0 |  | IPP Non-CHP | N | OP |  | Non Combustion (NUC, WAT, WND, GEO, or SUN) |  | Eastern
EXCLUDE | NY | NY-Eastern | Hydraulic Race | 2578 | 1 | WAT | HY | 3 | 3 | 0 | 9236 | 0 |  | IPP Non-CHP | N | OP |  | Non Combustion (NUC, WAT, WND, GEO, or SUN) |  | Eastern
EXCLUDE | NY | NY-Eastern | Inghams | 2579 | 1 | WAT | HY | 3 | 2.8 | 0 | 13927 | 0 |  | IPP Non-CHP | N | OP |  | Non Combustion (NUC, WAT, WND, GEO, or SUN) |  | Eastern
EXCLUDE | NY | NY-Eastern | Inghams | 2579 | 2 | WAT | HY | 3 | 3.4 | 0 | 13927 | 0 |  | IPP Non-CHP | N | OP |  | Non Combustion (NUC, WAT, WND, GEO, or SUN) |  | Eastern
EXCLUDE | NY | NY-Eastern | Johnsonville | 2580 | 1 | WAT | HY | 2 | 1.1 | 0 | 1748.5 | 0 |  | IPP Non-CHP | N | OP |  | Non Combustion (NUC, WAT, WND, GEO, or SUN) |  | Eastern
EXCLUDE | NY | NY-Eastern | Johnsonville | 2580 | 2 | WAT | HY | 2 | 1.4 | 0 | 1748.5 | 0 |  | IPP Non-CHP | N | OP |  | Non Combustion (NUC, WAT, WND, GEO, or SUN) |  | Eastern
EXCLUDE | NY | NY-Eastern | Kamargo | 2581 | 1 | WAT | HY | 2 | 1.6 | 0 | 7253 | 0 |  | IPP Non-CHP | N | OP |  | Non Combustion (NUC, WAT, WND, GEO, or SUN) |  | Eastern
EXCLUDE | NY | NY-Eastern | Kamargo | 2581 | 2 | WAT | HY | 2 | 1.6 | 0 | 7253 | 0 |  | IPP Non-CHP | N | OP |  | Non Combustion (NUC, WAT, WND, GEO, or SUN) |  | Eastern
EXCLUDE | NY | NY-Eastern | Kamargo | 2581 | 3 | WAT | HY | 2 | 1.6 | 0 | 7253 | 0 |  | IPP Non-CHP | N | OP |  | Non Combustion (NUC, WAT, WND, GEO, or SUN) |  | Eastern
EXCLUDE | NY | NY-Eastern | Lighthouse Hill | 2582 | 1 | WAT | HY | 4 | 4 | 0 | 8739.5 | 0 |  | IPP Non-CHP | N | OP |  | Non Combustion (NUC, WAT, WND, GEO, or SUN) |  | Eastern
EXCLUDE | NY | NY-Eastern | Lighthouse Hill | 2582 | 2 | WAT | HY | 4 | 3.6 | 0 | 8739.5 | 0 |  | IPP Non-CHP | N | OP |  | Non Combustion (NUC, WAT, WND, GEO, or SUN) |  | Eastern
EXCLUDE | NY | NY-Eastern | Macomb | 2583 | 1 | WAT | HY | 1 | 0.9 | 0 | 761 | 0 |  | IPP Non-CHP | N | OP |  | Non Combustion (NUC, WAT, WND, GEO, or SUN) |  | Eastern
EXCLUDE | NY | NY-Eastern | Minetto | 2586 | 1 | WAT | HY | 2 | 1.4 | 0 | 5542.6 | 0 |  | IPP Non-CHP | N | OP |  | Non Combustion (NUC, WAT, WND, GEO, or SUN) |  | Eastern
EXCLUDE | NY | NY-Eastern | Minetto | 2586 | 2 | WAT | HY | 2 | 1.3 | 0 | 5542.6 | 0 |  | IPP Non-CHP | N | OP |  | Non Combustion (NUC, WAT, WND, GEO, or SUN) |  | Eastern
EXCLUDE | NY | NY-Eastern | Minetto | 2586 | 3 | WAT | HY | 2 | 1.2 | 0 | 5542.6 | 0 |  | IPP Non-CHP | N | OP |  | Non Combustion (NUC, WAT, WND, GEO, or SUN) |  | Eastern
EXCLUDE | NY | NY-Eastern | Minetto | 2586 | 4 | WAT | HY | 2 | 1.5 | 0 | 5542.6 | 0 |  | IPP Non-CHP | N | OP |  | Non Combustion (NUC, WAT, WND, GEO, or SUN) |  | Eastern
EXCLUDE | NY | NY-Eastern | Minetto | 2586 | 5 | WAT | HY | 2 | 1.5 | 0 | 5542.6 | 0 |  | IPP Non-CHP | N | OP |  | Non Combustion (NUC, WAT, WND, GEO, or SUN) |  | Eastern
EXCLUDE | NY | NY-Eastern | Moshier | 2588 | 1 | WAT | HY | 4 | 3.3 | 0 | 14932 | 0 |  | IPP Non-CHP | N | OP |  | Non Combustion (NUC, WAT, WND, GEO, or SUN) |  | Eastern
EXCLUDE | NY | NY-Eastern | Moshier | 2588 | 2 | WAT | HY | 4 | 4.2 | 0 | 14932 | 0 |  | IPP Non-CHP | N | OP |  | Non Combustion (NUC, WAT, WND, GEO, or SUN) |  | Eastern
EXCLUDE | NY | NY-Eastern | Nine Mile Point Nuclear Station | 2589 | 1 | NUC | ST | 641.8 | 629.7 | 0 | 4444514.12 | 0 |  | IPP Non-CHP | N | OP |  | Non Combustion (NUC, WAT, WND, GEO, or SUN) |  | Eastern
EXCLUDE | NY | NY-Eastern | Nine Mile Point Nuclear Station | 2589 | 2 | NUC | ST | 1259.3 | 1143.5 | 0 | 8720748.88 | 0 |  | IPP Non-CHP | N | OP |  | Non Combustion (NUC, WAT, WND, GEO, or SUN) |  | Eastern
EXCLUDE | NY | NY-Eastern | Norfolk | 2590 | 1 | WAT | HY | 5 | 4.3 | 0 | 24851 | 0 |  | IPP Non-CHP | N | OP |  | Non Combustion (NUC, WAT, WND, GEO, or SUN) |  | Eastern
EXCLUDE | NY | NY-Eastern | Norwood | 2591 | 1 | WAT | HY | 2 | 2.1 | 0 | 13588 | 0 |  | IPP Non-CHP | N | OP |  | Non Combustion (NUC, WAT, WND, GEO, or SUN) |  | Eastern
EXCLUDE | NY | NY-Eastern | Oswego Harbor Power | 2594 | 3 | NG | ST | 92 | 85.6 | 0 | 0 | 0 |  | IPP Non-CHP | N | RE | 2003 | Retired prior to 2012 |  | Eastern
OGST | NY | NY-Eastern | Oswego Harbor Power | 2594 | ST5 | RFO | ST | 901.8 | 817 | 9422 | 25968 | 26696.98 |  | IPP Non-CHP | N | OP |  |  |  | Eastern
OGST | NY | NY-Eastern | Oswego Harbor Power | 2594 | ST6 | RFO | ST | 901.8 | 817 | 9491 | 37403 | 39069.99 |  | IPP Non-CHP | N | OP |  |  |  | Eastern
EXCLUDE | NY | NY-Eastern | Oswego Falls East | 2595 | 1 | WAT | HY | 2 | 1.4 | 0 | 6647.33 | 0 |  | IPP Non-CHP | N | OP |  | Non Combustion (NUC, WAT, WND, GEO, or SUN) |  | Eastern
EXCLUDE | NY | NY-Eastern | Oswego Falls East | 2595 | 2 | WAT | HY | 2 | 1.4 | 0 | 6647.33 | 0 |  | IPP Non-CHP | N | OP |  | Non Combustion (NUC, WAT, WND, GEO, or SUN) |  | Eastern
EXCLUDE | NY | NY-Eastern | Oswego Falls East | 2595 | 3 | WAT | HY | 2 | 1.9 | 0 | 6647.33 | 0 |  | IPP Non-CHP | N | OP |  | Non Combustion (NUC, WAT, WND, GEO, or SUN) |  | Eastern
EXCLUDE | NY | NY-Eastern | Oswego Falls West | 2596 | 3 | WAT | HY | 1 | 1 | 0 | 0 | 0 |  | IPP Non-CHP | N | RE | 2005 | Retired prior to 2012 |  | Eastern
EXCLUDE | NY | NY-Eastern | Oswego Falls West | 2596 | 4 | WAT | HY | 1 | 1 | 0 | 3530.5 | 0 |  | IPP Non-CHP | N | OP |  | Non Combustion (NUC, WAT, WND, GEO, or SUN) |  | Eastern
EXCLUDE | NY | NY-Eastern | Oswego Falls West | 2596 | 5 | WAT | HY | 1 | 1 | 0 | 3530.5 | 0 |  | IPP Non-CHP | N | OP |  | Non Combustion (NUC, WAT, WND, GEO, or SUN) |  | Eastern
EXCLUDE | NY | NY-Eastern | Parishville | 2597 | 1 | WAT | HY | 3 | 2.3 | 0 | 12934 | 0 |  | IPP Non-CHP | N | OP |  | Non Combustion (NUC, WAT, WND, GEO, or SUN) |  | Eastern
EXCLUDE | NY | NY-Eastern | Piercefield | 2598 | 1 | WAT | HY | 1.5 | 1.6 | 0 | 9252.78 | 0 |  | IPP Non-CHP | N | OP |  | Non Combustion (NUC, WAT, WND, GEO, or SUN) |  | Eastern
EXCLUDE | NY | NY-Eastern | Piercefield | 2598 | 2 | WAT | HY | 0.6 | 0.6 | 0 | 3701.11 | 0 |  | IPP Non-CHP | N | OP |  | Non Combustion (NUC, WAT, WND, GEO, or SUN) |  | Eastern
EXCLUDE | NY | NY-Eastern | Piercefield | 2598 | 3 | WAT | HY | 0.6 | 0.6 | 0 | 3701.11 | 0 |  | IPP Non-CHP | N | OP |  | Non Combustion (NUC, WAT, WND, GEO, or SUN) |  | Eastern
EXCLUDE | NY | NY-Eastern | Prospect | 2599 | 1 | WAT | HY | 19 | 18.3 | 0 | 62918 | 0 |  | IPP Non-CHP | N | OP |  | Non Combustion (NUC, WAT, WND, GEO, or SUN) |  | Eastern
EXCLUDE | NY | NY-Eastern | Rainbow Falls | 2600 | 1 | WAT | HY | 25 | 24 | 0 | 85269 | 0 |  | IPP Non-CHP | N | OP |  | Non Combustion (NUC, WAT, WND, GEO, or SUN) |  | Eastern
EXCLUDE | NY | NY-Eastern | Raymondville | 2601 | 1 | WAT | HY | 2 | 2 | 0 | 13032 | 0 |  | IPP Non-CHP | N | OP |  | Non Combustion (NUC, WAT, WND, GEO, or SUN) |  | Eastern
EXCLUDE | NY | NY-Eastern | South Edwards | 2604 | 1 | WAT | HY | 1 | 1 | 0 | 4111.75 | 0 |  | IPP Non-CHP | N | OP |  | Non Combustion (NUC, WAT, WND, GEO, or SUN) |  | Eastern
EXCLUDE | NY | NY-Eastern | South Edwards | 2604 | 2 | WAT | HY | 1 | 1 | 0 | 4111.75 | 0 |  | IPP Non-CHP | N | OP |  | Non Combustion (NUC, WAT, WND, GEO, or SUN) |  | Eastern
EXCLUDE | NY | NY-Eastern | South Edwards | 2604 | 3 | WAT | HY | 1 | 0.8 | 0 | 4111.75 | 0 |  | IPP Non-CHP | N | OP |  | Non Combustion (NUC, WAT, WND, GEO, or SUN) |  | Eastern
EXCLUDE | NY | NY-Eastern | South Edwards | 2604 | 4 | WAT | HY | 1 | 0.2 | 0 | 4111.75 | 0 |  | IPP Non-CHP | N | OP |  | Non Combustion (NUC, WAT, WND, GEO, or SUN) |  | Eastern
EXCLUDE | NY | NY-Eastern | School Street | 2605 | 1 | WAT | HY | 8 | 7.5 | 0 | 26584.76 | 0 |  | IPP Non-CHP | N | OP |  | Non Combustion (NUC, WAT, WND, GEO, or SUN) |  | Eastern
EXCLUDE | NY | NY-Eastern | School Street | 2605 | 2 | WAT | HY | 7 | 5.9 | 0 | 23261.67 | 0 |  | IPP Non-CHP | N | OP |  | Non Combustion (NUC, WAT, WND, GEO, or SUN) |  | Eastern
EXCLUDE | NY | NY-Eastern | School Street | 2605 | 3 | WAT | HY | 7 | 6.1 | 0 | 23261.67 | 0 |  | IPP Non-CHP | N | OP |  | Non Combustion (NUC, WAT, WND, GEO, or SUN) |  | Eastern
EXCLUDE | NY | NY-Eastern | School Street | 2605 | 4 | WAT | HY | 7 | 6.6 | 0 | 23261.67 | 0 |  | IPP Non-CHP | N | OP |  | Non Combustion (NUC, WAT, WND, GEO, or SUN) |  | Eastern
EXCLUDE | NY | NY-Eastern | School Street | 2605 | 5 | WAT | HY | 13 | 10.8 | 0 | 43200.24 | 0 |  | IPP Non-CHP | N | OP |  | Non Combustion (NUC, WAT, WND, GEO, or SUN) |  | Eastern
EXCLUDE | NY | NY-Eastern | Schaghticoke | 2606 | 1 | WAT | HY | 4 | 4 | 0 | 11359.25 | 0 |  | IPP Non-CHP | N | OP |  | Non Combustion (NUC, WAT, WND, GEO, or SUN) |  | Eastern
EXCLUDE | NY | NY-Eastern | Schaghticoke | 2606 | 2 | WAT | HY | 4 | 4.1 | 0 | 11359.25 | 0 |  | IPP Non-CHP | N | OP |  | Non Combustion (NUC, WAT, WND, GEO, or SUN) |  | Eastern
EXCLUDE | NY | NY-Eastern | Schaghticoke | 2606 | 3 | WAT | HY | 4 | 3.8 | 0 | 11359.25 | 0 |  | IPP Non-CHP | N | OP |  | Non Combustion (NUC, WAT, WND, GEO, or SUN) |  | Eastern
EXCLUDE | NY | NY-Eastern | Schaghticoke | 2606 | 4 | WAT | HY | 4 | 4 | 0 | 11359.25 | 0 |  | IPP Non-CHP | N | OP |  | Non Combustion (NUC, WAT, WND, GEO, or SUN) |  | Eastern
EXCLUDE | NY | NY-Eastern | Schuylerville | 2607 | 1 | WAT | HY | 2 | 1.5 | 0 | 6498 | 0 |  | IPP Non-CHP | N | OP |  | Non Combustion (NUC, WAT, WND, GEO, or SUN) |  | Eastern
EXCLUDE | NY | NY-Eastern | Sewalls | 2608 | 1 | WAT | HY | 1 | 1 | 0 | 5307 | 0 |  | IPP Non-CHP | N | OP |  | Non Combustion (NUC, WAT, WND, GEO, or SUN) |  | Eastern
EXCLUDE | NY | NY-Eastern | Sewalls | 2608 | 2 | WAT | HY | 1 | 1.1 | 0 | 5307 | 0 |  | IPP Non-CHP | N | OP |  | Non Combustion (NUC, WAT, WND, GEO, or SUN) |  | Eastern
EXCLUDE | NY | NY-Eastern | Sherman Island | 2609 | 1 | WAT | HY | 7 | 6.7 | 0 | 29686.56 | 0 |  | IPP Non-CHP | N | OP |  | Non Combustion (NUC, WAT, WND, GEO, or SUN) |  | Eastern
EXCLUDE | NY | NY-Eastern | Sherman Island | 2609 | 2 | WAT | HY | 7 | 7 | 0 | 29686.56 | 0 |  | IPP Non-CHP | N | OP |  | Non Combustion (NUC, WAT, WND, GEO, or SUN) |  | Eastern
EXCLUDE | NY | NY-Eastern | Sherman Island | 2609 | 3 | WAT | HY | 7 | 7 | 0 | 29686.56 | 0 |  | IPP Non-CHP | N | OP |  | Non Combustion (NUC, WAT, WND, GEO, or SUN) |  | Eastern
EXCLUDE | NY | NY-Eastern | Sherman Island | 2609 | 4 | WAT | HY | 7 | 7.2 | 0 | 29686.56 | 0 |  | IPP Non-CHP | N | OP |  | Non Combustion (NUC, WAT, WND, GEO, or SUN) |  | Eastern
EXCLUDE | NY | NY-Eastern | Sherman Island | 2609 | 5 | WAT | HY | 7 | 7.7 | 0 | 29686.56 | 0 |  | IPP Non-CHP | N | OP |  | Non Combustion (NUC, WAT, WND, GEO, or SUN) |  | Eastern
EXCLUDE | NY | NY-Eastern | Sherman Island | 2609 | 6 | WAT | HY | 1.3 | 1.3 | 0 | 5513.22 | 0 |  | IPP Non-CHP | N | OP |  | Non Combustion (NUC, WAT, WND, GEO, or SUN) |  | Eastern
EXCLUDE | NY | NY-Eastern | Soft Maple | 2610 | 1 | WAT | HY | 8 | 7.3 | 0 | 14672.5 | 0 |  | IPP Non-CHP | N | OP |  | Non Combustion (NUC, WAT, WND, GEO, or SUN) |  | Eastern
EXCLUDE | NY | NY-Eastern | Soft Maple | 2610 | 2 | WAT | HY | 8 | 8 | 0 | 14672.5 | 0 |  | IPP Non-CHP | N | OP |  | Non Combustion (NUC, WAT, WND, GEO, or SUN) |  | Eastern
EXCLUDE | NY | NY-Eastern | South Colton | 2611 | 1 | WAT | HY | 21 | 19.8 | 0 | 70212 | 0 |  | IPP Non-CHP | N | OP |  | Non Combustion (NUC, WAT, WND, GEO, or SUN) |  | Eastern
EXCLUDE | NY | NY-Eastern | Spier Falls | 2612 | 8 | WAT | HY | 9 | 8.5 | 0 | 31998.86 | 0 |  | IPP Non-CHP | N | OP |  | Non Combustion (NUC, WAT, WND, GEO, or SUN) |  | Eastern
EXCLUDE | NY | NY-Eastern | Spier Falls | 2612 | 9 | WAT | HY | 47 | 46 | 0 | 167105.14 | 0 |  | IPP Non-CHP | N | OP |  | Non Combustion (NUC, WAT, WND, GEO, or SUN) |  | Eastern
EXCLUDE | NY | NY-Eastern | Stark | 2613 | 1 | WAT | HY | 26 | 23.3 | 0 | 81438 | 0 |  | IPP Non-CHP | N | OP |  | Non Combustion (NUC, WAT, WND, GEO, or SUN) |  | Eastern
EXCLUDE | NY | NY-Eastern | Stewarts Bridge | 2614 | 1 | WAT | HY | 36 | 37.5 | 0 | 115469 | 0 |  | IPP Non-CHP | N | OP |  | Non Combustion (NUC, WAT, WND, GEO, or SUN) |  | Eastern
EXCLUDE | NY | NY-Eastern | Stewarts Bridge | 2614 | 2 | WAT | HY | 2.5 | 2.5 | 0 | 0 | 0 |  | IPP Non-CHP | N | U |  | Status of Operation (IP, L, P, T) |  | Eastern
EXCLUDE | NY | NY-Eastern | Sugar Island | 2616 | 1 | WAT | HY | 2 | 2.1 | 0 | 11167.5 | 0 |  | IPP Non-CHP | N | OP |  | Non Combustion (NUC, WAT, WND, GEO, or SUN) |  | Eastern
EXCLUDE | NY | NY-Eastern | Sugar Island | 2616 | 2 | WAT | HY | 2 | 2 | 0 | 11167.5 | 0 |  | IPP Non-CHP | N | OP |  | Non Combustion (NUC, WAT, WND, GEO, or SUN) |  | Eastern
EXCLUDE | NY | NY-Eastern | Taylorville | 2617 | 1 | WAT | HY | 1 | 1 | 0 | 5041.75 | 0 |  | IPP Non-CHP | N | OP |  | Non Combustion (NUC, WAT, WND, GEO, or SUN) |  | Eastern
EXCLUDE | NY | NY-Eastern | Taylorville | 2617 | 2 | WAT | HY | 1 | 1.1 | 0 | 5041.75 | 0 |  | IPP Non-CHP | N | OP |  | Non Combustion (NUC, WAT, WND, GEO, or SUN) |  | Eastern
EXCLUDE | NY | NY-Eastern | Taylorville | 2617 | 3 | WAT | HY | 1 | 1.1 | 0 | 5041.75 | 0 |  | IPP Non-CHP | N | OP |  | Non Combustion (NUC, WAT, WND, GEO, or SUN) |  | Eastern
EXCLUDE | NY | NY-Eastern | Taylorville | 2617 | 4 | WAT | HY | 1 | 1.1 | 0 | 5041.75 | 0 |  | IPP Non-CHP | N | OP |  | Non Combustion (NUC, WAT, WND, GEO, or SUN) |  | Eastern
EXCLUDE | NY | NY-Eastern | Trenton Falls | 2619 | 5 | WAT | HY | 6.8 | 8.1 | 0 | 39902.65 | 0 |  | IPP Non-CHP | N | OP |  | Non Combustion (NUC, WAT, WND, GEO, or SUN) |  | Eastern
EXCLUDE | NY | NY-Eastern | Trenton Falls | 2619 | 6 | WAT | HY | 6.4 | 8.1 | 0 | 37555.43 | 0 |  | IPP Non-CHP | N | OP |  | Non Combustion (NUC, WAT, WND, GEO, or SUN) |  | Eastern
EXCLUDE | NY | NY-Eastern | Trenton Falls | 2619 | 7 | WAT | HY | 8.7 | 9.7 | 0 | 51051.92 | 0 |  | IPP Non-CHP | N | OP |  | Non Combustion (NUC, WAT, WND, GEO, or SUN) |  | Eastern
EXCLUDE | NY | NY-Eastern | Varick | 2621 | 2 | WAT | HY | 2 | 1.6 | 0 | 5339.25 | 0 |  | IPP Non-CHP | N | OP |  | Non Combustion (NUC, WAT, WND, GEO, or SUN) |  | Eastern
EXCLUDE | NY | NY-Eastern | Varick | 2621 | 3 | WAT | HY | 2 | 1.5 | 0 | 5339.25 | 0 |  | IPP Non-CHP | N | OP |  | Non Combustion (NUC, WAT, WND, GEO, or SUN) |  | Eastern
EXCLUDE | NY | NY-Eastern | Varick | 2621 | 4 | WAT | HY | 2 | 1.2 | 0 | 5339.25 | 0 |  | IPP Non-CHP | N | OP |  | Non Combustion (NUC, WAT, WND, GEO, or SUN) |  | Eastern
EXCLUDE | NY | NY-Eastern | Varick | 2621 | 5 | WAT | HY | 2 | 1.5 | 0 | 5339.25 | 0 |  | IPP Non-CHP | N | OP |  | Non Combustion (NUC, WAT, WND, GEO, or SUN) |  | Eastern
EXCLUDE | NY | NY-Eastern | Waterport | 2623 | 1 | WAT | HY | 2 | 1.7 | 0 | 5304 | 0 |  | IPP Non-CHP | N | OP |  | Non Combustion (NUC, WAT, WND, GEO, or SUN) |  | Eastern
EXCLUDE | NY | NY-Eastern | Waterport | 2623 | 2 | WAT | HY | 2 | 2 | 0 | 5304 | 0 |  | IPP Non-CHP | N | OP |  | Non Combustion (NUC, WAT, WND, GEO, or SUN) |  | Eastern
EXCLUDE | NY | NY-Eastern | Yaleville | 2624 | 1 | WAT | HY | 1 | 0.4 | 0 | 1475.5 | 0 |  | IPP Non-CHP | N | OP |  | Non Combustion (NUC, WAT, WND, GEO, or SUN) |  | Eastern
EXCLUDE | NY | NY-Eastern | Yaleville | 2624 | 2 | WAT | HY | 1 | 0.2 | 0 | 1475.5 | 0 |  | IPP Non-CHP | N | OP |  | Non Combustion (NUC, WAT, WND, GEO, or SUN) |  | Eastern
OGST | NY | NY-Eastern | Bowline Point | 2625 | 1 | NG | ST | 621 | 575 | 7000 | 379062 | 255069.66 |  | IPP Non-CHP | N | OP |  |  |  | Eastern
OGST | NY | NY-Eastern | Bowline Point | 2625 | 2 | NG | ST | 621 | 178 | 7600 | 2587 | 9154.15 |  | IPP Non-CHP | N | OP |  |  |  | Eastern
EXCLUDE | NY | NY-Eastern | Bowline Point | 2625 | BOW3 | NG | CC | 750 | 750 | 0 | 0 | 0 |  | IPP Non-CHP | N | IP |  | Status of Operation (IP, L, P, T) |  | Eastern
EXCLUDE | NY | NY-Eastern | Grahamsville | 2627 | GRHM | WAT | HY | 18 | 15.5 | 0 | 87721 | 0 |  | IPP Non-CHP | N | OP |  | Non Combustion (NUC, WAT, WND, GEO, or SUN) |  | Eastern
EXCLUDE | NY | NY-Eastern | Hillburn | 2628 | GEN1 | NG | GT | 46.5 | 33.1 | 650 | 279 | 272.53 |  | IPP Non-CHP | N | OP |  | Simple cycle unit |  | Eastern
EXCLUDE | NY | NY-Eastern | Lovett | 2629 | 3 | NG | ST | 69 | 69 | 0 | 0 | 0 |  | IPP Non-CHP | N | RE | 2007 | Retired prior to 2012 |  | Eastern
EXCLUDE | NY | NY-Eastern | Lovett | 2629 | 4 | BIT | ST | 179.5 | 172 | 0 | 0 | 0 |  | IPP Non-CHP | N | RE | 2007 | Retired prior to 2012 |  | Eastern
EXCLUDE | NY | NY-Eastern | Lovett | 2629 | 5 | BIT | ST | 200.6 | 191 | 0 | 0 | 0 |  | IPP Non-CHP | N | RE | 2008 | Retired prior to 2012 |  | Eastern
EXCLUDE | NY | NY-Eastern | Mongaup | 2630 | GEN1 | WAT | HY | 4 | 4 | 0 | 9089 | 0 |  | IPP Non-CHP | N | OP |  | Non Combustion (NUC, WAT, WND, GEO, or SUN) |  | Eastern
EXCLUDE | NY | NY-Eastern | Rio | 2631 | RIO | WAT | HY | 10 | 10 | 0 | 13923 | 0 |  | IPP Non-CHP | N | OP |  | Non Combustion (NUC, WAT, WND, GEO, or SUN) |  | Eastern
EXCLUDE | NY | NY-Eastern | Shoemaker | 2632 | SHOE | NG | GT | 41.9 | 33 | 650 | 848 | 956.65 |  | IPP Non-CHP | N | OP |  | Simple cycle unit |  | Eastern
EXCLUDE | NY | NY-Eastern | Swinging Bridge 1 | 2633 | SWI1 | WAT | HY | 5 | 4.3 | 0 | 0 | 0 |  | IPP Non-CHP | N | RE | 2006 | Retired prior to 2012 |  | Eastern
EXCLUDE | NY | NY-Eastern | Swinging Bridge 2 | 2634 | SWI2 | WAT | HY | 7 | 7 | 0 | 6514 | 0 |  | IPP Non-CHP | N | OP |  | Non Combustion (NUC, WAT, WND, GEO, or SUN) |  | Eastern
EXCLUDE | NY | NY-Eastern | Rochester 26 | 2638 | 1 | WAT | HY | 3 | 3 | 0 | 0 | 0 |  | Electric Utility | N | OP |  | Non Combustion (NUC, WAT, WND, GEO, or SUN) |  | Eastern
EXCLUDE | NY | NY-Eastern | Rochester 2 | 2639 | 1 | WAT | HY | 8.5 | 8.5 | 0 | 40152 | 0 |  | Electric Utility | N | OP |  | Non Combustion (NUC, WAT, WND, GEO, or SUN) |  | Eastern
EXCLUDE | NY | NY-Eastern | Rochester 3 | 2640 | 13 | DFO | GT | 19 | 14.4 | 0 | 0 | 0 |  | Electric Utility | N | RE | 2011 | Retired prior to 2012 |  | Eastern
EXCLUDE | NY | NY-Eastern | Rochester 5 | 2641 | 2 | WAT | HY | 12.8 | 12.9 | 0 | 615.63 | 0 |  | Electric Utility | N | OA |  | Non Combustion (NUC, WAT, WND, GEO, or SUN) |  | Eastern
EXCLUDE | NY | NY-Eastern | Rochester 5 | 2641 | HY1 | WAT | HY | 12.8 | 12.9 | 0 | 615.63 | 0 |  | Electric Utility | N | OA |  | Non Combustion (NUC, WAT, WND, GEO, or SUN) |  | Eastern
EXCLUDE | NY | NY-Eastern | Rochester 5 | 2641 | HY3 | WAT | HY | 18 | 18 | 0 | 865.73 | 0 |  | Electric Utility | N | OA |  | Non Combustion (NUC, WAT, WND, GEO, or SUN) |  | Eastern
EXCLUDE | NY | NY-Eastern | Rochester 7 | 2642 | 1 | BIT | ST | 46 | 46 | 0 | 0 | 0 |  | Electric Utility | N | RE | 2008 | Retired prior to 2012 |  | Eastern
EXCLUDE | NY | NY-Eastern | Rochester 7 | 2642 | 2 | BIT | ST | 62.5 | 64 | 0 | 0 | 0 |  | Electric Utility | N | RE | 2008 | Retired prior to 2012 |  | Eastern
EXCLUDE | NY | NY-Eastern | Rochester 7 | 2642 | 3 | BIT | ST | 62.5 | 64 | 0 | 0 | 0 |  | Electric Utility | N | RE | 2008 | Retired prior to 2012 |  | Eastern
EXCLUDE | NY | NY-Eastern | Rochester 7 | 2642 | 4 | BIT | ST | 81.6 | 78 | 0 | 0 | 0 |  | Electric Utility | N | RE | 2008 | Retired prior to 2012 |  | Eastern
EXCLUDE | NY | NY-Eastern | Rochester 9 | 2644 | 2 | NG | GT | 19 | 14 | 0 | 3986 | 4066.47 |  | Electric Utility | N | OP |  | Simple cycle unit |  | Eastern
EXCLUDE | NY | NY-Eastern | Wiscoy 170 | 2646 | 1 | WAT | HY | 0.6 | 0.6 | 0 | 0 | 0 |  | Electric Utility | N | OS |  | Non Combustion (NUC, WAT, WND, GEO, or SUN) |  | Eastern
EXCLUDE | NY | NY-Eastern | Wiscoy 170 | 2646 | 2 | WAT | HY | 0.4 | 0.4 | 0 | 0 | 0 |  | Electric Utility | N | OS |  | Non Combustion (NUC, WAT, WND, GEO, or SUN) |  | Eastern
EXCLUDE | NY | NY-Eastern | Plant No 1 | 2678 | 1 | DFO | IC | 2.1 | 1.5 | 0 | 0 | 0 |  | Electric Utility | N | OP |  | Internal Combustion |  | Eastern
EXCLUDE | NY | NY-Eastern | Plant No 1 | 2678 | 2 | DFO | IC | 2.9 | 2.2 | 0 | 0 | 0 |  | Electric Utility | N | OP |  | Internal Combustion |  | Eastern
EXCLUDE | NY | NY-Eastern | Plant No 1 | 2678 | 3 | DFO | IC | 3.1 | 2 | 0 | 0 | 0 |  | Electric Utility | N | OP |  | Internal Combustion |  | Eastern
EXCLUDE | NY | NY-Eastern | Plant No 1 | 2678 | 4 | DFO | IC | 5.1 | 4.5 | 0 | 0 | 0 |  | Electric Utility | N | OP |  | Internal Combustion |  | Eastern
EXCLUDE | NY | NY-Eastern | Plant No 2 | 2679 | 1 | DFO | IC | 9.6 | 8 | 0 | 0 | 0 |  | Electric Utility | N | RE | 2004 | Retired prior to 2012 |  | Eastern
EXCLUDE | NY | NY-Eastern | Plant No 2 | 2679 | 2 | DFO | IC | 9.6 | 8 | 0 | 0 | 0 |  | Electric Utility | N | RE | 2004 | Retired prior to 2012 |  | Eastern
EXCLUDE | NY | NY-Eastern | Plant No 2 | 2679 | 3 | DFO | GT | 18.1 | 16.8 | 109.38 | 11192.52 | 6720.47 |  | Electric Utility | N | OP |  | Simple cycle unit |  | Eastern
EXCLUDE | NY | NY-Eastern | Plant No 2 | 2679 | CT5 | NG | GT | 60.5 | 49 | 365.62 | 37411.48 | 22463.43 |  | Electric Utility | N | OP |  | Simple cycle unit |  | Eastern
EXCLUDE | NY | NY-Eastern | Greenport | 2681 | 2 | DFO | IC | 1.7 | 1.5 | 0 | 0 | 0 |  | Electric Utility | N | OS |  | Internal Combustion |  | Eastern
EXCLUDE | NY | NY-Eastern | Greenport | 2681 | 4 | DFO | IC | 1.2 | 1 | 0 | 0 | 0 |  | Electric Utility | N | OP |  | Internal Combustion |  | Eastern
EXCLUDE | NY | NY-Eastern | Greenport | 2681 | 5 | DFO | IC | 1.8 | 1.5 | 0 | 0 | 0 |  | Electric Utility | N | OP |  | Internal Combustion |  | Eastern
EXCLUDE | NY | NY-Eastern | Greenport | 2681 | 6 | DFO | IC | 3.8 | 3 | 0 | 0 | 0 |  | Electric Utility | N | OP |  | Internal Combustion |  | Eastern
EXCLUDE | NY | NY-Eastern | Greenport | 2681 | 7 | DFO | IC | 1.6 | 1.6 | 0 | 0 | 0 |  | Electric Utility | N | OS |  | Internal Combustion |  | Eastern
EXCLUDE | NY | NY-Eastern | S A Carlson | 2682 | 5 | NG | ST | 24.5 | 22.5 | 190 | 25090 | 7661.81 |  | Electric Utility | N | OP |  | Steam unit (PRMVR=ST) less than or equal to 25MW (i.e. 250 MMBtu/hr) |  | Eastern
EXCLUDE | NY | NY-Eastern | S A Carlson | 2682 | 6 | NG | ST | 24.5 | 22.5 | 190 | 29699 | 9069.27 |  | Electric Utility | N | OP |  | Steam unit (PRMVR=ST) less than or equal to 25MW (i.e. 250 MMBtu/hr) |  | Eastern
EXCLUDE | NY | NY-Eastern | S A Carlson | 2682 | 7 | NG | GT | 47.3 | 42 | 554 | 176637 | 117310.55 |  | Electric Utility | N | OP |  | Simple cycle unit |  | Eastern
EXCLUDE | NY | NY-Eastern | Crescent | 2685 | 1 | WAT | HY | 2.8 | 2 | 0 | 11370.17 | 0 |  | Electric Utility | N | OP |  | Non Combustion (NUC, WAT, WND, GEO, or SUN) |  | Eastern
EXCLUDE | NY | NY-Eastern | Crescent | 2685 | 2 | WAT | HY | 2.8 | 2 | 0 | 11370.17 | 0 |  | Electric Utility | N | OP |  | Non Combustion (NUC, WAT, WND, GEO, or SUN) |  | Eastern
EXCLUDE | NY | NY-Eastern | Crescent | 2685 | 3 | WAT | HY | 3 | 3.1 | 0 | 12182.33 | 0 |  | Electric Utility | N | OP |  | Non Combustion (NUC, WAT, WND, GEO, or SUN) |  | Eastern
EXCLUDE | NY | NY-Eastern | Crescent | 2685 | 4 | WAT | HY | 3 | 3.1 | 0 | 12182.33 | 0 |  | Electric Utility | N | OP |  | Non Combustion (NUC, WAT, WND, GEO, or SUN) |  | Eastern
EXCLUDE | NY | NY-Eastern | Vischer Ferry | 2686 | 1 | WAT | HY | 2.8 | 2 | 0 | 11220.03 | 0 |  | Electric Utility | N | OP |  | Non Combustion (NUC, WAT, WND, GEO, or SUN) |  | Eastern
EXCLUDE | NY | NY-Eastern | Vischer Ferry | 2686 | 2 | WAT | HY | 2.8 | 2 | 0 | 11220.03 | 0 |  | Electric Utility | N | OP |  | Non Combustion (NUC, WAT, WND, GEO, or SUN) |  | Eastern
EXCLUDE | NY | NY-Eastern | Vischer Ferry | 2686 | 3 | WAT | HY | 3 | 3.1 | 0 | 12021.47 | 0 |  | Electric Utility | N | OP |  | Non Combustion (NUC, WAT, WND, GEO, or SUN) |  | Eastern
EXCLUDE | NY | NY-Eastern | Vischer Ferry | 2686 | 4 | WAT | HY | 3 | 3.1 | 0 | 12021.47 | 0 |  | Electric Utility | N | OP |  | Non Combustion (NUC, WAT, WND, GEO, or SUN) |  | Eastern
EXCLUDE | NY | NY-Eastern | Blenheim Gilboa | 2691 | 1 | WAT | PS | 250 | 290 | 0 | -23166 | 0 |  | Electric Utility | N | OP |  | Non Combustion (NUC, WAT, WND, GEO, or SUN) |  | Eastern
EXCLUDE | NY | NY-Eastern | Blenheim Gilboa | 2691 | 2 | WAT | PS | 250 | 290 | 0 | -23166 | 0 |  | Electric Utility | N | OP |  | Non Combustion (NUC, WAT, WND, GEO, or SUN) |  | Eastern
EXCLUDE | NY | NY-Eastern | Blenheim Gilboa | 2691 | 3 | WAT | PS | 250 | 290 | 0 | -23166 | 0 |  | Electric Utility | N | OP |  | Non Combustion (NUC, WAT, WND, GEO, or SUN) |  | Eastern
EXCLUDE | NY | NY-Eastern | Blenheim Gilboa | 2691 | 4 | WAT | PS | 250 | 290 | 0 | -23166 | 0 |  | Electric Utility | N | OP |  | Non Combustion (NUC, WAT, WND, GEO, or SUN) |  | Eastern
EXCLUDE | NY | NY-Eastern | Lewiston Niagara | 2692 | 1 | WAT | PS | 20 |  | 0 | -26690.08 | 0 |  | Electric Utility | N | OP |  | Non Combustion (NUC, WAT, WND, GEO, or SUN) |  | Eastern
EXCLUDE | NY | NY-Eastern | Lewiston Niagara | 2692 | 10 | WAT | PS | 20 |  | 0 | -26690.08 | 0 |  | Electric Utility | N | OP |  | Non Combustion (NUC, WAT, WND, GEO, or SUN) |  | Eastern
EXCLUDE | NY | NY-Eastern | Lewiston Niagara | 2692 | 11 | WAT | PS | 20 |  | 0 | -26690.08 | 0 |  | Electric Utility | N | OP |  | Non Combustion (NUC, WAT, WND, GEO, or SUN) |  | Eastern
EXCLUDE | NY | NY-Eastern | Lewiston Niagara | 2692 | 12 | WAT | PS | 20 | 240 | 0 | -26690.08 | 0 |  | Electric Utility | N | OP |  | Non Combustion (NUC, WAT, WND, GEO, or SUN) |  | Eastern
EXCLUDE | NY | NY-Eastern | Lewiston Niagara | 2692 | 2 | WAT | PS | 20 |  | 0 | -26690.08 | 0 |  | Electric Utility | N | OP |  | Non Combustion (NUC, WAT, WND, GEO, or SUN) |  | Eastern
EXCLUDE | NY | NY-Eastern | Lewiston Niagara | 2692 | 3 | WAT | PS | 20 |  | 0 | -26690.08 | 0 |  | Electric Utility | N | OP |  | Non Combustion (NUC, WAT, WND, GEO, or SUN) |  | Eastern
EXCLUDE | NY | NY-Eastern | Lewiston Niagara | 2692 | 4 | WAT | PS | 20 |  | 0 | -26690.08 | 0 |  | Electric Utility | N | OP |  | Non Combustion (NUC, WAT, WND, GEO, or SUN) |  | Eastern
EXCLUDE | NY | NY-Eastern | Lewiston Niagara | 2692 | 5 | WAT | PS | 20 |  | 0 | -26690.08 | 0 |  | Electric Utility | N | OP |  | Non Combustion (NUC, WAT, WND, GEO, or SUN) |  | Eastern
EXCLUDE | NY | NY-Eastern | Lewiston Niagara | 2692 | 6 | WAT | PS | 20 |  | 0 | -26690.08 | 0 |  | Electric Utility | N | OP |  | Non Combustion (NUC, WAT, WND, GEO, or SUN) |  | Eastern
EXCLUDE | NY | NY-Eastern | Lewiston Niagara | 2692 | 7 | WAT | PS | 20 |  | 0 | -26690.08 | 0 |  | Electric Utility | N | OP |  | Non Combustion (NUC, WAT, WND, GEO, or SUN) |  | Eastern
EXCLUDE | NY | NY-Eastern | Lewiston Niagara | 2692 | 8 | WAT | PS | 20 |  | 0 | -26690.08 | 0 |  | Electric Utility | N | OP |  | Non Combustion (NUC, WAT, WND, GEO, or SUN) |  | Eastern
EXCLUDE | NY | NY-Eastern | Lewiston Niagara | 2692 | 9 | WAT | PS | 20 |  | 0 | -26690.08 | 0 |  | Electric Utility | N | OP |  | Non Combustion (NUC, WAT, WND, GEO, or SUN) |  | Eastern
EXCLUDE | NY | NY-Eastern | Robert Moses Niagara | 2693 | 1 | WAT | HY | 193.5 | 181.1 | 0 | 1065283.9 | 0 |  | Electric Utility | N | OP |  | Non Combustion (NUC, WAT, WND, GEO, or SUN) |  | Eastern
EXCLUDE | NY | NY-Eastern | Robert Moses Niagara | 2693 | 10 | WAT | HY | 193.5 | 181 | 0 | 1065283.9 | 0 |  | Electric Utility | N | OP |  | Non Combustion (NUC, WAT, WND, GEO, or SUN) |  | Eastern
EXCLUDE | NY | NY-Eastern | Robert Moses Niagara | 2693 | 11 | WAT | HY | 193.5 | 181 | 0 | 1065283.9 | 0 |  | Electric Utility | N | OP |  | Non Combustion (NUC, WAT, WND, GEO, or SUN) |  | Eastern
EXCLUDE | NY | NY-Eastern | Robert Moses Niagara | 2693 | 12 | WAT | HY | 193.5 | 181 | 0 | 1065283.9 | 0 |  | Electric Utility | N | OP |  | Non Combustion (NUC, WAT, WND, GEO, or SUN) |  | Eastern
EXCLUDE | NY | NY-Eastern | Robert Moses Niagara | 2693 | 13 | WAT | HY | 193.5 | 181.1 | 0 | 1065283.9 | 0 |  | Electric Utility | N | OP |  | Non Combustion (NUC, WAT, WND, GEO, or SUN) |  | Eastern
EXCLUDE | NY | NY-Eastern | Robert Moses Niagara | 2693 | 2 | WAT | HY | 193.5 | 181 | 0 | 1065283.9 | 0 |  | Electric Utility | N | OP |  | Non Combustion (NUC, WAT, WND, GEO, or SUN) |  | Eastern
EXCLUDE | NY | NY-Eastern | Robert Moses Niagara | 2693 | 3 | WAT | HY | 193.5 | 181 | 0 | 1065283.9 | 0 |  | Electric Utility | N | OP |  | Non Combustion (NUC, WAT, WND, GEO, or SUN) |  | Eastern
EXCLUDE | NY | NY-Eastern | Robert Moses Niagara | 2693 | 4 | WAT | HY | 193.5 | 181 | 0 | 1065283.9 | 0 |  | Electric Utility | N | OP |  | Non Combustion (NUC, WAT, WND, GEO, or SUN) |  | Eastern
EXCLUDE | NY | NY-Eastern | Robert Moses Niagara | 2693 | 5 | WAT | HY | 193.5 | 181 | 0 | 1065283.9 | 0 |  | Electric Utility | N | OP |  | Non Combustion (NUC, WAT, WND, GEO, or SUN) |  | Eastern
EXCLUDE | NY | NY-Eastern | Robert Moses Niagara | 2693 | 6 | WAT | HY | 193.5 | 181 | 0 | 1065283.9 | 0 |  | Electric Utility | N | OP |  | Non Combustion (NUC, WAT, WND, GEO, or SUN) |  | Eastern
EXCLUDE | NY | NY-Eastern | Robert Moses Niagara | 2693 | 7 | WAT | HY | 193.5 | 181 | 0 | 1065283.9 | 0 |  | Electric Utility | N | OP |  | Non Combustion (NUC, WAT, WND, GEO, or SUN) |  | Eastern
EXCLUDE | NY | NY-Eastern | Robert Moses Niagara | 2693 | 8 | WAT | HY | 150.3 | 181 | 0 | 827453.07 | 0 |  | Electric Utility | N | OP |  | Non Combustion (NUC, WAT, WND, GEO, or SUN) |  | Eastern
EXCLUDE | NY | NY-Eastern | Robert Moses Niagara | 2693 | 9 | WAT | HY | 150.3 | 181 | 0 | 827453.07 | 0 |  | Electric Utility | N | OP |  | Non Combustion (NUC, WAT, WND, GEO, or SUN) |  | Eastern
EXCLUDE | NY | NY-Eastern | Robert Moses Power Dam | 2694 | 17 | WAT | HY | 57 | 50 | 0 | 418288.38 | 0 |  | Electric Utility | N | OP |  | Non Combustion (NUC, WAT, WND, GEO, or SUN) |  | Eastern
EXCLUDE | NY | NY-Eastern | Robert Moses Power Dam | 2694 | 18 | WAT | HY | 57 | 50 | 0 | 418288.38 | 0 |  | Electric Utility | N | OP |  | Non Combustion (NUC, WAT, WND, GEO, or SUN) |  | Eastern
EXCLUDE | NY | NY-Eastern | Robert Moses Power Dam | 2694 | 19 | WAT | HY | 57 | 50 | 0 | 418288.38 | 0 |  | Electric Utility | N | OP |  | Non Combustion (NUC, WAT, WND, GEO, or SUN) |  | Eastern
EXCLUDE | NY | NY-Eastern | Robert Moses Power Dam | 2694 | 20 | WAT | HY | 57 | 50 | 0 | 418288.38 | 0 |  | Electric Utility | N | OP |  | Non Combustion (NUC, WAT, WND, GEO, or SUN) |  | Eastern
EXCLUDE | NY | NY-Eastern | Robert Moses Power Dam | 2694 | 21 | WAT | HY | 57 | 50 | 0 | 418288.38 | 0 |  | Electric Utility | N | OP |  | Non Combustion (NUC, WAT, WND, GEO, or SUN) |  | Eastern
EXCLUDE | NY | NY-Eastern | Robert Moses Power Dam | 2694 | 22 | WAT | HY | 57 | 50 | 0 | 418288.38 | 0 |  | Electric Utility | N | OP |  | Non Combustion (NUC, WAT, WND, GEO, or SUN) |  | Eastern
EXCLUDE | NY | NY-Eastern | Robert Moses Power Dam | 2694 | 23 | WAT | HY | 57 | 50 | 0 | 418288.38 | 0 |  | Electric Utility | N | OP |  | Non Combustion (NUC, WAT, WND, GEO, or SUN) |  | Eastern
EXCLUDE | NY | NY-Eastern | Robert Moses Power Dam | 2694 | 24 | WAT | HY | 57 | 50 | 0 | 418288.38 | 0 |  | Electric Utility | N | OP |  | Non Combustion (NUC, WAT, WND, GEO, or SUN) |  | Eastern
EXCLUDE | NY | NY-Eastern | Robert Moses Power Dam | 2694 | 25 | WAT | HY | 57 | 50 | 0 | 418288.38 | 0 |  | Electric Utility | N | OP |  | Non Combustion (NUC, WAT, WND, GEO, or SUN) |  | Eastern
EXCLUDE | NY | NY-Eastern | Robert Moses Power Dam | 2694 | 26 | WAT | HY | 57 | 50 | 0 | 418288.38 | 0 |  | Electric Utility | N | OP |  | Non Combustion (NUC, WAT, WND, GEO, or SUN) |  | Eastern
EXCLUDE | NY | NY-Eastern | Robert Moses Power Dam | 2694 | 27 | WAT | HY | 57 | 50 | 0 | 418288.38 | 0 |  | Electric Utility | N | OP |  | Non Combustion (NUC, WAT, WND, GEO, or SUN) |  | Eastern
EXCLUDE | NY | NY-Eastern | Robert Moses Power Dam | 2694 | 28 | WAT | HY | 57 | 50 | 0 | 418288.38 | 0 |  | Electric Utility | N | OP |  | Non Combustion (NUC, WAT, WND, GEO, or SUN) |  | Eastern
EXCLUDE | NY | NY-Eastern | Robert Moses Power Dam | 2694 | 29 | WAT | HY | 57 | 50 | 0 | 418288.38 | 0 |  | Electric Utility | N | OP |  | Non Combustion (NUC, WAT, WND, GEO, or SUN) |  | Eastern
EXCLUDE | NY | NY-Eastern | Robert Moses Power Dam | 2694 | 30 | WAT | HY | 57 | 50 | 0 | 418288.38 | 0 |  | Electric Utility | N | OP |  | Non Combustion (NUC, WAT, WND, GEO, or SUN) |  | Eastern
EXCLUDE | NY | NY-Eastern | Robert Moses Power Dam | 2694 | 31 | WAT | HY | 57 | 50 | 0 | 418288.38 | 0 |  | Electric Utility | N | OP |  | Non Combustion (NUC, WAT, WND, GEO, or SUN) |  | Eastern
EXCLUDE | NY | NY-Eastern | Robert Moses Power Dam | 2694 | 32 | WAT | HY | 57 | 50 | 0 | 418288.38 | 0 |  | Electric Utility | N | OP |  | Non Combustion (NUC, WAT, WND, GEO, or SUN) |  | Eastern
EXCLUDE | NY | NY-Eastern | Charles P Keller | 2695 | 10 | NG | IC | 3.5 | 3.2 | 0 | 0 | 0 |  | Electric Utility | N | OP |  | Internal Combustion |  | Eastern
EXCLUDE | NY | NY-Eastern | Charles P Keller | 2695 | 11 | NG | IC | 5.2 | 5.2 | 0 | 0 | 0 |  | Electric Utility | N | OP |  | Internal Combustion |  | Eastern
EXCLUDE | NY | NY-Eastern | Charles P Keller | 2695 | 12 | NG | IC | 5.5 | 5.5 | 0 | 0 | 0 |  | Electric Utility | N | OP |  | Internal Combustion |  | Eastern
EXCLUDE | NY | NY-Eastern | Charles P Keller | 2695 | 13 | NG | IC | 5.5 | 5.5 | 0 | 0 | 0 |  | Electric Utility | N | OP |  | Internal Combustion |  | Eastern
EXCLUDE | NY | NY-Eastern | Charles P Keller | 2695 | 14 | NG | IC | 6.2 | 6.2 | 0 | 0 | 0 |  | Electric Utility | N | OP |  | Internal Combustion |  | Eastern
EXCLUDE | NY | NY-Eastern | Charles P Keller | 2695 | 7 | DFO | IC | 2 | 2 | 0 | 0 | 0 |  | Electric Utility | N | OP |  | Internal Combustion |  | Eastern
EXCLUDE | NY | NY-Eastern | Charles P Keller | 2695 | 8 | DFO | IC | 2.4 | 2.7 | 0 | 0 | 0 |  | Electric Utility | N | OP |  | Internal Combustion |  | Eastern
EXCLUDE | NY | NY-Eastern | Charles P Keller | 2695 | 9 | NG | IC | 3.5 | 3.2 | 0 | 0 | 0 |  | Electric Utility | N | OP |  | Internal Combustion |  | Eastern
EXCLUDE | NY | NY-Eastern | Watertown | 2700 | 1 | WAT | HY | 2.7 | 2.1 | 0 | 5028 | 0 |  | Electric Utility | N | OP |  | Non Combustion (NUC, WAT, WND, GEO, or SUN) |  | Eastern
EXCLUDE | NY | NY-Eastern | Watertown | 2700 | 2 | WAT | HY | 2.7 | 2.1 | 0 | 5028 | 0 |  | Electric Utility | N | OP |  | Non Combustion (NUC, WAT, WND, GEO, or SUN) |  | Eastern
EXCLUDE | NY | NY-Eastern | Watertown | 2700 | 3 | WAT | HY | 2.7 | 2.1 | 0 | 5028 | 0 |  | Electric Utility | N | OP |  | Non Combustion (NUC, WAT, WND, GEO, or SUN) |  | Eastern
COALST | NC | NC-Eastern | Asheville | 2706 | 1 | BIT | ST | 206.6 | 191 | 2596 | 874638 | 936004.65 |  | Electric Utility | N | OP |  |  |  | Eastern
COALST | NC | NC-Eastern | Asheville | 2706 | 2 | BIT | ST | 207 | 185 | 2326 | 936098 | 1051485.42 |  | Electric Utility | N | OP |  |  |  | Eastern
EXCLUDE | NC | NC-Eastern | Asheville | 2706 | GT1 | NG | GT | 211.7 | 164 | 2026 | 105909.48 | 85423.37 |  | Electric Utility | N | OP |  | Simple cycle unit |  | Eastern
EXCLUDE | NC | NC-Eastern | Asheville | 2706 | GT2 | NG | GT | 211.8 | 160 | 2026 | 105959.51 | 72851.7 |  | Electric Utility | N | OP |  | Simple cycle unit |  | Eastern
EXCLUDE | NC | NC-Eastern | Blewett | 2707 | 1 | WAT | HY | 3.2 | 3 | 0 | 12760.85 | 0 |  | Electric Utility | N | OP |  | Non Combustion (NUC, WAT, WND, GEO, or SUN) |  | Eastern
EXCLUDE | NC | NC-Eastern | Blewett | 2707 | 2 | WAT | HY | 3.2 | 3 | 0 | 12760.85 | 0 |  | Electric Utility | N | OP |  | Non Combustion (NUC, WAT, WND, GEO, or SUN) |  | Eastern
EXCLUDE | NC | NC-Eastern | Blewett | 2707 | 3 | WAT | HY | 3.2 | 4 | 0 | 12760.85 | 0 |  | Electric Utility | N | OP |  | Non Combustion (NUC, WAT, WND, GEO, or SUN) |  | Eastern
EXCLUDE | NC | NC-Eastern | Blewett | 2707 | 4 | WAT | HY | 5 | 4 | 0 | 19938.82 | 0 |  | Electric Utility | N | OP |  | Non Combustion (NUC, WAT, WND, GEO, or SUN) |  | Eastern
EXCLUDE | NC | NC-Eastern | Blewett | 2707 | 5 | WAT | HY | 5 | 4 | 0 | 19938.82 | 0 |  | Electric Utility | N | OP |  | Non Combustion (NUC, WAT, WND, GEO, or SUN) |  | Eastern
EXCLUDE | NC | NC-Eastern | Blewett | 2707 | 6 | WAT | HY | 5 | 4 | 0 | 19938.82 | 0 |  | Electric Utility | N | OP |  | Non Combustion (NUC, WAT, WND, GEO, or SUN) |  | Eastern
EXCLUDE | NC | NC-Eastern | Blewett | 2707 | GT1 | DFO | GT | 17.5 | 13 | 277 | 0 | 272.38 |  | Electric Utility | N | OP |  | Simple cycle unit |  | Eastern
EXCLUDE | NC | NC-Eastern | Blewett | 2707 | GT2 | DFO | GT | 17.5 | 13 | 277 | 0 | 272.38 |  | Electric Utility | N | OP |  | Simple cycle unit |  | Eastern
EXCLUDE | NC | NC-Eastern | Blewett | 2707 | GT3 | DFO | GT | 17.5 | 13 | 277 | 0 | 272.38 |  | Electric Utility | N | OP |  | Simple cycle unit |  | Eastern
EXCLUDE | NC | NC-Eastern | Blewett | 2707 | GT4 | DFO | GT | 17.5 | 13 | 277 | 0 | 272.38 |  | Electric Utility | N | OP |  | Simple cycle unit |  | Eastern
EXCLUDE | NC | NC-Eastern | Cape Fear | 2708 | 1 | DFO | CC | 15 | 11 | 277 |  | 36 |  | Electric Utility | N | OP |  | Other combined cycle unit |  | Eastern
EXCLUDE | NC | NC-Eastern | Cape Fear | 2708 | 1A | DFO | CC | 18 | 11 | 277 |  | 43.2 |  | Electric Utility | N | OP | 2013 | Other combined cycle unit |  | Eastern
EXCLUDE | NC | NC-Eastern | Cape Fear | 2708 | 1B | DFO | CC | 18 | 12 | 277 |  | 43.2 |  | Electric Utility | N | OP | 2013 | Other combined cycle unit |  | Eastern
EXCLUDE | NC | NC-Eastern | Cape Fear | 2708 | 2 | DFO | CC | 15 | 7 | 277 |  | 36 |  | Electric Utility | N | OP |  | Other combined cycle unit |  | Eastern
EXCLUDE | NC | NC-Eastern | Cape Fear | 2708 | 2A | DFO | CC | 18 | 12 | 277 |  | 43.2 |  | Electric Utility | N | OP | 2013 | Other combined cycle unit |  | Eastern
EXCLUDE | NC | NC-Eastern | Cape Fear | 2708 | 2B | DFO | CC | 18 | 11 | 277 |  | 43.2 |  | Electric Utility | N | RE | 2012 | Other combined cycle unit |  | Eastern
COALST | NC | NC-Eastern | Cape Fear | 2708 | 5 | BIT | ST | 140.6 | 144 | 1643 | 192573 | 170492.33 |  | Electric Utility | N | RE | 2012 |  |  | Eastern
COALST | NC | NC-Eastern | Cape Fear | 2708 | 6 | BIT | ST | 187.9 | 172 | 0 | 280767 | 306408.5 |  | Electric Utility | N | RE | 2012 |  |  | Eastern
COALST | NC | NC-Eastern | HF Lee Plant | 2709 | 1 | BIT | ST | 75 | 74 | 919 | 90603 | 107836.05 |  | Electric Utility | N | RE | 2012 |  |  | Eastern
COALST | NC | NC-Eastern | HF Lee Plant | 2709 | 2 | BIT | ST | 75 | 68 | 1191 | 3290 | 8269.05 |  | Electric Utility | N | RE | 2012 |  |  | Eastern
COALST | NC | NC-Eastern | HF Lee Plant | 2709 | 3 | BIT | ST | 252.4 | 240 | 3226 | 735442 | 732064.43 |  | Electric Utility | N | RE | 2012 |  |  | Eastern
EXCLUDE | NC | NC-Eastern | HF Lee Plant | 2709 | GT1 | DFO | GT | 16.3 | 12 | 0 |  | 0 |  | Electric Utility | N | RE | 2012 | Simple cycle unit |  | Eastern
EXCLUDE | NC | NC-Eastern | HF Lee Plant | 2709 | GT2 | DFO | GT | 29.9 | 21 | 455 |  | 0 |  | Electric Utility | N | RE | 2012 | Simple cycle unit |  | Eastern
EXCLUDE | NC | NC-Eastern | HF Lee Plant | 2709 | GT3 | DFO | GT | 29.9 | 21 | 455 |  | 0 |  | Electric Utility | N | RE | 2012 | Simple cycle unit |  | Eastern
EXCLUDE | NC | NC-Eastern | HF Lee Plant | 2709 | GT4 | DFO | GT | 29.9 | 21 | 455 |  | 0 |  | Electric Utility | N | RE | 2012 | Simple cycle unit |  | Eastern
EXCLUDE | NC | NC-Eastern | Marshall | 2710 | HC1 | WAT | HY | 2.5 | 2 | 0 | 9980 | 0 |  | Electric Utility | N | OP |  | Non Combustion (NUC, WAT, WND, GEO, or SUN) |  | Eastern
EXCLUDE | NC | NC-Eastern | Marshall | 2710 | HC2 | WAT | HY | 2.5 | 2 | 0 | 9980 | 0 |  | Electric Utility | N | OP |  | Non Combustion (NUC, WAT, WND, GEO, or SUN) |  | Eastern
EXCLUDE | NC | NC-Eastern | Morehead | 2711 | GT1 | DFO | GT | 16.3 | 12 | 0 | -86 | 0 |  | Electric Utility | N | RE | 2012 | Simple cycle unit |  | Eastern
COALST | NC | NC-Eastern | Roxboro | 2712 | 1 | BIT | ST | 410.8 | 379 | 4722 | 2025215 | 1974126.28 |  | Electric Utility | N | OP |  |  |  | Eastern
COALST | NC | NC-Eastern | Roxboro | 2712 | 2 | BIT | ST | 657 | 659 | 7212 | 4151161 | 3940324.7 |  | Electric Utility | N | OP |  |  |  | Eastern
COALST | NC | NC-Eastern | Roxboro | 2712 | 3 | BIT | ST | 745.2 | 696 | 8522 | 3685146 | 3917371.27 |  | Electric Utility | N | OP |  |  |  | Eastern
COALST | NC | NC-Eastern | Roxboro | 2712 | 4 | BIT | ST | 745.2 | 698 | 9000 | 4101466 | 4723355.43 |  | Electric Utility | N | OP |  |  |  | Eastern
EXCLUDE | NC | NC-Eastern | Roxboro | 2712 | GT1 | DFO | GT | 16.3 | 12 | 0 | 0 | 0 |  | Electric Utility | N | RE | 2007 | Retired prior to 2012 |  | Eastern
COALST | NC | NC-Eastern | L V Sutton Steam | 2713 | 1 | BIT | ST | 112.5 | 97 | 1400 | 157924 | 199026.32 |  | Electric Utility | N | OP | 2013 |  |  | Eastern
COALST | NC | NC-Eastern | L V Sutton Steam | 2713 | 2 | BIT | ST | 112.5 | 90 | 1400 | 147802 | 183978.16 |  | Electric Utility | N | OP | 2013 |  |  | Eastern
COALST | NC | NC-Eastern | L V Sutton Steam | 2713 | 3 | BIT | ST | 446.6 | 366 | 4962 | 976131 | 1136468.48 |  | Electric Utility | N | OP | 2013 |  |  | Eastern
UC-NGCC | NC | NC-Eastern | L V Sutton Steam | 2713 | CA1 | NG | CC | 263 | 263 | 0 | 0 | 0 |  | Electric Utility | N | U |  |  |  | Eastern
UC-NGCC | NC | NC-Eastern | L V Sutton Steam | 2713 | CT1 | NG | CC | 181 | 181 | 0 | 0 | 0 |  | Electric Utility | N | U |  |  |  | Eastern
UC-NGCC | NC | NC-Eastern | L V Sutton Steam | 2713 | CT2 | NG | CC | 181 | 181 | 0 | 0 | 0 |  | Electric Utility | N | U |  |  |  | Eastern
EXCLUDE | NC | NC-Eastern | L V Sutton Steam | 2713 | GT1 | DFO | GT | 16.3 | 11 | 170.32 | 0 | 0 |  | Electric Utility | N | OP |  | Simple cycle unit |  | Eastern
EXCLUDE | NC | NC-Eastern | L V Sutton Steam | 2713 | GTA | DFO | GT | 37.5 | 24 | 391.84 | 0 | 306.08 |  | Electric Utility | N | OP |  | Simple cycle unit |  | Eastern
EXCLUDE | NC | NC-Eastern | L V Sutton Steam | 2713 | GTB | DFO | GT | 37.5 | 26 | 391.84 | 0 | 306.08 |  | Electric Utility | N | OP |  | Simple cycle unit |  | Eastern
EXCLUDE | NC | NC-Eastern | Tillery | 2714 | 1 | WAT | HY | 22 | 21 | 0 | 35693.95 | 0 |  | Electric Utility | N | OP |  | Non Combustion (NUC, WAT, WND, GEO, or SUN) |  | Eastern
EXCLUDE | NC | NC-Eastern | Tillery | 2714 | 2 | WAT | HY | 18 | 18 | 0 | 29204.14 | 0 |  | Electric Utility | N | OP |  | Non Combustion (NUC, WAT, WND, GEO, or SUN) |  | Eastern
EXCLUDE | NC | NC-Eastern | Tillery | 2714 | 3 | WAT | HY | 22 | 21 | 0 | 35693.95 | 0 |  | Electric Utility | N | OP |  | Non Combustion (NUC, WAT, WND, GEO, or SUN) |  | Eastern
EXCLUDE | NC | NC-Eastern | Tillery | 2714 | 4 | WAT | HY | 22 | 24 | 0 | 35693.95 | 0 |  | Electric Utility | N | OP |  | Non Combustion (NUC, WAT, WND, GEO, or SUN) |  | Eastern
EXCLUDE | NC | NC-Eastern | Walters | 2715 | 1 | WAT | HY | 36 | 36 | 0 | 114692.33 | 0 |  | Electric Utility | N | OP |  | Non Combustion (NUC, WAT, WND, GEO, or SUN) |  | Eastern
EXCLUDE | NC | NC-Eastern | Walters | 2715 | 2 | WAT | HY | 36 | 40 | 0 | 114692.33 | 0 |  | Electric Utility | N | OP |  | Non Combustion (NUC, WAT, WND, GEO, or SUN) |  | Eastern
EXCLUDE | NC | NC-Eastern | Walters | 2715 | 3 | WAT | HY | 36 | 36 | 0 | 114692.33 | 0 |  | Electric Utility | N | OP |  | Non Combustion (NUC, WAT, WND, GEO, or SUN) |  | Eastern
EXCLUDE | NC | NC-Eastern | W H Weatherspoon | 2716 | 1 | BIT | ST | 46 | 48 | 0 |  | 0 |  | Electric Utility | N | RE | 2011 | Retired prior to 2012 |  | Eastern
EXCLUDE | NC | NC-Eastern | W H Weatherspoon | 2716 | 2 | BIT | ST | 46 | 48 | 0 |  | 0 |  | Electric Utility | N | RE | 2011 | Retired prior to 2012 |  | Eastern
EXCLUDE | NC | NC-Eastern | W H Weatherspoon | 2716 | 3 | BIT | ST | 73.5 | 74 | 0 |  | 0 |  | Electric Utility | N | RE | 2011 | Retired prior to 2012 |  | Eastern
EXCLUDE | NC | NC-Eastern | W H Weatherspoon | 2716 | GT1 | DFO | GT | 39.7 | 33 | 573 | 0 | 482.5 |  | Electric Utility | N | OP |  | Simple cycle unit |  | Eastern
EXCLUDE | NC | NC-Eastern | W H Weatherspoon | 2716 | GT2 | DFO | GT | 39.7 | 32 | 573 | 0 | 524.3 |  | Electric Utility | N | OP |  | Simple cycle unit |  | Eastern
EXCLUDE | NC | NC-Eastern | W H Weatherspoon | 2716 | GT3 | DFO | GT | 48.6 | 33 | 573 | 0 | 570.6 |  | Electric Utility | N | OP |  | Simple cycle unit |  | Eastern
EXCLUDE | NC | NC-Eastern | W H Weatherspoon | 2716 | GT4 | DFO | GT | 48.6 | 31 | 573 | 0 | 500.9 |  | Electric Utility | N | OP |  | Simple cycle unit |  | Eastern
COALST | NC | NC-Eastern | G G Allen | 2718 | 1 | BIT | ST | 165 | 162 | 2141 | 100069 | 124154.17 |  | Electric Utility | N | OP |  |  |  | Eastern
COALST | NC | NC-Eastern | G G Allen | 2718 | 2 | BIT | ST | 165 | 162 | 2408 | 78152 | 101240.55 |  | Electric Utility | N | OP |  |  |  | Eastern
COALST | NC | NC-Eastern | G G Allen | 2718 | 3 | BIT | ST | 275 | 261 | 3316 | 606229 | 617719.55 |  | Electric Utility | N | OP |  |  |  | Eastern
COALST | NC | NC-Eastern | G G Allen | 2718 | 4 | BIT | ST | 275 | 276 | 4151 | 777282 | 786439.79 |  | Electric Utility | N | OP |  |  |  | Eastern
COALST | NC | NC-Eastern | G G Allen | 2718 | 5 | BIT | ST | 275 | 266 | 3997 | 386992 | 442920.89 |  | Electric Utility | N | OP |  |  |  | Eastern
EXCLUDE | NC | NC-Eastern | Bridgewater | 2719 | 1 | WAT | HY | 13 | 15 | 0 | 19456.82 | 0 |  | Electric Utility | N | OP |  | Non Combustion (NUC, WAT, WND, GEO, or SUN) |  | Eastern
EXCLUDE | NC | NC-Eastern | Bridgewater | 2719 | 2 | WAT | HY | 13 | 15 | 0 | 19456.82 | 0 |  | Electric Utility | N | OP |  | Non Combustion (NUC, WAT, WND, GEO, or SUN) |  | Eastern
EXCLUDE | NC | NC-Eastern | Bridgewater | 2719 | 3 | WAT | HY | 1.7 | 1.5 | 0 | 2544.35 | 0 |  | Electric Utility | N | OP |  | Non Combustion (NUC, WAT, WND, GEO, or SUN) |  | Eastern
EXCLUDE | NC | NC-Eastern | Buck | 2720 | 3 | BIT | ST | 80 | 75 | 0 | 0 | 0 |  | Electric Utility | N | RE | 2011 | Retired prior to 2012 |  | Eastern
EXCLUDE | NC | NC-Eastern | Buck | 2720 | 4 | BIT | ST | 40 | 38 | 0 | 0 | 0 |  | Electric Utility | N | RE | 2011 | Retired prior to 2012 |  | Eastern
COALST | NC | NC-Eastern | Buck | 2720 | 5 | BIT | ST | 125 | 128 | 1624 | 146714 | 157810.67 |  | Electric Utility | N | OP | 2013 |  |  | Eastern
COALST | NC | NC-Eastern | Buck | 2720 | 6 | BIT | ST | 125 | 128 | 1637 | 73215 | 84758.75 |  | Electric Utility | N | OP | 2013 |  |  | Eastern
EXCLUDE | NC | NC-Eastern | Buck | 2720 | 7 | NG | GT | 34.8 | 25 | 0 | -60 | 0 |  | Electric Utility | N | RE | 2012 | Simple cycle unit |  | Eastern
EXCLUDE | NC | NC-Eastern | Buck | 2720 | 8 | NG | GT | 34.8 | 25 | 0 | -60 | 0 |  | Electric Utility | N | RE | 2012 | Simple cycle unit |  | Eastern
EXCLUDE | NC | NC-Eastern | Buck | 2720 | 9 | NG | GT | 34.8 | 12 | 0 | -60 | 0 |  | Electric Utility | N | RE | 2012 | Simple cycle unit |  | Eastern
NGCC | NC | NC-Eastern | Buck | 2720 | CT11 | NG | CC | 185.3 | 165 | 1396.44 | 1117330.31 | 467142.63 |  | Electric Utility | N | OP |  |  |  | Eastern
NGCC | NC | NC-Eastern | Buck | 2720 | CT12 | NG | CC | 185.3 | 165 | 1396.44 | 1117330.31 | 467142.63 |  | Electric Utility | N | OP |  |  |  | Eastern
NGCC | NC | NC-Eastern | Buck | 2720 | ST10 | NG | CC | 320.5 | 290 | 2415.32 | 1932565.38 | 807982.8 |  | Electric Utility | N | OP |  |  |  | Eastern
EXCLUDE | NC | NC-Eastern | Cliffside | 2721 | 1 | BIT | ST | 40 | 38 | 0 | 0 | 0 |  | Electric Utility | N | RE | 2011 | Retired prior to 2012 |  | Eastern
EXCLUDE | NC | NC-Eastern | Cliffside | 2721 | 2 | BIT | ST | 40 | 38 | 0 | 0 | 0 |  | Electric Utility | N | RE | 2011 | Retired prior to 2012 |  | Eastern
EXCLUDE | NC | NC-Eastern | Cliffside | 2721 | 3 | BIT | ST | 65 | 61 | 0 | 0 | 0 |  | Electric Utility | N | RE | 2011 | Retired prior to 2012 |  | Eastern
EXCLUDE | NC | NC-Eastern | Cliffside | 2721 | 4 | BIT | ST | 65 | 61 | 0 | 0 | 0 |  | Electric Utility | N | RE | 2011 | Retired prior to 2012 |  | Eastern
COALST | NC | NC-Eastern | Cliffside | 2721 | 5 | BIT | ST | 570.9 | 552 | 6080 | 1144368 | 1192272.13 |  | Electric Utility | N | OP |  |  |  | Eastern
UC Coal - commenced in 2012 | NC | NC-Eastern | Cliffside | 2721 | 6 | BIT | ST | 909.5 | 825 | 7850 | 37401 | 165484.85 |  | Electric Utility | N | OP |  |  | Yes | Eastern
EXCLUDE | NC | NC-Eastern | Cliffside | 2721 | 7 | BIT | ST | 800 | 800 | 0 | 0 | 0 |  | Electric Utility | N | IP |  | Status of Operation (IP, L, P, T) |  | Eastern
EXCLUDE | NC | NC-Eastern | Cowans Ford | 2722 | 1 | WAT | HY | 87.5 | 81.3 | 0 | 25226.25 | 0 |  | Electric Utility | N | OP |  | Non Combustion (NUC, WAT, WND, GEO, or SUN) |  | Eastern
EXCLUDE | NC | NC-Eastern | Cowans Ford | 2722 | 2 | WAT | HY | 87.5 | 81.3 | 0 | 25226.25 | 0 |  | Electric Utility | N | OP |  | Non Combustion (NUC, WAT, WND, GEO, or SUN) |  | Eastern
EXCLUDE | NC | NC-Eastern | Cowans Ford | 2722 | 3 | WAT | HY | 87.5 | 81.3 | 0 | 25226.25 | 0 |  | Electric Utility | N | OP |  | Non Combustion (NUC, WAT, WND, GEO, or SUN) |  | Eastern
EXCLUDE | NC | NC-Eastern | Cowans Ford | 2722 | 4 | WAT | HY | 87.5 | 81.3 | 0 | 25226.25 | 0 |  | Electric Utility | N | OP |  | Non Combustion (NUC, WAT, WND, GEO, or SUN) |  | Eastern
COALST | NC | NC-Eastern | Dan River | 2723 | 1 | BIT | ST | 70 | 67 | 0 | 0 | 0 |  | Electric Utility | N | RE | 2012 |  |  | Eastern
COALST | NC | NC-Eastern | Dan River | 2723 | 2 | BIT | ST | 70 | 67 | 0 | 0 | 0 |  | Electric Utility | N | RE | 2012 |  |  | Eastern
COALST | NC | NC-Eastern | Dan River | 2723 | 3 | BIT | ST | 150 | 142 | 0 | 0 | 0 |  | Electric Utility | N | RE | 2012 |  |  | Eastern
EXCLUDE | NC | NC-Eastern | Dan River | 2723 | 4 | NG | GT | 35.2 | 24 | 0 | -55.07 | 0 |  | Electric Utility | N | RE | 2012 | Simple cycle unit |  | Eastern
EXCLUDE | NC | NC-Eastern | Dan River | 2723 | 5 | NG | GT | 35.2 | 24 | 0 | -55.07 | 0 |  | Electric Utility | N | RE | 2012 | Simple cycle unit |  | Eastern
EXCLUDE | NC | NC-Eastern | Dan River | 2723 | 6 | NG | GT | 27.4 | 24 | 0 | -42.87 | 0 |  | Electric Utility | N | RE | 2012 | Simple cycle unit |  | Eastern
UC NGCC - commenced in 2012 | NC | NC-Eastern | Dan River | 2723 | CT8 | NG | CC | 185.3 | 165 | 1396.44 | 36218.36 | 12706.54 |  | Electric Utility | N | OP |  |  | Yes | Eastern
UC NGCC - commenced in 2012 | NC | NC-Eastern | Dan River | 2723 | CT9 | NG | CC | 185.3 | 165 | 1396.44 | 36218.36 | 12706.54 |  | Electric Utility | N | OP |  |  | Yes | Eastern
UC NGCC - commenced in 2012 | NC | NC-Eastern | Dan River | 2723 | ST7 | NG | CC | 320.5 | 290 | 2415.32 | 62644.28 | 21977.59 |  | Electric Utility | N | OP |  |  | Yes | Eastern
EXCLUDE | NC | NC-Eastern | Lookout Shoals | 2726 | 1 | WAT | HY | 8.6 | 9.3 | 0 | 22637.33 | 0 |  | Electric Utility | N | OP |  | Non Combustion (NUC, WAT, WND, GEO, or SUN) |  | Eastern
EXCLUDE | NC | NC-Eastern | Lookout Shoals | 2726 | 2 | WAT | HY | 8.6 | 9.3 | 0 | 22637.33 | 0 |  | Electric Utility | N | OP |  | Non Combustion (NUC, WAT, WND, GEO, or SUN) |  | Eastern
EXCLUDE | NC | NC-Eastern | Lookout Shoals | 2726 | 3 | WAT | HY | 8.6 | 9.3 | 0 | 22637.33 | 0 |  | Electric Utility | N | OP |  | Non Combustion (NUC, WAT, WND, GEO, or SUN) |  | Eastern
COALST | NC | NC-Eastern | Marshall | 2727 | 1 | BIT | ST | 350 | 380 | 4756 | 1078626 | 1136963.69 |  | Electric Utility | N | OP |  |  |  | Eastern
COALST | NC | NC-Eastern | Marshall | 2727 | 2 | BIT | ST | 350 | 380 | 4542 | 1370510 | 1441203.37 |  | Electric Utility | N | OP |  |  |  | Eastern
COALST | NC | NC-Eastern | Marshall | 2727 | 3 | BIT | ST | 648 | 658 | 7506 | 3263260 | 3376930.26 |  | Electric Utility | N | OP |  |  |  | Eastern
COALST | NC | NC-Eastern | Marshall | 2727 | 4 | BIT | ST | 648 | 660 | 7486 | 3902223 | 3907518.19 |  | Electric Utility | N | OP |  |  |  | Eastern
EXCLUDE | NC | NC-Eastern | Mountain Island | 2728 | 1 | WAT | HY | 15 | 14 | 0 | 17959.75 | 0 |  | Electric Utility | N | OP |  | Non Combustion (NUC, WAT, WND, GEO, or SUN) |  | Eastern
EXCLUDE | NC | NC-Eastern | Mountain Island | 2728 | 2 | WAT | HY | 15 | 14 | 0 | 17959.75 | 0 |  | Electric Utility | N | OP |  | Non Combustion (NUC, WAT, WND, GEO, or SUN) |  | Eastern
EXCLUDE | NC | NC-Eastern | Mountain Island | 2728 | 3 | WAT | HY | 15 | 17 | 0 | 17959.75 | 0 |  | Electric Utility | N | OP |  | Non Combustion (NUC, WAT, WND, GEO, or SUN) |  | Eastern
EXCLUDE | NC | NC-Eastern | Mountain Island | 2728 | 4 | WAT | HY | 15 | 17 | 0 | 17959.75 | 0 |  | Electric Utility | N | OP |  | Non Combustion (NUC, WAT, WND, GEO, or SUN) |  | Eastern
EXCLUDE | NC | NC-Eastern | Oxford | 2729 | 1 | WAT | HY | 18 | 20 | 0 | 38657.5 | 0 |  | Electric Utility | N | OP |  | Non Combustion (NUC, WAT, WND, GEO, or SUN) |  | Eastern
EXCLUDE | NC | NC-Eastern | Oxford | 2729 | 2 | WAT | HY | 18 | 20 | 0 | 38657.5 | 0 |  | Electric Utility | N | OP |  | Non Combustion (NUC, WAT, WND, GEO, or SUN) |  | Eastern
EXCLUDE | NC | NC-Eastern | Rhodhiss | 2730 | 1 | WAT | HY | 8.5 | 9.5 | 0 | 15492 | 0 |  | Electric Utility | N | OP |  | Non Combustion (NUC, WAT, WND, GEO, or SUN) |  | Eastern
EXCLUDE | NC | NC-Eastern | Rhodhiss | 2730 | 2 | WAT | HY | 8.5 | 11.5 | 0 | 15492 | 0 |  | Electric Utility | N | OP |  | Non Combustion (NUC, WAT, WND, GEO, or SUN) |  | Eastern
EXCLUDE | NC | NC-Eastern | Rhodhiss | 2730 | 3 | WAT | HY | 8.5 | 9 | 0 | 15492 | 0 |  | Electric Utility | N | OP |  | Non Combustion (NUC, WAT, WND, GEO, or SUN) |  | Eastern
EXCLUDE | NC | NC-Eastern | Riverbend | 2732 | 10 | NG | GT | 33.8 | 22 | 0 | -181.25 | 0 |  | Electric Utility | N | RE | 2012 | Simple cycle unit |  | Eastern
EXCLUDE | NC | NC-Eastern | Riverbend | 2732 | 11 | NG | GT | 33.8 | 20 | 0 | -181.25 | 0 |  | Electric Utility | N | RE | 2012 | Simple cycle unit |  | Eastern
COALST | NC | NC-Eastern | Riverbend | 2732 | 4 | BIT | ST | 100 | 94 | 1547 | 26139 | 34718.88 |  | Electric Utility | N | OP | 2013 |  |  | Eastern
COALST | NC | NC-Eastern | Riverbend | 2732 | 5 | BIT | ST | 100 | 94 | 1256 | 23562 | 32353.26 |  | Electric Utility | N | OP | 2013 |  |  | Eastern
COALST | NC | NC-Eastern | Riverbend | 2732 | 6 | BIT | ST | 133 | 133 | 1628 | 45321 | 60631.48 |  | Electric Utility | N | OP | 2013 |  |  | Eastern
COALST | NC | NC-Eastern | Riverbend | 2732 | 7 | BIT | ST | 133 | 133 | 1728 | 61489 | 74602.14 |  | Electric Utility | N | OP | 2013 |  |  | Eastern
EXCLUDE | NC | NC-Eastern | Riverbend | 2732 | 8 | NG | GT | 33.8 | 20 | 0 | -181.25 | 0 |  | Electric Utility | N | RE | 2012 | Simple cycle unit |  | Eastern
EXCLUDE | NC | NC-Eastern | Riverbend | 2732 | 9 | NG | GT | 33.8 | 22 | 0 | -181.25 | 0 |  | Electric Utility | N | RE | 2012 | Simple cycle unit |  | Eastern
EXCLUDE | NC | NC-Eastern | Turner Shoals | 2735 | 1 | WAT | HY | 2.7 | 2.7 | 0 | 5499.5 | 0 |  | IPP Non-CHP | N | OP |  | Non Combustion (NUC, WAT, WND, GEO, or SUN) |  | Eastern
EXCLUDE | NC | NC-Eastern | Turner Shoals | 2735 | 2 | WAT | HY | 2.7 | 2.7 | 0 | 5499.5 | 0 |  | IPP Non-CHP | N | OP |  | Non Combustion (NUC, WAT, WND, GEO, or SUN) |  | Eastern
EXCLUDE | NC | NC-Eastern | Tuxedo | 2736 | 1 | WAT | HY | 2.5 | 3.2 | 0 | 9976.5 | 0 |  | Electric Utility | N | OP |  | Non Combustion (NUC, WAT, WND, GEO, or SUN) |  | Eastern
EXCLUDE | NC | NC-Eastern | Tuxedo | 2736 | 2 | WAT | HY | 2.5 | 3.2 | 0 | 9976.5 | 0 |  | Electric Utility | N | OP |  | Non Combustion (NUC, WAT, WND, GEO, or SUN) |  | Eastern
EXCLUDE | NC | NC-Eastern | Bear Creek | 2741 | 1 | WAT | HY | 9 | 9.5 | 0 | 24861 | 0 |  | Electric Utility | N | OP |  | Non Combustion (NUC, WAT, WND, GEO, or SUN) |  | Eastern
EXCLUDE | NC | NC-Eastern | Cedar Cliff | 2743 | 1 | WAT | HY | 6.4 | 6.4 | 0 | 17699 | 0 |  | Electric Utility | N | OP |  | Non Combustion (NUC, WAT, WND, GEO, or SUN) |  | Eastern
EXCLUDE | NC | NC-Eastern | Franklin | 2745 | 1 | WAT | HY | 0.5 | 0.5 | 0 | 744.5 | 0 |  | Electric Utility | N | OP |  | Non Combustion (NUC, WAT, WND, GEO, or SUN) |  | Eastern
EXCLUDE | NC | NC-Eastern | Franklin | 2745 | 2 | WAT | HY | 0.5 | 0.6 | 0 | 744.5 | 0 |  | Electric Utility | N | OP |  | Non Combustion (NUC, WAT, WND, GEO, or SUN) |  | Eastern
EXCLUDE | NC | NC-Eastern | Mission | 2746 | 1 | WAT | HY | 0.6 | 0.6 | 0 | 519 | 0 |  | Electric Utility | N | OP |  | Non Combustion (NUC, WAT, WND, GEO, or SUN) |  | Eastern
EXCLUDE | NC | NC-Eastern | Mission | 2746 | 2 | WAT | HY | 0.6 | 0.6 | 0 | 519 | 0 |  | Electric Utility | N | OP |  | Non Combustion (NUC, WAT, WND, GEO, or SUN) |  | Eastern
EXCLUDE | NC | NC-Eastern | Mission | 2746 | 3 | WAT | HY | 0.6 | 0.6 | 0 | 519 | 0 |  | Electric Utility | N | OP |  | Non Combustion (NUC, WAT, WND, GEO, or SUN) |  | Eastern
EXCLUDE | NC | NC-Eastern | Nantahala | 2747 | 1 | WAT | HY | 43.2 | 50 | 0 | 206704 | 0 |  | Electric Utility | N | OP |  | Non Combustion (NUC, WAT, WND, GEO, or SUN) |  | Eastern
EXCLUDE | NC | NC-Eastern | Tennessee Creek | 2749 | 1 | WAT | HY | 10.8 | 9.8 | 0 | 26421 | 0 |  | Electric Utility | N | OP |  | Non Combustion (NUC, WAT, WND, GEO, or SUN) |  | Eastern
EXCLUDE | NC | NC-Eastern | Thorpe | 2750 | 1 | WAT | HY | 21.6 | 19.7 | 0 | 69509 | 0 |  | Electric Utility | N | OP |  | Non Combustion (NUC, WAT, WND, GEO, or SUN) |  | Eastern
EXCLUDE | NC | NC-Eastern | Tuckasegee | 2751 | 1 | WAT | HY | 3 | 2.5 | 0 | 5988 | 0 |  | Electric Utility | N | OP |  | Non Combustion (NUC, WAT, WND, GEO, or SUN) |  | Eastern
EXCLUDE | NC | NC-Eastern | Gaston | 2756 | 1 | WAT | HY | 44.4 | 55 | 0 | 43047.75 | 0 |  | Electric Utility | N | OP |  | Non Combustion (NUC, WAT, WND, GEO, or SUN) |  | Eastern
EXCLUDE | NC | NC-Eastern | Gaston | 2756 | 2 | WAT | HY | 44.4 | 55 | 0 | 43047.75 | 0 |  | Electric Utility | N | OP |  | Non Combustion (NUC, WAT, WND, GEO, or SUN) |  | Eastern
EXCLUDE | NC | NC-Eastern | Gaston | 2756 | 3 | WAT | HY | 44.4 | 55 | 0 | 43047.75 | 0 |  | Electric Utility | N | OP |  | Non Combustion (NUC, WAT, WND, GEO, or SUN) |  | Eastern
EXCLUDE | NC | NC-Eastern | Gaston | 2756 | 4 | WAT | HY | 44.4 | 55 | 0 | 43047.75 | 0 |  | Electric Utility | N | OP |  | Non Combustion (NUC, WAT, WND, GEO, or SUN) |  | Eastern
EXCLUDE | NC | NC-Eastern | Kitty Hawk | 2757 | GT1 | DFO | GT | 23.8 | 16 | 0 | 0 | 0 |  | Electric Utility | N | RE | 2011 | Retired prior to 2012 |  | Eastern
EXCLUDE | NC | NC-Eastern | Kitty Hawk | 2757 | GT2 | DFO | GT | 23.8 | 15 | 0 | 0 | 0 |  | Electric Utility | N | RE | 2011 | Retired prior to 2012 |  | Eastern
EXCLUDE | NC | NC-Eastern | Roanoke Rapids | 2758 | 1 | WAT | HY | 25 | 24 | 0 | 40412.75 | 0 |  | Electric Utility | N | OP |  | Non Combustion (NUC, WAT, WND, GEO, or SUN) |  | Eastern
EXCLUDE | NC | NC-Eastern | Roanoke Rapids | 2758 | 2 | WAT | HY | 25 | 24 | 0 | 40412.75 | 0 |  | Electric Utility | N | OP |  | Non Combustion (NUC, WAT, WND, GEO, or SUN) |  | Eastern
EXCLUDE | NC | NC-Eastern | Roanoke Rapids | 2758 | 3 | WAT | HY | 25 | 24 | 0 | 40412.75 | 0 |  | Electric Utility | N | OP |  | Non Combustion (NUC, WAT, WND, GEO, or SUN) |  | Eastern
EXCLUDE | NC | NC-Eastern | Roanoke Rapids | 2758 | 4 | WAT | HY | 25 | 23 | 0 | 40412.75 | 0 |  | Electric Utility | N | OP |  | Non Combustion (NUC, WAT, WND, GEO, or SUN) |  | Eastern
EXCLUDE | NC | NC-Eastern | Lake Lure | 2773 | 1 | WAT | HY | 1.2 | 1.2 | 0 | 1058.67 | 0 |  | IPP Non-CHP | N | OP |  | Non Combustion (NUC, WAT, WND, GEO, or SUN) |  | Eastern
EXCLUDE | NC | NC-Eastern | Lake Lure | 2773 | 2 | WAT | HY | 2.4 | 2.4 | 0 | 2117.33 | 0 |  | IPP Non-CHP | N | OP |  | Non Combustion (NUC, WAT, WND, GEO, or SUN) |  | Eastern
EXCLUDE | NC | NC-Eastern | Chatuge | 2778 | 1 | WAT | HY | 13.2 | 13.9 | 0 | 19845 | 0 |  | Electric Utility | N | OP |  | Non Combustion (NUC, WAT, WND, GEO, or SUN) |  | Eastern
EXCLUDE | NC | NC-Eastern | Fontana Dam | 2779 | 1 | WAT | HY | 81 | 101.4 | 0 | 245978.27 | 0 |  | Electric Utility | N | OP |  | Non Combustion (NUC, WAT, WND, GEO, or SUN) |  | Eastern
EXCLUDE | NC | NC-Eastern | Fontana Dam | 2779 | 2 | WAT | HY | 92.7 | 101.4 | 0 | 281508.46 | 0 |  | Electric Utility | N | OP |  | Non Combustion (NUC, WAT, WND, GEO, or SUN) |  | Eastern
EXCLUDE | NC | NC-Eastern | Fontana Dam | 2779 | 3 | WAT | HY | 81 | 101.4 | 0 | 245978.27 | 0 |  | Electric Utility | N | OP |  | Non Combustion (NUC, WAT, WND, GEO, or SUN) |  | Eastern
EXCLUDE | NC | NC-Eastern | Hiwassee Dam | 2780 | 1 | WAT | HY | 70.6 | 87.7 | 0 | 189530 | 0 |  | Electric Utility | N | OP |  | Non Combustion (NUC, WAT, WND, GEO, or SUN) |  | Eastern
EXCLUDE | NC | NC-Eastern | Hiwassee Dam | 2780 | 2 | WAT | PS | 95 | 86 | 0 | 0 | 0 |  | Electric Utility | N | OP |  | Non Combustion (NUC, WAT, WND, GEO, or SUN) |  | Eastern
EXCLUDE | NC | NC-Eastern | Buxton | 2783 | 1A | DFO | IC | 3 | 3 | 0 | 0 | 0 |  | Electric Utility | N | OP |  | Internal Combustion |  | Eastern
EXCLUDE | NC | NC-Eastern | Buxton | 2783 | 2A | DFO | IC | 3 | 3 | 0 | 0 | 0 |  | Electric Utility | N | OP |  | Internal Combustion |  | Eastern
EXCLUDE | NC | NC-Eastern | Buxton | 2783 | 3A | DFO | IC | 3 | 3 | 0 | 0 | 0 |  | Electric Utility | N | OP |  | Internal Combustion |  | Eastern
EXCLUDE | NC | NC-Eastern | Buxton | 2783 | 4A | DFO | IC | 3 | 3 | 0 | 0 | 0 |  | Electric Utility | N | OP |  | Internal Combustion |  | Eastern
EXCLUDE | NC | NC-Eastern | Buxton | 2783 | 5A | DFO | IC | 3 | 3 | 0 | 0 | 0 |  | Electric Utility | N | OP |  | Internal Combustion |  | Eastern
COALST | ND | ND-Eastern | R M Heskett | 2790 | 1 | LIG | ST | 40 | 29.5 | 0 | 90471 | 156382.89 |  | Electric Utility | N | OP |  |  |  | Eastern
COALST | ND | ND-Eastern | R M Heskett | 2790 | 2 | LIG | ST | 75 | 74.8 | 1257 | 386485 | 521348.25 |  | Electric Utility | N | OP |  |  |  | Eastern
EXCLUDE | ND | ND-Eastern | R M Heskett | 2790 | 3 | NG | GT | 88 | 88 | 0 | 0 | 0 |  | Electric Utility | N | L |  | Status of Operation (IP, L, P, T) |  | Eastern
EXCLUDE | ND | ND-Eastern | Williston | 2791 | 2 | NG | GT | 5 | 4.7 | 0 | 0 | 0 |  | Electric Utility | N | RE | 2012 | Simple cycle unit |  | Eastern
EXCLUDE | ND | ND-Eastern | Williston | 2791 | 3 | NG | GT | 5 | 4.9 | 0 | 0 | 0 |  | Electric Utility | N | RE | 2012 | Simple cycle unit |  | Eastern
EXCLUDE | ND | ND-Eastern | Jamestown | 2801 | 1 | DFO | GT | 24.1 | 22 | 0 | 582.5 | 1173.19 |  | Electric Utility | N | SB |  | Simple cycle unit |  | Eastern
EXCLUDE | ND | ND-Eastern | Jamestown | 2801 | 2 | DFO | GT | 24.1 | 22.1 | 0 | 582.5 | 1173.19 |  | Electric Utility | N | SB |  | Simple cycle unit |  | Eastern
EXCLUDE | ND | ND-Eastern | Grafton | 2811 | 1 | DFO | IC | 0.6 | 0.6 | 0 | 0 | 0 |  | Electric Utility | N | SB |  | Internal Combustion |  | Eastern
EXCLUDE | ND | ND-Eastern | Grafton | 2811 | 2 | DFO | IC | 0.8 | 0.8 | 0 | 0 | 0 |  | Electric Utility | N | SB |  | Internal Combustion |  | Eastern
EXCLUDE | ND | ND-Eastern | Grafton | 2811 | 3 | DFO | IC | 1.3 | 1.3 | 0 | 0 | 0 |  | Electric Utility | N | SB |  | Internal Combustion |  | Eastern
EXCLUDE | ND | ND-Eastern | Grafton | 2811 | 4 | DFO | IC | 1.3 | 1.3 | 0 | 0 | 0 |  | Electric Utility | N | SB |  | Internal Combustion |  | Eastern
EXCLUDE | ND | ND-Eastern | Garrison | 2815 | 1 | WAT | HY | 128 | 102 | 0 | 516425.8 | 0 |  | Electric Utility | N | OP |  | Non Combustion (NUC, WAT, WND, GEO, or SUN) |  | Eastern
EXCLUDE | ND | ND-Eastern | Garrison | 2815 | 2 | WAT | HY | 128 | 102 | 0 | 516425.8 | 0 |  | Electric Utility | N | OP |  | Non Combustion (NUC, WAT, WND, GEO, or SUN) |  | Eastern
EXCLUDE | ND | ND-Eastern | Garrison | 2815 | 3 | WAT | HY | 128 | 102 | 0 | 516425.8 | 0 |  | Electric Utility | N | OP |  | Non Combustion (NUC, WAT, WND, GEO, or SUN) |  | Eastern
EXCLUDE | ND | ND-Eastern | Garrison | 2815 | 4 | WAT | HY | 115 | 102 | 0 | 463976.3 | 0 |  | Electric Utility | N | OP |  | Non Combustion (NUC, WAT, WND, GEO, or SUN) |  | Eastern
EXCLUDE | ND | ND-Eastern | Garrison | 2815 | 5 | WAT | HY | 115 | 100 | 0 | 463976.3 | 0 |  | Electric Utility | N | OP |  | Non Combustion (NUC, WAT, WND, GEO, or SUN) |  | Eastern
COALST | ND | ND-Eastern | Leland Olds | 2817 | 1 | LIG | ST | 216 | 222 | 3084 | 1217397 | 1493332.72 |  | Electric Utility | N | OP |  |  |  | Eastern
COALST | ND | ND-Eastern | Leland Olds | 2817 | 2 | LIG | ST | 440 | 445 | 5531 | 2191280 | 2555980.4 |  | Electric Utility | N | OP |  |  |  | Eastern
EXCLUDE | ND | ND-Eastern | Grand Forks | 2821 | 1 | DFO | IC | 0.7 | 0.7 | 0 | 0 | 0 |  | Electric Utility | N | RE | 2012 | Internal Combustion |  | Eastern
EXCLUDE | ND | ND-Eastern | Grand Forks | 2821 | 10 | DFO | IC | 1.1 | 1.1 | 0 | 0 | 0 |  | Electric Utility | N | RE | 2012 | Internal Combustion |  | Eastern
EXCLUDE | ND | ND-Eastern | Grand Forks | 2821 | 11 | DFO | IC | 1.1 | 1.1 | 0 | 0 | 0 |  | Electric Utility | N | RE | 2012 | Internal Combustion |  | Eastern
EXCLUDE | ND | ND-Eastern | Grand Forks | 2821 | 2 | DFO | IC | 0.7 | 0.7 | 0 | 0 | 0 |  | Electric Utility | N | RE | 2012 | Internal Combustion |  | Eastern
EXCLUDE | ND | ND-Eastern | Grand Forks | 2821 | 3 | DFO | IC | 0.7 | 0.7 | 0 | 0 | 0 |  | Electric Utility | N | RE | 2012 | Internal Combustion |  | Eastern
EXCLUDE | ND | ND-Eastern | Grand Forks | 2821 | 4 | DFO | IC | 1 | 1 | 0 | 0 | 0 |  | Electric Utility | N | RE | 2012 | Internal Combustion |  | Eastern
EXCLUDE | ND | ND-Eastern | Grand Forks | 2821 | 5 | DFO | IC | 1 | 1 | 0 | 0 | 0 |  | Electric Utility | N | RE | 2012 | Internal Combustion |  | Eastern
EXCLUDE | ND | ND-Eastern | Grand Forks | 2821 | 6 | DFO | IC | 1 | 1 | 0 | 0 | 0 |  | Electric Utility | N | RE | 2012 | Internal Combustion |  | Eastern
EXCLUDE | ND | ND-Eastern | Grand Forks | 2821 | 7 | DFO | IC | 1.1 | 1.1 | 0 | 0 | 0 |  | Electric Utility | N | RE | 2012 | Internal Combustion |  | Eastern
EXCLUDE | ND | ND-Eastern | Grand Forks | 2821 | 8 | DFO | IC | 1.1 | 1.1 | 0 | 0 | 0 |  | Electric Utility | N | RE | 2012 | Internal Combustion |  | Eastern
EXCLUDE | ND | ND-Eastern | Grand Forks | 2821 | 9 | DFO | IC | 1.1 | 1.1 | 0 | 0 | 0 |  | Electric Utility | N | RE | 2012 | Internal Combustion |  | Eastern
EXCLUDE | ND | ND-Eastern | Harwood | 2822 | 1 | DFO | IC | 1.6 | 1.6 | 0 | 0 | 0 |  | Electric Utility | N | RE | 2007 | Retired prior to 2012 |  | Eastern
EXCLUDE | ND | ND-Eastern | Harwood | 2822 | 2 | DFO | IC | 1.6 | 1.6 | 0 | 0 | 0 |  | Electric Utility | N | RE | 2012 | Internal Combustion |  | Eastern
EXCLUDE | ND | ND-Eastern | Harwood | 2822 | 3 | DFO | IC | 1.6 | 1.6 | 0 | 0 | 0 |  | Electric Utility | N | RE | 2012 | Internal Combustion |  | Eastern
COALST | ND | ND-Eastern | Milton R Young | 2823 | 1 | LIG | ST | 257 | 250 | 3339 | 1902733 | 2250454.54 |  | Electric Utility | N | OP |  |  |  | Eastern
COALST | ND | ND-Eastern | Milton R Young | 2823 | 2 | LIG | ST | 477 | 447 | 6584 | 3260941 | 3802154.89 |  | Electric Utility | N | OP |  |  |  | Eastern
COALST | ND | ND-Eastern | Stanton | 2824 | 1 | SUB | ST | 190.2 | 188.5 | 2655 | 1242965 | 1393072.11 |  | Electric Utility | N | OP |  |  |  | Eastern
EXCLUDE | ND | ND-Eastern | Stanton | 2824 | 2 | DFO | IC | 1 | 1 | 0 | 0 | 0 |  | Electric Utility | N | SB |  | Internal Combustion |  | Eastern
COALST | OH | OH-Eastern | Cardinal | 2828 | 1 | BIT | ST | 615.2 | 580 | 5275 | 2842756 | 2889879.28 |  | Electric Utility | N | OP |  |  |  | Eastern
COALST | OH | OH-Eastern | Cardinal | 2828 | 2 | BIT | ST | 615.2 | 590 | 5275 | 3968981 | 4034773.28 |  | Electric Utility | N | OP |  |  |  | Eastern
COALST | OH | OH-Eastern | Cardinal | 2828 | 3 | BIT | ST | 650 | 630 | 5975 | 560568 | 569860.32 |  | Electric Utility | N | OP |  |  |  | Eastern
COALST | OH | OH-Eastern | Walter C Beckjord | 2830 | 1 | BIT | ST | 115 | 94 | 971 | 0 | 0 |  | Electric Utility | N | RE | 2012 |  |  | Eastern
COALST | OH | OH-Eastern | Walter C Beckjord | 2830 | 2 | BIT | ST | 112.5 | 94 | 999 | 0 | 0 |  | Electric Utility | N | OP | 2015 |  |  | Eastern
COALST | OH | OH-Eastern | Walter C Beckjord | 2830 | 3 | BIT | ST | 125 | 128 | 1300 | 156516 | 228004.1 |  | Electric Utility | N | OP | 2015 |  |  | Eastern
COALST | OH | OH-Eastern | Walter C Beckjord | 2830 | 4 | BIT | ST | 163.2 | 150 | 1800 | 318025 | 375061.31 |  | Electric Utility | N | OP | 2015 |  |  | Eastern
COALST | OH | OH-Eastern | Walter C Beckjord | 2830 | 5 | BIT | ST | 244.8 | 238 | 2367 | 895862 | 890716.3 |  | Electric Utility | N | OP | 2015 |  |  | Eastern
COALST | OH | OH-Eastern | Walter C Beckjord | 2830 | 6 | BIT | ST | 460.8 | 414 | 4700 | 1893084 | 2000647.35 |  | Electric Utility | N | OP | 2015 |  |  | Eastern
EXCLUDE | OH | OH-Eastern | Walter C Beckjord | 2830 | GT1 | DFO | GT | 52.9 | 46.6 | 766 | 178.25 | 569.94 |  | Electric Utility | N | OP |  | Simple cycle unit |  | Eastern
EXCLUDE | OH | OH-Eastern | Walter C Beckjord | 2830 | GT2 | DFO | GT | 52.9 | 46.6 | 766 | 178.25 | 310.01 |  | Electric Utility | N | OP |  | Simple cycle unit |  | Eastern
EXCLUDE | OH | OH-Eastern | Walter C Beckjord | 2830 | GT3 | DFO | GT | 52.9 | 46.6 | 766 | 178.25 | 290.16 |  | Electric Utility | N | OP |  | Simple cycle unit |  | Eastern
EXCLUDE | OH | OH-Eastern | Walter C Beckjord | 2830 | GT4 | DFO | GT | 52.9 | 46.6 | 766 | 178.25 | 422.99 |  | Electric Utility | N | OP |  | Simple cycle unit |  | Eastern
EXCLUDE | OH | OH-Eastern | Dicks Creek | 2831 | 1 | NG | GT | 100 | 92 | 1244.5 | 844.75 | 247.24 |  | Electric Utility | N | OP |  | Simple cycle unit |  | Eastern
EXCLUDE | OH | OH-Eastern | Dicks Creek | 2831 | 3 | NG | GT | 16.5 | 14.2 | 205.34 | 139.38 | 40.8 |  | Electric Utility | N | OP |  | Simple cycle unit |  | Eastern
EXCLUDE | OH | OH-Eastern | Dicks Creek | 2831 | 4 | DFO | GT | 21.3 | 15 | 265.08 | 179.93 | 73.46 |  | Electric Utility | N | OP |  | Simple cycle unit |  | Eastern
EXCLUDE | OH | OH-Eastern | Dicks Creek | 2831 | 5 | DFO | GT | 21.3 | 15 | 265.08 | 179.93 | 73.46 |  | Electric Utility | N | OP |  | Simple cycle unit |  | Eastern
EXCLUDE | OH | OH-Eastern | Miami Fort | 2832 | 5 | BIT | ST | 100 | 80 | 0 | 0 | 0 |  | Electric Utility | N | RE | 2008 | Retired prior to 2012 |  | Eastern
COALST | OH | OH-Eastern | Miami Fort | 2832 | 6 | BIT | ST | 163.2 | 163 | 1534 | 894114 | 900265 |  | Electric Utility | N | OP | 2015 |  |  | Eastern
COALST | OH | OH-Eastern | Miami Fort | 2832 | 7 | BIT | ST | 557.1 | 510 | 5025 | 3971186 | 4174968.83 |  | Electric Utility | N | OP |  |  |  | Eastern
COALST | OH | OH-Eastern | Miami Fort | 2832 | 8 | BIT | ST | 557.7 | 510 | 5025 | 3442657 | 3226107.94 |  | Electric Utility | N | OP |  |  |  | Eastern
EXCLUDE | OH | OH-Eastern | Miami Fort | 2832 | GT3 | DFO | GT | 16.5 | 14.2 | 0 | -32.25 | 116.62 |  | Electric Utility | N | OP |  | Simple cycle unit |  | Eastern
EXCLUDE | OH | OH-Eastern | Miami Fort | 2832 | GT4 | DFO | GT | 16.5 | 14.2 | 0 | -32.25 | 116.62 |  | Electric Utility | N | OP |  | Simple cycle unit |  | Eastern
EXCLUDE | OH | OH-Eastern | Miami Fort | 2832 | GT5 | DFO | GT | 16.5 | 14.2 | 0 | -32.25 | 116.62 |  | Electric Utility | N | OP |  | Simple cycle unit |  | Eastern
EXCLUDE | OH | OH-Eastern | Miami Fort | 2832 | GT6 | DFO | GT | 16.5 | 14.2 | 0 | -32.25 | 116.62 |  | Electric Utility | N | OP |  | Simple cycle unit |  | Eastern
COALST | OH | OH-Eastern | FirstEnergy Ashtabula | 2835 | 5 | BIT | ST | 256 | 244 | 3000 | 248112 | 353810.67 |  | IPP Non-CHP | N | OP | 2015 |  |  | Eastern
EXCLUDE | OH | OH-Eastern | FirstEnergy Ashtabula | 2835 | 6 | BIT | ST | 46 | 44 | 0 | 0 | 0 |  | IPP Non-CHP | N | RE | 2002 | Retired prior to 2012 |  | Eastern
EXCLUDE | OH | OH-Eastern | FirstEnergy Ashtabula | 2835 | 7 | BIT | ST | 46 | 44 | 0 | 0 | 0 |  | IPP Non-CHP | N | RE | 2002 | Retired prior to 2012 |  | Eastern
EXCLUDE | OH | OH-Eastern | FirstEnergy Ashtabula | 2835 | 8 | BIT | ST | 46 | 44 | 0 | 0 | 0 |  | IPP Non-CHP | N | RE | 2002 | Retired prior to 2012 |  | Eastern
EXCLUDE | OH | OH-Eastern | FirstEnergy Ashtabula | 2835 | 9 | BIT | ST | 46 | 44 | 0 | 0 | 0 |  | IPP Non-CHP | N | RE | 2002 | Retired prior to 2012 |  | Eastern
EXCLUDE | OH | OH-Eastern | Avon Lake | 2836 | 10 | DFO | GT | 29 | 30 | 469 | 25.43 | 41.66 |  | IPP Non-CHP | N | SB |  | Simple cycle unit |  | Eastern
EXCLUDE | OH | OH-Eastern | Avon Lake | 2836 | 6 | NG | ST | 75 | 10 | 0 | 0 | 0 |  | IPP Non-CHP | N | RE | 2002 | Retired prior to 2012 |  | Eastern
COALST | OH | OH-Eastern | Avon Lake | 2836 | 7 | BIT | ST | 86 | 70 | 1225 | 27064 | 83990.19 |  | IPP Non-CHP | N | OP |  |  |  | Eastern
COALST | OH | OH-Eastern | Avon Lake | 2836 | 9 | BIT | ST | 680 | 640 | 6080 | 2617823 | 2396897.74 |  | IPP Non-CHP | N | OP |  |  |  | Eastern
COALST | OH | OH-Eastern | FirstEnergy Eastlake | 2837 | 1 | BIT | ST | 123 | 132 | 1400 | 486895 | 517924.01 |  | IPP Non-CHP | N | OP | 2015 |  |  | Eastern
COALST | OH | OH-Eastern | FirstEnergy Eastlake | 2837 | 2 | BIT | ST | 123 | 132 | 1400 | 412233 | 434327.72 |  | IPP Non-CHP | N | OP | 2015 |  |  | Eastern
COALST | OH | OH-Eastern | FirstEnergy Eastlake | 2837 | 3 | BIT | ST | 123 | 132 | 1400 | 457994 | 466147.88 |  | IPP Non-CHP | N | OP | 2015 |  |  | Eastern
COALST | OH | OH-Eastern | FirstEnergy Eastlake | 2837 | 4 | BIT | ST | 208 | 240 | 2500 | 615232 | 668431.15 |  | IPP Non-CHP | N | RE | 2012 |  |  | Eastern
COALST | OH | OH-Eastern | FirstEnergy Eastlake | 2837 | 5 | BIT | ST | 680 | 597 | 6100 | 2506567 | 2512181.76 |  | IPP Non-CHP | N | RE | 2012 |  |  | Eastern
EXCLUDE | OH | OH-Eastern | FirstEnergy Eastlake | 2837 | 6 | DFO | GT | 32 | 24 | 480 | 433.3 | 1682.62 |  | IPP Non-CHP | N | OP |  | Simple cycle unit |  | Eastern
COALST | OH | OH-Eastern | FirstEnergy Lake Shore | 2838 | 18 | SUB | ST | 256 | 245 | 2239 | 186220 | 238992.06 |  | IPP Non-CHP | N | OP | 2015 |  |  | Eastern
EXCLUDE | OH | OH-Eastern | FirstEnergy Lake Shore | 2838 | IC1 | DFO | IC | 2 | 2 | 0 | 0 | 0 |  | IPP Non-CHP | N | OP |  | Internal Combustion |  | Eastern
EXCLUDE | OH | OH-Eastern | FirstEnergy Lake Shore | 2838 | IC2 | DFO | IC | 2 | 2 | 0 | 0 | 0 |  | IPP Non-CHP | N | OP |  | Internal Combustion |  | Eastern
EXCLUDE | OH | OH-Eastern | Conesville | 2840 | 1 | BIT | ST | 148 | 115 | 0 | 0 | 0 |  | Electric Utility | N | RE | 2005 | Retired prior to 2012 |  | Eastern
EXCLUDE | OH | OH-Eastern | Conesville | 2840 | 2 | BIT | ST | 136 | 115 | 0 | 0 | 0 |  | Electric Utility | N | RE | 2005 | Retired prior to 2012 |  | Eastern
COALST | OH | OH-Eastern | Conesville | 2840 | 3 | BIT | ST | 161.5 | 165 | 1862 | 352676 | 467237.2 |  | Electric Utility | N | RE | 2012 |  |  | Eastern
COALST | OH | OH-Eastern | Conesville | 2840 | 4 | BIT | ST | 841.5 | 780 | 7960 | 2481045 | 2706764.45 |  | Electric Utility | N | OP |  |  |  | Eastern
COALST | OH | OH-Eastern | Conesville | 2840 | 5 | BIT | ST | 443.9 | 375 | 4091 | 1513894 | 1810912.94 |  | Electric Utility | N | OP |  |  |  | Eastern
COALST | OH | OH-Eastern | Conesville | 2840 | 6 | BIT | ST | 443.9 | 375 | 4091 | 1441429 | 1776340.54 |  | Electric Utility | N | OP |  |  |  | Eastern
COALST | OH | OH-Eastern | Picway | 2843 | 5 | BIT | ST | 106.2 | 95 | 1290 | 3957 | 5515.52 |  | Electric Utility | N | OP | 2014 |  |  | Eastern
EXCLUDE | OH | OH-Eastern | Frank M Tait | 2847 | GT1 | NG | GT | 103.5 | 88 | 1500 | 18772.67 | 10200.4 |  | Electric Utility | N | OP |  | Simple cycle unit |  | Eastern
EXCLUDE | OH | OH-Eastern | Frank M Tait | 2847 | GT2 | NG | GT | 106.1 | 89 | 1500 | 19244.26 | 9586.7 |  | Electric Utility | N | OP |  | Simple cycle unit |  | Eastern
EXCLUDE | OH | OH-Eastern | Frank M Tait | 2847 | GT3 | NG | GT | 84.2 | 79 | 1500 | 15272.07 | 21199.5 |  | Electric Utility | N | OP |  | Simple cycle unit |  | Eastern
EXCLUDE | OH | OH-Eastern | Frank M Tait | 2847 | IC1 | DFO | IC | 2.7 | 2.5 | 0 | 0 | 0 |  | Electric Utility | N | OP |  | Internal Combustion |  | Eastern
EXCLUDE | OH | OH-Eastern | Frank M Tait | 2847 | IC2 | DFO | IC | 2.7 | 2.5 | 0 | 0 | 0 |  | Electric Utility | N | OP |  | Internal Combustion |  | Eastern
EXCLUDE | OH | OH-Eastern | Frank M Tait | 2847 | IC3 | DFO | IC | 2.7 | 2.5 | 0 | 0 | 0 |  | Electric Utility | N | OP |  | Internal Combustion |  | Eastern
EXCLUDE | OH | OH-Eastern | Frank M Tait | 2847 | IC4 | DFO | IC | 2.7 | 2.5 | 0 | 0 | 0 |  | Electric Utility | N | OP |  | Internal Combustion |  | Eastern
COALST | OH | OH-Eastern | O H Hutchings | 2848 | 1 | BIT | ST | 69 | 58 | 736 | 1116.55 | 3683.3 |  | Electric Utility | N | OP | 2015 |  |  | Eastern
COALST | OH | OH-Eastern | O H Hutchings | 2848 | 2 | BIT | ST | 69 | 55 | 701 | 1118 | 3683.3 |  | Electric Utility | N | OP | 2015 |  |  | Eastern
COALST | OH | OH-Eastern | O H Hutchings | 2848 | 3 | BIT | ST | 69 | 63 | 720 | 16790 | 11749.45 |  | Electric Utility | N | OP | 2015 |  |  | Eastern
COALST | OH | OH-Eastern | O H Hutchings | 2848 | 4 | BIT | ST | 69 | 63 | 696 | 0 | 11749.45 |  | Electric Utility | N | OP | 2013 |  |  | Eastern
COALST | OH | OH-Eastern | O H Hutchings | 2848 | 5 | BIT | ST | 69 | 63 | 703 | 18547 | 20565.45 |  | Electric Utility | N | OP | 2015 |  |  | Eastern
COALST | OH | OH-Eastern | O H Hutchings | 2848 | 6 | BIT | ST | 69 | 63 | 727 | 10647 | 20565.45 |  | Electric Utility | N | OP | 2015 |  |  | Eastern
EXCLUDE | OH | OH-Eastern | O H Hutchings | 2848 | 7 | NG | GT | 32.6 | 25 | 558 | 119 | 0 |  | Electric Utility | N | OP |  | Simple cycle unit |  | Eastern
COALST | OH | OH-Eastern | J M Stuart | 2850 | 1 | BIT | ST | 610.2 | 577 | 6627.2 | 3031845 | 3318785.66 |  | Electric Utility | N | OP |  |  |  | Eastern
COALST | OH | OH-Eastern | J M Stuart | 2850 | 2 | BIT | ST | 610.2 | 577 | 6627.1 | 3362547 | 3516861.08 |  | Electric Utility | N | OP |  |  |  | Eastern
COALST | OH | OH-Eastern | J M Stuart | 2850 | 3 | BIT | ST | 610.2 | 577 | 6457.3 | 2038350 | 2096283.46 |  | Electric Utility | N | OP |  |  |  | Eastern
COALST | OH | OH-Eastern | J M Stuart | 2850 | 4 | BIT | ST | 610.2 | 577 | 6481.5 | 3071879 | 3454862.97 |  | Electric Utility | N | OP |  |  |  | Eastern
EXCLUDE | OH | OH-Eastern | J M Stuart | 2850 | D1 | DFO | IC | 2.7 | 2.2 | 0 | 0 | 0 |  | Electric Utility | N | OP |  | Internal Combustion |  | Eastern
EXCLUDE | OH | OH-Eastern | J M Stuart | 2850 | D2 | DFO | IC | 2.7 | 2.2 | 0 | 0 | 0 |  | Electric Utility | N | OP |  | Internal Combustion |  | Eastern
EXCLUDE | OH | OH-Eastern | J M Stuart | 2850 | D3 | DFO | IC | 2.7 | 2.2 | 0 | 0 | 0 |  | Electric Utility | N | OP |  | Internal Combustion |  | Eastern
EXCLUDE | OH | OH-Eastern | J M Stuart | 2850 | D4 | DFO | IC | 2.7 | 2.2 | 0 | 0 | 0 |  | Electric Utility | N | OP |  | Internal Combustion |  | Eastern
EXCLUDE | OH | OH-Eastern | Monument | 2851 | 1 | DFO | IC | 2.7 | 2.4 | 0 | 0 | 0 |  | Electric Utility | N | OP |  | Internal Combustion |  | Eastern
EXCLUDE | OH | OH-Eastern | Monument | 2851 | 2 | DFO | IC | 2.7 | 2.4 | 0 | 0 | 0 |  | Electric Utility | N | OP |  | Internal Combustion |  | Eastern
EXCLUDE | OH | OH-Eastern | Monument | 2851 | 3 | DFO | IC | 2.7 | 2.4 | 0 | 0 | 0 |  | Electric Utility | N | OP |  | Internal Combustion |  | Eastern
EXCLUDE | OH | OH-Eastern | Monument | 2851 | 4 | DFO | IC | 2.7 | 2.4 | 0 | 0 | 0 |  | Electric Utility | N | OP |  | Internal Combustion |  | Eastern
EXCLUDE | OH | OH-Eastern | Monument | 2851 | 5 | DFO | IC | 2.7 | 2.4 | 0 | 0 | 0 |  | Electric Utility | N | OP |  | Internal Combustion |  | Eastern
EXCLUDE | OH | OH-Eastern | Sidney | 2852 | 1 | DFO | IC | 2.7 | 2.4 | 0 | 0 | 0 |  | Electric Utility | N | OP |  | Internal Combustion |  | Eastern
EXCLUDE | OH | OH-Eastern | Sidney | 2852 | 2 | DFO | IC | 2.7 | 2.4 | 0 | 0 | 0 |  | Electric Utility | N | OP |  | Internal Combustion |  | Eastern
EXCLUDE | OH | OH-Eastern | Sidney | 2852 | 3 | DFO | IC | 2.7 | 2.4 | 0 | 0 | 0 |  | Electric Utility | N | OP |  | Internal Combustion |  | Eastern
EXCLUDE | OH | OH-Eastern | Sidney | 2852 | 4 | DFO | IC | 2.7 | 2.4 | 0 | 0 | 0 |  | Electric Utility | N | OP |  | Internal Combustion |  | Eastern
EXCLUDE | OH | OH-Eastern | Sidney | 2852 | 5 | DFO | IC | 2.7 | 2.4 | 0 | 0 | 0 |  | Electric Utility | N | OP |  | Internal Combustion |  | Eastern
EXCLUDE | OH | OH-Eastern | Yankee Street | 2854 | 1 | NG | GT | 18.5 | 19.5 | 0 | 110.41 | 106.43 |  | Electric Utility | N | OP |  | Simple cycle unit |  | Eastern
EXCLUDE | OH | OH-Eastern | Yankee Street | 2854 | 2 | NG | GT | 18.5 | 19.5 | 0 | 110.41 | 106.43 |  | Electric Utility | N | OP |  | Simple cycle unit |  | Eastern
EXCLUDE | OH | OH-Eastern | Yankee Street | 2854 | 3 | NG | GT | 18.5 | 19.3 | 0 | 110.41 | 106.43 |  | Electric Utility | N | OP |  | Simple cycle unit |  | Eastern
EXCLUDE | OH | OH-Eastern | Yankee Street | 2854 | 4 | NG | GT | 17.5 | 11 | 0 | 104.44 | 100.68 |  | Electric Utility | N | OP |  | Simple cycle unit |  | Eastern
EXCLUDE | OH | OH-Eastern | Yankee Street | 2854 | 5 | NG | GT | 17.5 | 8 | 0 | 104.44 | 100.68 |  | Electric Utility | N | OP |  | Simple cycle unit |  | Eastern
EXCLUDE | OH | OH-Eastern | Yankee Street | 2854 | 6 | NG | GT | 17.5 | 12 | 0 | 104.44 | 100.68 |  | Electric Utility | N | OP |  | Simple cycle unit |  | Eastern
EXCLUDE | OH | OH-Eastern | Yankee Street | 2854 | 7 | NG | GT | 17.5 | 11 | 0 | 104.44 | 100.68 |  | Electric Utility | N | OP |  | Simple cycle unit |  | Eastern
EXCLUDE | OH | OH-Eastern | Yankee Street | 2854 | YS1 | SUN | PV | 1.1 | 1.1 | 0 | 1532 | 0 |  | Electric Utility | N | OP |  | Non Combustion (NUC, WAT, WND, GEO, or SUN) |  | Eastern
EXCLUDE | OH | OH-Eastern | FirstEnergy Edgewater | 2857 | 4 | NG | ST | 113.6 | 100 | 0 | 0 | 0 |  | IPP Non-CHP | N | RE | 2002 | Retired prior to 2012 |  | Eastern
EXCLUDE | OH | OH-Eastern | FirstEnergy Edgewater | 2857 | CTA | DFO | GT | 28.8 | 19 | 0 | 0 | 0 |  | IPP Non-CHP | N | RE | 2010 | Retired prior to 2012 |  | Eastern
EXCLUDE | OH | OH-Eastern | FirstEnergy Edgewater | 2857 | CTB | DFO | GT | 28.8 | 19 | 0 | 0 | 0 |  | IPP Non-CHP | N | RE | 2010 | Retired prior to 2012 |  | Eastern
EXCLUDE | OH | OH-Eastern | FirstEnergy Mad River | 2860 | CTA | DFO | GT | 27 | 25 | 0 | 0 | 0 |  | IPP Non-CHP | N | OP |  | Simple cycle unit |  | Eastern
EXCLUDE | OH | OH-Eastern | FirstEnergy Mad River | 2860 | CTB | DFO | GT | 27 | 25 | 0 | 0 | 0 |  | IPP Non-CHP | N | OP |  | Simple cycle unit |  | Eastern
COALST | OH | OH-Eastern | Niles | 2861 | 1 | BIT | ST | 132.8 | 108 | 1290 | 47120 | 61141.01 |  | IPP Non-CHP | N | RE | 2012 |  |  | Eastern
COALST | OH | OH-Eastern | Niles | 2861 | 2 | BIT | ST | 132.8 | 108 | 1290 | 0 | 0 |  | IPP Non-CHP | N | RE | 2012 |  |  | Eastern
EXCLUDE | OH | OH-Eastern | Niles | 2861 | GT1 | DFO | GT | 27 | 25 | 469 | 507 | 1216.73 |  | IPP Non-CHP | N | OP |  | Simple cycle unit |  | Eastern
EXCLUDE | OH | OH-Eastern | FirstEnergy R E Burger | 2864 | 1 | BIT | ST | 62.5 | 56 | 0 | 0 | 0 |  | IPP Non-CHP | N | RE | 1995 | Retired prior to 2012 |  | Eastern
EXCLUDE | OH | OH-Eastern | FirstEnergy R E Burger | 2864 | 2 | BIT | ST | 62.5 | 56 | 0 | 0 | 0 |  | IPP Non-CHP | N | RE | 1995 | Retired prior to 2012 |  | Eastern
COALST | OH | OH-Eastern | FirstEnergy R E Burger | 2864 | 3 | BIT | ST | 103.4 | 94 | 0 | 0 | 0 |  | IPP Non-CHP | N | RE | 2012 |  |  | Eastern
EXCLUDE | OH | OH-Eastern | FirstEnergy R E Burger | 2864 | 4 | BIT | ST | 156.2 | 156 | 0 | 0 | 0 |  | IPP Non-CHP | N | RE | 2010 | Retired prior to 2012 |  | Eastern
EXCLUDE | OH | OH-Eastern | FirstEnergy R E Burger | 2864 | 5 | BIT | ST | 156.2 | 156 | 0 | 0 | 0 |  | IPP Non-CHP | N | RE | 2010 | Retired prior to 2012 |  | Eastern
EXCLUDE | OH | OH-Eastern | FirstEnergy R E Burger | 2864 | A1 | DFO | IC | 2.5 | 2 | 0 | 0 | 0 |  | IPP Non-CHP | N | OP |  | Internal Combustion |  | Eastern
EXCLUDE | OH | OH-Eastern | FirstEnergy R E Burger | 2864 | B1 | DFO | IC | 2.5 | 2 | 0 | 0 | 0 |  | IPP Non-CHP | N | OP |  | Internal Combustion |  | Eastern
EXCLUDE | OH | OH-Eastern | FirstEnergy R E Burger | 2864 | B2 | DFO | IC | 2.5 | 3 | 0 | 0 | 0 |  | IPP Non-CHP | N | OP |  | Internal Combustion |  | Eastern
COALST | OH | OH-Eastern | FirstEnergy W H Sammis | 2866 | 1 | BIT | ST | 190.4 | 180 | 1822 | 519530 | 561226.88 |  | IPP Non-CHP | N | OP |  |  |  | Eastern
COALST | OH | OH-Eastern | FirstEnergy W H Sammis | 2866 | 2 | BIT | ST | 190.4 | 180 | 1822 | 538109 | 562004.32 |  | IPP Non-CHP | N | OP |  |  |  | Eastern
COALST | OH | OH-Eastern | FirstEnergy W H Sammis | 2866 | 3 | BIT | ST | 190.4 | 180 | 1822 | 717903 | 735309.7 |  | IPP Non-CHP | N | OP |  |  |  | Eastern
COALST | OH | OH-Eastern | FirstEnergy W H Sammis | 2866 | 4 | BIT | ST | 190.4 | 180 | 1822 | 691141 | 703636.64 |  | IPP Non-CHP | N | OP |  |  |  | Eastern
COALST | OH | OH-Eastern | FirstEnergy W H Sammis | 2866 | 5 | BIT | ST | 334 | 300 | 3500 | 517119 | 597083.24 |  | IPP Non-CHP | N | OP |  |  |  | Eastern
COALST | OH | OH-Eastern | FirstEnergy W H Sammis | 2866 | 6 | BIT | ST | 680 | 600 | 6700 | 3106782 | 3248048.17 |  | IPP Non-CHP | N | OP |  |  |  | Eastern
COALST | OH | OH-Eastern | FirstEnergy W H Sammis | 2866 | 7 | BIT | ST | 680 | 600 | 6700 | 2808316 | 2962494.43 |  | IPP Non-CHP | N | OP |  |  |  | Eastern
EXCLUDE | OH | OH-Eastern | FirstEnergy W H Sammis | 2866 | A1 | DFO | IC | 2.5 | 3 | 0 | 0 | 0 |  | IPP Non-CHP | N | OP |  | Internal Combustion |  | Eastern
EXCLUDE | OH | OH-Eastern | FirstEnergy W H Sammis | 2866 | B1 | DFO | IC | 2.5 | 3 | 0 | 0 | 0 |  | IPP Non-CHP | N | OP |  | Internal Combustion |  | Eastern
EXCLUDE | OH | OH-Eastern | FirstEnergy W H Sammis | 2866 | B2 | DFO | IC | 2.5 | 3 | 0 | 0 | 0 |  | IPP Non-CHP | N | OP |  | Internal Combustion |  | Eastern
EXCLUDE | OH | OH-Eastern | FirstEnergy W H Sammis | 2866 | B3 | DFO | IC | 2.5 | 2 | 0 | 0 | 0 |  | IPP Non-CHP | N | OP |  | Internal Combustion |  | Eastern
EXCLUDE | OH | OH-Eastern | FirstEnergy W H Sammis | 2866 | B4 | DFO | IC | 2.5 | 2 | 0 | 0 | 0 |  | IPP Non-CHP | N | OP |  | Internal Combustion |  | Eastern
EXCLUDE | OH | OH-Eastern | FirstEnergy Toronto | 2867 | 5 | BIT | ST | 35 | 42 | 0 | 0 | 0 |  | IPP Non-CHP | N | RE | 2003 | Retired prior to 2012 |  | Eastern
EXCLUDE | OH | OH-Eastern | FirstEnergy Toronto | 2867 | 6 | BIT | ST | 69 | 65 | 0 | 0 | 0 |  | IPP Non-CHP | N | RE | 2003 | Retired prior to 2012 |  | Eastern
EXCLUDE | OH | OH-Eastern | FirstEnergy Toronto | 2867 | 7 | BIT | ST | 69 | 65 | 0 | 0 | 0 |  | IPP Non-CHP | N | RE | 2003 | Retired prior to 2012 |  | Eastern
EXCLUDE | OH | OH-Eastern | FirstEnergy West Lorain | 2869 | 1A | DFO | GT | 65.3 | 57 | 1050 | 1099.04 | 2567.96 |  | IPP Non-CHP | N | OP |  | Simple cycle unit |  | Eastern
EXCLUDE | OH | OH-Eastern | FirstEnergy West Lorain | 2869 | 1B | DFO | GT | 65.3 | 57 | 1050 | 1169.07 | 2824.75 |  | IPP Non-CHP | N | OP |  | Simple cycle unit |  | Eastern
EXCLUDE | OH | OH-Eastern | FirstEnergy West Lorain | 2869 | 2 | NG | GT | 85 | 85 | 1047 | 31731.5 | 30911.64 |  | IPP Non-CHP | N | OP |  | Simple cycle unit |  | Eastern
EXCLUDE | OH | OH-Eastern | FirstEnergy West Lorain | 2869 | 3 | NG | GT | 85 | 85 | 1047 | 31731.5 | 29451.67 |  | IPP Non-CHP | N | OP |  | Simple cycle unit |  | Eastern
EXCLUDE | OH | OH-Eastern | FirstEnergy West Lorain | 2869 | 4 | NG | GT | 85 | 85 | 1047 | 31731.5 | 31161.24 |  | IPP Non-CHP | N | OP |  | Simple cycle unit |  | Eastern
EXCLUDE | OH | OH-Eastern | FirstEnergy West Lorain | 2869 | 5 | NG | GT | 85 | 85 | 1047 | 31731.5 | 30750.08 |  | IPP Non-CHP | N | OP |  | Simple cycle unit |  | Eastern
EXCLUDE | OH | OH-Eastern | FirstEnergy West Lorain | 2869 | 6 | NG | GT | 85 | 85 | 1047 | 31731.5 | 31442.81 |  | IPP Non-CHP | N | OP |  | Simple cycle unit |  | Eastern
COALST | OH | OH-Eastern | Muskingum River | 2872 | 1 | BIT | ST | 219.6 | 190 | 2050 | 86069 | 90298.24 |  | Electric Utility | N | OP | 2014 |  |  | Eastern
COALST | OH | OH-Eastern | Muskingum River | 2872 | 2 | BIT | ST | 219.6 | 190 | 2050 | 90767 | 95227.09 |  | Electric Utility | N | OP | 2014 |  |  | Eastern
COALST | OH | OH-Eastern | Muskingum River | 2872 | 3 | BIT | ST | 237.5 | 205 | 2150 | 445825 | 467731.87 |  | Electric Utility | N | OP | 2014 |  |  | Eastern
COALST | OH | OH-Eastern | Muskingum River | 2872 | 4 | BIT | ST | 237.5 | 205 | 2150 | 306397 | 321452.68 |  | Electric Utility | N | OP | 2014 |  |  | Eastern
COALST | OH | OH-Eastern | Muskingum River | 2872 | 5 | BIT | ST | 615.2 | 585 | 6000 | 860557 | 902842.9 |  | Electric Utility | N | OP | 2014 |  |  | Eastern
COALST | OH | OH-Eastern | Kyger Creek | 2876 | 1 | BIT | ST | 217.3 | 194 | 2629.6 | 768172 | 890624.38 |  | Electric Utility | N | OP |  |  |  | Eastern
COALST | OH | OH-Eastern | Kyger Creek | 2876 | 2 | BIT | ST | 217.3 | 192.2 | 2629.6 | 933388 | 1310384.62 |  | Electric Utility | N | OP |  |  |  | Eastern
COALST | OH | OH-Eastern | Kyger Creek | 2876 | 3 | BIT | ST | 217.3 | 192.2 | 2629.6 | 1038404 | 1203929.49 |  | Electric Utility | N | OP |  |  |  | Eastern
COALST | OH | OH-Eastern | Kyger Creek | 2876 | 4 | BIT | ST | 217.3 | 192.2 | 2629.6 | 899595 | 1038586.62 |  | Electric Utility | N | OP |  |  |  | Eastern
COALST | OH | OH-Eastern | Kyger Creek | 2876 | 5 | BIT | ST | 217.3 | 192.2 | 2629.6 | 1049047 | 1214638.66 |  | Electric Utility | N | OP |  |  |  | Eastern
EXCLUDE | OH | OH-Eastern | FirstEnergy Acme | 2877 | 2 | BIT | ST | 72 | 72 | 0 | 0 | 0 |  | IPP Non-CHP | N | RE | 1994 | Retired prior to 2012 |  | Eastern
COALST | OH | OH-Eastern | FirstEnergy Bay Shore | 2878 | 1 | PC | ST | 140.6 | 136 | 2100 | 1024856 | 1454676.26 |  | IPP Non-CHP | N | OP |  |  |  | Eastern
COALST | OH | OH-Eastern | FirstEnergy Bay Shore | 2878 | 2 | SUB | ST | 140.6 | 138 | 2000 | 16317 | 35652.35 |  | IPP Non-CHP | N | RE | 2012 |  |  | Eastern
COALST | OH | OH-Eastern | FirstEnergy Bay Shore | 2878 | 3 | SUB | ST | 140.6 | 142 | 2300 | 128956 | 187031.92 |  | IPP Non-CHP | N | RE | 2012 |  |  | Eastern
COALST | OH | OH-Eastern | FirstEnergy Bay Shore | 2878 | 4 | SUB | ST | 217.6 | 215 | 3200 | 213557 | 296557.69 |  | IPP Non-CHP | N | RE | 2012 |  |  | Eastern
EXCLUDE | OH | OH-Eastern | FirstEnergy Bay Shore | 2878 | CT | DFO | GT | 16 | 16 | 0 | -27 | 110.87 |  | IPP Non-CHP | N | OP |  | Simple cycle unit |  | Eastern
EXCLUDE | OH | OH-Eastern | Richland | 2880 | 1 | DFO | GT | 15 | 11 | 166 | 5781.8 | 4244.68 |  | IPP Non-CHP | N | OP |  | Simple cycle unit |  | Eastern
EXCLUDE | OH | OH-Eastern | Richland | 2880 | 2 | NG | GT | 15 | 11 | 166 | 5781.8 | 4244.68 |  | IPP Non-CHP | N | OP |  | Simple cycle unit |  | Eastern
EXCLUDE | OH | OH-Eastern | Richland | 2880 | 3 | NG | GT | 15 | 11 | 166 | 5781.8 | 4244.68 |  | IPP Non-CHP | N | OP |  | Simple cycle unit |  | Eastern
EXCLUDE | OH | OH-Eastern | Richland | 2880 | 4 | NG | GT | 135 | 112 | 1494 | 52036.2 | 38202.12 |  | IPP Non-CHP | N | OP |  | Simple cycle unit |  | Eastern
EXCLUDE | OH | OH-Eastern | Richland | 2880 | 5 | NG | GT | 135 | 112 | 1494 | 52036.2 | 38202.12 |  | IPP Non-CHP | N | OP |  | Simple cycle unit |  | Eastern
EXCLUDE | OH | OH-Eastern | Richland | 2880 | 6 | NG | GT | 135 | 112 | 1494 | 52036.2 | 38202.12 |  | IPP Non-CHP | N | OP |  | Simple cycle unit |  | Eastern
EXCLUDE | OH | OH-Eastern | Stryker | 2881 | 1 | DFO | GT | 19 | 17 | 0 | 45 | 113.4 |  | IPP Non-CHP | N | OP |  | Simple cycle unit |  | Eastern
EXCLUDE | OH | OH-Eastern | Arcanum | 2902 | 1 | DFO | IC | 0.7 | 0.8 | 0 | 0 | 0 |  | Electric Utility | N | OP |  | Internal Combustion |  | Eastern
EXCLUDE | OH | OH-Eastern | Arcanum | 2902 | 2 | DFO | IC | 0.5 | 0.6 | 0 | 0 | 0 |  | Electric Utility | N | OP |  | Internal Combustion |  | Eastern
EXCLUDE | OH | OH-Eastern | Bryan | 2903 | 1 | NG | GT | 15.8 | 12.5 | 0 | 444.8 | 726.11 |  | Electric Utility | N | OP |  | Simple cycle unit |  | Eastern
EXCLUDE | OH | OH-Eastern | Bryan | 2903 | 2 | NG | GT | 16 | 12.5 | 0 | 450.43 | 735.3 |  | Electric Utility | N | OP |  | Simple cycle unit |  | Eastern
EXCLUDE | OH | OH-Eastern | Bryan | 2903 | 5 | DFO | IC | 2.5 | 2.5 | 0 | 0 | 0 |  | Electric Utility | N | OP |  | Internal Combustion |  | Eastern
EXCLUDE | OH | OH-Eastern | Bryan | 2903 | 6 | NG | GT | 5 | 4 | 0 | 140.76 | 229.78 |  | Electric Utility | N | OP |  | Simple cycle unit |  | Eastern
EXCLUDE | OH | OH-Eastern | Collinwood | 2906 | 3 | NG | GT | 16 | 16 | 0 | 265 | 205.49 |  | Electric Utility | N | OP |  | Simple cycle unit |  | Eastern
EXCLUDE | OH | OH-Eastern | Lake Road | 2908 | 10 | BIT | ST | 25 | 25 | 0 | 0 | 0 |  | Electric Utility | N | RE | 1994 | Retired prior to 2012 |  | Eastern
EXCLUDE | OH | OH-Eastern | Lake Road | 2908 | 11 | BIT | ST | 85 | 85 | 0 | 0 | 0 |  | Electric Utility | N | RE | 1994 | Retired prior to 2012 |  | Eastern
EXCLUDE | OH | OH-Eastern | Lake Road | 2908 | 8 | BIT | ST | 25 | 25 | 0 | 0 | 0 |  | Electric Utility | N | RE | 1994 | Retired prior to 2012 |  | Eastern
EXCLUDE | OH | OH-Eastern | Lake Road | 2908 | 9 | BIT | ST | 25 | 25 | 0 | 0 | 0 |  | Electric Utility | N | RE | 1994 | Retired prior to 2012 |  | Eastern
EXCLUDE | OH | OH-Eastern | West 41st Street | 2909 | 1 | NG | GT | 16 | 16 | 0 | 426 | 375.3 |  | Electric Utility | N | OP |  | Simple cycle unit |  | Eastern
EXCLUDE | OH | OH-Eastern | West 41st Street | 2909 | 2 | NG | GT | 16 | 16 | 0 | 426 | 375.3 |  | Electric Utility | N | OP |  | Simple cycle unit |  | Eastern
EXCLUDE | OH | OH-Eastern | Dover | 2914 | 2 | BIT | ST | 4 | 4 | 0 | 0 | 0 |  | Electric Utility | N | RE | 2007 | Retired prior to 2012 |  | Eastern
EXCLUDE | OH | OH-Eastern | Dover | 2914 | 3 | BIT | ST | 8 | 8 | 0 | 17255.56 | 27936.14 |  | Electric Utility | N | SB |  | Steam unit (PRMVR=ST) less than or equal to 25MW (i.e. 250 MMBtu/hr) |  | Eastern
EXCLUDE | OH | OH-Eastern | Dover | 2914 | 4 | BIT | ST | 19.5 | 15.2 | 0 | 42060.44 | 96030.49 |  | Electric Utility | N | OP |  | Steam unit (PRMVR=ST) less than or equal to 25MW (i.e. 250 MMBtu/hr) |  | Eastern
EXCLUDE | OH | OH-Eastern | Dover | 2914 | 5 | DFO | IC | 2.6 | 2.4 | 0 | 0 | 0 |  | Electric Utility | N | OP |  | Internal Combustion |  | Eastern
EXCLUDE | OH | OH-Eastern | Dover | 2914 | 6 | NG | GT | 19.5 | 15.3 | 0 | 167 | 17.3 |  | Electric Utility | N | OP |  | Simple cycle unit |  | Eastern
EXCLUDE | OH | OH-Eastern | Hamilton | 2917 | 5 | NG | ST | 10 | 10 | 0 | 510 | 471.15 |  | Electric Utility | N | OP |  | Steam unit (PRMVR=ST) less than or equal to 25MW (i.e. 250 MMBtu/hr) |  | Eastern
EXCLUDE | OH | OH-Eastern | Hamilton | 2917 | 7 | NG | ST | 25 | 25 | 0 | 2485 | 2295.68 |  | Electric Utility | N | OP |  | Steam unit (PRMVR=ST) less than or equal to 25MW (i.e. 250 MMBtu/hr) |  | Eastern
EXCLUDE | OH | OH-Eastern | Hamilton | 2917 | 8 | BIT | ST | 25 | 25 | 0 | 22674 | 20946.62 |  | Electric Utility | N | OP |  | Steam unit (PRMVR=ST) less than or equal to 25MW (i.e. 250 MMBtu/hr) |  | Eastern
COALST | OH | OH-Eastern | Hamilton | 2917 | 9 | BIT | ST | 50.6 | 51 | 729 | 82762 | 76456.92 |  | Electric Utility | N | OP |  |  |  | Eastern
EXCLUDE | OH | OH-Eastern | Hamilton | 2917 | GT1 | NG | GT | 11.2 | 8 | 0 | 0 | 0 |  | Electric Utility | N | RE | 2011 | Retired prior to 2012 |  | Eastern
EXCLUDE | OH | OH-Eastern | Hamilton | 2917 | GT2 | NG | GT | 16.3 | 12 | 0 | 567 | 523.8 |  | Electric Utility | N | OP |  | Simple cycle unit |  | Eastern
EXCLUDE | OH | OH-Eastern | Lebanon | 2921 | 1 | DFO | IC | 0.7 | 0.7 | 0 | 0 | 0 |  | Electric Utility | N | SB |  | Internal Combustion |  | Eastern
EXCLUDE | OH | OH-Eastern | Lebanon | 2921 | 3 | DFO | IC | 1.2 | 1.3 | 0 | 0 | 0 |  | Electric Utility | N | RE | 2008 | Retired prior to 2012 |  | Eastern
EXCLUDE | OH | OH-Eastern | Lebanon | 2921 | 4 | DFO | IC | 1.2 | 1.3 | 0 | 0 | 0 |  | Electric Utility | N | RE | 2008 | Retired prior to 2012 |  | Eastern
EXCLUDE | OH | OH-Eastern | Lebanon | 2921 | 5 | DFO | IC | 2 | 2 | 0 | 0 | 0 |  | Electric Utility | N | OP |  | Internal Combustion |  | Eastern
EXCLUDE | OH | OH-Eastern | Lebanon | 2921 | 6 | DFO | IC | 3 | 3 | 0 | 0 | 0 |  | Electric Utility | N | OP |  | Internal Combustion |  | Eastern
EXCLUDE | OH | OH-Eastern | Lebanon | 2921 | 7 | DFO | GT | 6 | 6 | 0 | 0 | 0 |  | Electric Utility | N | OP |  | Simple cycle unit |  | Eastern
EXCLUDE | OH | OH-Eastern | Lebanon | 2921 | 8 | DFO | IC | 5.6 | 5.6 | 0 | 0 | 0 |  | Electric Utility | N | OP |  | Internal Combustion |  | Eastern
EXCLUDE | OH | OH-Eastern | Lebanon | 2921 | 9 | DFO | GT | 14 | 14 | 0 | 0 | 0 |  | Electric Utility | N | OP |  | Simple cycle unit |  | Eastern
EXCLUDE | OH | OH-Eastern | Oberlin | 2933 | 1 | DFO | IC | 1.1 | 1 | 0 | 0 | 0 |  | Electric Utility | N | OP |  | Internal Combustion |  | Eastern
EXCLUDE | OH | OH-Eastern | Oberlin | 2933 | 10 | NG | IC | 0.5 | 0.5 | 0 | 0 | 0 |  | Electric Utility | N | OP |  | Internal Combustion |  | Eastern
EXCLUDE | OH | OH-Eastern | Oberlin | 2933 | 2 | DFO | IC | 0.9 | 1 | 0 | 0 | 0 |  | Electric Utility | N | RE | 2000 | Retired prior to 2012 |  | Eastern
EXCLUDE | OH | OH-Eastern | Oberlin | 2933 | 2A | NG | IC | 3.1 | 3.1 | 0 | 0 | 0 |  | Electric Utility | N | OP |  | Internal Combustion |  | Eastern
EXCLUDE | OH | OH-Eastern | Oberlin | 2933 | 3 | DFO | IC | 0.6 | 0.6 | 0 | 0 | 0 |  | Electric Utility | N | RE | 2000 | Retired prior to 2012 |  | Eastern
EXCLUDE | OH | OH-Eastern | Oberlin | 2933 | 3A | NG | IC | 3.1 | 3.1 | 0 | 0 | 0 |  | Electric Utility | N | OP |  | Internal Combustion |  | Eastern
EXCLUDE | OH | OH-Eastern | Oberlin | 2933 | 5 | NG | IC | 2 | 2 | 0 | 0 | 0 |  | Electric Utility | N | OP |  | Internal Combustion |  | Eastern
EXCLUDE | OH | OH-Eastern | Oberlin | 2933 | 6 | DFO | IC | 2.5 | 2 | 0 | 0 | 0 |  | Electric Utility | N | OP |  | Internal Combustion |  | Eastern
EXCLUDE | OH | OH-Eastern | Oberlin | 2933 | 7 | DFO | IC | 2.7 | 2.7 | 0 | 0 | 0 |  | Electric Utility | N | OP |  | Internal Combustion |  | Eastern
EXCLUDE | OH | OH-Eastern | Oberlin | 2933 | 8 | DFO | IC | 3 | 3 | 0 | 0 | 0 |  | Electric Utility | N | OP |  | Internal Combustion |  | Eastern
EXCLUDE | OH | OH-Eastern | Oberlin | 2933 | 9 | NG | IC | 0.4 | 0.4 | 0 | 0 | 0 |  | Electric Utility | N | OP |  | Internal Combustion |  | Eastern
EXCLUDE | OH | OH-Eastern | Oberlin | 2933 | IC4 | NG | IC | 2.1 | 2.1 | 0 | 0 | 0 |  | Electric Utility | N | OP |  | Internal Combustion |  | Eastern
EXCLUDE | OH | OH-Eastern | Orrville | 2935 | 10 | BIT | ST | 25 | 23 | 0 | 58085.8 | 109674.07 |  | Electric Utility | N | OP |  | Steam unit (PRMVR=ST) less than or equal to 25MW (i.e. 250 MMBtu/hr) |  | Eastern
EXCLUDE | OH | OH-Eastern | Orrville | 2935 | 11 | BIT | ST | 25 | 23 | 0 | 58085.8 | 98566.94 |  | Electric Utility | N | OP |  | Steam unit (PRMVR=ST) less than or equal to 25MW (i.e. 250 MMBtu/hr) |  | Eastern
EXCLUDE | OH | OH-Eastern | Orrville | 2935 | 7 | BIT | ST | 5 | 5 | 0 | 11617.16 | 18258.57 |  | Electric Utility | N | OS |  | Steam unit (PRMVR=ST) less than or equal to 25MW (i.e. 250 MMBtu/hr) |  | Eastern
EXCLUDE | OH | OH-Eastern | Orrville | 2935 | 8 | BIT | ST | 7.5 | 7.5 | 0 | 17425.74 | 27387.85 |  | Electric Utility | N | OS |  | Steam unit (PRMVR=ST) less than or equal to 25MW (i.e. 250 MMBtu/hr) |  | Eastern
EXCLUDE | OH | OH-Eastern | Orrville | 2935 | 9 | BIT | ST | 22 | 20 | 0 | 51115.5 | 100328.8 |  | Electric Utility | N | OP |  | Steam unit (PRMVR=ST) less than or equal to 25MW (i.e. 250 MMBtu/hr) |  | Eastern
EXCLUDE | OH | OH-Eastern | Painesville | 2936 | 3 | BIT | ST | 7.5 | 7 | 0 | 290 | 550.77 |  | Electric Utility | N | SB |  | Steam unit (PRMVR=ST) less than or equal to 25MW (i.e. 250 MMBtu/hr) |  | Eastern
EXCLUDE | OH | OH-Eastern | Painesville | 2936 | 5 | BIT | ST | 16.5 | 15.5 | 0 | 3973 | 7545.59 |  | Electric Utility | N | OP |  | Steam unit (PRMVR=ST) less than or equal to 25MW (i.e. 250 MMBtu/hr) |  | Eastern
EXCLUDE | OH | OH-Eastern | Painesville | 2936 | 7 | BIT | ST | 22 | 17.5 | 0 | 18388 | 34922.81 |  | Electric Utility | N | OP |  | Steam unit (PRMVR=ST) less than or equal to 25MW (i.e. 250 MMBtu/hr) |  | Eastern
EXCLUDE | OH | OH-Eastern | Painesville | 2936 | ST2 | BIT | ST | 7.5 | 7 | 0 | 3175.37 | 6030.72 |  | Electric Utility | N | SB |  | Steam unit (PRMVR=ST) less than or equal to 25MW (i.e. 250 MMBtu/hr) |  | Eastern
EXCLUDE | OH | OH-Eastern | Painesville | 2936 | WPCP1 | DFO | IC | 2 | 2 | 0 | 0 | 0 |  | Electric Utility | N | SB |  | Internal Combustion |  | Eastern
EXCLUDE | OH | OH-Eastern | Piqua Power Plant | 2937 | 10 | BIT | ST | 0.8 | 0.8 | 0 | 0 | 0 |  | Electric Utility | N | RE | 2007 | Retired prior to 2012 |  | Eastern
EXCLUDE | OH | OH-Eastern | Piqua Power Plant | 2937 | 11 | DFO | GT | 16.3 | 16.5 | 0 | -18.86 | 185.08 |  | Electric Utility | N | OP |  | Simple cycle unit |  | Eastern
EXCLUDE | OH | OH-Eastern | Piqua Power Plant | 2937 | 3 | BIT | ST | 4 | 4 | 0 | 0 | 0 |  | Electric Utility | N | RE | 2007 | Retired prior to 2012 |  | Eastern
EXCLUDE | OH | OH-Eastern | Piqua Power Plant | 2937 | 4 | BIT | ST | 7.5 | 7.5 | 0 | 0 | 0 |  | Electric Utility | N | RE | 2007 | Retired prior to 2012 |  | Eastern
EXCLUDE | OH | OH-Eastern | Piqua Power Plant | 2937 | 6 | BIT | ST | 12.5 | 12.5 | 0 | 0 | 0 |  | Electric Utility | N | RE | 2007 | Retired prior to 2012 |  | Eastern
EXCLUDE | OH | OH-Eastern | Piqua Power Plant | 2937 | 7 | BIT | ST | 20 | 20 | 0 | 0 | 0 |  | Electric Utility | N | RE | 2007 | Retired prior to 2012 |  | Eastern
EXCLUDE | OH | OH-Eastern | Piqua Power Plant | 2937 | 8 | DFO | GT | 20 | 20 | 0 | -23.14 | 227.09 |  | Electric Utility | N | OP |  | Simple cycle unit |  | Eastern
EXCLUDE | OH | OH-Eastern | St Marys | 2942 | 5 | BIT | ST | 6 | 5.8 | 0 | 0 | 0 |  | Electric Utility | N | RE | 2007 | Retired prior to 2012 |  | Eastern
EXCLUDE | OH | OH-Eastern | St Marys | 2942 | 6 | BIT | ST | 10 | 9 | 0 | 0 | 0 |  | Electric Utility | N | RE | 2007 | Retired prior to 2012 |  | Eastern
EXCLUDE | OH | OH-Eastern | St Marys | 2942 | 7 | DFO | GT | 14 | 12 | 0 | 223.44 | 366.54 |  | Electric Utility | N | SB | 2018 | Simple cycle unit |  | Eastern
EXCLUDE | OH | OH-Eastern | St Marys | 2942 | AUX | DFO | GT | 0.8 | 0.8 | 0 | 0 | 0 |  | Electric Utility | N | RE | 2007 | Retired prior to 2012 |  | Eastern
EXCLUDE | OH | OH-Eastern | St Marys | 2942 | GT1 | NG | GT | 11 | 10.4 | 0 | 175.56 | 206.47 |  | Electric Utility | N | SB |  | Simple cycle unit |  | Eastern
EXCLUDE | OH | OH-Eastern | Shelby Municipal Light Plant | 2943 | 1 | BIT | ST | 12.5 | 12 | 0 | 0 | 0 |  | Electric Utility | N | OS |  | Steam unit (PRMVR=ST) less than or equal to 25MW (i.e. 250 MMBtu/hr) |  | Eastern
EXCLUDE | OH | OH-Eastern | Shelby Municipal Light Plant | 2943 | 2 | BIT | ST | 12.5 | 12 | 0 | 0 | 0 |  | Electric Utility | N | OS |  | Steam unit (PRMVR=ST) less than or equal to 25MW (i.e. 250 MMBtu/hr) |  | Eastern
EXCLUDE | OH | OH-Eastern | Shelby Municipal Light Plant | 2943 | 3 | BIT | ST | 5 | 5 | 0 | 0 | 0 |  | Electric Utility | N | RE | 2012 | Steam unit (PRMVR=ST) less than or equal to 25MW (i.e. 250 MMBtu/hr) |  | Eastern
EXCLUDE | OH | OH-Eastern | Shelby Municipal Light Plant | 2943 | 4 | BIT | ST | 7 | 7 | 0 | 0 | 0 |  | Electric Utility | N | SB |  | Steam unit (PRMVR=ST) less than or equal to 25MW (i.e. 250 MMBtu/hr) |  | Eastern
EXCLUDE | OH | OH-Eastern | Shelby Municipal Light Plant | 2943 | IC1 | DFO | IC | 3 | 3 | 0 | 0 | 0 |  | Electric Utility | N | OP |  | Internal Combustion |  | Eastern
EXCLUDE | OH | OH-Eastern | Anadarko | 2945 | 10 | DFO | IC | 1.2 | 1.2 | 0 | 0 | 0 |  | Electric Utility | N | SB |  | Internal Combustion |  | Eastern
EXCLUDE | OH | OH-Eastern | Anadarko | 2945 | 11 | DFO | IC | 1.2 | 1.2 | 0 | 0 | 0 |  | Electric Utility | N | SB |  | Internal Combustion |  | Eastern
EXCLUDE | OH | OH-Eastern | Anadarko | 2945 | 6 | DFO | IC | 0.6 | 0.6 | 0 | 0 | 0 |  | Electric Utility | N | SB |  | Internal Combustion |  | Eastern
EXCLUDE | OH | OH-Eastern | Anadarko | 2945 | 7 | DFO | IC | 1.2 | 1.2 | 0 | 0 | 0 |  | Electric Utility | N | SB |  | Internal Combustion |  | Eastern
EXCLUDE | OH | OH-Eastern | Anadarko | 2945 | 8 | DFO | IC | 1.5 | 1.5 | 0 | 0 | 0 |  | Electric Utility | N | SB |  | Internal Combustion |  | Eastern
EXCLUDE | OH | OH-Eastern | Anadarko | 2945 | 9 | DFO | IC | 2.1 | 2.1 | 0 | 0 | 0 |  | Electric Utility | N | SB |  | Internal Combustion |  | Eastern
EXCLUDE | OK | OK-Eastern | Arbuckle | 2947 | 1 | NG | ST | 73 | 74 | 0 | 0 | 0 |  | Electric Utility | N | RE | 2002 | Retired prior to 2012 |  | Eastern
EXCLUDE | OK | OK-Eastern | Enid | 2950 | 1 | NG | GT | 15 | 11.1 | 0 | 0 | 0 |  | Electric Utility | N | RE | 2012 | Simple cycle unit |  | Eastern
EXCLUDE | OK | OK-Eastern | Enid | 2950 | 2 | NG | GT | 15 | 10.5 | 0 | 0 | 0 |  | Electric Utility | N | RE | 2012 | Simple cycle unit |  | Eastern
EXCLUDE | OK | OK-Eastern | Enid | 2950 | 3 | NG | GT | 15 | 11.5 | 0 | 0 | 0 |  | Electric Utility | N | RE | 2012 | Simple cycle unit |  | Eastern
EXCLUDE | OK | OK-Eastern | Enid | 2950 | 4 | NG | GT | 15 | 10.5 | 0 | 0 | 0 |  | Electric Utility | N | RE | 2012 | Simple cycle unit |  | Eastern
EXCLUDE | OK | OK-Eastern | Horseshoe Lake | 2951 | 10 | NG | GT | 60.5 | 45.5 | 550 | 15158.5 | 8896.37 |  | Electric Utility | N | OP |  | Simple cycle unit |  | Eastern
OGST | OK | OK-Eastern | Horseshoe Lake | 2951 | 6 | NG | ST | 163 | 171 | 2212 | 278082 | 209116.36 |  | Electric Utility | N | OP |  |  |  | Eastern
OGST | OK | OK-Eastern | Horseshoe Lake | 2951 | 8 | NG | ST | 443 | 399 | 5201 | 435100 | 382487.47 |  | Electric Utility | N | OP |  |  |  | Eastern
EXCLUDE | OK | OK-Eastern | Horseshoe Lake | 2951 | 9 | NG | GT | 60.5 | 45.5 | 550 | 15158.5 | 9469.08 |  | Electric Utility | N | OP |  | Simple cycle unit |  | Eastern
NGCC | OK | OK-Eastern | Horseshoe Lake | 2951 | GT7 | NG | CC | 27 | 9.1 | 3360 | 36108.29 | 24993.79 |  | Electric Utility | N | OP |  |  |  | Eastern
NGCC | OK | OK-Eastern | Horseshoe Lake | 2951 | ST7 | NG | CC | 220 | 212.9 | 3360 | 294215.71 | 203653.09 |  | Electric Utility | N | OP |  |  |  | Eastern
EXCLUDE | OK | OK-Eastern | Muskogee | 2952 | 3 | NG | ST | 173 | 171 | 0 | 0 | 0 |  | Electric Utility | N | RE | 2010 | Retired prior to 2012 |  | Eastern
COALST | OK | OK-Eastern | Muskogee | 2952 | 4 | SUB | ST | 572 | 488.5 | 6000 | 2661450 | 3235289.98 |  | Electric Utility | N | OP |  |  |  | Eastern
COALST | OK | OK-Eastern | Muskogee | 2952 | 5 | SUB | ST | 572 | 508.5 | 5876 | 2910758 | 3245576.66 |  | Electric Utility | N | OP |  |  |  | Eastern
COALST | OK | OK-Eastern | Muskogee | 2952 | 6 | SUB | ST | 572 | 508 | 6163 | 2426394 | 3047221.31 |  | Electric Utility | N | OP |  |  |  | Eastern
OGST | OK | OK-Eastern | Mustang | 2953 | 1 | NG | ST | 82 | 52 | 654 | 14216 | 12027.5 |  | Electric Utility | N | OP |  |  |  | Eastern
OGST | OK | OK-Eastern | Mustang | 2953 | 2 | NG | ST | 63 | 52 | 673 | 19969 | 15983.25 |  | Electric Utility | N | OP |  |  |  | Eastern
OGST | OK | OK-Eastern | Mustang | 2953 | 3 | NG | ST | 133 | 117 | 1255 | 173566 | 112820.5 |  | Electric Utility | N | OP |  |  |  | Eastern
OGST | OK | OK-Eastern | Mustang | 2953 | 4 | NG | ST | 253 | 250 | 2638 | 315446 | 198678.32 |  | Electric Utility | N | OP |  |  |  | Eastern
EXCLUDE | OK | OK-Eastern | Mustang | 2953 | 5A | NG | GT | 41 | 32 | 0 | 2329 | 2098.28 |  | Electric Utility | N | OP |  | Simple cycle unit |  | Eastern
EXCLUDE | OK | OK-Eastern | Mustang | 2953 | 5B | NG | GT | 41 | 32 | 0 | 2329 | 2098.28 |  | Electric Utility | N | OP |  | Simple cycle unit |  | Eastern
OGST | OK | OK-Eastern | Seminole | 2956 | 1 | NG | ST | 567 | 464.5 | 5182 | 1110139 | 788487.27 |  | Electric Utility | N | OP |  |  |  | Eastern
OGST | OK | OK-Eastern | Seminole | 2956 | 2 | NG | ST | 567 | 490 | 5168 | 836088 | 559837.67 |  | Electric Utility | N | OP |  |  |  | Eastern
OGST | OK | OK-Eastern | Seminole | 2956 | 3 | NG | ST | 567 | 476.7 | 5177 | 1152797 | 784779.67 |  | Electric Utility | N | OP |  |  |  | Eastern
EXCLUDE | OK | OK-Eastern | Seminole | 2956 | GT1 | NG | GT | 23 | 16 | 0 | 310 | 300.64 |  | Electric Utility | N | OP |  | Simple cycle unit |  | Eastern
EXCLUDE | OK | OK-Eastern | Woodward | 2958 | GT1 | NG | GT | 11 | 9.5 | 0 | 0 | 0 |  | Electric Utility | N | RE | 2012 | Simple cycle unit |  | Eastern
NGCC | OK | OK-Eastern | Northeastern | 2963 | 1 | NG | CC | 170 | 131 | 1783 | 626139.68 | 299192.68 |  | Electric Utility | N | OP |  |  |  | Eastern
NGCC | OK | OK-Eastern | Northeastern | 2963 | 1A | NG | CC | 178.5 | 149 | 1783 | 657446.66 | 314152.32 |  | Electric Utility | N | OP |  |  |  | Eastern
NGCC | OK | OK-Eastern | Northeastern | 2963 | 1B | NG | CC | 178.5 | 149 | 1783 | 657446.66 | 314152.32 |  | Electric Utility | N | OP |  |  |  | Eastern
OGST | OK | OK-Eastern | Northeastern | 2963 | 2 | NG | ST | 473 | 462 | 4754 | 1048590 | 610711.91 |  | Electric Utility | N | OP |  |  |  | Eastern
COALST | OK | OK-Eastern | Northeastern | 2963 | 3 | SUB | ST | 473 | 460 | 4775 | 2888665 | 3045968.1 |  | Electric Utility | N | OP |  |  |  | Eastern
COALST | OK | OK-Eastern | Northeastern | 2963 | 4 | SUB | ST | 473 | 460 | 4860 | 3068870 | 3284733.35 |  | Electric Utility | N | OP | 2016 |  |  | Eastern
EXCLUDE | OK | OK-Eastern | Northeastern | 2963 | IC1 | DFO | IC | 4.5 | 4 | 0 | 0 | 0 |  | Electric Utility | N | OP |  | Internal Combustion |  | Eastern
OGST | OK | OK-Eastern | Southwestern | 2964 | 1 | NG | ST | 84 | 78 | 964 | 79081 | 68046.95 |  | Electric Utility | N | OP |  |  |  | Eastern
OGST | OK | OK-Eastern | Southwestern | 2964 | 2 | NG | ST | 84 | 78 | 940 | 18280 | 17663.69 |  | Electric Utility | N | OP |  |  |  | Eastern
OGST | OK | OK-Eastern | Southwestern | 2964 | 3 | NG | ST | 315 | 295 | 3290 | 678926 | 507185.49 |  | Electric Utility | N | OP |  |  |  | Eastern
EXCLUDE | OK | OK-Eastern | Southwestern | 2964 | 4 | NG | GT | 86.5 | 76 | 1150 | 31524.5 | 26389.3 |  | Electric Utility | N | OP |  | Simple cycle unit |  | Eastern
EXCLUDE | OK | OK-Eastern | Southwestern | 2964 | 5 | NG | GT | 86.5 | 76 | 1150 | 31524.5 | 23348.9 |  | Electric Utility | N | OP |  | Simple cycle unit |  | Eastern
EXCLUDE | OK | OK-Eastern | Southwestern | 2964 | IC1 | DFO | IC | 2 | 2 | 0 | 0 | 0 |  | Electric Utility | N | OS |  | Internal Combustion |  | Eastern
OGST | OK | OK-Eastern | Tulsa | 2965 | 2 | NG | ST | 170 | 150 | 1818 | 114996 | 108593.69 |  | Electric Utility | N | OP |  |  |  | Eastern
OGST | OK | OK-Eastern | Tulsa | 2965 | 3 | NG | ST | 95 | 65 | 0 | 0 | 0 |  | Electric Utility | N | RE | 2012 |  |  | Eastern
OGST | OK | OK-Eastern | Tulsa | 2965 | 4 | NG | ST | 170 | 155 | 1268 | 121533 | 107036.71 |  | Electric Utility | N | OP |  |  |  | Eastern
EXCLUDE | OK | OK-Eastern | Tulsa | 2965 | IC1 | DFO | IC | 8.2 | 8.3 | 0 | 0 | 0 |  | Electric Utility | N | OP |  | Internal Combustion |  | Eastern
EXCLUDE | OK | OK-Eastern | Weleetka | 2966 | 4 | NG | GT | 53 | 55 | 0 | 2941 | 2613.15 |  | Electric Utility | N | OP |  | Simple cycle unit |  | Eastern
EXCLUDE | OK | OK-Eastern | Weleetka | 2966 | 5 | NG | GT | 53 | 53 | 0 | 2941 | 2613.15 |  | Electric Utility | N | OP |  | Simple cycle unit |  | Eastern
EXCLUDE | OK | OK-Eastern | Weleetka | 2966 | 6 | NG | GT | 53 | 55 | 0 | 2941 | 2613.15 |  | Electric Utility | N | OP |  | Simple cycle unit |  | Eastern
EXCLUDE | OK | OK-Eastern | Weleetka | 2966 | IC1 | DFO | IC | 4 | 4 | 0 | 0 | 0 |  | Electric Utility | N | OP |  | Internal Combustion |  | Eastern
EXCLUDE | OK | OK-Eastern | Cushing | 2975 | 1 | DFO | IC | 2.5 | 1.8 | 0 | 0 | 0 |  | Electric Utility | N | OP |  | Internal Combustion |  | Eastern
EXCLUDE | OK | OK-Eastern | Cushing | 2975 | 10 | DFO | IC | 4.5 | 4 | 0 | 0 | 0 |  | Electric Utility | N | OP |  | Internal Combustion |  | Eastern
EXCLUDE | OK | OK-Eastern | Cushing | 2975 | 11 | DFO | IC | 6.3 | 6.3 | 0 | 0 | 0 |  | Electric Utility | N | OP |  | Internal Combustion |  | Eastern
EXCLUDE | OK | OK-Eastern | Cushing | 2975 | 2 | DFO | IC | 1 | 0.8 | 0 | 0 | 0 |  | Electric Utility | N | OP |  | Internal Combustion |  | Eastern
EXCLUDE | OK | OK-Eastern | Cushing | 2975 | 3 | DFO | IC | 0.5 | 0.4 | 0 | 0 | 0 |  | Electric Utility | N | OP |  | Internal Combustion |  | Eastern
EXCLUDE | OK | OK-Eastern | Cushing | 2975 | 4 | DFO | IC | 0.5 | 0.4 | 0 | 0 | 0 |  | Electric Utility | N | OP |  | Internal Combustion |  | Eastern
EXCLUDE | OK | OK-Eastern | Cushing | 2975 | 5 | DFO | IC | 0.5 | 0.4 | 0 | 0 | 0 |  | Electric Utility | N | OP |  | Internal Combustion |  | Eastern
EXCLUDE | OK | OK-Eastern | Cushing | 2975 | 6 | DFO | IC | 0.8 | 0.6 | 0 | 0 | 0 |  | Electric Utility | N | OP |  | Internal Combustion |  | Eastern
EXCLUDE | OK | OK-Eastern | Cushing | 2975 | 7 | DFO | IC | 2.5 | 1.9 | 0 | 0 | 0 |  | Electric Utility | N | OP |  | Internal Combustion |  | Eastern
EXCLUDE | OK | OK-Eastern | Cushing | 2975 | 8 | DFO | IC | 2.5 | 1.9 | 0 | 0 | 0 |  | Electric Utility | N | OP |  | Internal Combustion |  | Eastern
EXCLUDE | OK | OK-Eastern | Cushing | 2975 | 9 | DFO | IC | 3 | 2.7 | 0 | 0 | 0 |  | Electric Utility | N | OP |  | Internal Combustion |  | Eastern
EXCLUDE | OK | OK-Eastern | Fairview | 2978 | 1 | DFO | IC | 0.1 | 0.1 | 0 | 0 | 0 |  | Electric Utility | N | RE | 2000 | Retired prior to 2012 |  | Eastern
EXCLUDE | OK | OK-Eastern | Fairview | 2978 | 2 | DFO | IC | 0.5 | 0.4 | 0 | 0 | 0 |  | Electric Utility | N | RE | 2000 | Retired prior to 2012 |  | Eastern
EXCLUDE | OK | OK-Eastern | Fairview | 2978 | 4 | DFO | IC | 0.8 | 0.8 | 0 | 0 | 0 |  | Electric Utility | N | RE | 2012 | Internal Combustion |  | Eastern
EXCLUDE | OK | OK-Eastern | Fairview | 2978 | 5 | DFO | IC | 1 | 1 | 0 | 0 | 0 |  | Electric Utility | N | RE | 2012 | Internal Combustion |  | Eastern
EXCLUDE | OK | OK-Eastern | Markham | 2980 | 1 | WAT | HY | 32.1 | 32 | 0 | 24712.86 | 0 |  | Electric Utility | N | OP |  | Non Combustion (NUC, WAT, WND, GEO, or SUN) |  | Eastern
EXCLUDE | OK | OK-Eastern | Markham | 2980 | 2 | WAT | HY | 30 | 28 | 0 | 23096.14 | 0 |  | Electric Utility | N | OP |  | Non Combustion (NUC, WAT, WND, GEO, or SUN) |  | Eastern
EXCLUDE | OK | OK-Eastern | Markham | 2980 | 3 | WAT | HY | 30 | 29 | 0 | 23096.14 | 0 |  | Electric Utility | N | OP |  | Non Combustion (NUC, WAT, WND, GEO, or SUN) |  | Eastern
EXCLUDE | OK | OK-Eastern | Markham | 2980 | 4 | WAT | HY | 32.1 | 32 | 0 | 24712.86 | 0 |  | Electric Utility | N | OP |  | Non Combustion (NUC, WAT, WND, GEO, or SUN) |  | Eastern
EXCLUDE | OK | OK-Eastern | Pensacola | 2981 | 1 | WAT | HY | 21.6 | 20 | 0 | 31284.3 | 0 |  | Electric Utility | N | OP |  | Non Combustion (NUC, WAT, WND, GEO, or SUN) |  | Eastern
EXCLUDE | OK | OK-Eastern | Pensacola | 2981 | 2 | WAT | HY | 21.6 | 20 | 0 | 31284.3 | 0 |  | Electric Utility | N | OP |  | Non Combustion (NUC, WAT, WND, GEO, or SUN) |  | Eastern
EXCLUDE | OK | OK-Eastern | Pensacola | 2981 | 3 | WAT | HY | 21.6 | 20 | 0 | 31284.3 | 0 |  | Electric Utility | N | OP |  | Non Combustion (NUC, WAT, WND, GEO, or SUN) |  | Eastern
EXCLUDE | OK | OK-Eastern | Pensacola | 2981 | 4 | WAT | HY | 21.6 | 20 | 0 | 31284.3 | 0 |  | Electric Utility | N | OP |  | Non Combustion (NUC, WAT, WND, GEO, or SUN) |  | Eastern
EXCLUDE | OK | OK-Eastern | Pensacola | 2981 | 5 | WAT | HY | 21.6 | 20 | 0 | 31284.3 | 0 |  | Electric Utility | N | OP |  | Non Combustion (NUC, WAT, WND, GEO, or SUN) |  | Eastern
EXCLUDE | OK | OK-Eastern | Pensacola | 2981 | 6 | WAT | HY | 21.6 | 20 | 0 | 31284.3 | 0 |  | Electric Utility | N | OP |  | Non Combustion (NUC, WAT, WND, GEO, or SUN) |  | Eastern
EXCLUDE | OK | OK-Eastern | Pensacola | 2981 | A | WAT | HY | 0.5 | 0.5 | 0 | 724.17 | 0 |  | Electric Utility | N | OP |  | Non Combustion (NUC, WAT, WND, GEO, or SUN) |  | Eastern
EXCLUDE | OK | OK-Eastern | Salina | 2982 | 1 | WAT | PS | 48 | 43 | 0 | -19451.67 | 0 |  | Electric Utility | N | OP |  | Non Combustion (NUC, WAT, WND, GEO, or SUN) |  | Eastern
EXCLUDE | OK | OK-Eastern | Salina | 2982 | 2 | WAT | PS | 48 | 43 | 0 | -19451.67 | 0 |  | Electric Utility | N | OP |  | Non Combustion (NUC, WAT, WND, GEO, or SUN) |  | Eastern
EXCLUDE | OK | OK-Eastern | Salina | 2982 | 3 | WAT | PS | 48 | 43 | 0 | -19451.67 | 0 |  | Electric Utility | N | OP |  | Non Combustion (NUC, WAT, WND, GEO, or SUN) |  | Eastern
EXCLUDE | OK | OK-Eastern | Salina | 2982 | 4 | WAT | PS | 48 | 43 | 0 | -19451.67 | 0 |  | Electric Utility | N | OP |  | Non Combustion (NUC, WAT, WND, GEO, or SUN) |  | Eastern
EXCLUDE | OK | OK-Eastern | Salina | 2982 | 5 | WAT | PS | 48 | 44 | 0 | -19451.67 | 0 |  | Electric Utility | N | OP |  | Non Combustion (NUC, WAT, WND, GEO, or SUN) |  | Eastern
EXCLUDE | OK | OK-Eastern | Salina | 2982 | 6 | WAT | PS | 48 | 44 | 0 | -19451.67 | 0 |  | Electric Utility | N | OP |  | Non Combustion (NUC, WAT, WND, GEO, or SUN) |  | Eastern
EXCLUDE | OK | OK-Eastern | Keystone | 2984 | 1 | WAT | HY | 35 | 40 | 0 | 56602 | 0 |  | Electric Utility | N | OP |  | Non Combustion (NUC, WAT, WND, GEO, or SUN) |  | Eastern
EXCLUDE | OK | OK-Eastern | Keystone | 2984 | 2 | WAT | HY | 35 | 40 | 0 | 56602 | 0 |  | Electric Utility | N | OP |  | Non Combustion (NUC, WAT, WND, GEO, or SUN) |  | Eastern
EXCLUDE | OK | OK-Eastern | Robert S Kerr | 2985 | 1 | WAT | HY | 27.5 | 31.6 | 0 | 61110.75 | 0 |  | Electric Utility | N | OP |  | Non Combustion (NUC, WAT, WND, GEO, or SUN) |  | Eastern
EXCLUDE | OK | OK-Eastern | Robert S Kerr | 2985 | 2 | WAT | HY | 27.5 | 31.6 | 0 | 61110.75 | 0 |  | Electric Utility | N | OP |  | Non Combustion (NUC, WAT, WND, GEO, or SUN) |  | Eastern
EXCLUDE | OK | OK-Eastern | Robert S Kerr | 2985 | 3 | WAT | HY | 27.5 | 31.6 | 0 | 61110.75 | 0 |  | Electric Utility | N | OP |  | Non Combustion (NUC, WAT, WND, GEO, or SUN) |  | Eastern
EXCLUDE | OK | OK-Eastern | Robert S Kerr | 2985 | 4 | WAT | HY | 27.5 | 31.6 | 0 | 61110.75 | 0 |  | Electric Utility | N | OP |  | Non Combustion (NUC, WAT, WND, GEO, or SUN) |  | Eastern
EXCLUDE | OK | OK-Eastern | Kingfisher | 2986 | 3 | NG | IC | 2.8 | 2.9 | 0 | 0 | 0 |  | Electric Utility | N | OP |  | Internal Combustion |  | Eastern
EXCLUDE | OK | OK-Eastern | Kingfisher | 2986 | 4 | NG | IC | 1.3 | 1.2 | 0 | 0 | 0 |  | Electric Utility | N | OP |  | Internal Combustion |  | Eastern
EXCLUDE | OK | OK-Eastern | Kingfisher | 2986 | 5 | NG | IC | 3.1 | 3 | 0 | 0 | 0 |  | Electric Utility | N | OP |  | Internal Combustion |  | Eastern
EXCLUDE | OK | OK-Eastern | Kingfisher | 2986 | IC1 | NG | IC | 1.1 | 1 | 0 | 0 | 0 |  | Electric Utility | N | OP |  | Internal Combustion |  | Eastern
EXCLUDE | OK | OK-Eastern | Kingfisher | 2986 | IC2 | NG | IC | 0.8 | 0.6 | 0 | 0 | 0 |  | Electric Utility | N | OP |  | Internal Combustion |  | Eastern
EXCLUDE | OK | OK-Eastern | Webbers Falls | 2987 | 1 | WAT | HY | 20 | 23 | 0 | 25405.33 | 0 |  | Electric Utility | N | OP |  | Non Combustion (NUC, WAT, WND, GEO, or SUN) |  | Eastern
EXCLUDE | OK | OK-Eastern | Webbers Falls | 2987 | 2 | WAT | HY | 20 | 23 | 0 | 25405.33 | 0 |  | Electric Utility | N | OP |  | Non Combustion (NUC, WAT, WND, GEO, or SUN) |  | Eastern
EXCLUDE | OK | OK-Eastern | Webbers Falls | 2987 | 3 | WAT | HY | 20 | 23 | 0 | 25405.33 | 0 |  | Electric Utility | N | OP |  | Non Combustion (NUC, WAT, WND, GEO, or SUN) |  | Eastern
EXCLUDE | OK | OK-Eastern | Mangum | 2991 | 1 | NG | IC | 1.1 | 0.9 | 0 | 0 | 0 |  | Electric Utility | N | OP |  | Internal Combustion |  | Eastern
EXCLUDE | OK | OK-Eastern | Mangum | 2991 | 2 | NG | IC | 0.6 | 0.5 | 0 | 0 | 0 |  | Electric Utility | N | RE | 2007 | Retired prior to 2012 |  | Eastern
EXCLUDE | OK | OK-Eastern | Mangum | 2991 | 3 | NG | IC | 0.4 | 0.2 | 0 | 0 | 0 |  | Electric Utility | N | RE | 2007 | Retired prior to 2012 |  | Eastern
EXCLUDE | OK | OK-Eastern | Mangum | 2991 | 4 | NG | IC | 1.5 | 1.2 | 0 | 0 | 0 |  | Electric Utility | N | OP |  | Internal Combustion |  | Eastern
EXCLUDE | OK | OK-Eastern | Mangum | 2991 | 5 | NG | IC | 2 | 1.7 | 0 | 0 | 0 |  | Electric Utility | N | OP |  | Internal Combustion |  | Eastern
EXCLUDE | OK | OK-Eastern | Mangum | 2991 | 6 | NG | IC | 2.1 | 1.6 | 0 | 0 | 0 |  | Electric Utility | N | OP |  | Internal Combustion |  | Eastern
EXCLUDE | OK | OK-Eastern | Pawhuska | 2995 | 1 | DFO | IC | 1.4 | 1.1 | 0 | 0 | 0 |  | Electric Utility | N | OP |  | Internal Combustion |  | Eastern
EXCLUDE | OK | OK-Eastern | Pawhuska | 2995 | 2 | DFO | IC | 2 | 1.2 | 0 | 0 | 0 |  | Electric Utility | N | OP |  | Internal Combustion |  | Eastern
EXCLUDE | OK | OK-Eastern | Pawhuska | 2995 | 3 | DFO | IC | 3.1 | 2.5 | 0 | 0 | 0 |  | Electric Utility | N | OP |  | Internal Combustion |  | Eastern
EXCLUDE | OK | OK-Eastern | Pawhuska | 2995 | 5 | DFO | IC | 2.5 | 2 | 0 | 0 | 0 |  | Electric Utility | N | OP |  | Internal Combustion |  | Eastern
EXCLUDE | OK | OK-Eastern | Boomer Lake Station | 3000 | 1 | NG | ST | 10 | 10.9 | 0 | 63 | 72.93 |  | Electric Utility | N | OP |  | Steam unit (PRMVR=ST) less than or equal to 25MW (i.e. 250 MMBtu/hr) |  | Eastern
EXCLUDE | OK | OK-Eastern | Boomer Lake Station | 3000 | 2 | NG | ST | 12.7 | 12.9 | 0 | 56 | 64.82 |  | Electric Utility | N | OP |  | Steam unit (PRMVR=ST) less than or equal to 25MW (i.e. 250 MMBtu/hr) |  | Eastern
EXCLUDE | OK | OK-Eastern | Boomer Lake Station | 3000 | 3 | DFO | IC | 2 | 2 | 0 | 0 | 0 |  | Electric Utility | N | OP |  | Internal Combustion |  | Eastern
EXCLUDE | OK | OK-Eastern | Boomer Lake Station | 3000 | 4 | DFO | IC | 2 | 2 | 0 | 0 | 0 |  | Electric Utility | N | OP |  | Internal Combustion |  | Eastern
EXCLUDE | OK | OK-Eastern | Boomer Lake Station | 3000 | 5 | DFO | IC | 2 | 2 | 0 | 0 | 0 |  | Electric Utility | N | OP |  | Internal Combustion |  | Eastern
EXCLUDE | OK | OK-Eastern | Fort Gibson | 3003 | 1 | WAT | HY | 11.2 | 12.9 | 0 | 21212 | 0 |  | Electric Utility | N | OP |  | Non Combustion (NUC, WAT, WND, GEO, or SUN) |  | Eastern
EXCLUDE | OK | OK-Eastern | Fort Gibson | 3003 | 2 | WAT | HY | 11.2 | 12.9 | 0 | 21212 | 0 |  | Electric Utility | N | OP |  | Non Combustion (NUC, WAT, WND, GEO, or SUN) |  | Eastern
EXCLUDE | OK | OK-Eastern | Fort Gibson | 3003 | 3 | WAT | HY | 11.2 | 12.9 | 0 | 21212 | 0 |  | Electric Utility | N | OP |  | Non Combustion (NUC, WAT, WND, GEO, or SUN) |  | Eastern
EXCLUDE | OK | OK-Eastern | Fort Gibson | 3003 | 4 | WAT | HY | 11.2 | 12.5 | 0 | 21212 | 0 |  | Electric Utility | N | OP |  | Non Combustion (NUC, WAT, WND, GEO, or SUN) |  | Eastern
EXCLUDE | OK | OK-Eastern | Tenkiller Ferry | 3004 | 1 | WAT | HY | 19.5 | 21 | 0 | 37158.5 | 0 |  | Electric Utility | N | OP |  | Non Combustion (NUC, WAT, WND, GEO, or SUN) |  | Eastern
EXCLUDE | OK | OK-Eastern | Tenkiller Ferry | 3004 | 2 | WAT | HY | 19.5 | 21 | 0 | 37158.5 | 0 |  | Electric Utility | N | OP |  | Non Combustion (NUC, WAT, WND, GEO, or SUN) |  | Eastern
EXCLUDE | OK | OK-Eastern | Anadarko Plant | 3006 | 1 | NG | ST | 17.3 | 12 | 0 | 46 | 48.65 |  | Electric Utility | N | SB |  | Steam unit (PRMVR=ST) less than or equal to 25MW (i.e. 250 MMBtu/hr) |  | Eastern
EXCLUDE | OK | OK-Eastern | Anadarko Plant | 3006 | 10 | NG | GT | 45 | 45 | 475 | 7202.07 | 4626.56 |  | Electric Utility | N | OP |  | Simple cycle unit |  | Eastern
EXCLUDE | OK | OK-Eastern | Anadarko Plant | 3006 | 11 | NG | GT | 45 | 45 | 525 | 7202.07 | 4523.51 |  | Electric Utility | N | OP |  | Simple cycle unit |  | Eastern
EXCLUDE | OK | OK-Eastern | Anadarko Plant | 3006 | 2 | NG | ST | 17.3 | 12 | 0 | 0 | 0 |  | Electric Utility | N | SB |  | Steam unit (PRMVR=ST) less than or equal to 25MW (i.e. 250 MMBtu/hr) |  | Eastern
OGST | OK | OK-Eastern | Anadarko Plant | 3006 | 3 | NG | ST | 50 | 44 | 800 | 11799 | 8920 |  | Electric Utility | N | SB |  |  |  | Eastern
NGCC | OK | OK-Eastern | Anadarko Plant | 3006 | 4 | NG | CC | 105.1 | 94 | 0 | 339574.67 | 180378.1 |  | Electric Utility | N | OP |  |  |  | Eastern
NGCC | OK | OK-Eastern | Anadarko Plant | 3006 | 5 | NG | CC | 105.1 | 94 | 0 | 339574.67 | 180378.1 |  | Electric Utility | N | OP |  |  |  | Eastern
NGCC | OK | OK-Eastern | Anadarko Plant | 3006 | 6 | NG | CC | 105.1 | 94 | 0 | 339574.67 | 180378.1 |  | Electric Utility | N | OP |  |  |  | Eastern
EXCLUDE | OK | OK-Eastern | Anadarko Plant | 3006 | 9 | NG | GT | 45 | 45 | 478 | 7202.07 | 4335.98 |  | Electric Utility | N | OP |  | Simple cycle unit |  | Eastern
OGST | OK | OK-Eastern | Mooreland | 3008 | 1 | NG | ST | 45 | 50 | 756 | 24658 | 18871.81 |  | Electric Utility | N | OP |  |  |  | Eastern
OGST | OK | OK-Eastern | Mooreland | 3008 | 2 | NG | ST | 125 | 132 | 1624 | 135984 | 91342.53 |  | Electric Utility | N | OP |  |  |  | Eastern
OGST | OK | OK-Eastern | Mooreland | 3008 | 3 | NG | ST | 135 | 140 | 1755 | 157570 | 108849.87 |  | Electric Utility | N | OP |  |  |  | Eastern
EXCLUDE | OR | OR-Western | Hells Canyon | 3013 | 1 | WAT | HY | 130.5 | 145.8 | 0 | 694734.33 | 0 |  | Electric Utility | N | OP |  | Non Combustion (NUC, WAT, WND, GEO, or SUN) |  | Western
EXCLUDE | OR | OR-Western | Hells Canyon | 3013 | 2 | WAT | HY | 130.5 | 150 | 0 | 694734.33 | 0 |  | Electric Utility | N | OP |  | Non Combustion (NUC, WAT, WND, GEO, or SUN) |  | Western
EXCLUDE | OR | OR-Western | Hells Canyon | 3013 | 3 | WAT | HY | 130.5 | 149.2 | 0 | 694734.33 | 0 |  | Electric Utility | N | OP |  | Non Combustion (NUC, WAT, WND, GEO, or SUN) |  | Western
EXCLUDE | OR | OR-Western | Oxbow | 3014 | 1 | WAT | HY | 47.5 | 55.3 | 0 | 273092.5 | 0 |  | Electric Utility | N | OP |  | Non Combustion (NUC, WAT, WND, GEO, or SUN) |  | Western
EXCLUDE | OR | OR-Western | Oxbow | 3014 | 2 | WAT | HY | 47.5 | 54.8 | 0 | 273092.5 | 0 |  | Electric Utility | N | OP |  | Non Combustion (NUC, WAT, WND, GEO, or SUN) |  | Western
EXCLUDE | OR | OR-Western | Oxbow | 3014 | 3 | WAT | HY | 47.5 | 54.9 | 0 | 273092.5 | 0 |  | Electric Utility | N | OP |  | Non Combustion (NUC, WAT, WND, GEO, or SUN) |  | Western
EXCLUDE | OR | OR-Western | Oxbow | 3014 | 4 | WAT | HY | 47.5 | 54.8 | 0 | 273092.5 | 0 |  | Electric Utility | N | OP |  | Non Combustion (NUC, WAT, WND, GEO, or SUN) |  | Western
EXCLUDE | OR | OR-Western | Clearwater 1 | 3020 | 1 | WAT | HY | 15 | 18 | 0 | 50701 | 0 |  | Electric Utility | N | OP |  | Non Combustion (NUC, WAT, WND, GEO, or SUN) |  | Western
EXCLUDE | OR | OR-Western | Clearwater 2 | 3021 | 1 | WAT | HY | 26 | 31 | 0 | 54153 | 0 |  | Electric Utility | N | OP |  | Non Combustion (NUC, WAT, WND, GEO, or SUN) |  | Western
EXCLUDE | OR | OR-Western | Eagle Point | 3024 | 1 | WAT | HY | 2.8 | 2.8 | 0 | 17897 | 0 |  | Electric Utility | N | OP |  | Non Combustion (NUC, WAT, WND, GEO, or SUN) |  | Western
EXCLUDE | OR | OR-Western | East Side | 3025 | 1 | WAT | HY | 3.2 | 3 | 0 | 0 | 0 |  | Electric Utility | N | OP |  | Non Combustion (NUC, WAT, WND, GEO, or SUN) |  | Western
EXCLUDE | OR | OR-Western | Fish Creek | 3026 | 1 | WAT | HY | 11 | 10.4 | 0 | 42829 | 0 |  | Electric Utility | N | OP |  | Non Combustion (NUC, WAT, WND, GEO, or SUN) |  | Western
EXCLUDE | OR | OR-Western | John C Boyle | 3028 | 1 | WAT | HY | 50.3 | 50.4 | 0 | 122532.23 | 0 |  | Electric Utility | N | OP |  | Non Combustion (NUC, WAT, WND, GEO, or SUN) |  | Western
EXCLUDE | OR | OR-Western | John C Boyle | 3028 | 2 | WAT | HY | 48.4 | 47.6 | 0 | 117903.77 | 0 |  | Electric Utility | N | OP |  | Non Combustion (NUC, WAT, WND, GEO, or SUN) |  | Western
EXCLUDE | OR | OR-Western | Lemolo 1 | 3029 | 1 | WAT | HY | 32.8 | 32 | 0 | 166546 | 0 |  | Electric Utility | N | OP |  | Non Combustion (NUC, WAT, WND, GEO, or SUN) |  | Western
EXCLUDE | OR | OR-Western | Powerdale | 3031 | 1 | WAT | HY | 6 | 6 | 0 | 0 | 0 |  | Electric Utility | N | RE | 2007 | Retired prior to 2012 |  | Western
EXCLUDE | OR | OR-Western | Prospect 1 | 3032 | 1 | WAT | HY | 3.8 | 4.6 | 0 | 20393 | 0 |  | Electric Utility | N | OP |  | Non Combustion (NUC, WAT, WND, GEO, or SUN) |  | Western
EXCLUDE | OR | OR-Western | Prospect 2 | 3033 | 1 | WAT | HY | 16 | 18 | 0 | 119023.5 | 0 |  | Electric Utility | N | OP |  | Non Combustion (NUC, WAT, WND, GEO, or SUN) |  | Western
EXCLUDE | OR | OR-Western | Prospect 2 | 3033 | 2 | WAT | HY | 16 | 18 | 0 | 119023.5 | 0 |  | Electric Utility | N | OP |  | Non Combustion (NUC, WAT, WND, GEO, or SUN) |  | Western
EXCLUDE | OR | OR-Western | Prospect 3 | 3034 | 1 | WAT | HY | 7.2 | 7.7 | 0 | 37518 | 0 |  | Electric Utility | N | OP |  | Non Combustion (NUC, WAT, WND, GEO, or SUN) |  | Western
EXCLUDE | OR | OR-Western | Prospect 4 | 3035 | 1 | WAT | HY | 1 | 0.9 | 0 | 3833 | 0 |  | Electric Utility | N | OP |  | Non Combustion (NUC, WAT, WND, GEO, or SUN) |  | Western
EXCLUDE | OR | OR-Western | Slide Creek | 3036 | 1 | WAT | HY | 18 | 18 | 0 | 96627 | 0 |  | Electric Utility | N | OP |  | Non Combustion (NUC, WAT, WND, GEO, or SUN) |  | Western
EXCLUDE | OR | OR-Western | Soda Springs | 3037 | 1 | WAT | HY | 11 | 11.6 | 0 | 50541 | 0 |  | Electric Utility | N | OP |  | Non Combustion (NUC, WAT, WND, GEO, or SUN) |  | Western
EXCLUDE | OR | OR-Western | Toketee Falls | 3040 | 1 | WAT | HY | 14.2 | 15 | 0 | 87929.33 | 0 |  | Electric Utility | N | OP |  | Non Combustion (NUC, WAT, WND, GEO, or SUN) |  | Western
EXCLUDE | OR | OR-Western | Toketee Falls | 3040 | 2 | WAT | HY | 14.2 | 15 | 0 | 87929.33 | 0 |  | Electric Utility | N | OP |  | Non Combustion (NUC, WAT, WND, GEO, or SUN) |  | Western
EXCLUDE | OR | OR-Western | Toketee Falls | 3040 | 3 | WAT | HY | 14.2 | 15 | 0 | 87929.33 | 0 |  | Electric Utility | N | OP |  | Non Combustion (NUC, WAT, WND, GEO, or SUN) |  | Western
EXCLUDE | OR | OR-Western | Wallowa Falls | 3041 | 1 | WAT | HY | 1.1 | 1 | 0 | 5611 | 0 |  | Electric Utility | N | OP |  | Non Combustion (NUC, WAT, WND, GEO, or SUN) |  | Western
EXCLUDE | OR | OR-Western | Bull Run | 3044 | 1 | WAT | HY | 5.2 | 5.5 | 0 | 0 | 0 |  | Electric Utility | N | RE | 2008 | Retired prior to 2012 |  | Western
EXCLUDE | OR | OR-Western | Bull Run | 3044 | 2 | WAT | HY | 5.2 | 5.5 | 0 | 0 | 0 |  | Electric Utility | N | RE | 2008 | Retired prior to 2012 |  | Western
EXCLUDE | OR | OR-Western | Bull Run | 3044 | 3 | WAT | HY | 5.2 | 5.5 | 0 | 0 | 0 |  | Electric Utility | N | RE | 2008 | Retired prior to 2012 |  | Western
EXCLUDE | OR | OR-Western | Bull Run | 3044 | 4 | WAT | HY | 5.2 | 5.5 | 0 | 0 | 0 |  | Electric Utility | N | RE | 2008 | Retired prior to 2012 |  | Western
EXCLUDE | OR | OR-Western | Faraday | 3045 | 1 | WAT | HY | 3.1 | 3.9 | 0 | 14131.6 | 0 |  | Electric Utility | N | OP |  | Non Combustion (NUC, WAT, WND, GEO, or SUN) |  | Western
EXCLUDE | OR | OR-Western | Faraday | 3045 | 2 | WAT | HY | 3.1 | 3.9 | 0 | 14131.6 | 0 |  | Electric Utility | N | OP |  | Non Combustion (NUC, WAT, WND, GEO, or SUN) |  | Western
EXCLUDE | OR | OR-Western | Faraday | 3045 | 3 | WAT | HY | 2.7 | 3.4 | 0 | 12308.16 | 0 |  | Electric Utility | N | OP |  | Non Combustion (NUC, WAT, WND, GEO, or SUN) |  | Western
EXCLUDE | OR | OR-Western | Faraday | 3045 | 4 | WAT | HY | 4.5 | 5.6 | 0 | 20513.61 | 0 |  | Electric Utility | N | OP |  | Non Combustion (NUC, WAT, WND, GEO, or SUN) |  | Western
EXCLUDE | OR | OR-Western | Faraday | 3045 | 5 | WAT | HY | 4 | 5.1 | 0 | 18234.32 | 0 |  | Electric Utility | N | OP |  | Non Combustion (NUC, WAT, WND, GEO, or SUN) |  | Western
EXCLUDE | OR | OR-Western | Faraday | 3045 | 6 | WAT | HY | 19.2 | 23.9 | 0 | 87524.72 | 0 |  | Electric Utility | N | OP |  | Non Combustion (NUC, WAT, WND, GEO, or SUN) |  | Western
EXCLUDE | OR | OR-Western | North Fork | 3047 | 1 | WAT | HY | 19.2 | 27 | 0 | 118169.88 | 0 |  | Electric Utility | N | OP |  | Non Combustion (NUC, WAT, WND, GEO, or SUN) |  | Western
EXCLUDE | OR | OR-Western | North Fork | 3047 | 2 | WAT | HY | 21.6 | 31 | 0 | 132941.12 | 0 |  | Electric Utility | N | OP |  | Non Combustion (NUC, WAT, WND, GEO, or SUN) |  | Western
EXCLUDE | OR | OR-Western | Pelton | 3048 | 1 | WAT | HY | 45 | 38 | 0 | 186763.93 | 0 |  | Electric Utility | N | OP |  | Non Combustion (NUC, WAT, WND, GEO, or SUN) |  | Western
EXCLUDE | OR | OR-Western | Pelton | 3048 | 2 | WAT | HY | 32.4 | 36 | 0 | 134470.03 | 0 |  | Electric Utility | N | OP |  | Non Combustion (NUC, WAT, WND, GEO, or SUN) |  | Western
EXCLUDE | OR | OR-Western | Pelton | 3048 | 3 | WAT | HY | 32.4 | 36 | 0 | 134470.03 | 0 |  | Electric Utility | N | OP |  | Non Combustion (NUC, WAT, WND, GEO, or SUN) |  | Western
EXCLUDE | OR | OR-Western | River Mill | 3049 | 1 | WAT | HY | 3.3 | 4.3 | 0 | 20567.95 | 0 |  | Electric Utility | N | OP |  | Non Combustion (NUC, WAT, WND, GEO, or SUN) |  | Western
EXCLUDE | OR | OR-Western | River Mill | 3049 | 2 | WAT | HY | 3.3 | 4.3 | 0 | 20567.95 | 0 |  | Electric Utility | N | OP |  | Non Combustion (NUC, WAT, WND, GEO, or SUN) |  | Western
EXCLUDE | OR | OR-Western | River Mill | 3049 | 3 | WAT | HY | 3.3 | 4.3 | 0 | 20567.95 | 0 |  | Electric Utility | N | OP |  | Non Combustion (NUC, WAT, WND, GEO, or SUN) |  | Western
EXCLUDE | OR | OR-Western | River Mill | 3049 | 4 | WAT | HY | 3.9 | 5.2 | 0 | 24307.58 | 0 |  | Electric Utility | N | OP |  | Non Combustion (NUC, WAT, WND, GEO, or SUN) |  | Western
EXCLUDE | OR | OR-Western | River Mill | 3049 | 5 | WAT | HY | 5 | 6.6 | 0 | 31163.56 | 0 |  | Electric Utility | N | OP |  | Non Combustion (NUC, WAT, WND, GEO, or SUN) |  | Western
EXCLUDE | OR | OR-Western | Round Butte | 3050 | 1 | WAT | HY | 82.3 | 110 | 0 | 354568.33 | 0 |  | Electric Utility | N | OP |  | Non Combustion (NUC, WAT, WND, GEO, or SUN) |  | Western
EXCLUDE | OR | OR-Western | Round Butte | 3050 | 2 | WAT | HY | 82.3 | 121.5 | 0 | 354568.33 | 0 |  | Electric Utility | N | OP |  | Non Combustion (NUC, WAT, WND, GEO, or SUN) |  | Western
EXCLUDE | OR | OR-Western | Round Butte | 3050 | 3 | WAT | HY | 82.3 | 121.5 | 0 | 354568.33 | 0 |  | Electric Utility | N | OP |  | Non Combustion (NUC, WAT, WND, GEO, or SUN) |  | Western
EXCLUDE | OR | OR-Western | Sullivan | 3053 | 1 | WAT | HY | 1.2 | 1.4 | 0 | 9326.96 | 0 |  | Electric Utility | N | OP |  | Non Combustion (NUC, WAT, WND, GEO, or SUN) |  | Western
EXCLUDE | OR | OR-Western | Sullivan | 3053 | 10 | WAT | HY | 1.2 | 1.5 | 0 | 9326.96 | 0 |  | Electric Utility | N | OP |  | Non Combustion (NUC, WAT, WND, GEO, or SUN) |  | Western
EXCLUDE | OR | OR-Western | Sullivan | 3053 | 11 | WAT | HY | 1.2 | 1.4 | 0 | 9326.96 | 0 |  | Electric Utility | N | OP |  | Non Combustion (NUC, WAT, WND, GEO, or SUN) |  | Western
EXCLUDE | OR | OR-Western | Sullivan | 3053 | 12 | WAT | HY | 1.2 | 1.4 | 0 | 9326.96 | 0 |  | Electric Utility | N | OP |  | Non Combustion (NUC, WAT, WND, GEO, or SUN) |  | Western
EXCLUDE | OR | OR-Western | Sullivan | 3053 | 13 | WAT | HY | 1.2 | 1.2 | 0 | 9326.96 | 0 |  | Electric Utility | N | OP |  | Non Combustion (NUC, WAT, WND, GEO, or SUN) |  | Western
EXCLUDE | OR | OR-Western | Sullivan | 3053 | 2 | WAT | HY | 1.2 | 1.5 | 0 | 9326.96 | 0 |  | Electric Utility | N | OP |  | Non Combustion (NUC, WAT, WND, GEO, or SUN) |  | Western
EXCLUDE | OR | OR-Western | Sullivan | 3053 | 3 | WAT | HY | 1.2 | 1.5 | 0 | 9326.96 | 0 |  | Electric Utility | N | OP |  | Non Combustion (NUC, WAT, WND, GEO, or SUN) |  | Western
EXCLUDE | OR | OR-Western | Sullivan | 3053 | 4 | WAT | HY | 1.2 | 1.5 | 0 | 9326.96 | 0 |  | Electric Utility | N | OP |  | Non Combustion (NUC, WAT, WND, GEO, or SUN) |  | Western
EXCLUDE | OR | OR-Western | Sullivan | 3053 | 5 | WAT | HY | 1.2 | 1.5 | 0 | 9326.96 | 0 |  | Electric Utility | N | OP |  | Non Combustion (NUC, WAT, WND, GEO, or SUN) |  | Western
EXCLUDE | OR | OR-Western | Sullivan | 3053 | 6 | WAT | HY | 1.2 | 1.5 | 0 | 9326.96 | 0 |  | Electric Utility | N | OP |  | Non Combustion (NUC, WAT, WND, GEO, or SUN) |  | Western
EXCLUDE | OR | OR-Western | Sullivan | 3053 | 7 | WAT | HY | 1.2 | 1.5 | 0 | 9326.96 | 0 |  | Electric Utility | N | OP |  | Non Combustion (NUC, WAT, WND, GEO, or SUN) |  | Western
EXCLUDE | OR | OR-Western | Sullivan | 3053 | 8 | WAT | HY | 1.2 | 1.4 | 0 | 9326.96 | 0 |  | Electric Utility | N | OP |  | Non Combustion (NUC, WAT, WND, GEO, or SUN) |  | Western
EXCLUDE | OR | OR-Western | Sullivan | 3053 | 9 | WAT | HY | 1 | 1 | 0 | 7772.47 | 0 |  | Electric Utility | N | OP |  | Non Combustion (NUC, WAT, WND, GEO, or SUN) |  | Western
EXCLUDE | OR | OR-Western | Carmen Smith | 3067 | 1 | WAT | HY | 52.2 | 50 | 0 | 134301.97 | 0 |  | Electric Utility | N | OP |  | Non Combustion (NUC, WAT, WND, GEO, or SUN) |  | Western
EXCLUDE | OR | OR-Western | Carmen Smith | 3067 | 2 | WAT | HY | 52.2 | 50 | 0 | 134301.97 | 0 |  | Electric Utility | N | OP |  | Non Combustion (NUC, WAT, WND, GEO, or SUN) |  | Western
EXCLUDE | OR | OR-Western | Carmen Smith | 3067 | 3 | WAT | HY | 9.9 | 3.8 | 0 | 25471.06 | 0 |  | Electric Utility | N | OP |  | Non Combustion (NUC, WAT, WND, GEO, or SUN) |  | Western
EXCLUDE | OR | OR-Western | Leaburg | 3068 | 1 | WAT | HY | 8.4 | 4 | 0 | 52567.62 | 0 |  | Electric Utility | N | OP |  | Non Combustion (NUC, WAT, WND, GEO, or SUN) |  | Western
EXCLUDE | OR | OR-Western | Leaburg | 3068 | 2 | WAT | HY | 7.5 | 4 | 0 | 46935.38 | 0 |  | Electric Utility | N | OP |  | Non Combustion (NUC, WAT, WND, GEO, or SUN) |  | Western
EXCLUDE | OR | OR-Western | Walterville | 3071 | 1 | WAT | HY | 8 | 7.5 | 0 | 61212 | 0 |  | Electric Utility | N | OP |  | Non Combustion (NUC, WAT, WND, GEO, or SUN) |  | Western
EXCLUDE | OR | OR-Western | Big Cliff | 3074 | 1 | WAT | HY | 18 | 21 | 0 | 71487 | 0 |  | Electric Utility | N | OP |  | Non Combustion (NUC, WAT, WND, GEO, or SUN) |  | Western
EXCLUDE | OR | OR-Western | Bonneville | 3075 | 1 | WAT | HY | 43.2 | 43.2 | 0 | 219345.99 | 0 |  | Electric Utility | N | OP |  | Non Combustion (NUC, WAT, WND, GEO, or SUN) |  | Western
EXCLUDE | OR | OR-Western | Bonneville | 3075 | 10 | WAT | HY | 54 | 54 | 0 | 274182.49 | 0 |  | Electric Utility | N | OP |  | Non Combustion (NUC, WAT, WND, GEO, or SUN) |  | Western
EXCLUDE | OR | OR-Western | Bonneville | 3075 | 11 | WAT | HY | 66.5 | 66.5 | 0 | 337650.66 | 0 |  | Electric Utility | N | OP |  | Non Combustion (NUC, WAT, WND, GEO, or SUN) |  | Western
EXCLUDE | OR | OR-Western | Bonneville | 3075 | 12 | WAT | HY | 66.5 | 66.5 | 0 | 337650.66 | 0 |  | Electric Utility | N | OP |  | Non Combustion (NUC, WAT, WND, GEO, or SUN) |  | Western
EXCLUDE | OR | OR-Western | Bonneville | 3075 | 13 | WAT | HY | 66.5 | 66.5 | 0 | 337650.66 | 0 |  | Electric Utility | N | OP |  | Non Combustion (NUC, WAT, WND, GEO, or SUN) |  | Western
EXCLUDE | OR | OR-Western | Bonneville | 3075 | 14 | WAT | HY | 66.5 | 66.5 | 0 | 337650.66 | 0 |  | Electric Utility | N | OP |  | Non Combustion (NUC, WAT, WND, GEO, or SUN) |  | Western
EXCLUDE | OR | OR-Western | Bonneville | 3075 | 15 | WAT | HY | 66.5 | 66.5 | 0 | 337650.66 | 0 |  | Electric Utility | N | OP |  | Non Combustion (NUC, WAT, WND, GEO, or SUN) |  | Western
EXCLUDE | OR | OR-Western | Bonneville | 3075 | 16 | WAT | HY | 66.5 | 66.5 | 0 | 337650.66 | 0 |  | Electric Utility | N | OP |  | Non Combustion (NUC, WAT, WND, GEO, or SUN) |  | Western
EXCLUDE | OR | OR-Western | Bonneville | 3075 | 17 | WAT | HY | 66.5 | 66.5 | 0 | 337650.66 | 0 |  | Electric Utility | N | OP |  | Non Combustion (NUC, WAT, WND, GEO, or SUN) |  | Western
EXCLUDE | OR | OR-Western | Bonneville | 3075 | 18 | WAT | HY | 66.5 | 66.5 | 0 | 337650.66 | 0 |  | Electric Utility | N | OP |  | Non Combustion (NUC, WAT, WND, GEO, or SUN) |  | Western
EXCLUDE | OR | OR-Western | Bonneville | 3075 | 2 | WAT | HY | 59.5 | 59.5 | 0 | 302108.49 | 0 |  | Electric Utility | N | OP |  | Non Combustion (NUC, WAT, WND, GEO, or SUN) |  | Western
EXCLUDE | OR | OR-Western | Bonneville | 3075 | 3 | WAT | HY | 54 | 54 | 0 | 274182.49 | 0 |  | Electric Utility | N | OP |  | Non Combustion (NUC, WAT, WND, GEO, or SUN) |  | Western
EXCLUDE | OR | OR-Western | Bonneville | 3075 | 4 | WAT | HY | 54 | 54 | 0 | 274182.49 | 0 |  | Electric Utility | N | OP |  | Non Combustion (NUC, WAT, WND, GEO, or SUN) |  | Western
EXCLUDE | OR | OR-Western | Bonneville | 3075 | 5 | WAT | HY | 54 | 54 | 0 | 274182.49 | 0 |  | Electric Utility | N | OP |  | Non Combustion (NUC, WAT, WND, GEO, or SUN) |  | Western
EXCLUDE | OR | OR-Western | Bonneville | 3075 | 6 | WAT | HY | 54 | 54 | 0 | 274182.49 | 0 |  | Electric Utility | N | OP |  | Non Combustion (NUC, WAT, WND, GEO, or SUN) |  | Western
EXCLUDE | OR | OR-Western | Bonneville | 3075 | 7 | WAT | HY | 54 | 54 | 0 | 274182.49 | 0 |  | Electric Utility | N | OP |  | Non Combustion (NUC, WAT, WND, GEO, or SUN) |  | Western
EXCLUDE | OR | OR-Western | Bonneville | 3075 | 8 | WAT | HY | 54 | 54 | 0 | 274182.49 | 0 |  | Electric Utility | N | OP |  | Non Combustion (NUC, WAT, WND, GEO, or SUN) |  | Western
EXCLUDE | OR | OR-Western | Bonneville | 3075 | 9 | WAT | HY | 54 | 54 | 0 | 274182.49 | 0 |  | Electric Utility | N | OP |  | Non Combustion (NUC, WAT, WND, GEO, or SUN) |  | Western
EXCLUDE | OR | OR-Western | Bonneville | 3075 | F1 | WAT | HY | 13.1 | 13.1 | 0 | 66514.64 | 0 |  | Electric Utility | N | OP |  | Non Combustion (NUC, WAT, WND, GEO, or SUN) |  | Western
EXCLUDE | OR | OR-Western | Bonneville | 3075 | F2 | WAT | HY | 13.1 | 13.1 | 0 | 66514.64 | 0 |  | Electric Utility | N | OP |  | Non Combustion (NUC, WAT, WND, GEO, or SUN) |  | Western
EXCLUDE | OR | OR-Western | Cougar | 3076 | 1 | WAT | HY | 13 | 13 | 0 | 68429.5 | 0 |  | Electric Utility | N | OP |  | Non Combustion (NUC, WAT, WND, GEO, or SUN) |  | Western
EXCLUDE | OR | OR-Western | Cougar | 3076 | 2 | WAT | HY | 13 | 13 | 0 | 68429.5 | 0 |  | Electric Utility | N | OP |  | Non Combustion (NUC, WAT, WND, GEO, or SUN) |  | Western
EXCLUDE | OR | OR-Western | Detroit | 3077 | 1 | WAT | HY | 50 | 50 | 0 | 159176 | 0 |  | Electric Utility | N | OP |  | Non Combustion (NUC, WAT, WND, GEO, or SUN) |  | Western
EXCLUDE | OR | OR-Western | Detroit | 3077 | 2 | WAT | HY | 50 | 50 | 0 | 159176 | 0 |  | Electric Utility | N | OP |  | Non Combustion (NUC, WAT, WND, GEO, or SUN) |  | Western
EXCLUDE | OR | OR-Western | Dexter | 3078 | 1 | WAT | HY | 15 | 17 | 0 | 82059 | 0 |  | Electric Utility | N | OP |  | Non Combustion (NUC, WAT, WND, GEO, or SUN) |  | Western
EXCLUDE | OR | OR-Western | Green Peter | 3080 | 1 | WAT | HY | 40 | 40 | 0 | 156787.5 | 0 |  | Electric Utility | N | OP |  | Non Combustion (NUC, WAT, WND, GEO, or SUN) |  | Western
EXCLUDE | OR | OR-Western | Green Peter | 3080 | 2 | WAT | HY | 40 | 40 | 0 | 156787.5 | 0 |  | Electric Utility | N | OP |  | Non Combustion (NUC, WAT, WND, GEO, or SUN) |  | Western
EXCLUDE | OR | OR-Western | Hills Creek | 3081 | 1 | WAT | HY | 15 | 15 | 0 | 58574.5 | 0 |  | Electric Utility | N | OP |  | Non Combustion (NUC, WAT, WND, GEO, or SUN) |  | Western
EXCLUDE | OR | OR-Western | Hills Creek | 3081 | 2 | WAT | HY | 15 | 15 | 0 | 58574.5 | 0 |  | Electric Utility | N | OP |  | Non Combustion (NUC, WAT, WND, GEO, or SUN) |  | Western
EXCLUDE | OR | OR-Western | John Day | 3082 | 1 | WAT | HY | 135 | 135 | 0 | 652869.38 | 0 |  | Electric Utility | N | OP |  | Non Combustion (NUC, WAT, WND, GEO, or SUN) |  | Western
EXCLUDE | OR | OR-Western | John Day | 3082 | 10 | WAT | HY | 135 | 135 | 0 | 652869.38 | 0 |  | Electric Utility | N | OP |  | Non Combustion (NUC, WAT, WND, GEO, or SUN) |  | Western
EXCLUDE | OR | OR-Western | John Day | 3082 | 11 | WAT | HY | 135 | 135 | 0 | 652869.38 | 0 |  | Electric Utility | N | OP |  | Non Combustion (NUC, WAT, WND, GEO, or SUN) |  | Western
EXCLUDE | OR | OR-Western | John Day | 3082 | 12 | WAT | HY | 135 | 135 | 0 | 652869.38 | 0 |  | Electric Utility | N | OP |  | Non Combustion (NUC, WAT, WND, GEO, or SUN) |  | Western
EXCLUDE | OR | OR-Western | John Day | 3082 | 13 | WAT | HY | 135 | 135 | 0 | 652869.38 | 0 |  | Electric Utility | N | OP |  | Non Combustion (NUC, WAT, WND, GEO, or SUN) |  | Western
EXCLUDE | OR | OR-Western | John Day | 3082 | 14 | WAT | HY | 135 | 135 | 0 | 652869.38 | 0 |  | Electric Utility | N | OP |  | Non Combustion (NUC, WAT, WND, GEO, or SUN) |  | Western
EXCLUDE | OR | OR-Western | John Day | 3082 | 15 | WAT | HY | 135 | 135 | 0 | 652869.38 | 0 |  | Electric Utility | N | OP |  | Non Combustion (NUC, WAT, WND, GEO, or SUN) |  | Western
EXCLUDE | OR | OR-Western | John Day | 3082 | 16 | WAT | HY | 135 | 135 | 0 | 652869.38 | 0 |  | Electric Utility | N | OP |  | Non Combustion (NUC, WAT, WND, GEO, or SUN) |  | Western
EXCLUDE | OR | OR-Western | John Day | 3082 | 2 | WAT | HY | 135 | 135 | 0 | 652869.38 | 0 |  | Electric Utility | N | OP |  | Non Combustion (NUC, WAT, WND, GEO, or SUN) |  | Western
EXCLUDE | OR | OR-Western | John Day | 3082 | 3 | WAT | HY | 135 | 135 | 0 | 652869.38 | 0 |  | Electric Utility | N | OP |  | Non Combustion (NUC, WAT, WND, GEO, or SUN) |  | Western
EXCLUDE | OR | OR-Western | John Day | 3082 | 4 | WAT | HY | 135 | 135 | 0 | 652869.38 | 0 |  | Electric Utility | N | OP |  | Non Combustion (NUC, WAT, WND, GEO, or SUN) |  | Western
EXCLUDE | OR | OR-Western | John Day | 3082 | 5 | WAT | HY | 135 | 135 | 0 | 652869.38 | 0 |  | Electric Utility | N | OP |  | Non Combustion (NUC, WAT, WND, GEO, or SUN) |  | Western
EXCLUDE | OR | OR-Western | John Day | 3082 | 6 | WAT | HY | 135 | 135 | 0 | 652869.38 | 0 |  | Electric Utility | N | OP |  | Non Combustion (NUC, WAT, WND, GEO, or SUN) |  | Western
EXCLUDE | OR | OR-Western | John Day | 3082 | 7 | WAT | HY | 135 | 135 | 0 | 652869.38 | 0 |  | Electric Utility | N | OP |  | Non Combustion (NUC, WAT, WND, GEO, or SUN) |  | Western
EXCLUDE | OR | OR-Western | John Day | 3082 | 8 | WAT | HY | 135 | 135 | 0 | 652869.38 | 0 |  | Electric Utility | N | OP |  | Non Combustion (NUC, WAT, WND, GEO, or SUN) |  | Western
EXCLUDE | OR | OR-Western | John Day | 3082 | 9 | WAT | HY | 135 | 135 | 0 | 652869.38 | 0 |  | Electric Utility | N | OP |  | Non Combustion (NUC, WAT, WND, GEO, or SUN) |  | Western
EXCLUDE | OR | OR-Western | Lookout Point | 3083 | 1 | WAT | HY | 40 | 40 | 0 | 101803.67 | 0 |  | Electric Utility | N | OP |  | Non Combustion (NUC, WAT, WND, GEO, or SUN) |  | Western
EXCLUDE | OR | OR-Western | Lookout Point | 3083 | 2 | WAT | HY | 40 | 40 | 0 | 101803.67 | 0 |  | Electric Utility | N | OP |  | Non Combustion (NUC, WAT, WND, GEO, or SUN) |  | Western
EXCLUDE | OR | OR-Western | Lookout Point | 3083 | 3 | WAT | HY | 40 | 40 | 0 | 101803.67 | 0 |  | Electric Utility | N | OP |  | Non Combustion (NUC, WAT, WND, GEO, or SUN) |  | Western
EXCLUDE | OR | OR-Western | McNary | 3084 | 1 | WAT | HY | 70 | 70 | 0 | 410145.51 | 0 |  | Electric Utility | N | OP |  | Non Combustion (NUC, WAT, WND, GEO, or SUN) |  | Western
EXCLUDE | OR | OR-Western | McNary | 3084 | 10 | WAT | HY | 70 | 70 | 0 | 410145.51 | 0 |  | Electric Utility | N | OP |  | Non Combustion (NUC, WAT, WND, GEO, or SUN) |  | Western
EXCLUDE | OR | OR-Western | McNary | 3084 | 11 | WAT | HY | 70 | 70 | 0 | 410145.51 | 0 |  | Electric Utility | N | OP |  | Non Combustion (NUC, WAT, WND, GEO, or SUN) |  | Western
EXCLUDE | OR | OR-Western | McNary | 3084 | 12 | WAT | HY | 70 | 70 | 0 | 410145.51 | 0 |  | Electric Utility | N | OP |  | Non Combustion (NUC, WAT, WND, GEO, or SUN) |  | Western
EXCLUDE | OR | OR-Western | McNary | 3084 | 13 | WAT | HY | 70 | 70 | 0 | 410145.51 | 0 |  | Electric Utility | N | OP |  | Non Combustion (NUC, WAT, WND, GEO, or SUN) |  | Western
EXCLUDE | OR | OR-Western | McNary | 3084 | 14 | WAT | HY | 80.5 | 80.5 | 0 | 471667.34 | 0 |  | Electric Utility | N | OP |  | Non Combustion (NUC, WAT, WND, GEO, or SUN) |  | Western
EXCLUDE | OR | OR-Western | McNary | 3084 | 2 | WAT | HY | 70 | 70 | 0 | 410145.51 | 0 |  | Electric Utility | N | OP |  | Non Combustion (NUC, WAT, WND, GEO, or SUN) |  | Western
EXCLUDE | OR | OR-Western | McNary | 3084 | 3 | WAT | HY | 70 | 70 | 0 | 410145.51 | 0 |  | Electric Utility | N | OP |  | Non Combustion (NUC, WAT, WND, GEO, or SUN) |  | Western
EXCLUDE | OR | OR-Western | McNary | 3084 | 4 | WAT | HY | 70 | 70 | 0 | 410145.51 | 0 |  | Electric Utility | N | OP |  | Non Combustion (NUC, WAT, WND, GEO, or SUN) |  | Western
EXCLUDE | OR | OR-Western | McNary | 3084 | 5 | WAT | HY | 70 | 70 | 0 | 410145.51 | 0 |  | Electric Utility | N | OP |  | Non Combustion (NUC, WAT, WND, GEO, or SUN) |  | Western
EXCLUDE | OR | OR-Western | McNary | 3084 | 6 | WAT | HY | 70 | 70 | 0 | 410145.51 | 0 |  | Electric Utility | N | OP |  | Non Combustion (NUC, WAT, WND, GEO, or SUN) |  | Western
EXCLUDE | OR | OR-Western | McNary | 3084 | 7 | WAT | HY | 70 | 70 | 0 | 410145.51 | 0 |  | Electric Utility | N | OP |  | Non Combustion (NUC, WAT, WND, GEO, or SUN) |  | Western
EXCLUDE | OR | OR-Western | McNary | 3084 | 8 | WAT | HY | 70 | 70 | 0 | 410145.51 | 0 |  | Electric Utility | N | OP |  | Non Combustion (NUC, WAT, WND, GEO, or SUN) |  | Western
EXCLUDE | OR | OR-Western | McNary | 3084 | 9 | WAT | HY | 70 | 70 | 0 | 410145.51 | 0 |  | Electric Utility | N | OP |  | Non Combustion (NUC, WAT, WND, GEO, or SUN) |  | Western
EXCLUDE | PA | PA-Eastern | Brunot Island | 3096 | 1A | DFO | GT | 25.5 | 15 | 0 | -212 | 44.29 |  | IPP Non-CHP | N | OP |  | Simple cycle unit |  | Eastern
EXCLUDE | PA | PA-Eastern | Brunot Island | 3096 | 1B | DFO | GT | 25.5 | 15 | 0 | -212 | 44.29 |  | IPP Non-CHP | N | OS |  | Simple cycle unit |  | Eastern
EXCLUDE | PA | PA-Eastern | Brunot Island | 3096 | 1C | DFO | GT | 25.5 | 15 | 0 | -212 | 44.29 |  | IPP Non-CHP | N | OS |  | Simple cycle unit |  | Eastern
NGCC | PA | PA-Eastern | Brunot Island | 3096 | 2A | NG | CC | 65.3 | 35 | 918 | 4187.35 | 3820.91 |  | IPP Non-CHP | N | OP |  |  |  | Eastern
NGCC | PA | PA-Eastern | Brunot Island | 3096 | 2B | NG | CC | 65.3 | 35 | 950 | 4187.35 | 3820.91 |  | IPP Non-CHP | N | OP |  |  |  | Eastern
NGCC | PA | PA-Eastern | Brunot Island | 3096 | 3 | NG | CC | 65.3 | 35 | 918 | 4187.35 | 3820.91 |  | IPP Non-CHP | N | OP |  |  |  | Eastern
NGCC | PA | PA-Eastern | Brunot Island | 3096 | ST4 | NG | CC | 144 | 93 | 918 | 9233.96 | 8425.9 |  | IPP Non-CHP | N | OP |  |  |  | Eastern
COALST | PA | PA-Eastern | Elrama Power Plant | 3098 | 1 | BIT | ST | 100 | 93 | 0 | 0 | 0 |  | IPP Non-CHP | N | OS | 2014 |  |  | Eastern
COALST | PA | PA-Eastern | Elrama Power Plant | 3098 | 2 | BIT | ST | 100 | 93 | 1254 | 6738 | 13747.4 |  | IPP Non-CHP | N | OS | 2014 |  |  | Eastern
COALST | PA | PA-Eastern | Elrama Power Plant | 3098 | 3 | BIT | ST | 125 | 103 | 1300 | 5751 | 11941.34 |  | IPP Non-CHP | N | OS | 2014 |  |  | Eastern
COALST | PA | PA-Eastern | Elrama Power Plant | 3098 | 4 | BIT | ST | 185 | 171 | 2028 | 62259 | 105062.01 |  | IPP Non-CHP | N | OS | 2014 |  |  | Eastern
EXCLUDE | PA | PA-Eastern | F R Phillips | 3099 | 1 | BIT | ST | 69 | 58 | 0 | 0 | 0 |  | IPP Non-CHP | N | RE | 2002 | Retired prior to 2012 |  | Eastern
EXCLUDE | PA | PA-Eastern | F R Phillips | 3099 | 2 | BIT | ST | 81 | 59 | 0 | 0 | 0 |  | IPP Non-CHP | N | RE | 2002 | Retired prior to 2012 |  | Eastern
EXCLUDE | PA | PA-Eastern | F R Phillips | 3099 | 3 | BIT | ST | 81 | 59 | 0 | 0 | 0 |  | IPP Non-CHP | N | RE | 2002 | Retired prior to 2012 |  | Eastern
EXCLUDE | PA | PA-Eastern | F R Phillips | 3099 | 4 | BIT | ST | 179 | 134 | 0 | 0 | 0 |  | IPP Non-CHP | N | RE | 2002 | Retired prior to 2012 |  | Eastern
EXCLUDE | PA | PA-Eastern | Hamilton | 3109 | 1 | DFO | GT | 19.6 | 18 | 0 | 163 | 649.41 |  | IPP Non-CHP | N | OP |  | Simple cycle unit |  | Eastern
EXCLUDE | PA | PA-Eastern | Hunterstown | 3110 | 1 | DFO | GT | 20 | 18 | 0 | 1914 | 2738.56 |  | IPP Non-CHP | N | OP |  | Simple cycle unit |  | Eastern
EXCLUDE | PA | PA-Eastern | Hunterstown | 3110 | 2 | DFO | GT | 20 | 17 | 0 | 1914 | 2738.56 |  | IPP Non-CHP | N | OP |  | Simple cycle unit |  | Eastern
EXCLUDE | PA | PA-Eastern | Hunterstown | 3110 | 3 | DFO | GT | 20 | 18 | 0 | 1914 | 2738.56 |  | IPP Non-CHP | N | OP |  | Simple cycle unit |  | Eastern
EXCLUDE | PA | PA-Eastern | Mountain | 3111 | 1 | DFO | GT | 27 | 18 | 326 | 2834.5 | 3049.52 |  | IPP Non-CHP | N | OP |  | Simple cycle unit |  | Eastern
EXCLUDE | PA | PA-Eastern | Mountain | 3111 | 2 | DFO | GT | 27 | 18 | 326 | 2834.5 | 4952.59 |  | IPP Non-CHP | N | OP |  | Simple cycle unit |  | Eastern
EXCLUDE | PA | PA-Eastern | Orrtanna | 3112 | 1 | DFO | GT | 27 | 18 | 0 | 289 | 743.08 |  | IPP Non-CHP | N | OP |  | Simple cycle unit |  | Eastern
COALST | PA | PA-Eastern | Portland | 3113 | 1 | BIT | ST | 172 | 141 | 1600 | 43995 | 58743.09 |  | IPP Non-CHP | N | OP | 2014 |  |  | Eastern
COALST | PA | PA-Eastern | Portland | 3113 | 2 | BIT | ST | 255 | 194 | 2500 | 102300 | 117114.4 |  | IPP Non-CHP | N | OP | 2014 |  |  | Eastern
EXCLUDE | PA | PA-Eastern | Portland | 3113 | 3 | DFO | GT | 18 | 13 | 180.93 | 21.53 | 101.88 |  | IPP Non-CHP | N | OP |  | Simple cycle unit |  | Eastern
EXCLUDE | PA | PA-Eastern | Portland | 3113 | 4 | DFO | GT | 20 | 17 | 201.03 | 23.92 | 113.2 |  | IPP Non-CHP | N | OP |  | Simple cycle unit |  | Eastern
EXCLUDE | PA | PA-Eastern | Portland | 3113 | 5 | DFO | GT | 156 | 134 | 1568.04 | 186.56 | 882.97 |  | IPP Non-CHP | N | OP |  | Simple cycle unit |  | Eastern
EXCLUDE | PA | PA-Eastern | Shawnee | 3114 | 1 | DFO | GT | 20 | 17 | 0 | 21 | 272.69 |  | IPP Non-CHP | N | OP |  | Simple cycle unit |  | Eastern
COALST | PA | PA-Eastern | Titus | 3115 | 1 | BIT | ST | 75 | 72 | 900 | 32069 | 38899.55 |  | IPP Non-CHP | N | OP | 2013 |  |  | Eastern
COALST | PA | PA-Eastern | Titus | 3115 | 2 | BIT | ST | 75 | 72 | 900 | 29824 | 31955.76 |  | IPP Non-CHP | N | OP | 2013 |  |  | Eastern
COALST | PA | PA-Eastern | Titus | 3115 | 3 | BIT | ST | 75 | 72 | 900 | 34118 | 38702.28 |  | IPP Non-CHP | N | OP | 2013 |  |  | Eastern
EXCLUDE | PA | PA-Eastern | Titus | 3115 | 4 | DFO | GT | 18 | 13 | 0 | -7488.5 | 126.44 |  | IPP Non-CHP | N | OP |  | Simple cycle unit |  | Eastern
EXCLUDE | PA | PA-Eastern | Titus | 3115 | 5 | DFO | GT | 18 | 14 | 0 | -7488.5 | 126.44 |  | IPP Non-CHP | N | OP |  | Simple cycle unit |  | Eastern
EXCLUDE | PA | PA-Eastern | Tolna | 3116 | 1 | DFO | GT | 27 | 18 | 305 | 250.5 | 767.62 |  | IPP Non-CHP | N | SB |  | Simple cycle unit |  | Eastern
EXCLUDE | PA | PA-Eastern | Tolna | 3116 | 2 | DFO | GT | 27 | 18 | 305 | 250.5 | 675.73 |  | IPP Non-CHP | N | SB |  | Simple cycle unit |  | Eastern
EXCLUDE | PA | PA-Eastern | York Haven | 3117 | 1 | WAT | HY | 19.6 | 19 | 0 | 142801 | 0 |  | IPP Non-CHP | N | OP |  | Non Combustion (NUC, WAT, WND, GEO, or SUN) |  | Eastern
COALST | PA | PA-Eastern | Conemaugh | 3118 | 1 | BIT | ST | 936 | 850 | 8985 | 5204757 | 5238872.91 |  | IPP Non-CHP | N | OP |  |  |  | Eastern
COALST | PA | PA-Eastern | Conemaugh | 3118 | 2 | BIT | ST | 936 | 850 | 8985 | 5421272 | 5527276.51 |  | IPP Non-CHP | N | OP |  |  |  | Eastern
EXCLUDE | PA | PA-Eastern | Conemaugh | 3118 | A | DFO | IC | 3 | 2.8 | 0 | 0 | 0 |  | IPP Non-CHP | N | SB |  | Internal Combustion |  | Eastern
EXCLUDE | PA | PA-Eastern | Conemaugh | 3118 | B | DFO | IC | 3 | 2.8 | 0 | 0 | 0 |  | IPP Non-CHP | N | SB |  | Internal Combustion |  | Eastern
EXCLUDE | PA | PA-Eastern | Conemaugh | 3118 | C | DFO | IC | 3 | 2.8 | 0 | 0 | 0 |  | IPP Non-CHP | N | SB |  | Internal Combustion |  | Eastern
EXCLUDE | PA | PA-Eastern | Conemaugh | 3118 | D | DFO | IC | 3 | 2.8 | 0 | 0 | 0 |  | IPP Non-CHP | N | SB |  | Internal Combustion |  | Eastern
EXCLUDE | PA | PA-Eastern | Blossburg | 3120 | 1 | NG | GT | 24 | 16 | 0 | 2958 | 2780.18 |  | IPP Non-CHP | N | OP |  | Simple cycle unit |  | Eastern
COALST | PA | PA-Eastern | Homer City Station | 3122 | 1 | BIT | ST | 660 | 620 | 6792 | 2872710 | 2974257.1 |  | IPP Non-CHP | N | OP |  |  |  | Eastern
COALST | PA | PA-Eastern | Homer City Station | 3122 | 2 | BIT | ST | 660 | 614 | 6792 | 3417340 | 3614177.7 |  | IPP Non-CHP | N | OP |  |  |  | Eastern
COALST | PA | PA-Eastern | Homer City Station | 3122 | 3 | BIT | ST | 692 | 650 | 7260 | 3510785 | 3453359.49 |  | IPP Non-CHP | N | OP |  |  |  | Eastern
EXCLUDE | PA | PA-Eastern | Piney | 3124 | 1 | WAT | HY | 10 | 9 | 0 | 19649.33 | 0 |  | IPP Non-CHP | N | OP |  | Non Combustion (NUC, WAT, WND, GEO, or SUN) |  | Eastern
EXCLUDE | PA | PA-Eastern | Piney | 3124 | 2 | WAT | HY | 10 | 9 | 0 | 19649.33 | 0 |  | IPP Non-CHP | N | OP |  | Non Combustion (NUC, WAT, WND, GEO, or SUN) |  | Eastern
EXCLUDE | PA | PA-Eastern | Piney | 3124 | 3 | WAT | HY | 10 | 9 | 0 | 19649.33 | 0 |  | IPP Non-CHP | N | OP |  | Non Combustion (NUC, WAT, WND, GEO, or SUN) |  | Eastern
EXCLUDE | PA | PA-Eastern | Seward | 3130 | 4 | BIT | ST | 62 | 60 | 0 | 0 | 0 |  | IPP Non-CHP | N | RE | 2003 | Retired prior to 2012 |  | Eastern
EXCLUDE | PA | PA-Eastern | Seward | 3130 | 5 | BIT | ST | 156.2 | 136 | 0 | 0 | 0 |  | IPP Non-CHP | N | RE | 2003 | Retired prior to 2012 |  | Eastern
COALST | PA | PA-Eastern | Seward | 3130 | FB1 | WC | ST | 585 | 521 | 6360 | 1784224 | 2133324.36 |  | IPP Non-CHP | N | OP |  |  |  | Eastern
COALST | PA | PA-Eastern | Shawville | 3131 | 1 | BIT | ST | 125 | 118 | 1460 | 218442 | 257121.6 |  | IPP Non-CHP | N | OP | 2015 |  |  | Eastern
COALST | PA | PA-Eastern | Shawville | 3131 | 2 | BIT | ST | 125 | 121 | 1603 | 269000 | 303496.77 |  | IPP Non-CHP | N | OP | 2015 |  |  | Eastern
COALST | PA | PA-Eastern | Shawville | 3131 | 3 | BIT | ST | 188 | 163 | 1811 | 463035 | 464759.6 |  | IPP Non-CHP | N | OP | 2015 |  |  | Eastern
COALST | PA | PA-Eastern | Shawville | 3131 | 4 | BIT | ST | 188 | 163 | 1796 | 436006 | 432574.17 |  | IPP Non-CHP | N | OP | 2015 |  |  | Eastern
EXCLUDE | PA | PA-Eastern | Shawville | 3131 | 5 | DFO | IC | 2 | 2 | 0 | 0 | 0 |  | IPP Non-CHP | N | SB |  | Internal Combustion |  | Eastern
EXCLUDE | PA | PA-Eastern | Shawville | 3131 | 6 | DFO | IC | 2 | 2 | 0 | 0 | 0 |  | IPP Non-CHP | N | SB |  | Internal Combustion |  | Eastern
EXCLUDE | PA | PA-Eastern | Shawville | 3131 | 7 | DFO | IC | 2 | 2 | 0 | 0 | 0 |  | IPP Non-CHP | N | SB |  | Internal Combustion |  | Eastern
EXCLUDE | PA | PA-Eastern | Warren | 3132 | 1 | BIT | ST | 42 | 41 | 0 | 0 | 0 |  | IPP Non-CHP | N | RE | 2002 | Retired prior to 2012 |  | Eastern
EXCLUDE | PA | PA-Eastern | Warren | 3132 | 2 | BIT | ST | 42 | 41 | 0 | 0 | 0 |  | IPP Non-CHP | N | RE | 2002 | Retired prior to 2012 |  | Eastern
EXCLUDE | PA | PA-Eastern | Warren | 3132 | 3 | DFO | GT | 53.1 | 46 | 1248 | 6416 | 9744.99 |  | IPP Non-CHP | N | OP |  | Simple cycle unit |  | Eastern
EXCLUDE | PA | PA-Eastern | Wayne | 3134 | A | DFO | GT | 53 | 56 | 0 | 0 | 0 |  | IPP Non-CHP | N | RE | 2004 | Retired prior to 2012 |  | Eastern
COALST | PA | PA-Eastern | Keystone | 3136 | 1 | BIT | ST | 936 | 850 | 8960 | 5153172 | 5266690.44 |  | IPP Non-CHP | N | OP |  |  |  | Eastern
COALST | PA | PA-Eastern | Keystone | 3136 | 2 | BIT | ST | 936 | 850 | 8960 | 4369594 | 4550101.92 |  | IPP Non-CHP | N | OP |  |  |  | Eastern
EXCLUDE | PA | PA-Eastern | Keystone | 3136 | 3 | DFO | IC | 3 | 2.8 | 0 | 0 | 0 |  | IPP Non-CHP | N | OP |  | Internal Combustion |  | Eastern
EXCLUDE | PA | PA-Eastern | Keystone | 3136 | 4 | DFO | IC | 3 | 2.8 | 0 | 0 | 0 |  | IPP Non-CHP | N | OP |  | Internal Combustion |  | Eastern
EXCLUDE | PA | PA-Eastern | Keystone | 3136 | 5 | DFO | IC | 3 | 2.8 | 0 | 0 | 0 |  | IPP Non-CHP | N | OP |  | Internal Combustion |  | Eastern
EXCLUDE | PA | PA-Eastern | Keystone | 3136 | 6 | DFO | IC | 3 | 2.8 | 0 | 0 | 0 |  | IPP Non-CHP | N | OP |  | Internal Combustion |  | Eastern
EXCLUDE | PA | PA-Eastern | New Castle Plant | 3138 | 1 | BIT | ST | 35 | 40 | 0 | 0 | 0 |  | IPP Non-CHP | N | RE | 1993 | Retired prior to 2012 |  | Eastern
EXCLUDE | PA | PA-Eastern | New Castle Plant | 3138 | 2 | BIT | ST | 35 | 40 | 0 | 0 | 0 |  | IPP Non-CHP | N | RE | 1993 | Retired prior to 2012 |  | Eastern
COALST | PA | PA-Eastern | New Castle Plant | 3138 | 3 | BIT | ST | 98 | 88 | 1075 | 116592 | 136988.25 |  | IPP Non-CHP | N | OP |  |  |  | Eastern
COALST | PA | PA-Eastern | New Castle Plant | 3138 | 4 | BIT | ST | 114 | 87 | 1232 | 112478 | 128110.62 |  | IPP Non-CHP | N | OP |  |  |  | Eastern
COALST | PA | PA-Eastern | New Castle Plant | 3138 | 5 | BIT | ST | 136 | 130 | 1610 | 146524 | 180737.61 |  | IPP Non-CHP | N | OP |  |  |  | Eastern
EXCLUDE | PA | PA-Eastern | New Castle Plant | 3138 | EMDA | DFO | IC | 3.2 | 2.5 | 0 | 0 | 0 |  | IPP Non-CHP | N | OP | 2015 | Internal Combustion |  | Eastern
EXCLUDE | PA | PA-Eastern | New Castle Plant | 3138 | EMDB | DFO | IC | 3.2 | 2.5 | 0 | 0 | 0 |  | IPP Non-CHP | N | OS | 2015 | Internal Combustion |  | Eastern
EXCLUDE | PA | PA-Eastern | PPL Martin Creek LLC Allentown | 3139 | CTG1 | DFO | GT | 16 | 14 | 0 | 124.25 | 167.69 |  | IPP Non-CHP | N | OP |  | Simple cycle unit |  | Eastern
EXCLUDE | PA | PA-Eastern | PPL Martin Creek LLC Allentown | 3139 | CTG2 | DFO | GT | 16 | 14 | 0 | 124.25 | 167.69 |  | IPP Non-CHP | N | OP |  | Simple cycle unit |  | Eastern
EXCLUDE | PA | PA-Eastern | PPL Martin Creek LLC Allentown | 3139 | CTG3 | DFO | GT | 16 | 14 | 0 | 124.25 | 167.69 |  | IPP Non-CHP | N | OP |  | Simple cycle unit |  | Eastern
EXCLUDE | PA | PA-Eastern | PPL Martin Creek LLC Allentown | 3139 | CTG4 | DFO | GT | 16 | 14 | 0 | 124.25 | 167.69 |  | IPP Non-CHP | N | OP |  | Simple cycle unit |  | Eastern
COALST | PA | PA-Eastern | PPL Brunner Island | 3140 | 1 | BIT | ST | 363.3 | 313 | 2914 | 954659 | 1010760.07 |  | IPP Non-CHP | N | OP |  |  |  | Eastern
COALST | PA | PA-Eastern | PPL Brunner Island | 3140 | 2 | BIT | ST | 405 | 375 | 3507 | 1903220 | 1893578.29 |  | IPP Non-CHP | N | OP |  |  |  | Eastern
COALST | PA | PA-Eastern | PPL Brunner Island | 3140 | 3 | BIT | ST | 790.4 | 749 | 7430 | 3102948 | 3143840 |  | IPP Non-CHP | N | OP |  |  |  | Eastern
EXCLUDE | PA | PA-Eastern | PPL Brunner Island | 3140 | BID1 | DFO | IC | 2.7 | 3 | 0 | 0 | 0 |  | IPP Non-CHP | N | SB |  | Internal Combustion |  | Eastern
EXCLUDE | PA | PA-Eastern | PPL Brunner Island | 3140 | BID2 | DFO | IC | 2.7 | 3 | 0 | 0 | 0 |  | IPP Non-CHP | N | SB |  | Internal Combustion |  | Eastern
EXCLUDE | PA | PA-Eastern | PPL Brunner Island | 3140 | BID3 | DFO | IC | 2.7 | 2.2 | 0 | 0 | 0 |  | IPP Non-CHP | N | SB |  | Internal Combustion |  | Eastern
EXCLUDE | PA | PA-Eastern | PPL Martins Creek LLC Fishbach | 3142 | UNT1 | DFO | GT | 18.5 | 14 | 0 | 83 | 103.13 |  | IPP Non-CHP | N | OP |  | Simple cycle unit |  | Eastern
EXCLUDE | PA | PA-Eastern | PPL Martins Creek LLC Fishbach | 3142 | UNT2 | DFO | GT | 18.5 | 14 | 0 | 83 | 103.13 |  | IPP Non-CHP | N | OP |  | Simple cycle unit |  | Eastern
EXCLUDE | PA | PA-Eastern | PPL Martins Creek LLC Harrisburg | 3143 | CTG1 | DFO | GT | 16 | 14 | 0 | 377 | 497.33 |  | IPP Non-CHP | N | OP |  | Simple cycle unit |  | Eastern
EXCLUDE | PA | PA-Eastern | PPL Martins Creek LLC Harrisburg | 3143 | CTG2 | DFO | GT | 16 | 14 | 0 | 377 | 497.33 |  | IPP Non-CHP | N | OP |  | Simple cycle unit |  | Eastern
EXCLUDE | PA | PA-Eastern | PPL Martins Creek LLC Harrisburg | 3143 | CTG3 | DFO | GT | 16 | 14 | 0 | 377 | 497.33 |  | IPP Non-CHP | N | OP |  | Simple cycle unit |  | Eastern
EXCLUDE | PA | PA-Eastern | PPL Martins Creek LLC Harrisburg | 3143 | CTG4 | DFO | GT | 16 | 14 | 0 | 377 | 497.33 |  | IPP Non-CHP | N | OP |  | Simple cycle unit |  | Eastern
EXCLUDE | PA | PA-Eastern | PPL Martins Creek LLC Harwood | 3144 | CTG1 | DFO | GT | 16 | 13.5 | 0 | 593.5 | 807.24 |  | IPP Non-CHP | N | OP |  | Simple cycle unit |  | Eastern
EXCLUDE | PA | PA-Eastern | PPL Martins Creek LLC Harwood | 3144 | CTG2 | DFO | GT | 16 | 13.5 | 0 | 593.5 | 807.24 |  | IPP Non-CHP | N | OP |  | Simple cycle unit |  | Eastern
EXCLUDE | PA | PA-Eastern | PPL Holtwood | 3145 | HW1 | WAT | HY | 10.4 | 10.8 | 0 | 44347.3 | 0 |  | IPP Non-CHP | N | OP |  | Non Combustion (NUC, WAT, WND, GEO, or SUN) |  | Eastern
EXCLUDE | PA | PA-Eastern | PPL Holtwood | 3145 | HW10 | WAT | HY | 12 | 13.5 | 0 | 51169.96 | 0 |  | IPP Non-CHP | N | OP |  | Non Combustion (NUC, WAT, WND, GEO, or SUN) |  | Eastern
EXCLUDE | PA | PA-Eastern | PPL Holtwood | 3145 | HW11 | WAT | HY | 1.4 | 1.3 | 0 | 5969.83 | 0 |  | IPP Non-CHP | N | OP |  | Non Combustion (NUC, WAT, WND, GEO, or SUN) |  | Eastern
EXCLUDE | PA | PA-Eastern | PPL Holtwood | 3145 | HW13 | WAT | HY | 1.4 | 1.3 | 0 | 5969.83 | 0 |  | IPP Non-CHP | N | OP |  | Non Combustion (NUC, WAT, WND, GEO, or SUN) |  | Eastern
EXCLUDE | PA | PA-Eastern | PPL Holtwood | 3145 | HW18 | WAT | HY | 66 | 62.5 | 0 | 0 | 0 |  | IPP Non-CHP | N | P |  | Status of Operation (IP, L, P, T) |  | Eastern
EXCLUDE | PA | PA-Eastern | PPL Holtwood | 3145 | HW19 | WAT | HY | 66 | 62.5 | 0 | 0 | 0 |  | IPP Non-CHP | N | P |  | Status of Operation (IP, L, P, T) |  | Eastern
EXCLUDE | PA | PA-Eastern | PPL Holtwood | 3145 | HW2 | WAT | HY | 10.4 | 11 | 0 | 44347.3 | 0 |  | IPP Non-CHP | N | OP |  | Non Combustion (NUC, WAT, WND, GEO, or SUN) |  | Eastern
EXCLUDE | PA | PA-Eastern | PPL Holtwood | 3145 | HW3 | WAT | HY | 13.5 | 12.9 | 0 | 57566.2 | 0 |  | IPP Non-CHP | N | OP |  | Non Combustion (NUC, WAT, WND, GEO, or SUN) |  | Eastern
EXCLUDE | PA | PA-Eastern | PPL Holtwood | 3145 | HW4 | WAT | HY | 10.4 | 11.8 | 0 | 44347.3 | 0 |  | IPP Non-CHP | N | OP |  | Non Combustion (NUC, WAT, WND, GEO, or SUN) |  | Eastern
EXCLUDE | PA | PA-Eastern | PPL Holtwood | 3145 | HW5 | WAT | HY | 10.4 | 12.3 | 0 | 44347.3 | 0 |  | IPP Non-CHP | N | OP |  | Non Combustion (NUC, WAT, WND, GEO, or SUN) |  | Eastern
EXCLUDE | PA | PA-Eastern | PPL Holtwood | 3145 | HW6 | WAT | HY | 10.4 | 12.9 | 0 | 44347.3 | 0 |  | IPP Non-CHP | N | OP |  | Non Combustion (NUC, WAT, WND, GEO, or SUN) |  | Eastern
EXCLUDE | PA | PA-Eastern | PPL Holtwood | 3145 | HW7 | WAT | HY | 10.4 | 10.8 | 0 | 44347.3 | 0 |  | IPP Non-CHP | N | OP |  | Non Combustion (NUC, WAT, WND, GEO, or SUN) |  | Eastern
EXCLUDE | PA | PA-Eastern | PPL Holtwood | 3145 | HW8 | WAT | HY | 11.4 | 11 | 0 | 48611.46 | 0 |  | IPP Non-CHP | N | OP |  | Non Combustion (NUC, WAT, WND, GEO, or SUN) |  | Eastern
EXCLUDE | PA | PA-Eastern | PPL Holtwood | 3145 | HW9 | WAT | HY | 13.2 | 13.5 | 0 | 56286.95 | 0 |  | IPP Non-CHP | N | OP |  | Non Combustion (NUC, WAT, WND, GEO, or SUN) |  | Eastern
EXCLUDE | PA | PA-Eastern | PPL Martins Creek LLC Jenkins | 3146 | CTG1 | DFO | GT | 16 | 13.8 | 0 | 185 | 266.74 |  | IPP Non-CHP | N | OP |  | Simple cycle unit |  | Eastern
EXCLUDE | PA | PA-Eastern | PPL Martins Creek LLC Jenkins | 3146 | CTG2 | DFO | GT | 16 | 13.8 | 0 | 185 | 266.74 |  | IPP Non-CHP | N | OP |  | Simple cycle unit |  | Eastern
EXCLUDE | PA | PA-Eastern | PPL Martins Creek LLC Lock Haven | 3147 | CTG | DFO | GT | 18.5 | 14 | 0 | 153 | 173.48 |  | IPP Non-CHP | N | OP |  | Simple cycle unit |  | Eastern
EXCLUDE | PA | PA-Eastern | PPL Martins Creek | 3148 | 1 | BIT | ST | 156.2 | 140 | 0 | 0 | 0 |  | IPP Non-CHP | N | RE | 2007 | Retired prior to 2012 |  | Eastern
EXCLUDE | PA | PA-Eastern | PPL Martins Creek | 3148 | 2 | BIT | ST | 156.2 | 140 | 0 | 0 | 0 |  | IPP Non-CHP | N | RE | 2007 | Retired prior to 2012 |  | Eastern
OGST | PA | PA-Eastern | PPL Martins Creek | 3148 | 3 | NG | ST | 850.5 | 850 | 9469 | 728494 | 508167.6 |  | IPP Non-CHP | N | OP |  |  |  | Eastern
OGST | PA | PA-Eastern | PPL Martins Creek | 3148 | 4 | NG | ST | 850.5 | 850 | 9303 | 888214 | 633449.95 |  | IPP Non-CHP | N | OP |  |  |  | Eastern
EXCLUDE | PA | PA-Eastern | PPL Martins Creek | 3148 | CTG1 | NG | GT | 22.3 | 18 | 0 | 2961 | 2573.2 |  | IPP Non-CHP | N | OP |  | Simple cycle unit |  | Eastern
EXCLUDE | PA | PA-Eastern | PPL Martins Creek | 3148 | CTG2 | NG | GT | 22.3 | 18 | 0 | 2961 | 2573.2 |  | IPP Non-CHP | N | OP |  | Simple cycle unit |  | Eastern
EXCLUDE | PA | PA-Eastern | PPL Martins Creek | 3148 | CTG3 | NG | GT | 22.3 | 18 | 0 | 2961 | 2573.2 |  | IPP Non-CHP | N | OP |  | Simple cycle unit |  | Eastern
EXCLUDE | PA | PA-Eastern | PPL Martins Creek | 3148 | CTG4 | NG | GT | 22.3 | 18 | 0 | 2961 | 2573.2 |  | IPP Non-CHP | N | OP |  | Simple cycle unit |  | Eastern
EXCLUDE | PA | PA-Eastern | PPL Martins Creek | 3148 | MCD1 | DFO | IC | 2.7 | 2.5 | 0 | 0 | 0 |  | IPP Non-CHP | N | RE | 2007 | Retired prior to 2012 |  | Eastern
EXCLUDE | PA | PA-Eastern | PPL Martins Creek | 3148 | MCD2 | DFO | IC | 2.7 | 2.5 | 0 | 0 | 0 |  | IPP Non-CHP | N | RE | 2007 | Retired prior to 2012 |  | Eastern
COALST | PA | PA-Eastern | PPL Montour | 3149 | 1 | BIT | ST | 805.5 | 755 | 7384 | 3993568 | 3941907.71 |  | IPP Non-CHP | N | OP |  |  |  | Eastern
EXCLUDE | PA | PA-Eastern | PPL Montour | 3149 | 11 | BIT | ST | 17.2 | 10 | 7384 | 254 | 250.71 |  | IPP Non-CHP | N | OP |  | Steam unit (PRMVR=ST) less than or equal to 25MW (i.e. 250 MMBtu/hr) |  | Eastern
COALST | PA | PA-Eastern | PPL Montour | 3149 | 2 | BIT | ST | 819 | 750 | 7384 | 4001045 | 3949287.98 |  | IPP Non-CHP | N | OP |  |  |  | Eastern
COALST | PA | PA-Eastern | Sunbury Generation LP | 3152 | 1 | BIT | ST | 89.1 | 80 | 225.52 | 62132 | 86224.82 |  | IPP Non-CHP | N | OP |  |  |  | Eastern
COALST | PA | PA-Eastern | Sunbury Generation LP | 3152 | 2 | BIT | ST | 89.1 | 80 | 225.52 | 21082 | 29256.93 |  | IPP Non-CHP | N | OP |  |  |  | Eastern
COALST | PA | PA-Eastern | Sunbury Generation LP | 3152 | 3 | BIT | ST | 103.5 | 94 | 261.96 | 58550 | 81253.84 |  | IPP Non-CHP | N | OP |  |  |  | Eastern
COALST | PA | PA-Eastern | Sunbury Generation LP | 3152 | 4 | BIT | ST | 156.2 | 128 | 395.35 | 21634 | 30022.98 |  | IPP Non-CHP | N | OP |  |  |  | Eastern
EXCLUDE | PA | PA-Eastern | Sunbury Generation LP | 3152 | CTG1 | DFO | GT | 23.6 | 18 | 0 | 31.5 | 43.71 |  | IPP Non-CHP | N | SB |  | Simple cycle unit |  | Eastern
EXCLUDE | PA | PA-Eastern | Sunbury Generation LP | 3152 | CTG2 | DFO | GT | 23.6 | 18 | 0 | 31.5 | 43.71 |  | IPP Non-CHP | N | SB |  | Simple cycle unit |  | Eastern
EXCLUDE | PA | PA-Eastern | Sunbury Generation LP | 3152 | DI2 | DFO | IC | 5.5 | 5 | 0 | 0 | 0 |  | IPP Non-CHP | N | SB |  | Internal Combustion |  | Eastern
EXCLUDE | PA | PA-Eastern | PPL HW Wallenpaupack | 3153 | WP1 | WAT | HY | 20 | 22 | 0 | 30059.5 | 0 |  | IPP Non-CHP | N | OP |  | Non Combustion (NUC, WAT, WND, GEO, or SUN) |  | Eastern
EXCLUDE | PA | PA-Eastern | PPL HW Wallenpaupack | 3153 | WP2 | WAT | HY | 20 | 22 | 0 | 30059.5 | 0 |  | IPP Non-CHP | N | OP |  | Non Combustion (NUC, WAT, WND, GEO, or SUN) |  | Eastern
EXCLUDE | PA | PA-Eastern | PPL Martins Creek LLC West Shore | 3154 | CTG1 | DFO | GT | 18.5 | 14 | 0 | 393.5 | 454.65 |  | IPP Non-CHP | N | OP |  | Simple cycle unit |  | Eastern
EXCLUDE | PA | PA-Eastern | PPL Martins Creek LLC West Shore | 3154 | CTG2 | DFO | GT | 18.5 | 14 | 0 | 393.5 | 454.65 |  | IPP Non-CHP | N | OP |  | Simple cycle unit |  | Eastern
EXCLUDE | PA | PA-Eastern | PPL Martins Creek LLC Williamsport | 3155 | CTG1 | DFO | GT | 16 | 13.6 | 0 | 126 | 182.94 |  | IPP Non-CHP | N | OP |  | Simple cycle unit |  | Eastern
EXCLUDE | PA | PA-Eastern | PPL Martins Creek LLC Williamsport | 3155 | CTG2 | DFO | GT | 16 | 13.6 | 0 | 126 | 182.94 |  | IPP Non-CHP | N | OP |  | Simple cycle unit |  | Eastern
EXCLUDE | PA | PA-Eastern | Chester Generating Station | 3157 | 7 | DFO | GT | 18.6 | 13 | 0 | 185.67 | 224.97 |  | IPP Non-CHP | N | OP |  | Simple cycle unit |  | Eastern
EXCLUDE | PA | PA-Eastern | Chester Generating Station | 3157 | 8 | DFO | GT | 18.6 | 13 | 0 | 185.67 | 224.97 |  | IPP Non-CHP | N | OP |  | Simple cycle unit |  | Eastern
EXCLUDE | PA | PA-Eastern | Chester Generating Station | 3157 | 9 | DFO | GT | 18.6 | 13 | 0 | 185.67 | 224.97 |  | IPP Non-CHP | N | OP |  | Simple cycle unit |  | Eastern
EXCLUDE | PA | PA-Eastern | Cromby Generating Station | 3159 | 1 | BIT | ST | 187.5 | 144 | 0 | 0 | 0 |  | IPP Non-CHP | N | RE | 2011 | Retired prior to 2012 |  | Eastern
EXCLUDE | PA | PA-Eastern | Cromby Generating Station | 3159 | 2 | RFO | ST | 230 | 201 | 0 | 0 | 0 |  | IPP Non-CHP | N | RE | 2011 | Retired prior to 2012 |  | Eastern
EXCLUDE | PA | PA-Eastern | Cromby Generating Station | 3159 | ICI | DFO | IC | 2.7 | 2.7 | 0 | 0 | 0 |  | IPP Non-CHP | N | RE | 2011 | Retired prior to 2012 |  | Eastern
EXCLUDE | PA | PA-Eastern | Delaware Generating Station | 3160 | 1 | DFO | IC | 2.7 | 2.7 | 0 | 0 | 0 |  | IPP Non-CHP | N | RE | 2006 | Retired prior to 2012 |  | Eastern
EXCLUDE | PA | PA-Eastern | Delaware Generating Station | 3160 | 10 | DFO | GT | 18.6 | 13 | 0 | 105.8 | 195.47 |  | IPP Non-CHP | N | OP |  | Simple cycle unit |  | Eastern
EXCLUDE | PA | PA-Eastern | Delaware Generating Station | 3160 | 11 | DFO | GT | 18.6 | 13 | 0 | 105.8 | 195.47 |  | IPP Non-CHP | N | OP |  | Simple cycle unit |  | Eastern
EXCLUDE | PA | PA-Eastern | Delaware Generating Station | 3160 | 12 | DFO | GT | 18.6 | 13 | 0 | 105.8 | 195.47 |  | IPP Non-CHP | N | OP |  | Simple cycle unit |  | Eastern
EXCLUDE | PA | PA-Eastern | Delaware Generating Station | 3160 | 7 | RFO | ST | 156.2 | 126 | 0 | 0 | 0 |  | IPP Non-CHP | N | RE | 2004 | Retired prior to 2012 |  | Eastern
EXCLUDE | PA | PA-Eastern | Delaware Generating Station | 3160 | 8 | RFO | ST | 156.2 | 124 | 0 | 0 | 0 |  | IPP Non-CHP | N | RE | 2004 | Retired prior to 2012 |  | Eastern
EXCLUDE | PA | PA-Eastern | Delaware Generating Station | 3160 | 9 | DFO | GT | 21.2 | 17 | 0 | 120.59 | 222.79 |  | IPP Non-CHP | N | OP |  | Simple cycle unit |  | Eastern
EXCLUDE | PA | PA-Eastern | Eddystone Generating Station | 3161 | 1 | BIT | ST | 353.6 | 279 | 0 | 0 | 0 |  | IPP Non-CHP | N | RE | 2011 | Retired prior to 2012 |  | Eastern
EXCLUDE | PA | PA-Eastern | Eddystone Generating Station | 3161 | 10 | DFO | GT | 18.6 | 13 | 0 | 197.68 | 390.26 |  | IPP Non-CHP | N | OP |  | Simple cycle unit |  | Eastern
OGST | PA | PA-Eastern | Eddystone Generating Station | 3161 | 2 | NG | ST | 353.6 | 309 | 0 | 0 | 0 |  | IPP Non-CHP | N | RE | 2012 |  |  | Eastern
EXCLUDE | PA | PA-Eastern | Eddystone Generating Station | 3161 | 20 | DFO | GT | 18.6 | 13 | 0 | 197.68 | 390.26 |  | IPP Non-CHP | N | OP |  | Simple cycle unit |  | Eastern
OGST | PA | PA-Eastern | Eddystone Generating Station | 3161 | 3 | NG | ST | 391 | 380 | 5863.1 | 9545 | 39130.47 |  | IPP Non-CHP | N | OP |  |  |  | Eastern
EXCLUDE | PA | PA-Eastern | Eddystone Generating Station | 3161 | 30 | DFO | GT | 21.2 | 17 | 0 | 225.32 | 444.81 |  | IPP Non-CHP | N | OP |  | Simple cycle unit |  | Eastern
OGST | PA | PA-Eastern | Eddystone Generating Station | 3161 | 4 | NG | ST | 391 | 380 | 5345.3 | 35287 | 58894.47 |  | IPP Non-CHP | N | OP |  |  |  | Eastern
EXCLUDE | PA | PA-Eastern | Eddystone Generating Station | 3161 | 40 | DFO | GT | 21.2 | 17 | 0 | 225.32 | 444.81 |  | IPP Non-CHP | N | OP |  | Simple cycle unit |  | Eastern
EXCLUDE | PA | PA-Eastern | Falls | 3162 | 1 | DFO | GT | 21.2 | 17 | 0 | 102 | 279.65 |  | IPP Non-CHP | N | OP |  | Simple cycle unit |  | Eastern
EXCLUDE | PA | PA-Eastern | Falls | 3162 | 2 | DFO | GT | 21.2 | 17 | 0 | 102 | 279.65 |  | IPP Non-CHP | N | OP |  | Simple cycle unit |  | Eastern
EXCLUDE | PA | PA-Eastern | Falls | 3162 | 3 | DFO | GT | 21.2 | 17 | 0 | 102 | 279.65 |  | IPP Non-CHP | N | OP |  | Simple cycle unit |  | Eastern
EXCLUDE | PA | PA-Eastern | Moser Generating Station | 3163 | 1 | DFO | GT | 21.2 | 17 | 0 | 581.33 | 733.67 |  | IPP Non-CHP | N | OP |  | Simple cycle unit |  | Eastern
EXCLUDE | PA | PA-Eastern | Moser Generating Station | 3163 | 2 | DFO | GT | 21.2 | 17 | 0 | 581.33 | 733.67 |  | IPP Non-CHP | N | OP |  | Simple cycle unit |  | Eastern
EXCLUDE | PA | PA-Eastern | Moser Generating Station | 3163 | 3 | DFO | GT | 21.2 | 17 | 0 | 581.33 | 733.67 |  | IPP Non-CHP | N | OP |  | Simple cycle unit |  | Eastern
EXCLUDE | PA | PA-Eastern | Muddy Run | 3164 | 1 | WAT | PS | 134 | 134 | 0 | -37737 | 0 |  | IPP Non-CHP | N | OP |  | Non Combustion (NUC, WAT, WND, GEO, or SUN) |  | Eastern
EXCLUDE | PA | PA-Eastern | Muddy Run | 3164 | 2 | WAT | PS | 134 | 133 | 0 | -37737 | 0 |  | IPP Non-CHP | N | OP |  | Non Combustion (NUC, WAT, WND, GEO, or SUN) |  | Eastern
EXCLUDE | PA | PA-Eastern | Muddy Run | 3164 | 3 | WAT | PS | 134 | 134 | 0 | -37737 | 0 |  | IPP Non-CHP | N | OP |  | Non Combustion (NUC, WAT, WND, GEO, or SUN) |  | Eastern
EXCLUDE | PA | PA-Eastern | Muddy Run | 3164 | 4 | WAT | PS | 134 | 134 | 0 | -37737 | 0 |  | IPP Non-CHP | N | OP |  | Non Combustion (NUC, WAT, WND, GEO, or SUN) |  | Eastern
EXCLUDE | PA | PA-Eastern | Muddy Run | 3164 | 5 | WAT | PS | 134 | 134 | 0 | -37737 | 0 |  | IPP Non-CHP | N | OP |  | Non Combustion (NUC, WAT, WND, GEO, or SUN) |  | Eastern
EXCLUDE | PA | PA-Eastern | Muddy Run | 3164 | 6 | WAT | PS | 134 | 133 | 0 | -37737 | 0 |  | IPP Non-CHP | N | OP |  | Non Combustion (NUC, WAT, WND, GEO, or SUN) |  | Eastern
EXCLUDE | PA | PA-Eastern | Muddy Run | 3164 | 7 | WAT | PS | 134 | 134 | 0 | -37737 | 0 |  | IPP Non-CHP | N | OP |  | Non Combustion (NUC, WAT, WND, GEO, or SUN) |  | Eastern
EXCLUDE | PA | PA-Eastern | Muddy Run | 3164 | 8 | WAT | PS | 134 | 134 | 0 | -37737 | 0 |  | IPP Non-CHP | N | OP |  | Non Combustion (NUC, WAT, WND, GEO, or SUN) |  | Eastern
EXCLUDE | PA | PA-Eastern | Peach Bottom | 3166 | 2 | NUC | ST | 1159.7 | 1125.2 | 0 | 9403011 | 0 |  | IPP Non-CHP | N | OP |  | Non Combustion (NUC, WAT, WND, GEO, or SUN) |  | Eastern
EXCLUDE | PA | PA-Eastern | Peach Bottom | 3166 | 3 | NUC | ST | 1159.7 | 1125.4 | 0 | 9403011 | 0 |  | IPP Non-CHP | N | OP |  | Non Combustion (NUC, WAT, WND, GEO, or SUN) |  | Eastern
EXCLUDE | PA | PA-Eastern | Richmond Generating Station | 3168 | 91 | DFO | GT | 65.8 | 49 | 838 | 807 | 815.66 |  | IPP Non-CHP | N | OP |  | Simple cycle unit |  | Eastern
EXCLUDE | PA | PA-Eastern | Richmond Generating Station | 3168 | 92 | DFO | GT | 65.8 | 49 | 838 | 807 | 962.28 |  | IPP Non-CHP | N | OP |  | Simple cycle unit |  | Eastern
OGST | PA | PA-Eastern | Schuylkill Generating Station | 3169 | 1 | RFO | ST | 190.4 | 166 | 2154.2 | 427.7 | 589.43 |  | IPP Non-CHP | N | RE | 2012 |  |  | Eastern
EXCLUDE | PA | PA-Eastern | Schuylkill Generating Station | 3169 | 10 | DFO | GT | 18.6 | 13 | 0 | 339.75 | 236.44 |  | IPP Non-CHP | N | OP |  | Simple cycle unit |  | Eastern
EXCLUDE | PA | PA-Eastern | Schuylkill Generating Station | 3169 | 11 | DFO | GT | 21.2 | 17 | 0 | 387.25 | 269.49 |  | IPP Non-CHP | N | OP |  | Simple cycle unit |  | Eastern
EXCLUDE | PA | PA-Eastern | Schuylkill Generating Station | 3169 | IC1 | DFO | IC | 2.7 | 2.7 | 0 | 0 | 0 |  | IPP Non-CHP | N | RE | 2012 | Internal Combustion |  | Eastern
EXCLUDE | PA | PA-Eastern | Southwark | 3170 | 3 | DFO | GT | 18.6 | 13 | 0 | 231.5 | 298.19 |  | IPP Non-CHP | N | OP |  | Simple cycle unit |  | Eastern
EXCLUDE | PA | PA-Eastern | Southwark | 3170 | 4 | DFO | GT | 18.6 | 13 | 0 | 231.5 | 298.19 |  | IPP Non-CHP | N | OP |  | Simple cycle unit |  | Eastern
EXCLUDE | PA | PA-Eastern | Southwark | 3170 | 5 | DFO | GT | 18.6 | 13 | 0 | 231.5 | 298.19 |  | IPP Non-CHP | N | OP |  | Simple cycle unit |  | Eastern
EXCLUDE | PA | PA-Eastern | Southwark | 3170 | 6 | DFO | GT | 18.6 | 13 | 0 | 231.5 | 298.19 |  | IPP Non-CHP | N | OP |  | Simple cycle unit |  | Eastern
EXCLUDE | PA | PA-Eastern | Safe Harbor | 3175 | 1 | WAT | HY | 33 | 33 | 0 | 74831.59 | 0 |  | Electric Utility | N | OP |  | Non Combustion (NUC, WAT, WND, GEO, or SUN) |  | Eastern
EXCLUDE | PA | PA-Eastern | Safe Harbor | 3175 | 10 | WAT | HY | 37.5 | 37.5 | 0 | 85035.9 | 0 |  | Electric Utility | N | OP |  | Non Combustion (NUC, WAT, WND, GEO, or SUN) |  | Eastern
EXCLUDE | PA | PA-Eastern | Safe Harbor | 3175 | 11 | WAT | HY | 37.5 | 37.5 | 0 | 85035.9 | 0 |  | Electric Utility | N | OP |  | Non Combustion (NUC, WAT, WND, GEO, or SUN) |  | Eastern
EXCLUDE | PA | PA-Eastern | Safe Harbor | 3175 | 12 | WAT | HY | 37.5 | 37.5 | 0 | 85035.9 | 0 |  | Electric Utility | N | OP |  | Non Combustion (NUC, WAT, WND, GEO, or SUN) |  | Eastern
EXCLUDE | PA | PA-Eastern | Safe Harbor | 3175 | 2 | WAT | HY | 33 | 33 | 0 | 74831.59 | 0 |  | Electric Utility | N | OP |  | Non Combustion (NUC, WAT, WND, GEO, or SUN) |  | Eastern
EXCLUDE | PA | PA-Eastern | Safe Harbor | 3175 | 3 | WAT | HY | 32 | 32 | 0 | 72563.97 | 0 |  | Electric Utility | N | OP |  | Non Combustion (NUC, WAT, WND, GEO, or SUN) |  | Eastern
EXCLUDE | PA | PA-Eastern | Safe Harbor | 3175 | 4 | WAT | HY | 32 | 32 | 0 | 72563.97 | 0 |  | Electric Utility | N | OP |  | Non Combustion (NUC, WAT, WND, GEO, or SUN) |  | Eastern
EXCLUDE | PA | PA-Eastern | Safe Harbor | 3175 | 41 | WAT | HY | 2 | 2 | 0 | 4535.25 | 0 |  | Electric Utility | N | OP |  | Non Combustion (NUC, WAT, WND, GEO, or SUN) |  | Eastern
EXCLUDE | PA | PA-Eastern | Safe Harbor | 3175 | 42 | WAT | HY | 2 | 2 | 0 | 4535.25 | 0 |  | Electric Utility | N | OP |  | Non Combustion (NUC, WAT, WND, GEO, or SUN) |  | Eastern
EXCLUDE | PA | PA-Eastern | Safe Harbor | 3175 | 5 | WAT | HY | 32 | 32 | 0 | 72563.97 | 0 |  | Electric Utility | N | OP |  | Non Combustion (NUC, WAT, WND, GEO, or SUN) |  | Eastern
EXCLUDE | PA | PA-Eastern | Safe Harbor | 3175 | 6 | WAT | HY | 32 | 32 | 0 | 72563.97 | 0 |  | Electric Utility | N | OP |  | Non Combustion (NUC, WAT, WND, GEO, or SUN) |  | Eastern
EXCLUDE | PA | PA-Eastern | Safe Harbor | 3175 | 7 | WAT | HY | 32 | 32 | 0 | 72563.97 | 0 |  | Electric Utility | N | OP |  | Non Combustion (NUC, WAT, WND, GEO, or SUN) |  | Eastern
EXCLUDE | PA | PA-Eastern | Safe Harbor | 3175 | 8 | WAT | HY | 37.5 | 37.5 | 0 | 85035.9 | 0 |  | Electric Utility | N | OP |  | Non Combustion (NUC, WAT, WND, GEO, or SUN) |  | Eastern
EXCLUDE | PA | PA-Eastern | Safe Harbor | 3175 | 9 | WAT | HY | 37.5 | 37.5 | 0 | 85035.9 | 0 |  | Electric Utility | N | OP |  | Non Combustion (NUC, WAT, WND, GEO, or SUN) |  | Eastern
NGCC | PA | PA-Eastern | Hunlock Power Station | 3176 | 3 | NG | CC | 49.9 | 28 | 369.38 | 122270.39 | 59254.25 |  | IPP Non-CHP | N | OP |  |  |  | Eastern
NGCC | PA | PA-Eastern | Hunlock Power Station | 3176 | 5 | NG | CC | 48 | 49.2 | 355.31 | 117614.8 | 56998.07 |  | IPP Non-CHP | N | OP |  |  |  | Eastern
NGCC | PA | PA-Eastern | Hunlock Power Station | 3176 | 6 | NG | CC | 48 | 49.2 | 355.31 | 117614.8 | 56998.07 |  | IPP Non-CHP | N | OP |  |  |  | Eastern
COALST | PA | PA-Eastern | FirstEnergy Armstrong Power Station | 3178 | 1 | BIT | ST | 163.2 | 172 | 2342 | 249878 | 273793.69 |  | IPP Non-CHP | N | RE | 2012 |  |  | Eastern
COALST | PA | PA-Eastern | FirstEnergy Armstrong Power Station | 3178 | 2 | BIT | ST | 163.2 | 172 | 2342 | 81220 | 89290.3 |  | IPP Non-CHP | N | RE | 2012 |  |  | Eastern
COALST | PA | PA-Eastern | Hatfields Ferry Power Station | 3179 | 1 | BIT | ST | 576 | 530 | 5938 | 3033998 | 3108225.05 |  | IPP Non-CHP | N | OP | 2013 |  |  | Eastern
COALST | PA | PA-Eastern | Hatfields Ferry Power Station | 3179 | 2 | BIT | ST | 576 | 530 | 5826.5 | 3274299 | 3360608.97 |  | IPP Non-CHP | N | OP | 2013 |  |  | Eastern
COALST | PA | PA-Eastern | Hatfields Ferry Power Station | 3179 | 3 | BIT | ST | 576 | 530 | 5674.8 | 3375520 | 3458361.26 |  | IPP Non-CHP | N | OP | 2013 |  |  | Eastern
EXCLUDE | PA | PA-Eastern | FirstEnergy Mitchell Power Station | 3181 | 1 | DFO | ST | 74.7 | 82 | 0 | 0 | 0 |  | IPP Non-CHP | N | RE | 2002 | Retired prior to 2012 |  | Eastern
OGST | PA | PA-Eastern | FirstEnergy Mitchell Power Station | 3181 | 2 | DFO | ST | 74.7 | 82 | 1376 |  | 837.91 |  | IPP Non-CHP | N | OP | 2013 |  |  | Eastern
COALST | PA | PA-Eastern | FirstEnergy Mitchell Power Station | 3181 | 3 | BIT | ST | 299.2 | 278 | 5511.37 | 1176625 | 1272553.65 |  | IPP Non-CHP | N | OP | 2013 |  |  | Eastern
EXCLUDE | PA | PA-Eastern | FirstEnergy Springdale Power Station | 3182 | 7 | RFO | ST | 74.7 | 86 | 0 | 0 | 0 |  | IPP Non-CHP | N | RE | 2005 | Retired prior to 2012 |  | Eastern
EXCLUDE | PA | PA-Eastern | FirstEnergy Springdale Power Station | 3182 | 8 | DFO | ST | 140.6 | 121 | 0 | 0 | 0 |  | IPP Non-CHP | N | RE | 2005 | Retired prior to 2012 |  | Eastern
NGCC | RI | RI-Eastern | Manchester Street | 3236 | G10A | NG | CC | 125 | 102.1 | 1450 | 620388.6 | 305295.78 |  | IPP Non-CHP | N | OP |  |  |  | Eastern
NGCC | RI | RI-Eastern | Manchester Street | 3236 | G11A | NG | CC | 125 | 102.2 | 1450 | 620388.6 | 305295.78 |  | IPP Non-CHP | N | OP |  |  |  | Eastern
NGCC | RI | RI-Eastern | Manchester Street | 3236 | GE10 | NG | CC | 48 | 46.9 | 1450 | 238229.22 | 117233.58 |  | IPP Non-CHP | N | OP |  |  |  | Eastern
NGCC | RI | RI-Eastern | Manchester Street | 3236 | GE11 | NG | CC | 46 | 46.8 | 1450 | 228303 | 112348.85 |  | IPP Non-CHP | N | OP |  |  |  | Eastern
NGCC | RI | RI-Eastern | Manchester Street | 3236 | GE9A | NG | CC | 125 | 102.1 | 1450 | 620388.6 | 305295.78 |  | IPP Non-CHP | N | OP |  |  |  | Eastern
NGCC | RI | RI-Eastern | Manchester Street | 3236 | GEN9 | NG | CC | 46 | 46.9 | 1450 | 228303 | 112348.85 |  | IPP Non-CHP | N | OP |  |  |  | Eastern
EXCLUDE | SC | SC-Eastern | Darlington County | 3250 | 1 | NG | GT | 66.8 | 52 | 1663.42 | 5753.24 | 5452.92 |  | Electric Utility | N | OP |  | Simple cycle unit |  | Eastern
EXCLUDE | SC | SC-Eastern | Darlington County | 3250 | 10 | NG | GT | 65.8 | 51 | 1638.52 | 5667.12 | 5371.29 |  | Electric Utility | N | OP |  | Simple cycle unit |  | Eastern
EXCLUDE | SC | SC-Eastern | Darlington County | 3250 | 11 | DFO | GT | 66.8 | 52 | 1663.42 | 5753.24 | 5452.92 |  | Electric Utility | N | OP |  | Simple cycle unit |  | Eastern
EXCLUDE | SC | SC-Eastern | Darlington County | 3250 | 12 | NG | GT | 158 | 118 | 3934.44 | 13607.97 | 12897.63 |  | Electric Utility | N | OP |  | Simple cycle unit |  | Eastern
EXCLUDE | SC | SC-Eastern | Darlington County | 3250 | 13 | NG | GT | 158 | 116 | 3934.44 | 13607.97 | 12897.63 |  | Electric Utility | N | OP |  | Simple cycle unit |  | Eastern
EXCLUDE | SC | SC-Eastern | Darlington County | 3250 | 2 | NG | GT | 65.8 | 48 | 1638.52 | 5667.12 | 5371.29 |  | Electric Utility | N | OP |  | Simple cycle unit |  | Eastern
EXCLUDE | SC | SC-Eastern | Darlington County | 3250 | 3 | NG | GT | 66.8 | 52 | 1663.42 | 5753.24 | 5452.92 |  | Electric Utility | N | OP |  | Simple cycle unit |  | Eastern
EXCLUDE | SC | SC-Eastern | Darlington County | 3250 | 4 | NG | GT | 65.8 | 52 | 1638.52 | 5667.12 | 5371.29 |  | Electric Utility | N | OP |  | Simple cycle unit |  | Eastern
EXCLUDE | SC | SC-Eastern | Darlington County | 3250 | 5 | NG | GT | 66.8 | 52 | 1663.42 | 5753.24 | 5452.92 |  | Electric Utility | N | OP |  | Simple cycle unit |  | Eastern
EXCLUDE | SC | SC-Eastern | Darlington County | 3250 | 6 | NG | GT | 65.8 | 45 | 1638.52 | 5667.12 | 5371.29 |  | Electric Utility | N | OP |  | Simple cycle unit |  | Eastern
EXCLUDE | SC | SC-Eastern | Darlington County | 3250 | 7 | NG | GT | 66.8 | 51 | 1663.42 | 5753.24 | 5452.92 |  | Electric Utility | N | OP |  | Simple cycle unit |  | Eastern
EXCLUDE | SC | SC-Eastern | Darlington County | 3250 | 8 | NG | GT | 65.8 | 48 | 1638.52 | 5667.12 | 5371.29 |  | Electric Utility | N | OP |  | Simple cycle unit |  | Eastern
EXCLUDE | SC | SC-Eastern | Darlington County | 3250 | 9 | NG | GT | 66.8 | 52 | 1663.42 | 5753.24 | 5452.92 |  | Electric Utility | N | OP |  | Simple cycle unit |  | Eastern
COALST | SC | SC-Eastern | H B Robinson | 3251 | 1 | BIT | ST | 206.6 | 177 | 2360 | 221681.54 | 245561.78 |  | Electric Utility | N | RE | 2012 |  |  | Eastern
EXCLUDE | SC | SC-Eastern | H B Robinson | 3251 | 2 | NUC | ST | 768.6 | 741 | 0 | 4415140.42 | 0 |  | Electric Utility | N | OP |  | Non Combustion (NUC, WAT, WND, GEO, or SUN) |  | Eastern
EXCLUDE | SC | SC-Eastern | H B Robinson | 3251 | GT1 | NG | GT | 16.3 | 11 | 0 | 451 | 543.41 |  | Electric Utility | N | OP |  | Simple cycle unit |  | Eastern
EXCLUDE | SC | SC-Eastern | Boyds Mill Hydro | 3253 | 1 | WAT | HY | 0.7 | 0.7 | 0 | 1070 | 0 |  | IPP Non-CHP | N | OP |  | Non Combustion (NUC, WAT, WND, GEO, or SUN) |  | Eastern
EXCLUDE | SC | SC-Eastern | Boyds Mill Hydro | 3253 | 2 | WAT | HY | 0.7 | 0.7 | 0 | 1070 | 0 |  | IPP Non-CHP | N | OP |  | Non Combustion (NUC, WAT, WND, GEO, or SUN) |  | Eastern
EXCLUDE | SC | SC-Eastern | Buzzard Roost | 3254 | HC1 | WAT | HY | 5 | 2.3 | 0 | 6691.33 | 0 |  | Electric Utility | N | OP |  | Non Combustion (NUC, WAT, WND, GEO, or SUN) |  | Eastern
EXCLUDE | SC | SC-Eastern | Buzzard Roost | 3254 | HC2 | WAT | HY | 5 | 2.3 | 0 | 6691.33 | 0 |  | Electric Utility | N | OP |  | Non Combustion (NUC, WAT, WND, GEO, or SUN) |  | Eastern
EXCLUDE | SC | SC-Eastern | Buzzard Roost | 3254 | HC3 | WAT | HY | 5 | 2.3 | 0 | 6691.33 | 0 |  | Electric Utility | N | OP |  | Non Combustion (NUC, WAT, WND, GEO, or SUN) |  | Eastern
EXCLUDE | SC | SC-Eastern | Cedar Creek | 3255 | 1 | WAT | HY | 15 | 15 | 0 | 31202 | 0 |  | Electric Utility | N | OP |  | Non Combustion (NUC, WAT, WND, GEO, or SUN) |  | Eastern
EXCLUDE | SC | SC-Eastern | Cedar Creek | 3255 | 2 | WAT | HY | 15 | 15 | 0 | 31202 | 0 |  | Electric Utility | N | OP |  | Non Combustion (NUC, WAT, WND, GEO, or SUN) |  | Eastern
EXCLUDE | SC | SC-Eastern | Cedar Creek | 3255 | 3 | WAT | HY | 15 | 15 | 0 | 31202 | 0 |  | Electric Utility | N | OP |  | Non Combustion (NUC, WAT, WND, GEO, or SUN) |  | Eastern
EXCLUDE | SC | SC-Eastern | Dearborn | 3256 | 1 | WAT | HY | 15 | 14 | 0 | 34744 | 0 |  | Electric Utility | N | OP |  | Non Combustion (NUC, WAT, WND, GEO, or SUN) |  | Eastern
EXCLUDE | SC | SC-Eastern | Dearborn | 3256 | 2 | WAT | HY | 15 | 14 | 0 | 34744 | 0 |  | Electric Utility | N | OP |  | Non Combustion (NUC, WAT, WND, GEO, or SUN) |  | Eastern
EXCLUDE | SC | SC-Eastern | Dearborn | 3256 | 3 | WAT | HY | 15 | 14 | 0 | 34744 | 0 |  | Electric Utility | N | OP |  | Non Combustion (NUC, WAT, WND, GEO, or SUN) |  | Eastern
EXCLUDE | SC | SC-Eastern | Fishing Creek | 3257 | 1 | WAT | HY | 9.3 | 11 | 0 | 20137.69 | 0 |  | Electric Utility | N | OP |  | Non Combustion (NUC, WAT, WND, GEO, or SUN) |  | Eastern
EXCLUDE | SC | SC-Eastern | Fishing Creek | 3257 | 2 | WAT | HY | 8.8 | 9.5 | 0 | 19055.02 | 0 |  | Electric Utility | N | OP |  | Non Combustion (NUC, WAT, WND, GEO, or SUN) |  | Eastern
EXCLUDE | SC | SC-Eastern | Fishing Creek | 3257 | 3 | WAT | HY | 8.8 | 9.5 | 0 | 19055.02 | 0 |  | Electric Utility | N | OP |  | Non Combustion (NUC, WAT, WND, GEO, or SUN) |  | Eastern
EXCLUDE | SC | SC-Eastern | Fishing Creek | 3257 | 4 | WAT | HY | 9.4 | 11 | 0 | 20354.22 | 0 |  | Electric Utility | N | OP |  | Non Combustion (NUC, WAT, WND, GEO, or SUN) |  | Eastern
EXCLUDE | SC | SC-Eastern | Fishing Creek | 3257 | 5 | WAT | HY | 6 | 8 | 0 | 12992.06 | 0 |  | Electric Utility | N | OP |  | Non Combustion (NUC, WAT, WND, GEO, or SUN) |  | Eastern
EXCLUDE | SC | SC-Eastern | Gaston Shoals | 3258 | 3 | WAT | HY | 1.4 | 1 | 0 | 3389.46 | 0 |  | Electric Utility | N | OP |  | Non Combustion (NUC, WAT, WND, GEO, or SUN) |  | Eastern
EXCLUDE | SC | SC-Eastern | Gaston Shoals | 3258 | 4 | WAT | HY | 1.4 | 1 | 0 | 3389.46 | 0 |  | Electric Utility | N | OP |  | Non Combustion (NUC, WAT, WND, GEO, or SUN) |  | Eastern
EXCLUDE | SC | SC-Eastern | Gaston Shoals | 3258 | 5 | WAT | HY | 1.4 | 1 | 0 | 3389.46 | 0 |  | Electric Utility | N | OP |  | Non Combustion (NUC, WAT, WND, GEO, or SUN) |  | Eastern
EXCLUDE | SC | SC-Eastern | Gaston Shoals | 3258 | 6 | WAT | HY | 2.5 | 1.7 | 0 | 6052.61 | 0 |  | Electric Utility | N | OP |  | Non Combustion (NUC, WAT, WND, GEO, or SUN) |  | Eastern
EXCLUDE | SC | SC-Eastern | Great Falls | 3259 | 1 | WAT | HY | 3 | 3 | 0 | 993.38 | 0 |  | Electric Utility | N | OP |  | Non Combustion (NUC, WAT, WND, GEO, or SUN) |  | Eastern
EXCLUDE | SC | SC-Eastern | Great Falls | 3259 | 2 | WAT | HY | 3 | 3 | 0 | 993.38 | 0 |  | Electric Utility | N | OP |  | Non Combustion (NUC, WAT, WND, GEO, or SUN) |  | Eastern
EXCLUDE | SC | SC-Eastern | Great Falls | 3259 | 3 | WAT | HY | 3 | 3 | 0 | 993.38 | 0 |  | Electric Utility | N | OP |  | Non Combustion (NUC, WAT, WND, GEO, or SUN) |  | Eastern
EXCLUDE | SC | SC-Eastern | Great Falls | 3259 | 4 | WAT | HY | 3 | 3 | 0 | 993.38 | 0 |  | Electric Utility | N | OP |  | Non Combustion (NUC, WAT, WND, GEO, or SUN) |  | Eastern
EXCLUDE | SC | SC-Eastern | Great Falls | 3259 | 5 | WAT | HY | 3 | 3 | 0 | 993.38 | 0 |  | Electric Utility | N | OP |  | Non Combustion (NUC, WAT, WND, GEO, or SUN) |  | Eastern
EXCLUDE | SC | SC-Eastern | Great Falls | 3259 | 6 | WAT | HY | 3 | 3 | 0 | 993.38 | 0 |  | Electric Utility | N | OP |  | Non Combustion (NUC, WAT, WND, GEO, or SUN) |  | Eastern
EXCLUDE | SC | SC-Eastern | Great Falls | 3259 | 7 | WAT | HY | 3 | 3 | 0 | 993.38 | 0 |  | Electric Utility | N | OP |  | Non Combustion (NUC, WAT, WND, GEO, or SUN) |  | Eastern
EXCLUDE | SC | SC-Eastern | Great Falls | 3259 | 8 | WAT | HY | 3 | 3 | 0 | 993.38 | 0 |  | Electric Utility | N | OP |  | Non Combustion (NUC, WAT, WND, GEO, or SUN) |  | Eastern
EXCLUDE | SC | SC-Eastern | Hollidays Bridge Hydro | 3261 | 1 | WAT | HY | 1 | 1.2 | 0 | 2348.75 | 0 |  | IPP Non-CHP | N | OP |  | Non Combustion (NUC, WAT, WND, GEO, or SUN) |  | Eastern
EXCLUDE | SC | SC-Eastern | Hollidays Bridge Hydro | 3261 | 2 | WAT | HY | 1 | 1.2 | 0 | 2348.75 | 0 |  | IPP Non-CHP | N | OP |  | Non Combustion (NUC, WAT, WND, GEO, or SUN) |  | Eastern
EXCLUDE | SC | SC-Eastern | Hollidays Bridge Hydro | 3261 | 3 | WAT | HY | 1 | 1.2 | 0 | 2348.75 | 0 |  | IPP Non-CHP | N | OP |  | Non Combustion (NUC, WAT, WND, GEO, or SUN) |  | Eastern
EXCLUDE | SC | SC-Eastern | Hollidays Bridge Hydro | 3261 | 4 | WAT | HY | 1 | 1.2 | 0 | 2348.75 | 0 |  | IPP Non-CHP | N | OP |  | Non Combustion (NUC, WAT, WND, GEO, or SUN) |  | Eastern
EXCLUDE | SC | SC-Eastern | Jocassee | 3262 | 1 | WAT | PS | 153 | 195 | 0 | -43841.75 | 0 |  | Electric Utility | N | OP |  | Non Combustion (NUC, WAT, WND, GEO, or SUN) |  | Eastern
EXCLUDE | SC | SC-Eastern | Jocassee | 3262 | 2 | WAT | PS | 153 | 195 | 0 | -43841.75 | 0 |  | Electric Utility | N | OP |  | Non Combustion (NUC, WAT, WND, GEO, or SUN) |  | Eastern
EXCLUDE | SC | SC-Eastern | Jocassee | 3262 | 3 | WAT | PS | 153 | 195 | 0 | -43841.75 | 0 |  | Electric Utility | N | OP |  | Non Combustion (NUC, WAT, WND, GEO, or SUN) |  | Eastern
EXCLUDE | SC | SC-Eastern | Jocassee | 3262 | 4 | WAT | PS | 153 | 195 | 0 | -43841.75 | 0 |  | Electric Utility | N | OP |  | Non Combustion (NUC, WAT, WND, GEO, or SUN) |  | Eastern
COALST | SC | SC-Eastern | W S Lee | 3264 | 1 | BIT | ST | 90 | 100 | 1224 | 19113 | 25900.47 |  | Electric Utility | N | OP | 2016 |  |  | Eastern
COALST | SC | SC-Eastern | W S Lee | 3264 | 2 | BIT | ST | 90 | 100 | 1427 | 29392 | 39101.31 |  | Electric Utility | N | OP | 2016 |  |  | Eastern
COALST | SC | SC-Eastern | W S Lee | 3264 | 3 | BIT | ST | 175 | 170 | 2457 | 80920 | 94406.87 |  | Electric Utility | N | OP |  |  |  | Eastern
EXCLUDE | SC | SC-Eastern | W S Lee | 3264 | 4 | NG | GT | 35.1 | 30 | 0 | 0 | 0 |  | Electric Utility | N | RE | 2007 | Retired prior to 2012 |  | Eastern
EXCLUDE | SC | SC-Eastern | W S Lee | 3264 | 5 | NG | GT | 35.1 | 30 | 0 | 0 | 0 |  | Electric Utility | N | RE | 2007 | Retired prior to 2012 |  | Eastern
EXCLUDE | SC | SC-Eastern | W S Lee | 3264 | 6 | NG | GT | 35.1 | 30 | 0 | 0 | 0 |  | Electric Utility | N | RE | 2007 | Retired prior to 2012 |  | Eastern
EXCLUDE | SC | SC-Eastern | W S Lee | 3264 | 7 | NG | GT | 54 | 41 | 470 | 27890 | 17257.77 |  | Electric Utility | N | OP |  | Simple cycle unit |  | Eastern
EXCLUDE | SC | SC-Eastern | W S Lee | 3264 | 8 | NG | GT | 54 | 41 | 470 | 27890 | 17257.77 |  | Electric Utility | N | OP |  | Simple cycle unit |  | Eastern
EXCLUDE | SC | SC-Eastern | Oconee | 3265 | 1 | NUC | ST | 886.7 | 846 | 0 | 6865459.38 | 0 |  | Electric Utility | N | OP |  | Non Combustion (NUC, WAT, WND, GEO, or SUN) |  | Eastern
EXCLUDE | SC | SC-Eastern | Oconee | 3265 | 2 | NUC | ST | 886.7 | 846 | 0 | 6865459.38 | 0 |  | Electric Utility | N | OP |  | Non Combustion (NUC, WAT, WND, GEO, or SUN) |  | Eastern
EXCLUDE | SC | SC-Eastern | Oconee | 3265 | 3 | NUC | ST | 893.3 | 846 | 0 | 6916561.25 | 0 |  | Electric Utility | N | OP |  | Non Combustion (NUC, WAT, WND, GEO, or SUN) |  | Eastern
EXCLUDE | SC | SC-Eastern | Rocky Creek | 3266 | 1 | WAT | HY | 3 | 2.9 | 0 | -20.46 | 0 |  | Electric Utility | N | OP |  | Non Combustion (NUC, WAT, WND, GEO, or SUN) |  | Eastern
EXCLUDE | SC | SC-Eastern | Rocky Creek | 3266 | 2 | WAT | HY | 3 | 2.9 | 0 | -20.46 | 0 |  | Electric Utility | N | OP |  | Non Combustion (NUC, WAT, WND, GEO, or SUN) |  | Eastern
EXCLUDE | SC | SC-Eastern | Rocky Creek | 3266 | 3 | WAT | HY | 3 | 2.9 | 0 | -20.46 | 0 |  | Electric Utility | N | OP |  | Non Combustion (NUC, WAT, WND, GEO, or SUN) |  | Eastern
EXCLUDE | SC | SC-Eastern | Rocky Creek | 3266 | 4 | WAT | HY | 3 | 2.9 | 0 | -20.46 | 0 |  | Electric Utility | N | OP |  | Non Combustion (NUC, WAT, WND, GEO, or SUN) |  | Eastern
EXCLUDE | SC | SC-Eastern | Rocky Creek | 3266 | 5 | WAT | HY | 5 | 4.8 | 0 | -34.11 | 0 |  | Electric Utility | N | OP |  | Non Combustion (NUC, WAT, WND, GEO, or SUN) |  | Eastern
EXCLUDE | SC | SC-Eastern | Rocky Creek | 3266 | 6 | WAT | HY | 5 | 4.8 | 0 | -34.11 | 0 |  | Electric Utility | N | OP |  | Non Combustion (NUC, WAT, WND, GEO, or SUN) |  | Eastern
EXCLUDE | SC | SC-Eastern | Rocky Creek | 3266 | 7 | WAT | HY | 3 | 2.9 | 0 | -20.46 | 0 |  | Electric Utility | N | OP |  | Non Combustion (NUC, WAT, WND, GEO, or SUN) |  | Eastern
EXCLUDE | SC | SC-Eastern | Rocky Creek | 3266 | 8 | WAT | HY | 3 | 2.9 | 0 | -20.46 | 0 |  | Electric Utility | N | OP |  | Non Combustion (NUC, WAT, WND, GEO, or SUN) |  | Eastern
EXCLUDE | SC | SC-Eastern | Saluda | 3267 | 1 | WAT | HY | 0.6 | 0.6 | 0 | 1509.25 | 0 |  | IPP Non-CHP | N | OP |  | Non Combustion (NUC, WAT, WND, GEO, or SUN) |  | Eastern
EXCLUDE | SC | SC-Eastern | Saluda | 3267 | 2 | WAT | HY | 0.6 | 0.6 | 0 | 1509.25 | 0 |  | IPP Non-CHP | N | OP |  | Non Combustion (NUC, WAT, WND, GEO, or SUN) |  | Eastern
EXCLUDE | SC | SC-Eastern | Saluda | 3267 | 3 | WAT | HY | 0.6 | 0.6 | 0 | 1509.25 | 0 |  | IPP Non-CHP | N | OP |  | Non Combustion (NUC, WAT, WND, GEO, or SUN) |  | Eastern
EXCLUDE | SC | SC-Eastern | Saluda | 3267 | 4 | WAT | HY | 0.6 | 0.6 | 0 | 1509.25 | 0 |  | IPP Non-CHP | N | OP |  | Non Combustion (NUC, WAT, WND, GEO, or SUN) |  | Eastern
EXCLUDE | SC | SC-Eastern | Wateree | 3270 | 1 | WAT | HY | 11.2 | 17 | 0 | 25166.2 | 0 |  | Electric Utility | N | OP |  | Non Combustion (NUC, WAT, WND, GEO, or SUN) |  | Eastern
EXCLUDE | SC | SC-Eastern | Wateree | 3270 | 2 | WAT | HY | 11.2 | 17 | 0 | 25166.2 | 0 |  | Electric Utility | N | OP |  | Non Combustion (NUC, WAT, WND, GEO, or SUN) |  | Eastern
EXCLUDE | SC | SC-Eastern | Wateree | 3270 | 3 | WAT | HY | 11.2 | 17 | 0 | 25166.2 | 0 |  | Electric Utility | N | OP |  | Non Combustion (NUC, WAT, WND, GEO, or SUN) |  | Eastern
EXCLUDE | SC | SC-Eastern | Wateree | 3270 | 4 | WAT | HY | 11.2 | 17 | 0 | 25166.2 | 0 |  | Electric Utility | N | OP |  | Non Combustion (NUC, WAT, WND, GEO, or SUN) |  | Eastern
EXCLUDE | SC | SC-Eastern | Wateree | 3270 | 5 | WAT | HY | 11.2 | 17 | 0 | 25166.2 | 0 |  | Electric Utility | N | OP |  | Non Combustion (NUC, WAT, WND, GEO, or SUN) |  | Eastern
EXCLUDE | SC | SC-Eastern | Wylie | 3271 | 1 | WAT | HY | 15 | 18 | 0 | 21469.75 | 0 |  | Electric Utility | N | OP |  | Non Combustion (NUC, WAT, WND, GEO, or SUN) |  | Eastern
EXCLUDE | SC | SC-Eastern | Wylie | 3271 | 2 | WAT | HY | 15 | 18 | 0 | 21469.75 | 0 |  | Electric Utility | N | OP |  | Non Combustion (NUC, WAT, WND, GEO, or SUN) |  | Eastern
EXCLUDE | SC | SC-Eastern | Wylie | 3271 | 3 | WAT | HY | 15 | 18 | 0 | 21469.75 | 0 |  | Electric Utility | N | OP |  | Non Combustion (NUC, WAT, WND, GEO, or SUN) |  | Eastern
EXCLUDE | SC | SC-Eastern | Wylie | 3271 | 4 | WAT | HY | 15 | 18 | 0 | 21469.75 | 0 |  | Electric Utility | N | OP |  | Non Combustion (NUC, WAT, WND, GEO, or SUN) |  | Eastern
EXCLUDE | SC | SC-Eastern | 99 Islands | 3272 | 1 | WAT | HY | 3 | 1.6 | 0 | 8262.83 | 0 |  | Electric Utility | N | OP |  | Non Combustion (NUC, WAT, WND, GEO, or SUN) |  | Eastern
EXCLUDE | SC | SC-Eastern | 99 Islands | 3272 | 2 | WAT | HY | 3 | 1.6 | 0 | 8262.83 | 0 |  | Electric Utility | N | OP |  | Non Combustion (NUC, WAT, WND, GEO, or SUN) |  | Eastern
EXCLUDE | SC | SC-Eastern | 99 Islands | 3272 | 3 | WAT | HY | 3 | 1.6 | 0 | 8262.83 | 0 |  | Electric Utility | N | OP |  | Non Combustion (NUC, WAT, WND, GEO, or SUN) |  | Eastern
EXCLUDE | SC | SC-Eastern | 99 Islands | 3272 | 4 | WAT | HY | 3 | 1.6 | 0 | 8262.83 | 0 |  | Electric Utility | N | OP |  | Non Combustion (NUC, WAT, WND, GEO, or SUN) |  | Eastern
EXCLUDE | SC | SC-Eastern | 99 Islands | 3272 | 5 | WAT | HY | 3 | 1.6 | 0 | 8262.83 | 0 |  | Electric Utility | N | OP |  | Non Combustion (NUC, WAT, WND, GEO, or SUN) |  | Eastern
EXCLUDE | SC | SC-Eastern | 99 Islands | 3272 | 6 | WAT | HY | 3 | 1.6 | 0 | 8262.83 | 0 |  | Electric Utility | N | OP |  | Non Combustion (NUC, WAT, WND, GEO, or SUN) |  | Eastern
EXCLUDE | SC | SC-Eastern | Lockhart | 3275 | 2 | WAT | HY | 4.2 | 4.2 | 0 | 10137.4 | 0 |  | Electric Utility | N | OP |  | Non Combustion (NUC, WAT, WND, GEO, or SUN) |  | Eastern
EXCLUDE | SC | SC-Eastern | Lockhart | 3275 | HY1 | WAT | HY | 4.2 | 4.2 | 0 | 10137.4 | 0 |  | Electric Utility | N | OP |  | Non Combustion (NUC, WAT, WND, GEO, or SUN) |  | Eastern
EXCLUDE | SC | SC-Eastern | Lockhart | 3275 | HY3 | WAT | HY | 4.2 | 4.2 | 0 | 10137.4 | 0 |  | Electric Utility | N | OP |  | Non Combustion (NUC, WAT, WND, GEO, or SUN) |  | Eastern
EXCLUDE | SC | SC-Eastern | Lockhart | 3275 | HY4 | WAT | HY | 4.2 | 4.2 | 0 | 10137.4 | 0 |  | Electric Utility | N | OP |  | Non Combustion (NUC, WAT, WND, GEO, or SUN) |  | Eastern
EXCLUDE | SC | SC-Eastern | Lockhart | 3275 | HY5 | WAT | HY | 1.2 | 1.2 | 0 | 2896.4 | 0 |  | Electric Utility | N | OP |  | Non Combustion (NUC, WAT, WND, GEO, or SUN) |  | Eastern
EXCLUDE | SC | SC-Eastern | Burton | 3277 | 1 | NG | GT | 11.5 | 9 | 0 | 0 | 0 |  | Electric Utility | N | RE | 2008 | Retired prior to 2012 |  | Eastern
EXCLUDE | SC | SC-Eastern | Burton | 3277 | 2 | NG | GT | 11.5 | 9 | 0 | 0 | 0 |  | Electric Utility | N | RE | 2008 | Retired prior to 2012 |  | Eastern
EXCLUDE | SC | SC-Eastern | Burton | 3277 | 3 | NG | GT | 11.5 | 9 | 0 | 0 | 0 |  | Electric Utility | N | RE | 2008 | Retired prior to 2012 |  | Eastern
COALST | SC | SC-Eastern | Canadys Steam | 3280 | 1 | BIT | ST | 136 | 105 | 1554 | 363010 | 408172.36 |  | Electric Utility | N | RE | 2012 |  |  | Eastern
COALST | SC | SC-Eastern | Canadys Steam | 3280 | 2 | BIT | ST | 136 | 115 | 1416 | 452768 | 441134.08 |  | Electric Utility | N | OP | 2018 |  |  | Eastern
COALST | SC | SC-Eastern | Canadys Steam | 3280 | 3 | BIT | ST | 217.6 | 180 | 2019 | 836407 | 777335.63 |  | Electric Utility | N | OP | 2018 |  |  | Eastern
EXCLUDE | SC | SC-Eastern | Coit GT | 3281 | 1 | NG | GT | 19.6 | 14 | 0 | 2041.5 | 2216.66 |  | Electric Utility | N | OP |  | Simple cycle unit |  | Eastern
EXCLUDE | SC | SC-Eastern | Coit GT | 3281 | 2 | NG | GT | 19.6 | 14 | 0 | 2041.5 | 2216.66 |  | Electric Utility | N | OP |  | Simple cycle unit |  | Eastern
EXCLUDE | SC | SC-Eastern | Columbia Canal Hydro | 3283 | 1 | WAT | HY | 1.6 | 1.3 | 0 | 3090.26 | 0 |  | Electric Utility | N | OP |  | Non Combustion (NUC, WAT, WND, GEO, or SUN) |  | Eastern
EXCLUDE | SC | SC-Eastern | Columbia Canal Hydro | 3283 | 2 | WAT | HY | 1.6 | 0.1 | 0 | 3090.26 | 0 |  | Electric Utility | N | OA |  | Non Combustion (NUC, WAT, WND, GEO, or SUN) |  | Eastern
EXCLUDE | SC | SC-Eastern | Columbia Canal Hydro | 3283 | 3 | WAT | HY | 1.6 | 1.3 | 0 | 3090.26 | 0 |  | Electric Utility | N | OP |  | Non Combustion (NUC, WAT, WND, GEO, or SUN) |  | Eastern
EXCLUDE | SC | SC-Eastern | Columbia Canal Hydro | 3283 | 4 | WAT | HY | 1.3 | 1.3 | 0 | 2510.84 | 0 |  | Electric Utility | N | OP |  | Non Combustion (NUC, WAT, WND, GEO, or SUN) |  | Eastern
EXCLUDE | SC | SC-Eastern | Columbia Canal Hydro | 3283 | 5 | WAT | HY | 1.3 | 0.1 | 0 | 2510.84 | 0 |  | Electric Utility | N | OA |  | Non Combustion (NUC, WAT, WND, GEO, or SUN) |  | Eastern
EXCLUDE | SC | SC-Eastern | Columbia Canal Hydro | 3283 | 6 | WAT | HY | 1.6 | 1.3 | 0 | 3090.26 | 0 |  | Electric Utility | N | OP |  | Non Combustion (NUC, WAT, WND, GEO, or SUN) |  | Eastern
EXCLUDE | SC | SC-Eastern | Columbia Canal Hydro | 3283 | 7 | WAT | HY | 1.6 | 1.3 | 0 | 3090.26 | 0 |  | Electric Utility | N | OP |  | Non Combustion (NUC, WAT, WND, GEO, or SUN) |  | Eastern
EXCLUDE | SC | SC-Eastern | Faber Place | 3284 | 1 | NG | GT | 11.5 | 8 | 0 | 0 | 0 |  | Electric Utility | N | RE | 2008 | Retired prior to 2012 |  | Eastern
EXCLUDE | SC | SC-Eastern | Hagood | 3285 | 4 | NG | GT | 122 | 86 | 850.52 | 42786.58 | 20398.86 |  | Electric Utility | N | OP |  | Simple cycle unit |  | Eastern
EXCLUDE | SC | SC-Eastern | Hagood | 3285 | 5 | NG | GT | 32 | 20 | 223.09 | 11222.71 | 5350.52 |  | Electric Utility | N | OP |  | Simple cycle unit |  | Eastern
EXCLUDE | SC | SC-Eastern | Hagood | 3285 | 6 | NG | GT | 32 | 20 | 223.09 | 11222.71 | 5350.52 |  | Electric Utility | N | OP |  | Simple cycle unit |  | Eastern
EXCLUDE | SC | SC-Eastern | Hardeeville | 3286 | 1 | DFO | GT | 16.3 | 9 | 0 | 34 | 84.46 |  | Electric Utility | N | OP |  | Simple cycle unit |  | Eastern
COALST | SC | SC-Eastern | McMeekin | 3287 | 1 | BIT | ST | 146.8 | 125 | 1352 | 221053 | 198723.7 |  | Electric Utility | N | OP | 2018 |  |  | Eastern
COALST | SC | SC-Eastern | McMeekin | 3287 | 2 | BIT | ST | 146.8 | 125 | 1434 | 362219 | 322857.36 |  | Electric Utility | N | OP | 2018 |  |  | Eastern
EXCLUDE | SC | SC-Eastern | Neal Shoals | 3289 | 1 | WAT | HY | 1.3 | 1.3 | 0 | 3417.75 | 0 |  | Electric Utility | N | OP |  | Non Combustion (NUC, WAT, WND, GEO, or SUN) |  | Eastern
EXCLUDE | SC | SC-Eastern | Neal Shoals | 3289 | 2 | WAT | HY | 1.3 | 1.3 | 0 | 3417.75 | 0 |  | Electric Utility | N | OP |  | Non Combustion (NUC, WAT, WND, GEO, or SUN) |  | Eastern
EXCLUDE | SC | SC-Eastern | Neal Shoals | 3289 | 3 | WAT | HY | 1.3 | 1.3 | 0 | 3417.75 | 0 |  | Electric Utility | N | OP |  | Non Combustion (NUC, WAT, WND, GEO, or SUN) |  | Eastern
EXCLUDE | SC | SC-Eastern | Neal Shoals | 3289 | 4 | WAT | HY | 1.3 | 1.3 | 0 | 3417.75 | 0 |  | Electric Utility | N | OP |  | Non Combustion (NUC, WAT, WND, GEO, or SUN) |  | Eastern
EXCLUDE | SC | SC-Eastern | Parr Hydro | 3290 | 1 | WAT | HY | 2.4 | 2.5 | 0 | 8067 | 0 |  | Electric Utility | N | OP |  | Non Combustion (NUC, WAT, WND, GEO, or SUN) |  | Eastern
EXCLUDE | SC | SC-Eastern | Parr Hydro | 3290 | 2 | WAT | HY | 2.4 | 2.5 | 0 | 8067 | 0 |  | Electric Utility | N | OP |  | Non Combustion (NUC, WAT, WND, GEO, or SUN) |  | Eastern
EXCLUDE | SC | SC-Eastern | Parr Hydro | 3290 | 3 | WAT | HY | 2.4 | 2.5 | 0 | 8067 | 0 |  | Electric Utility | N | OP |  | Non Combustion (NUC, WAT, WND, GEO, or SUN) |  | Eastern
EXCLUDE | SC | SC-Eastern | Parr Hydro | 3290 | 4 | WAT | HY | 2.4 | 2.5 | 0 | 8067 | 0 |  | Electric Utility | N | OP |  | Non Combustion (NUC, WAT, WND, GEO, or SUN) |  | Eastern
EXCLUDE | SC | SC-Eastern | Parr Hydro | 3290 | 5 | WAT | HY | 2.4 | 2.5 | 0 | 8067 | 0 |  | Electric Utility | N | OP |  | Non Combustion (NUC, WAT, WND, GEO, or SUN) |  | Eastern
EXCLUDE | SC | SC-Eastern | Parr Hydro | 3290 | 6 | WAT | HY | 2.4 | 2.5 | 0 | 8067 | 0 |  | Electric Utility | N | OP |  | Non Combustion (NUC, WAT, WND, GEO, or SUN) |  | Eastern
EXCLUDE | SC | SC-Eastern | Parr GT | 3291 | GT1 | NG | GT | 17.5 | 15.5 | 0 | 2887.03 | 2725.49 |  | Electric Utility | N | OP |  | Simple cycle unit |  | Eastern
EXCLUDE | SC | SC-Eastern | Parr GT | 3291 | GT2 | NG | GT | 17.5 | 15.5 | 0 | 2887.03 | 2725.49 |  | Electric Utility | N | OP |  | Simple cycle unit |  | Eastern
EXCLUDE | SC | SC-Eastern | Parr GT | 3291 | GT3 | NG | GT | 19.5 | 19 | 0 | 3216.97 | 3036.97 |  | Electric Utility | N | OP |  | Simple cycle unit |  | Eastern
EXCLUDE | SC | SC-Eastern | Parr GT | 3291 | GT4 | NG | GT | 19.5 | 19 | 0 | 3216.97 | 3036.97 |  | Electric Utility | N | OP |  | Simple cycle unit |  | Eastern
EXCLUDE | SC | SC-Eastern | Saluda | 3293 | 1 | WAT | HY | 32.5 | 32.5 | 0 | 3115.33 | 0 |  | Electric Utility | N | OP |  | Non Combustion (NUC, WAT, WND, GEO, or SUN) |  | Eastern
EXCLUDE | SC | SC-Eastern | Saluda | 3293 | 2 | WAT | HY | 32.5 | 32.5 | 0 | 3115.33 | 0 |  | Electric Utility | N | OP |  | Non Combustion (NUC, WAT, WND, GEO, or SUN) |  | Eastern
EXCLUDE | SC | SC-Eastern | Saluda | 3293 | 3 | WAT | HY | 42.3 | 35 | 0 | 4054.72 | 0 |  | Electric Utility | N | OP |  | Non Combustion (NUC, WAT, WND, GEO, or SUN) |  | Eastern
EXCLUDE | SC | SC-Eastern | Saluda | 3293 | 4 | WAT | HY | 32.5 | 32.5 | 0 | 3115.33 | 0 |  | Electric Utility | N | OP |  | Non Combustion (NUC, WAT, WND, GEO, or SUN) |  | Eastern
EXCLUDE | SC | SC-Eastern | Saluda | 3293 | 5 | WAT | HY | 67.5 | 66 | 0 | 6470.3 | 0 |  | Electric Utility | N | OP |  | Non Combustion (NUC, WAT, WND, GEO, or SUN) |  | Eastern
NGCC | SC | SC-Eastern | Urquhart | 3295 | 1 | NG | CC | 75 | 64 | 1818 | 314159.64 | 144030.51 |  | Electric Utility | N | OP |  |  |  | Eastern
NGCC | SC | SC-Eastern | Urquhart | 3295 | 2 | NG | CC | 75 | 64 | 1818 | 314159.64 | 144030.51 |  | Electric Utility | N | OP |  |  |  | Eastern
OGST | SC | SC-Eastern | Urquhart | 3295 | 3 | NG | ST | 100 | 95 | 1201 | 409033 | 350937.68 |  | Electric Utility | N | OP |  |  |  | Eastern
NGCC | SC | SC-Eastern | Urquhart | 3295 | CT1 | NG | CC | 198.9 | 162 | 1818 | 833151.37 | 381968.91 |  | Electric Utility | N | OP |  |  |  | Eastern
NGCC | SC | SC-Eastern | Urquhart | 3295 | CT2 | NG | CC | 198.9 | 168 | 1818 | 833151.37 | 381968.91 |  | Electric Utility | N | OP |  |  |  | Eastern
EXCLUDE | SC | SC-Eastern | Urquhart | 3295 | GT1 | NG | GT | 19.6 | 15 | 79.92 | 8065.64 | 5258.97 |  | Electric Utility | N | OP |  | Simple cycle unit |  | Eastern
EXCLUDE | SC | SC-Eastern | Urquhart | 3295 | GT2 | NG | GT | 16.3 | 14 | 66.46 | 6707.65 | 4373.53 |  | Electric Utility | N | OP |  | Simple cycle unit |  | Eastern
EXCLUDE | SC | SC-Eastern | Urquhart | 3295 | GT3 | NG | GT | 16.3 | 11 | 66.46 | 6707.65 | 4373.53 |  | Electric Utility | N | OP |  | Simple cycle unit |  | Eastern
EXCLUDE | SC | SC-Eastern | Urquhart | 3295 | GT4 | NG | GT | 58.9 | 47 | 240.16 | 24238.07 | 15803.74 |  | Electric Utility | N | OP |  | Simple cycle unit |  | Eastern
COALST | SC | SC-Eastern | Wateree | 3297 | 1 | BIT | ST | 385.9 | 342 | 4300 | 1711535 | 1876872.61 |  | Electric Utility | N | OP |  |  |  | Eastern
COALST | SC | SC-Eastern | Wateree | 3297 | 2 | BIT | ST | 385.9 | 342 | 4456 | 1986012 | 2199115.96 |  | Electric Utility | N | OP |  |  |  | Eastern
EXCLUDE | SC | SC-Eastern | Williams | 3298 | 1 | NG | GT | 26.9 | 20 | 361.8 | 1647.5 | 1431.74 |  | Electric Utility | N | OP |  | Simple cycle unit |  | Eastern
EXCLUDE | SC | SC-Eastern | Williams | 3298 | 2 | NG | GT | 26.9 | 20 | 361.8 | 1647.5 | 1461.34 |  | Electric Utility | N | OP |  | Simple cycle unit |  | Eastern
COALST | SC | SC-Eastern | Williams | 3298 | ST1 | BIT | ST | 632.7 | 605 | 7077 | 3719747 | 3481583.08 |  | Electric Utility | N | OP |  |  |  | Eastern
EXCLUDE | SC | SC-Eastern | Rocky River | 3305 | 1 | WAT | HY | 1.8 | 1.8 | 0 | 1044.69 | 0 |  | Electric Utility | N | OP |  | Non Combustion (NUC, WAT, WND, GEO, or SUN) |  | Eastern
EXCLUDE | SC | SC-Eastern | Rocky River | 3305 | 2 | WAT | HY | 0.8 | 0.8 | 0 | 464.31 | 0 |  | Electric Utility | N | OP |  | Non Combustion (NUC, WAT, WND, GEO, or SUN) |  | Eastern
EXCLUDE | SC | SC-Eastern | Rocky River | 3305 | IC1 | DFO | IC | 1.1 | 1.1 | 0 | 0 | 0 |  | Electric Utility | N | OP | 2013 | Internal Combustion |  | Eastern
EXCLUDE | SC | SC-Eastern | Rocky River | 3305 | IC2 | DFO | IC | 1.3 | 1 | 0 | 0 | 0 |  | Electric Utility | N | V |  | Status of Operation (IP, L, P, T) |  | Eastern
COALST | SC | SC-Eastern | Dolphus M Grainger | 3317 | 1 | BIT | ST | 81.6 | 83 | 0 | 0 | 0 |  | Electric Utility | N | RE | 2012 |  |  | Eastern
COALST | SC | SC-Eastern | Dolphus M Grainger | 3317 | 2 | BIT | ST | 81.6 | 83 | 0 | 0 | 0 |  | Electric Utility | N | RE | 2012 |  |  | Eastern
EXCLUDE | SC | SC-Eastern | Hilton Head | 3318 | 1 | DFO | GT | 26.6 | 19 | 594 | 83.93 | 161.91 |  | Electric Utility | N | OP |  | Simple cycle unit |  | Eastern
EXCLUDE | SC | SC-Eastern | Hilton Head | 3318 | 2 | DFO | GT | 26.6 | 19 | 594 | 104.45 | 203.72 |  | Electric Utility | N | OP |  | Simple cycle unit |  | Eastern
EXCLUDE | SC | SC-Eastern | Hilton Head | 3318 | 3 | DFO | GT | 64.7 | 52 | 700 | 285.94 | 517.24 |  | Electric Utility | N | OP |  | Simple cycle unit |  | Eastern
OGST | SC | SC-Eastern | Jefferies | 3319 | 1 | WO | ST | 50 | 42 | 0 | 0 | 0 |  | Electric Utility | N | OP |  |  |  | Eastern
OGST | SC | SC-Eastern | Jefferies | 3319 | 2 | WO | ST | 50 | 42 | 0 | 0 | 0 |  | Electric Utility | N | OP |  |  |  | Eastern
COALST | SC | SC-Eastern | Jefferies | 3319 | 3 | BIT | ST | 172.8 | 152 | 1936 | 174887 | 202442.26 |  | Electric Utility | N | RE | 2012 |  |  | Eastern
COALST | SC | SC-Eastern | Jefferies | 3319 | 4 | BIT | ST | 172.8 | 150 | 2013 | 138952 | 168743.73 |  | Electric Utility | N | RE | 2012 |  |  | Eastern
EXCLUDE | SC | SC-Eastern | Jefferies | 3319 | H1 | WAT | HY | 30.6 | 29 | 0 | 51320.31 | 0 |  | Electric Utility | N | OP |  | Non Combustion (NUC, WAT, WND, GEO, or SUN) |  | Eastern
EXCLUDE | SC | SC-Eastern | Jefferies | 3319 | H2 | WAT | HY | 30.6 | 29 | 0 | 51320.31 | 0 |  | Electric Utility | N | OP |  | Non Combustion (NUC, WAT, WND, GEO, or SUN) |  | Eastern
EXCLUDE | SC | SC-Eastern | Jefferies | 3319 | H3 | WAT | HY | 30.6 | 29 | 0 | 51320.31 | 0 |  | Electric Utility | N | OP |  | Non Combustion (NUC, WAT, WND, GEO, or SUN) |  | Eastern
EXCLUDE | SC | SC-Eastern | Jefferies | 3319 | H4 | WAT | HY | 30.6 | 29 | 0 | 51320.31 | 0 |  | Electric Utility | N | OP |  | Non Combustion (NUC, WAT, WND, GEO, or SUN) |  | Eastern
EXCLUDE | SC | SC-Eastern | Jefferies | 3319 | H6 | WAT | HY | 10.2 | 11 | 0 | 17106.77 | 0 |  | Electric Utility | N | OP |  | Non Combustion (NUC, WAT, WND, GEO, or SUN) |  | Eastern
EXCLUDE | SC | SC-Eastern | Myrtle Beach | 3320 | 1 | DFO | GT | 11.5 | 8 | 92.06 | 22.19 | 62.46 |  | Electric Utility | N | OP |  | Simple cycle unit |  | Eastern
EXCLUDE | SC | SC-Eastern | Myrtle Beach | 3320 | 2 | DFO | GT | 11.5 | 8 | 92.06 | 22.19 | 62.46 |  | Electric Utility | N | OP |  | Simple cycle unit |  | Eastern
EXCLUDE | SC | SC-Eastern | Myrtle Beach | 3320 | 3 | DFO | GT | 26.6 | 19 | 212.94 | 51.33 | 144.48 |  | Electric Utility | N | OP |  | Simple cycle unit |  | Eastern
EXCLUDE | SC | SC-Eastern | Myrtle Beach | 3320 | 4 | DFO | GT | 26.6 | 19 | 212.94 | 51.33 | 144.48 |  | Electric Utility | N | OP |  | Simple cycle unit |  | Eastern
EXCLUDE | SC | SC-Eastern | Myrtle Beach | 3320 | 5 | DFO | GT | 35.3 | 21 | 282.59 | 68.12 | 191.74 |  | Electric Utility | N | OP |  | Simple cycle unit |  | Eastern
EXCLUDE | SC | SC-Eastern | Spillway | 3321 | 1 | WAT | HY | 2 | 2 | 0 | 15449 | 0 |  | Electric Utility | N | OP |  | Non Combustion (NUC, WAT, WND, GEO, or SUN) |  | Eastern
EXCLUDE | SC | SC-Eastern | J Strom Thurmond | 3323 | 1 | WAT | HY | 51.7 | 48 | 0 | 44341.57 | 0 |  | Electric Utility | N | OP |  | Non Combustion (NUC, WAT, WND, GEO, or SUN) |  | Eastern
EXCLUDE | SC | SC-Eastern | J Strom Thurmond | 3323 | 2 | WAT | HY | 51.7 | 48 | 0 | 44341.57 | 0 |  | Electric Utility | N | OP |  | Non Combustion (NUC, WAT, WND, GEO, or SUN) |  | Eastern
EXCLUDE | SC | SC-Eastern | J Strom Thurmond | 3323 | 3 | WAT | HY | 51.7 | 48 | 0 | 44341.57 | 0 |  | Electric Utility | N | OP |  | Non Combustion (NUC, WAT, WND, GEO, or SUN) |  | Eastern
EXCLUDE | SC | SC-Eastern | J Strom Thurmond | 3323 | 4 | WAT | HY | 51.7 | 48 | 0 | 44341.57 | 0 |  | Electric Utility | N | OP |  | Non Combustion (NUC, WAT, WND, GEO, or SUN) |  | Eastern
EXCLUDE | SC | SC-Eastern | J Strom Thurmond | 3323 | 5 | WAT | HY | 51.7 | 48 | 0 | 44341.57 | 0 |  | Electric Utility | N | OP |  | Non Combustion (NUC, WAT, WND, GEO, or SUN) |  | Eastern
EXCLUDE | SC | SC-Eastern | J Strom Thurmond | 3323 | 6 | WAT | HY | 51.7 | 48 | 0 | 44341.57 | 0 |  | Electric Utility | N | OP |  | Non Combustion (NUC, WAT, WND, GEO, or SUN) |  | Eastern
EXCLUDE | SC | SC-Eastern | J Strom Thurmond | 3323 | 7 | WAT | HY | 51.7 | 48 | 0 | 44341.57 | 0 |  | Electric Utility | N | OP |  | Non Combustion (NUC, WAT, WND, GEO, or SUN) |  | Eastern
EXCLUDE | SD | SD-Western | Ben French | 3325 | 1 | DFO | IC | 2 | 2 | 0 | 0 | 0 |  | Electric Utility | N | SB |  | Internal Combustion |  | Western
EXCLUDE | SD | SD-Western | Ben French | 3325 | 2 | DFO | IC | 2 | 2 | 0 | 0 | 0 |  | Electric Utility | N | SB |  | Internal Combustion |  | Western
EXCLUDE | SD | SD-Western | Ben French | 3325 | 3 | DFO | IC | 2 | 2 | 0 | 0 | 0 |  | Electric Utility | N | SB |  | Internal Combustion |  | Western
EXCLUDE | SD | SD-Western | Ben French | 3325 | 4 | DFO | IC | 2 | 2 | 0 | 0 | 0 |  | Electric Utility | N | SB |  | Internal Combustion |  | Western
EXCLUDE | SD | SD-Western | Ben French | 3325 | 5 | DFO | IC | 2 | 2 | 0 | 0 | 0 |  | Electric Utility | N | SB |  | Internal Combustion |  | Western
EXCLUDE | SD | SD-Western | Ben French | 3325 | GT1 | NG | GT | 25 | 17 | 0 | 922.25 | 1523.66 |  | Electric Utility | N | OP |  | Simple cycle unit |  | Western
EXCLUDE | SD | SD-Western | Ben French | 3325 | GT2 | NG | GT | 25 | 17 | 0 | 922.25 | 1523.66 |  | Electric Utility | N | OP |  | Simple cycle unit |  | Western
EXCLUDE | SD | SD-Western | Ben French | 3325 | GT3 | NG | GT | 25 | 17 | 0 | 922.25 | 1523.66 |  | Electric Utility | N | OP |  | Simple cycle unit |  | Western
EXCLUDE | SD | SD-Western | Ben French | 3325 | GT4 | NG | GT | 25 | 17 | 0 | 922.25 | 1523.66 |  | Electric Utility | N | OP |  | Simple cycle unit |  | Western
EXCLUDE | SD | SD-Western | Ben French | 3325 | ST1 | SUB | ST | 25 | 21.6 | 0 | 92798 | 142953.54 |  | Electric Utility | N | OP | 2014 | Steam unit (PRMVR=ST) less than or equal to 25MW (i.e. 250 MMBtu/hr) |  | Western
EXCLUDE | SD | SD-Eastern | Pathfinder | 3334 | 1 | NG | ST | 75 | 61 | 0 | 0 | 0 |  | Electric Utility | N | RE | 2001 | Retired prior to 2012 |  | Eastern
EXCLUDE | SD | SD-Eastern | Aberdeen CT | 3338 | GT1 | DFO | GT | 28.8 | 20.5 | 646 | 242 | 3080.7 |  | Electric Utility | N | OP |  | Simple cycle unit |  | Eastern
EXCLUDE | SD | SD-Eastern | Clark | 3341 | 1 | DFO | IC | 2.7 | 2.6 | 0 | 0 | 0 |  | Electric Utility | N | SB |  | Internal Combustion |  | Eastern
EXCLUDE | SD | SD-Eastern | Faulkton | 3342 | 1 | DFO | IC | 2.7 | 2.5 | 0 | 0 | 0 |  | Electric Utility | N | SB |  | Internal Combustion |  | Eastern
EXCLUDE | SD | SD-Eastern | Highmore | 3343 | 1 | DFO | IC | 0.6 | 0.6 | 0 | 0 | 0 |  | Electric Utility | N | SB |  | Internal Combustion |  | Eastern
EXCLUDE | SD | SD-Eastern | Highmore | 3343 | 2 | DFO | IC | 1.3 | 1.3 | 0 | 0 | 0 |  | Electric Utility | N | SB |  | Internal Combustion |  | Eastern
EXCLUDE | SD | SD-Eastern | Highmore | 3343 | 3 | DFO | IC | 2.7 | 2.6 | 0 | 0 | 0 |  | Electric Utility | N | SB |  | Internal Combustion |  | Eastern
EXCLUDE | SD | SD-Eastern | Huron | 3344 | 1 | NG | GT | 15 | 11 | 208.03 | 514.51 | 374.3 |  | Electric Utility | N | SB |  | Simple cycle unit |  | Eastern
EXCLUDE | SD | SD-Eastern | Huron | 3344 | 2A | NG | GT | 42.9 | 43.7 | 594.97 | 1471.49 | 1070.5 |  | Electric Utility | N | SB |  | Simple cycle unit |  | Eastern
EXCLUDE | SD | SD-Eastern | Mobile Unit | 3346 | 1 | DFO | IC | 0.5 | 0.5 | 0 | 0 | 0 |  | Electric Utility | N | RE | 2008 | Retired prior to 2012 |  | Eastern
EXCLUDE | SD | SD-Eastern | Mobile Unit | 3346 | 2 | DFO | IC | 1.7 | 1.8 | 0 | 0 | 0 |  | Electric Utility | N | SB |  | Internal Combustion |  | Eastern
EXCLUDE | SD | SD-Eastern | Mobile Unit | 3346 | 3 | DFO | IC | 2 | 2 | 0 | 0 | 0 |  | Electric Utility | N | SB |  | Internal Combustion |  | Eastern
EXCLUDE | SD | SD-Eastern | Redfield | 3347 | 1 | NG | IC | 1.3 | 1.3 | 0 | 0 | 0 |  | Electric Utility | N | SB |  | Internal Combustion |  | Eastern
EXCLUDE | SD | SD-Eastern | Redfield | 3347 | 2 | NG | IC | 1.3 | 1.3 | 0 | 0 | 0 |  | Electric Utility | N | SB |  | Internal Combustion |  | Eastern
EXCLUDE | SD | SD-Eastern | Redfield | 3347 | 3 | NG | IC | 1.3 | 1.3 | 0 | 0 | 0 |  | Electric Utility | N | SB |  | Internal Combustion |  | Eastern
EXCLUDE | SD | SD-Eastern | Webster | 3348 | 1 | DFO | IC | 0.7 | 0.8 | 0 | 0 | 0 |  | Electric Utility | N | RE | 2002 | Retired prior to 2012 |  | Eastern
EXCLUDE | SD | SD-Eastern | Webster | 3348 | 2 | DFO | IC | 1.9 | 1.9 | 0 | 0 | 0 |  | Electric Utility | N | RE | 2004 | Retired prior to 2012 |  | Eastern
EXCLUDE | SD | SD-Eastern | Lake Preston | 3352 | 1 | DFO | GT | 24.1 | 21.2 | 0 | 0 | 0 |  | Electric Utility | N | RE | 1978 | Retired prior to 2012 |  | Eastern
EXCLUDE | SD | SD-Eastern | Lake Preston | 3352 | 1A | DFO | GT | 24.1 | 22.1 | 0 | 135 | 549.79 |  | Electric Utility | N | SB |  | Simple cycle unit |  | Eastern
EXCLUDE | SD | SD-Eastern | Oahe | 3356 | 1 | WAT | HY | 112 | 102 | 0 | 414642.43 | 0 |  | Electric Utility | N | OP |  | Non Combustion (NUC, WAT, WND, GEO, or SUN) |  | Eastern
EXCLUDE | SD | SD-Eastern | Oahe | 3356 | 2 | WAT | HY | 112 | 102 | 0 | 414642.43 | 0 |  | Electric Utility | N | OP |  | Non Combustion (NUC, WAT, WND, GEO, or SUN) |  | Eastern
EXCLUDE | SD | SD-Eastern | Oahe | 3356 | 3 | WAT | HY | 112 | 102 | 0 | 414642.43 | 0 |  | Electric Utility | N | OP |  | Non Combustion (NUC, WAT, WND, GEO, or SUN) |  | Eastern
EXCLUDE | SD | SD-Eastern | Oahe | 3356 | 4 | WAT | HY | 112 | 102 | 0 | 414642.43 | 0 |  | Electric Utility | N | OP |  | Non Combustion (NUC, WAT, WND, GEO, or SUN) |  | Eastern
EXCLUDE | SD | SD-Eastern | Oahe | 3356 | 5 | WAT | HY | 112 | 102 | 0 | 414642.43 | 0 |  | Electric Utility | N | OP |  | Non Combustion (NUC, WAT, WND, GEO, or SUN) |  | Eastern
EXCLUDE | SD | SD-Eastern | Oahe | 3356 | 6 | WAT | HY | 112 | 102 | 0 | 414642.43 | 0 |  | Electric Utility | N | OP |  | Non Combustion (NUC, WAT, WND, GEO, or SUN) |  | Eastern
EXCLUDE | SD | SD-Eastern | Oahe | 3356 | 7 | WAT | HY | 112 | 102 | 0 | 414642.43 | 0 |  | Electric Utility | N | OP |  | Non Combustion (NUC, WAT, WND, GEO, or SUN) |  | Eastern
EXCLUDE | SD | SD-Eastern | Fort Randall | 3373 | 1 | WAT | HY | 40 | 45 | 0 | 244467.38 | 0 |  | Electric Utility | N | OP |  | Non Combustion (NUC, WAT, WND, GEO, or SUN) |  | Eastern
EXCLUDE | SD | SD-Eastern | Fort Randall | 3373 | 2 | WAT | HY | 40 | 45 | 0 | 244467.38 | 0 |  | Electric Utility | N | OP |  | Non Combustion (NUC, WAT, WND, GEO, or SUN) |  | Eastern
EXCLUDE | SD | SD-Eastern | Fort Randall | 3373 | 3 | WAT | HY | 40 | 45 | 0 | 244467.38 | 0 |  | Electric Utility | N | OP |  | Non Combustion (NUC, WAT, WND, GEO, or SUN) |  | Eastern
EXCLUDE | SD | SD-Eastern | Fort Randall | 3373 | 4 | WAT | HY | 40 | 45 | 0 | 244467.38 | 0 |  | Electric Utility | N | OP |  | Non Combustion (NUC, WAT, WND, GEO, or SUN) |  | Eastern
EXCLUDE | SD | SD-Eastern | Fort Randall | 3373 | 5 | WAT | HY | 40 | 45 | 0 | 244467.38 | 0 |  | Electric Utility | N | OP |  | Non Combustion (NUC, WAT, WND, GEO, or SUN) |  | Eastern
EXCLUDE | SD | SD-Eastern | Fort Randall | 3373 | 6 | WAT | HY | 40 | 45 | 0 | 244467.38 | 0 |  | Electric Utility | N | OP |  | Non Combustion (NUC, WAT, WND, GEO, or SUN) |  | Eastern
EXCLUDE | SD | SD-Eastern | Fort Randall | 3373 | 7 | WAT | HY | 40 | 45 | 0 | 244467.38 | 0 |  | Electric Utility | N | OP |  | Non Combustion (NUC, WAT, WND, GEO, or SUN) |  | Eastern
EXCLUDE | SD | SD-Eastern | Fort Randall | 3373 | 8 | WAT | HY | 40 | 45 | 0 | 244467.38 | 0 |  | Electric Utility | N | OP |  | Non Combustion (NUC, WAT, WND, GEO, or SUN) |  | Eastern
EXCLUDE | SD | SD-Eastern | Big Bend | 3375 | 1 | WAT | HY | 67.2 | 65 | 0 | 150454.69 | 0 |  | Electric Utility | N | OP |  | Non Combustion (NUC, WAT, WND, GEO, or SUN) |  | Eastern
EXCLUDE | SD | SD-Eastern | Big Bend | 3375 | 2 | WAT | HY | 67.2 | 65 | 0 | 150454.69 | 0 |  | Electric Utility | N | OP |  | Non Combustion (NUC, WAT, WND, GEO, or SUN) |  | Eastern
EXCLUDE | SD | SD-Eastern | Big Bend | 3375 | 3 | WAT | HY | 67.2 | 65 | 0 | 150454.69 | 0 |  | Electric Utility | N | OP |  | Non Combustion (NUC, WAT, WND, GEO, or SUN) |  | Eastern
EXCLUDE | SD | SD-Eastern | Big Bend | 3375 | 4 | WAT | HY | 58.5 | 65 | 0 | 130976.18 | 0 |  | Electric Utility | N | OP |  | Non Combustion (NUC, WAT, WND, GEO, or SUN) |  | Eastern
EXCLUDE | SD | SD-Eastern | Big Bend | 3375 | 5 | WAT | HY | 58.5 | 65 | 0 | 130976.18 | 0 |  | Electric Utility | N | OP |  | Non Combustion (NUC, WAT, WND, GEO, or SUN) |  | Eastern
EXCLUDE | SD | SD-Eastern | Big Bend | 3375 | 6 | WAT | HY | 58.5 | 65 | 0 | 130976.18 | 0 |  | Electric Utility | N | OP |  | Non Combustion (NUC, WAT, WND, GEO, or SUN) |  | Eastern
EXCLUDE | SD | SD-Eastern | Big Bend | 3375 | 7 | WAT | HY | 58.5 | 65 | 0 | 130976.18 | 0 |  | Electric Utility | N | OP |  | Non Combustion (NUC, WAT, WND, GEO, or SUN) |  | Eastern
EXCLUDE | SD | SD-Eastern | Big Bend | 3375 | 8 | WAT | HY | 58.5 | 65 | 0 | 130976.18 | 0 |  | Electric Utility | N | OP |  | Non Combustion (NUC, WAT, WND, GEO, or SUN) |  | Eastern
COALST | TN | TN-Eastern | Allen Steam Plant | 3393 | 1 | SUB | ST | 330 | 247 | 3575 | 1309882 | 1441763.34 |  | Electric Utility | N | OP |  |  |  | Eastern
COALST | TN | TN-Eastern | Allen Steam Plant | 3393 | 2 | SUB | ST | 330 | 247 | 4189 | 1562436 | 1663506.29 |  | Electric Utility | N | OP |  |  |  | Eastern
COALST | TN | TN-Eastern | Allen Steam Plant | 3393 | 3 | SUB | ST | 330 | 247 | 4070 | 1226608 | 1328069.73 |  | Electric Utility | N | OP |  |  |  | Eastern
EXCLUDE | TN | TN-Eastern | Allen Steam Plant | 3393 | G10 | NG | GT | 23.9 | 15.1 | 117.04 | 40 | 60.52 |  | Electric Utility | N | OP |  | Simple cycle unit |  | Eastern
EXCLUDE | TN | TN-Eastern | Allen Steam Plant | 3393 | G11 | NG | GT | 23.9 | 15.1 | 117.04 | 40 | 60.52 |  | Electric Utility | N | OP |  | Simple cycle unit |  | Eastern
EXCLUDE | TN | TN-Eastern | Allen Steam Plant | 3393 | G12 | NG | GT | 23.9 | 15.1 | 117.04 | 40 | 60.52 |  | Electric Utility | N | OP |  | Simple cycle unit |  | Eastern
EXCLUDE | TN | TN-Eastern | Allen Steam Plant | 3393 | G13 | NG | GT | 23.9 | 15.1 | 117.04 | 40 | 60.52 |  | Electric Utility | N | OP |  | Simple cycle unit |  | Eastern
EXCLUDE | TN | TN-Eastern | Allen Steam Plant | 3393 | G14 | NG | GT | 23.9 | 15.1 | 117.04 | 40 | 60.52 |  | Electric Utility | N | OP |  | Simple cycle unit |  | Eastern
EXCLUDE | TN | TN-Eastern | Allen Steam Plant | 3393 | G15 | NG | GT | 23.9 | 15.1 | 117.04 | 40 | 60.52 |  | Electric Utility | N | OP |  | Simple cycle unit |  | Eastern
EXCLUDE | TN | TN-Eastern | Allen Steam Plant | 3393 | G16 | NG | GT | 23.9 | 15.1 | 117.04 | 40 | 60.52 |  | Electric Utility | N | OP |  | Simple cycle unit |  | Eastern
EXCLUDE | TN | TN-Eastern | Allen Steam Plant | 3393 | G17 | NG | GT | 59.6 | 46.4 | 291.86 | 99.75 | 150.92 |  | Electric Utility | N | OP |  | Simple cycle unit |  | Eastern
EXCLUDE | TN | TN-Eastern | Allen Steam Plant | 3393 | G18 | NG | GT | 59.6 | 46.4 | 291.86 | 99.75 | 150.92 |  | Electric Utility | N | OP |  | Simple cycle unit |  | Eastern
EXCLUDE | TN | TN-Eastern | Allen Steam Plant | 3393 | G19 | NG | GT | 59.6 | 46.4 | 291.86 | 99.75 | 150.92 |  | Electric Utility | N | OP |  | Simple cycle unit |  | Eastern
EXCLUDE | TN | TN-Eastern | Allen Steam Plant | 3393 | G20 | NG | GT | 59.6 | 46.4 | 291.86 | 99.75 | 150.92 |  | Electric Utility | N | OP |  | Simple cycle unit |  | Eastern
EXCLUDE | TN | TN-Eastern | Allen Steam Plant | 3393 | GT1 | NG | GT | 23.9 | 15.1 | 117.04 | 40 | 60.52 |  | Electric Utility | N | OP |  | Simple cycle unit |  | Eastern
EXCLUDE | TN | TN-Eastern | Allen Steam Plant | 3393 | GT2 | NG | GT | 23.9 | 15.1 | 117.04 | 40 | 60.52 |  | Electric Utility | N | OP |  | Simple cycle unit |  | Eastern
EXCLUDE | TN | TN-Eastern | Allen Steam Plant | 3393 | GT3 | NG | GT | 23.9 | 15.1 | 117.04 | 40 | 60.52 |  | Electric Utility | N | OP |  | Simple cycle unit |  | Eastern
EXCLUDE | TN | TN-Eastern | Allen Steam Plant | 3393 | GT4 | NG | GT | 23.9 | 15.1 | 117.04 | 40 | 60.52 |  | Electric Utility | N | OP |  | Simple cycle unit |  | Eastern
EXCLUDE | TN | TN-Eastern | Allen Steam Plant | 3393 | GT5 | NG | GT | 23.9 | 15.1 | 117.04 | 40 | 60.52 |  | Electric Utility | N | OP |  | Simple cycle unit |  | Eastern
EXCLUDE | TN | TN-Eastern | Allen Steam Plant | 3393 | GT6 | NG | GT | 23.9 | 15.1 | 117.04 | 40 | 60.52 |  | Electric Utility | N | OP |  | Simple cycle unit |  | Eastern
EXCLUDE | TN | TN-Eastern | Allen Steam Plant | 3393 | GT7 | NG | GT | 23.9 | 15.1 | 117.04 | 40 | 60.52 |  | Electric Utility | N | OP |  | Simple cycle unit |  | Eastern
EXCLUDE | TN | TN-Eastern | Allen Steam Plant | 3393 | GT8 | NG | GT | 23.9 | 15.1 | 117.04 | 40 | 60.52 |  | Electric Utility | N | OP |  | Simple cycle unit |  | Eastern
EXCLUDE | TN | TN-Eastern | Allen Steam Plant | 3393 | GT9 | NG | GT | 23.9 | 15.1 | 117.04 | 40 | 60.52 |  | Electric Utility | N | OP |  | Simple cycle unit |  | Eastern
EXCLUDE | TN | TN-Eastern | Apalachia | 3394 | 1 | WAT | HY | 52.2 | 41.2 | 0 | 181888 | 0 |  | Electric Utility | N | OP |  | Non Combustion (NUC, WAT, WND, GEO, or SUN) |  | Eastern
EXCLUDE | TN | TN-Eastern | Apalachia | 3394 | 2 | WAT | HY | 41.4 | 41.2 | 0 | 144256 | 0 |  | Electric Utility | N | OP |  | Non Combustion (NUC, WAT, WND, GEO, or SUN) |  | Eastern
EXCLUDE | TN | TN-Eastern | Boone Dam | 3395 | 1 | WAT | HY | 38 | 37.8 | 0 | 60048.61 | 0 |  | Electric Utility | N | OP |  | Non Combustion (NUC, WAT, WND, GEO, or SUN) |  | Eastern
EXCLUDE | TN | TN-Eastern | Boone Dam | 3395 | 2 | WAT | HY | 38.3 | 37.8 | 0 | 60522.68 | 0 |  | Electric Utility | N | OP |  | Non Combustion (NUC, WAT, WND, GEO, or SUN) |  | Eastern
EXCLUDE | TN | TN-Eastern | Boone Dam | 3395 | 3 | WAT | HY | 29.6 | 37.8 | 0 | 46774.71 | 0 |  | Electric Utility | N | OP |  | Non Combustion (NUC, WAT, WND, GEO, or SUN) |  | Eastern
COALST | TN | TN-Eastern | Bull Run | 3396 | 1 | BIT | ST | 950 | 870 | 12604 | 1933223 | 1922962.5 |  | Electric Utility | N | OP |  |  |  | Eastern
EXCLUDE | TN | TN-Eastern | Cherokee Dam | 3397 | 1 | WAT | HY | 33.4 | 37 | 0 | 77509.28 | 0 |  | Electric Utility | N | OP |  | Non Combustion (NUC, WAT, WND, GEO, or SUN) |  | Eastern
EXCLUDE | TN | TN-Eastern | Cherokee Dam | 3397 | 2 | WAT | HY | 34.6 | 39.8 | 0 | 80294.04 | 0 |  | Electric Utility | N | OP |  | Non Combustion (NUC, WAT, WND, GEO, or SUN) |  | Eastern
EXCLUDE | TN | TN-Eastern | Cherokee Dam | 3397 | 3 | WAT | HY | 34.6 | 39.8 | 0 | 80294.04 | 0 |  | Electric Utility | N | OP |  | Non Combustion (NUC, WAT, WND, GEO, or SUN) |  | Eastern
EXCLUDE | TN | TN-Eastern | Cherokee Dam | 3397 | 4 | WAT | HY | 32.4 | 25 | 0 | 75188.64 | 0 |  | Electric Utility | N | OP |  | Non Combustion (NUC, WAT, WND, GEO, or SUN) |  | Eastern
EXCLUDE | TN | TN-Eastern | Chickamauga | 3398 | 1 | WAT | HY | 39.9 | 35.4 | 0 | 171027.75 | 0 |  | Electric Utility | N | OP |  | Non Combustion (NUC, WAT, WND, GEO, or SUN) |  | Eastern
EXCLUDE | TN | TN-Eastern | Chickamauga | 3398 | 2 | WAT | HY | 39.9 | 35.4 | 0 | 171027.75 | 0 |  | Electric Utility | N | OP |  | Non Combustion (NUC, WAT, WND, GEO, or SUN) |  | Eastern
EXCLUDE | TN | TN-Eastern | Chickamauga | 3398 | 3 | WAT | HY | 39.9 | 35.4 | 0 | 171027.75 | 0 |  | Electric Utility | N | OP |  | Non Combustion (NUC, WAT, WND, GEO, or SUN) |  | Eastern
EXCLUDE | TN | TN-Eastern | Chickamauga | 3398 | 4 | WAT | HY | 39.9 | 35.4 | 0 | 171027.75 | 0 |  | Electric Utility | N | OP |  | Non Combustion (NUC, WAT, WND, GEO, or SUN) |  | Eastern
COALST | TN | TN-Eastern | Cumberland | 3399 | 1 | BIT | ST | 1300 | 1239 | 15208 | 7056171 | 7569448.26 |  | Electric Utility | N | OP |  |  |  | Eastern
COALST | TN | TN-Eastern | Cumberland | 3399 | 2 | BIT | ST | 1300 | 1231 | 16100 | 7393725 | 7912376.62 |  | Electric Utility | N | OP |  |  |  | Eastern
EXCLUDE | TN | TN-Eastern | Douglas Dam | 3400 | 1 | WAT | HY | 36.5 | 44.2 | 0 | 84665.48 | 0 |  | Electric Utility | N | OP |  | Non Combustion (NUC, WAT, WND, GEO, or SUN) |  | Eastern
EXCLUDE | TN | TN-Eastern | Douglas Dam | 3400 | 2 | WAT | HY | 41.4 | 44.7 | 0 | 96031.53 | 0 |  | Electric Utility | N | OP |  | Non Combustion (NUC, WAT, WND, GEO, or SUN) |  | Eastern
EXCLUDE | TN | TN-Eastern | Douglas Dam | 3400 | 3 | WAT | HY | 31.5 | 44.5 | 0 | 73067.47 | 0 |  | Electric Utility | N | OP |  | Non Combustion (NUC, WAT, WND, GEO, or SUN) |  | Eastern
EXCLUDE | TN | TN-Eastern | Douglas Dam | 3400 | 4 | WAT | HY | 41.4 | 44.5 | 0 | 96031.53 | 0 |  | Electric Utility | N | OP |  | Non Combustion (NUC, WAT, WND, GEO, or SUN) |  | Eastern
EXCLUDE | TN | TN-Eastern | Fort Patrick Henry | 3401 | 1 | WAT | HY | 29.7 | 20.4 | 0 | 51888 | 0 |  | Electric Utility | N | OP |  | Non Combustion (NUC, WAT, WND, GEO, or SUN) |  | Eastern
EXCLUDE | TN | TN-Eastern | Fort Patrick Henry | 3401 | 2 | WAT | HY | 29.7 | 20.3 | 0 | 51888 | 0 |  | Electric Utility | N | OP |  | Non Combustion (NUC, WAT, WND, GEO, or SUN) |  | Eastern
EXCLUDE | TN | TN-Eastern | Fort Loudoun | 3402 | 1 | WAT | HY | 35.5 | 39.9 | 0 | 167013.95 | 0 |  | Electric Utility | N | OP |  | Non Combustion (NUC, WAT, WND, GEO, or SUN) |  | Eastern
EXCLUDE | TN | TN-Eastern | Fort Loudoun | 3402 | 2 | WAT | HY | 34.2 | 37.7 | 0 | 160897.95 | 0 |  | Electric Utility | N | OP |  | Non Combustion (NUC, WAT, WND, GEO, or SUN) |  | Eastern
EXCLUDE | TN | TN-Eastern | Fort Loudoun | 3402 | 3 | WAT | HY | 43 | 45.3 | 0 | 202298.59 | 0 |  | Electric Utility | N | OP |  | Non Combustion (NUC, WAT, WND, GEO, or SUN) |  | Eastern
EXCLUDE | TN | TN-Eastern | Fort Loudoun | 3402 | 4 | WAT | HY | 40.6 | 45.3 | 0 | 191007.51 | 0 |  | Electric Utility | N | OP |  | Non Combustion (NUC, WAT, WND, GEO, or SUN) |  | Eastern
COALST | TN | TN-Eastern | Gallatin | 3403 | 1 | SUB | ST | 300 | 225 | 4456 | 1575798 | 1767672.56 |  | Electric Utility | N | OP |  |  |  | Eastern
COALST | TN | TN-Eastern | Gallatin | 3403 | 2 | SUB | ST | 300 | 225 | 3717 | 1610464 | 1806356.14 |  | Electric Utility | N | OP |  |  |  | Eastern
COALST | TN | TN-Eastern | Gallatin | 3403 | 3 | SUB | ST | 327.6 | 263 | 4712 | 1531131 | 1692465.63 |  | Electric Utility | N | OP |  |  |  | Eastern
COALST | TN | TN-Eastern | Gallatin | 3403 | 4 | SUB | ST | 327.6 | 263 | 4433 | 1795396 | 1960856.4 |  | Electric Utility | N | OP |  |  |  | Eastern
EXCLUDE | TN | TN-Eastern | Gallatin | 3403 | GT1 | NG | GT | 81.3 | 71.5 | 851 | 8366.96 | 6130.83 |  | Electric Utility | N | OP |  | Simple cycle unit |  | Eastern
EXCLUDE | TN | TN-Eastern | Gallatin | 3403 | GT2 | NG | GT | 81.3 | 71.5 | 851 | 8366.96 | 6130.83 |  | Electric Utility | N | OP |  | Simple cycle unit |  | Eastern
EXCLUDE | TN | TN-Eastern | Gallatin | 3403 | GT3 | NG | GT | 81.3 | 71.5 | 851 | 8366.96 | 6130.83 |  | Electric Utility | N | OP |  | Simple cycle unit |  | Eastern
EXCLUDE | TN | TN-Eastern | Gallatin | 3403 | GT4 | NG | GT | 81.3 | 71.5 | 851 | 8366.96 | 6130.83 |  | Electric Utility | N | OP |  | Simple cycle unit |  | Eastern
EXCLUDE | TN | TN-Eastern | Gallatin | 3403 | GT5 | DFO | GT | 84.5 | 73.4 | 884.5 | 8696.29 | 6372.14 |  | Electric Utility | N | OP |  | Simple cycle unit |  | Eastern
EXCLUDE | TN | TN-Eastern | Gallatin | 3403 | GT6 | DFO | GT | 84.5 | 73.4 | 884.5 | 8696.29 | 6372.14 |  | Electric Utility | N | OP |  | Simple cycle unit |  | Eastern
EXCLUDE | TN | TN-Eastern | Gallatin | 3403 | GT7 | DFO | GT | 84.5 | 73.4 | 884.5 | 8696.29 | 6372.14 |  | Electric Utility | N | OP |  | Simple cycle unit |  | Eastern
EXCLUDE | TN | TN-Eastern | Gallatin | 3403 | GT8 | DFO | GT | 84.5 | 73.4 | 884.5 | 8696.29 | 6372.14 |  | Electric Utility | N | OP |  | Simple cycle unit |  | Eastern
EXCLUDE | TN | TN-Eastern | Great Falls | 3404 | 1 | WAT | HY | 15.3 | 15.9 | 0 | 52351.42 | 0 |  | Electric Utility | N | OP |  | Non Combustion (NUC, WAT, WND, GEO, or SUN) |  | Eastern
EXCLUDE | TN | TN-Eastern | Great Falls | 3404 | 2 | WAT | HY | 18.4 | 19.5 | 0 | 62958.58 | 0 |  | Electric Utility | N | OP |  | Non Combustion (NUC, WAT, WND, GEO, or SUN) |  | Eastern
COALST | TN | TN-Eastern | John Sevier | 3405 | 1 | BIT | ST | 200 | 176 | 3128 | 164295 | 199194.89 |  | Electric Utility | N | RE | 2012 |  |  | Eastern
COALST | TN | TN-Eastern | John Sevier | 3405 | 2 | BIT | ST | 200 | 176 | 3180 | 235754 | 281149.71 |  | Electric Utility | N | RE | 2012 |  |  | Eastern
COALST | TN | TN-Eastern | John Sevier | 3405 | 3 | BIT | ST | 200 | 176 | 3008 | 153536 | 175813.29 |  | Electric Utility | N | OP | 2015 |  |  | Eastern
COALST | TN | TN-Eastern | John Sevier | 3405 | 4 | BIT | ST | 200 | 176 | 2997 | 9311 | 17612.47 |  | Electric Utility | N | OP | 2015 |  |  | Eastern
UC NGCC - commenced in 2012 | TN | TN-Eastern | John Sevier | 3405 | CTG1 | NG | CC | 191.3 | 165 | 2224 | 663466.36 | 282076.69 |  | Electric Utility | N | OP |  |  | Yes | Eastern
UC NGCC - commenced in 2012 | TN | TN-Eastern | John Sevier | 3405 | CTG2 | NG | CC | 191.3 | 165 | 2224 | 663466.36 | 282076.69 |  | Electric Utility | N | OP |  |  | Yes | Eastern
UC NGCC - commenced in 2012 | TN | TN-Eastern | John Sevier | 3405 | CTG3 | NG | CC | 191.3 | 165 | 2224 | 663466.36 | 282076.69 |  | Electric Utility | N | OP |  |  | Yes | Eastern
UC NGCC - commenced in 2012 | TN | TN-Eastern | John Sevier | 3405 | STG1 | NG | CC | 423 | 383 | 2224 | 1467047.93 | 623724.2 |  | Electric Utility | N | OP |  |  | Yes | Eastern
COALST | TN | TN-Eastern | Johnsonville | 3406 | 1 | SUB | ST | 125 | 107 | 2289 | 355014 | 524118.9 |  | Electric Utility | Y | OP | 2017 |  |  | Eastern
COALST | TN | TN-Eastern | Johnsonville | 3406 | 10 | SUB | ST | 172.8 | 141 | 1917 | 151813 | 176788.71 |  | Electric Utility | Y | OP | 2015 |  |  | Eastern
COALST | TN | TN-Eastern | Johnsonville | 3406 | 2 | SUB | ST | 125 | 107 | 2244 | 439282 | 665475.03 |  | Electric Utility | Y | OP | 2017 |  |  | Eastern
COALST | TN | TN-Eastern | Johnsonville | 3406 | 3 | SUB | ST | 125 | 107 | 1591 | 483710 | 728246.7 |  | Electric Utility | Y | OP | 2017 |  |  | Eastern
COALST | TN | TN-Eastern | Johnsonville | 3406 | 4 | SUB | ST | 125 | 107 | 2448 | 533243 | 793018.72 |  | Electric Utility | Y | OP | 2017 |  |  | Eastern
COALST | TN | TN-Eastern | Johnsonville | 3406 | 5 | SUB | ST | 147 | 107 | 2511 | 323648 | 382127.75 |  | Electric Utility | Y | OP | 2015 |  |  | Eastern
COALST | TN | TN-Eastern | Johnsonville | 3406 | 6 | SUB | ST | 147 | 107 | 2275 | 263822 | 309543.26 |  | Electric Utility | Y | OP | 2015 |  |  | Eastern
COALST | TN | TN-Eastern | Johnsonville | 3406 | 7 | SUB | ST | 172.8 | 141 | 2414 | 42350 | 53139.51 |  | Electric Utility | Y | OP | 2015 |  |  | Eastern
COALST | TN | TN-Eastern | Johnsonville | 3406 | 8 | SUB | ST | 172.8 | 141 | 2361 | 50984 | 63407.59 |  | Electric Utility | Y | OP | 2015 |  |  | Eastern
COALST | TN | TN-Eastern | Johnsonville | 3406 | 9 | SUB | ST | 172.8 | 141 | 2279 | 232736 | 265606.41 |  | Electric Utility | Y | OP | 2015 |  |  | Eastern
EXCLUDE | TN | TN-Eastern | Johnsonville | 3406 | G10 | NG | GT | 68 | 47.1 | 790 | 3093.84 | 2403.2 |  | Electric Utility | N | OP |  | Simple cycle unit |  | Eastern
EXCLUDE | TN | TN-Eastern | Johnsonville | 3406 | G11 | NG | GT | 68 | 47.1 | 790 | 3389.51 | 2358.18 |  | Electric Utility | N | OP |  | Simple cycle unit |  | Eastern
EXCLUDE | TN | TN-Eastern | Johnsonville | 3406 | G12 | NG | GT | 68 | 47.1 | 790 | 3810.65 | 2837.62 |  | Electric Utility | N | OP |  | Simple cycle unit |  | Eastern
EXCLUDE | TN | TN-Eastern | Johnsonville | 3406 | G13 | NG | GT | 68 | 47.1 | 790 | 11873.3 | 3150.47 |  | Electric Utility | N | OP |  | Simple cycle unit |  | Eastern
EXCLUDE | TN | TN-Eastern | Johnsonville | 3406 | G14 | NG | GT | 68 | 47.1 | 790 | 11873.3 | 4144.55 |  | Electric Utility | N | OP |  | Simple cycle unit |  | Eastern
EXCLUDE | TN | TN-Eastern | Johnsonville | 3406 | G15 | NG | GT | 68 | 47.1 | 790 | 11873.3 | 3264.39 |  | Electric Utility | N | OP |  | Simple cycle unit |  | Eastern
EXCLUDE | TN | TN-Eastern | Johnsonville | 3406 | G16 | NG | GT | 68 | 47.1 | 790 | 11873.3 | 4702.72 |  | Electric Utility | N | OP |  | Simple cycle unit |  | Eastern
EXCLUDE | TN | TN-Eastern | Johnsonville | 3406 | G17 | NG | GT | 84.5 | 72.8 | 1209 | 14754.32 | 47134.46 |  | Electric Utility | N | OP |  | Simple cycle unit |  | Eastern
EXCLUDE | TN | TN-Eastern | Johnsonville | 3406 | G18 | NG | GT | 84.5 | 72.8 | 1209 | 14754.32 | 42294.68 |  | Electric Utility | N | OP |  | Simple cycle unit |  | Eastern
EXCLUDE | TN | TN-Eastern | Johnsonville | 3406 | G19 | NG | GT | 84.5 | 72.8 | 1209 | 14754.32 | 37890.31 |  | Electric Utility | N | OP |  | Simple cycle unit |  | Eastern
EXCLUDE | TN | TN-Eastern | Johnsonville | 3406 | G20 | NG | GT | 84.5 | 72.8 | 1209 | 14754.32 | 37928.6 |  | Electric Utility | N | OP |  | Simple cycle unit |  | Eastern
EXCLUDE | TN | TN-Eastern | Johnsonville | 3406 | GT1 | NG | GT | 68 | 47.1 | 790 | 2900.29 | 2231.02 |  | Electric Utility | N | OP |  | Simple cycle unit |  | Eastern
EXCLUDE | TN | TN-Eastern | Johnsonville | 3406 | GT2 | NG | GT | 68 | 47.1 | 790 | 3608.35 | 2776.39 |  | Electric Utility | N | OP |  | Simple cycle unit |  | Eastern
EXCLUDE | TN | TN-Eastern | Johnsonville | 3406 | GT3 | NG | GT | 68 | 47.1 | 790 | 2941.14 | 2275.6 |  | Electric Utility | N | OP |  | Simple cycle unit |  | Eastern
EXCLUDE | TN | TN-Eastern | Johnsonville | 3406 | GT4 | NG | GT | 68 | 47.1 | 790 | 3387.57 | 2636.1 |  | Electric Utility | N | OP |  | Simple cycle unit |  | Eastern
EXCLUDE | TN | TN-Eastern | Johnsonville | 3406 | GT5 | NG | GT | 68 | 47.1 | 790 | 3438.14 | 2591.91 |  | Electric Utility | N | OP |  | Simple cycle unit |  | Eastern
EXCLUDE | TN | TN-Eastern | Johnsonville | 3406 | GT6 | NG | GT | 68 | 47.1 | 790 | 2518.06 | 1980.7 |  | Electric Utility | N | OP |  | Simple cycle unit |  | Eastern
EXCLUDE | TN | TN-Eastern | Johnsonville | 3406 | GT7 | NG | GT | 68 | 47.1 | 790 | 1904.35 | 1421.18 |  | Electric Utility | N | OP |  | Simple cycle unit |  | Eastern
EXCLUDE | TN | TN-Eastern | Johnsonville | 3406 | GT8 | NG | GT | 68 | 47.1 | 790 | 1907.27 | 1408.7 |  | Electric Utility | N | OP |  | Simple cycle unit |  | Eastern
EXCLUDE | TN | TN-Eastern | Johnsonville | 3406 | GT9 | NG | GT | 68 | 47.1 | 790 | 1469.6 | 1150.39 |  | Electric Utility | N | OP |  | Simple cycle unit |  | Eastern
COALST | TN | TN-Eastern | Kingston | 3407 | 1 | BIT | ST | 175 | 132 | 2139 | 336738 | 417201.7 |  | Electric Utility | N | OP |  |  |  | Eastern
COALST | TN | TN-Eastern | Kingston | 3407 | 2 | BIT | ST | 175 | 132 | 2185 | 377596 | 471316.77 |  | Electric Utility | N | OP |  |  |  | Eastern
COALST | TN | TN-Eastern | Kingston | 3407 | 3 | BIT | ST | 175 | 132 | 2180 | 345814 | 431762.35 |  | Electric Utility | N | OP |  |  |  | Eastern
COALST | TN | TN-Eastern | Kingston | 3407 | 4 | BIT | ST | 175 | 132 | 2176 | 352500 | 442305.8 |  | Electric Utility | N | OP |  |  |  | Eastern
COALST | TN | TN-Eastern | Kingston | 3407 | 5 | BIT | ST | 200 | 174 | 2932 | 460993 | 563970.83 |  | Electric Utility | N | OP |  |  |  | Eastern
COALST | TN | TN-Eastern | Kingston | 3407 | 6 | BIT | ST | 200 | 174 | 2932 | 549232 | 667434.23 |  | Electric Utility | N | OP |  |  |  | Eastern
COALST | TN | TN-Eastern | Kingston | 3407 | 7 | BIT | ST | 200 | 174 | 3576 | 529338 | 653601.46 |  | Electric Utility | N | OP |  |  |  | Eastern
COALST | TN | TN-Eastern | Kingston | 3407 | 8 | BIT | ST | 200 | 174 | 3005 | 508933 | 622445.7 |  | Electric Utility | N | OP |  |  |  | Eastern
COALST | TN | TN-Eastern | Kingston | 3407 | 9 | BIT | ST | 200 | 174 | 2959 | 478220 | 589595.58 |  | Electric Utility | N | OP |  |  |  | Eastern
EXCLUDE | TN | TN-Eastern | Melton Hill | 3408 | 1 | WAT | HY | 36 | 39.5 | 0 | 75215.5 | 0 |  | Electric Utility | N | OP |  | Non Combustion (NUC, WAT, WND, GEO, or SUN) |  | Eastern
EXCLUDE | TN | TN-Eastern | Melton Hill | 3408 | 2 | WAT | HY | 36 | 39.7 | 0 | 75215.5 | 0 |  | Electric Utility | N | OP |  | Non Combustion (NUC, WAT, WND, GEO, or SUN) |  | Eastern
EXCLUDE | TN | TN-Eastern | Nickajack | 3409 | 1 | WAT | HY | 27.4 | 28.3 | 0 | 139940.42 | 0 |  | Electric Utility | N | OP |  | Non Combustion (NUC, WAT, WND, GEO, or SUN) |  | Eastern
EXCLUDE | TN | TN-Eastern | Nickajack | 3409 | 2 | WAT | HY | 27.9 | 27.3 | 0 | 142494.08 | 0 |  | Electric Utility | N | OP |  | Non Combustion (NUC, WAT, WND, GEO, or SUN) |  | Eastern
EXCLUDE | TN | TN-Eastern | Nickajack | 3409 | 3 | WAT | HY | 24.3 | 25 | 0 | 124107.75 | 0 |  | Electric Utility | N | OP |  | Non Combustion (NUC, WAT, WND, GEO, or SUN) |  | Eastern
EXCLUDE | TN | TN-Eastern | Nickajack | 3409 | 4 | WAT | HY | 24.3 | 25 | 0 | 124107.75 | 0 |  | Electric Utility | N | OP |  | Non Combustion (NUC, WAT, WND, GEO, or SUN) |  | Eastern
EXCLUDE | TN | TN-Eastern | Norris Dam | 3411 | 1 | WAT | HY | 65.7 | 63.5 | 0 | 192741 | 0 |  | Electric Utility | N | OP |  | Non Combustion (NUC, WAT, WND, GEO, or SUN) |  | Eastern
EXCLUDE | TN | TN-Eastern | Norris Dam | 3411 | 2 | WAT | HY | 65.7 | 63.5 | 0 | 192741 | 0 |  | Electric Utility | N | OP |  | Non Combustion (NUC, WAT, WND, GEO, or SUN) |  | Eastern
EXCLUDE | TN | TN-Eastern | Ocoee 1 | 3412 | 1 | WAT | HY | 3.8 | 4.8 | 0 | 10096.2 | 0 |  | Electric Utility | N | OP |  | Non Combustion (NUC, WAT, WND, GEO, or SUN) |  | Eastern
EXCLUDE | TN | TN-Eastern | Ocoee 1 | 3412 | 2 | WAT | HY | 3.8 | 4.8 | 0 | 10096.2 | 0 |  | Electric Utility | N | OP |  | Non Combustion (NUC, WAT, WND, GEO, or SUN) |  | Eastern
EXCLUDE | TN | TN-Eastern | Ocoee 1 | 3412 | 3 | WAT | HY | 3.8 | 4.8 | 0 | 10096.2 | 0 |  | Electric Utility | N | OP |  | Non Combustion (NUC, WAT, WND, GEO, or SUN) |  | Eastern
EXCLUDE | TN | TN-Eastern | Ocoee 1 | 3412 | 4 | WAT | HY | 3.8 | 4.8 | 0 | 10096.2 | 0 |  | Electric Utility | N | OP |  | Non Combustion (NUC, WAT, WND, GEO, or SUN) |  | Eastern
EXCLUDE | TN | TN-Eastern | Ocoee 1 | 3412 | 5 | WAT | HY | 3.8 | 4.8 | 0 | 10096.2 | 0 |  | Electric Utility | N | OP |  | Non Combustion (NUC, WAT, WND, GEO, or SUN) |  | Eastern
EXCLUDE | TN | TN-Eastern | Ocoee 2 | 3413 | 1 | WAT | HY | 11.5 | 10.8 | 0 | 32293 | 0 |  | Electric Utility | N | OP |  | Non Combustion (NUC, WAT, WND, GEO, or SUN) |  | Eastern
EXCLUDE | TN | TN-Eastern | Ocoee 2 | 3413 | 2 | WAT | HY | 11.5 | 12.6 | 0 | 32293 | 0 |  | Electric Utility | N | OP |  | Non Combustion (NUC, WAT, WND, GEO, or SUN) |  | Eastern
EXCLUDE | TN | TN-Eastern | Ocoee 3 | 3414 | 1 | WAT | HY | 28.8 | 28.6 | 0 | 109209 | 0 |  | Electric Utility | N | OP |  | Non Combustion (NUC, WAT, WND, GEO, or SUN) |  | Eastern
EXCLUDE | TN | TN-Eastern | Pickwick Landing Dam | 3415 | 1 | WAT | HY | 40 | 37.7 | 0 | 183640.83 | 0 |  | Electric Utility | N | OP |  | Non Combustion (NUC, WAT, WND, GEO, or SUN) |  | Eastern
EXCLUDE | TN | TN-Eastern | Pickwick Landing Dam | 3415 | 2 | WAT | HY | 40 | 37.6 | 0 | 183640.83 | 0 |  | Electric Utility | N | OP |  | Non Combustion (NUC, WAT, WND, GEO, or SUN) |  | Eastern
EXCLUDE | TN | TN-Eastern | Pickwick Landing Dam | 3415 | 3 | WAT | HY | 40 | 38.5 | 0 | 183640.83 | 0 |  | Electric Utility | N | OP |  | Non Combustion (NUC, WAT, WND, GEO, or SUN) |  | Eastern
EXCLUDE | TN | TN-Eastern | Pickwick Landing Dam | 3415 | 4 | WAT | HY | 40 | 43.6 | 0 | 183640.83 | 0 |  | Electric Utility | N | OP |  | Non Combustion (NUC, WAT, WND, GEO, or SUN) |  | Eastern
EXCLUDE | TN | TN-Eastern | Pickwick Landing Dam | 3415 | 5 | WAT | HY | 40 | 43.7 | 0 | 183640.83 | 0 |  | Electric Utility | N | OP |  | Non Combustion (NUC, WAT, WND, GEO, or SUN) |  | Eastern
EXCLUDE | TN | TN-Eastern | Pickwick Landing Dam | 3415 | 6 | WAT | HY | 40 | 43.2 | 0 | 183640.83 | 0 |  | Electric Utility | N | OP |  | Non Combustion (NUC, WAT, WND, GEO, or SUN) |  | Eastern
EXCLUDE | TN | TN-Eastern | South Holston | 3416 | 1 | WAT | HY | 38.5 | 44.4 | 0 | 115835 | 0 |  | Electric Utility | N | OP |  | Non Combustion (NUC, WAT, WND, GEO, or SUN) |  | Eastern
EXCLUDE | TN | TN-Eastern | Tims Ford | 3417 | 1 | WAT | HY | 45 | 39.7 | 0 | 41279.87 | 0 |  | Electric Utility | N | OP |  | Non Combustion (NUC, WAT, WND, GEO, or SUN) |  | Eastern
EXCLUDE | TN | TN-Eastern | Tims Ford | 3417 | 2 | WAT | HY | 0.7 | 0.5 | 0 | 642.13 | 0 |  | Electric Utility | N | OP |  | Non Combustion (NUC, WAT, WND, GEO, or SUN) |  | Eastern
EXCLUDE | TN | TN-Eastern | Watauga | 3418 | 1 | WAT | HY | 28.8 | 37.9 | 0 | 64616 | 0 |  | Electric Utility | N | OP |  | Non Combustion (NUC, WAT, WND, GEO, or SUN) |  | Eastern
EXCLUDE | TN | TN-Eastern | Watauga | 3418 | 2 | WAT | HY | 28.8 | 29.1 | 0 | 64616 | 0 |  | Electric Utility | N | OP |  | Non Combustion (NUC, WAT, WND, GEO, or SUN) |  | Eastern
EXCLUDE | TN | TN-Eastern | Watts Bar Fossil | 3419 | ST1 | BIT | ST | 60 | 56 | 0 | 0 | 0 |  | Electric Utility | N | RE | 2011 | Retired prior to 2012 |  | Eastern
EXCLUDE | TN | TN-Eastern | Watts Bar Fossil | 3419 | ST2 | BIT | ST | 60 | 56 | 0 | 0 | 0 |  | Electric Utility | N | RE | 2011 | Retired prior to 2012 |  | Eastern
EXCLUDE | TN | TN-Eastern | Watts Bar Fossil | 3419 | ST3 | BIT | ST | 60 | 56 | 0 | 0 | 0 |  | Electric Utility | N | RE | 2011 | Retired prior to 2012 |  | Eastern
EXCLUDE | TN | TN-Eastern | Watts Bar Fossil | 3419 | ST4 | BIT | ST | 60 | 56 | 0 | 0 | 0 |  | Electric Utility | N | RE | 2011 | Retired prior to 2012 |  | Eastern
EXCLUDE | TN | TN-Eastern | Watts Bar Hydro | 3420 | HY1 | WAT | HY | 41 | 39.3 | 0 | 199739.04 | 0 |  | Electric Utility | N | OP |  | Non Combustion (NUC, WAT, WND, GEO, or SUN) |  | Eastern
EXCLUDE | TN | TN-Eastern | Watts Bar Hydro | 3420 | HY2 | WAT | HY | 33.4 | 39.3 | 0 | 162714.24 | 0 |  | Electric Utility | N | OP |  | Non Combustion (NUC, WAT, WND, GEO, or SUN) |  | Eastern
EXCLUDE | TN | TN-Eastern | Watts Bar Hydro | 3420 | HY3 | WAT | HY | 33.4 | 39.3 | 0 | 162714.24 | 0 |  | Electric Utility | N | OP |  | Non Combustion (NUC, WAT, WND, GEO, or SUN) |  | Eastern
EXCLUDE | TN | TN-Eastern | Watts Bar Hydro | 3420 | HY4 | WAT | HY | 33.4 | 36.7 | 0 | 162714.24 | 0 |  | Electric Utility | N | OP |  | Non Combustion (NUC, WAT, WND, GEO, or SUN) |  | Eastern
EXCLUDE | TN | TN-Eastern | Watts Bar Hydro | 3420 | HY5 | WAT | HY | 33.4 | 39.3 | 0 | 162714.24 | 0 |  | Electric Utility | N | OP |  | Non Combustion (NUC, WAT, WND, GEO, or SUN) |  | Eastern
EXCLUDE | TN | TN-Eastern | Wilbur | 3421 | 1 | WAT | HY | 1.2 | 1.4 | 0 | 2309.77 | 0 |  | Electric Utility | N | OP |  | Non Combustion (NUC, WAT, WND, GEO, or SUN) |  | Eastern
EXCLUDE | TN | TN-Eastern | Wilbur | 3421 | 2 | WAT | HY | 1.2 | 1.4 | 0 | 2309.77 | 0 |  | Electric Utility | N | OP |  | Non Combustion (NUC, WAT, WND, GEO, or SUN) |  | Eastern
EXCLUDE | TN | TN-Eastern | Wilbur | 3421 | 3 | WAT | HY | 1.2 | 1.3 | 0 | 2309.77 | 0 |  | Electric Utility | N | OP |  | Non Combustion (NUC, WAT, WND, GEO, or SUN) |  | Eastern
EXCLUDE | TN | TN-Eastern | Wilbur | 3421 | 4 | WAT | HY | 7 | 7 | 0 | 13473.68 | 0 |  | Electric Utility | N | OP |  | Non Combustion (NUC, WAT, WND, GEO, or SUN) |  | Eastern
EXCLUDE | TN | TN-Eastern | Cordell Hull | 3423 | 1 | WAT | HY | 33.3 | 38 | 0 | 121262.33 | 0 |  | Electric Utility | N | OP |  | Non Combustion (NUC, WAT, WND, GEO, or SUN) |  | Eastern
EXCLUDE | TN | TN-Eastern | Cordell Hull | 3423 | 2 | WAT | HY | 33.3 | 38 | 0 | 121262.33 | 0 |  | Electric Utility | N | OP |  | Non Combustion (NUC, WAT, WND, GEO, or SUN) |  | Eastern
EXCLUDE | TN | TN-Eastern | Cordell Hull | 3423 | 3 | WAT | HY | 33.3 | 38 | 0 | 121262.33 | 0 |  | Electric Utility | N | OP |  | Non Combustion (NUC, WAT, WND, GEO, or SUN) |  | Eastern
EXCLUDE | TN | TN-Eastern | Dale Hollow | 3424 | 1 | WAT | HY | 18 | 20.7 | 0 | 38064.67 | 0 |  | Electric Utility | N | OP |  | Non Combustion (NUC, WAT, WND, GEO, or SUN) |  | Eastern
EXCLUDE | TN | TN-Eastern | Dale Hollow | 3424 | 2 | WAT | HY | 18 | 20.7 | 0 | 38064.67 | 0 |  | Electric Utility | N | OP |  | Non Combustion (NUC, WAT, WND, GEO, or SUN) |  | Eastern
EXCLUDE | TN | TN-Eastern | Dale Hollow | 3424 | 3 | WAT | HY | 18 | 20.7 | 0 | 38064.67 | 0 |  | Electric Utility | N | OP |  | Non Combustion (NUC, WAT, WND, GEO, or SUN) |  | Eastern
EXCLUDE | TN | TN-Eastern | Old Hickory | 3426 | 1 | WAT | HY | 28.7 | 28.7 | 0 | 115405.55 | 0 |  | Electric Utility | N | OP |  | Non Combustion (NUC, WAT, WND, GEO, or SUN) |  | Eastern
EXCLUDE | TN | TN-Eastern | Old Hickory | 3426 | 2 | WAT | HY | 25 | 29 | 0 | 100527.48 | 0 |  | Electric Utility | N | OP |  | Non Combustion (NUC, WAT, WND, GEO, or SUN) |  | Eastern
EXCLUDE | TN | TN-Eastern | Old Hickory | 3426 | 3 | WAT | HY | 25 | 29 | 0 | 100527.48 | 0 |  | Electric Utility | N | OP |  | Non Combustion (NUC, WAT, WND, GEO, or SUN) |  | Eastern
EXCLUDE | TN | TN-Eastern | Old Hickory | 3426 | 4 | WAT | HY | 25 | 29 | 0 | 100527.48 | 0 |  | Electric Utility | N | OP |  | Non Combustion (NUC, WAT, WND, GEO, or SUN) |  | Eastern
EXCLUDE | TN | TN-Eastern | J P Priest | 3428 | 1 | WAT | HY | 28 | 30 | 0 | 53749 | 0 |  | Electric Utility | N | OP |  | Non Combustion (NUC, WAT, WND, GEO, or SUN) |  | Eastern
OGST | TX | TX-ERCOT | E S Joslin | 3436 | 1 | NG | ST | 261 | 254 | 0 | 0 | 0 |  | IPP Non-CHP | N | OS |  |  |  | ERCOT
EXCLUDE | TX | TX-ERCOT | Eagle Pass | 3437 | 1 | WAT | HY | 3.2 | 2 | 0 | 11870 | 0 |  | IPP Non-CHP | N | OP |  | Non Combustion (NUC, WAT, WND, GEO, or SUN) |  | ERCOT
EXCLUDE | TX | TX-ERCOT | Eagle Pass | 3437 | 2 | WAT | HY | 3.2 | 2 | 0 | 11870 | 0 |  | IPP Non-CHP | N | OP |  | Non Combustion (NUC, WAT, WND, GEO, or SUN) |  | ERCOT
EXCLUDE | TX | TX-ERCOT | Eagle Pass | 3437 | 3 | WAT | HY | 3.2 | 2 | 0 | 11870 | 0 |  | IPP Non-CHP | N | OP |  | Non Combustion (NUC, WAT, WND, GEO, or SUN) |  | ERCOT
EXCLUDE | TX | TX-ERCOT | J L Bates | 3438 | 1 | NG | ST | 75 | 72 | 0 | 0 | 0 |  | IPP Non-CHP | N | RE | 2008 | Retired prior to 2012 |  | ERCOT
EXCLUDE | TX | TX-ERCOT | J L Bates | 3438 | 2 | NG | ST | 113.7 | 110 | 0 | 0 | 0 |  | IPP Non-CHP | N | RE | 2008 | Retired prior to 2012 |  | ERCOT
EXCLUDE | TX | TX-ERCOT | Laredo | 3439 | 1 | NG | ST | 34.5 | 32 | 0 | 0 | 0 |  | IPP Non-CHP | N | RE | 2008 | Retired prior to 2012 |  | ERCOT
EXCLUDE | TX | TX-ERCOT | Laredo | 3439 | 2 | NG | ST | 37.5 | 32 | 0 | 0 | 0 |  | IPP Non-CHP | N | RE | 2008 | Retired prior to 2012 |  | ERCOT
EXCLUDE | TX | TX-ERCOT | Laredo | 3439 | 3 | NG | ST | 115.2 | 105 | 0 | 0 | 0 |  | IPP Non-CHP | N | RE | 2008 | Retired prior to 2012 |  | ERCOT
EXCLUDE | TX | TX-ERCOT | Laredo | 3439 | 4 | NG | GT | 131.8 | 89 | 1006.3 | 98041.5 | 82857.57 |  | IPP Non-CHP | N | OP |  | Simple cycle unit |  | ERCOT
EXCLUDE | TX | TX-ERCOT | Laredo | 3439 | 5 | NG | GT | 131.8 | 89 | 947.1 | 98041.5 | 33758.99 |  | IPP Non-CHP | N | OP |  | Simple cycle unit |  | ERCOT
EXCLUDE | TX | TX-ERCOT | Lon C Hill | 3440 | 1 | NG | ST | 75 | 75 | 0 | 0 | 0 |  | IPP Non-CHP | N | RE | 2006 | Retired prior to 2012 |  | ERCOT
EXCLUDE | TX | TX-ERCOT | Lon C Hill | 3440 | 2 | NG | ST | 75 | 75 | 0 | 0 | 0 |  | IPP Non-CHP | N | RE | 2006 | Retired prior to 2012 |  | ERCOT
EXCLUDE | TX | TX-ERCOT | Lon C Hill | 3440 | 3 | NG | ST | 163.2 | 164 | 0 | 0 | 0 |  | IPP Non-CHP | N | RE | 2010 | Retired prior to 2012 |  | ERCOT
EXCLUDE | TX | TX-ERCOT | Lon C Hill | 3440 | 4 | NG | ST | 261 | 245 | 0 | 0 | 0 |  | IPP Non-CHP | N | RE | 2006 | Retired prior to 2012 |  | ERCOT
EXCLUDE | TX | TX-ERCOT | Nueces Bay | 3441 | 5 | NG | ST | 32.5 | 30 | 0 | 0 | 0 |  | IPP Non-CHP | N | RE | 2008 | Retired prior to 2012 |  | ERCOT
EXCLUDE | TX | TX-ERCOT | Nueces Bay | 3441 | 6 | NG | ST | 180 | 161 | 0 | 0 | 0 |  | IPP Non-CHP | N | RE | 2008 | Retired prior to 2012 |  | ERCOT
NGCC | TX | TX-ERCOT | Nueces Bay | 3441 | 7 | NG | CC | 351 | 368 | 2606 | 1200992.02 | 552807.64 |  | IPP Non-CHP | N | OP |  |  |  | ERCOT
NGCC | TX | TX-ERCOT | Nueces Bay | 3441 | 8 | NG | CC | 189.6 | 175.1 | 2606 | 648740.99 | 298610.62 |  | IPP Non-CHP | N | OP |  |  |  | ERCOT
NGCC | TX | TX-ERCOT | Nueces Bay | 3441 | 9 | NG | CC | 189.6 | 175.1 | 2606 | 648740.99 | 298610.62 |  | IPP Non-CHP | N | OP |  |  |  | ERCOT
EXCLUDE | TX | TX-ERCOT | La Palma | 3442 | 4 | NG | ST | 23 | 24 | 0 | 0 | 0 |  | IPP Non-CHP | N | RE | 2007 | Retired prior to 2012 |  | ERCOT
EXCLUDE | TX | TX-ERCOT | La Palma | 3442 | 5 | NG | ST | 23 | 24 | 0 | 0 | 0 |  | IPP Non-CHP | N | RE | 2007 | Retired prior to 2012 |  | ERCOT
EXCLUDE | TX | TX-ERCOT | La Palma | 3442 | 6 | NG | ST | 163.2 | 155 | 0 | 0 | 0 |  | IPP Non-CHP | N | RE | 2007 | Retired prior to 2012 |  | ERCOT
EXCLUDE | TX | TX-ERCOT | La Palma | 3442 | 7 | NG | GT | 49.1 | 52 | 0 | 0 | 0 |  | IPP Non-CHP | N | RE | 2006 | Retired prior to 2012 |  | ERCOT
EXCLUDE | TX | TX-ERCOT | Victoria | 3443 | 4 | NG | ST | 75 | 69 | 0 | 0 | 0 |  | IPP Non-CHP | N | RE | 2008 | Retired prior to 2012 |  | ERCOT
NGCC | TX | TX-ERCOT | Victoria | 3443 | 5 | NG | CC | 180 | 125 | 2444 | 334831.04 | 158634.96 |  | IPP Non-CHP | N | OP |  |  |  | ERCOT
EXCLUDE | TX | TX-ERCOT | Victoria | 3443 | 6 | NG | ST | 261 | 250 | 0 | 0 | 0 |  | IPP Non-CHP | N | RE | 2006 | Retired prior to 2012 |  | ERCOT
NGCC | TX | TX-ERCOT | Victoria | 3443 | 7 | NG | CC | 196.9 | 160 | 2444 | 366267.96 | 173529.02 |  | IPP Non-CHP | N | OP |  |  |  | ERCOT
OGST | TX | TX-ERCOT | Lake Hubbard | 3452 | 1 | NG | ST | 396.5 | 392 | 4620 | 73361 | 64417.63 |  | IPP Non-CHP | N | OP |  |  |  | ERCOT
OGST | TX | TX-ERCOT | Lake Hubbard | 3452 | 2 | NG | ST | 531 | 515 | 5598 | 120038 | 90827.99 |  | IPP Non-CHP | N | OP |  |  |  | ERCOT
EXCLUDE | TX | TX-ERCOT | Mountain Creek | 3453 | 2 | NG | ST | 31.2 | 24 | 0 | 0 | 0 |  | IPP Non-CHP | N | RE | 2009 | Retired prior to 2012 |  | ERCOT
EXCLUDE | TX | TX-ERCOT | Mountain Creek | 3453 | 3 | NG | ST | 74.9 | 70 | 0 | 0 | 0 |  | IPP Non-CHP | N | RE | 2009 | Retired prior to 2012 |  | ERCOT
OGST | TX | TX-ERCOT | Mountain Creek | 3453 | 6 | NG | ST | 135.7 | 122 | 1674 | 38619 | 31784.23 |  | IPP Non-CHP | N | OP |  |  |  | ERCOT
OGST | TX | TX-ERCOT | Mountain Creek | 3453 | 7 | NG | ST | 136 | 118 | 1674 | 72903 | 58824.98 |  | IPP Non-CHP | N | OP |  |  |  | ERCOT
OGST | TX | TX-ERCOT | Mountain Creek | 3453 | 8 | NG | ST | 580.5 | 568 | 6204 | 735512 | 480611.4 |  | IPP Non-CHP | N | OP |  |  |  | ERCOT
EXCLUDE | TX | TX-ERCOT | North Lake | 3454 | 1 | NG | ST | 176.8 | 175 | 0 | 0 | 0 |  | IPP Non-CHP | N | RE | 2009 | Retired prior to 2012 |  | ERCOT
EXCLUDE | TX | TX-ERCOT | North Lake | 3454 | 2 | NG | ST | 170.4 | 175 | 0 | 0 | 0 |  | IPP Non-CHP | N | RE | 2009 | Retired prior to 2012 |  | ERCOT
EXCLUDE | TX | TX-ERCOT | North Lake | 3454 | 3 | NG | ST | 361.3 | 365 | 0 | 0 | 0 |  | IPP Non-CHP | N | RE | 2009 | Retired prior to 2012 |  | ERCOT
EXCLUDE | TX | TX-ERCOT | Parkdale | 3455 | 1 | NG | ST | 79.6 | 87 | 0 | 0 | 0 |  | IPP Non-CHP | N | RE | 2004 | Retired prior to 2012 |  | ERCOT
EXCLUDE | TX | TX-ERCOT | Parkdale | 3455 | 2 | NG | ST | 125 | 115 | 0 | 0 | 0 |  | IPP Non-CHP | N | RE | 2004 | Retired prior to 2012 |  | ERCOT
EXCLUDE | TX | TX-ERCOT | Parkdale | 3455 | 3 | NG | ST | 136 | 125 | 0 | 0 | 0 |  | IPP Non-CHP | N | RE | 2004 | Retired prior to 2012 |  | ERCOT
OGST | TX | TX-Western | Newman | 3456 | 1 | NG | ST | 81.6 | 74 | 858 | 241693 | 178306.56 |  | Electric Utility | N | OP | 2019 |  |  | Western
OGST | TX | TX-Western | Newman | 3456 | 2 | NG | ST | 81.6 | 76 | 858 | 288487 | 197807.58 |  | Electric Utility | N | OP | 2015 |  |  | Western
OGST | TX | TX-Western | Newman | 3456 | 3 | NG | ST | 121.8 | 102 | 1030 | 361300 | 237588.06 |  | Electric Utility | N | OP | 2019 |  |  | Western
NGCC | TX | TX-Western | Newman | 3456 | 4 | NG | CC | 120 | 83 | 1120 | 493222.11 | 295272.9 |  | Electric Utility | N | OP | 2017 |  |  | Western
NGCC | TX | TX-Western | Newman | 3456 | 5CA1 | NG | CC | 165 | 141.9 | 1120 | 678180.4 | 406000.24 |  | Electric Utility | N | OP |  |  |  | Western
NGCC | TX | TX-Western | Newman | 3456 | 5CT1 | NG | CC | 86.5 | 70 | 0 | 0 | 0 |  | Electric Utility | N | OP |  |  |  | Western
NGCC | TX | TX-Western | Newman | 3456 | 5CT2 | NG | CC | 86.5 | 70 | 0 | 0 | 0 |  | Electric Utility | N | OP |  |  |  | Western
NGCC | TX | TX-Western | Newman | 3456 | CT1 | NG | CC | 85 | 72 | 0 | 349365.66 | 209151.64 |  | Electric Utility | N | OP | 2017 |  |  | Western
NGCC | TX | TX-Western | Newman | 3456 | CT2 | NG | CC | 85 | 72 | 0 | 349365.66 | 209151.64 |  | Electric Utility | N | OP | 2017 |  |  | Western
OGST | TX | TX-Eastern | Lewis Creek | 3457 | 1 | NG | ST | 271.4 | 230 | 2690 | 685230 | 463598.75 |  | Electric Utility | N | OP |  |  |  | Eastern
OGST | TX | TX-Eastern | Lewis Creek | 3457 | 2 | NG | ST | 271.4 | 230 | 3050 | 818341 | 572373.97 |  | Electric Utility | N | OP |  |  |  | Eastern
OGST | TX | TX-Eastern | Sabine | 3459 | 1 | NG | ST | 239.4 | 212 | 2200 | 474598 | 329777.51 |  | Electric Utility | N | OP |  |  |  | Eastern
OGST | TX | TX-Eastern | Sabine | 3459 | 2 | NG | ST | 239.4 | 212 | 2200 | 354607 | 243250.53 |  | Electric Utility | N | OP |  |  |  | Eastern
OGST | TX | TX-Eastern | Sabine | 3459 | 3 | NG | ST | 473.4 | 390 | 4000 | 681028 | 478581.15 |  | Electric Utility | N | OP |  |  |  | Eastern
OGST | TX | TX-Eastern | Sabine | 3459 | 4 | NG | ST | 591.6 | 525 | 5488 | 1432830 | 867480.18 |  | Electric Utility | N | OP |  |  |  | Eastern
OGST | TX | TX-Eastern | Sabine | 3459 | 5 | NG | ST | 507.4 | 470 | 5100 | 720726 | 605784.71 |  | Electric Utility | N | OP |  |  |  | Eastern
OGST | TX | TX-ERCOT | Cedar Bayou | 3460 | 1 | NG | ST | 765 | 746 | 8187 | 751271 | 469234.78 |  | IPP Non-CHP | N | OP |  |  |  | ERCOT
OGST | TX | TX-ERCOT | Cedar Bayou | 3460 | 2 | NG | ST | 765 | 749 | 8179 | 483212 | 333660.88 |  | IPP Non-CHP | N | OP |  |  |  | ERCOT
EXCLUDE | TX | TX-ERCOT | Cedar Bayou | 3460 | 3 | NG | ST | 765 | 760 | 0 | 0 | 0 |  | IPP Non-CHP | N | RE | 2007 | Retired prior to 2012 |  | ERCOT
OGST | TX | TX-ERCOT | Greens Bayou | 3464 | 5 | NG | ST | 446.4 | 406 | 4545 | 89294 | 78042.49 |  | IPP Non-CHP | N | OP |  |  |  | ERCOT
EXCLUDE | TX | TX-ERCOT | Greens Bayou | 3464 | 73 | NG | GT | 72 | 54 | 835 | 460.17 | 603.97 |  | IPP Non-CHP | N | OP |  | Simple cycle unit |  | ERCOT
EXCLUDE | TX | TX-ERCOT | Greens Bayou | 3464 | 74 | NG | GT | 72 | 54 | 835 | 460.17 | 603.97 |  | IPP Non-CHP | N | OP |  | Simple cycle unit |  | ERCOT
EXCLUDE | TX | TX-ERCOT | Greens Bayou | 3464 | 81 | NG | GT | 72 | 54 | 835 | 460.17 | 603.97 |  | IPP Non-CHP | N | OP |  | Simple cycle unit |  | ERCOT
EXCLUDE | TX | TX-ERCOT | Greens Bayou | 3464 | 82 | NG | GT | 72 | 64 | 835 | 460.17 | 603.97 |  | IPP Non-CHP | N | OP |  | Simple cycle unit |  | ERCOT
EXCLUDE | TX | TX-ERCOT | Greens Bayou | 3464 | 83 | NG | GT | 72 | 64 | 835 | 460.17 | 603.97 |  | IPP Non-CHP | N | OP |  | Simple cycle unit |  | ERCOT
EXCLUDE | TX | TX-ERCOT | Greens Bayou | 3464 | 84 | NG | GT | 72 | 64 | 835 | 460.17 | 603.97 |  | IPP Non-CHP | N | OP |  | Simple cycle unit |  | ERCOT
EXCLUDE | TX | TX-ERCOT | P H Robinson | 3466 | 1 | NG | ST | 484.5 | 461 | 0 | 0 | 0 |  | IPP Non-CHP | N | RE | 2009 | Retired prior to 2012 |  | ERCOT
EXCLUDE | TX | TX-ERCOT | P H Robinson | 3466 | 2 | NG | ST | 484.5 | 461 | 0 | 0 | 0 |  | IPP Non-CHP | N | RE | 2009 | Retired prior to 2012 |  | ERCOT
EXCLUDE | TX | TX-ERCOT | P H Robinson | 3466 | 3 | NG | ST | 580.5 | 552 | 0 | 0 | 0 |  | IPP Non-CHP | N | RE | 2009 | Retired prior to 2012 |  | ERCOT
EXCLUDE | TX | TX-ERCOT | P H Robinson | 3466 | 4 | NG | ST | 765 | 737 | 0 | 0 | 0 |  | IPP Non-CHP | N | RE | 2009 | Retired prior to 2012 |  | ERCOT
OGST | TX | TX-ERCOT | Sam Bertron | 3468 | 3 | NG | ST | 225.3 | 230 | 3146 | 29804 | 25206.33 |  | IPP Non-CHP | N | OP |  |  |  | ERCOT
OGST | TX | TX-ERCOT | Sam Bertron | 3468 | 4 | NG | ST | 225.3 | 230 | 3146 | 32456 | 21721.12 |  | IPP Non-CHP | N | OP |  |  |  | ERCOT
EXCLUDE | TX | TX-ERCOT | Sam Bertron | 3468 | GT1 | NG | GT | 32.6 | 20 | 0 | 0 | 0 |  | IPP Non-CHP | N | RE | 2009 | Retired prior to 2012 |  | ERCOT
EXCLUDE | TX | TX-ERCOT | Sam Bertron | 3468 | GT2 | NG | GT | 16.3 | 13 | 0 | 23 | 206.77 |  | IPP Non-CHP | N | OP |  | Simple cycle unit |  | ERCOT
OGST | TX | TX-ERCOT | Sam Bertron | 3468 | ST1 | NG | ST | 187.8 | 118 | 2336 | 11155 | 14751.79 |  | IPP Non-CHP | N | OP |  |  |  | ERCOT
OGST | TX | TX-ERCOT | Sam Bertron | 3468 | ST2 | NG | ST | 187.8 | 174 | 2196 | 70250 | 45888.21 |  | IPP Non-CHP | N | OP |  |  |  | ERCOT
EXCLUDE | TX | TX-ERCOT | T H Wharton | 3469 | 2 | NG | ST | 247.8 | 229 | 0 | 0 | 0 |  | IPP Non-CHP | N | RE | 2005 | Retired prior to 2012 |  | ERCOT
NGCC | TX | TX-ERCOT | T H Wharton | 3469 | 3 | NG | CC | 113.1 | 113.1 | 952 | 90088.5 | 53389.05 |  | IPP Non-CHP | N | OP |  |  |  | ERCOT
NGCC | TX | TX-ERCOT | T H Wharton | 3469 | 31 | NG | CC | 51.3 | 51.3 | 952 | 40862.42 | 24216.25 |  | IPP Non-CHP | N | OP |  |  |  | ERCOT
NGCC | TX | TX-ERCOT | T H Wharton | 3469 | 32 | NG | CC | 51.3 | 51.3 | 952 | 40862.42 | 24216.25 |  | IPP Non-CHP | N | OP |  |  |  | ERCOT
NGCC | TX | TX-ERCOT | T H Wharton | 3469 | 33 | NG | CC | 51.3 | 51.3 | 952 | 40862.42 | 24216.25 |  | IPP Non-CHP | N | OP |  |  |  | ERCOT
NGCC | TX | TX-ERCOT | T H Wharton | 3469 | 34 | NG | CC | 51.3 | 51.3 | 952 | 40862.42 | 24216.25 |  | IPP Non-CHP | N | OP |  |  |  | ERCOT
NGCC | TX | TX-ERCOT | T H Wharton | 3469 | 4 | NG | CC | 113.1 | 113.1 | 952 | 90088.5 | 53389.05 |  | IPP Non-CHP | N | OP |  |  |  | ERCOT
NGCC | TX | TX-ERCOT | T H Wharton | 3469 | 41 | NG | CC | 51.3 | 51.3 | 952 | 40862.42 | 24216.25 |  | IPP Non-CHP | N | OP |  |  |  | ERCOT
NGCC | TX | TX-ERCOT | T H Wharton | 3469 | 42 | NG | CC | 51.3 | 51.3 | 952 | 40862.42 | 24216.25 |  | IPP Non-CHP | N | OP |  |  |  | ERCOT
NGCC | TX | TX-ERCOT | T H Wharton | 3469 | 43 | NG | CC | 56.7 | 56.7 | 965 | 45163.73 | 26765.33 |  | IPP Non-CHP | N | OP |  |  |  | ERCOT
NGCC | TX | TX-ERCOT | T H Wharton | 3469 | 44 | NG | CC | 56.7 | 56.7 | 952 | 45163.73 | 26765.33 |  | IPP Non-CHP | N | OP |  |  |  | ERCOT
EXCLUDE | TX | TX-ERCOT | T H Wharton | 3469 | 51 | NG | GT | 85 | 58 | 1053.14 | 5889.92 | 7870.97 |  | IPP Non-CHP | N | OP |  | Simple cycle unit |  | ERCOT
EXCLUDE | TX | TX-ERCOT | T H Wharton | 3469 | 52 | NG | GT | 85 | 58 | 1053.14 | 5889.92 | 7870.97 |  | IPP Non-CHP | N | OP |  | Simple cycle unit |  | ERCOT
EXCLUDE | TX | TX-ERCOT | T H Wharton | 3469 | 53 | NG | GT | 85 | 58 | 1053.14 | 5889.92 | 7870.97 |  | IPP Non-CHP | N | OP |  | Simple cycle unit |  | ERCOT
EXCLUDE | TX | TX-ERCOT | T H Wharton | 3469 | 54 | NG | GT | 85 | 58 | 1053.14 | 5889.92 | 7870.97 |  | IPP Non-CHP | N | OP |  | Simple cycle unit |  | ERCOT
EXCLUDE | TX | TX-ERCOT | T H Wharton | 3469 | 55 | NG | GT | 85 | 58 | 1053.14 | 5889.92 | 7870.97 |  | IPP Non-CHP | N | OP |  | Simple cycle unit |  | ERCOT
EXCLUDE | TX | TX-ERCOT | T H Wharton | 3469 | 56 | NG | GT | 85 | 58 | 1053.14 | 5889.92 | 7870.97 |  | IPP Non-CHP | N | OP |  | Simple cycle unit |  | ERCOT
EXCLUDE | TX | TX-ERCOT | T H Wharton | 3469 | GT1 | NG | GT | 16.3 | 13 | 201.96 | 1129.48 | 1509.37 |  | IPP Non-CHP | N | OP |  | Simple cycle unit |  | ERCOT
OGST | TX | TX-ERCOT | W A Parish | 3470 | 1 | NG | ST | 187.8 | 169 | 2047 | 45158 | 37697.36 |  | IPP Non-CHP | N | OP |  |  |  | ERCOT
OGST | TX | TX-ERCOT | W A Parish | 3470 | 2 | NG | ST | 187.8 | 169 | 1968 | 94553 | 68939.93 |  | IPP Non-CHP | N | OP |  |  |  | ERCOT
OGST | TX | TX-ERCOT | W A Parish | 3470 | 3 | NG | ST | 299.2 | 273 | 3003 | 145329 | 107799.62 |  | IPP Non-CHP | N | OP |  |  |  | ERCOT
OGST | TX | TX-ERCOT | W A Parish | 3470 | 4 | NG | ST | 580.5 | 552 | 5950 | 540013 | 367655.3 |  | IPP Non-CHP | N | OP |  |  |  | ERCOT
COALST | TX | TX-ERCOT | W A Parish | 3470 | 5 | SUB | ST | 734.1 | 659 | 8545 | 3903126 | 4226945.47 |  | IPP Non-CHP | N | OP |  |  |  | ERCOT
COALST | TX | TX-ERCOT | W A Parish | 3470 | 6 | SUB | ST | 734.1 | 653 | 8840 | 3567532 | 4231045.85 |  | IPP Non-CHP | N | OP |  |  |  | ERCOT
COALST | TX | TX-ERCOT | W A Parish | 3470 | 7 | SUB | ST | 614.6 | 577 | 8351 | 3009786 | 3215095.94 |  | IPP Non-CHP | N | OP |  |  |  | ERCOT
COALST | TX | TX-ERCOT | W A Parish | 3470 | 8 | SUB | ST | 654 | 610 | 6896 | 3069778 | 3390299.46 |  | IPP Non-CHP | N | OP |  |  |  | ERCOT
EXCLUDE | TX | TX-ERCOT | W A Parish | 3470 | GT1 | NG | GT | 16.3 | 13 | 0 | 136 | 324.42 |  | IPP Non-CHP | N | OP |  | Simple cycle unit |  | ERCOT
EXCLUDE | TX | TX-ERCOT | Webster | 3471 | 3 | NG | ST | 410 | 374 | 0 | 0 | 0 |  | IPP Non-CHP | N | RE | 2006 | Retired prior to 2012 |  | ERCOT
EXCLUDE | TX | TX-ERCOT | Webster | 3471 | GT1 | NG | GT | 16.3 | 13 | 0 | 0 | 0 |  | IPP Non-CHP | N | RE | 2006 | Retired prior to 2012 |  | ERCOT
OGST | TX | TX-Eastern | Knox Lee | 3476 | 2 | NG | ST | 38 | 31 | 411 | 13624 | 12794.72 |  | Electric Utility | N | OP |  |  |  | Eastern
OGST | TX | TX-Eastern | Knox Lee | 3476 | 3 | NG | ST | 38 | 25 | 411 | 13384 | 15014.23 |  | Electric Utility | N | OP |  |  |  | Eastern
OGST | TX | TX-Eastern | Knox Lee | 3476 | 4 | NG | ST | 74 | 73 | 848 | 41570 | 33400.52 |  | Electric Utility | N | OP |  |  |  | Eastern
OGST | TX | TX-Eastern | Knox Lee | 3476 | 5 | NG | ST | 351 | 342 | 3368 | 539914 | 339650.44 |  | Electric Utility | N | OP |  |  |  | Eastern
OGST | TX | TX-Eastern | Lone Star | 3477 | 1 | NG | ST | 40 | 50 | 600 | 23684 | 17771.1 |  | Electric Utility | N | OP |  |  |  | Eastern
OGST | TX | TX-Eastern | Wilkes | 3478 | 1 | NG | ST | 180 | 174 | 1562 | 315641 | 221983.83 |  | Electric Utility | N | OP |  |  |  | Eastern
OGST | TX | TX-Eastern | Wilkes | 3478 | 2 | NG | ST | 351 | 355 | 3052 | 294440 | 208598.27 |  | Electric Utility | N | OP |  |  |  | Eastern
OGST | TX | TX-Eastern | Wilkes | 3478 | 3 | NG | ST | 351 | 354 | 3052 | 592472 | 390282.53 |  | Electric Utility | N | OP |  |  |  | Eastern
OGST | TX | TX-Eastern | Jones | 3482 | 1 | NG | ST | 247.5 | 243 | 3053 | 1033882 | 641907.62 |  | Electric Utility | N | OP |  |  |  | Eastern
OGST | TX | TX-Eastern | Jones | 3482 | 2 | NG | ST | 247.5 | 243 | 2611 | 703997 | 478410.56 |  | Electric Utility | N | OP |  |  |  | Eastern
EXCLUDE | TX | TX-Eastern | Jones | 3482 | 3 | NG | GT | 182.7 | 171 | 2099 | 65734.22 | 41095.5 |  | Electric Utility | N | OP |  | Simple cycle unit |  | Eastern
EXCLUDE | TX | TX-Eastern | Jones | 3482 | 4 | NG | GT | 180 | 187 | 0 | 0 | 0 |  | Electric Utility | N | V |  | Status of Operation (IP, L, P, T) |  | Eastern
OGST | TX | TX-Eastern | Moore County | 3483 | 3 | NG | ST | 49 | 46 | 1000 | 52123 | 45056.14 |  | Electric Utility | N | OP |  |  |  | Eastern
OGST | TX | TX-Eastern | Nichols | 3484 | 1 | NG | ST | 113.6 | 107 | 1122 | 264806 | 156168.09 |  | Electric Utility | N | OP |  |  |  | Eastern
OGST | TX | TX-Eastern | Nichols | 3484 | 2 | NG | ST | 113.6 | 106 | 1166 | 307828 | 204106.85 |  | Electric Utility | N | OP |  |  |  | Eastern
OGST | TX | TX-Eastern | Nichols | 3484 | 3 | NG | ST | 247.5 | 244 | 2777 | 602640 | 427016.43 |  | Electric Utility | N | OP |  |  |  | Eastern
OGST | TX | TX-Eastern | Plant X | 3485 | 1 | NG | ST | 48 | 38 | 616 | 111908 | 97980.78 |  | Electric Utility | N | OP |  |  |  | Eastern
OGST | TX | TX-Eastern | Plant X | 3485 | 2 | NG | ST | 98 | 91 | 1276 | 228996 | 163906.96 |  | Electric Utility | N | OP |  |  |  | Eastern
OGST | TX | TX-Eastern | Plant X | 3485 | 3 | NG | ST | 98 | 93 | 1365 | 316995 | 188942.06 |  | Electric Utility | N | OP |  |  |  | Eastern
OGST | TX | TX-Eastern | Plant X | 3485 | 4 | NG | ST | 190.4 | 190 | 2375 | 888196 | 603927.06 |  | Electric Utility | N | OP |  |  |  | Eastern
EXCLUDE | TX | TX-Eastern | Riverview | 3487 | 6 | NG | GT | 28.6 | 22 | 0 | 28599 | 28323.05 |  | Electric Utility | N | RE | 2012 | Simple cycle unit |  | Eastern
EXCLUDE | TX | TX-ERCOT | Eagle Mountain | 3489 | 1 | NG | ST | 122.5 | 115 | 0 | 0 | 0 |  | IPP Non-CHP | N | RE | 2010 | Retired prior to 2012 |  | ERCOT
EXCLUDE | TX | TX-ERCOT | Eagle Mountain | 3489 | 2 | NG | ST | 187.5 | 175 | 0 | 0 | 0 |  | IPP Non-CHP | N | RE | 2010 | Retired prior to 2012 |  | ERCOT
EXCLUDE | TX | TX-ERCOT | Eagle Mountain | 3489 | 3 | NG | ST | 396.1 | 375 | 0 | 0 | 0 |  | IPP Non-CHP | N | RE | 2010 | Retired prior to 2012 |  | ERCOT
OGST | TX | TX-ERCOT | Graham | 3490 | 1 | NG | ST | 247.7 | 225 | 2601 | 96192 | 68491.02 |  | IPP Non-CHP | N | OP |  |  |  | ERCOT
OGST | TX | TX-ERCOT | Graham | 3490 | 2 | NG | ST | 387 | 390 | 4970 | 105620 | 74931.11 |  | IPP Non-CHP | N | OP |  |  |  | ERCOT
EXCLUDE | TX | TX-ERCOT | Handley | 3491 | 1 | NG | ST | 43.7 | 42 | 0 | 0 | 0 |  | IPP Non-CHP | N | RE | 2009 | Retired prior to 2012 |  | ERCOT
EXCLUDE | TX | TX-ERCOT | Handley | 3491 | 2 | NG | ST | 74.8 | 75 | 0 | 0 | 0 |  | IPP Non-CHP | N | RE | 2009 | Retired prior to 2012 |  | ERCOT
OGST | TX | TX-ERCOT | Handley | 3491 | 3 | NG | ST | 404.8 | 395 | 3888 | 445109 | 289549.42 |  | IPP Non-CHP | N | OP |  |  |  | ERCOT
OGST | TX | TX-ERCOT | Handley | 3491 | 4 | NG | ST | 455 | 435 | 5500 | 184367 | 137799.36 |  | IPP Non-CHP | N | OP |  |  |  | ERCOT
OGST | TX | TX-ERCOT | Handley | 3491 | 5 | NG | ST | 455 | 435 | 5634 | 228979 | 173666.21 |  | IPP Non-CHP | N | OP |  |  |  | ERCOT
EXCLUDE | TX | TX-ERCOT | Morgan Creek | 3492 | 2 | NG | ST | 18.4 | 17.5 | 0 | 0 | 0 |  | IPP Non-CHP | N | RE | 2004 | Retired prior to 2012 |  | ERCOT
EXCLUDE | TX | TX-ERCOT | Morgan Creek | 3492 | 3 | NG | ST | 46 | 43 | 0 | 0 | 0 |  | IPP Non-CHP | N | RE | 2004 | Retired prior to 2012 |  | ERCOT
EXCLUDE | TX | TX-ERCOT | Morgan Creek | 3492 | 4 | NG | ST | 75 | 70 | 0 | 0 | 0 |  | IPP Non-CHP | N | RE | 2004 | Retired prior to 2012 |  | ERCOT
EXCLUDE | TX | TX-ERCOT | Morgan Creek | 3492 | 5 | NG | ST | 170.4 | 175 | 0 | 0 | 0 |  | IPP Non-CHP | N | RE | 2011 | Retired prior to 2012 |  | ERCOT
EXCLUDE | TX | TX-ERCOT | Morgan Creek | 3492 | 6 | NG | ST | 517.5 | 511 | 0 | 0 | 0 |  | IPP Non-CHP | N | RE | 2011 | Retired prior to 2012 |  | ERCOT
EXCLUDE | TX | TX-ERCOT | Morgan Creek | 3492 | 7 | SUB | ST | 800 | 800 | 0 | 0 | 0 |  | IPP Non-CHP | N | IP |  | Status of Operation (IP, L, P, T) |  | ERCOT
EXCLUDE | TX | TX-ERCOT | Morgan Creek | 3492 | CT1 | NG | GT | 89.4 | 68 | 1086 | 6040 | 5237.11 |  | IPP Non-CHP | N | OP |  | Simple cycle unit |  | ERCOT
EXCLUDE | TX | TX-ERCOT | Morgan Creek | 3492 | CT2 | NG | GT | 89.4 | 68 | 1086 | 6040 | 5937.73 |  | IPP Non-CHP | N | OP |  | Simple cycle unit |  | ERCOT
EXCLUDE | TX | TX-ERCOT | Morgan Creek | 3492 | CT3 | NG | GT | 89.4 | 68 | 1086 | 6040 | 5285.67 |  | IPP Non-CHP | N | OP |  | Simple cycle unit |  | ERCOT
EXCLUDE | TX | TX-ERCOT | Morgan Creek | 3492 | CT4 | NG | GT | 89.4 | 68 | 1086 | 6040 | 3589.05 |  | IPP Non-CHP | N | OP |  | Simple cycle unit |  | ERCOT
EXCLUDE | TX | TX-ERCOT | Morgan Creek | 3492 | CT5 | NG | GT | 89.4 | 68 | 1086 | 6040 | 3899.61 |  | IPP Non-CHP | N | OP |  | Simple cycle unit |  | ERCOT
EXCLUDE | TX | TX-ERCOT | Morgan Creek | 3492 | CT6 | NG | GT | 89.4 | 67 | 1086 | 6040 | 6694.82 |  | IPP Non-CHP | N | OP |  | Simple cycle unit |  | ERCOT
EXCLUDE | TX | TX-ERCOT | North Main | 3493 | 4 | NG | ST | 81.2 | 80 | 0 | 0 | 0 |  | IPP Non-CHP | N | RE | 2004 | Retired prior to 2012 |  | ERCOT
OGST | TX | TX-ERCOT | Permian Basin | 3494 | 5 | NG | ST | 114.9 | 115 | 0 | 0 | 0 |  | IPP Non-CHP | N | OS |  |  |  | ERCOT
OGST | TX | TX-ERCOT | Permian Basin | 3494 | 6 | NG | ST | 535.5 | 540 | 0 | 0 | 0 |  | IPP Non-CHP | N | SB |  |  |  | ERCOT
EXCLUDE | TX | TX-ERCOT | Permian Basin | 3494 | CT1 | NG | GT | 89.4 | 68 | 1062 | 108453.8 | 119411.72 |  | IPP Non-CHP | N | OP |  | Simple cycle unit |  | ERCOT
EXCLUDE | TX | TX-ERCOT | Permian Basin | 3494 | CT2 | NG | GT | 89.4 | 68 | 1062 | 108453.8 | 58278.89 |  | IPP Non-CHP | N | OP |  | Simple cycle unit |  | ERCOT
EXCLUDE | TX | TX-ERCOT | Permian Basin | 3494 | CT3 | NG | GT | 89.4 | 68 | 1062 | 108453.8 | 104977.07 |  | IPP Non-CHP | N | OP |  | Simple cycle unit |  | ERCOT
EXCLUDE | TX | TX-ERCOT | Permian Basin | 3494 | CT4 | NG | GT | 89.4 | 68 | 1062 | 108453.8 | 84116.26 |  | IPP Non-CHP | N | OP |  | Simple cycle unit |  | ERCOT
EXCLUDE | TX | TX-ERCOT | Permian Basin | 3494 | CT5 | NG | GT | 89.4 | 68 | 1062 | 108453.8 | 76803.67 |  | IPP Non-CHP | N | OP |  | Simple cycle unit |  | ERCOT
COALST | TX | TX-ERCOT | Big Brown | 3497 | 1 | SUB | ST | 593.4 | 600 | 7901 | 3839881 | 4306063.19 |  | IPP Non-CHP | N | OP |  |  |  | ERCOT
COALST | TX | TX-ERCOT | Big Brown | 3497 | 2 | LIG | ST | 593.4 | 595 | 8132 | 3436292 | 3984243.32 |  | IPP Non-CHP | N | OP |  |  |  | ERCOT
EXCLUDE | TX | TX-ERCOT | Big Brown | 3497 | 3 | SUB | ST | 800 | 800 | 0 | 0 | 0 |  | IPP Non-CHP | N | IP |  | Status of Operation (IP, L, P, T) |  | ERCOT
EXCLUDE | TX | TX-ERCOT | Lake Creek | 3502 | D1 | DFO | IC | 2 | 2 | 0 | 0 | 0 |  | IPP Non-CHP | N | OS |  | Internal Combustion |  | ERCOT
EXCLUDE | TX | TX-ERCOT | Lake Creek | 3502 | D2 | DFO | IC | 2 | 2 | 0 | 0 | 0 |  | IPP Non-CHP | N | OS |  | Internal Combustion |  | ERCOT
EXCLUDE | TX | TX-ERCOT | Lake Creek | 3502 | D3 | DFO | IC | 2 | 2 | 0 | 0 | 0 |  | IPP Non-CHP | N | OS |  | Internal Combustion |  | ERCOT
OGST | TX | TX-ERCOT | Lake Creek | 3502 | ST1 | NG | ST | 79.6 | 87 | 0 | 0 | 0 |  | IPP Non-CHP | N | OS |  |  |  | ERCOT
OGST | TX | TX-ERCOT | Lake Creek | 3502 | ST2 | NG | ST | 236 | 230 | 0 | 0 | 0 |  | IPP Non-CHP | N | OS |  |  |  | ERCOT
EXCLUDE | TX | TX-ERCOT | Lake Creek | 3502 | ST3 | SUB | ST | 800 | 800 | 0 | 0 | 0 |  | IPP Non-CHP | N | IP |  | Status of Operation (IP, L, P, T) |  | ERCOT
EXCLUDE | TX | TX-ERCOT | River Crest | 3503 | 1 | NG | ST | 112.5 | 110 | 0 | 0 | 0 |  | IPP Non-CHP | N | RE | 2004 | Retired prior to 2012 |  | ERCOT
EXCLUDE | TX | TX-ERCOT | Stryker Creek | 3504 | D1 | DFO | IC | 2 | 2 | 0 | 0 | 0 |  | IPP Non-CHP | N | OP |  | Internal Combustion |  | ERCOT
EXCLUDE | TX | TX-ERCOT | Stryker Creek | 3504 | D2 | DFO | IC | 2 | 2 | 0 | 0 | 0 |  | IPP Non-CHP | N | OP |  | Internal Combustion |  | ERCOT
EXCLUDE | TX | TX-ERCOT | Stryker Creek | 3504 | D3 | DFO | IC | 2 | 2 | 0 | 0 | 0 |  | IPP Non-CHP | N | OP |  | Internal Combustion |  | ERCOT
EXCLUDE | TX | TX-ERCOT | Stryker Creek | 3504 | D4 | DFO | IC | 2 | 2 | 0 | 0 | 0 |  | IPP Non-CHP | N | OP |  | Internal Combustion |  | ERCOT
EXCLUDE | TX | TX-ERCOT | Stryker Creek | 3504 | D5 | DFO | IC | 2 | 2 | 0 | 0 | 0 |  | IPP Non-CHP | N | OP |  | Internal Combustion |  | ERCOT
OGST | TX | TX-ERCOT | Stryker Creek | 3504 | ST1 | NG | ST | 176.8 | 167 | 2081 | 34230 | 28652.4 |  | IPP Non-CHP | N | OP |  |  |  | ERCOT
OGST | TX | TX-ERCOT | Stryker Creek | 3504 | ST2 | NG | ST | 526.6 | 502 | 5472 | 209003 | 154860.19 |  | IPP Non-CHP | N | OP |  |  |  | ERCOT
OGST | TX | TX-ERCOT | Trinidad | 3507 | 6 | NG | ST | 239.3 | 226 | 2571 | 55193 | 41364.79 |  | IPP Non-CHP | N | OP |  |  |  | ERCOT
EXCLUDE | TX | TX-ERCOT | Trinidad | 3507 | D1 | DFO | IC | 2 | 2 | 0 | 0 | 0 |  | IPP Non-CHP | N | OP |  | Internal Combustion |  | ERCOT
EXCLUDE | TX | TX-ERCOT | Trinidad | 3507 | D2 | DFO | IC | 2 | 2 | 0 | 0 | 0 |  | IPP Non-CHP | N | OP |  | Internal Combustion |  | ERCOT
OGST | TX | TX-ERCOT | Valley | 3508 | 1 | NG | ST | 198.9 | 174 | 0 | 0 | 0 |  | IPP Non-CHP | N | SB |  |  |  | ERCOT
OGST | TX | TX-ERCOT | Valley | 3508 | 2 | NG | ST | 580.5 | 520 | 0 | 0 | 0 |  | IPP Non-CHP | N | SB |  |  |  | ERCOT
OGST | TX | TX-ERCOT | Valley | 3508 | 3 | NG | ST | 396 | 375 | 0 | 0 | 0 |  | IPP Non-CHP | N | SB |  |  |  | ERCOT
EXCLUDE | TX | TX-ERCOT | Valley | 3508 | 4 | SUB | ST | 800 | 800 | 0 | 0 | 0 |  | IPP Non-CHP | N | IP |  | Status of Operation (IP, L, P, T) |  | ERCOT
OGST | TX | TX-ERCOT | Decker Creek | 3548 | 1 | NG | ST | 321 | 320 | 3250 | 357147 | 241073.07 |  | Electric Utility | N | OP |  |  |  | ERCOT
OGST | TX | TX-ERCOT | Decker Creek | 3548 | 2 | NG | ST | 405 | 404 | 4278 | 664340 | 459307.37 |  | Electric Utility | N | OP |  |  |  | ERCOT
EXCLUDE | TX | TX-ERCOT | Decker Creek | 3548 | GT1 | NG | GT | 51.5 | 52 | 700 | 6089.5 | 4809.55 |  | Electric Utility | N | OP |  | Simple cycle unit |  | ERCOT
EXCLUDE | TX | TX-ERCOT | Decker Creek | 3548 | GT2 | NG | GT | 51.5 | 52 | 700 | 6089.5 | 5707.05 |  | Electric Utility | N | OP |  | Simple cycle unit |  | ERCOT
EXCLUDE | TX | TX-ERCOT | Decker Creek | 3548 | GT3 | NG | GT | 51.5 | 52 | 700 | 6089.5 | 4893.34 |  | Electric Utility | N | OP |  | Simple cycle unit |  | ERCOT
EXCLUDE | TX | TX-ERCOT | Decker Creek | 3548 | GT4 | NG | GT | 51.5 | 52 | 700 | 6089.5 | 5669.62 |  | Electric Utility | N | OP |  | Simple cycle unit |  | ERCOT
EXCLUDE | TX | TX-ERCOT | Decker Creek | 3548 | PV3 | SUN | PV | 0.3 | 0.3 | 0 | 0 | 0 |  | Electric Utility | N | RE | 2001 | Retired prior to 2012 |  | ERCOT
EXCLUDE | TX | TX-ERCOT | Holly Street | 3549 | 1 | NG | ST | 100 | 100 | 0 | 0 | 0 |  | Electric Utility | N | RE | 2004 | Retired prior to 2012 |  | ERCOT
EXCLUDE | TX | TX-ERCOT | Holly Street | 3549 | 2 | NG | ST | 100 | 100 | 0 | 0 | 0 |  | Electric Utility | N | RE | 2004 | Retired prior to 2012 |  | ERCOT
EXCLUDE | TX | TX-ERCOT | Holly Street | 3549 | 3 | NG | ST | 165 | 195 | 0 | 0 | 0 |  | Electric Utility | N | RE | 2007 | Retired prior to 2012 |  | ERCOT
EXCLUDE | TX | TX-ERCOT | Holly Street | 3549 | 4 | NG | ST | 193 | 196 | 0 | 0 | 0 |  | Electric Utility | N | RE | 2007 | Retired prior to 2012 |  | ERCOT
EXCLUDE | TX | TX-ERCOT | Morris Sheppard | 3557 | 1 | WAT | HY | 11.3 | 12 | 0 | 0 | 0 |  | Electric Utility | N | OS | 2013 | Non Combustion (NUC, WAT, WND, GEO, or SUN) |  | ERCOT
EXCLUDE | TX | TX-ERCOT | Morris Sheppard | 3557 | 2 | WAT | HY | 11.3 | 12 | 0 | 0 | 0 |  | Electric Utility | N | OS | 2013 | Non Combustion (NUC, WAT, WND, GEO, or SUN) |  | ERCOT
EXCLUDE | TX | TX-ERCOT | Silas Ray | 3559 | 10 | NG | GT | 61 | 45 | 478.5 | 28051 | 19903.98 |  | Electric Utility | N | OP |  | Simple cycle unit |  | ERCOT
EXCLUDE | TX | TX-ERCOT | Silas Ray | 3559 | 5 | NG | ST | 24 | 18 | 0 | 0 | 0 |  | Electric Utility | N | OA |  | Steam unit (PRMVR=ST) less than or equal to 25MW (i.e. 250 MMBtu/hr) |  | ERCOT
NGCC | TX | TX-ERCOT | Silas Ray | 3559 | 6 | NG | CC | 27 | 20 | 674.1 | 15954.8 | 11119.32 |  | Electric Utility | N | OP |  |  |  | ERCOT
NGCC | TX | TX-ERCOT | Silas Ray | 3559 | 9 | NG | CC | 59 | 42 | 674.1 | 34864.2 | 24297.77 |  | Electric Utility | N | OP |  |  |  | ERCOT
EXCLUDE | TX | TX-ERCOT | Silas Ray | 3559 | DG-2 | DFO | IC | 1.3 | 1 | 0 | 0 | 0 |  | Electric Utility | N | SB |  | Internal Combustion |  | ERCOT
EXCLUDE | TX | TX-ERCOT | Silas Ray | 3559 | DG-3a | DFO | IC | 1.3 | 1 | 0 | 0 | 0 |  | Electric Utility | N | SB |  | Internal Combustion |  | ERCOT
EXCLUDE | TX | TX-ERCOT | Silas Ray | 3559 | DG-3b | DFO | IC | 1.3 | 1 | 0 | 0 | 0 |  | Electric Utility | N | SB |  | Internal Combustion |  | ERCOT
EXCLUDE | TX | TX-ERCOT | Silas Ray | 3559 | DG-4 | DFO | IC | 1.3 | 1 | 0 | 0 | 0 |  | Electric Utility | N | SB |  | Internal Combustion |  | ERCOT
EXCLUDE | TX | TX-ERCOT | Silas Ray | 3559 | DG-6a | DFO | IC | 1.3 | 1 | 0 | 0 | 0 |  | Electric Utility | N | SB |  | Internal Combustion |  | ERCOT
EXCLUDE | TX | TX-ERCOT | Silas Ray | 3559 | DG-6b | DFO | IC | 1.3 | 1 | 0 | 0 | 0 |  | Electric Utility | N | SB |  | Internal Combustion |  | ERCOT
EXCLUDE | TX | TX-ERCOT | Silas Ray | 3559 | DG-7a | DFO | IC | 1.3 | 1 | 0 | 0 | 0 |  | Electric Utility | N | SB |  | Internal Combustion |  | ERCOT
EXCLUDE | TX | TX-ERCOT | Silas Ray | 3559 | DG-7b | DFO | IC | 1.3 | 1 | 0 | 0 | 0 |  | Electric Utility | N | SB |  | Internal Combustion |  | ERCOT
EXCLUDE | TX | TX-ERCOT | Bryan | 3561 | 3 | NG | ST | 13 | 12 | 0 | 0 | 0 |  | Electric Utility | N | OS |  | Steam unit (PRMVR=ST) less than or equal to 25MW (i.e. 250 MMBtu/hr) |  | ERCOT
EXCLUDE | TX | TX-ERCOT | Bryan | 3561 | 4 | NG | ST | 24 | 22 | 0 | 0 | 0 |  | Electric Utility | N | OS |  | Steam unit (PRMVR=ST) less than or equal to 25MW (i.e. 250 MMBtu/hr) |  | ERCOT
EXCLUDE | TX | TX-ERCOT | Bryan | 3561 | 5 | NG | ST | 25 | 25 | 0 | 0 | 0 |  | Electric Utility | N | OS |  | Steam unit (PRMVR=ST) less than or equal to 25MW (i.e. 250 MMBtu/hr) |  | ERCOT
OGST | TX | TX-ERCOT | Bryan | 3561 | 6 | NG | ST | 54 | 50 | 0 | 0 | 0 |  | Electric Utility | N | OS |  |  |  | ERCOT
EXCLUDE | TX | TX-ERCOT | Bryan | 3561 | 7 | NG | GT | 22 | 21 | 0 | 447 | 443.53 |  | Electric Utility | N | OP |  | Simple cycle unit |  | ERCOT
EXCLUDE | TX | TX-ERCOT | C E Newman | 3574 | 1 | NG | ST | 7.5 | 8 | 0 | 0 | 0 |  | Electric Utility | N | RE | 2005 | Retired prior to 2012 |  | ERCOT
EXCLUDE | TX | TX-ERCOT | C E Newman | 3574 | 2 | NG | ST | 7.5 | 8 | 0 | 0 | 0 |  | Electric Utility | N | RE | 2005 | Retired prior to 2012 |  | ERCOT
EXCLUDE | TX | TX-ERCOT | C E Newman | 3574 | 3 | NG | ST | 18.7 | 17 | 0 | 0 | 0 |  | Electric Utility | N | RE | 2005 | Retired prior to 2012 |  | ERCOT
EXCLUDE | TX | TX-ERCOT | C E Newman | 3574 | 4 | NG | ST | 18.7 | 18 | 0 | 0 | 0 |  | Electric Utility | N | RE | 2005 | Retired prior to 2012 |  | ERCOT
EXCLUDE | TX | TX-ERCOT | C E Newman | 3574 | 5 | NG | ST | 44 | 37 | 0 | 0 | 0 |  | Electric Utility | N | RE | 2011 | Retired prior to 2012 |  | ERCOT
OGST | TX | TX-ERCOT | Ray Olinger | 3576 | 1 | NG | ST | 75 | 75 | 888 | 13525 | 10486.6 |  | Electric Utility | N | OP |  |  |  | ERCOT
OGST | TX | TX-ERCOT | Ray Olinger | 3576 | 2 | NG | ST | 113.4 | 107 | 1300 | 37079 | 31049.23 |  | Electric Utility | N | OP |  |  |  | ERCOT
OGST | TX | TX-ERCOT | Ray Olinger | 3576 | 3 | NG | ST | 156.6 | 138 | 1519 | 45557 | 32899.25 |  | Electric Utility | N | OP |  |  |  | ERCOT
EXCLUDE | TX | TX-ERCOT | Ray Olinger | 3576 | 4 | NG | GT | 82.7 | 75 | 1000 | 5698 | 4325.33 |  | Electric Utility | N | OP |  | Simple cycle unit |  | ERCOT
EXCLUDE | TX | TX-ERCOT | Abbott TP 3 | 3581 | 1 | WAT | HY | 1.4 | 1.4 | 0 | 2751.21 | 0 |  | Electric Utility | N | OP |  | Non Combustion (NUC, WAT, WND, GEO, or SUN) |  | ERCOT
EXCLUDE | TX | TX-ERCOT | Abbott TP 3 | 3581 | 2 | WAT | HY | 1.4 | 1.4 | 0 | 2751.21 | 0 |  | Electric Utility | N | OP |  | Non Combustion (NUC, WAT, WND, GEO, or SUN) |  | ERCOT
EXCLUDE | TX | TX-ERCOT | Dunlap TP 1 | 3582 | 1 | WAT | HY | 1.8 | 1.8 | 0 | 0 | 0 |  | Electric Utility | N | OP |  | Non Combustion (NUC, WAT, WND, GEO, or SUN) |  | ERCOT
EXCLUDE | TX | TX-ERCOT | Dunlap TP 1 | 3582 | 2 | WAT | HY | 1.8 | 1.8 | 0 | 0 | 0 |  | Electric Utility | N | OP |  | Non Combustion (NUC, WAT, WND, GEO, or SUN) |  | ERCOT
EXCLUDE | TX | TX-ERCOT | H 4 | 3583 | 1 | WAT | HY | 2.4 | 2.4 | 0 | 0 | 0 |  | Electric Utility | N | OP |  | Non Combustion (NUC, WAT, WND, GEO, or SUN) |  | ERCOT
EXCLUDE | TX | TX-ERCOT | H 5 | 3584 | 1 | WAT | HY | 2.4 | 2.4 | 0 | 0 | 0 |  | Electric Utility | N | OP |  | Non Combustion (NUC, WAT, WND, GEO, or SUN) |  | ERCOT
EXCLUDE | TX | TX-ERCOT | Nolte | 3585 | 1 | WAT | HY | 1.2 | 1.2 | 0 | 0 | 0 |  | Electric Utility | N | OP |  | Non Combustion (NUC, WAT, WND, GEO, or SUN) |  | ERCOT
EXCLUDE | TX | TX-ERCOT | Nolte | 3585 | 2 | WAT | HY | 1.2 | 1.2 | 0 | 0 | 0 |  | Electric Utility | N | OP |  | Non Combustion (NUC, WAT, WND, GEO, or SUN) |  | ERCOT
EXCLUDE | TX | TX-ERCOT | TP 4 | 3586 | 1 | WAT | HY | 2.4 | 2.4 | 0 | 0 | 0 |  | Electric Utility | N | OP |  | Non Combustion (NUC, WAT, WND, GEO, or SUN) |  | ERCOT
EXCLUDE | TX | TX-ERCOT | Austin | 3594 | 1 | WAT | HY | 9 | 8.2 | 0 | 1458.5 | 0 |  | Electric Utility | N | OP |  | Non Combustion (NUC, WAT, WND, GEO, or SUN) |  | ERCOT
EXCLUDE | TX | TX-ERCOT | Austin | 3594 | 2 | WAT | HY | 9 | 8.8 | 0 | 1458.5 | 0 |  | Electric Utility | N | OP |  | Non Combustion (NUC, WAT, WND, GEO, or SUN) |  | ERCOT
EXCLUDE | TX | TX-ERCOT | Buchanan | 3595 | 1 | WAT | HY | 18.3 | 18 | 0 | 2270.67 | 0 |  | Electric Utility | N | OP |  | Non Combustion (NUC, WAT, WND, GEO, or SUN) |  | ERCOT
EXCLUDE | TX | TX-ERCOT | Buchanan | 3595 | 2 | WAT | HY | 18.3 | 18 | 0 | 2270.67 | 0 |  | Electric Utility | N | OP |  | Non Combustion (NUC, WAT, WND, GEO, or SUN) |  | ERCOT
EXCLUDE | TX | TX-ERCOT | Buchanan | 3595 | 3 | WAT | HY | 18.3 | 18 | 0 | 2270.67 | 0 |  | Electric Utility | N | OP |  | Non Combustion (NUC, WAT, WND, GEO, or SUN) |  | ERCOT
EXCLUDE | TX | TX-ERCOT | Granite Shoals | 3597 | 1 | WAT | HY | 30 | 30 | 0 | 6929 | 0 |  | Electric Utility | N | OP |  | Non Combustion (NUC, WAT, WND, GEO, or SUN) |  | ERCOT
EXCLUDE | TX | TX-ERCOT | Granite Shoals | 3597 | 2 | WAT | HY | 30 | 30 | 0 | 6929 | 0 |  | Electric Utility | N | OP |  | Non Combustion (NUC, WAT, WND, GEO, or SUN) |  | ERCOT
EXCLUDE | TX | TX-ERCOT | Inks | 3598 | 1 | WAT | HY | 15 | 13.8 | 0 | 4518 | 0 |  | Electric Utility | N | OP |  | Non Combustion (NUC, WAT, WND, GEO, or SUN) |  | ERCOT
EXCLUDE | TX | TX-ERCOT | Marble Falls | 3599 | 1 | WAT | HY | 22 | 20.8 | 0 | 4443 | 0 |  | Electric Utility | N | OP |  | Non Combustion (NUC, WAT, WND, GEO, or SUN) |  | ERCOT
EXCLUDE | TX | TX-ERCOT | Marble Falls | 3599 | 2 | WAT | HY | 22 | 20.6 | 0 | 4443 | 0 |  | Electric Utility | N | OP |  | Non Combustion (NUC, WAT, WND, GEO, or SUN) |  | ERCOT
EXCLUDE | TX | TX-ERCOT | Marshall Ford | 3600 | 1 | WAT | HY | 36 | 36 | 0 | 6783 | 0 |  | Electric Utility | N | OP |  | Non Combustion (NUC, WAT, WND, GEO, or SUN) |  | ERCOT
EXCLUDE | TX | TX-ERCOT | Marshall Ford | 3600 | 2 | WAT | HY | 36 | 36 | 0 | 6783 | 0 |  | Electric Utility | N | OP |  | Non Combustion (NUC, WAT, WND, GEO, or SUN) |  | ERCOT
EXCLUDE | TX | TX-ERCOT | Marshall Ford | 3600 | 3 | WAT | HY | 36 | 36 | 0 | 6783 | 0 |  | Electric Utility | N | OP |  | Non Combustion (NUC, WAT, WND, GEO, or SUN) |  | ERCOT
OGST | TX | TX-ERCOT | Sim Gideon | 3601 | 1 | NG | ST | 144 | 140 | 1447 | 18820 | 13966.9 |  | Electric Utility | N | OP |  |  |  | ERCOT
OGST | TX | TX-ERCOT | Sim Gideon | 3601 | 2 | NG | ST | 144 | 140 | 1462 | 15872 | 11762.6 |  | Electric Utility | N | OP |  |  |  | ERCOT
OGST | TX | TX-ERCOT | Sim Gideon | 3601 | 3 | NG | ST | 351 | 340 | 3434 | 271377 | 177289.19 |  | Electric Utility | N | OP |  |  |  | ERCOT
OGST | TX | TX-Eastern | Ty Cooke | 3602 | 1 | NG | ST | 44 | 42 | 600 | 82923 | 61649.35 |  | Electric Utility | N | OP |  |  |  | Eastern
OGST | TX | TX-Eastern | Ty Cooke | 3602 | 2 | NG | ST | 53.6 | 46 | 600 | 87995 | 67865.49 |  | Electric Utility | N | OP |  |  |  | Eastern
EXCLUDE | TX | TX-Eastern | Ty Cooke | 3602 | GT1 | NG | GT | 12.5 | 11 | 0 | 1965.33 | 1858.99 |  | Electric Utility | N | RE | 2012 | Simple cycle unit |  | Eastern
EXCLUDE | TX | TX-Eastern | Ty Cooke | 3602 | GT2 | NG | GT | 18.5 | 16 | 0 | 2908.69 | 2751.3 |  | Electric Utility | N | OP |  | Simple cycle unit |  | Eastern
EXCLUDE | TX | TX-Eastern | Ty Cooke | 3602 | GT3 | NG | GT | 22 | 16 | 0 | 3458.98 | 3271.82 |  | Electric Utility | N | OP |  | Simple cycle unit |  | Eastern
EXCLUDE | TX | TX-Eastern | J Robert Massengale | 3604 | 4 | NG | ST | 11.5 | 10 | 0 | 0 | 0 |  | Electric Utility | N | OS |  | Steam unit (PRMVR=ST) less than or equal to 25MW (i.e. 250 MMBtu/hr) |  | Eastern
EXCLUDE | TX | TX-Eastern | J Robert Massengale | 3604 | 5 | NG | ST | 11.5 | 10 | 0 | 0 | 0 |  | Electric Utility | N | OS |  | Steam unit (PRMVR=ST) less than or equal to 25MW (i.e. 250 MMBtu/hr) |  | Eastern
NGCC | TX | TX-Eastern | J Robert Massengale | 3604 | 6A | NG | CC | 22 | 18 | 492 | 31522.33 | 19034.98 | 1 | Electric Utility | N | OP |  |  |  | Eastern
NGCC | TX | TX-Eastern | J Robert Massengale | 3604 | 7 | NG | CC | 22 | 18 | 492 | 31522.33 | 19034.98 | 1 | Electric Utility | N | OP |  |  |  | Eastern
NGCC | TX | TX-Eastern | J Robert Massengale | 3604 | 8 | NG | CC | 40 | 38 | 492 | 57313.33 | 34609.05 |  | Electric Utility | N | OP |  |  |  | Eastern
OGST | TX | TX-ERCOT | Leon Creek | 3609 | 3 | NG | ST | 75 | 60 | 0 | 0 | 0 |  | Electric Utility | N | OS |  |  |  | ERCOT
OGST | TX | TX-ERCOT | Leon Creek | 3609 | 4 | NG | ST | 113.7 | 95 | 0 | 0 | 0 |  | Electric Utility | N | OS |  |  |  | ERCOT
EXCLUDE | TX | TX-ERCOT | Leon Creek | 3609 | CGT1 | NG | GT | 57.4 | 46 | 530 | 23529.75 | 15898.33 |  | Electric Utility | N | OP |  | Simple cycle unit |  | ERCOT
EXCLUDE | TX | TX-ERCOT | Leon Creek | 3609 | CGT2 | NG | GT | 57.4 | 46 | 498.5 | 23529.75 | 12012.2 |  | Electric Utility | N | OP |  | Simple cycle unit |  | ERCOT
EXCLUDE | TX | TX-ERCOT | Leon Creek | 3609 | CGT3 | NG | GT | 57.4 | 46 | 498.5 | 23529.75 | 15941.25 |  | Electric Utility | N | OP |  | Simple cycle unit |  | ERCOT
EXCLUDE | TX | TX-ERCOT | Leon Creek | 3609 | CGT4 | NG | GT | 57.4 | 46 | 498.5 | 23529.75 | 18361.2 |  | Electric Utility | N | OP |  | Simple cycle unit |  | ERCOT
EXCLUDE | TX | TX-ERCOT | Mission Road | 3610 | 3 | NG | ST | 113.6 | 100 | 0 | 0 | 0 |  | Electric Utility | N | RE | 2003 | Retired prior to 2012 |  | ERCOT
OGST | TX | TX-ERCOT | O W Sommers | 3611 | 1 | NG | ST | 446 | 420 | 5830.1 | 210200 | 165240.1 |  | Electric Utility | N | OP |  |  |  | ERCOT
OGST | TX | TX-ERCOT | O W Sommers | 3611 | 2 | NG | ST | 446 | 410 | 4904.6 | 449865 | 324270.9 |  | Electric Utility | N | OP |  |  |  | ERCOT
OGST | TX | TX-ERCOT | V H Braunig | 3612 | 1 | NG | ST | 225 | 220 | 2292.2 | 153224 | 105988.4 |  | Electric Utility | N | OP |  |  |  | ERCOT
OGST | TX | TX-ERCOT | V H Braunig | 3612 | 2 | NG | ST | 252 | 235 | 2458.5 | 66291 | 47890.88 |  | Electric Utility | N | OP |  |  |  | ERCOT
OGST | TX | TX-ERCOT | V H Braunig | 3612 | 3 | NG | ST | 417 | 412 | 4563.1 | 435676 | 297598.35 |  | Electric Utility | N | OP |  |  |  | ERCOT
EXCLUDE | TX | TX-ERCOT | V H Braunig | 3612 | 5 | NG | GT | 61 | 47 | 486 | 25963.75 | 18178.08 |  | Electric Utility | N | OP |  | Simple cycle unit |  | ERCOT
EXCLUDE | TX | TX-ERCOT | V H Braunig | 3612 | 6 | NG | GT | 61 | 47 | 486 | 25963.75 | 19728.65 |  | Electric Utility | N | OP |  | Simple cycle unit |  | ERCOT
EXCLUDE | TX | TX-ERCOT | V H Braunig | 3612 | 7 | NG | GT | 61 | 47 | 486 | 25963.75 | 19995.63 |  | Electric Utility | N | OP |  | Simple cycle unit |  | ERCOT
EXCLUDE | TX | TX-ERCOT | V H Braunig | 3612 | 8 | NG | GT | 61 | 47 | 486 | 25963.75 | 19825.15 |  | Electric Utility | N | OP |  | Simple cycle unit |  | ERCOT
EXCLUDE | TX | TX-ERCOT | W B Tuttle | 3613 | 1 | NG | ST | 75 | 60 | 0 | 0 | 0 |  | Electric Utility | N | RE | 2011 | Retired prior to 2012 |  | ERCOT
EXCLUDE | TX | TX-ERCOT | W B Tuttle | 3613 | 2 | NG | ST | 113.6 | 100 | 0 | 0 | 0 |  | Electric Utility | N | RE | 2007 | Retired prior to 2012 |  | ERCOT
EXCLUDE | TX | TX-ERCOT | W B Tuttle | 3613 | 3 | NG | ST | 113.6 | 100 | 0 | 0 | 0 |  | Electric Utility | N | RE | 2011 | Retired prior to 2012 |  | ERCOT
EXCLUDE | TX | TX-ERCOT | W B Tuttle | 3613 | 4 | NG | ST | 191.7 | 154 | 0 | 0 | 0 |  | Electric Utility | N | RE | 2011 | Retired prior to 2012 |  | ERCOT
EXCLUDE | TX | TX-ERCOT | Weatherford | 3624 | 1 | DFO | IC | 0.3 | 0.1 | 0 | 0 | 0 |  | Electric Utility | N | SB |  | Internal Combustion |  | ERCOT
EXCLUDE | TX | TX-ERCOT | Weatherford | 3624 | 2 | DFO | IC | 0.3 | 0.1 | 0 | 0 | 0 |  | Electric Utility | N | SB |  | Internal Combustion |  | ERCOT
EXCLUDE | TX | TX-ERCOT | Weatherford | 3624 | 3 | DFO | IC | 0.3 | 0.1 | 0 | 0 | 0 |  | Electric Utility | N | SB |  | Internal Combustion |  | ERCOT
EXCLUDE | TX | TX-ERCOT | Weatherford | 3624 | 4 | DFO | IC | 0.8 | 0.6 | 0 | 0 | 0 |  | Electric Utility | N | SB |  | Internal Combustion |  | ERCOT
EXCLUDE | TX | TX-ERCOT | Weatherford | 3624 | 6 | DFO | IC | 1.4 | 1.2 | 0 | 0 | 0 |  | Electric Utility | N | SB |  | Internal Combustion |  | ERCOT
EXCLUDE | TX | TX-ERCOT | Weatherford | 3624 | 7 | NG | IC | 1.3 | 1.1 | 0 | 0 | 0 |  | Electric Utility | N | SB |  | Internal Combustion |  | ERCOT
EXCLUDE | TX | TX-ERCOT | Weatherford | 3624 | 8 | NG | IC | 1.3 | 1.1 | 0 | 0 | 0 |  | Electric Utility | N | SB |  | Internal Combustion |  | ERCOT
EXCLUDE | TX | TX-ERCOT | North Texas | 3627 | 1 | NG | ST | 16.5 | 16.5 | 0 | 0 | 0 |  | Electric Utility | N | OS |  | Steam unit (PRMVR=ST) less than or equal to 25MW (i.e. 250 MMBtu/hr) |  | ERCOT
EXCLUDE | TX | TX-ERCOT | North Texas | 3627 | 2 | NG | ST | 16.5 | 16.5 | 0 | 0 | 0 |  | Electric Utility | N | OS |  | Steam unit (PRMVR=ST) less than or equal to 25MW (i.e. 250 MMBtu/hr) |  | ERCOT
EXCLUDE | TX | TX-ERCOT | North Texas | 3627 | 3 | NG | ST | 38 | 38 | 0 | 0 | 0 |  | Electric Utility | N | RE | 2009 | Retired prior to 2012 |  | ERCOT
OGST | TX | TX-ERCOT | R W Miller | 3628 | 1 | NG | ST | 66 | 66 | 920 | 14305 | 12442.69 |  | Electric Utility | N | OP |  |  |  | ERCOT
OGST | TX | TX-ERCOT | R W Miller | 3628 | 2 | NG | ST | 100 | 100 | 1326 | 40263 | 19133.91 |  | Electric Utility | N | OP |  |  |  | ERCOT
OGST | TX | TX-ERCOT | R W Miller | 3628 | 3 | NG | ST | 200 | 200 | 2350 | 194524 | 143272.59 |  | Electric Utility | N | OP |  |  |  | ERCOT
EXCLUDE | TX | TX-ERCOT | R W Miller | 3628 | 4 | NG | GT | 118.8 | 104 | 1510 | 24178 | 20882.59 |  | Electric Utility | N | OP |  | Simple cycle unit |  | ERCOT
EXCLUDE | TX | TX-ERCOT | R W Miller | 3628 | 5 | NG | GT | 118.8 | 104 | 1800 | 24178 | 19374.75 |  | Electric Utility | N | OP |  | Simple cycle unit |  | ERCOT
EXCLUDE | TX | TX-ERCOT | Pearsall | 3630 | 1 | NG | ST | 22 | 23 | 0 | 1321 | 1407.66 |  | Electric Utility | N | OP |  | Steam unit (PRMVR=ST) less than or equal to 25MW (i.e. 250 MMBtu/hr) |  | ERCOT
EXCLUDE | TX | TX-ERCOT | Pearsall | 3630 | 10A | NG | IC | 8.4 | 8.4 | 0 | 0 | 0 |  | Electric Utility | N | OP |  | Internal Combustion |  | ERCOT
EXCLUDE | TX | TX-ERCOT | Pearsall | 3630 | 11A | NG | IC | 8.4 | 8.4 | 0 | 0 | 0 |  | Electric Utility | N | OP |  | Internal Combustion |  | ERCOT
EXCLUDE | TX | TX-ERCOT | Pearsall | 3630 | 12A | NG | IC | 8.4 | 8.4 | 0 | 0 | 0 |  | Electric Utility | N | OP |  | Internal Combustion |  | ERCOT
EXCLUDE | TX | TX-ERCOT | Pearsall | 3630 | 13A | NG | IC | 8.4 | 8.4 | 0 | 0 | 0 |  | Electric Utility | N | OP |  | Internal Combustion |  | ERCOT
EXCLUDE | TX | TX-ERCOT | Pearsall | 3630 | 14A | NG | IC | 8.4 | 8.4 | 0 | 0 | 0 |  | Electric Utility | N | OP |  | Internal Combustion |  | ERCOT
EXCLUDE | TX | TX-ERCOT | Pearsall | 3630 | 15A | NG | IC | 8.4 | 8.4 | 0 | 0 | 0 |  | Electric Utility | N | OP |  | Internal Combustion |  | ERCOT
EXCLUDE | TX | TX-ERCOT | Pearsall | 3630 | 16A | NG | IC | 8.4 | 8.4 | 0 | 0 | 0 |  | Electric Utility | N | OP |  | Internal Combustion |  | ERCOT
EXCLUDE | TX | TX-ERCOT | Pearsall | 3630 | 17A | NG | IC | 8.4 | 8.4 | 0 | 0 | 0 |  | Electric Utility | N | OP |  | Internal Combustion |  | ERCOT
EXCLUDE | TX | TX-ERCOT | Pearsall | 3630 | 18A | NG | IC | 8.4 | 8.4 | 0 | 0 | 0 |  | Electric Utility | N | OP |  | Internal Combustion |  | ERCOT
EXCLUDE | TX | TX-ERCOT | Pearsall | 3630 | 19A | NG | IC | 8.4 | 8.4 | 0 | 0 | 0 |  | Electric Utility | N | OP |  | Internal Combustion |  | ERCOT
EXCLUDE | TX | TX-ERCOT | Pearsall | 3630 | 1A | NG | IC | 8.4 | 8.4 | 0 | 0 | 0 |  | Electric Utility | N | OP |  | Internal Combustion |  | ERCOT
EXCLUDE | TX | TX-ERCOT | Pearsall | 3630 | 2 | NG | ST | 22 | 23 | 0 | 1985 | 2115.21 |  | Electric Utility | N | OP |  | Steam unit (PRMVR=ST) less than or equal to 25MW (i.e. 250 MMBtu/hr) |  | ERCOT
EXCLUDE | TX | TX-ERCOT | Pearsall | 3630 | 20A | NG | IC | 8.4 | 8.4 | 0 | 0 | 0 |  | Electric Utility | N | OP |  | Internal Combustion |  | ERCOT
EXCLUDE | TX | TX-ERCOT | Pearsall | 3630 | 21A | NG | IC | 8.4 | 8.4 | 0 | 0 | 0 |  | Electric Utility | N | OP |  | Internal Combustion |  | ERCOT
EXCLUDE | TX | TX-ERCOT | Pearsall | 3630 | 22A | NG | IC | 8.4 | 8.4 | 0 | 0 | 0 |  | Electric Utility | N | OP |  | Internal Combustion |  | ERCOT
EXCLUDE | TX | TX-ERCOT | Pearsall | 3630 | 23A | NG | IC | 8.4 | 8.4 | 0 | 0 | 0 |  | Electric Utility | N | OP |  | Internal Combustion |  | ERCOT
EXCLUDE | TX | TX-ERCOT | Pearsall | 3630 | 24A | NG | IC | 8.4 | 8.4 | 0 | 0 | 0 |  | Electric Utility | N | OP |  | Internal Combustion |  | ERCOT
EXCLUDE | TX | TX-ERCOT | Pearsall | 3630 | 2A | NG | IC | 8.4 | 8.4 | 0 | 0 | 0 |  | Electric Utility | N | OP |  | Internal Combustion |  | ERCOT
EXCLUDE | TX | TX-ERCOT | Pearsall | 3630 | 3 | NG | ST | 22 | 23 | 0 | 1354 | 1442.82 |  | Electric Utility | N | OP |  | Steam unit (PRMVR=ST) less than or equal to 25MW (i.e. 250 MMBtu/hr) |  | ERCOT
EXCLUDE | TX | TX-ERCOT | Pearsall | 3630 | 3A | NG | IC | 8.4 | 8.4 | 0 | 0 | 0 |  | Electric Utility | N | OP |  | Internal Combustion |  | ERCOT
EXCLUDE | TX | TX-ERCOT | Pearsall | 3630 | 4A | NG | IC | 8.4 | 8.4 | 0 | 0 | 0 |  | Electric Utility | N | OP |  | Internal Combustion |  | ERCOT
EXCLUDE | TX | TX-ERCOT | Pearsall | 3630 | 5A | NG | IC | 8.4 | 8.4 | 0 | 0 | 0 |  | Electric Utility | N | OP |  | Internal Combustion |  | ERCOT
EXCLUDE | TX | TX-ERCOT | Pearsall | 3630 | 6A | NG | IC | 8.4 | 8.4 | 0 | 0 | 0 |  | Electric Utility | N | OP |  | Internal Combustion |  | ERCOT
EXCLUDE | TX | TX-ERCOT | Pearsall | 3630 | 7A | NG | IC | 8.4 | 8.4 | 0 | 0 | 0 |  | Electric Utility | N | OP |  | Internal Combustion |  | ERCOT
EXCLUDE | TX | TX-ERCOT | Pearsall | 3630 | 8A | NG | IC | 8.4 | 8.4 | 0 | 0 | 0 |  | Electric Utility | N | OP |  | Internal Combustion |  | ERCOT
EXCLUDE | TX | TX-ERCOT | Pearsall | 3630 | 9A | NG | IC | 8.4 | 8.4 | 0 | 0 | 0 |  | Electric Utility | N | OP |  | Internal Combustion |  | ERCOT
EXCLUDE | TX | TX-ERCOT | Sam Rayburn | 3631 | 1 | NG | GT | 11.2 | 10.5 | 0 | -760 | 186.38 |  | Electric Utility | N | OP |  | Simple cycle unit |  | ERCOT
NGCC | TX | TX-ERCOT | Sam Rayburn | 3631 | 10 | NG | CC | 42 | 37 | 492.3 | 52180.57 | 26328.08 |  | Electric Utility | N | OP |  |  |  | ERCOT
EXCLUDE | TX | TX-ERCOT | Sam Rayburn | 3631 | 2 | NG | GT | 11.2 | 11.5 | 0 | -760 | 186.38 |  | Electric Utility | N | OP |  | Simple cycle unit |  | ERCOT
EXCLUDE | TX | TX-ERCOT | Sam Rayburn | 3631 | 3 | NG | ST | 25 | 22 | 0 | 0 | 0 |  | Electric Utility | N | OP |  | Steam unit (PRMVR=ST) less than or equal to 25MW (i.e. 250 MMBtu/hr) |  | ERCOT
EXCLUDE | TX | TX-ERCOT | Sam Rayburn | 3631 | 4 | DFO | IC | 1.6 | 1.6 | 0 | 0 | 0 |  | Electric Utility | N | OP |  | Internal Combustion |  | ERCOT
EXCLUDE | TX | TX-ERCOT | Sam Rayburn | 3631 | 5 | DFO | IC | 1.6 | 1.6 | 0 | 0 | 0 |  | Electric Utility | N | OP |  | Internal Combustion |  | ERCOT
NGCC | TX | TX-ERCOT | Sam Rayburn | 3631 | 7 | NG | CC | 49.2 | 49 | 505 | 61125.81 | 30841.47 |  | Electric Utility | N | OP |  |  |  | ERCOT
NGCC | TX | TX-ERCOT | Sam Rayburn | 3631 | 8 | NG | CC | 49.2 | 49 | 491 | 61125.81 | 30841.47 |  | Electric Utility | N | OP |  |  |  | ERCOT
NGCC | TX | TX-ERCOT | Sam Rayburn | 3631 | 9 | NG | CC | 49.2 | 48 | 492.3 | 61125.81 | 30841.47 |  | Electric Utility | N | OP |  |  |  | ERCOT
EXCLUDE | UT | UT-Western | Upper Beaver | 3643 | 1 | WAT | HY | 1.3 | 1.3 | 0 | 4609.28 | 0 |  | Electric Utility | N | OP |  | Non Combustion (NUC, WAT, WND, GEO, or SUN) |  | Western
EXCLUDE | UT | UT-Western | Upper Beaver | 3643 | 2 | WAT | HY | 1.2 | 1.2 | 0 | 4254.72 | 0 |  | Electric Utility | N | OP |  | Non Combustion (NUC, WAT, WND, GEO, or SUN) |  | Western
COALST | UT | UT-Western | Carbon | 3644 | 1 | BIT | ST | 75 | 67 | 1243 | 517291 | 634227.02 |  | Electric Utility | N | OP | 2015 |  |  | Western
COALST | UT | UT-Western | Carbon | 3644 | 2 | BIT | ST | 113.6 | 105 | 1476 | 769949 | 899249.32 |  | Electric Utility | N | OP | 2015 |  |  | Western
EXCLUDE | UT | UT-Western | Cutler | 3646 | 1 | WAT | HY | 15 | 14.5 | 0 | 25204 | 0 |  | Electric Utility | N | OP |  | Non Combustion (NUC, WAT, WND, GEO, or SUN) |  | Western
EXCLUDE | UT | UT-Western | Cutler | 3646 | 2 | WAT | HY | 15 | 14.5 | 0 | 25204 | 0 |  | Electric Utility | N | OP |  | Non Combustion (NUC, WAT, WND, GEO, or SUN) |  | Western
OGST | UT | UT-Western | Gadsby | 3648 | 1 | NG | ST | 69 | 57 | 720 | 14262 | 17929.85 |  | Electric Utility | N | OP |  |  |  | Western
OGST | UT | UT-Western | Gadsby | 3648 | 2 | NG | ST | 69 | 69 | 850 | 29939 | 30504.42 |  | Electric Utility | N | OP |  |  |  | Western
OGST | UT | UT-Western | Gadsby | 3648 | 3 | NG | ST | 113.6 | 104.5 | 1111 | 76147 | 63909.05 |  | Electric Utility | N | OP |  |  |  | Western
EXCLUDE | UT | UT-Western | Gadsby | 3648 | 4 | NG | GT | 60.4 | 39 | 400 | 30620.33 | 16319.59 |  | Electric Utility | N | OP |  | Simple cycle unit |  | Western
EXCLUDE | UT | UT-Western | Gadsby | 3648 | 5 | NG | GT | 60.4 | 39 | 400 | 30620.33 | 28166.83 |  | Electric Utility | N | OP |  | Simple cycle unit |  | Western
EXCLUDE | UT | UT-Western | Gadsby | 3648 | 6 | NG | GT | 60.4 | 39 | 400 | 30620.33 | 26156.79 |  | Electric Utility | N | OP |  | Simple cycle unit |  | Western
EXCLUDE | UT | UT-Western | Granite | 3651 | 1 | WAT | HY | 2 | 1.2 | 0 | 6406 | 0 |  | Electric Utility | N | OP |  | Non Combustion (NUC, WAT, WND, GEO, or SUN) |  | Western
EXCLUDE | UT | UT-Western | Olmstead | 3655 | 1 | WAT | HY | 2.4 | 2.3 | 0 | 4470.29 | 0 |  | Electric Utility | N | OP |  | Non Combustion (NUC, WAT, WND, GEO, or SUN) |  | Western
EXCLUDE | UT | UT-Western | Olmstead | 3655 | 2 | WAT | HY | 2.4 | 2.3 | 0 | 4470.29 | 0 |  | Electric Utility | N | OP |  | Non Combustion (NUC, WAT, WND, GEO, or SUN) |  | Western
EXCLUDE | UT | UT-Western | Olmstead | 3655 | 4 | WAT | HY | 5.5 | 5.4 | 0 | 10244.42 | 0 |  | Electric Utility | N | OP |  | Non Combustion (NUC, WAT, WND, GEO, or SUN) |  | Western
EXCLUDE | UT | UT-Western | Pioneer | 3656 | 1 | WAT | HY | 2.5 | 2 | 0 | 7545.5 | 0 |  | Electric Utility | N | OP |  | Non Combustion (NUC, WAT, WND, GEO, or SUN) |  | Western
EXCLUDE | UT | UT-Western | Pioneer | 3656 | 2 | WAT | HY | 2.5 | 2 | 0 | 7545.5 | 0 |  | Electric Utility | N | OP |  | Non Combustion (NUC, WAT, WND, GEO, or SUN) |  | Western
EXCLUDE | UT | UT-Western | Snake Creek | 3658 | 1 | WAT | HY | 0.6 | 0.5 | 0 | 0 | 0 |  | Electric Utility | N | OP |  | Non Combustion (NUC, WAT, WND, GEO, or SUN) |  | Western
EXCLUDE | UT | UT-Western | Snake Creek | 3658 | 2 | WAT | HY | 0.6 | 0.5 | 0 | 0 | 0 |  | Electric Utility | N | OP |  | Non Combustion (NUC, WAT, WND, GEO, or SUN) |  | Western
EXCLUDE | UT | UT-Western | Stairs | 3659 | 3 | WAT | HY | 1 | 1.2 | 0 | 4803 | 0 |  | Electric Utility | N | OP |  | Non Combustion (NUC, WAT, WND, GEO, or SUN) |  | Western
EXCLUDE | UT | UT-Western | Weber | 3661 | 1 | WAT | HY | 3.8 | 2 | 0 | 15100 | 0 |  | Electric Utility | N | OP |  | Non Combustion (NUC, WAT, WND, GEO, or SUN) |  | Western
EXCLUDE | UT | UT-Western | Bountiful City | 3665 | 1A | NG | GT | 5.2 | 4.2 | 0 | 3413.7 | 2157.91 |  | Electric Utility | N | OP |  | Simple cycle unit |  | Western
EXCLUDE | UT | UT-Western | Bountiful City | 3665 | 2 | NG | IC | 1.2 | 1.2 | 0 | 0 | 0 |  | Electric Utility | N | RE | 2011 | Retired prior to 2012 |  | Western
EXCLUDE | UT | UT-Western | Bountiful City | 3665 | 2A | NG | GT | 12.6 | 11.5 | 0 | 8271.65 | 5228.78 |  | Electric Utility | N | OP |  | Simple cycle unit | Yes | Western
EXCLUDE | UT | UT-Western | Bountiful City | 3665 | 3 | NG | IC | 1.2 | 1.2 | 0 | 0 | 0 |  | Electric Utility | N | RE | 2011 | Retired prior to 2012 |  | Western
EXCLUDE | UT | UT-Western | Bountiful City | 3665 | 3A | NG | GT | 12.6 | 11.5 | 0 | 8271.65 | 5228.78 |  | Electric Utility | N | OP |  | Simple cycle unit | Yes | Western
EXCLUDE | UT | UT-Western | Bountiful City | 3665 | 4 | NG | IC | 1 | 1 | 0 | 0 | 0 |  | Electric Utility | N | RE | 2011 | Retired prior to 2012 |  | Western
EXCLUDE | UT | UT-Western | Bountiful City | 3665 | 5 | NG | IC | 1 | 1 | 0 | 0 | 0 |  | Electric Utility | N | RE | 2011 | Retired prior to 2012 |  | Western
EXCLUDE | UT | UT-Western | Bountiful City | 3665 | 6 | NG | IC | 2.5 | 2.5 | 0 | 0 | 0 |  | Electric Utility | N | RE | 2011 | Retired prior to 2012 |  | Western
EXCLUDE | UT | UT-Western | Bountiful City | 3665 | 7 | DFO | IC | 0.1 | 0.1 | 0 | 0 | 0 |  | Electric Utility | N | RE | 2011 | Retired prior to 2012 |  | Western
EXCLUDE | UT | UT-Western | Bountiful City | 3665 | IC8 | NG | IC | 7 | 7 | 0 | 0 | 0 |  | Electric Utility | N | OP |  | Internal Combustion |  | Western
EXCLUDE | UT | UT-Western | Brigham City | 3666 | 1 | WAT | HY | 0.6 | 0.5 | 0 | 2297.33 | 0 |  | Electric Utility | N | OP |  | Non Combustion (NUC, WAT, WND, GEO, or SUN) |  | Western
EXCLUDE | UT | UT-Western | Brigham City | 3666 | 2 | WAT | HY | 0.6 | 0.5 | 0 | 2297.33 | 0 |  | Electric Utility | N | OP |  | Non Combustion (NUC, WAT, WND, GEO, or SUN) |  | Western
EXCLUDE | UT | UT-Western | Brigham City | 3666 | 8182 | WAT | HY | 0.6 | 0.4 | 0 | 2297.33 | 0 |  | Electric Utility | N | OP |  | Non Combustion (NUC, WAT, WND, GEO, or SUN) |  | Western
EXCLUDE | UT | UT-Western | Hydro III | 3675 | 1 | WAT | HY | 0.7 | 0.7 | 0 | 0 | 0 |  | Electric Utility | N | RE | 1970 | Retired prior to 2012 |  | Western
EXCLUDE | UT | UT-Western | Hydro III | 3675 | HY1 | WAT | HY | 0.7 | 0.7 | 0 | 2142.93 | 0 |  | Electric Utility | N | OP |  | Non Combustion (NUC, WAT, WND, GEO, or SUN) |  | Western
EXCLUDE | UT | UT-Western | Hydro III | 3675 | HY2 | WAT | HY | 0.7 | 0.7 | 0 | 2142.93 | 0 |  | Electric Utility | N | OP |  | Non Combustion (NUC, WAT, WND, GEO, or SUN) |  | Western
EXCLUDE | UT | UT-Western | Hydro III | 3675 | HY3 | WAT | HY | 0.1 | 0.1 | 0 | 306.13 | 0 |  | Electric Utility | N | OP |  | Non Combustion (NUC, WAT, WND, GEO, or SUN) |  | Western
EXCLUDE | UT | UT-Western | Hydro III | 3675 | IC1 | DFO | IC | 0.6 | 0.6 | 0 | 0 | 0 |  | Electric Utility | N | RE | 2002 | Retired prior to 2012 |  | Western
EXCLUDE | UT | UT-Western | Manti Upper | 3676 | 1 | WAT | HY | 0.6 | 0.4 | 0 | 1816.5 | 0 |  | Electric Utility | N | SB |  | Non Combustion (NUC, WAT, WND, GEO, or SUN) |  | Western
EXCLUDE | UT | UT-Western | Manti Upper | 3676 | HC2 | WAT | HY | 1 | 0.8 | 0 | 3027.5 | 0 |  | Electric Utility | N | OP |  | Non Combustion (NUC, WAT, WND, GEO, or SUN) |  | Western
EXCLUDE | UT | UT-Western | Murray City | 3683 | 3 | NG | IC | 2.2 | 2 | 0 | 0 | 0 |  | Electric Utility | N | RE | 2002 | Retired prior to 2012 |  | Western
EXCLUDE | UT | UT-Western | Murray City | 3683 | 4 | NG | IC | 1 | 0.9 | 0 | 0 | 0 |  | Electric Utility | N | RE | 2002 | Retired prior to 2012 |  | Western
EXCLUDE | UT | UT-Western | Murray City | 3683 | 5 | NG | IC | 1 | 0.9 | 0 | 0 | 0 |  | Electric Utility | N | RE | 2002 | Retired prior to 2012 |  | Western
EXCLUDE | UT | UT-Western | Murray City | 3683 | 6 | NG | IC | 3 | 2.3 | 0 | 0 | 0 |  | Electric Utility | N | RE | 2002 | Retired prior to 2012 |  | Western
EXCLUDE | UT | UT-Western | Provo | 3686 | 4 | NG | ST | 7.5 | 9.2 | 0 | 0 | 0 |  | Electric Utility | N | SB |  | Steam unit (PRMVR=ST) less than or equal to 25MW (i.e. 250 MMBtu/hr) |  | Western
EXCLUDE | UT | UT-Western | Provo | 3686 | 5 | NG | IC | 2.5 | 2.5 | 0 | 0 | 0 |  | Electric Utility | N | OP |  | Internal Combustion |  | Western
EXCLUDE | UT | UT-Western | Provo | 3686 | 6 | NG | IC | 2.5 | 2.5 | 0 | 0 | 0 |  | Electric Utility | N | OP |  | Internal Combustion |  | Western
EXCLUDE | UT | UT-Western | Provo | 3686 | 7 | NG | IC | 2.5 | 2.5 | 0 | 0 | 0 |  | Electric Utility | N | OP |  | Internal Combustion |  | Western
EXCLUDE | UT | UT-Western | Provo | 3686 | 8 | NG | IC | 2.5 | 2.5 | 0 | 0 | 0 |  | Electric Utility | N | OP |  | Internal Combustion |  | Western
EXCLUDE | UT | UT-Western | Bartholomew | 3688 | 1 | WAT | HY | 0.5 | 0.5 | 0 | 0 | 0 |  | Electric Utility | N | RE | 2010 | Retired prior to 2012 |  | Western
EXCLUDE | UT | UT-Western | Bartholomew | 3688 | 2 | WAT | HY | 1 | 1 | 0 | 1959 | 0 |  | Electric Utility | N | OP |  | Non Combustion (NUC, WAT, WND, GEO, or SUN) |  | Western
EXCLUDE | UT | UT-Western | Spanish Fork | 3691 | 1 | WAT | HY | 1.7 | 1.7 | 0 | 4071.03 | 0 |  | Electric Utility | N | OP |  | Non Combustion (NUC, WAT, WND, GEO, or SUN) |  | Western
EXCLUDE | UT | UT-Western | Spanish Fork | 3691 | 2 | WAT | HY | 1.7 | 1.7 | 0 | 4071.03 | 0 |  | Electric Utility | N | OP |  | Non Combustion (NUC, WAT, WND, GEO, or SUN) |  | Western
EXCLUDE | UT | UT-Western | Spanish Fork | 3691 | 3 | WAT | HY | 0.2 | 0.2 | 0 | 478.94 | 0 |  | Electric Utility | N | OP |  | Non Combustion (NUC, WAT, WND, GEO, or SUN) |  | Western
EXCLUDE | UT | UT-Western | Gateway | 3697 | 1 | WAT | HY | 2 | 2 | 0 | 5515.5 | 0 |  | Electric Utility | N | OP |  | Non Combustion (NUC, WAT, WND, GEO, or SUN) |  | Western
EXCLUDE | UT | UT-Western | Gateway | 3697 | 2 | WAT | HY | 2 | 2 | 0 | 5515.5 | 0 |  | Electric Utility | N | OP |  | Non Combustion (NUC, WAT, WND, GEO, or SUN) |  | Western
EXCLUDE | UT | UT-Western | Wanship | 3698 | 1 | WAT | HY | 1.9 | 1.9 | 0 | 6723 | 0 |  | Electric Utility | N | OP |  | Non Combustion (NUC, WAT, WND, GEO, or SUN) |  | Western
EXCLUDE | UT | UT-Western | Boulder | 3699 | 1 | WAT | HY | 1.4 | 1.4 | 0 | 7734.33 | 0 |  | Electric Utility | N | OP |  | Non Combustion (NUC, WAT, WND, GEO, or SUN) |  | Western
EXCLUDE | UT | UT-Western | Boulder | 3699 | 2 | WAT | HY | 1.4 | 1.4 | 0 | 7734.33 | 0 |  | Electric Utility | N | OP |  | Non Combustion (NUC, WAT, WND, GEO, or SUN) |  | Western
EXCLUDE | UT | UT-Western | Boulder | 3699 | 3 | WAT | HY | 1.4 | 1.4 | 0 | 7734.33 | 0 |  | Electric Utility | N | OP |  | Non Combustion (NUC, WAT, WND, GEO, or SUN) |  | Western
EXCLUDE | UT | UT-Western | Uintah | 3704 | 1 | WAT | HY | 0.6 | 0.6 | 0 | 3188 | 0 |  | Electric Utility | N | OP |  | Non Combustion (NUC, WAT, WND, GEO, or SUN) |  | Western
EXCLUDE | UT | UT-Western | Uintah | 3704 | 2 | WAT | HY | 0.6 | 0.6 | 0 | 3188 | 0 |  | Electric Utility | N | OP |  | Non Combustion (NUC, WAT, WND, GEO, or SUN) |  | Western
EXCLUDE | VT | VT-Eastern | Ascutney | 3708 | GT4 | DFO | GT | 13.2 | 9 | 0 | 162 | 507.31 |  | Electric Utility | N | OP |  | State not covered under final 111(d) |  | Eastern
EXCLUDE | VT | VT-Eastern | Smith | 3709 | 1 | WAT | HY | 1 | 0.7 | 0 | 238.67 | 0 |  | Electric Utility | N | OP |  | State not covered under final 111(d) |  | Eastern
EXCLUDE | VT | VT-Eastern | Smith | 3709 | HC2 | WAT | HY | 0.5 | 0.2 | 0 | 119.33 | 0 |  | Electric Utility | N | OS |  | State not covered under final 111(d) |  | Eastern
EXCLUDE | VT | VT-Eastern | Cavendish | 3710 | 1 | WAT | HY | 0.6 | 0.4 | 0 | 1735.76 | 0 |  | Electric Utility | N | OP |  | State not covered under final 111(d) |  | Eastern
EXCLUDE | VT | VT-Eastern | Cavendish | 3710 | 2 | WAT | HY | 0.6 | 0.4 | 0 | 1735.76 | 0 |  | Electric Utility | N | OP |  | State not covered under final 111(d) |  | Eastern
EXCLUDE | VT | VT-Eastern | Cavendish | 3710 | 3 | WAT | HY | 0.5 | 0.3 | 0 | 1446.47 | 0 |  | Electric Utility | N | OP |  | State not covered under final 111(d) |  | Eastern
EXCLUDE | VT | VT-Eastern | Clark Falls | 3711 | 1 | WAT | HY | 3 | 3 | 0 | 14795 | 0 |  | Electric Utility | N | OP |  | State not covered under final 111(d) |  | Eastern
EXCLUDE | VT | VT-Eastern | Fairfax Falls | 3712 | 1 | WAT | HY | 1.4 | 1.4 | 0 | 8914.4 | 0 |  | Electric Utility | N | OP |  | State not covered under final 111(d) |  | Eastern
EXCLUDE | VT | VT-Eastern | Fairfax Falls | 3712 | 2 | WAT | HY | 2.1 | 2 | 0 | 13371.6 | 0 |  | Electric Utility | N | OP |  | State not covered under final 111(d) |  | Eastern
EXCLUDE | VT | VT-Eastern | Glen | 3714 | 1 | WAT | HY | 1 | 1 | 0 | 2744 | 0 |  | Electric Utility | N | OP |  | State not covered under final 111(d) |  | Eastern
EXCLUDE | VT | VT-Eastern | Glen | 3714 | 2 | WAT | HY | 1 | 1 | 0 | 2744 | 0 |  | Electric Utility | N | OP |  | State not covered under final 111(d) |  | Eastern
EXCLUDE | VT | VT-Eastern | Lower Middlebury | 3716 | 1 | WAT | HY | 0.8 | 0.6 | 0 | 2706 | 0 |  | Electric Utility | N | OP |  | State not covered under final 111(d) |  | Eastern
EXCLUDE | VT | VT-Eastern | Lower Middlebury | 3716 | 2 | WAT | HY | 0.8 | 0.6 | 0 | 2706 | 0 |  | Electric Utility | N | OP |  | State not covered under final 111(d) |  | Eastern
EXCLUDE | VT | VT-Eastern | Lower Middlebury | 3716 | 3 | WAT | HY | 0.8 | 0.8 | 0 | 2706 | 0 |  | Electric Utility | N | OP |  | State not covered under final 111(d) |  | Eastern
EXCLUDE | VT | VT-Eastern | Milton | 3717 | 1 | WAT | HY | 3.7 | 3.5 | 0 | 18529.5 | 0 |  | Electric Utility | N | OP |  | State not covered under final 111(d) |  | Eastern
EXCLUDE | VT | VT-Eastern | Milton | 3717 | 2 | WAT | HY | 3.7 | 3.5 | 0 | 18529.5 | 0 |  | Electric Utility | N | OP |  | State not covered under final 111(d) |  | Eastern
EXCLUDE | VT | VT-Eastern | Peterson | 3720 | 1 | WAT | HY | 6.3 | 5.8 | 0 | 26238 | 0 |  | Electric Utility | N | OP |  | State not covered under final 111(d) |  | Eastern
EXCLUDE | VT | VT-Eastern | Pittsford | 3722 | 1 | WAT | HY | 1.3 | 1.3 | 0 | 2555.22 | 0 |  | Electric Utility | N | OP |  | State not covered under final 111(d) |  | Eastern
EXCLUDE | VT | VT-Eastern | Pittsford | 3722 | 2 | WAT | HY | 1.3 | 1.3 | 0 | 2555.22 | 0 |  | Electric Utility | N | OP |  | State not covered under final 111(d) |  | Eastern
EXCLUDE | VT | VT-Eastern | Pittsford | 3722 | 3 | WAT | HY | 1 | 0.6 | 0 | 1965.56 | 0 |  | Electric Utility | N | OP |  | State not covered under final 111(d) |  | Eastern
EXCLUDE | VT | VT-Eastern | Rutland | 3723 | GT5 | DFO | GT | 13.2 | 8.4 | 0 | 150 | 340.03 |  | Electric Utility | N | OP |  | State not covered under final 111(d) |  | Eastern
EXCLUDE | VT | VT-Eastern | Salisbury | 3724 | 1 | WAT | HY | 1.3 | 1.2 | 0 | 1649 | 0 |  | Electric Utility | N | OP |  | State not covered under final 111(d) |  | Eastern
EXCLUDE | VT | VT-Eastern | Silver Lake | 3725 | 1 | WAT | HY | 2.2 | 2.2 | 0 | 4107 | 0 |  | Electric Utility | N | OP |  | State not covered under final 111(d) |  | Eastern
EXCLUDE | VT | VT-Eastern | St Albans | 3726 | IC1 | DFO | IC | 1.3 | 1.1 | 0 | 0 | 0 |  | Electric Utility | N | RE | 2007 | State not covered under final 111(d) |  | Eastern
EXCLUDE | VT | VT-Eastern | St Albans | 3726 | IC2 | DFO | IC | 1.3 | 1.1 | 0 | 0 | 0 |  | Electric Utility | N | RE | 2007 | State not covered under final 111(d) |  | Eastern
EXCLUDE | VT | VT-Eastern | Weybridge | 3728 | 1 | WAT | HY | 3 | 3.4 | 0 | 14033 | 0 |  | Electric Utility | N | OP |  | State not covered under final 111(d) |  | Eastern
EXCLUDE | VT | VT-Eastern | Newport Diesels | 3730 | 10 | DFO | IC | 1.1 | 1 | 0 | 0 | 0 |  | IPP Non-CHP | N | RE | 2007 | State not covered under final 111(d) |  | Eastern
EXCLUDE | VT | VT-Eastern | Newport Diesels | 3730 | 4 | DFO | IC | 0.9 | 0.9 | 0 | 0 | 0 |  | IPP Non-CHP | N | RE | 2007 | State not covered under final 111(d) |  | Eastern
EXCLUDE | VT | VT-Eastern | Newport Diesels | 3730 | 5 | DFO | IC | 0.9 | 0.9 | 0 | 0 | 0 |  | IPP Non-CHP | N | RE | 2007 | State not covered under final 111(d) |  | Eastern
EXCLUDE | VT | VT-Eastern | Newport Diesels | 3730 | 6 | DFO | IC | 0.9 | 0.9 | 0 | 0 | 0 |  | IPP Non-CHP | N | RE | 2007 | State not covered under final 111(d) |  | Eastern
EXCLUDE | VT | VT-Eastern | Newport Diesels | 3730 | 7 | DFO | IC | 0.9 | 0.9 | 0 | 0 | 0 |  | IPP Non-CHP | N | RE | 2007 | State not covered under final 111(d) |  | Eastern
EXCLUDE | VT | VT-Eastern | Newport Diesels | 3730 | 8 | DFO | IC | 1.1 | 1 | 0 | 0 | 0 |  | IPP Non-CHP | N | RE | 2007 | State not covered under final 111(d) |  | Eastern
EXCLUDE | VT | VT-Eastern | Newport Diesels | 3730 | 9 | DFO | IC | 1.1 | 1 | 0 | 0 | 0 |  | IPP Non-CHP | N | RE | 2007 | State not covered under final 111(d) |  | Eastern
EXCLUDE | VT | VT-Eastern | Newport | 3731 | 1 | WAT | HY | 1.7 | 1.7 | 0 | 5587.9 | 0 |  | IPP Non-CHP | N | OP |  | State not covered under final 111(d) |  | Eastern
EXCLUDE | VT | VT-Eastern | Newport | 3731 | 2 | WAT | HY | 1.7 | 1.7 | 0 | 5587.9 | 0 |  | IPP Non-CHP | N | OP |  | State not covered under final 111(d) |  | Eastern
EXCLUDE | VT | VT-Eastern | Newport | 3731 | 3 | WAT | HY | 0.6 | 0.6 | 0 | 1972.2 | 0 |  | IPP Non-CHP | N | OP |  | State not covered under final 111(d) |  | Eastern
EXCLUDE | VT | VT-Eastern | Berlin 5 | 3734 | GT1 | KER | GT | 41.8 | 35 | 740.6 | 1617 | 2080.3 |  | Electric Utility | N | OP |  | State not covered under final 111(d) |  | Eastern
EXCLUDE | VT | VT-Eastern | Colchester 16 | 3735 | GT1 | DFO | GT | 18 | 8.5 | 0 | 97 | 181.55 |  | Electric Utility | N | OP |  | State not covered under final 111(d) |  | Eastern
EXCLUDE | VT | VT-Eastern | Essex Junction 19 | 3737 | H1 | WAT | HY | 1.8 | 1.8 | 0 | 9149.18 | 0 |  | Electric Utility | N | OP |  | State not covered under final 111(d) |  | Eastern
EXCLUDE | VT | VT-Eastern | Essex Junction 19 | 3737 | H2 | WAT | HY | 1.8 | 1.8 | 0 | 9149.18 | 0 |  | Electric Utility | N | OP |  | State not covered under final 111(d) |  | Eastern
EXCLUDE | VT | VT-Eastern | Essex Junction 19 | 3737 | H3 | WAT | HY | 1.8 | 1.8 | 0 | 9149.18 | 0 |  | Electric Utility | N | OP |  | State not covered under final 111(d) |  | Eastern
EXCLUDE | VT | VT-Eastern | Essex Junction 19 | 3737 | H4 | WAT | HY | 1.8 | 1.8 | 0 | 9149.18 | 0 |  | Electric Utility | N | OP |  | State not covered under final 111(d) |  | Eastern
EXCLUDE | VT | VT-Eastern | Essex Junction 19 | 3737 | H9 | WAT | HY | 0.8 | 0.8 | 0 | 4066.3 | 0 |  | Electric Utility | N | OP |  | State not covered under final 111(d) |  | Eastern
EXCLUDE | VT | VT-Eastern | Essex Junction 19 | 3737 | IC5 | DFO | IC | 1 | 1 | 0 | 0 | 0 |  | Electric Utility | N | RE | 2007 | State not covered under final 111(d) |  | Eastern
EXCLUDE | VT | VT-Eastern | Essex Junction 19 | 3737 | IC-5 | DFO | IC | 2 | 1.8 | 0 | 0 | 0 |  | Electric Utility | N | OP |  | State not covered under final 111(d) |  | Eastern
EXCLUDE | VT | VT-Eastern | Essex Junction 19 | 3737 | IC6 | DFO | IC | 1 | 1 | 0 | 0 | 0 |  | Electric Utility | N | RE | 2007 | State not covered under final 111(d) |  | Eastern
EXCLUDE | VT | VT-Eastern | Essex Junction 19 | 3737 | IC-6 | DFO | IC | 2 | 1.8 | 0 | 0 | 0 |  | Electric Utility | N | OP |  | State not covered under final 111(d) |  | Eastern
EXCLUDE | VT | VT-Eastern | Essex Junction 19 | 3737 | IC7 | DFO | IC | 1 | 1 | 0 | 0 | 0 |  | Electric Utility | N | RE | 2007 | State not covered under final 111(d) |  | Eastern
EXCLUDE | VT | VT-Eastern | Essex Junction 19 | 3737 | IC-7 | DFO | IC | 2 | 1.8 | 0 | 0 | 0 |  | Electric Utility | N | OP |  | State not covered under final 111(d) |  | Eastern
EXCLUDE | VT | VT-Eastern | Essex Junction 19 | 3737 | IC8 | DFO | IC | 1 | 1 | 0 | 0 | 0 |  | Electric Utility | N | RE | 2007 | State not covered under final 111(d) |  | Eastern
EXCLUDE | VT | VT-Eastern | Essex Junction 19 | 3737 | IC-8 | DFO | IC | 2 | 1.8 | 0 | 0 | 0 |  | Electric Utility | N | OP |  | State not covered under final 111(d) |  | Eastern
EXCLUDE | VT | VT-Eastern | Marshfield 6 | 3739 | 1 | WAT | HY | 5 | 5 | 0 | 6318 | 0 |  | Electric Utility | N | OP |  | State not covered under final 111(d) |  | Eastern
EXCLUDE | VT | VT-Eastern | Middlesex 2 | 3740 | 1 | WAT | HY | 1.6 | 1.6 | 0 | 5495.5 | 0 |  | Electric Utility | N | OP |  | State not covered under final 111(d) |  | Eastern
EXCLUDE | VT | VT-Eastern | Middlesex 2 | 3740 | 2 | WAT | HY | 1.6 | 1.6 | 0 | 5495.5 | 0 |  | Electric Utility | N | OP |  | State not covered under final 111(d) |  | Eastern
EXCLUDE | VT | VT-Eastern | West Danville 15 | 3743 | 1 | WAT | HY | 1 | 1 | 0 | 1148 | 0 |  | Electric Utility | N | OA |  | State not covered under final 111(d) |  | Eastern
EXCLUDE | VT | VT-Eastern | Bellows Falls | 3745 | GEN1 | WAT | HY | 13.6 | 16.1 | 0 | 75284.67 | 0 |  | IPP Non-CHP | N | OP |  | State not covered under final 111(d) |  | Eastern
EXCLUDE | VT | VT-Eastern | Bellows Falls | 3745 | GEN2 | WAT | HY | 13.6 | 16.1 | 0 | 75284.67 | 0 |  | IPP Non-CHP | N | OP |  | State not covered under final 111(d) |  | Eastern
EXCLUDE | VT | VT-Eastern | Bellows Falls | 3745 | GEN3 | WAT | HY | 13.6 | 16.1 | 0 | 75284.67 | 0 |  | IPP Non-CHP | N | OP |  | State not covered under final 111(d) |  | Eastern
EXCLUDE | VT | VT-Eastern | Harriman | 3746 | GEN1 | WAT | HY | 11.2 | 13.7 | 0 | 25145.33 | 0 |  | IPP Non-CHP | N | OP |  | State not covered under final 111(d) |  | Eastern
EXCLUDE | VT | VT-Eastern | Harriman | 3746 | GEN2 | WAT | HY | 11.2 | 13.7 | 0 | 25145.33 | 0 |  | IPP Non-CHP | N | OP |  | State not covered under final 111(d) |  | Eastern
EXCLUDE | VT | VT-Eastern | Harriman | 3746 | GEN3 | WAT | HY | 11.2 | 13.7 | 0 | 25145.33 | 0 |  | IPP Non-CHP | N | OP |  | State not covered under final 111(d) |  | Eastern
EXCLUDE | VT | VT-Eastern | Canaan | 3750 | 1 | WAT | HY | 1.1 | 1.1 | 0 | 5564 | 0 |  | Electric Utility | N | OP |  | State not covered under final 111(d) |  | Eastern
EXCLUDE | VT | VT-Eastern | Vermont Yankee | 3751 | 1 | NUC | ST | 563.4 | 604.3 | 0 | 4989338 | 0 |  | IPP Non-CHP | N | OP | 2014 | State not covered under final 111(d) |  | Eastern
EXCLUDE | VT | VT-Eastern | West Charleston | 3753 | 1 | WAT | HY | 0.7 | 0.7 | 0 | 1384.5 | 0 |  | Electric Utility | N | OP |  | State not covered under final 111(d) |  | Eastern
EXCLUDE | VT | VT-Eastern | West Charleston | 3753 | 2 | WAT | HY | 0.7 | 0.7 | 0 | 1384.5 | 0 |  | Electric Utility | N | OP |  | State not covered under final 111(d) |  | Eastern
EXCLUDE | VT | VT-Eastern | West Charleston | 3753 | IC3 | DFO | IC | 1.4 | 0.9 | 0 | 0 | 0 |  | Electric Utility | N | OP |  | State not covered under final 111(d) |  | Eastern
EXCLUDE | VT | VT-Eastern | West Charleston | 3753 | IC4 | DFO | IC | 1.4 | 0.9 | 0 | 0 | 0 |  | Electric Utility | N | OP |  | State not covered under final 111(d) |  | Eastern
EXCLUDE | VT | VT-Eastern | Burlington GT | 3754 | GT1 | RFO | GT | 25.5 | 19.3 | 361.4 | 148 | 238.8 |  | Electric Utility | N | OP |  | State not covered under final 111(d) |  | Eastern
EXCLUDE | VT | VT-Eastern | Great Falls | 3762 | 1 | WAT | HY | 0.3 | 0.3 | 0 | 591.32 | 0 |  | Electric Utility | N | OP |  | State not covered under final 111(d) |  | Eastern
EXCLUDE | VT | VT-Eastern | Great Falls | 3762 | 2 | WAT | HY | 0.3 | 0.3 | 0 | 591.32 | 0 |  | Electric Utility | N | OP |  | State not covered under final 111(d) |  | Eastern
EXCLUDE | VT | VT-Eastern | Great Falls | 3762 | 3 | WAT | HY | 1.3 | 1.3 | 0 | 2562.37 | 0 |  | Electric Utility | N | OP |  | State not covered under final 111(d) |  | Eastern
EXCLUDE | VT | VT-Eastern | Morrisville | 3764 | 1 | WAT | HY | 0.6 | 0.5 | 0 | 1214 | 0 |  | Electric Utility | N | OP |  | State not covered under final 111(d) |  | Eastern
EXCLUDE | VT | VT-Eastern | Morrisville | 3764 | 2 | WAT | HY | 1.2 | 1 | 0 | 2428 | 0 |  | Electric Utility | N | OP |  | State not covered under final 111(d) |  | Eastern
EXCLUDE | VT | VT-Eastern | Cadys Falls | 3765 | 1 | WAT | HY | 0.8 | 0.5 | 0 | 537.5 | 0 |  | Electric Utility | N | OP |  | State not covered under final 111(d) |  | Eastern
EXCLUDE | VT | VT-Eastern | Cadys Falls | 3765 | 2 | WAT | HY | 0.8 | 0.6 | 0 | 537.5 | 0 |  | Electric Utility | N | OP |  | State not covered under final 111(d) |  | Eastern
EXCLUDE | VA | VA-Eastern | Buck | 3772 | 1 | WAT | HY | 2.8 | 3 | 0 | 12522 | 0 |  | Electric Utility | N | OP |  | Non Combustion (NUC, WAT, WND, GEO, or SUN) |  | Eastern
EXCLUDE | VA | VA-Eastern | Buck | 3772 | 2 | WAT | HY | 2.8 | 3 | 0 | 12522 | 0 |  | Electric Utility | N | OP |  | Non Combustion (NUC, WAT, WND, GEO, or SUN) |  | Eastern
EXCLUDE | VA | VA-Eastern | Buck | 3772 | 3 | WAT | HY | 2.8 | 3 | 0 | 12522 | 0 |  | Electric Utility | N | OP |  | Non Combustion (NUC, WAT, WND, GEO, or SUN) |  | Eastern
EXCLUDE | VA | VA-Eastern | Byllesby 2 | 3773 | 1 | WAT | HY | 5.4 | 7.9 | 0 | 11719.25 | 0 |  | Electric Utility | N | OP |  | Non Combustion (NUC, WAT, WND, GEO, or SUN) |  | Eastern
EXCLUDE | VA | VA-Eastern | Byllesby 2 | 3773 | 2 | WAT | HY | 5.4 | 7.9 | 0 | 11719.25 | 0 |  | Electric Utility | N | OP |  | Non Combustion (NUC, WAT, WND, GEO, or SUN) |  | Eastern
EXCLUDE | VA | VA-Eastern | Byllesby 2 | 3773 | 3 | WAT | HY | 5.4 | 7.9 | 0 | 11719.25 | 0 |  | Electric Utility | N | OP |  | Non Combustion (NUC, WAT, WND, GEO, or SUN) |  | Eastern
EXCLUDE | VA | VA-Eastern | Byllesby 2 | 3773 | 4 | WAT | HY | 5.4 | 7.9 | 0 | 11719.25 | 0 |  | Electric Utility | N | OP |  | Non Combustion (NUC, WAT, WND, GEO, or SUN) |  | Eastern
EXCLUDE | VA | VA-Eastern | Claytor | 3774 | 1 | WAT | HY | 18.7 | 14.7 | 0 | 50377.5 | 0 |  | Electric Utility | N | OP |  | Non Combustion (NUC, WAT, WND, GEO, or SUN) |  | Eastern
EXCLUDE | VA | VA-Eastern | Claytor | 3774 | 2 | WAT | HY | 18.7 | 14.7 | 0 | 50377.5 | 0 |  | Electric Utility | N | OP |  | Non Combustion (NUC, WAT, WND, GEO, or SUN) |  | Eastern
EXCLUDE | VA | VA-Eastern | Claytor | 3774 | 3 | WAT | HY | 18.7 | 14.7 | 0 | 50377.5 | 0 |  | Electric Utility | N | OP |  | Non Combustion (NUC, WAT, WND, GEO, or SUN) |  | Eastern
EXCLUDE | VA | VA-Eastern | Claytor | 3774 | 4 | WAT | HY | 18.7 | 14.7 | 0 | 50377.5 | 0 |  | Electric Utility | N | OP |  | Non Combustion (NUC, WAT, WND, GEO, or SUN) |  | Eastern
COALST | VA | VA-Eastern | Clinch River | 3775 | 1 | BIT | ST | 237.5 | 230 | 1920 | 422358 | 477646.47 |  | Electric Utility | N | OP |  |  |  | Eastern
COALST | VA | VA-Eastern | Clinch River | 3775 | 2 | BIT | ST | 237.5 | 230 | 1920 | 230700 | 269738.79 |  | Electric Utility | N | OP |  |  |  | Eastern
COALST | VA | VA-Eastern | Clinch River | 3775 | 3 | BIT | ST | 237.5 | 230 | 1920 | 152036 | 170945.91 |  | Electric Utility | N | OP | 2015 |  |  | Eastern
COALST | VA | VA-Eastern | Glen Lyn | 3776 | 5 | BIT | ST | 100 | 90 | 1144 | 9447 | 13708.82 |  | Electric Utility | N | OP | 2015 |  |  | Eastern
COALST | VA | VA-Eastern | Glen Lyn | 3776 | 6 | BIT | ST | 237.5 | 235 | 2040 | 70295 | 84424.18 |  | Electric Utility | N | OP | 2015 |  |  | Eastern
EXCLUDE | VA | VA-Eastern | Leesville | 3777 | 1 | WAT | HY | 20 | 25 | 0 | 21004 | 0 |  | Electric Utility | N | OP |  | Non Combustion (NUC, WAT, WND, GEO, or SUN) |  | Eastern
EXCLUDE | VA | VA-Eastern | Leesville | 3777 | 2 | WAT | HY | 20 | 25 | 0 | 21004 | 0 |  | Electric Utility | N | OP |  | Non Combustion (NUC, WAT, WND, GEO, or SUN) |  | Eastern
EXCLUDE | VA | VA-Eastern | Niagara | 3778 | 1 | WAT | HY | 2.4 | 0.6 | 0 | 4462 | 0 |  | Electric Utility | N | OP |  | Non Combustion (NUC, WAT, WND, GEO, or SUN) |  | Eastern
EXCLUDE | VA | VA-Eastern | Niagara | 3778 | 2 | WAT | HY | 1.2 | 1.2 | 0 | 2231 | 0 |  | Electric Utility | N | OP |  | Non Combustion (NUC, WAT, WND, GEO, or SUN) |  | Eastern
EXCLUDE | VA | VA-Eastern | Reusens | 3779 | 1 | WAT | HY | 12.5 | 2.6 | 0 | 0 | 0 |  | Electric Utility | N | OP |  | Non Combustion (NUC, WAT, WND, GEO, or SUN) |  | Eastern
EXCLUDE | VA | VA-Eastern | Reusens | 3779 | 2 | WAT | HY | 2.5 | 2.5 | 0 | 0 | 0 |  | Electric Utility | N | OP |  | Non Combustion (NUC, WAT, WND, GEO, or SUN) |  | Eastern
EXCLUDE | VA | VA-Eastern | Reusens | 3779 | 3 | WAT | HY | 2.5 | 2.5 | 0 | 0 | 0 |  | Electric Utility | N | OP |  | Non Combustion (NUC, WAT, WND, GEO, or SUN) |  | Eastern
EXCLUDE | VA | VA-Eastern | Reusens | 3779 | 4 | WAT | HY | 2.5 | 2.5 | 0 | 0 | 0 |  | Electric Utility | N | OP |  | Non Combustion (NUC, WAT, WND, GEO, or SUN) |  | Eastern
EXCLUDE | VA | VA-Eastern | Reusens | 3779 | 5 | WAT | HY | 2.5 | 2.5 | 0 | 0 | 0 |  | Electric Utility | N | OP |  | Non Combustion (NUC, WAT, WND, GEO, or SUN) |  | Eastern
EXCLUDE | VA | VA-Eastern | Smith Mountain | 3780 | 1 | WAT | PS | 66 | 66 | 0 | -105063.83 | 0 |  | Electric Utility | N | OP |  | Non Combustion (NUC, WAT, WND, GEO, or SUN) |  | Eastern
EXCLUDE | VA | VA-Eastern | Smith Mountain | 3780 | 2 | WAT | HY | 150.1 | 174 | 0 | 160300.5 | 0 |  | Electric Utility | N | OP |  | Non Combustion (NUC, WAT, WND, GEO, or SUN) |  | Eastern
EXCLUDE | VA | VA-Eastern | Smith Mountain | 3780 | 3 | WAT | PS | 115.3 | 106 | 0 | -183543.33 | 0 |  | Electric Utility | N | OP |  | Non Combustion (NUC, WAT, WND, GEO, or SUN) |  | Eastern
EXCLUDE | VA | VA-Eastern | Smith Mountain | 3780 | 4 | WAT | HY | 150.1 | 174 | 0 | 160300.5 | 0 |  | Electric Utility | N | OP |  | Non Combustion (NUC, WAT, WND, GEO, or SUN) |  | Eastern
EXCLUDE | VA | VA-Eastern | Smith Mountain | 3780 | 5 | WAT | PS | 66 | 66 | 0 | -105063.83 | 0 |  | Electric Utility | N | OP |  | Non Combustion (NUC, WAT, WND, GEO, or SUN) |  | Eastern
EXCLUDE | VA | VA-Eastern | Bayview | 3782 | BAYV | DFO | IC | 2 | 2.1 | 0 | 0 | 0 |  | IPP Non-CHP | N | SB |  | Internal Combustion |  | Eastern
EXCLUDE | VA | VA-Eastern | Bayview | 3782 | BYV2 | DFO | IC | 2 | 2.1 | 0 | 0 | 0 |  | IPP Non-CHP | N | SB |  | Internal Combustion |  | Eastern
EXCLUDE | VA | VA-Eastern | Bayview | 3782 | BYV3 | DFO | IC | 2 | 2.1 | 0 | 0 | 0 |  | IPP Non-CHP | N | SB |  | Internal Combustion |  | Eastern
EXCLUDE | VA | VA-Eastern | Bayview | 3782 | BYV4 | DFO | IC | 2 | 2.1 | 0 | 0 | 0 |  | IPP Non-CHP | N | SB |  | Internal Combustion |  | Eastern
EXCLUDE | VA | VA-Eastern | Bayview | 3782 | BYV5 | DFO | IC | 2 | 2.1 | 0 | 0 | 0 |  | IPP Non-CHP | N | SB |  | Internal Combustion |  | Eastern
EXCLUDE | VA | VA-Eastern | Bayview | 3782 | BYV6 | DFO | IC | 2 | 2.1 | 0 | 0 | 0 |  | IPP Non-CHP | N | SB |  | Internal Combustion |  | Eastern
EXCLUDE | VA | VA-Eastern | Tasley | 3785 | TAS | DFO | GT | 27 | 31 | 460 | 250.87 | 1199.19 |  | IPP Non-CHP | N | SB |  | Simple cycle unit |  | Eastern
COALST | VA | VA-Eastern | Potomac River | 3788 | 1 | BIT | ST | 92 | 88 | 1050 | 7511 | 34833.69 |  | IPP Non-CHP | N | RE | 2012 |  |  | Eastern
COALST | VA | VA-Eastern | Potomac River | 3788 | 2 | BIT | ST | 92 | 88 | 1050 | 8462 | 32074.18 |  | IPP Non-CHP | N | RE | 2012 |  |  | Eastern
COALST | VA | VA-Eastern | Potomac River | 3788 | 3 | BIT | ST | 110 | 102 | 1550 | 118210 | 147130.67 |  | IPP Non-CHP | N | RE | 2012 |  |  | Eastern
COALST | VA | VA-Eastern | Potomac River | 3788 | 4 | BIT | ST | 110 | 102 | 1550 | 39834 | 55303.86 |  | IPP Non-CHP | N | RE | 2012 |  |  | Eastern
COALST | VA | VA-Eastern | Potomac River | 3788 | 5 | BIT | ST | 110 | 102 | 1550 | 131075 | 164957.78 |  | IPP Non-CHP | N | RE | 2012 |  |  | Eastern
EXCLUDE | VA | VA-Eastern | FirstEnergy Luray | 3789 | 1 | WAT | HY | 0.6 | 0.4 | 0 | 2343.75 | 0 |  | IPP Non-CHP | N | OP |  | Non Combustion (NUC, WAT, WND, GEO, or SUN) |  | Eastern
EXCLUDE | VA | VA-Eastern | FirstEnergy Luray | 3789 | 2 | WAT | HY | 0.4 | 0.3 | 0 | 1562.5 | 0 |  | IPP Non-CHP | N | OP |  | Non Combustion (NUC, WAT, WND, GEO, or SUN) |  | Eastern
EXCLUDE | VA | VA-Eastern | FirstEnergy Luray | 3789 | 3 | WAT | HY | 0.6 | 0.4 | 0 | 2343.75 | 0 |  | IPP Non-CHP | N | OP |  | Non Combustion (NUC, WAT, WND, GEO, or SUN) |  | Eastern
EXCLUDE | VA | VA-Eastern | FirstEnergy Newport | 3790 | 1 | WAT | HY | 0.4 | 0.3 | 0 | 1562.57 | 0 |  | IPP Non-CHP | N | OP |  | Non Combustion (NUC, WAT, WND, GEO, or SUN) |  | Eastern
EXCLUDE | VA | VA-Eastern | FirstEnergy Newport | 3790 | 2 | WAT | HY | 0.4 | 0.5 | 0 | 1562.57 | 0 |  | IPP Non-CHP | N | OP |  | Non Combustion (NUC, WAT, WND, GEO, or SUN) |  | Eastern
EXCLUDE | VA | VA-Eastern | FirstEnergy Newport | 3790 | 3 | WAT | HY | 0.6 | 0.5 | 0 | 2343.86 | 0 |  | IPP Non-CHP | N | OP |  | Non Combustion (NUC, WAT, WND, GEO, or SUN) |  | Eastern
COALST | VA | VA-Eastern | Bremo Bluff | 3796 | 3 | BIT | ST | 69 | 71 | 1041 | 61355 | 77441.01 |  | Electric Utility | N | OP |  |  |  | Eastern
COALST | VA | VA-Eastern | Bremo Bluff | 3796 | 4 | BIT | ST | 185.2 | 156 | 1838 | 290511 | 291251.67 |  | Electric Utility | N | OP |  |  |  | Eastern
COALST | VA | VA-Eastern | Chesterfield | 3797 | 3 | BIT | ST | 112.5 | 97.5 | 1308 | 75350 | 83289.15 |  | Electric Utility | N | OP |  |  |  | Eastern
COALST | VA | VA-Eastern | Chesterfield | 3797 | 4 | BIT | ST | 187.5 | 162.5 | 1761 | 271493 | 296924.8 |  | Electric Utility | N | OP |  |  |  | Eastern
COALST | VA | VA-Eastern | Chesterfield | 3797 | 5 | BIT | ST | 359 | 336 | 3604 | 1494623 | 1527641.29 |  | Electric Utility | N | OP |  |  |  | Eastern
COALST | VA | VA-Eastern | Chesterfield | 3797 | 6 | BIT | ST | 693.9 | 657 | 7550 | 1772696 | 1880068.24 |  | Electric Utility | N | OP |  |  |  | Eastern
NGCC | VA | VA-Eastern | Chesterfield | 3797 | CT7 | NG | CC | 145 | 142 | 1980 | 891625.31 | 389249.51 |  | Electric Utility | N | OP |  |  |  | Eastern
NGCC | VA | VA-Eastern | Chesterfield | 3797 | CT8 | NG | CC | 148 | 140 | 1980 | 910072.73 | 397302.95 |  | Electric Utility | N | OP |  |  |  | Eastern
NGCC | VA | VA-Eastern | Chesterfield | 3797 | CW7 | NG | CC | 74.4 | 55 | 1980 | 457496.02 | 199725.26 |  | Electric Utility | N | OP |  |  |  | Eastern
NGCC | VA | VA-Eastern | Chesterfield | 3797 | CW8 | NG | CC | 79.2 | 60 | 1980 | 487011.89 | 212610.77 |  | Electric Utility | N | OP |  |  |  | Eastern
EXCLUDE | VA | VA-Eastern | Cushaw | 3798 | 1 | WAT | HY | 1.5 | 0.4 | 0 | 1707 | 0 |  | Electric Utility | N | OP |  | Non Combustion (NUC, WAT, WND, GEO, or SUN) |  | Eastern
EXCLUDE | VA | VA-Eastern | Cushaw | 3798 | 2 | WAT | HY | 1.5 | 0.4 | 0 | 1707 | 0 |  | Electric Utility | N | OP |  | Non Combustion (NUC, WAT, WND, GEO, or SUN) |  | Eastern
EXCLUDE | VA | VA-Eastern | Cushaw | 3798 | 3 | WAT | HY | 1.5 | 0.4 | 0 | 1707 | 0 |  | Electric Utility | N | OP |  | Non Combustion (NUC, WAT, WND, GEO, or SUN) |  | Eastern
EXCLUDE | VA | VA-Eastern | Cushaw | 3798 | 4 | WAT | HY | 1.5 | 0.4 | 0 | 1707 | 0 |  | Electric Utility | N | OP |  | Non Combustion (NUC, WAT, WND, GEO, or SUN) |  | Eastern
EXCLUDE | VA | VA-Eastern | Cushaw | 3798 | 5 | WAT | HY | 1.5 | 0.4 | 0 | 1707 | 0 |  | Electric Utility | N | OP |  | Non Combustion (NUC, WAT, WND, GEO, or SUN) |  | Eastern
EXCLUDE | VA | VA-Eastern | Low Moor | 3799 | GT1 | DFO | GT | 20.7 | 12 | 0 | 105.25 | 155.1 |  | Electric Utility | N | OP |  | Simple cycle unit |  | Eastern
EXCLUDE | VA | VA-Eastern | Low Moor | 3799 | GT2 | DFO | GT | 20.7 | 12 | 0 | 105.25 | 155.1 |  | Electric Utility | N | OP |  | Simple cycle unit |  | Eastern
EXCLUDE | VA | VA-Eastern | Low Moor | 3799 | GT3 | DFO | GT | 20.7 | 12 | 0 | 105.25 | 155.1 |  | Electric Utility | N | OP |  | Simple cycle unit |  | Eastern
EXCLUDE | VA | VA-Eastern | Low Moor | 3799 | GT4 | DFO | GT | 20.7 | 12 | 0 | 105.25 | 155.1 |  | Electric Utility | N | OP |  | Simple cycle unit |  | Eastern
EXCLUDE | VA | VA-Eastern | Northern Neck | 3800 | GT1 | DFO | GT | 20.7 | 12 | 0 | 83 | 127.95 |  | Electric Utility | N | OP |  | Simple cycle unit |  | Eastern
EXCLUDE | VA | VA-Eastern | Northern Neck | 3800 | GT2 | DFO | GT | 20.7 | 11 | 0 | 83 | 127.95 |  | Electric Utility | N | OP |  | Simple cycle unit |  | Eastern
EXCLUDE | VA | VA-Eastern | Northern Neck | 3800 | GT3 | DFO | GT | 20.7 | 12 | 0 | 83 | 127.95 |  | Electric Utility | N | OP |  | Simple cycle unit |  | Eastern
EXCLUDE | VA | VA-Eastern | Northern Neck | 3800 | GT4 | DFO | GT | 20.7 | 12 | 0 | 83 | 127.95 |  | Electric Utility | N | OP |  | Simple cycle unit |  | Eastern
EXCLUDE | VA | VA-Eastern | Chesapeake | 3803 | 10 | DFO | GT | 23.8 | 16 | 0 | 0 | 0 |  | Electric Utility | N | RE | 2011 | Retired prior to 2012 |  | Eastern
COALST | VA | VA-Eastern | Chesapeake | 3803 | 3 | BIT | ST | 185.2 | 156 | 1717 | 729205 | 803623.04 |  | Electric Utility | N | OP | 2015 |  |  | Eastern
EXCLUDE | VA | VA-Eastern | Chesapeake | 3803 | 6 | DFO | GT | 16.3 | 12 | 0 | 97.22 | 153.01 |  | Electric Utility | N | OP |  | Simple cycle unit |  | Eastern
EXCLUDE | VA | VA-Eastern | Chesapeake | 3803 | 7 | DFO | GT | 23.8 | 16 | 0 | 0 | 0 |  | Electric Utility | N | RE | 2011 | Retired prior to 2012 |  | Eastern
EXCLUDE | VA | VA-Eastern | Chesapeake | 3803 | 8 | DFO | GT | 23.8 | 16 | 0 | 0 | 0 |  | Electric Utility | N | RE | 2011 | Retired prior to 2012 |  | Eastern
EXCLUDE | VA | VA-Eastern | Chesapeake | 3803 | 9 | DFO | GT | 23.8 | 16 | 0 | 0 | 0 |  | Electric Utility | N | RE | 2011 | Retired prior to 2012 |  | Eastern
EXCLUDE | VA | VA-Eastern | Chesapeake | 3803 | GT1 | DFO | GT | 18.5 | 15 | 0 | 110.34 | 173.66 |  | Electric Utility | N | OP |  | Simple cycle unit |  | Eastern
EXCLUDE | VA | VA-Eastern | Chesapeake | 3803 | GT2 | DFO | GT | 16.3 | 12 | 0 | 97.22 | 153.01 |  | Electric Utility | N | OP |  | Simple cycle unit |  | Eastern
EXCLUDE | VA | VA-Eastern | Chesapeake | 3803 | GT4 | DFO | GT | 16.3 | 12 | 0 | 97.22 | 153.01 |  | Electric Utility | N | OP |  | Simple cycle unit |  | Eastern
COALST | VA | VA-Eastern | Chesapeake | 3803 | ST1 | BIT | ST | 112.5 | 111 | 1377 | 139441 | 159738.59 |  | Electric Utility | N | OP | 2015 |  |  | Eastern
COALST | VA | VA-Eastern | Chesapeake | 3803 | ST2 | BIT | ST | 112.5 | 111 | 1381 | 198890 | 231889.92 |  | Electric Utility | N | OP | 2015 |  |  | Eastern
COALST | VA | VA-Eastern | Chesapeake | 3803 | ST4 | BIT | ST | 239.3 | 217 | 2482 | 319041 | 344292.15 |  | Electric Utility | N | OP | 2015 |  |  | Eastern
EXCLUDE | VA | VA-Eastern | Possum Point | 3804 | 1 | RFO | ST | 69 | 74 | 0 | 0 | 0 |  | Electric Utility | N | RE | 2002 | Retired prior to 2012 |  | Eastern
EXCLUDE | VA | VA-Eastern | Possum Point | 3804 | 2 | RFO | ST | 69 | 69 | 0 | 0 | 0 |  | Electric Utility | N | RE | 2002 | Retired prior to 2012 |  | Eastern
OGST | VA | VA-Eastern | Possum Point | 3804 | 3 | NG | ST | 113.6 | 96 | 1164 | 53701 | 36254.46 |  | Electric Utility | N | OP |  |  |  | Eastern
OGST | VA | VA-Eastern | Possum Point | 3804 | 4 | NG | ST | 239.3 | 220 | 2522 | 126509 | 83765.79 |  | Electric Utility | N | OP |  |  |  | Eastern
OGST | VA | VA-Eastern | Possum Point | 3804 | 5 | RFO | ST | 882 | 786 | 8486 | 71577 | 77202.07 |  | Electric Utility | N | OP |  |  |  | Eastern
NGCC | VA | VA-Eastern | Possum Point | 3804 | 6A | NG | CC | 174 | 148.5 | 2465 | 1107514.25 | 477849.4 |  | Electric Utility | N | OP |  |  |  | Eastern
NGCC | VA | VA-Eastern | Possum Point | 3804 | 6B | NG | CC | 174 | 148.5 | 2465 | 1107514.25 | 477849.4 |  | Electric Utility | N | OP |  |  |  | Eastern
NGCC | VA | VA-Eastern | Possum Point | 3804 | 6ST | NG | CC | 265 | 262 | 2465 | 1686731.48 | 727759.14 |  | Electric Utility | N | OP |  |  |  | Eastern
EXCLUDE | VA | VA-Eastern | Possum Point | 3804 | GT1 | DFO | GT | 16 | 12 | 0 | 110.83 | 155.49 |  | Electric Utility | N | OP |  | Simple cycle unit |  | Eastern
EXCLUDE | VA | VA-Eastern | Possum Point | 3804 | GT2 | DFO | GT | 16 | 12 | 0 | 110.83 | 155.49 |  | Electric Utility | N | OP |  | Simple cycle unit |  | Eastern
EXCLUDE | VA | VA-Eastern | Possum Point | 3804 | GT3 | DFO | GT | 16 | 12 | 0 | 110.83 | 155.49 |  | Electric Utility | N | OP |  | Simple cycle unit |  | Eastern
EXCLUDE | VA | VA-Eastern | Possum Point | 3804 | GT4 | DFO | GT | 16 | 12 | 0 | 110.83 | 155.49 |  | Electric Utility | N | OP |  | Simple cycle unit |  | Eastern
EXCLUDE | VA | VA-Eastern | Possum Point | 3804 | GT5 | DFO | GT | 16 | 12 | 0 | 110.83 | 155.49 |  | Electric Utility | N | OP |  | Simple cycle unit |  | Eastern
EXCLUDE | VA | VA-Eastern | Possum Point | 3804 | GT6 | DFO | GT | 16 | 12 | 0 | 110.83 | 155.49 |  | Electric Utility | N | OP |  | Simple cycle unit |  | Eastern
EXCLUDE | VA | VA-Eastern | Surry | 3806 | 1 | NUC | ST | 847.5 | 838 | 0 | 6695100 | 0 |  | Electric Utility | N | OP |  | Non Combustion (NUC, WAT, WND, GEO, or SUN) |  | Eastern
EXCLUDE | VA | VA-Eastern | Surry | 3806 | 2 | NUC | ST | 847.5 | 838 | 0 | 6695100 | 0 |  | Electric Utility | N | OP |  | Non Combustion (NUC, WAT, WND, GEO, or SUN) |  | Eastern
COALST | VA | VA-Eastern | Yorktown | 3809 | 1 | BIT | ST | 187.5 | 159 | 1758 | 245888 | 259588.22 |  | Electric Utility | N | OP | 2015 |  |  | Eastern
COALST | VA | VA-Eastern | Yorktown | 3809 | 2 | BIT | ST | 187.5 | 164 | 1865 | 411038 | 427311.27 |  | Electric Utility | N | OP | 2015 |  |  | Eastern
OGST | VA | VA-Eastern | Yorktown | 3809 | 3 | RFO | ST | 882 | 818 | 8909 | 92121 | 86908.41 |  | Electric Utility | N | OP |  |  |  | Eastern
EXCLUDE | VA | VA-Eastern | Snowden | 3821 | 4 | WAT | HY | 2.5 | 2.5 | 0 | 7784 | 0 |  | Electric Utility | N | OP |  | Non Combustion (NUC, WAT, WND, GEO, or SUN) |  | Eastern
EXCLUDE | VA | VA-Eastern | Snowden | 3821 | 5 | WAT | HY | 2.5 | 2.5 | 0 | 7784 | 0 |  | Electric Utility | N | OP |  | Non Combustion (NUC, WAT, WND, GEO, or SUN) |  | Eastern
EXCLUDE | VA | VA-Eastern | Pinnacles | 3825 | 1 | WAT | HY | 3.7 | 3.5 | 0 | 9606 | 0 |  | Electric Utility | N | OP |  | Non Combustion (NUC, WAT, WND, GEO, or SUN) |  | Eastern
EXCLUDE | VA | VA-Eastern | Pinnacles | 3825 | 2 | WAT | HY | 3.7 | 3.5 | 0 | 9606 | 0 |  | Electric Utility | N | OP |  | Non Combustion (NUC, WAT, WND, GEO, or SUN) |  | Eastern
EXCLUDE | VA | VA-Eastern | Pinnacles | 3825 | 3 | WAT | HY | 3.7 | 3.5 | 0 | 9606 | 0 |  | Electric Utility | N | OP |  | Non Combustion (NUC, WAT, WND, GEO, or SUN) |  | Eastern
EXCLUDE | VA | VA-Eastern | Martinsville | 3826 | 1 | WAT | HY | 0.3 | 0.3 | 0 | 313.62 | 0 |  | Electric Utility | N | OP |  | Non Combustion (NUC, WAT, WND, GEO, or SUN) |  | Eastern
EXCLUDE | VA | VA-Eastern | Martinsville | 3826 | 2 | WAT | HY | 1 | 1 | 0 | 1045.38 | 0 |  | Electric Utility | N | OP |  | Non Combustion (NUC, WAT, WND, GEO, or SUN) |  | Eastern
EXCLUDE | VA | VA-Eastern | Radford | 3827 | 1 | WAT | HY | 1 | 1 | 0 | 4132 | 0 |  | Electric Utility | N | OP |  | Non Combustion (NUC, WAT, WND, GEO, or SUN) |  | Eastern
EXCLUDE | VA | VA-Eastern | John H Kerr | 3833 | 1 | WAT | HY | 13.8 | 13.8 | 0 | 11142.01 | 0 |  | Electric Utility | N | OP |  | Non Combustion (NUC, WAT, WND, GEO, or SUN) |  | Eastern
EXCLUDE | VA | VA-Eastern | John H Kerr | 3833 | 2 | WAT | HY | 46.8 | 46.8 | 0 | 37785.95 | 0 |  | Electric Utility | N | OP |  | Non Combustion (NUC, WAT, WND, GEO, or SUN) |  | Eastern
EXCLUDE | VA | VA-Eastern | John H Kerr | 3833 | 3 | WAT | HY | 46.8 | 46.8 | 0 | 37785.95 | 0 |  | Electric Utility | N | OP |  | Non Combustion (NUC, WAT, WND, GEO, or SUN) |  | Eastern
EXCLUDE | VA | VA-Eastern | John H Kerr | 3833 | 4 | WAT | HY | 46.8 | 46.8 | 0 | 37785.95 | 0 |  | Electric Utility | N | OP |  | Non Combustion (NUC, WAT, WND, GEO, or SUN) |  | Eastern
EXCLUDE | VA | VA-Eastern | John H Kerr | 3833 | 5 | WAT | HY | 46.8 | 46.8 | 0 | 37785.95 | 0 |  | Electric Utility | N | OP |  | Non Combustion (NUC, WAT, WND, GEO, or SUN) |  | Eastern
EXCLUDE | VA | VA-Eastern | John H Kerr | 3833 | 6 | WAT | HY | 46.8 | 46.8 | 0 | 37785.95 | 0 |  | Electric Utility | N | OP |  | Non Combustion (NUC, WAT, WND, GEO, or SUN) |  | Eastern
EXCLUDE | VA | VA-Eastern | John H Kerr | 3833 | 7 | WAT | HY | 46.8 | 46.8 | 0 | 37785.95 | 0 |  | Electric Utility | N | OP |  | Non Combustion (NUC, WAT, WND, GEO, or SUN) |  | Eastern
EXCLUDE | VA | VA-Eastern | John H Kerr | 3833 | A | WAT | HY | 1.1 | 1 | 0 | 888.13 | 0 |  | Electric Utility | N | OP |  | Non Combustion (NUC, WAT, WND, GEO, or SUN) |  | Eastern
EXCLUDE | VA | VA-Eastern | John H Kerr | 3833 | B | WAT | HY | 1.1 | 1 | 0 | 888.13 | 0 |  | Electric Utility | N | OP |  | Non Combustion (NUC, WAT, WND, GEO, or SUN) |  | Eastern
EXCLUDE | VA | VA-Eastern | Philpott Lake | 3834 | 1 | WAT | HY | 6.7 | 7.5 | 0 | 7684.42 | 0 |  | Electric Utility | N | OP |  | Non Combustion (NUC, WAT, WND, GEO, or SUN) |  | Eastern
EXCLUDE | VA | VA-Eastern | Philpott Lake | 3834 | 2 | WAT | HY | 6.7 | 7.5 | 0 | 7684.42 | 0 |  | Electric Utility | N | OP |  | Non Combustion (NUC, WAT, WND, GEO, or SUN) |  | Eastern
EXCLUDE | VA | VA-Eastern | Philpott Lake | 3834 | 3 | WAT | HY | 0.6 | 0.6 | 0 | 688.16 | 0 |  | Electric Utility | N | OP |  | Non Combustion (NUC, WAT, WND, GEO, or SUN) |  | Eastern
COALST | WA | WA-Western | Transalta Centralia Generation | 3845 | 1 | SUB | ST | 729.9 | 670 | 9697 | 1967984 | 2327718.03 |  | IPP Non-CHP | N | OP |  |  |  | Western
COALST | WA | WA-Western | Transalta Centralia Generation | 3845 | 2 | SUB | ST | 729.9 | 670 | 9769.8 | 1767746 | 2214697.34 |  | IPP Non-CHP | N | OP |  |  |  | Western
NGCC | WA | WA-Western | Transalta Centralia Generation | 3845 | 30 | NG | CC | 60.5 | 44 | 0 | 0 | 0 |  | IPP Non-CHP | N | OS |  |  |  | Western
NGCC | WA | WA-Western | Transalta Centralia Generation | 3845 | 40 | NG | CC | 60.5 | 44 | 0 | 0 | 0 |  | IPP Non-CHP | N | OS |  |  |  | Western
NGCC | WA | WA-Western | Transalta Centralia Generation | 3845 | 50 | NG | CC | 60.5 | 44 | 0 | 0 | 0 |  | IPP Non-CHP | N | OS |  |  |  | Western
NGCC | WA | WA-Western | Transalta Centralia Generation | 3845 | 60 | NG | CC | 60.5 | 44 | 0 | 0 | 0 |  | IPP Non-CHP | N | OS |  |  |  | Western
NGCC | WA | WA-Western | Transalta Centralia Generation | 3845 | 70 | NG | CC | 80 | 80 | 0 | 0 | 0 |  | IPP Non-CHP | N | OS |  |  |  | Western
EXCLUDE | WA | WA-Western | Condit | 3846 | 1 | WAT | HY | 7 | 7.7 | 0 | 0 | 0 |  | Electric Utility | N | RE | 2011 | Retired prior to 2012 |  | Western
EXCLUDE | WA | WA-Western | Condit | 3846 | 2 | WAT | HY | 6.7 | 7.4 | 0 | 0 | 0 |  | Electric Utility | N | RE | 2011 | Retired prior to 2012 |  | Western
EXCLUDE | WA | WA-Western | Merwin | 3847 | 1 | WAT | HY | 45 | 50 | 0 | 217574.67 | 0 |  | Electric Utility | N | OP |  | Non Combustion (NUC, WAT, WND, GEO, or SUN) |  | Western
EXCLUDE | WA | WA-Western | Merwin | 3847 | 2 | WAT | HY | 45 | 50 | 0 | 217574.67 | 0 |  | Electric Utility | N | OP |  | Non Combustion (NUC, WAT, WND, GEO, or SUN) |  | Western
EXCLUDE | WA | WA-Western | Merwin | 3847 | 3 | WAT | HY | 45 | 50 | 0 | 217574.67 | 0 |  | Electric Utility | N | OP |  | Non Combustion (NUC, WAT, WND, GEO, or SUN) |  | Western
EXCLUDE | WA | WA-Western | Merwin | 3847 | House | WAT | HY | 1 | 1 | 0 | 4834.99 | 0 |  | Electric Utility | N | OP |  | Non Combustion (NUC, WAT, WND, GEO, or SUN) |  | Western
EXCLUDE | WA | WA-Western | Swift 1 | 3850 | HY11 | WAT | HY | 80 | 87.9 | 0 | 269774.33 | 0 |  | Electric Utility | N | OP |  | Non Combustion (NUC, WAT, WND, GEO, or SUN) |  | Western
EXCLUDE | WA | WA-Western | Swift 1 | 3850 | HY12 | WAT | HY | 80 | 87.9 | 0 | 269774.33 | 0 |  | Electric Utility | N | OP |  | Non Combustion (NUC, WAT, WND, GEO, or SUN) |  | Western
EXCLUDE | WA | WA-Western | Swift 1 | 3850 | HY13 | WAT | HY | 80 | 87.9 | 0 | 269774.33 | 0 |  | Electric Utility | N | OP |  | Non Combustion (NUC, WAT, WND, GEO, or SUN) |  | Western
EXCLUDE | WA | WA-Western | Yale | 3852 | 1 | WAT | HY | 67 | 81.8 | 0 | 351372 | 0 |  | Electric Utility | N | OP |  | Non Combustion (NUC, WAT, WND, GEO, or SUN) |  | Western
EXCLUDE | WA | WA-Western | Yale | 3852 | 2 | WAT | HY | 67 | 81.8 | 0 | 351372 | 0 |  | Electric Utility | N | OP |  | Non Combustion (NUC, WAT, WND, GEO, or SUN) |  | Western
EXCLUDE | WA | WA-Western | Crystal Mountain | 3853 | 1 | DFO | IC | 2.7 | 2.5 | 0 | 0 | 0 |  | Electric Utility | N | SB |  | Internal Combustion |  | Western
EXCLUDE | WA | WA-Western | Electron | 3854 | 1 | WAT | HY | 5.1 | 5.7 | 0 | 11090.71 | 0 |  | Electric Utility | N | OP |  | Non Combustion (NUC, WAT, WND, GEO, or SUN) |  | Western
EXCLUDE | WA | WA-Western | Electron | 3854 | 2 | WAT | HY | 5.1 | 5.9 | 0 | 11090.71 | 0 |  | Electric Utility | N | OP |  | Non Combustion (NUC, WAT, WND, GEO, or SUN) |  | Western
EXCLUDE | WA | WA-Western | Electron | 3854 | 3 | WAT | HY | 5.1 | 6.3 | 0 | 11090.71 | 0 |  | Electric Utility | N | OP |  | Non Combustion (NUC, WAT, WND, GEO, or SUN) |  | Western
EXCLUDE | WA | WA-Western | Electron | 3854 | 4 | WAT | HY | 7.5 | 7.9 | 0 | 16309.87 | 0 |  | Electric Utility | N | OP |  | Non Combustion (NUC, WAT, WND, GEO, or SUN) |  | Western
EXCLUDE | WA | WA-Western | Lower Baker | 3855 | 3 | WAT | HY | 85 | 86.7 | 0 | 349273 | 0 |  | Electric Utility | N | OP |  | Non Combustion (NUC, WAT, WND, GEO, or SUN) |  | Western
EXCLUDE | WA | WA-Western | Lower Baker | 3855 | 4 | WAT | HY | 32.4 | 30.4 | 0 | 0 | 0 |  | Electric Utility | N | U |  | Status of Operation (IP, L, P, T) |  | Western
EXCLUDE | WA | WA-Western | Snoqualmie | 3860 | 1 | WAT | HY | 1.5 | 1.5 | 0 | 0 | 0 |  | Electric Utility | N | OS |  | Non Combustion (NUC, WAT, WND, GEO, or SUN) |  | Western
EXCLUDE | WA | WA-Western | Snoqualmie | 3860 | 2 | WAT | HY | 1.8 | 1.8 | 0 | 0 | 0 |  | Electric Utility | N | OS |  | Non Combustion (NUC, WAT, WND, GEO, or SUN) |  | Western
EXCLUDE | WA | WA-Western | Snoqualmie | 3860 | 3 | WAT | HY | 1.5 | 1.5 | 0 | 0 | 0 |  | Electric Utility | N | OS |  | Non Combustion (NUC, WAT, WND, GEO, or SUN) |  | Western
EXCLUDE | WA | WA-Western | Snoqualmie | 3860 | 4 | WAT | HY | 1.5 | 1.5 | 0 | 0 | 0 |  | Electric Utility | N | OS |  | Non Combustion (NUC, WAT, WND, GEO, or SUN) |  | Western
EXCLUDE | WA | WA-Western | Snoqualmie | 3860 | 5 | WAT | HY | 5.6 | 5.6 | 0 | 0 | 0 |  | Electric Utility | N | OS |  | Non Combustion (NUC, WAT, WND, GEO, or SUN) |  | Western
EXCLUDE | WA | WA-Western | Upper Baker | 3861 | 1 | WAT | HY | 52.4 | 58.8 | 0 | 174861.5 | 0 |  | Electric Utility | N | OP |  | Non Combustion (NUC, WAT, WND, GEO, or SUN) |  | Western
EXCLUDE | WA | WA-Western | Upper Baker | 3861 | 2 | WAT | HY | 52.4 | 52.6 | 0 | 174861.5 | 0 |  | Electric Utility | N | OP |  | Non Combustion (NUC, WAT, WND, GEO, or SUN) |  | Western
EXCLUDE | WA | WA-Western | White River | 3862 | 1 | WAT | HY | 15 | 15 | 0 | 0 | 0 |  | Electric Utility | N | RE | 2004 | Retired prior to 2012 |  | Western
EXCLUDE | WA | WA-Western | White River | 3862 | 2 | WAT | HY | 15 | 15 | 0 | 0 | 0 |  | Electric Utility | N | RE | 2004 | Retired prior to 2012 |  | Western
EXCLUDE | WA | WA-Western | White River | 3862 | 3 | WAT | HY | 20 | 20 | 0 | 0 | 0 |  | Electric Utility | N | RE | 2004 | Retired prior to 2012 |  | Western
EXCLUDE | WA | WA-Western | White River | 3862 | 4 | WAT | HY | 20 | 20 | 0 | 0 | 0 |  | Electric Utility | N | RE | 2004 | Retired prior to 2012 |  | Western
EXCLUDE | WA | WA-Western | Little Falls | 3866 | 1 | WAT | HY | 8 | 9 | 0 | 50495.5 | 0 |  | Electric Utility | N | OP |  | Non Combustion (NUC, WAT, WND, GEO, or SUN) |  | Western
EXCLUDE | WA | WA-Western | Little Falls | 3866 | 2 | WAT | HY | 8 | 9 | 0 | 50495.5 | 0 |  | Electric Utility | N | OP |  | Non Combustion (NUC, WAT, WND, GEO, or SUN) |  | Western
EXCLUDE | WA | WA-Western | Little Falls | 3866 | 3 | WAT | HY | 8 | 9 | 0 | 50495.5 | 0 |  | Electric Utility | N | OP |  | Non Combustion (NUC, WAT, WND, GEO, or SUN) |  | Western
EXCLUDE | WA | WA-Western | Little Falls | 3866 | 4 | WAT | HY | 8 | 9 | 0 | 50495.5 | 0 |  | Electric Utility | N | OP |  | Non Combustion (NUC, WAT, WND, GEO, or SUN) |  | Western
EXCLUDE | WA | WA-Western | Long Lake | 3867 | 1 | WAT | HY | 17.5 | 22.4 | 0 | 128368.5 | 0 |  | Electric Utility | N | OP |  | Non Combustion (NUC, WAT, WND, GEO, or SUN) |  | Western
EXCLUDE | WA | WA-Western | Long Lake | 3867 | 2 | WAT | HY | 17.5 | 22.5 | 0 | 128368.5 | 0 |  | Electric Utility | N | OP |  | Non Combustion (NUC, WAT, WND, GEO, or SUN) |  | Western
EXCLUDE | WA | WA-Western | Long Lake | 3867 | 3 | WAT | HY | 17.5 | 22.5 | 0 | 128368.5 | 0 |  | Electric Utility | N | OP |  | Non Combustion (NUC, WAT, WND, GEO, or SUN) |  | Western
EXCLUDE | WA | WA-Western | Long Lake | 3867 | 4 | WAT | HY | 17.5 | 22.1 | 0 | 128368.5 | 0 |  | Electric Utility | N | OP |  | Non Combustion (NUC, WAT, WND, GEO, or SUN) |  | Western
EXCLUDE | WA | WA-Western | Meyers Falls | 3868 | UN1 | WAT | HY | 0.9 | 0.9 | 0 | 6480 | 0 |  | IPP Non-CHP | N | OP |  | Non Combustion (NUC, WAT, WND, GEO, or SUN) |  | Western
EXCLUDE | WA | WA-Western | Meyers Falls | 3868 | UN2 | WAT | HY | 0.3 | 0.3 | 0 | 2160 | 0 |  | IPP Non-CHP | N | OP |  | Non Combustion (NUC, WAT, WND, GEO, or SUN) |  | Western
EXCLUDE | WA | WA-Western | Nine Mile | 3869 | 1 | WAT | HY | 3.3 | 2 | 0 | 13274.25 | 0 |  | Electric Utility | N | OS |  | Non Combustion (NUC, WAT, WND, GEO, or SUN) |  | Western
EXCLUDE | WA | WA-Western | Nine Mile | 3869 | 2 | WAT | HY | 3.1 | 2 | 0 | 12469.75 | 0 |  | Electric Utility | N | OS |  | Non Combustion (NUC, WAT, WND, GEO, or SUN) |  | Western
EXCLUDE | WA | WA-Western | Nine Mile | 3869 | 3N | WAT | HY | 10 | 8 | 0 | 40225 | 0 |  | Electric Utility | N | OP |  | Non Combustion (NUC, WAT, WND, GEO, or SUN) |  | Western
EXCLUDE | WA | WA-Western | Nine Mile | 3869 | 4N | WAT | HY | 10 | 8 | 0 | 40225 | 0 |  | Electric Utility | N | OP |  | Non Combustion (NUC, WAT, WND, GEO, or SUN) |  | Western
EXCLUDE | WA | WA-Western | Yelm | 3878 | 1 | WAT | HY | 3 | 2.7 | 0 | 18990 | 0 |  | Electric Utility | N | OP |  | Non Combustion (NUC, WAT, WND, GEO, or SUN) |  | Western
EXCLUDE | WA | WA-Western | Yelm | 3878 | 2 | WAT | HY | 3 | 2.7 | 0 | 18990 | 0 |  | Electric Utility | N | OP |  | Non Combustion (NUC, WAT, WND, GEO, or SUN) |  | Western
EXCLUDE | WA | WA-Western | Yelm | 3878 | 3 | WAT | HY | 6 | 6 | 0 | 37980 | 0 |  | Electric Utility | N | OP |  | Non Combustion (NUC, WAT, WND, GEO, or SUN) |  | Western
EXCLUDE | WA | WA-Western | Rocky Reach | 3883 | C-1 | WAT | HY | 114 | 104.9 | 0 | 609942.28 | 0 |  | Electric Utility | N | OP |  | Non Combustion (NUC, WAT, WND, GEO, or SUN) |  | Western
EXCLUDE | WA | WA-Western | Rocky Reach | 3883 | C-10 | WAT | HY | 125.4 | 129.9 | 0 | 670936.51 | 0 |  | Electric Utility | N | OP |  | Non Combustion (NUC, WAT, WND, GEO, or SUN) |  | Western
EXCLUDE | WA | WA-Western | Rocky Reach | 3883 | C-11 | WAT | HY | 125.4 | 129.9 | 0 | 670936.51 | 0 |  | Electric Utility | N | OP |  | Non Combustion (NUC, WAT, WND, GEO, or SUN) |  | Western
EXCLUDE | WA | WA-Western | Rocky Reach | 3883 | C-2 | WAT | HY | 114 | 104.9 | 0 | 609942.28 | 0 |  | Electric Utility | N | OP |  | Non Combustion (NUC, WAT, WND, GEO, or SUN) |  | Western
EXCLUDE | WA | WA-Western | Rocky Reach | 3883 | C-3 | WAT | HY | 114 | 104.9 | 0 | 609942.28 | 0 |  | Electric Utility | N | OP |  | Non Combustion (NUC, WAT, WND, GEO, or SUN) |  | Western
EXCLUDE | WA | WA-Western | Rocky Reach | 3883 | C-4 | WAT | HY | 114 | 104.9 | 0 | 609942.28 | 0 |  | Electric Utility | N | OP |  | Non Combustion (NUC, WAT, WND, GEO, or SUN) |  | Western
EXCLUDE | WA | WA-Western | Rocky Reach | 3883 | C-5 | WAT | HY | 114 | 104.9 | 0 | 609942.28 | 0 |  | Electric Utility | N | OP |  | Non Combustion (NUC, WAT, WND, GEO, or SUN) |  | Western
EXCLUDE | WA | WA-Western | Rocky Reach | 3883 | C-6 | WAT | HY | 114 | 104.9 | 0 | 609942.28 | 0 |  | Electric Utility | N | OP |  | Non Combustion (NUC, WAT, WND, GEO, or SUN) |  | Western
EXCLUDE | WA | WA-Western | Rocky Reach | 3883 | C-7 | WAT | HY | 114 | 104.9 | 0 | 609942.28 | 0 |  | Electric Utility | N | OP |  | Non Combustion (NUC, WAT, WND, GEO, or SUN) |  | Western
EXCLUDE | WA | WA-Western | Rocky Reach | 3883 | C-8 | WAT | HY | 125.4 | 129.9 | 0 | 670936.51 | 0 |  | Electric Utility | N | OP |  | Non Combustion (NUC, WAT, WND, GEO, or SUN) |  | Western
EXCLUDE | WA | WA-Western | Rocky Reach | 3883 | C-9 | WAT | HY | 125.4 | 129.9 | 0 | 670936.51 | 0 |  | Electric Utility | N | OP |  | Non Combustion (NUC, WAT, WND, GEO, or SUN) |  | Western
EXCLUDE | WA | WA-Western | Wells | 3886 | U-1 | WAT | HY | 77.4 | 84 | 0 | 465581.8 | 0 |  | Electric Utility | N | OP |  | Non Combustion (NUC, WAT, WND, GEO, or SUN) |  | Western
EXCLUDE | WA | WA-Western | Wells | 3886 | U-10 | WAT | HY | 77.4 | 84 | 0 | 465581.8 | 0 |  | Electric Utility | N | OP |  | Non Combustion (NUC, WAT, WND, GEO, or SUN) |  | Western
EXCLUDE | WA | WA-Western | Wells | 3886 | U-2 | WAT | HY | 77.4 | 84 | 0 | 465581.8 | 0 |  | Electric Utility | N | OP |  | Non Combustion (NUC, WAT, WND, GEO, or SUN) |  | Western
EXCLUDE | WA | WA-Western | Wells | 3886 | U-3 | WAT | HY | 77.4 | 84 | 0 | 465581.8 | 0 |  | Electric Utility | N | OP |  | Non Combustion (NUC, WAT, WND, GEO, or SUN) |  | Western
EXCLUDE | WA | WA-Western | Wells | 3886 | U-4 | WAT | HY | 77.4 | 84 | 0 | 465581.8 | 0 |  | Electric Utility | N | OP |  | Non Combustion (NUC, WAT, WND, GEO, or SUN) |  | Western
EXCLUDE | WA | WA-Western | Wells | 3886 | U-5 | WAT | HY | 77.4 | 84 | 0 | 465581.8 | 0 |  | Electric Utility | N | OP |  | Non Combustion (NUC, WAT, WND, GEO, or SUN) |  | Western
EXCLUDE | WA | WA-Western | Wells | 3886 | U-6 | WAT | HY | 77.4 | 84 | 0 | 465581.8 | 0 |  | Electric Utility | N | OP |  | Non Combustion (NUC, WAT, WND, GEO, or SUN) |  | Western
EXCLUDE | WA | WA-Western | Wells | 3886 | U-7 | WAT | HY | 77.4 | 84 | 0 | 465581.8 | 0 |  | Electric Utility | N | OA |  | Non Combustion (NUC, WAT, WND, GEO, or SUN) |  | Western
EXCLUDE | WA | WA-Western | Wells | 3886 | U-8 | WAT | HY | 77.4 | 84 | 0 | 465581.8 | 0 |  | Electric Utility | N | OP |  | Non Combustion (NUC, WAT, WND, GEO, or SUN) |  | Western
EXCLUDE | WA | WA-Western | Wells | 3886 | U-9 | WAT | HY | 77.4 | 84 | 0 | 465581.8 | 0 |  | Electric Utility | N | OP |  | Non Combustion (NUC, WAT, WND, GEO, or SUN) |  | Western
EXCLUDE | WA | WA-Western | Priest Rapids | 3887 | 1 | WAT | HY | 95 | 95 | 0 | 468741.99 | 0 |  | Electric Utility | N | OP |  | Non Combustion (NUC, WAT, WND, GEO, or SUN) |  | Western
EXCLUDE | WA | WA-Western | Priest Rapids | 3887 | 10 | WAT | HY | 95 | 95 | 0 | 468741.99 | 0 |  | Electric Utility | N | OP |  | Non Combustion (NUC, WAT, WND, GEO, or SUN) |  | Western
EXCLUDE | WA | WA-Western | Priest Rapids | 3887 | 2 | WAT | HY | 97.8 | 97.8 | 0 | 482557.54 | 0 |  | Electric Utility | N | OP |  | Non Combustion (NUC, WAT, WND, GEO, or SUN) |  | Western
EXCLUDE | WA | WA-Western | Priest Rapids | 3887 | 3 | WAT | HY | 95 | 95 | 0 | 468741.99 | 0 |  | Electric Utility | N | OP |  | Non Combustion (NUC, WAT, WND, GEO, or SUN) |  | Western
EXCLUDE | WA | WA-Western | Priest Rapids | 3887 | 4 | WAT | HY | 95 | 95 | 0 | 468741.99 | 0 |  | Electric Utility | N | OP |  | Non Combustion (NUC, WAT, WND, GEO, or SUN) |  | Western
EXCLUDE | WA | WA-Western | Priest Rapids | 3887 | 5 | WAT | HY | 95 | 95 | 0 | 468741.99 | 0 |  | Electric Utility | N | OP |  | Non Combustion (NUC, WAT, WND, GEO, or SUN) |  | Western
EXCLUDE | WA | WA-Western | Priest Rapids | 3887 | 6 | WAT | HY | 95 | 95 | 0 | 468741.99 | 0 |  | Electric Utility | N | OP |  | Non Combustion (NUC, WAT, WND, GEO, or SUN) |  | Western
EXCLUDE | WA | WA-Western | Priest Rapids | 3887 | 7 | WAT | HY | 95 | 95 | 0 | 468741.99 | 0 |  | Electric Utility | N | OP |  | Non Combustion (NUC, WAT, WND, GEO, or SUN) |  | Western
EXCLUDE | WA | WA-Western | Priest Rapids | 3887 | 8 | WAT | HY | 95 | 95 | 0 | 468741.99 | 0 |  | Electric Utility | N | OP |  | Non Combustion (NUC, WAT, WND, GEO, or SUN) |  | Western
EXCLUDE | WA | WA-Western | Priest Rapids | 3887 | 9 | WAT | HY | 97.8 | 97.8 | 0 | 482557.54 | 0 |  | Electric Utility | N | OP |  | Non Combustion (NUC, WAT, WND, GEO, or SUN) |  | Western
EXCLUDE | WA | WA-Western | Wanapum | 3888 | 1 | WAT | HY | 103.8 | 103.8 | 0 | 449949.57 | 0 |  | Electric Utility | N | RE | 2012 | Non Combustion (NUC, WAT, WND, GEO, or SUN) |  | Western
EXCLUDE | WA | WA-Western | Wanapum | 3888 | 10 | WAT | HY | 103.8 | 103.8 | 0 | 449949.57 | 0 |  | Electric Utility | N | OP | 2014 | Non Combustion (NUC, WAT, WND, GEO, or SUN) |  | Western
EXCLUDE | WA | WA-Western | Wanapum | 3888 | 10A | WAT | HY | 122 | 122 | 0 | 0 | 0 |  | Electric Utility | N | P |  | Status of Operation (IP, L, P, T) |  | Western
EXCLUDE | WA | WA-Western | Wanapum | 3888 | 1A | WAT | HY | 122 | 122 | 0 | 0 | 0 |  | Electric Utility | N | P |  | Status of Operation (IP, L, P, T) |  | Western
EXCLUDE | WA | WA-Western | Wanapum | 3888 | 2 | WAT | HY | 103.8 | 103.8 | 0 | 449949.57 | 0 |  | Electric Utility | N | RE | 2012 | Non Combustion (NUC, WAT, WND, GEO, or SUN) |  | Western
EXCLUDE | WA | WA-Western | Wanapum | 3888 | 2A | WAT | HY | 122 | 122 | 0 | 528842.47 | 0 |  | Electric Utility | N | OP |  | Non Combustion (NUC, WAT, WND, GEO, or SUN) | Yes | Western
EXCLUDE | WA | WA-Western | Wanapum | 3888 | 3 | WAT | HY | 103.8 | 103.8 | 0 | 449949.57 | 0 |  | Electric Utility | N | OP | 2017 | Non Combustion (NUC, WAT, WND, GEO, or SUN) |  | Western
EXCLUDE | WA | WA-Western | Wanapum | 3888 | 3A | WAT | HY | 122 | 122 | 0 | 0 | 0 |  | Electric Utility | N | P |  | Status of Operation (IP, L, P, T) |  | Western
EXCLUDE | WA | WA-Western | Wanapum | 3888 | 4 | WAT | HY | 103.8 | 103.8 | 0 | 449949.57 | 0 |  | Electric Utility | N | OP | 2016 | Non Combustion (NUC, WAT, WND, GEO, or SUN) |  | Western
EXCLUDE | WA | WA-Western | Wanapum | 3888 | 4A | WAT | HY | 122 | 122 | 0 | 0 | 0 |  | Electric Utility | N | P |  | Status of Operation (IP, L, P, T) |  | Western
EXCLUDE | WA | WA-Western | Wanapum | 3888 | 5 | WAT | HY | 103.8 | 103.8 | 0 | 0 | 0 |  | Electric Utility | N | RE | 2011 | Retired prior to 2012 |  | Western
EXCLUDE | WA | WA-Western | Wanapum | 3888 | 5A | WAT | HY | 122 | 122 | 0 | 528842.47 | 0 |  | Electric Utility | N | OP |  | Non Combustion (NUC, WAT, WND, GEO, or SUN) | Yes | Western
EXCLUDE | WA | WA-Western | Wanapum | 3888 | 6 | WAT | HY | 103.8 | 103.8 | 0 | 449949.57 | 0 |  | Electric Utility | N | OP | 2017 | Non Combustion (NUC, WAT, WND, GEO, or SUN) |  | Western
EXCLUDE | WA | WA-Western | Wanapum | 3888 | 6A | WAT | HY | 122 | 122 | 0 | 0 | 0 |  | Electric Utility | N | P |  | Status of Operation (IP, L, P, T) |  | Western
EXCLUDE | WA | WA-Western | Wanapum | 3888 | 7 | WAT | HY | 103.8 | 103.8 | 0 | 0 | 0 |  | Electric Utility | N | RE | 2010 | Retired prior to 2012 |  | Western
EXCLUDE | WA | WA-Western | Wanapum | 3888 | 7A | WAT | HY | 122 | 122 | 0 | 528842.47 | 0 |  | Electric Utility | N | OP |  | Non Combustion (NUC, WAT, WND, GEO, or SUN) |  | Western
EXCLUDE | WA | WA-Western | Wanapum | 3888 | 8 | WAT | HY | 103.8 | 103.8 | 0 | 449949.57 | 0 |  | Electric Utility | N | OP | 2013 | Non Combustion (NUC, WAT, WND, GEO, or SUN) |  | Western
EXCLUDE | WA | WA-Western | Wanapum | 3888 | 8A | WAT | HY | 122 | 122 | 0 | 0 | 0 |  | Electric Utility | N | P |  | Status of Operation (IP, L, P, T) |  | Western
EXCLUDE | WA | WA-Western | Wanapum | 3888 | 9 | WAT | HY | 103.8 | 103.8 | 0 | 449949.57 | 0 |  | Electric Utility | N | OP | 2015 | Non Combustion (NUC, WAT, WND, GEO, or SUN) |  | Western
EXCLUDE | WA | WA-Western | Wanapum | 3888 | 9A | WAT | HY | 122 | 122 | 0 | 0 | 0 |  | Electric Utility | N | P |  | Status of Operation (IP, L, P, T) |  | Western
EXCLUDE | WA | WA-Western | Box Canyon | 3891 | 1 | WAT | HY | 15 | 19.2 | 0 | 75144.4 | 0 |  | Electric Utility | N | OP |  | Non Combustion (NUC, WAT, WND, GEO, or SUN) |  | Western
EXCLUDE | WA | WA-Western | Box Canyon | 3891 | 2 | WAT | HY | 15 | 19.2 | 0 | 75144.4 | 0 |  | Electric Utility | N | OP |  | Non Combustion (NUC, WAT, WND, GEO, or SUN) |  | Western
EXCLUDE | WA | WA-Western | Box Canyon | 3891 | 3 | WAT | HY | 22.5 | 22.5 | 0 | 112716.6 | 0 |  | Electric Utility | N | OP |  | Non Combustion (NUC, WAT, WND, GEO, or SUN) |  | Western
EXCLUDE | WA | WA-Western | Box Canyon | 3891 | 4 | WAT | HY | 22.5 | 22.5 | 0 | 112716.6 | 0 |  | Electric Utility | N | OP |  | Non Combustion (NUC, WAT, WND, GEO, or SUN) |  | Western
EXCLUDE | OR | OR-Western | The Dalles | 3895 | 1 | WAT | HY | 78 | 78 | 0 | 334580.52 | 0 |  | Electric Utility | N | OP |  | Non Combustion (NUC, WAT, WND, GEO, or SUN) |  | Western
EXCLUDE | OR | OR-Western | The Dalles | 3895 | 10 | WAT | HY | 78 | 78 | 0 | 334580.52 | 0 |  | Electric Utility | N | OP |  | Non Combustion (NUC, WAT, WND, GEO, or SUN) |  | Western
EXCLUDE | OR | OR-Western | The Dalles | 3895 | 11 | WAT | HY | 78 | 78 | 0 | 334580.52 | 0 |  | Electric Utility | N | OP |  | Non Combustion (NUC, WAT, WND, GEO, or SUN) |  | Western
EXCLUDE | OR | OR-Western | The Dalles | 3895 | 12 | WAT | HY | 78 | 78 | 0 | 334580.52 | 0 |  | Electric Utility | N | OP |  | Non Combustion (NUC, WAT, WND, GEO, or SUN) |  | Western
EXCLUDE | OR | OR-Western | The Dalles | 3895 | 13 | WAT | HY | 78 | 78 | 0 | 334580.52 | 0 |  | Electric Utility | N | OP |  | Non Combustion (NUC, WAT, WND, GEO, or SUN) |  | Western
EXCLUDE | OR | OR-Western | The Dalles | 3895 | 14 | WAT | HY | 78 | 78 | 0 | 334580.52 | 0 |  | Electric Utility | N | OP |  | Non Combustion (NUC, WAT, WND, GEO, or SUN) |  | Western
EXCLUDE | OR | OR-Western | The Dalles | 3895 | 15 | WAT | HY | 86 | 86 | 0 | 368896.47 | 0 |  | Electric Utility | N | OP |  | Non Combustion (NUC, WAT, WND, GEO, or SUN) |  | Western
EXCLUDE | OR | OR-Western | The Dalles | 3895 | 16 | WAT | HY | 86 | 86 | 0 | 368896.47 | 0 |  | Electric Utility | N | OP |  | Non Combustion (NUC, WAT, WND, GEO, or SUN) |  | Western
EXCLUDE | OR | OR-Western | The Dalles | 3895 | 17 | WAT | HY | 86 | 86 | 0 | 368896.47 | 0 |  | Electric Utility | N | OP |  | Non Combustion (NUC, WAT, WND, GEO, or SUN) |  | Western
EXCLUDE | OR | OR-Western | The Dalles | 3895 | 18 | WAT | HY | 86 | 86 | 0 | 368896.47 | 0 |  | Electric Utility | N | OP |  | Non Combustion (NUC, WAT, WND, GEO, or SUN) |  | Western
EXCLUDE | OR | OR-Western | The Dalles | 3895 | 19 | WAT | HY | 86 | 86 | 0 | 368896.47 | 0 |  | Electric Utility | N | OP |  | Non Combustion (NUC, WAT, WND, GEO, or SUN) |  | Western
EXCLUDE | OR | OR-Western | The Dalles | 3895 | 2 | WAT | HY | 78 | 78 | 0 | 334580.52 | 0 |  | Electric Utility | N | OP |  | Non Combustion (NUC, WAT, WND, GEO, or SUN) |  | Western
EXCLUDE | OR | OR-Western | The Dalles | 3895 | 20 | WAT | HY | 86 | 86 | 0 | 368896.47 | 0 |  | Electric Utility | N | OP |  | Non Combustion (NUC, WAT, WND, GEO, or SUN) |  | Western
EXCLUDE | OR | OR-Western | The Dalles | 3895 | 21 | WAT | HY | 86 | 86 | 0 | 368896.47 | 0 |  | Electric Utility | N | OP |  | Non Combustion (NUC, WAT, WND, GEO, or SUN) |  | Western
EXCLUDE | OR | OR-Western | The Dalles | 3895 | 22 | WAT | HY | 86 | 86 | 0 | 368896.47 | 0 |  | Electric Utility | N | OP |  | Non Combustion (NUC, WAT, WND, GEO, or SUN) |  | Western
EXCLUDE | OR | OR-Western | The Dalles | 3895 | 3 | WAT | HY | 78 | 78 | 0 | 334580.52 | 0 |  | Electric Utility | N | OP |  | Non Combustion (NUC, WAT, WND, GEO, or SUN) |  | Western
EXCLUDE | OR | OR-Western | The Dalles | 3895 | 4 | WAT | HY | 78 | 78 | 0 | 334580.52 | 0 |  | Electric Utility | N | OP |  | Non Combustion (NUC, WAT, WND, GEO, or SUN) |  | Western
EXCLUDE | OR | OR-Western | The Dalles | 3895 | 5 | WAT | HY | 89.7 | 92.7 | 0 | 384767.6 | 0 |  | Electric Utility | N | OP |  | Non Combustion (NUC, WAT, WND, GEO, or SUN) |  | Western
EXCLUDE | OR | OR-Western | The Dalles | 3895 | 6 | WAT | HY | 78 | 78 | 0 | 334580.52 | 0 |  | Electric Utility | N | OP |  | Non Combustion (NUC, WAT, WND, GEO, or SUN) |  | Western
EXCLUDE | OR | OR-Western | The Dalles | 3895 | 7 | WAT | HY | 78 | 78 | 0 | 334580.52 | 0 |  | Electric Utility | N | OP |  | Non Combustion (NUC, WAT, WND, GEO, or SUN) |  | Western
EXCLUDE | OR | OR-Western | The Dalles | 3895 | 8 | WAT | HY | 78 | 78 | 0 | 334580.52 | 0 |  | Electric Utility | N | OP |  | Non Combustion (NUC, WAT, WND, GEO, or SUN) |  | Western
EXCLUDE | OR | OR-Western | The Dalles | 3895 | 9 | WAT | HY | 78 | 78 | 0 | 334580.52 | 0 |  | Electric Utility | N | OP |  | Non Combustion (NUC, WAT, WND, GEO, or SUN) |  | Western
EXCLUDE | OR | OR-Western | The Dalles | 3895 | F1 | WAT | HY | 14 | 14 | 0 | 60052.91 | 0 |  | Electric Utility | N | OP |  | Non Combustion (NUC, WAT, WND, GEO, or SUN) |  | Western
EXCLUDE | OR | OR-Western | The Dalles | 3895 | F2 | WAT | HY | 14 | 14 | 0 | 60052.91 | 0 |  | Electric Utility | N | OP |  | Non Combustion (NUC, WAT, WND, GEO, or SUN) |  | Western
EXCLUDE | WA | WA-Western | Alder | 3913 | 11 | WAT | HY | 25 | 25.2 | 0 | 137119 | 0 |  | Electric Utility | N | OP |  | Non Combustion (NUC, WAT, WND, GEO, or SUN) |  | Western
EXCLUDE | WA | WA-Western | Alder | 3913 | 12 | WAT | HY | 25 | 25.2 | 0 | 137119 | 0 |  | Electric Utility | N | OP |  | Non Combustion (NUC, WAT, WND, GEO, or SUN) |  | Western
EXCLUDE | WA | WA-Western | Cushman 1 | 3914 | 21 | WAT | HY | 21.6 | 26.7 | 0 | 54330 | 0 |  | Electric Utility | N | OP |  | Non Combustion (NUC, WAT, WND, GEO, or SUN) |  | Western
EXCLUDE | WA | WA-Western | Cushman 1 | 3914 | 22 | WAT | HY | 21.6 | 26.7 | 0 | 54330 | 0 |  | Electric Utility | N | OP |  | Non Combustion (NUC, WAT, WND, GEO, or SUN) |  | Western
EXCLUDE | WA | WA-Western | Cushman 2 | 3915 | 31 | WAT | HY | 27 | 30 | 0 | 50983.67 | 0 |  | Electric Utility | N | OP |  | Non Combustion (NUC, WAT, WND, GEO, or SUN) |  | Western
EXCLUDE | WA | WA-Western | Cushman 2 | 3915 | 32 | WAT | HY | 27 | 30 | 0 | 50983.67 | 0 |  | Electric Utility | N | OP |  | Non Combustion (NUC, WAT, WND, GEO, or SUN) |  | Western
EXCLUDE | WA | WA-Western | Cushman 2 | 3915 | 33 | WAT | HY | 27 | 30 | 0 | 50983.67 | 0 |  | Electric Utility | N | OP |  | Non Combustion (NUC, WAT, WND, GEO, or SUN) |  | Western
EXCLUDE | WA | WA-Western | Cushman 2 | 3915 | 34 | WAT | HY | 1.8 | 1.8 | 0 | 0 | 0 |  | Electric Utility | N | V |  | Status of Operation (IP, L, P, T) |  | Western
EXCLUDE | WA | WA-Western | Cushman 2 | 3915 | 35 | WAT | HY | 1.8 | 1.8 | 0 | 0 | 0 |  | Electric Utility | N | V |  | Status of Operation (IP, L, P, T) |  | Western
EXCLUDE | WA | WA-Western | LaGrande | 3916 | 1 | WAT | HY | 6 | 6 | 0 | 39708.09 | 0 |  | Electric Utility | N | OP |  | Non Combustion (NUC, WAT, WND, GEO, or SUN) |  | Western
EXCLUDE | WA | WA-Western | LaGrande | 3916 | 2 | WAT | HY | 6 | 6 | 0 | 39708.09 | 0 |  | Electric Utility | N | OP |  | Non Combustion (NUC, WAT, WND, GEO, or SUN) |  | Western
EXCLUDE | WA | WA-Western | LaGrande | 3916 | 3 | WAT | HY | 6 | 6 | 0 | 39708.09 | 0 |  | Electric Utility | N | OP |  | Non Combustion (NUC, WAT, WND, GEO, or SUN) |  | Western
EXCLUDE | WA | WA-Western | LaGrande | 3916 | 4 | WAT | HY | 6 | 6 | 0 | 39708.09 | 0 |  | Electric Utility | N | OP |  | Non Combustion (NUC, WAT, WND, GEO, or SUN) |  | Western
EXCLUDE | WA | WA-Western | LaGrande | 3916 | 5 | WAT | HY | 40 | 40 | 0 | 264720.63 | 0 |  | Electric Utility | N | OP |  | Non Combustion (NUC, WAT, WND, GEO, or SUN) |  | Western
EXCLUDE | WA | WA-Western | Mayfield | 3917 | 41 | WAT | HY | 40.5 | 41 | 0 | 225868 | 0 |  | Electric Utility | N | OP |  | Non Combustion (NUC, WAT, WND, GEO, or SUN) |  | Western
EXCLUDE | WA | WA-Western | Mayfield | 3917 | 42 | WAT | HY | 40.5 | 41 | 0 | 225868 | 0 |  | Electric Utility | N | OP |  | Non Combustion (NUC, WAT, WND, GEO, or SUN) |  | Western
EXCLUDE | WA | WA-Western | Mayfield | 3917 | 43 | WAT | HY | 40.5 | 41 | 0 | 225868 | 0 |  | Electric Utility | N | OP |  | Non Combustion (NUC, WAT, WND, GEO, or SUN) |  | Western
EXCLUDE | WA | WA-Western | Mayfield | 3917 | 44 | WAT | HY | 40.5 | 41 | 0 | 225868 | 0 |  | Electric Utility | N | OP |  | Non Combustion (NUC, WAT, WND, GEO, or SUN) |  | Western
EXCLUDE | WA | WA-Western | Mossyrock | 3918 | 51 | WAT | HY | 150 | 203.4 | 0 | 708390.5 | 0 |  | Electric Utility | N | OP |  | Non Combustion (NUC, WAT, WND, GEO, or SUN) |  | Western
EXCLUDE | WA | WA-Western | Mossyrock | 3918 | 52 | WAT | HY | 150 | 175.3 | 0 | 708390.5 | 0 |  | Electric Utility | N | OP |  | Non Combustion (NUC, WAT, WND, GEO, or SUN) |  | Western
EXCLUDE | WA | WA-Western | Steam plant | 3920 | 1 | WDS | ST | 25 | 25 | 0 | 0 | 0 |  | Electric Utility | N | RE | 2005 | Retired prior to 2012 |  | Western
EXCLUDE | WA | WA-Western | Steam plant | 3920 | 2 | WDS | ST | 25 | 25 | 0 | 0 | 0 |  | Electric Utility | N | RE | 2005 | Retired prior to 2012 |  | Western
EXCLUDE | WA | WA-Western | Chief Joseph | 3921 | 1 | WAT | HY | 88.2 | 88.2 | 0 | 448157.66 | 0 |  | Electric Utility | N | OP |  | Non Combustion (NUC, WAT, WND, GEO, or SUN) |  | Western
EXCLUDE | WA | WA-Western | Chief Joseph | 3921 | 10 | WAT | HY | 88.2 | 88.2 | 0 | 448157.66 | 0 |  | Electric Utility | N | OP |  | Non Combustion (NUC, WAT, WND, GEO, or SUN) |  | Western
EXCLUDE | WA | WA-Western | Chief Joseph | 3921 | 11 | WAT | HY | 88.2 | 88.2 | 0 | 448157.66 | 0 |  | Electric Utility | N | OP |  | Non Combustion (NUC, WAT, WND, GEO, or SUN) |  | Western
EXCLUDE | WA | WA-Western | Chief Joseph | 3921 | 12 | WAT | HY | 88.2 | 88.2 | 0 | 448157.66 | 0 |  | Electric Utility | N | OP |  | Non Combustion (NUC, WAT, WND, GEO, or SUN) |  | Western
EXCLUDE | WA | WA-Western | Chief Joseph | 3921 | 13 | WAT | HY | 88.2 | 88.2 | 0 | 448157.66 | 0 |  | Electric Utility | N | OP |  | Non Combustion (NUC, WAT, WND, GEO, or SUN) |  | Western
EXCLUDE | WA | WA-Western | Chief Joseph | 3921 | 14 | WAT | HY | 88.2 | 88.2 | 0 | 448157.66 | 0 |  | Electric Utility | N | OP |  | Non Combustion (NUC, WAT, WND, GEO, or SUN) |  | Western
EXCLUDE | WA | WA-Western | Chief Joseph | 3921 | 15 | WAT | HY | 88.2 | 88.2 | 0 | 448157.66 | 0 |  | Electric Utility | N | OP |  | Non Combustion (NUC, WAT, WND, GEO, or SUN) |  | Western
EXCLUDE | WA | WA-Western | Chief Joseph | 3921 | 16 | WAT | HY | 88.2 | 88.2 | 0 | 448157.66 | 0 |  | Electric Utility | N | OP |  | Non Combustion (NUC, WAT, WND, GEO, or SUN) |  | Western
EXCLUDE | WA | WA-Western | Chief Joseph | 3921 | 17 | WAT | HY | 95 | 95 | 0 | 482709.5 | 0 |  | Electric Utility | N | OP |  | Non Combustion (NUC, WAT, WND, GEO, or SUN) |  | Western
EXCLUDE | WA | WA-Western | Chief Joseph | 3921 | 18 | WAT | HY | 95 | 95 | 0 | 482709.5 | 0 |  | Electric Utility | N | OP |  | Non Combustion (NUC, WAT, WND, GEO, or SUN) |  | Western
EXCLUDE | WA | WA-Western | Chief Joseph | 3921 | 19 | WAT | HY | 95 | 95 | 0 | 482709.5 | 0 |  | Electric Utility | N | OP |  | Non Combustion (NUC, WAT, WND, GEO, or SUN) |  | Western
EXCLUDE | WA | WA-Western | Chief Joseph | 3921 | 2 | WAT | HY | 88.2 | 88.2 | 0 | 448157.66 | 0 |  | Electric Utility | N | OP |  | Non Combustion (NUC, WAT, WND, GEO, or SUN) |  | Western
EXCLUDE | WA | WA-Western | Chief Joseph | 3921 | 20 | WAT | HY | 95 | 95 | 0 | 482709.5 | 0 |  | Electric Utility | N | OP |  | Non Combustion (NUC, WAT, WND, GEO, or SUN) |  | Western
EXCLUDE | WA | WA-Western | Chief Joseph | 3921 | 21 | WAT | HY | 95 | 95 | 0 | 482709.5 | 0 |  | Electric Utility | N | OP |  | Non Combustion (NUC, WAT, WND, GEO, or SUN) |  | Western
EXCLUDE | WA | WA-Western | Chief Joseph | 3921 | 22 | WAT | HY | 95 | 95 | 0 | 482709.5 | 0 |  | Electric Utility | N | OP |  | Non Combustion (NUC, WAT, WND, GEO, or SUN) |  | Western
EXCLUDE | WA | WA-Western | Chief Joseph | 3921 | 23 | WAT | HY | 95 | 95 | 0 | 482709.5 | 0 |  | Electric Utility | N | OP |  | Non Combustion (NUC, WAT, WND, GEO, or SUN) |  | Western
EXCLUDE | WA | WA-Western | Chief Joseph | 3921 | 24 | WAT | HY | 95 | 95 | 0 | 482709.5 | 0 |  | Electric Utility | N | OP |  | Non Combustion (NUC, WAT, WND, GEO, or SUN) |  | Western
EXCLUDE | WA | WA-Western | Chief Joseph | 3921 | 25 | WAT | HY | 95 | 95 | 0 | 482709.5 | 0 |  | Electric Utility | N | OP |  | Non Combustion (NUC, WAT, WND, GEO, or SUN) |  | Western
EXCLUDE | WA | WA-Western | Chief Joseph | 3921 | 26 | WAT | HY | 95 | 95 | 0 | 482709.5 | 0 |  | Electric Utility | N | OP |  | Non Combustion (NUC, WAT, WND, GEO, or SUN) |  | Western
EXCLUDE | WA | WA-Western | Chief Joseph | 3921 | 27 | WAT | HY | 95 | 95 | 0 | 482709.5 | 0 |  | Electric Utility | N | OP |  | Non Combustion (NUC, WAT, WND, GEO, or SUN) |  | Western
EXCLUDE | WA | WA-Western | Chief Joseph | 3921 | 3 | WAT | HY | 88.2 | 88.2 | 0 | 448157.66 | 0 |  | Electric Utility | N | OP |  | Non Combustion (NUC, WAT, WND, GEO, or SUN) |  | Western
EXCLUDE | WA | WA-Western | Chief Joseph | 3921 | 4 | WAT | HY | 88.2 | 88.2 | 0 | 448157.66 | 0 |  | Electric Utility | N | OP |  | Non Combustion (NUC, WAT, WND, GEO, or SUN) |  | Western
EXCLUDE | WA | WA-Western | Chief Joseph | 3921 | 5 | WAT | HY | 88.2 | 88.2 | 0 | 448157.66 | 0 |  | Electric Utility | N | OP |  | Non Combustion (NUC, WAT, WND, GEO, or SUN) |  | Western
EXCLUDE | WA | WA-Western | Chief Joseph | 3921 | 6 | WAT | HY | 88.2 | 88.2 | 0 | 448157.66 | 0 |  | Electric Utility | N | OP |  | Non Combustion (NUC, WAT, WND, GEO, or SUN) |  | Western
EXCLUDE | WA | WA-Western | Chief Joseph | 3921 | 7 | WAT | HY | 88.2 | 88.2 | 0 | 448157.66 | 0 |  | Electric Utility | N | OP |  | Non Combustion (NUC, WAT, WND, GEO, or SUN) |  | Western
EXCLUDE | WA | WA-Western | Chief Joseph | 3921 | 8 | WAT | HY | 88.2 | 88.2 | 0 | 448157.66 | 0 |  | Electric Utility | N | OP |  | Non Combustion (NUC, WAT, WND, GEO, or SUN) |  | Western
EXCLUDE | WA | WA-Western | Chief Joseph | 3921 | 9 | WAT | HY | 88.2 | 88.2 | 0 | 448157.66 | 0 |  | Electric Utility | N | OP |  | Non Combustion (NUC, WAT, WND, GEO, or SUN) |  | Western
EXCLUDE | WA | WA-Western | Ice Harbor | 3925 | 1 | WAT | HY | 90 | 90 | 0 | 270215.07 | 0 |  | Electric Utility | N | OP |  | Non Combustion (NUC, WAT, WND, GEO, or SUN) |  | Western
EXCLUDE | WA | WA-Western | Ice Harbor | 3925 | 2 | WAT | HY | 90 | 90 | 0 | 270215.07 | 0 |  | Electric Utility | N | OP |  | Non Combustion (NUC, WAT, WND, GEO, or SUN) |  | Western
EXCLUDE | WA | WA-Western | Ice Harbor | 3925 | 3 | WAT | HY | 90 | 90 | 0 | 270215.07 | 0 |  | Electric Utility | N | OP |  | Non Combustion (NUC, WAT, WND, GEO, or SUN) |  | Western
EXCLUDE | WA | WA-Western | Ice Harbor | 3925 | 4 | WAT | HY | 111 | 111 | 0 | 333265.26 | 0 |  | Electric Utility | N | OP |  | Non Combustion (NUC, WAT, WND, GEO, or SUN) |  | Western
EXCLUDE | WA | WA-Western | Ice Harbor | 3925 | 5 | WAT | HY | 111 | 111 | 0 | 333265.26 | 0 |  | Electric Utility | N | OP |  | Non Combustion (NUC, WAT, WND, GEO, or SUN) |  | Western
EXCLUDE | WA | WA-Western | Ice Harbor | 3925 | 6 | WAT | HY | 111 | 111 | 0 | 333265.26 | 0 |  | Electric Utility | N | OP |  | Non Combustion (NUC, WAT, WND, GEO, or SUN) |  | Western
EXCLUDE | WA | WA-Western | Little Goose | 3926 | 1 | WAT | HY | 135 | 135 | 0 | 383730.17 | 0 |  | Electric Utility | N | OP |  | Non Combustion (NUC, WAT, WND, GEO, or SUN) |  | Western
EXCLUDE | WA | WA-Western | Little Goose | 3926 | 2 | WAT | HY | 135 | 135 | 0 | 383730.17 | 0 |  | Electric Utility | N | OP |  | Non Combustion (NUC, WAT, WND, GEO, or SUN) |  | Western
EXCLUDE | WA | WA-Western | Little Goose | 3926 | 3 | WAT | HY | 135 | 135 | 0 | 383730.17 | 0 |  | Electric Utility | N | OP |  | Non Combustion (NUC, WAT, WND, GEO, or SUN) |  | Western
EXCLUDE | WA | WA-Western | Little Goose | 3926 | 4 | WAT | HY | 135 | 135 | 0 | 383730.17 | 0 |  | Electric Utility | N | OP |  | Non Combustion (NUC, WAT, WND, GEO, or SUN) |  | Western
EXCLUDE | WA | WA-Western | Little Goose | 3926 | 5 | WAT | HY | 135 | 135 | 0 | 383730.17 | 0 |  | Electric Utility | N | OP |  | Non Combustion (NUC, WAT, WND, GEO, or SUN) |  | Western
EXCLUDE | WA | WA-Western | Little Goose | 3926 | 6 | WAT | HY | 135 | 135 | 0 | 383730.17 | 0 |  | Electric Utility | N | OP |  | Non Combustion (NUC, WAT, WND, GEO, or SUN) |  | Western
EXCLUDE | WA | WA-Western | Lower Monumental | 3927 | 1 | WAT | HY | 135 | 135 | 0 | 420008.5 | 0 |  | Electric Utility | N | OP |  | Non Combustion (NUC, WAT, WND, GEO, or SUN) |  | Western
EXCLUDE | WA | WA-Western | Lower Monumental | 3927 | 2 | WAT | HY | 135 | 135 | 0 | 420008.5 | 0 |  | Electric Utility | N | OP |  | Non Combustion (NUC, WAT, WND, GEO, or SUN) |  | Western
EXCLUDE | WA | WA-Western | Lower Monumental | 3927 | 3 | WAT | HY | 135 | 135 | 0 | 420008.5 | 0 |  | Electric Utility | N | OP |  | Non Combustion (NUC, WAT, WND, GEO, or SUN) |  | Western
EXCLUDE | WA | WA-Western | Lower Monumental | 3927 | 4 | WAT | HY | 135 | 135 | 0 | 420008.5 | 0 |  | Electric Utility | N | OP |  | Non Combustion (NUC, WAT, WND, GEO, or SUN) |  | Western
EXCLUDE | WA | WA-Western | Lower Monumental | 3927 | 5 | WAT | HY | 135 | 135 | 0 | 420008.5 | 0 |  | Electric Utility | N | OP |  | Non Combustion (NUC, WAT, WND, GEO, or SUN) |  | Western
EXCLUDE | WA | WA-Western | Lower Monumental | 3927 | 6 | WAT | HY | 135 | 135 | 0 | 420008.5 | 0 |  | Electric Utility | N | OP |  | Non Combustion (NUC, WAT, WND, GEO, or SUN) |  | Western
EXCLUDE | WA | WA-Western | Packwood | 3929 | 1 | WAT | HY | 27.5 | 26 | 0 | 115955 | 0 |  | Electric Utility | N | OP |  | Non Combustion (NUC, WAT, WND, GEO, or SUN) |  | Western
COALST | WV | WV-Eastern | John E Amos | 3935 | 1 | BIT | ST | 816.3 | 800 | 7020 | 3865506 | 3937978.37 |  | Electric Utility | N | OP |  |  |  | Eastern
COALST | WV | WV-Eastern | John E Amos | 3935 | 2 | BIT | ST | 816.3 | 800 | 7020 | 3592334 | 3586863.17 |  | Electric Utility | N | OP |  |  |  | Eastern
COALST | WV | WV-Eastern | John E Amos | 3935 | 3 | BIT | ST | 1300 | 1300 | 11900 | 5511206 | 5536155.76 |  | Electric Utility | N | OP |  |  |  | Eastern
COALST | WV | WV-Eastern | Kanawha River | 3936 | 1 | BIT | ST | 219.6 | 200 | 1950 | 432032 | 482795.61 |  | Electric Utility | N | OP | 2014 |  |  | Eastern
COALST | WV | WV-Eastern | Kanawha River | 3936 | 2 | BIT | ST | 219.6 | 200 | 1950 | 567264 | 655146.78 |  | Electric Utility | N | OP | 2014 |  |  | Eastern
COALST | WV | WV-Eastern | Philip Sporn | 3938 | 1 | BIT | ST | 152.5 | 145 | 1311 | 188630 | 214568.28 |  | Electric Utility | N | OP | 2015 |  |  | Eastern
COALST | WV | WV-Eastern | Philip Sporn | 3938 | 2 | BIT | ST | 152.5 | 145 | 1311 | 485805 | 538327.09 |  | Electric Utility | N | OP | 2014 |  |  | Eastern
COALST | WV | WV-Eastern | Philip Sporn | 3938 | 3 | BIT | ST | 152.5 | 145 | 1311 | 213675 | 224106.7 |  | Electric Utility | N | OP | 2015 |  |  | Eastern
COALST | WV | WV-Eastern | Philip Sporn | 3938 | 4 | BIT | ST | 152.5 | 145 | 1311 | 99255 | 108962.87 |  | Electric Utility | N | OP | 2014 |  |  | Eastern
COALST | WV | WV-Eastern | Philip Sporn | 3938 | 5 | BIT | ST | 495.5 | 440 | 0 | 0 | 0 |  | Electric Utility | N | RE | 2012 |  |  | Eastern
COALST | WV | WV-Eastern | FirstEnergy Albright | 3942 | 1 | BIT | ST | 69 | 73 | 1082 | 6969 | 15562.7 |  | Electric Utility | N | RE | 2012 |  |  | Eastern
COALST | WV | WV-Eastern | FirstEnergy Albright | 3942 | 2 | BIT | ST | 69 | 73 | 993.2 | 22856 | 35603.94 |  | Electric Utility | N | RE | 2012 |  |  | Eastern
COALST | WV | WV-Eastern | FirstEnergy Albright | 3942 | 3 | BIT | ST | 140.2 | 137 | 3980 | 139624 | 157400.41 |  | Electric Utility | N | RE | 2012 |  |  | Eastern
COALST | WV | WV-Eastern | FirstEnergy Fort Martin Power Station | 3943 | 1 | BIT | ST | 576 | 552 | 6617 | 3694783 | 3686689.58 |  | Electric Utility | N | OP |  |  |  | Eastern
COALST | WV | WV-Eastern | FirstEnergy Fort Martin Power Station | 3943 | 2 | BIT | ST | 576 | 555 | 5872 | 1859912 | 1892934.33 |  | Electric Utility | N | OP |  |  |  | Eastern
COALST | WV | WV-Eastern | FirstEnergy Harrison Power Station | 3944 | 1 | BIT | ST | 684 | 652 | 7583 | 3030458 | 3193111.38 |  | IPP Non-CHP | N | OP |  |  |  | Eastern
COALST | WV | WV-Eastern | FirstEnergy Harrison Power Station | 3944 | 2 | BIT | ST | 684 | 651 | 6816.9 | 3203134 | 3157606.95 |  | IPP Non-CHP | N | OP |  |  |  | Eastern
COALST | WV | WV-Eastern | FirstEnergy Harrison Power Station | 3944 | 3 | BIT | ST | 684 | 651 | 7346 | 3774607 | 3997839 |  | IPP Non-CHP | N | OP |  |  |  | Eastern
COALST | WV | WV-Eastern | FirstEnergy Rivesville | 3945 | 5 | BIT | ST | 35 | 37 | 729 | 534.72 | 2169.6 |  | Electric Utility | N | RE | 2012 |  |  | Eastern
COALST | WV | WV-Eastern | FirstEnergy Rivesville | 3945 | 6 | BIT | ST | 74.7 | 88 | 1411 | 1687.1 | 8404.59 |  | Electric Utility | N | RE | 2012 |  |  | Eastern
COALST | WV | WV-Eastern | FirstEnergy Willow Island | 3946 | 1 | SUB | ST | 50 | 54 | 846 | 10522 | 19046.33 |  | Electric Utility | N | RE | 2012 |  |  | Eastern
COALST | WV | WV-Eastern | FirstEnergy Willow Island | 3946 | 2 | SUB | ST | 163.2 | 181 | 2215 | 3206 | 6514.92 |  | Electric Utility | N | RE | 2012 |  |  | Eastern
COALST | WV | WV-Eastern | Kammer | 3947 | 1 | BIT | ST | 237.5 | 200 | 2156 | 541167 | 576832.07 |  | Electric Utility | N | OP | 2014 |  |  | Eastern
COALST | WV | WV-Eastern | Kammer | 3947 | 2 | BIT | ST | 237.5 | 200 | 2156 | 485621 | 522928.9 |  | Electric Utility | N | OP | 2014 |  |  | Eastern
COALST | WV | WV-Eastern | Kammer | 3947 | 3 | BIT | ST | 237.5 | 200 | 2156 | 758048 | 785740.47 |  | Electric Utility | N | OP | 2014 |  |  | Eastern
COALST | WV | WV-Eastern | Mitchell | 3948 | 1 | BIT | ST | 816.3 | 770 | 7020 | 4055621 | 4166943.77 |  | Electric Utility | N | OP |  |  |  | Eastern
COALST | WV | WV-Eastern | Mitchell | 3948 | 2 | BIT | ST | 816.3 | 790 | 7020 | 3488717 | 3528855.65 |  | Electric Utility | N | OP |  |  |  | Eastern
COALST | WV | WV-Eastern | Mt Storm | 3954 | 1 | BIT | ST | 570.2 | 524 | 5921 | 3471365 | 3668690.68 |  | Electric Utility | N | OP |  |  |  | Eastern
COALST | WV | WV-Eastern | Mt Storm | 3954 | 2 | BIT | ST | 570.2 | 555 | 6199 | 3388956 | 3599081.59 |  | Electric Utility | N | OP |  |  |  | Eastern
COALST | WV | WV-Eastern | Mt Storm | 3954 | 3 | BIT | ST | 522 | 520 | 6005 | 1673384 | 1763647.92 |  | Electric Utility | N | OP |  |  |  | Eastern
EXCLUDE | WV | WV-Eastern | Mt Storm | 3954 | JF1 | JF | GT | 18.5 | 11 | 0 | 70 | 178.2 |  | Electric Utility | N | OP |  | Simple cycle unit |  | Eastern
EXCLUDE | WI | WI-Eastern | Biron | 3971 | 1 | WAT | HY | 1.4 | 1.3 | 0 | 6313.25 | 0 |  | Electric Utility | N | OP |  | Non Combustion (NUC, WAT, WND, GEO, or SUN) |  | Eastern
EXCLUDE | WI | WI-Eastern | Biron | 3971 | 2 | WAT | HY | 1.4 | 1.3 | 0 | 6313.25 | 0 |  | Electric Utility | N | OP |  | Non Combustion (NUC, WAT, WND, GEO, or SUN) |  | Eastern
EXCLUDE | WI | WI-Eastern | Biron | 3971 | 3 | WAT | HY | 0.4 | 0.4 | 0 | 1803.79 | 0 |  | Electric Utility | N | OS |  | Non Combustion (NUC, WAT, WND, GEO, or SUN) |  | Eastern
EXCLUDE | WI | WI-Eastern | Biron | 3971 | 4 | WAT | HY | 0.4 | 0.4 | 0 | 1803.79 | 0 |  | Electric Utility | N | OS |  | Non Combustion (NUC, WAT, WND, GEO, or SUN) |  | Eastern
EXCLUDE | WI | WI-Eastern | Biron | 3971 | 5 | WAT | HY | 0.4 | 0.4 | 0 | 1803.79 | 0 |  | Electric Utility | N | OS |  | Non Combustion (NUC, WAT, WND, GEO, or SUN) |  | Eastern
EXCLUDE | WI | WI-Eastern | Biron | 3971 | 6 | WAT | HY | 0.4 | 0.4 | 0 | 1803.79 | 0 |  | Electric Utility | N | OP |  | Non Combustion (NUC, WAT, WND, GEO, or SUN) |  | Eastern
EXCLUDE | WI | WI-Eastern | Biron | 3971 | 7 | WAT | HY | 0.4 | 0.4 | 0 | 1803.79 | 0 |  | Electric Utility | N | OS |  | Non Combustion (NUC, WAT, WND, GEO, or SUN) |  | Eastern
EXCLUDE | WI | WI-Eastern | Biron | 3971 | 8 | WAT | HY | 0.4 | 0.4 | 0 | 0 | 0 |  | Electric Utility | N | RE | 1999 | Retired prior to 2012 |  | Eastern
EXCLUDE | WI | WI-Eastern | Biron | 3971 | 9 | WAT | HY | 0.8 | 0.8 | 0 | 3607.57 | 0 |  | Electric Utility | N | OP |  | Non Combustion (NUC, WAT, WND, GEO, or SUN) |  | Eastern
EXCLUDE | WI | WI-Eastern | Du Bay | 3972 | 1 | WAT | HY | 1.2 | 1.2 | 0 | 4793.33 | 0 |  | Electric Utility | N | OP |  | Non Combustion (NUC, WAT, WND, GEO, or SUN) |  | Eastern
EXCLUDE | WI | WI-Eastern | Du Bay | 3972 | 2 | WAT | HY | 2 | 2 | 0 | 7988.89 | 0 |  | Electric Utility | N | OP |  | Non Combustion (NUC, WAT, WND, GEO, or SUN) |  | Eastern
EXCLUDE | WI | WI-Eastern | Du Bay | 3972 | 3 | WAT | HY | 2 | 2 | 0 | 7988.89 | 0 |  | Electric Utility | N | OP |  | Non Combustion (NUC, WAT, WND, GEO, or SUN) |  | Eastern
EXCLUDE | WI | WI-Eastern | Du Bay | 3972 | 4 | WAT | HY | 2 | 2 | 0 | 7988.89 | 0 |  | Electric Utility | N | OP |  | Non Combustion (NUC, WAT, WND, GEO, or SUN) |  | Eastern
EXCLUDE | WI | WI-Eastern | Stevens Point | 3973 | 1 | WAT | HY | 0.8 | 0.8 | 0 | 3198.5 | 0 |  | Electric Utility | N | OP |  | Non Combustion (NUC, WAT, WND, GEO, or SUN) |  | Eastern
EXCLUDE | WI | WI-Eastern | Stevens Point | 3973 | 2 | WAT | HY | 0.8 | 0.8 | 0 | 3198.5 | 0 |  | Electric Utility | N | OA |  | Non Combustion (NUC, WAT, WND, GEO, or SUN) |  | Eastern
EXCLUDE | WI | WI-Eastern | Stevens Point | 3973 | 3 | WAT | HY | 0.8 | 0.8 | 0 | 3198.5 | 0 |  | Electric Utility | N | OP |  | Non Combustion (NUC, WAT, WND, GEO, or SUN) |  | Eastern
EXCLUDE | WI | WI-Eastern | Stevens Point | 3973 | 4 | WAT | HY | 0.8 | 0.8 | 0 | 3198.5 | 0 |  | Electric Utility | N | OP |  | Non Combustion (NUC, WAT, WND, GEO, or SUN) |  | Eastern
EXCLUDE | WI | WI-Eastern | Stevens Point | 3973 | 5 | WAT | HY | 0.8 | 0.8 | 0 | 3198.5 | 0 |  | Electric Utility | N | OP |  | Non Combustion (NUC, WAT, WND, GEO, or SUN) |  | Eastern
EXCLUDE | WI | WI-Eastern | Stevens Point | 3973 | 6 | WAT | HY | 0.8 | 0.8 | 0 | 3198.5 | 0 |  | Electric Utility | N | OS |  | Non Combustion (NUC, WAT, WND, GEO, or SUN) |  | Eastern
EXCLUDE | WI | WI-Eastern | Wisconsin Rapids | 3974 | 1 | WAT | HY | 2.3 | 2.3 | 0 | 8836.44 | 0 |  | Electric Utility | N | OP |  | Non Combustion (NUC, WAT, WND, GEO, or SUN) |  | Eastern
EXCLUDE | WI | WI-Eastern | Wisconsin Rapids | 3974 | 10 | WAT | HY | 0.6 | 0.6 | 0 | 2305.16 | 0 |  | Electric Utility | N | OP |  | Non Combustion (NUC, WAT, WND, GEO, or SUN) |  | Eastern
EXCLUDE | WI | WI-Eastern | Wisconsin Rapids | 3974 | 2 | WAT | HY | 2.3 | 2.3 | 0 | 8836.44 | 0 |  | Electric Utility | N | OP |  | Non Combustion (NUC, WAT, WND, GEO, or SUN) |  | Eastern
EXCLUDE | WI | WI-Eastern | Wisconsin Rapids | 3974 | 3 | WAT | HY | 0.6 | 0.6 | 0 | 2305.16 | 0 |  | Electric Utility | N | OP |  | Non Combustion (NUC, WAT, WND, GEO, or SUN) |  | Eastern
EXCLUDE | WI | WI-Eastern | Wisconsin Rapids | 3974 | 4 | WAT | HY | 0.6 | 0.6 | 0 | 2305.16 | 0 |  | Electric Utility | N | OP |  | Non Combustion (NUC, WAT, WND, GEO, or SUN) |  | Eastern
EXCLUDE | WI | WI-Eastern | Wisconsin Rapids | 3974 | 5 | WAT | HY | 0.6 | 0.6 | 0 | 2305.16 | 0 |  | Electric Utility | N | OP |  | Non Combustion (NUC, WAT, WND, GEO, or SUN) |  | Eastern
EXCLUDE | WI | WI-Eastern | Wisconsin Rapids | 3974 | 6 | WAT | HY | 0.3 | 0.3 | 0 | 1152.58 | 0 |  | Electric Utility | N | OP |  | Non Combustion (NUC, WAT, WND, GEO, or SUN) |  | Eastern
EXCLUDE | WI | WI-Eastern | Wisconsin Rapids | 3974 | 7 | WAT | HY | 0.6 | 0.6 | 0 | 2305.16 | 0 |  | Electric Utility | N | OP |  | Non Combustion (NUC, WAT, WND, GEO, or SUN) |  | Eastern
EXCLUDE | WI | WI-Eastern | Wisconsin Rapids | 3974 | 8 | WAT | HY | 0.3 | 0.3 | 0 | 1152.58 | 0 |  | Electric Utility | N | OA |  | Non Combustion (NUC, WAT, WND, GEO, or SUN) |  | Eastern
EXCLUDE | WI | WI-Eastern | Wisconsin Rapids | 3974 | 9 | WAT | HY | 0.6 | 0.6 | 0 | 2305.16 | 0 |  | Electric Utility | N | OP |  | Non Combustion (NUC, WAT, WND, GEO, or SUN) |  | Eastern
EXCLUDE | WI | WI-Eastern | Whiting | 3975 | 1 | WAT | HY | 1.2 | 1.2 | 0 | 4826.59 | 0 |  | Electric Utility | N | OS |  | Non Combustion (NUC, WAT, WND, GEO, or SUN) |  | Eastern
EXCLUDE | WI | WI-Eastern | Whiting | 3975 | 10 | WAT | HY | 0.3 | 0.3 | 0 | 1206.65 | 0 |  | Electric Utility | N | OP |  | Non Combustion (NUC, WAT, WND, GEO, or SUN) |  | Eastern
EXCLUDE | WI | WI-Eastern | Whiting | 3975 | 2 | WAT | HY | 0.5 | 0.5 | 0 | 2011.08 | 0 |  | Electric Utility | N | OP |  | Non Combustion (NUC, WAT, WND, GEO, or SUN) |  | Eastern
EXCLUDE | WI | WI-Eastern | Whiting | 3975 | 3 | WAT | HY | 0.5 | 0.5 | 0 | 2011.08 | 0 |  | Electric Utility | N | OS |  | Non Combustion (NUC, WAT, WND, GEO, or SUN) |  | Eastern
EXCLUDE | WI | WI-Eastern | Whiting | 3975 | 4 | WAT | HY | 0.5 | 0.5 | 0 | 2011.08 | 0 |  | Electric Utility | N | OP |  | Non Combustion (NUC, WAT, WND, GEO, or SUN) |  | Eastern
EXCLUDE | WI | WI-Eastern | Whiting | 3975 | 5 | WAT | HY | 0.5 | 0.5 | 0 | 2011.08 | 0 |  | Electric Utility | N | OP |  | Non Combustion (NUC, WAT, WND, GEO, or SUN) |  | Eastern
EXCLUDE | WI | WI-Eastern | Whiting | 3975 | 6 | WAT | HY | 0.5 | 0.5 | 0 | 2011.08 | 0 |  | Electric Utility | N | OP |  | Non Combustion (NUC, WAT, WND, GEO, or SUN) |  | Eastern
EXCLUDE | WI | WI-Eastern | Whiting | 3975 | 7 | WAT | HY | 0.5 | 0.5 | 0 | 2011.08 | 0 |  | Electric Utility | N | OP |  | Non Combustion (NUC, WAT, WND, GEO, or SUN) |  | Eastern
EXCLUDE | WI | WI-Eastern | Whiting | 3975 | 8 | WAT | HY | 0.3 | 0.3 | 0 | 1206.65 | 0 |  | Electric Utility | N | OP |  | Non Combustion (NUC, WAT, WND, GEO, or SUN) |  | Eastern
EXCLUDE | WI | WI-Eastern | Whiting | 3975 | 9 | WAT | HY | 0.3 | 0.3 | 0 | 1206.65 | 0 |  | Electric Utility | N | OP |  | Non Combustion (NUC, WAT, WND, GEO, or SUN) |  | Eastern
EXCLUDE | WI | WI-Eastern | Gordon | 3976 | 3 | DFO | IC | 0.7 | 0.7 | 0 | 0 | 0 |  | Electric Utility | N | SB |  | Internal Combustion |  | Eastern
EXCLUDE | WI | WI-Eastern | Gordon | 3976 | 4 | DFO | IC | 0.7 | 0.7 | 0 | 0 | 0 |  | Electric Utility | N | SB |  | Internal Combustion |  | Eastern
EXCLUDE | WI | WI-Eastern | Gordon | 3976 | 5 | DFO | IC | 2.8 | 2.8 | 0 | 0 | 0 |  | Electric Utility | N | SB |  | Internal Combustion |  | Eastern
EXCLUDE | WI | WI-Eastern | Gordon | 3976 | 6 | DFO | IC | 2.8 | 2.8 | 0 | 0 | 0 |  | Electric Utility | N | SB |  | Internal Combustion |  | Eastern
EXCLUDE | WI | WI-Eastern | Bay Front | 3982 | 4 | WDS | ST | 20 | 15 | 1289 | 192411 | 358551.42 |  | Electric Utility | N | OP |  | Non-Fossil Fuel Type (Less than 10% Fossil Fuel) |  | Eastern
EXCLUDE | WI | WI-Eastern | Bay Front | 3982 | 5 | WDS | ST | 20 | 18 | 0 | 0 | 0 |  | Electric Utility | N | OP |  | Non-Fossil Fuel Type (Less than 10% Fossil Fuel) |  | Eastern
EXCLUDE | WI | WI-Eastern | Bay Front | 3982 | 6 | WDS | ST | 27.2 | 23 | 0 | 0 | 0 |  | Electric Utility | N | OP |  | Non-Fossil Fuel Type (Less than 10% Fossil Fuel) |  | Eastern
EXCLUDE | WI | WI-Eastern | Big Falls | 3983 | 1 | WAT | HY | 2.6 | 1.5 | 0 | 8064.39 | 0 |  | Electric Utility | N | OP |  | Non Combustion (NUC, WAT, WND, GEO, or SUN) |  | Eastern
EXCLUDE | WI | WI-Eastern | Big Falls | 3983 | 2 | WAT | HY | 2.6 | 1.1 | 0 | 8064.39 | 0 |  | Electric Utility | N | OP |  | Non Combustion (NUC, WAT, WND, GEO, or SUN) |  | Eastern
EXCLUDE | WI | WI-Eastern | Big Falls | 3983 | 3 | WAT | HY | 2.5 | 1.1 | 0 | 7754.22 | 0 |  | Electric Utility | N | OP |  | Non Combustion (NUC, WAT, WND, GEO, or SUN) |  | Eastern
EXCLUDE | WI | WI-Eastern | Northern States Flambeau | 3984 | 1 | NG | GT | 16.3 | 12 | 0 | 1523 | 1944.66 |  | Electric Utility | N | OP |  | Simple cycle unit |  | Eastern
EXCLUDE | WI | WI-Eastern | Ladysmith | 3986 | 1 | WAT | HY | 0.9 | 0.3 | 0 | 2146.76 | 0 |  | Electric Utility | N | OP |  | Non Combustion (NUC, WAT, WND, GEO, or SUN) |  | Eastern
EXCLUDE | WI | WI-Eastern | Ladysmith | 3986 | 2 | WAT | HY | 0.9 | 0.3 | 0 | 2146.76 | 0 |  | Electric Utility | N | OP |  | Non Combustion (NUC, WAT, WND, GEO, or SUN) |  | Eastern
EXCLUDE | WI | WI-Eastern | Ladysmith | 3986 | 3 | WAT | HY | 1.6 | 0.4 | 0 | 3816.47 | 0 |  | Electric Utility | N | OP |  | Non Combustion (NUC, WAT, WND, GEO, or SUN) |  | Eastern
EXCLUDE | WI | WI-Eastern | Thornapple | 3988 | 1 | WAT | HY | 0.7 | 0.4 | 0 | 3636.5 | 0 |  | Electric Utility | N | OP |  | Non Combustion (NUC, WAT, WND, GEO, or SUN) |  | Eastern
EXCLUDE | WI | WI-Eastern | Thornapple | 3988 | 2 | WAT | HY | 0.7 | 0.4 | 0 | 3636.5 | 0 |  | Electric Utility | N | OP |  | Non Combustion (NUC, WAT, WND, GEO, or SUN) |  | Eastern
EXCLUDE | WI | WI-Eastern | White River | 3989 | 1 | WAT | HY | 0.5 | 0.2 | 0 | 1651.5 | 0 |  | Electric Utility | N | OP |  | Non Combustion (NUC, WAT, WND, GEO, or SUN) |  | Eastern
EXCLUDE | WI | WI-Eastern | White River | 3989 | 2 | WAT | HY | 0.5 | 0.2 | 0 | 1651.5 | 0 |  | Electric Utility | N | OP |  | Non Combustion (NUC, WAT, WND, GEO, or SUN) |  | Eastern
EXCLUDE | WI | WI-Eastern | Fitchburg | 3991 | 1 | NG | GT | 28.8 | 18.3 | 365.9 | 2069 | 3183.2 |  | Electric Utility | N | OP |  | Simple cycle unit |  | Eastern
EXCLUDE | WI | WI-Eastern | Fitchburg | 3991 | 2 | NG | GT | 28.8 | 18 | 365.9 | 2069 | 2507 |  | Electric Utility | N | OP |  | Simple cycle unit |  | Eastern
EXCLUDE | WI | WI-Eastern | Blount Street | 3992 | 1 | BIT | ST | 10 | 6.8 | 0 | 0 | 0 |  | Electric Utility | N | RE | 2006 | Retired prior to 2012 |  | Eastern
EXCLUDE | WI | WI-Eastern | Blount Street | 3992 | 3 | BIT | ST | 34.5 | 30.1 | 0 | 0 | 0 |  | Electric Utility | N | RE | 2011 | Retired prior to 2012 |  | Eastern
EXCLUDE | WI | WI-Eastern | Blount Street | 3992 | 4 | BIT | ST | 20 | 12 | 0 | 0 | 0 |  | Electric Utility | N | RE | 2011 | Retired prior to 2012 |  | Eastern
EXCLUDE | WI | WI-Eastern | Blount Street | 3992 | 5 | BIT | ST | 23 | 22.9 | 0 | 0 | 0 |  | Electric Utility | N | RE | 2011 | Retired prior to 2012 |  | Eastern
OGST | WI | WI-Eastern | Blount Street | 3992 | 6 | NG | ST | 50 | 49.9 | 675 | 22311 | 21008.3 |  | Electric Utility | N | OP |  |  |  | Eastern
OGST | WI | WI-Eastern | Blount Street | 3992 | 7 | NG | ST | 50 | 50.2 | 675 | 25357 | 21842.53 |  | Electric Utility | N | OP |  |  |  | Eastern
EXCLUDE | WI | WI-Eastern | Sycamore | 3993 | 1 | NG | GT | 18 | 12.2 | 0 | 958.41 | 1062.81 |  | Electric Utility | N | OP |  | Simple cycle unit |  | Eastern
EXCLUDE | WI | WI-Eastern | Sycamore | 3993 | 2 | NG | GT | 23.6 | 18.8 | 0 | 1256.59 | 1393.47 |  | Electric Utility | N | OP |  | Simple cycle unit |  | Eastern
EXCLUDE | WI | WI-Eastern | Arpin Dam | 3995 | 1 | WAT | HY | 0.6 | 0.6 | 0 | 3000 | 0 |  | IPP Non-CHP | N | OP |  | Non Combustion (NUC, WAT, WND, GEO, or SUN) |  | Eastern
EXCLUDE | WI | WI-Eastern | Arpin Dam | 3995 | 2 | WAT | HY | 0.6 | 0.6 | 0 | 3000 | 0 |  | IPP Non-CHP | N | OP |  | Non Combustion (NUC, WAT, WND, GEO, or SUN) |  | Eastern
EXCLUDE | WI | WI-Eastern | Arpin Dam | 3995 | 3 | WAT | HY | 0.2 | 0.2 | 0 | 1000 | 0 |  | IPP Non-CHP | N | OP |  | Non Combustion (NUC, WAT, WND, GEO, or SUN) |  | Eastern
EXCLUDE | WI | WI-Eastern | Grimh | 3996 | 1 | WAT | HY | 0.1 | 0.1 | 0 | 0 | 0 |  | Electric Utility | N | RE | 2006 | Retired prior to 2012 |  | Eastern
EXCLUDE | WI | WI-Eastern | Grimh | 3996 | 3 | WAT | HY | 0.2 | 0.2 | 0 | 0 | 0 |  | Electric Utility | N | RE | 2006 | Retired prior to 2012 |  | Eastern
EXCLUDE | WI | WI-Eastern | Grimh | 3996 | IC1 | DFO | IC | 0.8 | 0.6 | 0 | 0 | 0 |  | Electric Utility | N | RE | 2006 | Retired prior to 2012 |  | Eastern
EXCLUDE | WI | WI-Eastern | Cedar Falls | 3998 | 1 | WAT | HY | 2 | 1.3 | 0 | 8759.67 | 0 |  | Electric Utility | N | OP |  | Non Combustion (NUC, WAT, WND, GEO, or SUN) |  | Eastern
EXCLUDE | WI | WI-Eastern | Cedar Falls | 3998 | 2 | WAT | HY | 2 | 1.1 | 0 | 8759.67 | 0 |  | Electric Utility | N | OP |  | Non Combustion (NUC, WAT, WND, GEO, or SUN) |  | Eastern
EXCLUDE | WI | WI-Eastern | Cedar Falls | 3998 | 3 | WAT | HY | 2 | 1.2 | 0 | 8759.67 | 0 |  | Electric Utility | N | OP |  | Non Combustion (NUC, WAT, WND, GEO, or SUN) |  | Eastern
EXCLUDE | WI | WI-Eastern | Chippewa Falls | 4000 | 1 | WAT | HY | 3.6 | 1.9 | 0 | 8458.5 | 0 |  | Electric Utility | N | OP |  | Non Combustion (NUC, WAT, WND, GEO, or SUN) |  | Eastern
EXCLUDE | WI | WI-Eastern | Chippewa Falls | 4000 | 2 | WAT | HY | 3.6 | 2.1 | 0 | 8458.5 | 0 |  | Electric Utility | N | OP |  | Non Combustion (NUC, WAT, WND, GEO, or SUN) |  | Eastern
EXCLUDE | WI | WI-Eastern | Chippewa Falls | 4000 | 3 | WAT | HY | 3.6 | 2 | 0 | 8458.5 | 0 |  | Electric Utility | N | OP |  | Non Combustion (NUC, WAT, WND, GEO, or SUN) |  | Eastern
EXCLUDE | WI | WI-Eastern | Chippewa Falls | 4000 | 4 | WAT | HY | 3.6 | 2 | 0 | 8458.5 | 0 |  | Electric Utility | N | OP |  | Non Combustion (NUC, WAT, WND, GEO, or SUN) |  | Eastern
EXCLUDE | WI | WI-Eastern | Chippewa Falls | 4000 | 5 | WAT | HY | 3.6 | 2 | 0 | 8458.5 | 0 |  | Electric Utility | N | OP |  | Non Combustion (NUC, WAT, WND, GEO, or SUN) |  | Eastern
EXCLUDE | WI | WI-Eastern | Chippewa Falls | 4000 | 6 | WAT | HY | 3.6 | 2.1 | 0 | 8458.5 | 0 |  | Electric Utility | N | OP |  | Non Combustion (NUC, WAT, WND, GEO, or SUN) |  | Eastern
EXCLUDE | WI | WI-Eastern | Dells | 4002 | 1 | WAT | HY | 2.9 | 1.9 | 0 | 7170.31 | 0 |  | Electric Utility | N | OP |  | Non Combustion (NUC, WAT, WND, GEO, or SUN) |  | Eastern
EXCLUDE | WI | WI-Eastern | Dells | 4002 | 2 | WAT | HY | 2.6 | 1.5 | 0 | 6428.55 | 0 |  | Electric Utility | N | OP |  | Non Combustion (NUC, WAT, WND, GEO, or SUN) |  | Eastern
EXCLUDE | WI | WI-Eastern | Dells | 4002 | 3 | WAT | HY | 2.6 | 1.5 | 0 | 6428.55 | 0 |  | Electric Utility | N | OP |  | Non Combustion (NUC, WAT, WND, GEO, or SUN) |  | Eastern
EXCLUDE | WI | WI-Eastern | Dells | 4002 | 4 | WAT | HY | 2.6 | 1.5 | 0 | 6428.55 | 0 |  | Electric Utility | N | OP |  | Non Combustion (NUC, WAT, WND, GEO, or SUN) |  | Eastern
EXCLUDE | WI | WI-Eastern | Dells | 4002 | 5 | WAT | HY | 1.6 | 0.9 | 0 | 3956.03 | 0 |  | Electric Utility | N | OP |  | Non Combustion (NUC, WAT, WND, GEO, or SUN) |  | Eastern
EXCLUDE | WI | WI-Eastern | Dells | 4002 | 6 | WAT | HY | 0.5 | 0.7 | 0 | 0 | 0 |  | Electric Utility | N | RE | 2007 | Retired prior to 2012 |  | Eastern
EXCLUDE | WI | WI-Eastern | Dells | 4002 | 7 | WAT | HY | 0.7 | 0.7 | 0 | 0 | 0 |  | Electric Utility | N | RE | 2007 | Retired prior to 2012 |  | Eastern
EXCLUDE | WI | WI-Eastern | French Island | 4005 | 1 | WDS | ST | 15.2 | 9 | 0 | 35978 | 74433.85 |  | Electric Utility | N | OP |  | Non-Fossil Fuel Type (Less than 10% Fossil Fuel) |  | Eastern
EXCLUDE | WI | WI-Eastern | French Island | 4005 | 2 | WDS | ST | 15.2 | 8 | 0 | 30918 | 63965.36 |  | Electric Utility | N | OP |  | Non-Fossil Fuel Type (Less than 10% Fossil Fuel) |  | Eastern
EXCLUDE | WI | WI-Eastern | French Island | 4005 | 3 | DFO | GT | 78.8 | 61 | 484.9 | 1251 | 2257.73 |  | Electric Utility | N | OS |  | Simple cycle unit |  | Eastern
EXCLUDE | WI | WI-Eastern | French Island | 4005 | 4 | DFO | GT | 78.8 | 61 | 484.9 | 1251 | 2257.73 |  | Electric Utility | N | OP |  | Simple cycle unit |  | Eastern
EXCLUDE | WI | WI-Eastern | Holcombe | 4007 | 1 | WAT | HY | 11.3 | 7.3 | 0 | 19369 | 0 |  | Electric Utility | N | OP |  | Non Combustion (NUC, WAT, WND, GEO, or SUN) |  | Eastern
EXCLUDE | WI | WI-Eastern | Holcombe | 4007 | 2 | WAT | HY | 11.3 | 7.3 | 0 | 19369 | 0 |  | Electric Utility | N | OP |  | Non Combustion (NUC, WAT, WND, GEO, or SUN) |  | Eastern
EXCLUDE | WI | WI-Eastern | Holcombe | 4007 | 3 | WAT | HY | 11.3 | 7.3 | 0 | 19369 | 0 |  | Electric Utility | N | OP |  | Non Combustion (NUC, WAT, WND, GEO, or SUN) |  | Eastern
EXCLUDE | WI | WI-Eastern | Jim Falls | 4008 | 1 | WAT | HY | 29.6 | 12.3 | 0 | 43495.17 | 0 |  | Electric Utility | N | OP |  | Non Combustion (NUC, WAT, WND, GEO, or SUN) |  | Eastern
EXCLUDE | WI | WI-Eastern | Jim Falls | 4008 | 2 | WAT | HY | 29.6 | 12.5 | 0 | 43495.17 | 0 |  | Electric Utility | N | OP |  | Non Combustion (NUC, WAT, WND, GEO, or SUN) |  | Eastern
EXCLUDE | WI | WI-Eastern | Jim Falls | 4008 | 4 | WAT | HY | 0.6 | 0.2 | 0 | 881.66 | 0 |  | Electric Utility | N | OP |  | Non Combustion (NUC, WAT, WND, GEO, or SUN) |  | Eastern
EXCLUDE | WI | WI-Eastern | Menomonie | 4009 | 1 | WAT | HY | 2.7 | 1.1 | 0 | 7037.5 | 0 |  | Electric Utility | N | OP |  | Non Combustion (NUC, WAT, WND, GEO, or SUN) |  | Eastern
EXCLUDE | WI | WI-Eastern | Menomonie | 4009 | 2 | WAT | HY | 2.7 | 1.1 | 0 | 7037.5 | 0 |  | Electric Utility | N | OP |  | Non Combustion (NUC, WAT, WND, GEO, or SUN) |  | Eastern
EXCLUDE | WI | WI-Eastern | St Croix Falls | 4011 | 1 | WAT | HY | 2.5 | 1.8 | 0 | 10860.45 | 0 |  | Electric Utility | N | OP |  | Non Combustion (NUC, WAT, WND, GEO, or SUN) |  | Eastern
EXCLUDE | WI | WI-Eastern | St Croix Falls | 4011 | 2 | WAT | HY | 2.5 | 1.8 | 0 | 10860.45 | 0 |  | Electric Utility | N | OP |  | Non Combustion (NUC, WAT, WND, GEO, or SUN) |  | Eastern
EXCLUDE | WI | WI-Eastern | St Croix Falls | 4011 | 3 | WAT | HY | 2.5 | 1.9 | 0 | 10860.45 | 0 |  | Electric Utility | N | OP |  | Non Combustion (NUC, WAT, WND, GEO, or SUN) |  | Eastern
EXCLUDE | WI | WI-Eastern | St Croix Falls | 4011 | 4 | WAT | HY | 2.5 | 1.9 | 0 | 10860.45 | 0 |  | Electric Utility | N | OP |  | Non Combustion (NUC, WAT, WND, GEO, or SUN) |  | Eastern
EXCLUDE | WI | WI-Eastern | St Croix Falls | 4011 | 5 | WAT | HY | 3.4 | 2 | 0 | 14770.22 | 0 |  | Electric Utility | N | OP |  | Non Combustion (NUC, WAT, WND, GEO, or SUN) |  | Eastern
EXCLUDE | WI | WI-Eastern | St Croix Falls | 4011 | 6 | WAT | HY | 3.4 | 1.9 | 0 | 14770.22 | 0 |  | Electric Utility | N | OP |  | Non Combustion (NUC, WAT, WND, GEO, or SUN) |  | Eastern
EXCLUDE | WI | WI-Eastern | St Croix Falls | 4011 | 7 | WAT | HY | 3.2 | 2 | 0 | 13901.38 | 0 |  | Electric Utility | N | OP |  | Non Combustion (NUC, WAT, WND, GEO, or SUN) |  | Eastern
EXCLUDE | WI | WI-Eastern | St Croix Falls | 4011 | 8 | WAT | HY | 3.2 | 1.9 | 0 | 13901.38 | 0 |  | Electric Utility | N | OP |  | Non Combustion (NUC, WAT, WND, GEO, or SUN) |  | Eastern
EXCLUDE | WI | WI-Eastern | Trego | 4012 | 1 | WAT | HY | 0.7 | 0.4 | 0 | 3852.33 | 0 |  | Electric Utility | N | OP |  | Non Combustion (NUC, WAT, WND, GEO, or SUN) |  | Eastern
EXCLUDE | WI | WI-Eastern | Trego | 4012 | 2 | WAT | HY | 0.5 | 0.3 | 0 | 2751.67 | 0 |  | Electric Utility | N | OP |  | Non Combustion (NUC, WAT, WND, GEO, or SUN) |  | Eastern
EXCLUDE | WI | WI-Eastern | Wheaton | 4014 | 1 | NG | GT | 48.5 | 44 | 867 | 11950.84 | 13569.39 |  | Electric Utility | N | OP |  | Simple cycle unit |  | Eastern
EXCLUDE | WI | WI-Eastern | Wheaton | 4014 | 2 | NG | GT | 48.5 | 55 | 867 | 11950.84 | 21021.45 |  | Electric Utility | N | OP |  | Simple cycle unit |  | Eastern
EXCLUDE | WI | WI-Eastern | Wheaton | 4014 | 3 | NG | GT | 48.5 | 44 | 867 | 11950.84 | 13458.45 |  | Electric Utility | N | OP |  | Simple cycle unit |  | Eastern
EXCLUDE | WI | WI-Eastern | Wheaton | 4014 | 4 | NG | GT | 48.5 | 47 | 867 | 11950.84 | 11751.52 |  | Electric Utility | N | OP |  | Simple cycle unit |  | Eastern
EXCLUDE | WI | WI-Eastern | Wheaton | 4014 | 5 | DFO | GT | 53.1 | 52 | 910 | 1839.94 | 2549.23 |  | Electric Utility | N | OP |  | Simple cycle unit |  | Eastern
EXCLUDE | WI | WI-Eastern | Wheaton | 4014 | 6 | DFO | GT | 53.1 | 48 | 910 | 2077.02 | 2950.83 |  | Electric Utility | N | OP |  | Simple cycle unit |  | Eastern
EXCLUDE | WI | WI-Eastern | Wissota | 4015 | 1 | WAT | HY | 6 | 3 | 0 | 15785.83 | 0 |  | Electric Utility | N | OP |  | Non Combustion (NUC, WAT, WND, GEO, or SUN) |  | Eastern
EXCLUDE | WI | WI-Eastern | Wissota | 4015 | 2 | WAT | HY | 6 | 3.1 | 0 | 15785.83 | 0 |  | Electric Utility | N | OP |  | Non Combustion (NUC, WAT, WND, GEO, or SUN) |  | Eastern
EXCLUDE | WI | WI-Eastern | Wissota | 4015 | 3 | WAT | HY | 6 | 3 | 0 | 15785.83 | 0 |  | Electric Utility | N | OP |  | Non Combustion (NUC, WAT, WND, GEO, or SUN) |  | Eastern
EXCLUDE | WI | WI-Eastern | Wissota | 4015 | 4 | WAT | HY | 6 | 4.8 | 0 | 15785.83 | 0 |  | Electric Utility | N | OP |  | Non Combustion (NUC, WAT, WND, GEO, or SUN) |  | Eastern
EXCLUDE | WI | WI-Eastern | Wissota | 4015 | 5 | WAT | HY | 6 | 2.9 | 0 | 15785.83 | 0 |  | Electric Utility | N | OP |  | Non Combustion (NUC, WAT, WND, GEO, or SUN) |  | Eastern
EXCLUDE | WI | WI-Eastern | Wissota | 4015 | 6 | WAT | HY | 6 | 3 | 0 | 15785.83 | 0 |  | Electric Utility | N | OP |  | Non Combustion (NUC, WAT, WND, GEO, or SUN) |  | Eastern
EXCLUDE | WI | WI-Eastern | Clam River Dam | 4018 | 1 | WAT | HY | 0.4 | 0.4 | 0 | 1491.67 | 0 |  | IPP Non-CHP | N | OP |  | Non Combustion (NUC, WAT, WND, GEO, or SUN) |  | Eastern
EXCLUDE | WI | WI-Eastern | Clam River Dam | 4018 | 2 | WAT | HY | 0.4 | 0.4 | 0 | 1491.67 | 0 |  | IPP Non-CHP | N | OP |  | Non Combustion (NUC, WAT, WND, GEO, or SUN) |  | Eastern
EXCLUDE | WI | WI-Eastern | Clam River Dam | 4018 | 3 | WAT | HY | 0.4 | 0.4 | 0 | 1491.67 | 0 |  | IPP Non-CHP | N | OP |  | Non Combustion (NUC, WAT, WND, GEO, or SUN) |  | Eastern
EXCLUDE | WI | WI-Eastern | Danbury Dam | 4019 | 1 | WAT | HY | 0.1 | 0.1 | 0 | 231.2 | 0 |  | IPP Non-CHP | N | OP |  | Non Combustion (NUC, WAT, WND, GEO, or SUN) |  | Eastern
EXCLUDE | WI | WI-Eastern | Danbury Dam | 4019 | 2 | WAT | HY | 0.3 | 0.3 | 0 | 693.6 | 0 |  | IPP Non-CHP | N | OP |  | Non Combustion (NUC, WAT, WND, GEO, or SUN) |  | Eastern
EXCLUDE | WI | WI-Eastern | Danbury Dam | 4019 | HY3 | WAT | HY | 0.6 | 0.6 | 0 | 1387.2 | 0 |  | IPP Non-CHP | N | OP |  | Non Combustion (NUC, WAT, WND, GEO, or SUN) |  | Eastern
EXCLUDE | WI | WI-Eastern | Frederic Diesel | 4020 | 10 | DFO | IC | 2.5 | 2.5 | 0 | 0 | 0 |  | Electric Utility | N | OP |  | Internal Combustion |  | Eastern
EXCLUDE | WI | WI-Eastern | Frederic Diesel | 4020 | 2 | DFO | IC | 0.7 | 0.7 | 0 | 0 | 0 |  | Electric Utility | N | OP |  | Internal Combustion |  | Eastern
EXCLUDE | WI | WI-Eastern | Frederic Diesel | 4020 | 3 | DFO | IC | 0.7 | 0.7 | 0 | 0 | 0 |  | Electric Utility | N | OP |  | Internal Combustion |  | Eastern
EXCLUDE | WI | WI-Eastern | Frederic Diesel | 4020 | 4 | DFO | IC | 0.7 | 0.6 | 0 | 0 | 0 |  | Electric Utility | N | OP |  | Internal Combustion |  | Eastern
EXCLUDE | WI | WI-Eastern | Frederic Diesel | 4020 | 5 | DFO | IC | 0.6 | 0.5 | 0 | 0 | 0 |  | Electric Utility | N | OP |  | Internal Combustion |  | Eastern
EXCLUDE | WI | WI-Eastern | Frederic Diesel | 4020 | 6 | DFO | IC | 1.8 | 1.7 | 0 | 0 | 0 |  | Electric Utility | N | OP |  | Internal Combustion |  | Eastern
EXCLUDE | WI | WI-Eastern | Frederic Diesel | 4020 | 7 | DFO | IC | 1.7 | 1.8 | 0 | 0 | 0 |  | Electric Utility | N | OP |  | Internal Combustion |  | Eastern
EXCLUDE | WI | WI-Eastern | Frederic Diesel | 4020 | 8 | DFO | IC | 2.5 | 2.5 | 0 | 0 | 0 |  | Electric Utility | N | OP |  | Internal Combustion |  | Eastern
EXCLUDE | WI | WI-Eastern | Frederic Diesel | 4020 | 9 | DFO | IC | 2.5 | 2.5 | 0 | 0 | 0 |  | Electric Utility | N | OP |  | Internal Combustion |  | Eastern
EXCLUDE | WI | WI-Eastern | Grantsburg Diesel | 4021 | 1A | DFO | IC | 0.7 | 0.8 | 0 | 0 | 0 |  | Electric Utility | N | OP |  | Internal Combustion |  | Eastern
EXCLUDE | WI | WI-Eastern | Grantsburg Diesel | 4021 | 2 | DFO | IC | 0.7 | 0.8 | 0 | 0 | 0 |  | Electric Utility | N | OP |  | Internal Combustion |  | Eastern
EXCLUDE | WI | WI-Eastern | Grantsburg Diesel | 4021 | 3 | DFO | IC | 1 | 0.9 | 0 | 0 | 0 |  | Electric Utility | N | OP |  | Internal Combustion |  | Eastern
EXCLUDE | WI | WI-Eastern | Grantsburg Diesel | 4021 | 4 | DFO | IC | 2.2 | 2 | 0 | 0 | 0 |  | Electric Utility | N | OP |  | Internal Combustion |  | Eastern
EXCLUDE | WI | WI-Eastern | Grantsburg Diesel | 4021 | 8 | DFO | IC | 1.8 | 1.8 | 0 | 0 | 0 |  | Electric Utility | N | OP |  | Internal Combustion |  | Eastern
EXCLUDE | WI | WI-Eastern | Port Washington Generating Station | 4040 | 1 | BIT | ST | 80 | 65 | 0 | 0 | 0 |  | Electric Utility | N | RE | 2004 | Retired prior to 2012 |  | Eastern
NGCC | WI | WI-Eastern | Port Washington Generating Station | 4040 | 1CT1 | NG | CC | 167.9 | 165 | 2250 | 689168.66 | 292805.95 |  | Electric Utility | N | OP |  |  |  | Eastern
NGCC | WI | WI-Eastern | Port Washington Generating Station | 4040 | 1CT2 | NG | CC | 167.9 | 165 | 2250 | 689168.66 | 292805.95 |  | Electric Utility | N | OP |  |  |  | Eastern
EXCLUDE | WI | WI-Eastern | Port Washington Generating Station | 4040 | 2 | BIT | ST | 80 | 80 | 0 | 0 | 0 |  | Electric Utility | N | RE | 2004 | Retired prior to 2012 |  | Eastern
NGCC | WI | WI-Eastern | Port Washington Generating Station | 4040 | 2CT1 | NG | CC | 167.9 | 165 | 2250 | 689168.66 | 292805.95 |  | Electric Utility | N | OP |  |  |  | Eastern
NGCC | WI | WI-Eastern | Port Washington Generating Station | 4040 | 2CT2 | NG | CC | 167.9 | 165 | 2250 | 689168.66 | 292805.95 |  | Electric Utility | N | OP |  |  |  | Eastern
EXCLUDE | WI | WI-Eastern | Port Washington Generating Station | 4040 | 3 | BIT | ST | 80 | 80 | 0 | 0 | 0 |  | Electric Utility | N | RE | 2004 | Retired prior to 2012 |  | Eastern
EXCLUDE | WI | WI-Eastern | Port Washington Generating Station | 4040 | 4 | BIT | ST | 80 | 80 | 0 | 0 | 0 |  | Electric Utility | N | RE | 2003 | Retired prior to 2012 |  | Eastern
EXCLUDE | WI | WI-Eastern | Port Washington Generating Station | 4040 | 6 | DFO | GT | 19.6 | 17 | 0 | 0 | 0 |  | Electric Utility | N | RE | 2003 | Retired prior to 2012 |  | Eastern
NGCC | WI | WI-Eastern | Port Washington Generating Station | 4040 | ST1 | NG | CC | 268.6 | 215 | 2250 | 1102505.67 | 468419.77 |  | Electric Utility | N | OP |  |  |  | Eastern
NGCC | WI | WI-Eastern | Port Washington Generating Station | 4040 | ST2 | NG | CC | 268.6 | 215 | 2250 | 1102505.67 | 468419.77 |  | Electric Utility | N | OP |  |  |  | Eastern
COALST | WI | WI-Eastern | South Oak Creek | 4041 | 5 | SUB | ST | 299.2 | 214 | 3661 | 803325 | 963902.82 |  | Electric Utility | N | OP |  |  |  | Eastern
COALST | WI | WI-Eastern | South Oak Creek | 4041 | 6 | SUB | ST | 299.2 | 224 | 2965 | 991344 | 1203081.38 |  | Electric Utility | N | OP |  |  |  | Eastern
COALST | WI | WI-Eastern | South Oak Creek | 4041 | 7 | SUB | ST | 317.6 | 269 | 4311 | 1112359 | 1381587.37 |  | Electric Utility | N | OP |  |  |  | Eastern
COALST | WI | WI-Eastern | South Oak Creek | 4041 | 8 | SUB | ST | 324 | 269 | 4014 | 1096736 | 1317068.91 |  | Electric Utility | N | OP |  |  |  | Eastern
EXCLUDE | WI | WI-Eastern | South Oak Creek | 4041 | 9 | NG | GT | 19.6 | 18 | 0 | 0 | 0 |  | Electric Utility | N | RE | 2008 | Retired prior to 2012 |  | Eastern
COALST | WI | WI-Eastern | Valley | 4042 | 1 | BIT | ST | 136 | 128 | 1102.5 | 223408 | 428135.67 |  | Electric Utility | Y | OP |  |  |  | Eastern
COALST | WI | WI-Eastern | Valley | 4042 | 2 | BIT | ST | 136 | 128 | 1102.5 | 262903 | 503823.28 |  | Electric Utility | Y | OP |  |  |  | Eastern
EXCLUDE | WI | WI-Eastern | Valley | 4042 | 3 | DFO | IC | 2.7 | 3 | 0 | 0 | 0 |  | Electric Utility | N | OP |  | Internal Combustion |  | Eastern
EXCLUDE | WI | WI-Eastern | Appleton | 4043 | 4 | WAT | HY | 1.5 | 0.3 | 0 | 6846.21 | 0 |  | Electric Utility | N | OP |  | Non Combustion (NUC, WAT, WND, GEO, or SUN) |  | Eastern
EXCLUDE | WI | WI-Eastern | Appleton | 4043 | 5 | WAT | HY | 0.7 | 0.4 | 0 | 3194.9 | 0 |  | Electric Utility | N | OP |  | Non Combustion (NUC, WAT, WND, GEO, or SUN) |  | Eastern
EXCLUDE | WI | WI-Eastern | Appleton | 4043 | 6 | WAT | HY | 0.7 | 0.3 | 0 | 3194.9 | 0 |  | Electric Utility | N | OP |  | Non Combustion (NUC, WAT, WND, GEO, or SUN) |  | Eastern
EXCLUDE | WI | WI-Eastern | Oconto Falls Upper | 4044 | 1 | WAT | HY | 0.4 | 0.4 | 0 | 2032 | 0 |  | IPP Non-CHP | N | OP |  | Non Combustion (NUC, WAT, WND, GEO, or SUN) |  | Eastern
EXCLUDE | WI | WI-Eastern | Oconto Falls Upper | 4044 | 2 | WAT | HY | 0.4 | 0.4 | 0 | 2032 | 0 |  | IPP Non-CHP | N | OP |  | Non Combustion (NUC, WAT, WND, GEO, or SUN) |  | Eastern
EXCLUDE | WI | WI-Eastern | Oconto Falls Upper | 4044 | 3 | WAT | HY | 0.3 | 0.3 | 0 | 1524 | 0 |  | IPP Non-CHP | N | OP |  | Non Combustion (NUC, WAT, WND, GEO, or SUN) |  | Eastern
EXCLUDE | WI | WI-Eastern | Pine | 4045 | 1 | WAT | HY | 1.8 | 0.6 | 0 | 3553.5 | 0 |  | Electric Utility | N | OP |  | Non Combustion (NUC, WAT, WND, GEO, or SUN) |  | Eastern
EXCLUDE | WI | WI-Eastern | Pine | 4045 | 2 | WAT | HY | 1.8 | 0.5 | 0 | 3553.5 | 0 |  | Electric Utility | N | OP |  | Non Combustion (NUC, WAT, WND, GEO, or SUN) |  | Eastern
EXCLUDE | WI | WI-Eastern | Point Beach Nuclear Plant | 4046 | 1 | NUC | ST | 643 | 591 | 0 | 4891851.5 | 0 |  | IPP Non-CHP | N | OP |  | Non Combustion (NUC, WAT, WND, GEO, or SUN) |  | Eastern
EXCLUDE | WI | WI-Eastern | Point Beach Nuclear Plant | 4046 | 2 | NUC | ST | 643 | 591 | 0 | 4891851.5 | 0 |  | IPP Non-CHP | N | OP |  | Non Combustion (NUC, WAT, WND, GEO, or SUN) |  | Eastern
EXCLUDE | WI | WI-Eastern | Point Beach Nuclear Plant | 4046 | 5 | DFO | GT | 25 | 15 | 0 | 418.5 | 725.22 |  | IPP Non-CHP | N | OP |  | Simple cycle unit |  | Eastern
EXCLUDE | WI | WI-Eastern | Blackhawk | 4048 | 3 | NG | ST | 25 | 26.5 | 0 | 0 | 0 |  | Electric Utility | N | RE | 2010 | Retired prior to 2012 |  | Eastern
EXCLUDE | WI | WI-Eastern | Blackhawk | 4048 | 4 | NG | ST | 25 | 24.3 | 0 | 0 | 0 |  | Electric Utility | N | RE | 2010 | Retired prior to 2012 |  | Eastern
COALST | WI | WI-Eastern | Edgewater | 4050 | 3 | SUB | ST | 60 | 69.9 | 1194 | 21770 | 32530.97 |  | Electric Utility | N | SB | 2015 |  |  | Eastern
COALST | WI | WI-Eastern | Edgewater | 4050 | 4 | SUB | ST | 330 | 317.3 | 4629 | 1517560 | 1668722.29 |  | Electric Utility | N | OP |  |  |  | Eastern
COALST | WI | WI-Eastern | Edgewater | 4050 | 5 | SUB | ST | 380 | 409.8 | 5424 | 2058836 | 2289485.7 |  | Electric Utility | N | OP |  |  |  | Eastern
EXCLUDE | WI | WI-Eastern | Kilbourn | 4053 | 2 | WAT | HY | 2.5 | 9.5 | 0 | 10997.94 | 0 |  | Electric Utility | N | OP |  | Non Combustion (NUC, WAT, WND, GEO, or SUN) |  | Eastern
EXCLUDE | WI | WI-Eastern | Kilbourn | 4053 | HC1 | WAT | HY | 2.2 |  | 0 | 9678.19 | 0 |  | Electric Utility | N | OP |  | Non Combustion (NUC, WAT, WND, GEO, or SUN) |  | Eastern
EXCLUDE | WI | WI-Eastern | Kilbourn | 4053 | HC5 | WAT | HY | 2.5 |  | 0 | 10997.94 | 0 |  | Electric Utility | N | OP |  | Non Combustion (NUC, WAT, WND, GEO, or SUN) |  | Eastern
EXCLUDE | WI | WI-Eastern | Kilbourn | 4053 | HC6 | WAT | HY | 2.5 |  | 0 | 10997.94 | 0 |  | Electric Utility | N | OP |  | Non Combustion (NUC, WAT, WND, GEO, or SUN) |  | Eastern
COALST | WI | WI-Eastern | Nelson Dewey Coal Refining Facility | 4054 | 1 | SUB | ST | 100 | 107.4 | 2381 | 437085 | 608340.76 |  | Electric Utility | N | OP | 2015 |  |  | Eastern
COALST | WI | WI-Eastern | Nelson Dewey Coal Refining Facility | 4054 | 2 | SUB | ST | 100 | 105 | 2298 | 412096 | 589889.75 |  | Electric Utility | N | OP | 2015 |  |  | Eastern
EXCLUDE | WI | WI-Eastern | Prairie Du Sac | 4056 | 1 | WAT | HY | 3.5 | 29 | 0 | 11130.45 | 0 |  | Electric Utility | N | OP |  | Non Combustion (NUC, WAT, WND, GEO, or SUN) |  | Eastern
EXCLUDE | WI | WI-Eastern | Prairie Du Sac | 4056 | 2 | WAT | HY | 4.3 |  | 0 | 13674.55 | 0 |  | Electric Utility | N | OP |  | Non Combustion (NUC, WAT, WND, GEO, or SUN) |  | Eastern
EXCLUDE | WI | WI-Eastern | Prairie Du Sac | 4056 | 3 | WAT | HY | 4.8 |  | 0 | 15264.61 | 0 |  | Electric Utility | N | OP |  | Non Combustion (NUC, WAT, WND, GEO, or SUN) |  | Eastern
EXCLUDE | WI | WI-Eastern | Prairie Du Sac | 4056 | 4 | WAT | HY | 4.8 |  | 0 | 15264.61 | 0 |  | Electric Utility | N | OP |  | Non Combustion (NUC, WAT, WND, GEO, or SUN) |  | Eastern
EXCLUDE | WI | WI-Eastern | Prairie Du Sac | 4056 | 5 | WAT | HY | 3.5 |  | 0 | 11130.45 | 0 |  | Electric Utility | N | OP |  | Non Combustion (NUC, WAT, WND, GEO, or SUN) |  | Eastern
EXCLUDE | WI | WI-Eastern | Prairie Du Sac | 4056 | 6 | WAT | HY | 3.5 |  | 0 | 11130.45 | 0 |  | Electric Utility | N | OP |  | Non Combustion (NUC, WAT, WND, GEO, or SUN) |  | Eastern
EXCLUDE | WI | WI-Eastern | Prairie Du Sac | 4056 | 7 | WAT | HY | 3.5 |  | 0 | 11130.45 | 0 |  | Electric Utility | N | OP |  | Non Combustion (NUC, WAT, WND, GEO, or SUN) |  | Eastern
EXCLUDE | WI | WI-Eastern | Prairie Du Sac | 4056 | 8 | WAT | HY | 3.5 |  | 0 | 11130.45 | 0 |  | Electric Utility | N | OP |  | Non Combustion (NUC, WAT, WND, GEO, or SUN) |  | Eastern
EXCLUDE | WI | WI-Eastern | Rock River | 4057 | 1 | NG | ST | 75 | 72.9 | 0 | 0 | 0 |  | Electric Utility | N | RE | 2010 | Retired prior to 2012 |  | Eastern
EXCLUDE | WI | WI-Eastern | Rock River | 4057 | 2 | NG | ST | 75 | 76.7 | 0 | 0 | 0 |  | Electric Utility | N | RE | 2010 | Retired prior to 2012 |  | Eastern
EXCLUDE | WI | WI-Eastern | Rock River | 4057 | 3 | NG | GT | 37.5 | 24.2 | 291.9 | 1160.97 | 1453.01 |  | Electric Utility | N | OP |  | Simple cycle unit |  | Eastern
EXCLUDE | WI | WI-Eastern | Rock River | 4057 | 4 | NG | GT | 18 | 14.7 | 140.11 | 557.26 | 697.44 |  | Electric Utility | N | OP |  | Simple cycle unit |  | Eastern
EXCLUDE | WI | WI-Eastern | Rock River | 4057 | 5 | NG | GT | 56.7 | 50.4 | 441.35 | 1755.38 | 2196.95 |  | Electric Utility | N | OP |  | Simple cycle unit |  | Eastern
EXCLUDE | WI | WI-Eastern | Rock River | 4057 | 6 | NG | GT | 56.7 | 51.9 | 441.35 | 1755.38 | 2196.95 |  | Electric Utility | N | OA |  | Simple cycle unit |  | Eastern
EXCLUDE | WI | WI-Eastern | Sheepskin | 4059 | 1 | NG | GT | 41.7 | 36.5 | 604 | 1938 | 4174.58 |  | Electric Utility | N | OP |  | Simple cycle unit |  | Eastern
EXCLUDE | WI | WI-Eastern | Alexander | 4060 | 1 | WAT | HY | 1.4 | 0.9 | 0 | 4682.33 | 0 |  | Electric Utility | N | OP |  | Non Combustion (NUC, WAT, WND, GEO, or SUN) |  | Eastern
EXCLUDE | WI | WI-Eastern | Alexander | 4060 | 2 | WAT | HY | 1.4 | 0.9 | 0 | 4682.33 | 0 |  | Electric Utility | N | OP |  | Non Combustion (NUC, WAT, WND, GEO, or SUN) |  | Eastern
EXCLUDE | WI | WI-Eastern | Alexander | 4060 | 3 | WAT | HY | 1.4 | 0.9 | 0 | 4682.33 | 0 |  | Electric Utility | N | OP |  | Non Combustion (NUC, WAT, WND, GEO, or SUN) |  | Eastern
EXCLUDE | WI | WI-Eastern | Caldron Falls | 4061 | 1 | WAT | HY | 3.2 | 3.4 | 0 | 4789.5 | 0 |  | Electric Utility | N | OP |  | Non Combustion (NUC, WAT, WND, GEO, or SUN) |  | Eastern
EXCLUDE | WI | WI-Eastern | Caldron Falls | 4061 | 2 | WAT | HY | 3.2 | 3.4 | 0 | 4789.5 | 0 |  | Electric Utility | N | OP |  | Non Combustion (NUC, WAT, WND, GEO, or SUN) |  | Eastern
EXCLUDE | WI | WI-Eastern | Eagle River | 4062 | 1 | DFO | IC | 2 | 2.1 | 0 | 0 | 0 |  | Electric Utility | N | RE | 2011 | Retired prior to 2012 |  | Eastern
EXCLUDE | WI | WI-Eastern | Eagle River | 4062 | 2 | DFO | IC | 2 | 2.1 | 0 | 0 | 0 |  | Electric Utility | N | RE | 2011 | Retired prior to 2012 |  | Eastern
EXCLUDE | WI | WI-Eastern | Grandfather Falls | 4063 | 1 | WAT | HY | 11 | 10.9 | 0 | 37706.98 | 0 |  | Electric Utility | N | OP |  | Non Combustion (NUC, WAT, WND, GEO, or SUN) |  | Eastern
EXCLUDE | WI | WI-Eastern | Grandfather Falls | 4063 | 2 | WAT | HY | 6.2 | 6.1 | 0 | 21253.02 | 0 |  | Electric Utility | N | OP |  | Non Combustion (NUC, WAT, WND, GEO, or SUN) |  | Eastern
EXCLUDE | WI | WI-Eastern | Hat Rapids | 4064 | 1 | WAT | HY | 0.8 | 0.4 | 0 | 2594.82 | 0 |  | Electric Utility | N | OP |  | Non Combustion (NUC, WAT, WND, GEO, or SUN) |  | Eastern
EXCLUDE | WI | WI-Eastern | Hat Rapids | 4064 | 2 | WAT | HY | 0.5 | 0.3 | 0 | 0 | 0 |  | Electric Utility | N | RE | 1984 | Retired prior to 2012 |  | Eastern
EXCLUDE | WI | WI-Eastern | Hat Rapids | 4064 | 2A | WAT | HY | 0.5 | 0.3 | 0 | 1621.76 | 0 |  | Electric Utility | N | OP |  | Non Combustion (NUC, WAT, WND, GEO, or SUN) |  | Eastern
EXCLUDE | WI | WI-Eastern | Hat Rapids | 4064 | 3 | WAT | HY | 0.4 | 0.1 | 0 | 0 | 0 |  | Electric Utility | N | RE | 1984 | Retired prior to 2012 |  | Eastern
EXCLUDE | WI | WI-Eastern | Hat Rapids | 4064 | 3A | WAT | HY | 0.4 | 0.2 | 0 | 1297.41 | 0 |  | Electric Utility | N | OP |  | Non Combustion (NUC, WAT, WND, GEO, or SUN) |  | Eastern
EXCLUDE | WI | WI-Eastern | High Falls | 4065 | 1 | WAT | HY | 1.4 | 0.5 | 0 | 2280.4 | 0 |  | Electric Utility | N | OP |  | Non Combustion (NUC, WAT, WND, GEO, or SUN) |  | Eastern
EXCLUDE | WI | WI-Eastern | High Falls | 4065 | 2 | WAT | HY | 1.4 | 0.5 | 0 | 2280.4 | 0 |  | Electric Utility | N | OP |  | Non Combustion (NUC, WAT, WND, GEO, or SUN) |  | Eastern
EXCLUDE | WI | WI-Eastern | High Falls | 4065 | 3 | WAT | HY | 1.4 | 0.5 | 0 | 2280.4 | 0 |  | Electric Utility | N | OP |  | Non Combustion (NUC, WAT, WND, GEO, or SUN) |  | Eastern
EXCLUDE | WI | WI-Eastern | High Falls | 4065 | 4 | WAT | HY | 1.4 | 0.5 | 0 | 2280.4 | 0 |  | Electric Utility | N | OP |  | Non Combustion (NUC, WAT, WND, GEO, or SUN) |  | Eastern
EXCLUDE | WI | WI-Eastern | High Falls | 4065 | 5 | WAT | HY | 1.4 | 0.5 | 0 | 2280.4 | 0 |  | Electric Utility | N | OP |  | Non Combustion (NUC, WAT, WND, GEO, or SUN) |  | Eastern
EXCLUDE | WI | WI-Eastern | Johnson Falls | 4067 | 1 | WAT | HY | 1.7 | 0.8 | 0 | 3613 | 0 |  | Electric Utility | N | OP |  | Non Combustion (NUC, WAT, WND, GEO, or SUN) |  | Eastern
EXCLUDE | WI | WI-Eastern | Johnson Falls | 4067 | 2 | WAT | HY | 1.7 | 0.8 | 0 | 3613 | 0 |  | Electric Utility | N | OP |  | Non Combustion (NUC, WAT, WND, GEO, or SUN) |  | Eastern
EXCLUDE | WI | WI-Eastern | Merrill | 4068 | 1 | WAT | HY | 0.4 | 0.3 | 0 | 888.17 | 0 |  | Electric Utility | N | OP |  | Non Combustion (NUC, WAT, WND, GEO, or SUN) |  | Eastern
EXCLUDE | WI | WI-Eastern | Merrill | 4068 | 2 | WAT | HY | 0.4 | 0.3 | 0 | 888.17 | 0 |  | Electric Utility | N | OP |  | Non Combustion (NUC, WAT, WND, GEO, or SUN) |  | Eastern
EXCLUDE | WI | WI-Eastern | Merrill | 4068 | 3 | WAT | HY | 1.5 | 1.3 | 0 | 3330.65 | 0 |  | Electric Utility | N | OP |  | Non Combustion (NUC, WAT, WND, GEO, or SUN) |  | Eastern
EXCLUDE | WI | WI-Eastern | Potato Rapids | 4071 | 1 | WAT | HY | 0.5 | 0.2 | 0 | 1299.62 | 0 |  | Electric Utility | N | OP |  | Non Combustion (NUC, WAT, WND, GEO, or SUN) |  | Eastern
EXCLUDE | WI | WI-Eastern | Potato Rapids | 4071 | 2 | WAT | HY | 0.4 | 0.2 | 0 | 1039.69 | 0 |  | Electric Utility | N | OP |  | Non Combustion (NUC, WAT, WND, GEO, or SUN) |  | Eastern
EXCLUDE | WI | WI-Eastern | Potato Rapids | 4071 | 3 | WAT | HY | 0.4 | 0.2 | 0 | 1039.69 | 0 |  | Electric Utility | N | OP |  | Non Combustion (NUC, WAT, WND, GEO, or SUN) |  | Eastern
EXCLUDE | WI | WI-Eastern | Pulliam | 4072 | 3 | SUB | ST | 30 | 25.8 | 0 | 0 | 0 |  | Electric Utility | N | RE | 2007 | Retired prior to 2012 |  | Eastern
EXCLUDE | WI | WI-Eastern | Pulliam | 4072 | 31 | NG | GT | 91 | 86.3 | 1183.9 | 24550 | 18280.71 |  | Electric Utility | N | OP |  | Simple cycle unit |  | Eastern
EXCLUDE | WI | WI-Eastern | Pulliam | 4072 | 4 | SUB | ST | 30 | 30.1 | 0 | 0 | 0 |  | Electric Utility | N | RE | 2007 | Retired prior to 2012 |  | Eastern
COALST | WI | WI-Eastern | Pulliam | 4072 | 5 | SUB | ST | 50 | 51.3 | 763 | 31809 | 45546.65 |  | Electric Utility | N | OP |  |  |  | Eastern
COALST | WI | WI-Eastern | Pulliam | 4072 | 6 | SUB | ST | 69 | 66 | 1052 | 76580 | 105432.4 |  | Electric Utility | N | OP |  |  |  | Eastern
COALST | WI | WI-Eastern | Pulliam | 4072 | 7 | SUB | ST | 81.6 | 81.6 | 1507 | 117200 | 143739.16 |  | Electric Utility | N | OP |  |  |  | Eastern
COALST | WI | WI-Eastern | Pulliam | 4072 | 8 | SUB | ST | 149.6 | 131.7 | 1627 | 368127 | 414871.28 |  | Electric Utility | N | OP |  |  |  | Eastern
EXCLUDE | WI | WI-Eastern | Pulliam | 4072 | GT1 | NG | GT | 85 | 74 | 0 | 0 | 0 |  | Electric Utility | N | IP |  | Status of Operation (IP, L, P, T) |  | Eastern
EXCLUDE | WI | WI-Eastern | Pulliam | 4072 | GT2 | NG | GT | 85 | 74 | 0 | 0 | 0 |  | Electric Utility | N | IP |  | Status of Operation (IP, L, P, T) |  | Eastern
EXCLUDE | WI | WI-Eastern | Sandstone Rapids | 4074 | 1 | WAT | HY | 1.9 | 0.8 | 0 | 4105.5 | 0 |  | Electric Utility | N | OP |  | Non Combustion (NUC, WAT, WND, GEO, or SUN) |  | Eastern
EXCLUDE | WI | WI-Eastern | Sandstone Rapids | 4074 | 2 | WAT | HY | 1.9 | 0.8 | 0 | 4105.5 | 0 |  | Electric Utility | N | OP |  | Non Combustion (NUC, WAT, WND, GEO, or SUN) |  | Eastern
EXCLUDE | WI | WI-Eastern | Tomahawk | 4075 | 1 | WAT | HY | 1.3 | 1.2 | 0 | 3910 | 0 |  | Electric Utility | N | OP |  | Non Combustion (NUC, WAT, WND, GEO, or SUN) |  | Eastern
EXCLUDE | WI | WI-Eastern | Tomahawk | 4075 | 2 | WAT | HY | 1.3 | 1.2 | 0 | 3910 | 0 |  | Electric Utility | N | OP |  | Non Combustion (NUC, WAT, WND, GEO, or SUN) |  | Eastern
EXCLUDE | WI | WI-Eastern | West Marinette | 4076 | 31 | NG | GT | 41.8 | 39.2 | 706 | 9931.94 | 2966.91 |  | Electric Utility | N | OP |  | Simple cycle unit |  | Eastern
EXCLUDE | WI | WI-Eastern | West Marinette | 4076 | 32 | NG | GT | 41.8 | 39.2 | 706 | 9931.94 | 3767.2 |  | Electric Utility | N | OP |  | Simple cycle unit |  | Eastern
EXCLUDE | WI | WI-Eastern | West Marinette | 4076 | 33 | NG | GT | 83.5 | 78 | 1274.3 | 19840.12 | 25683.41 |  | Electric Utility | N | OP |  | Simple cycle unit |  | Eastern
EXCLUDE | WI | WI-Eastern | Wausau | 4077 | 1 | WAT | HY | 1.8 | 1.2 | 0 | 5923.33 | 0 |  | Electric Utility | N | OP |  | Non Combustion (NUC, WAT, WND, GEO, or SUN) |  | Eastern
EXCLUDE | WI | WI-Eastern | Wausau | 4077 | 2 | WAT | HY | 1.8 | 1.2 | 0 | 5923.33 | 0 |  | Electric Utility | N | OP |  | Non Combustion (NUC, WAT, WND, GEO, or SUN) |  | Eastern
EXCLUDE | WI | WI-Eastern | Wausau | 4077 | 3 | WAT | HY | 1.8 | 1.2 | 0 | 5923.33 | 0 |  | Electric Utility | N | OP |  | Non Combustion (NUC, WAT, WND, GEO, or SUN) |  | Eastern
COALST | WI | WI-Eastern | Weston | 4078 | 1 | SUB | ST | 60 | 56.4 | 1287.7 | 117179 | 89429.45 |  | Electric Utility | N | OP |  |  |  | Eastern
COALST | WI | WI-Eastern | Weston | 4078 | 2 | SUB | ST | 81.6 | 82.9 | 1319 | 267155 | 307258 |  | Electric Utility | N | OP |  |  |  | Eastern
COALST | WI | WI-Eastern | Weston | 4078 | 3 | SUB | ST | 350.5 | 322.7 | 4509 | 1295760 | 1425226.69 |  | Electric Utility | N | OP |  |  |  | Eastern
EXCLUDE | WI | WI-Eastern | Weston | 4078 | 31 | NG | GT | 19.6 | 15.7 | 222.97 | 1091.23 | 592.23 |  | Electric Utility | N | OP |  | Simple cycle unit |  | Eastern
EXCLUDE | WI | WI-Eastern | Weston | 4078 | 32 | NG | GT | 56.7 | 47.3 | 645.03 | 3156.77 | 1713.23 |  | Electric Utility | N | OP |  | Simple cycle unit |  | Eastern
COALST | WI | WI-Eastern | Weston | 4078 | 4 | SUB | ST | 595 | 542.3 | 5217 | 3285277 | 3097570.2 |  | Electric Utility | N | OP |  |  |  | Eastern
EXCLUDE | WI | WI-Eastern | Castle Rock | 4079 | 1 | WAT | HY | 3 | 3.5 | 0 | 14149 | 0 |  | Electric Utility | N | OP |  | Non Combustion (NUC, WAT, WND, GEO, or SUN) |  | Eastern
EXCLUDE | WI | WI-Eastern | Castle Rock | 4079 | 2 | WAT | HY | 3 | 3.5 | 0 | 14149 | 0 |  | Electric Utility | N | OP |  | Non Combustion (NUC, WAT, WND, GEO, or SUN) |  | Eastern
EXCLUDE | WI | WI-Eastern | Castle Rock | 4079 | 3 | WAT | HY | 3 | 3.5 | 0 | 14149 | 0 |  | Electric Utility | N | OP |  | Non Combustion (NUC, WAT, WND, GEO, or SUN) |  | Eastern
EXCLUDE | WI | WI-Eastern | Castle Rock | 4079 | 4 | WAT | HY | 3 | 3.5 | 0 | 14149 | 0 |  | Electric Utility | N | OP |  | Non Combustion (NUC, WAT, WND, GEO, or SUN) |  | Eastern
EXCLUDE | WI | WI-Eastern | Castle Rock | 4079 | 5 | WAT | HY | 3 | 3.5 | 0 | 14149 | 0 |  | Electric Utility | N | OP |  | Non Combustion (NUC, WAT, WND, GEO, or SUN) |  | Eastern
EXCLUDE | WI | WI-Eastern | Petenwell | 4080 | 1 | WAT | HY | 5 | 5.1 | 0 | 18130.5 | 0 |  | Electric Utility | N | OP |  | Non Combustion (NUC, WAT, WND, GEO, or SUN) |  | Eastern
EXCLUDE | WI | WI-Eastern | Petenwell | 4080 | 2 | WAT | HY | 5 | 5.1 | 0 | 18130.5 | 0 |  | Electric Utility | N | OP |  | Non Combustion (NUC, WAT, WND, GEO, or SUN) |  | Eastern
EXCLUDE | WI | WI-Eastern | Petenwell | 4080 | 3 | WAT | HY | 5 | 5.1 | 0 | 18130.5 | 0 |  | Electric Utility | N | OP |  | Non Combustion (NUC, WAT, WND, GEO, or SUN) |  | Eastern
EXCLUDE | WI | WI-Eastern | Petenwell | 4080 | 4 | WAT | HY | 5 | 5.1 | 0 | 18130.5 | 0 |  | Electric Utility | N | OP |  | Non Combustion (NUC, WAT, WND, GEO, or SUN) |  | Eastern
EXCLUDE | WI | WI-Eastern | Arcadia Electric | 4100 | 1 | DFO | IC | 1.3 | 1.3 | 0 | 0 | 0 |  | Electric Utility | N | OP |  | Internal Combustion |  | Eastern
EXCLUDE | WI | WI-Eastern | Arcadia Electric | 4100 | 10 | DFO | IC | 2 | 2 | 0 | 0 | 0 |  | Electric Utility | N | OP |  | Internal Combustion |  | Eastern
EXCLUDE | WI | WI-Eastern | Arcadia Electric | 4100 | 2 | DFO | IC | 1 | 1 | 0 | 0 | 0 |  | Electric Utility | N | OP |  | Internal Combustion |  | Eastern
EXCLUDE | WI | WI-Eastern | Arcadia Electric | 4100 | 3 | DFO | IC | 0.4 | 0.4 | 0 | 0 | 0 |  | Electric Utility | N | OP |  | Internal Combustion |  | Eastern
EXCLUDE | WI | WI-Eastern | Arcadia Electric | 4100 | 4 | DFO | IC | 0.2 | 0.2 | 0 | 0 | 0 |  | Electric Utility | N | OP |  | Internal Combustion |  | Eastern
EXCLUDE | WI | WI-Eastern | Arcadia Electric | 4100 | 5 | NG | IC | 3 | 3 | 0 | 0 | 0 |  | Electric Utility | N | OP |  | Internal Combustion |  | Eastern
EXCLUDE | WI | WI-Eastern | Arcadia Electric | 4100 | 6 | NG | IC | 3 | 3 | 0 | 0 | 0 |  | Electric Utility | N | OP |  | Internal Combustion |  | Eastern
EXCLUDE | WI | WI-Eastern | Arcadia Electric | 4100 | 7 | DFO | IC | 2 | 2 | 0 | 0 | 0 |  | Electric Utility | N | OP |  | Internal Combustion |  | Eastern
EXCLUDE | WI | WI-Eastern | Arcadia Electric | 4100 | 8 | DFO | IC | 2 | 2 | 0 | 0 | 0 |  | Electric Utility | N | OP |  | Internal Combustion |  | Eastern
EXCLUDE | WI | WI-Eastern | Arcadia Electric | 4100 | 9 | DFO | IC | 2 | 2 | 0 | 0 | 0 |  | Electric Utility | N | OP |  | Internal Combustion |  | Eastern
EXCLUDE | WI | WI-Eastern | Barron | 4102 | 1A | DFO | IC | 1.1 | 1.1 | 0 | 0 | 0 |  | Electric Utility | N | OP |  | Internal Combustion |  | Eastern
EXCLUDE | WI | WI-Eastern | Barron | 4102 | 2A | DFO | IC | 1.1 | 1.1 | 0 | 0 | 0 |  | Electric Utility | N | OP |  | Internal Combustion |  | Eastern
EXCLUDE | WI | WI-Eastern | Barron | 4102 | 3A | DFO | IC | 1.1 | 1.1 | 0 | 0 | 0 |  | Electric Utility | N | OP |  | Internal Combustion |  | Eastern
EXCLUDE | WI | WI-Eastern | Barron | 4102 | 4 | DFO | IC | 1.1 | 1.1 | 0 | 0 | 0 |  | Electric Utility | N | OP |  | Internal Combustion |  | Eastern
EXCLUDE | WI | WI-Eastern | Barron | 4102 | 7 | DFO | IC | 0.8 | 0.6 | 0 | 0 | 0 |  | Electric Utility | N | OP |  | Internal Combustion |  | Eastern
EXCLUDE | WI | WI-Eastern | Barron | 4102 | 8 | DFO | IC | 1.3 | 1.3 | 0 | 0 | 0 |  | Electric Utility | N | OP |  | Internal Combustion |  | Eastern
EXCLUDE | WI | WI-Eastern | Barron | 4102 | 9 | DFO | IC | 2 | 2 | 0 | 0 | 0 |  | Electric Utility | N | OP |  | Internal Combustion |  | Eastern
EXCLUDE | WI | WI-Eastern | Barron | 4102 | H2 | WAT | HY | 0.1 | 0.1 | 0 | 199 | 0 |  | Electric Utility | N | OP |  | Non Combustion (NUC, WAT, WND, GEO, or SUN) |  | Eastern
EXCLUDE | WI | WI-Eastern | Cashton | 4107 | 3 | DFO | IC | 0.4 | 0.4 | 0 | 0 | 0 |  | Electric Utility | N | OP |  | Internal Combustion |  | Eastern
EXCLUDE | WI | WI-Eastern | Cashton | 4107 | 4 | DFO | IC | 0.3 | 0.3 | 0 | 0 | 0 |  | Electric Utility | N | RE | 2001 | Retired prior to 2012 |  | Eastern
EXCLUDE | WI | WI-Eastern | Cashton | 4107 | 5 | NG | IC | 1.1 | 1.1 | 0 | 0 | 0 |  | Electric Utility | N | OP |  | Internal Combustion |  | Eastern
EXCLUDE | WI | WI-Eastern | Cashton | 4107 | 6 | DFO | IC | 2 | 2 | 0 | 0 | 0 |  | Electric Utility | N | OP |  | Internal Combustion |  | Eastern
EXCLUDE | WI | WI-Eastern | Cumberland | 4112 | 1 | DFO | IC | 0.7 | 0.6 | 0 | 0 | 0 |  | Electric Utility | N | OP |  | Internal Combustion |  | Eastern
EXCLUDE | WI | WI-Eastern | Cumberland | 4112 | 2 | DFO | IC | 0.3 | 0.2 | 0 | 0 | 0 |  | Electric Utility | N | OP |  | Internal Combustion |  | Eastern
EXCLUDE | WI | WI-Eastern | Cumberland | 4112 | 3 | DFO | IC | 0.3 | 0.2 | 0 | 0 | 0 |  | Electric Utility | N | OP |  | Internal Combustion |  | Eastern
EXCLUDE | WI | WI-Eastern | Cumberland | 4112 | 4 | DFO | IC | 1.3 | 1.2 | 0 | 0 | 0 |  | Electric Utility | N | OP |  | Internal Combustion |  | Eastern
EXCLUDE | WI | WI-Eastern | Cumberland | 4112 | 5 | NG | IC | 2 | 2.1 | 0 | 0 | 0 |  | Electric Utility | N | OP |  | Internal Combustion |  | Eastern
EXCLUDE | WI | WI-Eastern | Cumberland | 4112 | 6 | DFO | IC | 7.2 | 6.7 | 0 | 0 | 0 |  | Electric Utility | N | OP |  | Internal Combustion |  | Eastern
EXCLUDE | WI | WI-Eastern | Cumberland | 4112 | 7 | NG | IC | 6.6 | 6.2 | 0 | 0 | 0 |  | Electric Utility | N | OP |  | Internal Combustion |  | Eastern
EXCLUDE | WI | WI-Eastern | Cumberland | 4112 | 8 | NG | IC | 3.5 | 3.5 | 0 | 0 | 0 |  | Electric Utility | N | OP |  | Internal Combustion |  | Eastern
EXCLUDE | WI | WI-Eastern | Elroy | 4113 | 1A | DFO | IC | 2.3 | 2.2 | 0 | 0 | 0 |  | Electric Utility | N | OP |  | Internal Combustion |  | Eastern
EXCLUDE | WI | WI-Eastern | Elroy | 4113 | 2A | DFO | IC | 2.3 | 2.2 | 0 | 0 | 0 |  | Electric Utility | N | OP |  | Internal Combustion |  | Eastern
EXCLUDE | WI | WI-Eastern | Elroy | 4113 | 5 | DFO | IC | 2 | 2.2 | 0 | 0 | 0 |  | Electric Utility | N | OP |  | Internal Combustion |  | Eastern
EXCLUDE | WI | WI-Eastern | Fennimore | 4114 | 4 | DFO | IC | 1.1 | 1.1 | 0 | 0 | 0 |  | Electric Utility | N | OP |  | Internal Combustion |  | Eastern
EXCLUDE | WI | WI-Eastern | Fennimore | 4114 | 5 | DFO | IC | 0.9 | 1 | 0 | 0 | 0 |  | Electric Utility | N | OP |  | Internal Combustion |  | Eastern
EXCLUDE | WI | WI-Eastern | Fennimore | 4114 | 6 | DFO | IC | 1.8 | 2 | 0 | 0 | 0 |  | Electric Utility | N | OP |  | Internal Combustion |  | Eastern
EXCLUDE | WI | WI-Eastern | Fennimore | 4114 | 7 | DFO | IC | 1.8 | 2 | 0 | 0 | 0 |  | Electric Utility | N | OP |  | Internal Combustion |  | Eastern
EXCLUDE | WI | WI-Eastern | Fennimore | 4114 | 8 | DFO | IC | 1.8 | 2 | 0 | 0 | 0 |  | Electric Utility | N | OP |  | Internal Combustion |  | Eastern
EXCLUDE | WI | WI-Eastern | Kaukauna Gas Turbine | 4118 | GT1 | NG | GT | 18 | 15.8 | 0 | 383 | 379.83 |  | Electric Utility | N | OP |  | Simple cycle unit |  | Eastern
EXCLUDE | WI | WI-Eastern | Little Chute | 4119 | 1 | WAT | HY | 1.1 | 1.1 | 0 | 6441 | 0 |  | Electric Utility | N | OP |  | Non Combustion (NUC, WAT, WND, GEO, or SUN) |  | Eastern
EXCLUDE | WI | WI-Eastern | Little Chute | 4119 | 2 | WAT | HY | 1.1 | 1.1 | 0 | 6441 | 0 |  | Electric Utility | N | OP |  | Non Combustion (NUC, WAT, WND, GEO, or SUN) |  | Eastern
EXCLUDE | WI | WI-Eastern | Little Chute | 4119 | 3 | WAT | HY | 1.1 | 1.1 | 0 | 6441 | 0 |  | Electric Utility | N | OP |  | Non Combustion (NUC, WAT, WND, GEO, or SUN) |  | Eastern
EXCLUDE | WI | WI-Eastern | New Badger | 4120 | 1 | WAT | HY | 1.8 | 1.8 | 0 | 4226.5 | 0 |  | Electric Utility | N | RE | 2012 | Non Combustion (NUC, WAT, WND, GEO, or SUN) |  | Eastern
EXCLUDE | WI | WI-Eastern | New Badger | 4120 | 2 | WAT | HY | 1.8 | 1.8 | 0 | 4226.5 | 0 |  | Electric Utility | N | RE | 2012 | Non Combustion (NUC, WAT, WND, GEO, or SUN) |  | Eastern
EXCLUDE | WI | WI-Eastern | Old Badger | 4121 | 3 | WAT | HY | 1 | 1 | 0 | 2448.5 | 0 |  | Electric Utility | N | RE | 2012 | Non Combustion (NUC, WAT, WND, GEO, or SUN) |  | Eastern
EXCLUDE | WI | WI-Eastern | Old Badger | 4121 | 4 | WAT | HY | 1 | 1 | 0 | 2448.5 | 0 |  | Electric Utility | N | RE | 2012 | Non Combustion (NUC, WAT, WND, GEO, or SUN) |  | Eastern
EXCLUDE | WI | WI-Eastern | Rapide Croche | 4122 | 1 | WAT | HY | 0.6 | 0.6 | 0 | 3297 | 0 |  | Electric Utility | N | OP |  | Non Combustion (NUC, WAT, WND, GEO, or SUN) |  | Eastern
EXCLUDE | WI | WI-Eastern | Rapide Croche | 4122 | 2 | WAT | HY | 0.6 | 0.6 | 0 | 3297 | 0 |  | Electric Utility | N | OP |  | Non Combustion (NUC, WAT, WND, GEO, or SUN) |  | Eastern
EXCLUDE | WI | WI-Eastern | Rapide Croche | 4122 | 3 | WAT | HY | 0.6 | 0.6 | 0 | 3297 | 0 |  | Electric Utility | N | OP |  | Non Combustion (NUC, WAT, WND, GEO, or SUN) |  | Eastern
EXCLUDE | WI | WI-Eastern | Rapide Croche | 4122 | 4 | WAT | HY | 0.6 | 0.6 | 0 | 3297 | 0 |  | Electric Utility | N | OP |  | Non Combustion (NUC, WAT, WND, GEO, or SUN) |  | Eastern
EXCLUDE | WI | WI-Eastern | La Farge | 4124 | 2A | DFO | IC | 1.5 | 1.5 | 0 | 0 | 0 |  | Electric Utility | N | OP |  | Internal Combustion |  | Eastern
EXCLUDE | WI | WI-Eastern | Manitowoc | 4125 | 2 | BIT | ST | 5 | 5 | 0 | 0 | 0 |  | Electric Utility | Y | RE | 2003 | Retired prior to 2012 |  | Eastern
EXCLUDE | WI | WI-Eastern | Manitowoc | 4125 | 3 | BIT | ST | 10 | 10 | 0 | 0 | 0 |  | Electric Utility | N | RE | 2003 | Retired prior to 2012 |  | Eastern
EXCLUDE | WI | WI-Eastern | Manitowoc | 4125 | 4 | PC | ST | 10 | 9.5 | 0 | 0 | 0 |  | Electric Utility | Y | RE | 2011 | Retired prior to 2012 |  | Eastern
EXCLUDE | WI | WI-Eastern | Manitowoc | 4125 | 5 | PC | ST | 22 | 22 | 320.8 | 13889 | 24153.39 |  | Electric Utility | N | OP |  | Steam unit (PRMVR=ST) less than or equal to 25MW (i.e. 250 MMBtu/hr) |  | Eastern
COALST | WI | WI-Eastern | Manitowoc | 4125 | 6 | PC | ST | 32 | 26.5 | 320.8 | 10659 | 18536.32 |  | Electric Utility | N | OP |  |  |  | Eastern
EXCLUDE | WI | WI-Eastern | Manitowoc | 4125 | 8 | PC | ST | 60 | 60 | 0 | 0 | 0 |  | Electric Utility | N | IP |  | Status of Operation (IP, L, P, T) |  | Eastern
COALST | WI | WI-Eastern | Manitowoc | 4125 | 9 | PC | ST | 63.4 | 58.4 | 730 | 58974 | 102557.56 |  | Electric Utility | Y | OP |  |  |  | Eastern
EXCLUDE | WI | WI-Eastern | Manitowoc | 4125 | IC1 | NG | IC | 5.5 | 5 | 0 | 0 | 0 |  | Electric Utility | N | RE | 2009 | Retired prior to 2012 |  | Eastern
EXCLUDE | WI | WI-Eastern | Manitowoc | 4125 | IC2 | NG | IC | 5.5 | 5 | 0 | 0 | 0 |  | Electric Utility | N | OP |  | Internal Combustion |  | Eastern
EXCLUDE | WI | WI-Eastern | Menasha | 4127 | 3 | SUB | ST | 7.5 | 7.5 | 0 | 0 | 0 |  | IPP CHP | Y | OP |  | Steam unit (PRMVR=ST) less than or equal to 25MW (i.e. 250 MMBtu/hr) |  | Eastern
EXCLUDE | WI | WI-Eastern | Menasha | 4127 | 4 | SUB | ST | 13.6 | 12.5 | 0 | 0 | 0 |  | IPP CHP | Y | OP |  | Steam unit (PRMVR=ST) less than or equal to 25MW (i.e. 250 MMBtu/hr) |  | Eastern
EXCLUDE | WI | WI-Eastern | Menasha | 4127 | 5 | SUB | ST | 6.9 | 6.9 | 0 | 0 | 0 |  | IPP CHP | Y | OP |  | Steam unit (PRMVR=ST) less than or equal to 25MW (i.e. 250 MMBtu/hr) |  | Eastern
EXCLUDE | WI | WI-Eastern | Menasha | 4127 | IC1 | DFO | IC | 1 | 1 | 0 | 0 | 0 |  | IPP CHP | Y | RE | 1997 | Retired prior to 2012 |  | Eastern
EXCLUDE | WI | WI-Eastern | New Lisbon | 4130 | 1 | DFO | IC | 0.1 | 0.1 | 0 | 0 | 0 |  | Electric Utility | N | RE | 2003 | Retired prior to 2012 |  | Eastern
EXCLUDE | WI | WI-Eastern | New Lisbon | 4130 | 2 | DFO | IC | 1.3 | 1.2 | 0 | 0 | 0 |  | Electric Utility | N | OP |  | Internal Combustion |  | Eastern
EXCLUDE | WI | WI-Eastern | New Lisbon | 4130 | 3 | DFO | IC | 0.2 | 0.2 | 0 | 0 | 0 |  | Electric Utility | N | RE | 2003 | Retired prior to 2012 |  | Eastern
EXCLUDE | WI | WI-Eastern | New Lisbon | 4130 | 4 | DFO | IC | 0.3 | 0.3 | 0 | 0 | 0 |  | Electric Utility | N | RE | 2003 | Retired prior to 2012 |  | Eastern
EXCLUDE | WI | WI-Eastern | New Lisbon | 4130 | 5 | DFO | IC | 2.4 | 2.4 | 0 | 0 | 0 |  | Electric Utility | N | OP |  | Internal Combustion |  | Eastern
EXCLUDE | WI | WI-Eastern | New Lisbon | 4130 | 6 | DFO | IC | 2.3 | 2 | 0 | 0 | 0 |  | Electric Utility | N | OP |  | Internal Combustion |  | Eastern
EXCLUDE | WI | WI-Eastern | New Lisbon | 4130 | 7 | DFO | IC | 2.3 | 2 | 0 | 0 | 0 |  | Electric Utility | N | OP |  | Internal Combustion |  | Eastern
EXCLUDE | WI | WI-Eastern | Viola | 4139 | 1 | DFO | IC | 0.4 | 0.4 | 0 | 0 | 0 |  | Electric Utility | N | RE | 2001 | Retired prior to 2012 |  | Eastern
EXCLUDE | WI | WI-Eastern | Viola | 4139 | 2 | DFO | IC | 0.7 | 0.7 | 0 | 0 | 0 |  | Electric Utility | N | RE | 2001 | Retired prior to 2012 |  | Eastern
EXCLUDE | WI | WI-Eastern | Viola | 4139 | 3 | DFO | IC | 1.8 | 1.8 | 0 | 0 | 0 |  | Electric Utility | N | OP |  | Internal Combustion |  | Eastern
EXCLUDE | WI | WI-Eastern | Alma | 4140 | 1 | BIT | ST | 15 | 18.9 | 0 | 0 | 0 |  | Electric Utility | N | RE | 2012 | Steam unit (PRMVR=ST) less than or equal to 25MW (i.e. 250 MMBtu/hr) |  | Eastern
EXCLUDE | WI | WI-Eastern | Alma | 4140 | 2 | BIT | ST | 15 | 18 | 0 | 0 | 0 |  | Electric Utility | N | RE | 2012 | Steam unit (PRMVR=ST) less than or equal to 25MW (i.e. 250 MMBtu/hr) |  | Eastern
EXCLUDE | WI | WI-Eastern | Alma | 4140 | 3 | BIT | ST | 15 | 18.9 | 0 | 0 | 0 |  | Electric Utility | N | RE | 2012 | Steam unit (PRMVR=ST) less than or equal to 25MW (i.e. 250 MMBtu/hr) |  | Eastern
COALST | WI | WI-Eastern | Alma | 4140 | 4 | BIT | ST | 54.4 | 51.9 | 785 | 18915 | 29192.55 |  | Electric Utility | N | OP |  |  |  | Eastern
COALST | WI | WI-Eastern | Alma | 4140 | 5 | BIT | ST | 81.6 | 80.1 | 1084 | 52130 | 69189.13 |  | Electric Utility | N | OP |  |  |  | Eastern
EXCLUDE | WI | WI-Eastern | Flambeau Hydroelectric Station | 4142 | 1 | WAT | HY | 7.9 | 7.7 | 0 | 15455.63 | 0 |  | Electric Utility | N | OP |  | Non Combustion (NUC, WAT, WND, GEO, or SUN) |  | Eastern
EXCLUDE | WI | WI-Eastern | Flambeau Hydroelectric Station | 4142 | 2 | WAT | HY | 6.2 | 5.9 | 0 | 12129.74 | 0 |  | Electric Utility | N | OP |  | Non Combustion (NUC, WAT, WND, GEO, or SUN) |  | Eastern
EXCLUDE | WI | WI-Eastern | Flambeau Hydroelectric Station | 4142 | 3 | WAT | HY | 7.9 | 7.9 | 0 | 15455.63 | 0 |  | Electric Utility | N | OP |  | Non Combustion (NUC, WAT, WND, GEO, or SUN) |  | Eastern
COALST | WI | WI-Eastern | Genoa | 4143 | ST3 | SUB | ST | 345.6 | 288.5 | 4479 | 918013 | 1042716.14 |  | Electric Utility | N | OP |  |  |  | Eastern
EXCLUDE | WI | WI-Eastern | E J Stoneman Station | 4146 | 1 | WDS | ST | 18 | 15 | 325.02 | 58611 | 104660.85 |  | IPP Non-CHP | N | OP |  | Non-Fossil Fuel Type (Less than 10% Fossil Fuel) |  | Eastern
EXCLUDE | WI | WI-Eastern | E J Stoneman Station | 4146 | 2 | WDS | ST | 35 | 35 | 631.98 | 217729 | 388795.67 |  | IPP Non-CHP | N | OP |  | Non-Fossil Fuel Type (Less than 10% Fossil Fuel) |  | Eastern
EXCLUDE | WI | WI-Eastern | Stiles | 4147 | 1 | WAT | HY | 0.5 | 0.3 | 0 | 2033 | 0 |  | Electric Utility | N | OP |  | Non Combustion (NUC, WAT, WND, GEO, or SUN) |  | Eastern
EXCLUDE | WI | WI-Eastern | Stiles | 4147 | 2 | WAT | HY | 0.5 | 0.3 | 0 | 2033 | 0 |  | Electric Utility | N | OP |  | Non Combustion (NUC, WAT, WND, GEO, or SUN) |  | Eastern
EXCLUDE | WI | WI-Eastern | Washington Island | 4148 | 2 | DFO | IC | 0.1 | 0.1 | 0 | 0 | 0 |  | Electric Utility | N | OP |  | Internal Combustion |  | Eastern
EXCLUDE | WI | WI-Eastern | Washington Island | 4148 | 3 | DFO | IC | 0.1 | 0.1 | 0 | 0 | 0 |  | Electric Utility | N | OP |  | Internal Combustion |  | Eastern
EXCLUDE | WI | WI-Eastern | Washington Island | 4148 | 4 | DFO | IC | 0.2 | 0.2 | 0 | 0 | 0 |  | Electric Utility | N | OP |  | Internal Combustion |  | Eastern
EXCLUDE | WI | WI-Eastern | Washington Island | 4148 | 5 | DFO | IC | 0.5 | 0.5 | 0 | 0 | 0 |  | Electric Utility | N | OP |  | Internal Combustion |  | Eastern
EXCLUDE | WI | WI-Eastern | Washington Island | 4148 | 6 | DFO | IC | 0.9 | 0.9 | 0 | 0 | 0 |  | Electric Utility | N | OP |  | Internal Combustion |  | Eastern
EXCLUDE | WI | WI-Eastern | Washington Island | 4148 | 7 | DFO | IC | 1.6 | 1.6 | 0 | 0 | 0 |  | Electric Utility | N | OP |  | Internal Combustion |  | Eastern
EXCLUDE | WI | WI-Eastern | Washington Island | 4148 | 8 | DFO | IC | 1.6 | 1.6 | 0 | 0 | 0 |  | Electric Utility | N | OP |  | Internal Combustion |  | Eastern
EXCLUDE | WY | WY-Western | Neil Simpson | 4150 | 5 | SUB | ST | 21.7 | 14.6 | 0 | 153616 | 233596.43 |  | Electric Utility | N | OP | 2014 | Steam unit (PRMVR=ST) less than or equal to 25MW (i.e. 250 MMBtu/hr) |  | Western
EXCLUDE | WY | WY-Western | Osage | 4151 | 1 | SUB | ST | 11.5 | 10.1 | 0 | 0 | 0 |  | Electric Utility | N | SB | 2014 | Steam unit (PRMVR=ST) less than or equal to 25MW (i.e. 250 MMBtu/hr) |  | Western
EXCLUDE | WY | WY-Western | Osage | 4151 | 2 | SUB | ST | 11.5 | 10.1 | 0 | 0 | 0 |  | Electric Utility | N | SB | 2014 | Steam unit (PRMVR=ST) less than or equal to 25MW (i.e. 250 MMBtu/hr) |  | Western
EXCLUDE | WY | WY-Western | Osage | 4151 | 3 | SUB | ST | 11.5 | 10.1 | 0 | 0 | 0 |  | Electric Utility | N | SB | 2014 | Steam unit (PRMVR=ST) less than or equal to 25MW (i.e. 250 MMBtu/hr) |  | Western
COALST | WY | WY-Western | Dave Johnston | 4158 | 1 | SUB | ST | 113.6 | 105 | 1674 | 692109 | 817262.97 |  | Electric Utility | N | OP |  |  |  | Western
COALST | WY | WY-Western | Dave Johnston | 4158 | 2 | SUB | ST | 113.6 | 105 | 1672 | 750365 | 905645.72 |  | Electric Utility | N | OP |  |  |  | Western
COALST | WY | WY-Western | Dave Johnston | 4158 | 3 | SUB | ST | 229.5 | 220 | 3349 | 1388671 | 1666913.98 |  | Electric Utility | N | OP |  |  |  | Western
COALST | WY | WY-Western | Dave Johnston | 4158 | 4 | SUB | ST | 360 | 330 | 4700 | 2075365 | 2330848.09 |  | Electric Utility | N | OP |  |  |  | Western
COALST | WY | WY-Western | Naughton | 4162 | 1 | SUB | ST | 163.2 | 156 | 2958 | 962641 | 1115225.76 |  | Electric Utility | N | OP |  |  |  | Western
COALST | WY | WY-Western | Naughton | 4162 | 2 | SUB | ST | 217.6 | 201 | 2852 | 1574178 | 1736918.16 |  | Electric Utility | N | OP |  |  |  | Western
COALST | WY | WY-Western | Naughton | 4162 | 3 | SUB | ST | 326.4 | 330 | 4932 | 2527480 | 2809786.36 |  | Electric Utility | N | OP |  |  |  | Western
EXCLUDE | WY | WY-Western | Fremont Canyon | 4176 | 1 | WAT | HY | 33.4 | 33.4 | 0 | 87807.5 | 0 |  | Electric Utility | N | OP |  | Non Combustion (NUC, WAT, WND, GEO, or SUN) |  | Western
EXCLUDE | WY | WY-Western | Fremont Canyon | 4176 | 2 | WAT | HY | 33.4 | 33.4 | 0 | 87807.5 | 0 |  | Electric Utility | N | OP |  | Non Combustion (NUC, WAT, WND, GEO, or SUN) |  | Western
EXCLUDE | WY | WY-Western | Glendo | 4177 | 1 | WAT | HY | 19 | 19 | 0 | 45297 | 0 |  | Electric Utility | N | OP |  | Non Combustion (NUC, WAT, WND, GEO, or SUN) |  | Western
EXCLUDE | WY | WY-Western | Glendo | 4177 | 2 | WAT | HY | 19 | 19 | 0 | 45297 | 0 |  | Electric Utility | N | OP |  | Non Combustion (NUC, WAT, WND, GEO, or SUN) |  | Western
EXCLUDE | WY | WY-Western | Guernsey | 4178 | 1 | WAT | HY | 3.2 | 3.2 | 0 | 9103.5 | 0 |  | Electric Utility | N | OP |  | Non Combustion (NUC, WAT, WND, GEO, or SUN) |  | Western
EXCLUDE | WY | WY-Western | Guernsey | 4178 | 2 | WAT | HY | 3.2 | 3.2 | 0 | 9103.5 | 0 |  | Electric Utility | N | OP |  | Non Combustion (NUC, WAT, WND, GEO, or SUN) |  | Western
EXCLUDE | WY | WY-Western | Kortes | 4180 | 1 | WAT | HY | 12 | 12.2 | 0 | 42488 | 0 |  | Electric Utility | N | OP |  | Non Combustion (NUC, WAT, WND, GEO, or SUN) |  | Western
EXCLUDE | WY | WY-Western | Kortes | 4180 | 2 | WAT | HY | 12 | 12.2 | 0 | 42488 | 0 |  | Electric Utility | N | OP |  | Non Combustion (NUC, WAT, WND, GEO, or SUN) |  | Western
EXCLUDE | WY | WY-Western | Kortes | 4180 | 3 | WAT | HY | 12 | 12.2 | 0 | 42488 | 0 |  | Electric Utility | N | OP |  | Non Combustion (NUC, WAT, WND, GEO, or SUN) |  | Western
EXCLUDE | WY | WY-Western | Seminoe | 4182 | 1 | WAT | HY | 17.2 | 17.2 | 0 | 39448.33 | 0 |  | Electric Utility | N | OP |  | Non Combustion (NUC, WAT, WND, GEO, or SUN) |  | Western
EXCLUDE | WY | WY-Western | Seminoe | 4182 | 2 | WAT | HY | 17.2 | 17.2 | 0 | 39448.33 | 0 |  | Electric Utility | N | OP |  | Non Combustion (NUC, WAT, WND, GEO, or SUN) |  | Western
EXCLUDE | WY | WY-Western | Seminoe | 4182 | 3 | WAT | HY | 17.2 | 17.2 | 0 | 39448.33 | 0 |  | Electric Utility | N | OP |  | Non Combustion (NUC, WAT, WND, GEO, or SUN) |  | Western
EXCLUDE | WY | WY-Western | Shoshone | 4183 | 1 | WAT | HY | 3 | 3 | 0 | 16000 | 0 |  | Electric Utility | N | OP |  | Non Combustion (NUC, WAT, WND, GEO, or SUN) |  | Western
EXCLUDE | WY | WY-Western | Fontenelle | 4185 | 1 | WAT | HY | 10 | 11.2 | 0 | 51830 | 0 |  | Electric Utility | N | OP |  | Non Combustion (NUC, WAT, WND, GEO, or SUN) |  | Western
EXCLUDE | TX | TX-ERCOT | Powerlane Plant | 4195 | EP | NG | IC | 8.4 | 8 | 0 | 0 | 0 |  | Electric Utility | N | OP |  | Internal Combustion |  | ERCOT
EXCLUDE | TX | TX-ERCOT | Powerlane Plant | 4195 | EP2 | NG | IC | 8.4 | 8 | 0 | 0 | 0 |  | Electric Utility | N | OP |  | Internal Combustion |  | ERCOT
EXCLUDE | TX | TX-ERCOT | Powerlane Plant | 4195 | EP3 | NG | IC | 8.4 | 8 | 0 | 0 | 0 |  | Electric Utility | N | OP |  | Internal Combustion |  | ERCOT
EXCLUDE | TX | TX-ERCOT | Powerlane Plant | 4195 | ST1 | NG | ST | 16.5 | 20 | 0 | 2006 | 2727.53 |  | Electric Utility | N | OP |  | Steam unit (PRMVR=ST) less than or equal to 25MW (i.e. 250 MMBtu/hr) |  | ERCOT
EXCLUDE | TX | TX-ERCOT | Powerlane Plant | 4195 | ST2 | NG | ST | 25 | 26 | 324 | 5524 | 8328.3 |  | Electric Utility | N | OP |  | Steam unit (PRMVR=ST) less than or equal to 25MW (i.e. 250 MMBtu/hr) |  | ERCOT
OGST | TX | TX-ERCOT | Powerlane Plant | 4195 | ST3 | NG | ST | 43.2 | 41 | 493 | 11098 | 12966.83 |  | Electric Utility | N | OP |  |  |  | ERCOT
EXCLUDE | WI | WI-Eastern | Combined Locks | 4201 | HC1 | WAT | HY | 3.1 | 3.1 | 0 | 17884 | 0 |  | Electric Utility | N | OP |  | Non Combustion (NUC, WAT, WND, GEO, or SUN) |  | Eastern
EXCLUDE | WI | WI-Eastern | Combined Locks | 4201 | HC2 | WAT | HY | 3.1 | 3.1 | 0 | 17884 | 0 |  | Electric Utility | N | OP |  | Non Combustion (NUC, WAT, WND, GEO, or SUN) |  | Eastern
EXCLUDE | ID | ID-Western | Island Park | 4204 | HY1 | WAT | HY | 2.4 | 2.4 | 0 | 11697.5 | 0 |  | Electric Utility | N | OP |  | Non Combustion (NUC, WAT, WND, GEO, or SUN) |  | Western
EXCLUDE | ID | ID-Western | Island Park | 4204 | HY2 | WAT | HY | 2.4 | 2.4 | 0 | 11697.5 | 0 |  | Electric Utility | N | OP |  | Non Combustion (NUC, WAT, WND, GEO, or SUN) |  | Western
EXCLUDE | OR | OR-Western | PHP 1 | 4213 | 1 | WAT | HY | 23.7 | 24 | 0 | 64545 | 0 |  | Electric Utility | N | OP |  | Non Combustion (NUC, WAT, WND, GEO, or SUN) |  | Western
EXCLUDE | OR | OR-Western | PHP 2 | 4214 | 2 | WAT | HY | 11.8 | 13.5 | 0 | 34487 | 0 |  | Electric Utility | N | OP |  | Non Combustion (NUC, WAT, WND, GEO, or SUN) |  | Western
EXCLUDE | UT | UT-Western | Logan City | 4251 | 1 | NG | GT | 5.3 | 4.5 | 0 | 6.67 | 51.63 |  | Electric Utility | N | OP |  | Simple cycle unit |  | Western
EXCLUDE | UT | UT-Western | Logan City | 4251 | 2 | NG | GT | 5.3 | 4.5 | 0 | 6.67 | 51.63 |  | Electric Utility | N | OP |  | Simple cycle unit |  | Western
EXCLUDE | UT | UT-Western | Logan City | 4251 | 3 | NG | GT | 5.3 | 4.5 | 0 | 6.67 | 51.63 |  | Electric Utility | N | OP |  | Simple cycle unit |  | Western
EXCLUDE | UT | UT-Western | Logan City | 4251 | IC2 | DFO | IC | 0.1 | 0.1 | 0 | 0 | 0 |  | Electric Utility | N | RE | 2002 | Retired prior to 2012 |  | Western
EXCLUDE | UT | UT-Western | Logan City | 4251 | IC3 | DFO | IC | 0.1 | 0.1 | 0 | 0 | 0 |  | Electric Utility | N | RE | 2002 | Retired prior to 2012 |  | Western
EXCLUDE | UT | UT-Western | Logan City | 4251 | IC4 | DFO | IC | 1.2 | 0.1 | 0 | 0 | 0 |  | Electric Utility | N | RE | 2002 | Retired prior to 2012 |  | Western
EXCLUDE | UT | UT-Western | Logan City | 4251 | IC5A | DFO | IC | 1 | 1.1 | 0 | 0 | 0 |  | Electric Utility | N | RE | 2002 | Retired prior to 2012 |  | Western
EXCLUDE | UT | UT-Western | Logan City | 4251 | IC5B | DFO | IC | 1 | 1.1 | 0 | 0 | 0 |  | Electric Utility | N | RE | 2002 | Retired prior to 2012 |  | Western
EXCLUDE | UT | UT-Western | Logan City | 4251 | IC6 | DFO | IC | 2.2 | 2.2 | 0 | 0 | 0 |  | Electric Utility | N | RE | 2002 | Retired prior to 2012 |  | Western
EXCLUDE | CA | CA-Western | Walnut | 4256 | 1 | NG | GT | 24.9 | 23.5 | 0 | 201 | 452.68 |  | Electric Utility | N | OP |  | Simple cycle unit |  | Western
EXCLUDE | CA | CA-Western | Walnut | 4256 | 2 | NG | GT | 24.9 | 23.5 | 0 | 201 | 452.68 |  | Electric Utility | N | OP |  | Simple cycle unit |  | Western
EXCLUDE | MD | MD-Eastern | Easton 2 | 4257 | 201 | DFO | IC | 1.5 | 1.5 | 0 | 0 | 0 |  | Electric Utility | N | OP |  | Internal Combustion |  | Eastern
EXCLUDE | MD | MD-Eastern | Easton 2 | 4257 | 202 | DFO | IC | 1.5 | 1.5 | 0 | 0 | 0 |  | Electric Utility | N | OP |  | Internal Combustion |  | Eastern
EXCLUDE | MD | MD-Eastern | Easton 2 | 4257 | 203 | DFO | GT | 5.4 | 4.5 | 0 | 274 | 343.74 |  | Electric Utility | N | OP |  | Simple cycle unit |  | Eastern
EXCLUDE | MD | MD-Eastern | Easton 2 | 4257 | 204 | DFO | GT | 5.4 | 4.5 | 0 | 274 | 343.74 |  | Electric Utility | N | OP |  | Simple cycle unit |  | Eastern
EXCLUDE | MD | MD-Eastern | Easton 2 | 4257 | 21 | DFO | IC | 6.2 | 6.2 | 0 | 0 | 0 |  | Electric Utility | N | OP |  | Internal Combustion |  | Eastern
EXCLUDE | MD | MD-Eastern | Easton 2 | 4257 | 22 | DFO | IC | 6.2 | 6.2 | 0 | 0 | 0 |  | Electric Utility | N | OP |  | Internal Combustion |  | Eastern
EXCLUDE | MD | MD-Eastern | Easton 2 | 4257 | 23 | RFO | IC | 6.3 | 6.3 | 0 | 0 | 0 |  | Electric Utility | N | OP |  | Internal Combustion |  | Eastern
EXCLUDE | MD | MD-Eastern | Easton 2 | 4257 | 24 | RFO | IC | 6.3 | 6.3 | 0 | 0 | 0 |  | Electric Utility | N | OP |  | Internal Combustion |  | Eastern
EXCLUDE | OH | OH-Eastern | Greenup Hydro | 4258 | 1 | WAT | HY | 23.4 | 23.4 | 0 | 87109 | 0 |  | Electric Utility | N | OP |  | Non Combustion (NUC, WAT, WND, GEO, or SUN) |  | Eastern
EXCLUDE | OH | OH-Eastern | Greenup Hydro | 4258 | 2 | WAT | HY | 23.4 | 23.4 | 0 | 87109 | 0 |  | Electric Utility | N | OP |  | Non Combustion (NUC, WAT, WND, GEO, or SUN) |  | Eastern
EXCLUDE | OH | OH-Eastern | Greenup Hydro | 4258 | 3 | WAT | HY | 23.4 | 23.4 | 0 | 87109 | 0 |  | Electric Utility | N | OP |  | Non Combustion (NUC, WAT, WND, GEO, or SUN) |  | Eastern
COALST | MI | MI-Eastern | Endicott Station | 4259 | 1 | BIT | ST | 55 | 50 | 617 | 226783 | 395873.2 |  | Electric Utility | N | OP |  |  |  | Eastern
EXCLUDE | MI | MI-Eastern | Endicott Station | 4259 | 2 | DFO | IC | 1.6 | 1.6 | 0 | 0 | 0 |  | Electric Utility | N | RE | 2012 | Internal Combustion |  | Eastern
EXCLUDE | MI | MI-Eastern | Endicott Station | 4259 | 3 | DFO | IC | 1.6 | 1.6 | 0 | 0 | 0 |  | Electric Utility | N | RE | 2012 | Internal Combustion |  | Eastern
EXCLUDE | UT | UT-Western | Echo Dam | 4263 | 3 | WAT | HY | 1 | 1 | 0 | 1334.55 | 0 |  | Electric Utility | N | OP |  | Non Combustion (NUC, WAT, WND, GEO, or SUN) |  | Western
EXCLUDE | UT | UT-Western | Echo Dam | 4263 | NA1 | WAT | HY | 1.7 | 1.7 | 0 | 2268.73 | 0 |  | Electric Utility | N | OP |  | Non Combustion (NUC, WAT, WND, GEO, or SUN) |  | Western
EXCLUDE | UT | UT-Western | Echo Dam | 4263 | NA2 | WAT | HY | 1.7 | 1.7 | 0 | 2268.73 | 0 |  | Electric Utility | N | OP |  | Non Combustion (NUC, WAT, WND, GEO, or SUN) |  | Western
EXCLUDE | UT | UT-Western | Joes Valley Dam | 4264 | NA1 | WAT | HY | 1.2 | 0.7 | 0 | 0 | 0 |  | Electric Utility | N | IP |  | Status of Operation (IP, L, P, T) |  | Western
EXCLUDE | UT | UT-Western | Joes Valley Dam | 4264 | NA2 | WAT | HY | 1.2 | 0.7 | 0 | 0 | 0 |  | Electric Utility | N | IP |  | Status of Operation (IP, L, P, T) |  | Western
EXCLUDE | UT | UT-Western | Joes Valley Dam | 4264 | NA3 | WAT | HY | 1 | 1 | 0 | 0 | 0 |  | Electric Utility | N | IP |  | Status of Operation (IP, L, P, T) |  | Western
EXCLUDE | TX | TX-ERCOT | Spencer | 4266 | 1 | NG | ST | 12.6 | 12 | 0 | 0 | 0 |  | Electric Utility | N | RE | 2005 | Retired prior to 2012 |  | ERCOT
EXCLUDE | TX | TX-ERCOT | Spencer | 4266 | 2 | NG | ST | 12.6 | 12 | 0 | 0 | 0 |  | Electric Utility | N | RE | 2005 | Retired prior to 2012 |  | ERCOT
EXCLUDE | TX | TX-ERCOT | Spencer | 4266 | 3 | NG | ST | 22 | 22 | 0 | 0 | 0 |  | Electric Utility | N | RE | 2005 | Retired prior to 2012 |  | ERCOT
OGST | TX | TX-ERCOT | Spencer | 4266 | 4 | NG | ST | 61.1 | 61 | 800 | 14135 | 12276.15 |  | Electric Utility | N | OP |  |  |  | ERCOT
OGST | TX | TX-ERCOT | Spencer | 4266 | 5 | NG | ST | 65.4 | 61 | 800 | 13264 | 10983.95 |  | Electric Utility | N | OP |  |  |  | ERCOT
EXCLUDE | LA | LA-Eastern | Waterford 3 | 4270 | 3 | NUC | ST | 1199.8 | 1159 | 0 | 7853958 | 0 |  | Electric Utility | N | OP |  | Non Combustion (NUC, WAT, WND, GEO, or SUN) |  | Eastern
COALST | WI | WI-Eastern | John P Madgett | 4271 | 1 | SUB | ST | 387 | 386.3 | 5121 | 1932549 | 2306552.57 |  | Electric Utility | N | OP |  |  |  | Eastern
OGST | TX | TX-ERCOT | Thomas C Ferguson | 4937 | 1 | NG | ST | 446 | 350 | 4590 | 257246 | 171139.36 |  | Electric Utility | N | OP | 2015 |  |  | ERCOT
EXCLUDE | TX | TX-ERCOT | Thomas C Ferguson | 4937 | CT-1 | NG | CC | 182 | 162 | 0 | 0 | 0 |  | Electric Utility | Y | T |  | Status of Operation (IP, L, P, T) |  | ERCOT
EXCLUDE | TX | TX-ERCOT | Thomas C Ferguson | 4937 | CT-2 | NG | CC | 182 | 162 | 0 | 0 | 0 |  | Electric Utility | Y | T |  | Status of Operation (IP, L, P, T) |  | ERCOT
EXCLUDE | TX | TX-ERCOT | Thomas C Ferguson | 4937 | STG | NG | CC | 195 | 186 | 0 | 0 | 0 |  | Electric Utility | N | T |  | Status of Operation (IP, L, P, T) |  | ERCOT
OGST | TX | TX-ERCOT | Barney M Davis | 4939 | 1 | NG | ST | 352 | 335 | 3800 | 255314 | 182323.15 |  | IPP Non-CHP | N | OP |  |  |  | ERCOT
NGCC | TX | TX-ERCOT | Barney M Davis | 4939 | 2 | NG | CC | 351 | 347 | 2606 | 1134696.67 | 541831.78 |  | IPP Non-CHP | N | OP |  |  |  | ERCOT
NGCC | TX | TX-ERCOT | Barney M Davis | 4939 | 3 | NG | CC | 189.6 | 175.1 | 2606 | 612930.17 | 292681.78 |  | IPP Non-CHP | N | OP |  |  |  | ERCOT
NGCC | TX | TX-ERCOT | Barney M Davis | 4939 | 4 | NG | CC | 189.6 | 175.1 | 2606 | 612930.17 | 292681.78 |  | IPP Non-CHP | N | OP |  |  |  | ERCOT
OGST | OK | OK-Eastern | Riverside | 4940 | 1 | NG | ST | 473 | 454 | 4684 | 863992 | 562053.39 |  | Electric Utility | N | OP |  |  |  | Eastern
OGST | OK | OK-Eastern | Riverside | 4940 | 2 | NG | ST | 473 | 455 | 4766 | 897909 | 592223.4 |  | Electric Utility | N | OP |  |  |  | Eastern
EXCLUDE | OK | OK-Eastern | Riverside | 4940 | 3 | NG | GT | 86.5 | 79 | 1150 | 22905 | 19285.3 |  | Electric Utility | N | OP |  | Simple cycle unit |  | Eastern
EXCLUDE | OK | OK-Eastern | Riverside | 4940 | 4 | NG | GT | 86.5 | 79 | 1150 | 22905 | 17751.9 |  | Electric Utility | N | OP |  | Simple cycle unit |  | Eastern
EXCLUDE | OK | OK-Eastern | Riverside | 4940 | IC1 | DFO | IC | 2.7 | 2.8 | 0 | 0 | 0 |  | Electric Utility | N | OP |  | Internal Combustion |  | Eastern
COALST | Navajo | Navajo-Western | Navajo | 4941 | NAV1 | BIT | ST | 803.1 | 750 | 16700 | 5295416 | 6184134.28 |  | Electric Utility | N | OP |  |  |  | Western
COALST | Navajo | Navajo-Western | Navajo | 4941 | NAV2 | BIT | ST | 803.1 | 750 | 16700 | 5329026 | 5306560.46 |  | Electric Utility | N | OP |  |  |  | Western
COALST | Navajo | Navajo-Western | Navajo | 4941 | NAV3 | BIT | ST | 803.1 | 750 | 16700 | 5263626 | 5434863.72 |  | Electric Utility | N | OP |  |  |  | Western
EXCLUDE | NJ | NJ-Eastern | Cumberland | 5083 | CUMB | NG | GT | 99.4 | 86.6 | 1214 | 18622.02 | 26541.58 |  | IPP Non-CHP | N | OP |  | Simple cycle unit |  | Eastern
EXCLUDE | NJ | NJ-Eastern | Cumberland | 5083 | CUMB2 | NG | GT | 131.8 | 96.5 | 1150 | 24691.98 | 6843.66 |  | IPP Non-CHP | N | OP |  | Simple cycle unit |  | Eastern
EXCLUDE | MI | MI-Eastern | Donald C Cook | 6000 | 1 | NUC | ST | 1152 | 1009 | 0 | 8932100.28 | 0 |  | Electric Utility | N | OP |  | Non Combustion (NUC, WAT, WND, GEO, or SUN) |  | Eastern
EXCLUDE | MI | MI-Eastern | Donald C Cook | 6000 | 2 | NUC | ST | 1133.3 | 1060 | 0 | 8787108.72 | 0 |  | Electric Utility | N | OP |  | Non Combustion (NUC, WAT, WND, GEO, or SUN) |  | Eastern
EXCLUDE | AL | AL-Eastern | Joseph M Farley | 6001 | 1 | NUC | ST | 888.2 | 874 | 0 | 7381488.5 | 0 |  | Electric Utility | N | OP |  | Non Combustion (NUC, WAT, WND, GEO, or SUN) |  | Eastern
EXCLUDE | AL | AL-Eastern | Joseph M Farley | 6001 | 2 | NUC | ST | 888.2 | 860 | 0 | 7381488.5 | 0 |  | Electric Utility | N | OP |  | Non Combustion (NUC, WAT, WND, GEO, or SUN) |  | Eastern
COALST | AL | AL-Eastern | James H Miller Jr | 6002 | 1 | SUB | ST | 705.5 | 672.6 | 11845 | 4600811 | 5384901.28 |  | Electric Utility | N | OP |  |  |  | Eastern
COALST | AL | AL-Eastern | James H Miller Jr | 6002 | 2 | SUB | ST | 705.5 | 664.6 | 10117 | 4707221 | 5298290.4 |  | Electric Utility | N | OP |  |  |  | Eastern
COALST | AL | AL-Eastern | James H Miller Jr | 6002 | 3 | SUB | ST | 705.5 | 669 | 9489 | 4019776 | 4420606.25 |  | Electric Utility | N | OP |  |  |  | Eastern
COALST | AL | AL-Eastern | James H Miller Jr | 6002 | 4 | SUB | ST | 705.5 | 669 | 11520 | 4297959 | 5191177.55 |  | Electric Utility | N | OP |  |  |  | Eastern
COALST | WV | WV-Eastern | FirstEnergy Pleasants Power Station | 6004 | 1 | BIT | ST | 684 | 644 | 8055 | 4113316 | 4149695.28 |  | IPP Non-CHP | N | OP |  |  |  | Eastern
COALST | WV | WV-Eastern | FirstEnergy Pleasants Power Station | 6004 | 2 | BIT | ST | 684 | 644 | 8000 | 3868524 | 3849537.44 |  | IPP Non-CHP | N | OP |  |  |  | Eastern
EXCLUDE | OH | OH-Eastern | Racine | 6006 | 1 | WAT | HY | 23.7 | 10 | 0 | 69192 | 0 |  | Electric Utility | N | OP |  | Non Combustion (NUC, WAT, WND, GEO, or SUN) |  | Eastern
EXCLUDE | OH | OH-Eastern | Racine | 6006 | 2 | WAT | HY | 23.7 | 10 | 0 | 69192 | 0 |  | Electric Utility | N | OP |  | Non Combustion (NUC, WAT, WND, GEO, or SUN) |  | Eastern
EXCLUDE | AZ | AZ-Western | Palo Verde | 6008 | 1 | NUC | ST | 1403.1 | 1311 | 0 | 10644638.67 | 0 |  | Electric Utility | N | OP |  | Non Combustion (NUC, WAT, WND, GEO, or SUN) |  | Western
EXCLUDE | AZ | AZ-Western | Palo Verde | 6008 | 2 | NUC | ST | 1403.1 | 1314 | 0 | 10644638.67 | 0 |  | Electric Utility | N | OP |  | Non Combustion (NUC, WAT, WND, GEO, or SUN) |  | Western
EXCLUDE | AZ | AZ-Western | Palo Verde | 6008 | 3 | NUC | ST | 1403.1 | 1312 | 0 | 10644638.67 | 0 |  | Electric Utility | N | OP |  | Non Combustion (NUC, WAT, WND, GEO, or SUN) |  | Western
COALST | AR | AR-Eastern | White Bluff | 6009 | 1 | SUB | ST | 900 | 815 | 9700 | 4500415 | 5314861.55 |  | Electric Utility | N | OP |  |  |  | Eastern
COALST | AR | AR-Eastern | White Bluff | 6009 | 2 | SUB | ST | 900 | 844 | 10016 | 5005802 | 5897951.33 |  | Electric Utility | N | OP |  |  |  | Eastern
EXCLUDE | MD | MD-Eastern | Calvert Cliffs Nuclear Power Plant | 6011 | 1 | NUC | ST | 918 | 866 | 0 | 6816736.58 | 0 |  | IPP Non-CHP | N | OP |  | Non Combustion (NUC, WAT, WND, GEO, or SUN) |  | Eastern
EXCLUDE | MD | MD-Eastern | Calvert Cliffs Nuclear Power Plant | 6011 | 2 | NUC | ST | 910.7 | 850 | 0 | 6762529.42 | 0 |  | IPP Non-CHP | N | OP |  | Non Combustion (NUC, WAT, WND, GEO, or SUN) |  | Eastern
EXCLUDE | MA | MA-Eastern | Sherman | 6012 | GEN1 | WAT | HY | 7.2 | 6.1 | 0 | 22332 | 0 |  | IPP Non-CHP | N | OP |  | Non Combustion (NUC, WAT, WND, GEO, or SUN) |  | Eastern
OGST | CA | CA-Western | Olive | 6013 | O1 | NG | ST | 50 | 44 | 552 | 1910 | 1635.9 |  | Electric Utility | N | SB |  |  |  | Western
OGST | CA | CA-Western | Olive | 6013 | O2 | NG | ST | 59.7 | 55 | 605 | 1873 | 1598.6 |  | Electric Utility | N | SB |  |  |  | Western
EXCLUDE | CA | CA-Western | Olive | 6013 | O3 | NG | GT | 24.4 | 23.5 | 0 | 0 | 0 |  | Electric Utility | N | RE | 2003 | Retired prior to 2012 |  | Western
EXCLUDE | CA | CA-Western | Olive | 6013 | O4 | NG | GT | 37.8 | 32 | 0 | 0 | 0 |  | Electric Utility | N | RE | 2003 | Retired prior to 2012 |  | Western
EXCLUDE | NC | NC-Eastern | Brunswick | 6014 | 1 | NUC | ST | 1001.6 | 938 | 0 | 7151537.5 | 0 |  | Electric Utility | N | OP |  | Non Combustion (NUC, WAT, WND, GEO, or SUN) |  | Eastern
EXCLUDE | NC | NC-Eastern | Brunswick | 6014 | 2 | NUC | ST | 1001.6 | 932 | 0 | 7151537.5 | 0 |  | Electric Utility | N | OP |  | Non Combustion (NUC, WAT, WND, GEO, or SUN) |  | Eastern
EXCLUDE | NC | NC-Eastern | Harris | 6015 | 1 | NUC | ST | 950.9 | 928 | 0 | 7114365 | 0 |  | Electric Utility | N | OP |  | Non Combustion (NUC, WAT, WND, GEO, or SUN) |  | Eastern
COALST | IL | IL-Eastern | Duck Creek | 6016 | 1 | SUB | ST | 441 | 410 | 5028 | 2818206 | 2645073.23 |  | Electric Utility | N | OP |  |  |  | Eastern
COALST | IL | IL-Eastern | Newton | 6017 | 1 | SUB | ST | 617.4 | 598 | 7449 | 3418528 | 3742960.03 |  | IPP Non-CHP | N | OP |  |  |  | Eastern
COALST | IL | IL-Eastern | Newton | 6017 | 2 | SUB | ST | 617.4 | 599 | 7088 | 2102933 | 2132930.27 |  | IPP Non-CHP | N | OP |  |  |  | Eastern
COALST | KY | KY-Eastern | East Bend | 6018 | 2 | BIT | ST | 669.3 | 600 | 7886 | 3184661 | 3328014.13 |  | Electric Utility | N | OP |  |  |  | Eastern
COALST | OH | OH-Eastern | W H Zimmer | 6019 | ST1 | BIT | ST | 1425.6 | 1300 | 14206 | 4780909 | 4666502.29 |  | Electric Utility | N | OP |  |  |  | Eastern
EXCLUDE | OH | OH-Eastern | Perry | 6020 | 1 | NUC | ST | 1311.6 | 1240 | 0 | 9973106 | 0 |  | IPP Non-CHP | N | OP |  | Non Combustion (NUC, WAT, WND, GEO, or SUN) |  | Eastern
EXCLUDE | CO | CO-Western | George Birdsall | 493 | 3 | NG | ST | 23.5 | 23 | 0 | 3855 | 3776.62 |  | Electric Utility | N | OP |  | Steam unit (PRMVR=ST) less than or equal to 25MW (i.e. 250 MMBtu/hr) |  | Western
EXCLUDE | CO | CO-Western | Georgetown | 472 | 1 | WAT | HY | 0.6 | 0.7 | 0 | 1199.5 | 0 |  | Electric Utility | N | OP |  | Non Combustion (NUC, WAT, WND, GEO, or SUN) |  | Western
EXCLUDE | CO | CO-Western | Georgetown | 472 | 2 | WAT | HY | 0.6 | 0.7 | 0 | 1199.5 | 0 |  | Electric Utility | N | OP |  | Non Combustion (NUC, WAT, WND, GEO, or SUN) |  | Western
EXCLUDE | IL | IL-Eastern | Braidwood Generation Station | 6022 | 1 | NUC | ST | 1224.9 | 1178 | 0 | 9403167 | 0 |  | IPP Non-CHP | N | OP |  | Non Combustion (NUC, WAT, WND, GEO, or SUN) |  | Eastern
EXCLUDE | IL | IL-Eastern | Braidwood Generation Station | 6022 | 2 | NUC | ST | 1224.9 | 1152 | 0 | 9403167 | 0 |  | IPP Non-CHP | N | OP |  | Non Combustion (NUC, WAT, WND, GEO, or SUN) |  | Eastern
EXCLUDE | IL | IL-Eastern | Byron Generating Station | 6023 | 1 | NUC | ST | 1224.9 | 1164 | 0 | 9159139 | 0 |  | IPP Non-CHP | N | OP |  | Non Combustion (NUC, WAT, WND, GEO, or SUN) |  | Eastern
EXCLUDE | IL | IL-Eastern | Byron Generating Station | 6023 | 2 | NUC | ST | 1224.9 | 1136 | 0 | 9159139 | 0 |  | IPP Non-CHP | N | OP |  | Non Combustion (NUC, WAT, WND, GEO, or SUN) |  | Eastern
EXCLUDE | IL | IL-Eastern | Collins | 6025 | 1 | NG | ST | 544.9 | 554 | 0 | 0 | 0 |  | IPP Non-CHP | N | RE | 2004 | Retired prior to 2012 |  | Eastern
EXCLUDE | IL | IL-Eastern | Collins | 6025 | 2 | NG | ST | 544.9 | 554 | 0 | 0 | 0 |  | IPP Non-CHP | N | RE | 2004 | Retired prior to 2012 |  | Eastern
EXCLUDE | IL | IL-Eastern | Collins | 6025 | 3 | NG | ST | 518.9 | 530 | 0 | 0 | 0 |  | IPP Non-CHP | N | RE | 2004 | Retired prior to 2012 |  | Eastern
EXCLUDE | IL | IL-Eastern | Collins | 6025 | 4 | NG | ST | 520.7 | 530 | 0 | 0 | 0 |  | IPP Non-CHP | N | RE | 2004 | Retired prior to 2012 |  | Eastern
EXCLUDE | IL | IL-Eastern | Collins | 6025 | 5 | NG | ST | 520.7 | 503 | 0 | 0 | 0 |  | IPP Non-CHP | N | RE | 2004 | Retired prior to 2012 |  | Eastern
EXCLUDE | IL | IL-Eastern | LaSalle Generating Station | 6026 | 1 | NUC | ST | 1170 | 1137 | 0 | 9797499.5 | 0 |  | IPP Non-CHP | N | OP |  | Non Combustion (NUC, WAT, WND, GEO, or SUN) |  | Eastern
EXCLUDE | IL | IL-Eastern | LaSalle Generating Station | 6026 | 2 | NUC | ST | 1170 | 1140 | 0 | 9797499.5 | 0 |  | IPP Non-CHP | N | OP |  | Non Combustion (NUC, WAT, WND, GEO, or SUN) |  | Eastern
COALST | ND | ND-Eastern | Coal Creek | 6030 | 1 | LIG | ST | 604.8 | 562 | 6550.8 | 4653480 | 5299445.54 |  | Electric Utility | N | OP |  |  |  | Eastern
COALST | ND | ND-Eastern | Coal Creek | 6030 | 2 | LIG | ST | 604.8 | 576 | 6382 | 4574399 | 5220468.83 |  | Electric Utility | N | OP |  |  |  | Eastern
EXCLUDE | ND | ND-Eastern | Coal Creek | 6030 | 3 | DFO | IC | 2 | 2 | 0 | 0 | 0 |  | Electric Utility | N | SB |  | Internal Combustion |  | Eastern
COALST | OH | OH-Eastern | Killen Station | 6031 | 2 | BIT | ST | 660.6 | 600 | 6986 | 3605364 | 3619605.53 |  | Electric Utility | N | OP |  |  |  | Eastern
EXCLUDE | OH | OH-Eastern | Killen Station | 6031 | GT1 | DFO | GT | 28.7 | 18 | 0 | 156 | 199.49 |  | Electric Utility | N | OP |  | Simple cycle unit |  | Eastern
EXCLUDE | MI | MI-Eastern | Belle River | 6034 | 12-1 | NG | GT | 85.3 | 73 | 1090 | 43448 | 31614.71 |  | Electric Utility | N | OP |  | Simple cycle unit |  | Eastern
EXCLUDE | MI | MI-Eastern | Belle River | 6034 | 12-2 | NG | GT | 85.3 | 75 | 1090 | 43448 | 31614.71 |  | Electric Utility | N | OP |  | Simple cycle unit |  | Eastern
EXCLUDE | MI | MI-Eastern | Belle River | 6034 | 13-1 | NG | GT | 85.3 | 74 | 1090 | 43448 | 31614.71 |  | Electric Utility | N | OP |  | Simple cycle unit |  | Eastern
EXCLUDE | MI | MI-Eastern | Belle River | 6034 | 3 | DFO | IC | 2.7 | 2.4 | 0 | 0 | 0 |  | Electric Utility | N | OP |  | Internal Combustion |  | Eastern
EXCLUDE | MI | MI-Eastern | Belle River | 6034 | 4 | DFO | IC | 2.7 | 2.4 | 0 | 0 | 0 |  | Electric Utility | N | OP |  | Internal Combustion |  | Eastern
EXCLUDE | MI | MI-Eastern | Belle River | 6034 | 5 | DFO | IC | 2.7 | 2.4 | 0 | 0 | 0 |  | Electric Utility | N | OP |  | Internal Combustion |  | Eastern
EXCLUDE | MI | MI-Eastern | Belle River | 6034 | IC1 | DFO | IC | 2.7 | 2.4 | 0 | 0 | 0 |  | Electric Utility | N | OP |  | Internal Combustion |  | Eastern
EXCLUDE | MI | MI-Eastern | Belle River | 6034 | IC2 | DFO | IC | 2.7 | 2.4 | 0 | 0 | 0 |  | Electric Utility | N | OP |  | Internal Combustion |  | Eastern
COALST | MI | MI-Eastern | Belle River | 6034 | ST1 | SUB | ST | 697.5 | 642 | 8100 | 3958399 | 4340468.22 |  | Electric Utility | N | OP |  |  |  | Eastern
COALST | MI | MI-Eastern | Belle River | 6034 | ST2 | SUB | ST | 697.5 | 642 | 8300 | 3348553 | 3895392.59 |  | Electric Utility | N | OP |  |  |  | Eastern
OGST | MI | MI-Eastern | Greenwood | 6035 | 1 | NG | ST | 815.4 | 772 | 8000 | 629884 | 385753.9 |  | Electric Utility | N | OP |  |  |  | Eastern
EXCLUDE | MI | MI-Eastern | Greenwood | 6035 | 11-1 | NG | GT | 85.3 | 75 | 1090 | 27154 | 20979.77 |  | Electric Utility | N | OP |  | Simple cycle unit |  | Eastern
EXCLUDE | MI | MI-Eastern | Greenwood | 6035 | 11-2 | NG | GT | 85.3 | 75 | 1090 | 27154 | 22329.35 |  | Electric Utility | N | OP |  | Simple cycle unit |  | Eastern
EXCLUDE | MI | MI-Eastern | Greenwood | 6035 | 11-3 | NG | GT | 85.3 | 75 | 1110 | 27154 | 21082.23 |  | Electric Utility | N | OP |  | Simple cycle unit |  | Eastern
EXCLUDE | SC | SC-Eastern | Catawba | 6036 | 1 | NUC | ST | 1205.1 | 1129 | 0 | 8914649.5 | 0 |  | Electric Utility | N | OP |  | Non Combustion (NUC, WAT, WND, GEO, or SUN) |  | Eastern
EXCLUDE | SC | SC-Eastern | Catawba | 6036 | 2 | NUC | ST | 1205.1 | 1129 | 0 | 8914649.5 | 0 |  | Electric Utility | N | OP |  | Non Combustion (NUC, WAT, WND, GEO, or SUN) |  | Eastern
EXCLUDE | NC | NC-Eastern | McGuire | 6038 | 1 | NUC | ST | 1220.3 | 1100 | 0 | 8984076 | 0 |  | Electric Utility | N | OP |  | Non Combustion (NUC, WAT, WND, GEO, or SUN) |  | Eastern
EXCLUDE | NC | NC-Eastern | McGuire | 6038 | 2 | NUC | ST | 1220.3 | 1100 | 0 | 8984076 | 0 |  | Electric Utility | N | OP |  | Non Combustion (NUC, WAT, WND, GEO, or SUN) |  | Eastern
EXCLUDE | PA | PA-Eastern | Beaver Valley | 6040 | 1 | NUC | ST | 923.4 | 892 | 0 | 7130078 | 0 |  | IPP Non-CHP | N | OP |  | Non Combustion (NUC, WAT, WND, GEO, or SUN) |  | Eastern
EXCLUDE | PA | PA-Eastern | Beaver Valley | 6040 | 2 | NUC | ST | 923.4 | 914 | 0 | 7130078 | 0 |  | IPP Non-CHP | N | OP |  | Non Combustion (NUC, WAT, WND, GEO, or SUN) |  | Eastern
COALST | KY | KY-Eastern | H L Spurlock | 6041 | 1 | BIT | ST | 357.6 | 300 | 3641 | 1858079 | 1868241.79 |  | Electric Utility | N | OP |  |  |  | Eastern
COALST | KY | KY-Eastern | H L Spurlock | 6041 | 2 | BIT | ST | 592.1 | 510 | 6314.9 | 2599677 | 2834961.16 |  | Electric Utility | N | OP |  |  |  | Eastern
COALST | KY | KY-Eastern | H L Spurlock | 6041 | 3 | BIT | ST | 329.4 | 268 | 3112.5 | 1677214 | 1723712.28 |  | Electric Utility | N | OP |  |  |  | Eastern
COALST | KY | KY-Eastern | H L Spurlock | 6041 | 4 | BIT | ST | 329.4 | 268 | 2800 | 1971075 | 1947572.08 |  | Electric Utility | N | OP |  |  |  | Eastern
OGST | FL | FL-Eastern | Manatee | 6042 | 1 | NG | ST | 863.3 | 812 | 8650 | 859110 | 670352.91 |  | Electric Utility | N | OP |  |  |  | Eastern
OGST | FL | FL-Eastern | Manatee | 6042 | 2 | NG | ST | 863.3 | 812 | 8650 | 852275 | 682551.06 |  | Electric Utility | N | OP |  |  |  | Eastern
NGCC | FL | FL-Eastern | Manatee | 6042 | 3 | NG | CC | 471.8 | 1111 | 2294.5 | 2616008.56 | 1095279.58 |  | Electric Utility | N | OP |  |  |  | Eastern
NGCC | FL | FL-Eastern | Manatee | 6042 | A | NG | CC | 188.2 |  | 2294.5 | 1043520.16 | 436904.66 |  | Electric Utility | N | OP |  |  |  | Eastern
NGCC | FL | FL-Eastern | Manatee | 6042 | B | NG | CC | 188.2 |  | 2294.5 | 1043520.16 | 436904.66 |  | Electric Utility | N | OP |  |  |  | Eastern
NGCC | FL | FL-Eastern | Manatee | 6042 | C | NG | CC | 188.2 |  | 2294.5 | 1043520.16 | 436904.66 |  | Electric Utility | N | OP |  |  |  | Eastern
NGCC | FL | FL-Eastern | Manatee | 6042 | D | NG | CC | 188.2 |  | 2294.5 | 1043520.16 | 436904.66 |  | Electric Utility | N | OP |  |  |  | Eastern
OGST | FL | FL-Eastern | Martin | 6043 | 1 | NG | ST | 934.5 | 826 | 9040 | 1664109 | 1239313.39 |  | Electric Utility | N | OP |  |  |  | Eastern
OGST | FL | FL-Eastern | Martin | 6043 | 2 | NG | ST | 934.5 | 826 | 9040 | 858923 | 644670.06 |  | Electric Utility | N | OP |  |  |  | Eastern
NGCC | FL | FL-Eastern | Martin | 6043 | 3GT1 | NG | CC | 204 |  | 2022 | 1016422.72 | 436163 |  | Electric Utility | N | OP |  |  |  | Eastern
NGCC | FL | FL-Eastern | Martin | 6043 | 3GT2 | NG | CC | 204 |  | 2022 | 1016422.72 | 436163 |  | Electric Utility | N | OP |  |  |  | Eastern
NGCC | FL | FL-Eastern | Martin | 6043 | 3ST | NG | CC | 204 | 469 | 2022 | 1016422.72 | 436163 |  | Electric Utility | N | OP |  |  |  | Eastern
NGCC | FL | FL-Eastern | Martin | 6043 | 4GT1 | NG | CC | 204 |  | 2022 | 1016422.72 | 436163 |  | Electric Utility | N | OP |  |  |  | Eastern
NGCC | FL | FL-Eastern | Martin | 6043 | 4GT2 | NG | CC | 204 |  | 2022 | 1016422.72 | 436163 |  | Electric Utility | N | OP |  |  |  | Eastern
NGCC | FL | FL-Eastern | Martin | 6043 | 4ST | NG | CC | 204 | 469 | 2022 | 1016422.72 | 436163 |  | Electric Utility | N | OP |  |  |  | Eastern
EXCLUDE | FL | FL-Eastern | Martin | 6043 | 5CC | NG | CC | 448 | 419 | 0 | 0 | 0 |  | Electric Utility | N | IP |  | Status of Operation (IP, L, P, T) |  | Eastern
EXCLUDE | FL | FL-Eastern | Martin | 6043 | 5CW | NG | CC | 429 | 394 | 0 | 0 | 0 |  | Electric Utility | N | IP |  | Status of Operation (IP, L, P, T) |  | Eastern
EXCLUDE | FL | FL-Eastern | Martin | 6043 | 6CC | NG | CC | 448 | 419 | 0 | 0 | 0 |  | Electric Utility | N | IP |  | Status of Operation (IP, L, P, T) |  | Eastern
EXCLUDE | FL | FL-Eastern | Martin | 6043 | 6CW | NG | CC | 429 | 394 | 0 | 0 | 0 |  | Electric Utility | N | IP |  | Status of Operation (IP, L, P, T) |  | Eastern
NGCC | FL | FL-Eastern | Martin | 6043 | 8 | NG | CC | 471.7 | 1105 | 2306 | 2350228.42 | 1008520.03 |  | Electric Utility | N | OP |  |  |  | Eastern
NGCC | FL | FL-Eastern | Martin | 6043 | 8A | NG | CC | 188.2 |  | 2306 | 937699.78 | 402381.75 |  | Electric Utility | N | OP |  |  |  | Eastern
NGCC | FL | FL-Eastern | Martin | 6043 | 8B | NG | CC | 188.2 |  | 2306 | 937699.78 | 402381.75 |  | Electric Utility | N | OP |  |  |  | Eastern
NGCC | FL | FL-Eastern | Martin | 6043 | 8C | NG | CC | 188.2 |  | 2306 | 937699.78 | 402381.75 |  | Electric Utility | N | OP |  |  |  | Eastern
NGCC | FL | FL-Eastern | Martin | 6043 | 8D | NG | CC | 188.2 |  | 2306 | 937699.78 | 402381.75 |  | Electric Utility | N | OP |  |  |  | Eastern
EXCLUDE | FL | FL-Eastern | St Lucie | 6045 | 1 | NUC | ST | 1080 | 981 | 0 | 5129729.5 | 0 |  | Electric Utility | N | OP |  | Non Combustion (NUC, WAT, WND, GEO, or SUN) |  | Eastern
EXCLUDE | FL | FL-Eastern | St Lucie | 6045 | 2 | NUC | ST | 1080 | 839 | 0 | 5129729.5 | 0 |  | Electric Utility | N | OP |  | Non Combustion (NUC, WAT, WND, GEO, or SUN) |  | Eastern
EXCLUDE | FL | FL-Eastern | DeBary | 6046 | 10 | DFO | GT | 115 | 80 | 1159 | 1494.02 | 1596.21 |  | Electric Utility | N | OP |  | Simple cycle unit |  | Eastern
EXCLUDE | FL | FL-Eastern | DeBary | 6046 | 2 | DFO | GT | 66.8 | 50 | 825 | 549.21 | 674.94 |  | Electric Utility | N | OP |  | Simple cycle unit |  | Eastern
EXCLUDE | FL | FL-Eastern | DeBary | 6046 | 3 | DFO | GT | 66.8 | 52 | 825 | 769.48 | 899.92 |  | Electric Utility | N | OP |  | Simple cycle unit |  | Eastern
EXCLUDE | FL | FL-Eastern | DeBary | 6046 | 4 | DFO | GT | 66.8 | 51 | 825 | 543.08 | 618 |  | Electric Utility | N | OP |  | Simple cycle unit |  | Eastern
EXCLUDE | FL | FL-Eastern | DeBary | 6046 | 5 | DFO | GT | 66.8 | 50 | 825 | 581.06 | 683.55 |  | Electric Utility | N | OP |  | Simple cycle unit |  | Eastern
EXCLUDE | FL | FL-Eastern | DeBary | 6046 | 6 | DFO | GT | 66.8 | 52 | 825 | 628.57 | 722.29 |  | Electric Utility | N | OP |  | Simple cycle unit |  | Eastern
EXCLUDE | FL | FL-Eastern | DeBary | 6046 | 7 | NG | GT | 115 | 83 | 1228.5 | 6842.15 | 12682.23 |  | Electric Utility | N | OP |  | Simple cycle unit |  | Eastern
EXCLUDE | FL | FL-Eastern | DeBary | 6046 | 8 | NG | GT | 115 | 83 | 1228.5 | 6842.15 | 12979.23 |  | Electric Utility | N | OP |  | Simple cycle unit |  | Eastern
EXCLUDE | FL | FL-Eastern | DeBary | 6046 | 9 | NG | GT | 115 | 81 | 1228.5 | 6842.15 | 12444.26 |  | Electric Utility | N | OP |  | Simple cycle unit |  | Eastern
EXCLUDE | FL | FL-Eastern | DeBary | 6046 | P1 | DFO | GT | 66.8 | 54 | 825 | 3974.4 | 1214.06 |  | Electric Utility | N | OP |  | Simple cycle unit |  | Eastern
EXCLUDE | MA | MA-Eastern | Deerfield 2 | 6047 | GEN1 | WAT | HY | 1.6 | 2.1 | 0 | 0 | 0 |  | IPP Non-CHP | N | OP |  | Non Combustion (NUC, WAT, WND, GEO, or SUN) |  | Eastern
EXCLUDE | MA | MA-Eastern | Deerfield 2 | 6047 | GEN2 | WAT | HY | 1.6 | 2.1 | 0 | 0 | 0 |  | IPP Non-CHP | N | OP |  | Non Combustion (NUC, WAT, WND, GEO, or SUN) |  | Eastern
EXCLUDE | MA | MA-Eastern | Deerfield 2 | 6047 | GEN3 | WAT | HY | 1.6 | 2.1 | 0 | 0 | 0 |  | IPP Non-CHP | N | OP |  | Non Combustion (NUC, WAT, WND, GEO, or SUN) |  | Eastern
EXCLUDE | MA | MA-Eastern | West Tisbury Generating Facility | 6049 | UN1 | DFO | IC | 2.7 | 2.8 | 0 | 0 | 0 |  | IPP Non-CHP | N | OP |  | Internal Combustion |  | Eastern
EXCLUDE | MA | MA-Eastern | West Tisbury Generating Facility | 6049 | UN2 | DFO | IC | 2.7 | 2.8 | 0 | 0 | 0 |  | IPP Non-CHP | N | OP |  | Internal Combustion |  | Eastern
EXCLUDE | GA | GA-Eastern | Edwin I Hatch | 6051 | 1 | NUC | ST | 857.1 | 876 | 0 | 7159974.36 | 0 |  | Electric Utility | N | OP |  | Non Combustion (NUC, WAT, WND, GEO, or SUN) |  | Eastern
EXCLUDE | GA | GA-Eastern | Edwin I Hatch | 6051 | 2 | NUC | ST | 864.7 | 883 | 0 | 7223462.64 | 0 |  | Electric Utility | N | OP |  | Non Combustion (NUC, WAT, WND, GEO, or SUN) |  | Eastern
COALST | GA | GA-Eastern | Wansley | 6052 | 1 | BIT | ST | 952 | 872 | 9420 | 2212910 | 2428101.25 |  | Electric Utility | N | OP |  |  |  | Eastern
COALST | GA | GA-Eastern | Wansley | 6052 | 2 | BIT | ST | 952 | 872 | 9420 | 2664463 | 2863856.65 |  | Electric Utility | N | OP |  |  |  | Eastern
EXCLUDE | GA | GA-Eastern | Wansley | 6052 | 5A | DFO | GT | 52.8 | 49 | 710 | 48.97 | 97.16 |  | Electric Utility | N | OP |  | Simple cycle unit |  | Eastern
COALST | LA | LA-Eastern | Big Cajun 2 | 6055 | 1 | SUB | ST | 657.9 | 580 | 7200 | 3273725 | 3588545.1 |  | IPP Non-CHP | N | OP |  |  |  | Eastern
COALST | LA | LA-Eastern | Big Cajun 2 | 6055 | 2 | SUB | ST | 626 | 575 | 7200 | 3408652 | 3647696.33 |  | IPP Non-CHP | N | OP |  |  |  | Eastern
COALST | LA | LA-Eastern | Big Cajun 2 | 6055 | 3 | SUB | ST | 619 | 588 | 7200 | 3594632 | 3798680.07 |  | IPP Non-CHP | N | OP |  |  |  | Eastern
EXCLUDE | LA | LA-Eastern | Big Cajun 2 | 6055 | BC24 | SUB | ST | 730 | 705 | 0 | 0 | 0 |  | IPP Non-CHP | N | IP |  | Status of Operation (IP, L, P, T) |  | Eastern
EXCLUDE | HI | HI-Hawaii | Kahului | 6056 | 1 | RFO | ST | 5 | 4.7 | 0 | 7546 | 8792.22 |  | Electric Utility | N | OP |  | State not covered under final 111(d) |  | Hawaii
EXCLUDE | HI | HI-Hawaii | Kahului | 6056 | 2 | RFO | ST | 5 | 4.8 | 0 | 7760 | 9041.56 |  | Electric Utility | N | OP |  | State not covered under final 111(d) |  | Hawaii
EXCLUDE | HI | HI-Hawaii | Kahului | 6056 | 3 | RFO | ST | 11.5 | 11 | 0 | 74038 | 86265.35 |  | Electric Utility | N | OP |  | State not covered under final 111(d) |  | Hawaii
EXCLUDE | HI | HI-Hawaii | Kahului | 6056 | 4 | RFO | ST | 12.5 | 11.9 | 0 | 77539 | 90344.54 |  | Electric Utility | N | OP |  | State not covered under final 111(d) |  | Hawaii
EXCLUDE | MN | MN-Eastern | Cascade Creek | 6058 | 1 | NG | GT | 35 | 27.9 | 241.95 | 7724.73 | 4533.86 |  | Electric Utility | N | OP |  | Simple cycle unit |  | Eastern
EXCLUDE | MN | MN-Eastern | Cascade Creek | 6058 | 2 | NG | GT | 49.9 | 49.5 | 344.95 | 11013.27 | 6463.99 |  | Electric Utility | N | OP |  | Simple cycle unit |  | Eastern
EXCLUDE | CA | CA-Western | Coachella | 6060 | 1 | NG | GT | 23.1 | 20.1 | 0 | 2298.25 | 2077.2 |  | Electric Utility | N | OP |  | Simple cycle unit |  | Western
EXCLUDE | CA | CA-Western | Coachella | 6060 | 2 | NG | GT | 23.1 | 20 | 0 | 2298.25 | 2077.2 |  | Electric Utility | N | OP |  | Simple cycle unit |  | Western
EXCLUDE | CA | CA-Western | Coachella | 6060 | 3 | NG | GT | 23.1 | 20.7 | 0 | 2298.25 | 2077.2 |  | Electric Utility | N | OP |  | Simple cycle unit |  | Western
EXCLUDE | CA | CA-Western | Coachella | 6060 | 4 | NG | GT | 23.1 | 20.8 | 0 | 2298.25 | 2077.2 |  | Electric Utility | N | OP |  | Simple cycle unit |  | Western
COALST | MS | MS-Eastern | R D Morrow | 6061 | 1 | BIT | ST | 200 | 180 | 2600 | 412820 | 507505.75 |  | Electric Utility | N | OP |  |  |  | Eastern
COALST | MS | MS-Eastern | R D Morrow | 6061 | 2 | BIT | ST | 200 | 180 | 2705 | 657845 | 784081.84 |  | Electric Utility | N | OP |  |  |  | Eastern
EXCLUDE | IA | IA-Eastern | Electrifarm | 6063 | 1 | NG | GT | 71.2 | 59.2 | 843.6 | 9550.94 | 11725.1 |  | Electric Utility | N | OP |  | Simple cycle unit |  | Eastern
EXCLUDE | IA | IA-Eastern | Electrifarm | 6063 | 2 | NG | GT | 89 | 66.5 | 903.1 | 11938.67 | 14218.24 |  | Electric Utility | N | OP |  | Simple cycle unit |  | Eastern
EXCLUDE | IA | IA-Eastern | Electrifarm | 6063 | 3 | NG | GT | 103.9 | 69.4 | 925.1 | 13937.39 | 15369.61 |  | Electric Utility | N | OP |  | Simple cycle unit |  | Eastern
COALST | KS | KS-Eastern | Nearman Creek | 6064 | 1 | SUB | ST | 261 | 229 | 2433.1 | 962288 | 1475131.09 |  | Electric Utility | N | OP |  |  |  | Eastern
EXCLUDE | KS | KS-Eastern | Nearman Creek | 6064 | 2 | SUB | ST | 261 | 235 | 0 | 0 | 0 |  | Electric Utility | N | IP |  | Status of Operation (IP, L, P, T) |  | Eastern
EXCLUDE | KS | KS-Eastern | Nearman Creek | 6064 | CT4 | NG | GT | 94 | 76 | 1136 | 32545 | 26074.12 |  | Electric Utility | N | OP |  | Simple cycle unit |  | Eastern
EXCLUDE | KS | KS-Eastern | Nearman Creek | 6064 | CT5 | NG | GT | 55 | 45 | 0 | 0 | 0 |  | Electric Utility | N | IP |  | Status of Operation (IP, L, P, T) |  | Eastern
COALST | MO | MO-Eastern | Iatan | 6065 | 1 | SUB | ST | 726 | 704.7 | 7800 | 5230418 | 5681390.9 |  | Electric Utility | N | OP |  |  |  | Eastern
COALST | MO | MO-Eastern | Iatan | 6065 | 2 | SUB | ST | 914 | 881.1 | 8100 | 6598685 | 6529345.99 |  | Electric Utility | N | OP |  |  |  | Eastern
COALST | KS | KS-Eastern | Jeffrey Energy Center | 6068 | 1 | SUB | ST | 720 | 724 | 8500 | 3643071 | 4639806.6 |  | Electric Utility | N | OP |  |  |  | Eastern
COALST | KS | KS-Eastern | Jeffrey Energy Center | 6068 | 2 | SUB | ST | 720 | 725 | 8500 | 4180208 | 4936617.64 |  | Electric Utility | N | OP |  |  |  | Eastern
COALST | KS | KS-Eastern | Jeffrey Energy Center | 6068 | 3 | SUB | ST | 720 | 730 | 8500 | 3581260 | 4303364 |  | Electric Utility | N | OP |  |  |  | Eastern
COALST | KY | KY-Eastern | Trimble County | 6071 | 1 | BIT | ST | 566.1 | 511 | 6000 | 3866646 | 4084114.65 |  | Electric Utility | N | OP |  |  |  | Eastern
EXCLUDE | KY | KY-Eastern | Trimble County | 6071 | 10 | NG | GT | 199 | 157 | 2050 | 168553.17 | 55551.2 |  | Electric Utility | N | OP |  | Simple cycle unit |  | Eastern
COALST | KY | KY-Eastern | Trimble County | 6071 | 2 | BIT | ST | 834 | 732 | 7490 | 3338335 | 3380003 |  | Electric Utility | N | OP |  |  |  | Eastern
EXCLUDE | KY | KY-Eastern | Trimble County | 6071 | 5 | NG | GT | 199 | 157 | 2050 | 168553.17 | 148263.92 |  | Electric Utility | N | OP |  | Simple cycle unit |  | Eastern
EXCLUDE | KY | KY-Eastern | Trimble County | 6071 | 6 | NG | GT | 199 | 157 | 2050 | 168553.17 | 169332.36 |  | Electric Utility | N | OP |  | Simple cycle unit |  | Eastern
EXCLUDE | KY | KY-Eastern | Trimble County | 6071 | 7 | NG | GT | 199 | 157 | 2050 | 168553.17 | 65498.99 |  | Electric Utility | N | OP |  | Simple cycle unit |  | Eastern
EXCLUDE | KY | KY-Eastern | Trimble County | 6071 | 8 | NG | GT | 199 | 157 | 2050 | 168553.17 | 66936.25 |  | Electric Utility | N | OP |  | Simple cycle unit |  | Eastern
EXCLUDE | KY | KY-Eastern | Trimble County | 6071 | 9 | NG | GT | 199 | 157 | 2050 | 168553.17 | 160692.41 |  | Electric Utility | N | OP |  | Simple cycle unit |  | Eastern
EXCLUDE | MS | MS-Eastern | Grand Gulf | 6072 | 1 | NUC | ST | 1440 | 1190 | 0 | 7296134 | 0 |  | Electric Utility | N | OP |  | Non Combustion (NUC, WAT, WND, GEO, or SUN) |  | Eastern
COALST | MS | MS-Eastern | Victor J Daniel Jr | 6073 | 1 | BIT | ST | 548.3 | 510 | 5461 | 823538 | 1018245.45 |  | Electric Utility | N | OP |  |  |  | Eastern
COALST | MS | MS-Eastern | Victor J Daniel Jr | 6073 | 2 | BIT | ST | 548.3 | 510 | 5461 | 935701 | 1159387.4 |  | Electric Utility | N | OP |  |  |  | Eastern
NGCC | MS | MS-Eastern | Victor J Daniel Jr | 6073 | 3 | NG | CC | 185.5 | 155.5 | 2105 | 1307642.8 | 529205.31 |  | Electric Utility | N | OP |  |  |  | Eastern
NGCC | MS | MS-Eastern | Victor J Daniel Jr | 6073 | 3CT | NG | CC | 185.5 | 155.5 | 2105 | 1307642.8 | 529205.31 |  | Electric Utility | N | OP |  |  |  | Eastern
NGCC | MS | MS-Eastern | Victor J Daniel Jr | 6073 | 3ST | NG | CC | 195.2 | 175 | 2105 | 1376020.89 | 556878.04 |  | Electric Utility | N | OP |  |  |  | Eastern
NGCC | MS | MS-Eastern | Victor J Daniel Jr | 6073 | 4 | NG | CC | 185.5 | 155.5 | 2105 | 1307642.8 | 529205.31 |  | Electric Utility | N | OP |  |  |  | Eastern
NGCC | MS | MS-Eastern | Victor J Daniel Jr | 6073 | 4CT | NG | CC | 185.5 | 155.5 | 2105 | 1307642.8 | 529205.31 |  | Electric Utility | N | OP |  |  |  | Eastern
NGCC | MS | MS-Eastern | Victor J Daniel Jr | 6073 | 4ST | NG | CC | 195.2 | 175 | 2105 | 1376020.89 | 556878.04 |  | Electric Utility | N | OP |  |  |  | Eastern
EXCLUDE | MO | MO-Eastern | Greenwood | 6074 | 1 | NG | GT | 61 | 63.6 | 1010 | 2524.5 | 3069.44 |  | Electric Utility | N | OP |  | Simple cycle unit |  | Eastern
EXCLUDE | MO | MO-Eastern | Greenwood | 6074 | 2 | NG | GT | 61 | 63.4 | 1010 | 2524.5 | 6196.9 |  | Electric Utility | N | OP |  | Simple cycle unit |  | Eastern
EXCLUDE | MO | MO-Eastern | Greenwood | 6074 | 3 | NG | GT | 61 | 63.7 | 1010 | 2524.5 | 3112.3 |  | Electric Utility | N | OP |  | Simple cycle unit |  | Eastern
EXCLUDE | MO | MO-Eastern | Greenwood | 6074 | 4 | NG | GT | 61 | 62.2 | 1010 | 2524.5 | 2583.42 |  | Electric Utility | N | OP |  | Simple cycle unit |  | Eastern
COALST | MT | MT-Western | Colstrip | 6076 | 1 | SUB | ST | 358 | 307 | 3930 | 1297572 | 1626703.7 |  | IPP Non-CHP | N | OP |  |  |  | Western
COALST | MT | MT-Western | Colstrip | 6076 | 2 | SUB | ST | 358 | 307 | 3930 | 1339921 | 1720253.71 |  | IPP Non-CHP | N | OP |  |  |  | Western
COALST | MT | MT-Western | Colstrip | 6076 | 3 | SUB | ST | 778 | 740 | 8900 | 4680658 | 5564140.59 |  | IPP Non-CHP | N | OP |  |  |  | Western
COALST | MT | MT-Western | Colstrip | 6076 | 4 | SUB | ST | 778 | 740 | 8900 | 4932852 | 5855083.89 |  | IPP Non-CHP | N | OP |  |  |  | Western
COALST | NE | NE-Eastern | Gerald Gentleman | 6077 | 1 | SUB | ST | 681.3 | 665 | 7964 | 4992189 | 5262111 |  | Electric Utility | N | OP |  |  |  | Eastern
COALST | NE | NE-Eastern | Gerald Gentleman | 6077 | 2 | SUB | ST | 681.3 | 700 | 8251 | 3869103 | 4121887.88 |  | Electric Utility | N | OP |  |  |  | Eastern
EXCLUDE | MA | MA-Eastern | Stony Brook | 6081 | 1 | DFO | GT | 85 | 65 | 1050 | 1260 | 1368.75 |  | Electric Utility | N | OP |  | Simple cycle unit |  | Eastern
EXCLUDE | MA | MA-Eastern | Stony Brook | 6081 | 2 | DFO | GT | 85 | 65 | 1050 | 1260 | 1368.75 |  | Electric Utility | N | OP |  | Simple cycle unit |  | Eastern
EXCLUDE | MA | MA-Eastern | Stony Brook | 6081 | 3A | NG | CC | 302 | 289 | 0 | 0 | 0 |  | Electric Utility | N | P |  | Status of Operation (IP, L, P, T) |  | Eastern
EXCLUDE | MA | MA-Eastern | Stony Brook | 6081 | BS#1 | DFO | IC | 2 | 2 | 0 | 0 | 0 |  | Electric Utility | N | SB |  | Internal Combustion |  | Eastern
EXCLUDE | MA | MA-Eastern | Stony Brook | 6081 | BS#2 | DFO | IC | 2 | 2 | 0 | 0 | 0 |  | Electric Utility | N | SB |  | Internal Combustion |  | Eastern
NGCC | MA | MA-Eastern | Stony Brook | 6081 | CA1 | NG | CC | 105 | 96 | 1050 | 36377.83 | 20119.95 |  | Electric Utility | N | OP |  |  |  | Eastern
NGCC | MA | MA-Eastern | Stony Brook | 6081 | CT1 | NG | CC | 85 | 69.7 | 1050 | 29448.72 | 16287.58 |  | Electric Utility | N | OP |  |  |  | Eastern
NGCC | MA | MA-Eastern | Stony Brook | 6081 | CT2 | NG | CC | 85 | 69.7 | 1050 | 29448.72 | 16287.58 |  | Electric Utility | N | OP |  |  |  | Eastern
NGCC | MA | MA-Eastern | Stony Brook | 6081 | CT3 | NG | CC | 85 | 69.7 | 1050 | 29448.72 | 16287.58 |  | Electric Utility | N | OP |  |  |  | Eastern
EXCLUDE | MA | MA-Eastern | Stony Brook | 6081 | CT4 | DFO | CC | 120 | 100 | 0 | 0 | 0 |  | Electric Utility | N | IP |  | Status of Operation (IP, L, P, T) |  | Eastern
EXCLUDE | MA | MA-Eastern | Stony Brook | 6081 | EDSI | DFO | IC | 0.6 | 0.6 | 0 | 0 | 0 |  | Electric Utility | N | SB |  | Internal Combustion |  | Eastern
COALST | NY | NY-Eastern | Somerset Operating Co LLC | 6082 | 1 | BIT | ST | 655.1 | 679.4 | 6280 | 2046534 | 2198965.26 |  | IPP Non-CHP | N | OP |  |  |  | Eastern
EXCLUDE | MA | MA-Eastern | Deerfield 3 | 6083 | GEN1 | WAT | HY | 1.6 | 2.1 | 0 | 6358 | 0 |  | IPP Non-CHP | N | OP |  | Non Combustion (NUC, WAT, WND, GEO, or SUN) |  | Eastern
EXCLUDE | MA | MA-Eastern | Deerfield 3 | 6083 | GEN2 | WAT | HY | 1.6 | 2.1 | 0 | 6358 | 0 |  | IPP Non-CHP | N | OP |  | Non Combustion (NUC, WAT, WND, GEO, or SUN) |  | Eastern
EXCLUDE | MA | MA-Eastern | Deerfield 3 | 6083 | GEN3 | WAT | HY | 1.6 | 2.1 | 0 | 6358 | 0 |  | IPP Non-CHP | N | OP |  | Non Combustion (NUC, WAT, WND, GEO, or SUN) |  | Eastern
COALST | IN | IN-Eastern | R M Schahfer | 6085 | 14 | SUB | ST | 540 | 431 | 5200 | 1026579 | 1348083.85 |  | Electric Utility | N | OP |  |  |  | Eastern
COALST | IN | IN-Eastern | R M Schahfer | 6085 | 15 | SUB | ST | 556.4 | 472 | 5700 | 2318395 | 2914195.7 |  | Electric Utility | N | OP |  |  |  | Eastern
EXCLUDE | IN | IN-Eastern | R M Schahfer | 6085 | 16A | NG | GT | 129 | 78 | 1450 | 19794 | 21654.87 |  | Electric Utility | N | OP |  | Simple cycle unit |  | Eastern
EXCLUDE | IN | IN-Eastern | R M Schahfer | 6085 | 16B | NG | GT | 129 | 77 | 1450 | 19794 | 13720.72 |  | Electric Utility | N | OP |  | Simple cycle unit |  | Eastern
COALST | IN | IN-Eastern | R M Schahfer | 6085 | 17 | BIT | ST | 423.5 | 361 | 4950 | 964495 | 1298855.75 |  | Electric Utility | N | OP |  |  |  | Eastern
COALST | IN | IN-Eastern | R M Schahfer | 6085 | 18 | BIT | ST | 423.5 | 361 | 4950 | 1621219 | 2102652.02 |  | Electric Utility | N | OP |  |  |  | Eastern
EXCLUDE | WI | WI-Eastern | Cornell | 6086 | 1 | WAT | HY | 11.5 | 6.2 | 0 | 18654.11 | 0 |  | Electric Utility | N | OP |  | Non Combustion (NUC, WAT, WND, GEO, or SUN) |  | Eastern
EXCLUDE | WI | WI-Eastern | Cornell | 6086 | 2 | WAT | HY | 11.5 | 6.4 | 0 | 18654.11 | 0 |  | Electric Utility | N | OP |  | Non Combustion (NUC, WAT, WND, GEO, or SUN) |  | Eastern
EXCLUDE | WI | WI-Eastern | Cornell | 6086 | 3 | WAT | HY | 11.5 | 6.9 | 0 | 18654.11 | 0 |  | Electric Utility | N | OP |  | Non Combustion (NUC, WAT, WND, GEO, or SUN) |  | Eastern
EXCLUDE | WI | WI-Eastern | Cornell | 6086 | 4 | WAT | HY | 0.8 | 0.4 | 0 | 1297.68 | 0 |  | Electric Utility | N | OP |  | Non Combustion (NUC, WAT, WND, GEO, or SUN) |  | Eastern
EXCLUDE | GA | GA-Eastern | Wallace Dam | 6087 | 1 | WAT | PS | 52.2 | 53.3 | 0 | -35488.75 | 0 |  | Electric Utility | N | OP |  | Non Combustion (NUC, WAT, WND, GEO, or SUN) |  | Eastern
EXCLUDE | GA | GA-Eastern | Wallace Dam | 6087 | 2 | WAT | PS | 52.2 | 53.3 | 0 | -35488.75 | 0 |  | Electric Utility | N | OP |  | Non Combustion (NUC, WAT, WND, GEO, or SUN) |  | Eastern
EXCLUDE | GA | GA-Eastern | Wallace Dam | 6087 | 3 | WAT | HY | 56.2 | 57.4 | 0 | 6681.5 | 0 |  | Electric Utility | N | OP |  | Non Combustion (NUC, WAT, WND, GEO, or SUN) |  | Eastern
EXCLUDE | GA | GA-Eastern | Wallace Dam | 6087 | 4 | WAT | HY | 56.2 | 57.4 | 0 | 6681.5 | 0 |  | Electric Utility | N | OP |  | Non Combustion (NUC, WAT, WND, GEO, or SUN) |  | Eastern
EXCLUDE | GA | GA-Eastern | Wallace Dam | 6087 | 5 | WAT | PS | 52.2 | 53.3 | 0 | -35488.75 | 0 |  | Electric Utility | N | OP |  | Non Combustion (NUC, WAT, WND, GEO, or SUN) |  | Eastern
EXCLUDE | GA | GA-Eastern | Wallace Dam | 6087 | 6 | WAT | PS | 52.2 | 53.3 | 0 | -35488.75 | 0 |  | Electric Utility | N | OP |  | Non Combustion (NUC, WAT, WND, GEO, or SUN) |  | Eastern
EXCLUDE | AZ | AZ-Western | North Loop | 6088 | 1 | NG | GT | 27 | 25 | 0 | 411.26 | 544.64 |  | Electric Utility | N | OP |  | Simple cycle unit |  | Western
EXCLUDE | AZ | AZ-Western | North Loop | 6088 | 2 | NG | GT | 27 | 25 | 0 | 411.26 | 544.64 |  | Electric Utility | N | OP |  | Simple cycle unit |  | Western
EXCLUDE | AZ | AZ-Western | North Loop | 6088 | 3 | NG | GT | 27 | 23 | 0 | 411.26 | 544.64 |  | Electric Utility | N | OP |  | Simple cycle unit |  | Western
EXCLUDE | AZ | AZ-Western | North Loop | 6088 | 4 | NG | GT | 26.8 | 19 | 0 | 408.22 | 540.61 |  | Electric Utility | N | OP |  | Simple cycle unit |  | Western
COALST | MT | MT-Eastern | Lewis & Clark | 6089 | 1 | LIG | ST | 50 | 53.1 | 1053 | 254009 | 334414.12 |  | Electric Utility | N | OP |  |  |  | Eastern
COALST | MN | MN-Eastern | Sherburne County | 6090 | 1 | SUB | ST | 765.3 | 680 | 7756.6 | 3863096 | 4318895.47 |  | Electric Utility | Y | OP |  |  |  | Eastern
COALST | MN | MN-Eastern | Sherburne County | 6090 | 2 | SUB | ST | 765.3 | 682 | 7930 | 4426984 | 4959075.73 |  | Electric Utility | Y | OP |  |  |  | Eastern
COALST | MN | MN-Eastern | Sherburne County | 6090 | 3 | SUB | ST | 938.7 | 860 | 10696 | 0 | 131.31 |  | Electric Utility | N | OA |  |  |  | Eastern
EXCLUDE | SD | SD-Eastern | Spirit Mound | 6092 | 1 | DFO | GT | 67.5 | 54.6 | 0 | 709 | 836.62 |  | Electric Utility | N | OP |  | Simple cycle unit |  | Eastern
EXCLUDE | SD | SD-Eastern | Spirit Mound | 6092 | 2 | DFO | GT | 67.5 | 45.5 | 0 | 709 | 836.62 |  | Electric Utility | N | OP |  | Simple cycle unit |  | Eastern
COALST | PA | PA-Eastern | FirstEnergy Bruce Mansfield | 6094 | 1 | BIT | ST | 913.7 | 830 | 8500 | 5566372 | 5610010.6 |  | IPP Non-CHP | N | OP |  |  |  | Eastern
COALST | PA | PA-Eastern | FirstEnergy Bruce Mansfield | 6094 | 2 | BIT | ST | 913.7 | 830 | 8300 | 6065454 | 5916219.08 |  | IPP Non-CHP | N | OP |  |  |  | Eastern
COALST | PA | PA-Eastern | FirstEnergy Bruce Mansfield | 6094 | 3 | BIT | ST | 913.7 | 850 | 8500 | 6207913 | 6307267.09 |  | IPP Non-CHP | N | OP |  |  |  | Eastern
COALST | OK | OK-Eastern | Sooner | 6095 | 1 | SUB | ST | 569 | 515.5 | 6128 | 2847628 | 3223571.51 |  | Electric Utility | N | OP |  |  |  | Eastern
COALST | OK | OK-Eastern | Sooner | 6095 | 2 | SUB | ST | 569 | 520 | 6115 | 2919125 | 3148167.5 |  | Electric Utility | N | OP |  |  |  | Eastern
EXCLUDE | OK | OK-Eastern | Sooner | 6095 | RR1 | SUB | ST | 950 | 885 | 0 | 0 | 0 |  | Electric Utility | N | IP |  | Status of Operation (IP, L, P, T) |  | Eastern
COALST | NE | NE-Eastern | Nebraska City | 6096 | 1 | SUB | ST | 651.6 | 651.5 | 6985 | 4562355 | 4870549.89 |  | Electric Utility | N | OP |  |  |  | Eastern
COALST | NE | NE-Eastern | Nebraska City | 6096 | 2 | SUB | ST | 738 | 684.6 | 7145 | 5012915 | 5050507.71 |  | Electric Utility | N | OP |  |  |  | Eastern
COALST | SD | SD-Eastern | Big Stone | 6098 | 1 | SUB | ST | 456 | 475 | 5609 | 2830363 | 3169636.08 |  | Electric Utility | Y | OP |  |  |  | Eastern
EXCLUDE | SD | SD-Eastern | Big Stone | 6098 | D1 | DFO | IC | 1 | 0.6 | 0 | 0 | 0 |  | Electric Utility | N | SB |  | Internal Combustion |  | Eastern
EXCLUDE | CA | CA-Western | Diablo Canyon | 6099 | 1 | NUC | ST | 1159 | 1122 | 0 | 8837171.94 | 0 |  | Electric Utility | N | OP |  | Non Combustion (NUC, WAT, WND, GEO, or SUN) |  | Western
EXCLUDE | CA | CA-Western | Diablo Canyon | 6099 | 2 | NUC | ST | 1164 | 1118 | 0 | 8875296.06 | 0 |  | Electric Utility | N | OP |  | Non Combustion (NUC, WAT, WND, GEO, or SUN) |  | Western
EXCLUDE | CA | CA-Western | Helms Pumped Storage | 6100 | 1 | WAT | PS | 351 | 404 | 0 | -49999 | 0 |  | Electric Utility | N | OS |  | Non Combustion (NUC, WAT, WND, GEO, or SUN) |  | Western
EXCLUDE | CA | CA-Western | Helms Pumped Storage | 6100 | 2 | WAT | PS | 351 | 404 | 0 | -49999 | 0 |  | Electric Utility | N | OP |  | Non Combustion (NUC, WAT, WND, GEO, or SUN) |  | Western
EXCLUDE | CA | CA-Western | Helms Pumped Storage | 6100 | 3 | WAT | PS | 351 | 404 | 0 | -49999 | 0 |  | Electric Utility | N | OP |  | Non Combustion (NUC, WAT, WND, GEO, or SUN) |  | Western
COALST | WY | WY-Western | Wyodak | 6101 | 1 | SUB | ST | 362 | 332 | 5302 | 2524024 | 3315332.3 |  | Electric Utility | N | OP |  |  |  | Western
EXCLUDE | PA | PA-Eastern | PPL Susquehanna | 6103 | 1 | NUC | ST | 1298 | 1260 | 0 | 8457178.5 | 0 |  | IPP Non-CHP | N | OP |  | Non Combustion (NUC, WAT, WND, GEO, or SUN) |  | Eastern
EXCLUDE | PA | PA-Eastern | PPL Susquehanna | 6103 | 2 | NUC | ST | 1298 | 1260 | 0 | 8457178.5 | 0 |  | IPP Non-CHP | N | OP |  | Non Combustion (NUC, WAT, WND, GEO, or SUN) |  | Eastern
EXCLUDE | PA | PA-Eastern | Limerick | 6105 | 1 | NUC | ST | 1138.5 | 1146 | 0 | 9077808 | 0 |  | IPP Non-CHP | N | OP |  | Non Combustion (NUC, WAT, WND, GEO, or SUN) |  | Eastern
EXCLUDE | PA | PA-Eastern | Limerick | 6105 | 2 | NUC | ST | 1138.5 | 1150 | 0 | 9077808 | 0 |  | IPP Non-CHP | N | OP |  | Non Combustion (NUC, WAT, WND, GEO, or SUN) |  | Eastern
COALST | OR | OR-Western | Boardman | 6106 | 1 | SUB | ST | 642.2 | 585 | 6438 | 2640259 | 2745242.59 |  | Electric Utility | N | OP | 2020 |  |  | Western
EXCLUDE | NY | NY-Eastern | James A Fitzpatrick | 6110 | 1 | NUC | ST | 882 | 848.4 | 0 | 6070526 | 0 |  | IPP Non-CHP | N | OP |  | Non Combustion (NUC, WAT, WND, GEO, or SUN) |  | Eastern
EXCLUDE | CO | CO-Western | Grand Valley Project Power Plant | 473 | 1 | WAT | HY | 1.5 | 1.6 | 0 | 3926.5 | 0 |  | Electric Utility | N | OP |  | Non Combustion (NUC, WAT, WND, GEO, or SUN) |  | Western
EXCLUDE | CO | CO-Western | Grand Valley Project Power Plant | 473 | 2 | WAT | HY | 1.5 | 1.6 | 0 | 3926.5 | 0 |  | Electric Utility | N | OP |  | Non Combustion (NUC, WAT, WND, GEO, or SUN) |  | Western
EXCLUDE | CO | CO-Western | Greater Sandhill I | 57377 | GS-P1 | SUN | PV | 10 | 10 | 0 | 25858.42 | 0 |  | IPP Non-CHP | N | OP |  | Non Combustion (NUC, WAT, WND, GEO, or SUN) |  | Western
EXCLUDE | CO | CO-Western | Greater Sandhill I | 57377 | GS-P2 | SUN | PV | 9 | 9 | 0 | 23272.58 | 0 |  | IPP Non-CHP | N | OP |  | Non Combustion (NUC, WAT, WND, GEO, or SUN) |  | Western
EXCLUDE | CO | CO-Western | Green Mountain | 516 | 1 | WAT | HY | 13 | 13 | 0 | 17957 | 0 |  | Electric Utility | N | OP |  | Non Combustion (NUC, WAT, WND, GEO, or SUN) |  | Western
EXCLUDE | CO | CO-Western | Green Mountain | 516 | 2 | WAT | HY | 13 | 13 | 0 | 17957 | 0 |  | Electric Utility | N | OP |  | Non Combustion (NUC, WAT, WND, GEO, or SUN) |  | Western
COALST | IN | IN-Eastern | Gibson | 6113 | 1 | BIT | ST | 667.9 | 630 | 6500 | 3993076 | 3830505.47 |  | Electric Utility | N | OP |  |  |  | Eastern
COALST | IN | IN-Eastern | Gibson | 6113 | 2 | BIT | ST | 667.9 | 630 | 6800 | 3561103 | 3650545.73 |  | Electric Utility | N | OP |  |  |  | Eastern
COALST | IN | IN-Eastern | Gibson | 6113 | 3 | BIT | ST | 667.9 | 630 | 7300 | 3959527 | 4269252.62 |  | Electric Utility | N | OP |  |  |  | Eastern
COALST | IN | IN-Eastern | Gibson | 6113 | 4 | BIT | ST | 667.9 | 622 | 7100 | 3434865 | 3340684.1 |  | Electric Utility | N | OP |  |  |  | Eastern
COALST | IN | IN-Eastern | Gibson | 6113 | 5 | BIT | ST | 667.9 | 620 | 6700 | 3687015 | 3394007.05 |  | Electric Utility | N | OP |  |  |  | Eastern
EXCLUDE | NH | NH-Eastern | Seabrook | 6115 | 1 | NUC | ST | 1242 | 1246.2 | 0 | 8189181 | 0 |  | IPP Non-CHP | N | OP |  | Non Combustion (NUC, WAT, WND, GEO, or SUN) |  | Eastern
EXCLUDE | NJ | NJ-Eastern | PSEG Hope Creek Generating Station | 6118 | 1 | NUC | ST | 1290.7 | 1174 | 0 | 9551241 | 0 |  | IPP Non-CHP | N | OP |  | Non Combustion (NUC, WAT, WND, GEO, or SUN) |  | Eastern
EXCLUDE | MA | MA-Eastern | Deerfield 4 | 6119 | GEN1 | WAT | HY | 1.6 | 2.1 | 0 | 0 | 0 |  | IPP Non-CHP | N | OP |  | Non Combustion (NUC, WAT, WND, GEO, or SUN) |  | Eastern
EXCLUDE | MA | MA-Eastern | Deerfield 4 | 6119 | GEN2 | WAT | HY | 1.6 | 2.1 | 0 | 0 | 0 |  | IPP Non-CHP | N | OP |  | Non Combustion (NUC, WAT, WND, GEO, or SUN) |  | Eastern
EXCLUDE | MA | MA-Eastern | Deerfield 4 | 6119 | GEN3 | WAT | HY | 1.6 | 2.1 | 0 | 0 | 0 |  | IPP Non-CHP | N | OP |  | Non Combustion (NUC, WAT, WND, GEO, or SUN) |  | Eastern
EXCLUDE | WA | WA-Western | Whitehorn | 6120 | 2 | NG | GT | 84.6 | 67 | 0 | 15007.5 | 14849.26 |  | Electric Utility | N | SB |  | Simple cycle unit |  | Western
EXCLUDE | WA | WA-Western | Whitehorn | 6120 | 3 | NG | GT | 84.6 | 67 | 0 | 15007.5 | 14849.26 |  | Electric Utility | N | SB |  | Simple cycle unit |  | Western
EXCLUDE | NY | NY-Eastern | R E Ginna Nuclear Power Plant | 6122 | 1 | NUC | ST | 614 | 580.8 | 0 | 4601719 | 0 |  | IPP Non-CHP | N | OP |  | Non Combustion (NUC, WAT, WND, GEO, or SUN) |  | Eastern
COALST | GA | GA-Eastern | McIntosh | 6124 | 1 | BIT | ST | 177.6 | 156.5 | 0 | 0 | 0 |  | Electric Utility | N | OP |  |  |  | Eastern
EXCLUDE | GA | GA-Eastern | McIntosh | 6124 | CT1 | NG | GT | 101.3 | 82.2 | 1419 | 2492.63 | 5689.11 |  | Electric Utility | N | OP |  | Simple cycle unit |  | Eastern
EXCLUDE | GA | GA-Eastern | McIntosh | 6124 | CT2 | NG | GT | 101.3 | 82.2 | 1419 | 2492.63 | 3769.21 |  | Electric Utility | N | OP |  | Simple cycle unit |  | Eastern
EXCLUDE | GA | GA-Eastern | McIntosh | 6124 | CT3 | NG | GT | 101.3 | 82.2 | 1419 | 2492.63 | 661.7 |  | Electric Utility | N | OP |  | Simple cycle unit |  | Eastern
EXCLUDE | GA | GA-Eastern | McIntosh | 6124 | CT4 | NG | GT | 101.3 | 82.2 | 1419 | 2492.63 | 1709.8 |  | Electric Utility | N | OP |  | Simple cycle unit |  | Eastern
EXCLUDE | GA | GA-Eastern | McIntosh | 6124 | CT5 | NG | GT | 101.3 | 82.2 | 1419 | 2492.63 | 4035.6 |  | Electric Utility | N | OP |  | Simple cycle unit |  | Eastern
EXCLUDE | GA | GA-Eastern | McIntosh | 6124 | CT6 | NG | GT | 101.3 | 82.2 | 1419 | 2492.63 | 4006.4 |  | Electric Utility | N | OP |  | Simple cycle unit |  | Eastern
EXCLUDE | GA | GA-Eastern | McIntosh | 6124 | CT7 | NG | GT | 101.3 | 82.2 | 1419 | 2492.63 | 4166.61 |  | Electric Utility | N | OP |  | Simple cycle unit |  | Eastern
EXCLUDE | GA | GA-Eastern | McIntosh | 6124 | CT8 | NG | GT | 101.3 | 82.2 | 1419 | 2492.63 | 1931.1 |  | Electric Utility | N | OP |  | Simple cycle unit |  | Eastern
EXCLUDE | MA | MA-Eastern | Shrewsbury | 6125 | 1 | DFO | IC | 2.8 | 2.8 | 0 | 0 | 0 |  | Electric Utility | N | OP |  | Internal Combustion |  | Eastern
EXCLUDE | MA | MA-Eastern | Shrewsbury | 6125 | 2 | DFO | IC | 2.8 | 2.8 | 0 | 0 | 0 |  | Electric Utility | N | OP |  | Internal Combustion |  | Eastern
EXCLUDE | MA | MA-Eastern | Shrewsbury | 6125 | 3 | DFO | IC | 2.8 | 2.8 | 0 | 0 | 0 |  | Electric Utility | N | OP |  | Internal Combustion |  | Eastern
EXCLUDE | MA | MA-Eastern | Shrewsbury | 6125 | 4 | DFO | IC | 2.8 | 2.8 | 0 | 0 | 0 |  | Electric Utility | N | OP |  | Internal Combustion |  | Eastern
EXCLUDE | MA | MA-Eastern | Shrewsbury | 6125 | 5 | DFO | IC | 2.8 | 2.8 | 0 | 0 | 0 |  | Electric Utility | N | OP |  | Internal Combustion |  | Eastern
EXCLUDE | SC | SC-Eastern | Fairfield Pumped Storage | 6126 | 1 | WAT | PS | 63.9 | 72 | 0 | -31804.25 | 0 |  | Electric Utility | N | OP |  | Non Combustion (NUC, WAT, WND, GEO, or SUN) |  | Eastern
EXCLUDE | SC | SC-Eastern | Fairfield Pumped Storage | 6126 | 2 | WAT | PS | 63.9 | 72 | 0 | -31804.25 | 0 |  | Electric Utility | N | OP |  | Non Combustion (NUC, WAT, WND, GEO, or SUN) |  | Eastern
EXCLUDE | SC | SC-Eastern | Fairfield Pumped Storage | 6126 | 3 | WAT | PS | 63.9 | 72 | 0 | -31804.25 | 0 |  | Electric Utility | N | OP |  | Non Combustion (NUC, WAT, WND, GEO, or SUN) |  | Eastern
EXCLUDE | SC | SC-Eastern | Fairfield Pumped Storage | 6126 | 4 | WAT | PS | 63.9 | 72 | 0 | -31804.25 | 0 |  | Electric Utility | N | OP |  | Non Combustion (NUC, WAT, WND, GEO, or SUN) |  | Eastern
EXCLUDE | SC | SC-Eastern | Fairfield Pumped Storage | 6126 | 5 | WAT | PS | 63.9 | 72 | 0 | -31804.25 | 0 |  | Electric Utility | N | OP |  | Non Combustion (NUC, WAT, WND, GEO, or SUN) |  | Eastern
EXCLUDE | SC | SC-Eastern | Fairfield Pumped Storage | 6126 | 6 | WAT | PS | 63.9 | 72 | 0 | -31804.25 | 0 |  | Electric Utility | N | OP |  | Non Combustion (NUC, WAT, WND, GEO, or SUN) |  | Eastern
EXCLUDE | SC | SC-Eastern | Fairfield Pumped Storage | 6126 | 7 | WAT | PS | 63.9 | 72 | 0 | -31804.25 | 0 |  | Electric Utility | N | OP |  | Non Combustion (NUC, WAT, WND, GEO, or SUN) |  | Eastern
EXCLUDE | SC | SC-Eastern | Fairfield Pumped Storage | 6126 | 8 | WAT | PS | 63.9 | 72 | 0 | -31804.25 | 0 |  | Electric Utility | N | OP |  | Non Combustion (NUC, WAT, WND, GEO, or SUN) |  | Eastern
EXCLUDE | SC | SC-Eastern | V C Summer | 6127 | 1 | NUC | ST | 1029.6 | 971 | 0 | 7281827 | 0 |  | Electric Utility | N | OP |  | Non Combustion (NUC, WAT, WND, GEO, or SUN) |  | Eastern
EXCLUDE | SC | SC-Eastern | V C Summer | 6127 | 2 | NUC | ST | 1100 | 1100 | 0 | 0 | 0 |  | Electric Utility | N | U |  | Status of Operation (IP, L, P, T) |  | Eastern
EXCLUDE | SC | SC-Eastern | V C Summer | 6127 | 3 | NUC | ST | 1100 | 1100 | 0 | 0 | 0 |  | Electric Utility | N | U |  | Status of Operation (IP, L, P, T) |  | Eastern
EXCLUDE | TX | TX-ERCOT | Amistad Dam & Power | 6128 | 1 | WAT | HY | 33 | 29 | 0 | 83455 | 0 |  | Electric Utility | N | OP |  | Non Combustion (NUC, WAT, WND, GEO, or SUN) |  | ERCOT
EXCLUDE | TX | TX-ERCOT | Amistad Dam & Power | 6128 | 2 | WAT | HY | 33 | 29 | 0 | 83455 | 0 |  | Electric Utility | N | OP |  | Non Combustion (NUC, WAT, WND, GEO, or SUN) |  | ERCOT
EXCLUDE | GA | GA-Eastern | Carters | 6130 | 1 | WAT | HY | 125 | 143 | 0 | 243348 | 0 |  | Electric Utility | N | OP |  | Non Combustion (NUC, WAT, WND, GEO, or SUN) |  | Eastern
EXCLUDE | GA | GA-Eastern | Carters | 6130 | 2 | WAT | HY | 125 | 143 | 0 | 243348 | 0 |  | Electric Utility | N | OP |  | Non Combustion (NUC, WAT, WND, GEO, or SUN) |  | Eastern
EXCLUDE | GA | GA-Eastern | Carters | 6130 | 3 | WAT | PS | 125 | 143 | 0 | -1705.5 | 0 |  | Electric Utility | N | OP |  | Non Combustion (NUC, WAT, WND, GEO, or SUN) |  | Eastern
EXCLUDE | GA | GA-Eastern | Carters | 6130 | 4 | WAT | PS | 125 | 143 | 0 | -1705.5 | 0 |  | Electric Utility | N | OP |  | Non Combustion (NUC, WAT, WND, GEO, or SUN) |  | Eastern
EXCLUDE | AL | AL-Eastern | Jones Bluff | 6131 | 1 | WAT | HY | 20.5 | 20.5 | 0 | 58421.75 | 0 |  | Electric Utility | N | OP |  | Non Combustion (NUC, WAT, WND, GEO, or SUN) |  | Eastern
EXCLUDE | AL | AL-Eastern | Jones Bluff | 6131 | 2 | WAT | HY | 20.5 | 20.5 | 0 | 58421.75 | 0 |  | Electric Utility | N | OP |  | Non Combustion (NUC, WAT, WND, GEO, or SUN) |  | Eastern
EXCLUDE | AL | AL-Eastern | Jones Bluff | 6131 | 3 | WAT | HY | 20.5 | 20.5 | 0 | 58421.75 | 0 |  | Electric Utility | N | OP |  | Non Combustion (NUC, WAT, WND, GEO, or SUN) |  | Eastern
EXCLUDE | AL | AL-Eastern | Jones Bluff | 6131 | 4 | WAT | HY | 20.5 | 20.5 | 0 | 58421.75 | 0 |  | Electric Utility | N | OP |  | Non Combustion (NUC, WAT, WND, GEO, or SUN) |  | Eastern
EXCLUDE | GA | GA-Eastern | Richard B Russell | 6132 | 1 | WAT | HY | 75 | 84 | 0 | 99808.75 | 0 |  | Electric Utility | N | OP |  | Non Combustion (NUC, WAT, WND, GEO, or SUN) |  | Eastern
EXCLUDE | GA | GA-Eastern | Richard B Russell | 6132 | 2 | WAT | HY | 75 | 84 | 0 | 99808.75 | 0 |  | Electric Utility | N | OP |  | Non Combustion (NUC, WAT, WND, GEO, or SUN) |  | Eastern
EXCLUDE | GA | GA-Eastern | Richard B Russell | 6132 | 3 | WAT | HY | 75 | 84 | 0 | 99808.75 | 0 |  | Electric Utility | N | OP |  | Non Combustion (NUC, WAT, WND, GEO, or SUN) |  | Eastern
EXCLUDE | GA | GA-Eastern | Richard B Russell | 6132 | 4 | WAT | HY | 75 | 84 | 0 | 99808.75 | 0 |  | Electric Utility | N | OP |  | Non Combustion (NUC, WAT, WND, GEO, or SUN) |  | Eastern
EXCLUDE | GA | GA-Eastern | Richard B Russell | 6132 | 5 | WAT | PS | 82 | 82 | 0 | -62954.5 | 0 |  | Electric Utility | N | OP |  | Non Combustion (NUC, WAT, WND, GEO, or SUN) |  | Eastern
EXCLUDE | GA | GA-Eastern | Richard B Russell | 6132 | 6 | WAT | PS | 82 | 82 | 0 | -62954.5 | 0 |  | Electric Utility | N | OP |  | Non Combustion (NUC, WAT, WND, GEO, or SUN) |  | Eastern
EXCLUDE | GA | GA-Eastern | Richard B Russell | 6132 | 7 | WAT | PS | 82 | 82 | 0 | -62954.5 | 0 |  | Electric Utility | N | OA |  | Non Combustion (NUC, WAT, WND, GEO, or SUN) |  | Eastern
EXCLUDE | GA | GA-Eastern | Richard B Russell | 6132 | 8 | WAT | PS | 82 | 82 | 0 | -62954.5 | 0 |  | Electric Utility | N | OA |  | Non Combustion (NUC, WAT, WND, GEO, or SUN) |  | Eastern
EXCLUDE | GA | GA-Eastern | West Point | 6133 | 1 | WAT | HY | 3.3 | 3 | 0 | 4285.72 | 0 |  | Electric Utility | N | OP |  | Non Combustion (NUC, WAT, WND, GEO, or SUN) |  | Eastern
EXCLUDE | GA | GA-Eastern | West Point | 6133 | 2 | WAT | HY | 35 | 38.5 | 0 | 45454.64 | 0 |  | Electric Utility | N | OP |  | Non Combustion (NUC, WAT, WND, GEO, or SUN) |  | Eastern
EXCLUDE | GA | GA-Eastern | West Point | 6133 | 3 | WAT | HY | 35 | 38.5 | 0 | 45454.64 | 0 |  | Electric Utility | N | OP |  | Non Combustion (NUC, WAT, WND, GEO, or SUN) |  | Eastern
COALST | TX | TX-ERCOT | Gibbons Creek | 6136 | 1 | SUB | ST | 453.5 | 470 | 5060 | 1513339 | 1755371.26 |  | Electric Utility | N | OP |  |  |  | ERCOT
COALST | IN | IN-Eastern | A B Brown | 6137 | 1 | BIT | ST | 265.2 | 245 | 3632 | 1135739 | 1302533.23 |  | Electric Utility | N | OP |  |  |  | Eastern
COALST | IN | IN-Eastern | A B Brown | 6137 | 2 | BIT | ST | 265.2 | 245 | 4469 | 1199440 | 1446394.05 |  | Electric Utility | N | OP |  |  |  | Eastern
EXCLUDE | IN | IN-Eastern | A B Brown | 6137 | 4 | NG | GT | 88.2 | 80 | 1257 | 17343 | 13356.6 |  | Electric Utility | N | OP |  | Simple cycle unit |  | Eastern
EXCLUDE | IN | IN-Eastern | A B Brown | 6137 | 5 | NG | GT | 88.2 | 80 | 1257 | 17343 | 13356.6 |  | Electric Utility | N | OP |  | Simple cycle unit |  | Eastern
COALST | AR | AR-Eastern | Flint Creek | 6138 | 1 | SUB | ST | 558 | 528 | 6324 | 3791093 | 4150943.85 |  | Electric Utility | N | OP |  |  |  | Eastern
COALST | TX | TX-Eastern | Welsh | 6139 | 1 | SUB | ST | 558 | 528 | 6896 | 3428047 | 3704912.2 |  | Electric Utility | N | OP |  |  |  | Eastern
COALST | TX | TX-Eastern | Welsh | 6139 | 2 | SUB | ST | 558 | 528 | 7046 | 3316109 | 3730463.15 |  | Electric Utility | N | OP | 2014 |  |  | Eastern
COALST | TX | TX-Eastern | Welsh | 6139 | 3 | SUB | ST | 558 | 528 | 6909 | 3535943 | 3953517.72 |  | Electric Utility | N | OP |  |  |  | Eastern
EXCLUDE | MO | MO-Eastern | Clarence Cannon | 6140 | 1 | WAT | HY | 27 | 27 | 0 | 11633 | 0 |  | Electric Utility | N | OP |  | Non Combustion (NUC, WAT, WND, GEO, or SUN) |  | Eastern
EXCLUDE | MO | MO-Eastern | Clarence Cannon | 6140 | 2 | WAT | PS | 31 | 31 | 0 | 12366 | 0 |  | Electric Utility | N | OP |  | Non Combustion (NUC, WAT, WND, GEO, or SUN) |  | Eastern
EXCLUDE | MO | MO-Eastern | Harry Truman | 6141 | 1 | WAT | PS | 26.9 | 31 | 0 | 20864.5 | 0 |  | Electric Utility | N | OP |  | Non Combustion (NUC, WAT, WND, GEO, or SUN) |  | Eastern
EXCLUDE | MO | MO-Eastern | Harry Truman | 6141 | 2 | WAT | PS | 26.9 | 31 | 0 | 20864.5 | 0 |  | Electric Utility | N | OP |  | Non Combustion (NUC, WAT, WND, GEO, or SUN) |  | Eastern
EXCLUDE | MO | MO-Eastern | Harry Truman | 6141 | 3 | WAT | PS | 26.9 | 31 | 0 | 20864.5 | 0 |  | Electric Utility | N | OP |  | Non Combustion (NUC, WAT, WND, GEO, or SUN) |  | Eastern
EXCLUDE | MO | MO-Eastern | Harry Truman | 6141 | 4 | WAT | PS | 26.9 | 31 | 0 | 20864.5 | 0 |  | Electric Utility | N | OP |  | Non Combustion (NUC, WAT, WND, GEO, or SUN) |  | Eastern
EXCLUDE | MO | MO-Eastern | Harry Truman | 6141 | 5 | WAT | PS | 26.9 | 31 | 0 | 20864.5 | 0 |  | Electric Utility | N | OP |  | Non Combustion (NUC, WAT, WND, GEO, or SUN) |  | Eastern
EXCLUDE | MO | MO-Eastern | Harry Truman | 6141 | 6 | WAT | PS | 26.9 | 31 | 0 | 20864.5 | 0 |  | Electric Utility | N | OP |  | Non Combustion (NUC, WAT, WND, GEO, or SUN) |  | Eastern
EXCLUDE | AR | AR-Eastern | Ozark | 6142 | 1 | WAT | HY | 20 | 23 | 0 | 17946 | 0 |  | Electric Utility | N | OP |  | Non Combustion (NUC, WAT, WND, GEO, or SUN) |  | Eastern
EXCLUDE | AR | AR-Eastern | Ozark | 6142 | 2 | WAT | HY | 20 | 23 | 0 | 17946 | 0 |  | Electric Utility | N | OP |  | Non Combustion (NUC, WAT, WND, GEO, or SUN) |  | Eastern
EXCLUDE | AR | AR-Eastern | Ozark | 6142 | 3 | WAT | HY | 20 | 23 | 0 | 17946 | 0 |  | Electric Utility | N | OP |  | Non Combustion (NUC, WAT, WND, GEO, or SUN) |  | Eastern
EXCLUDE | AR | AR-Eastern | Ozark | 6142 | 4 | WAT | HY | 20 | 23 | 0 | 17946 | 0 |  | Electric Utility | N | OP |  | Non Combustion (NUC, WAT, WND, GEO, or SUN) |  | Eastern
EXCLUDE | AR | AR-Eastern | Ozark | 6142 | 5 | WAT | HY | 20 | 23 | 0 | 17946 | 0 |  | Electric Utility | N | OP |  | Non Combustion (NUC, WAT, WND, GEO, or SUN) |  | Eastern
EXCLUDE | MO | MO-Eastern | Kansas City International | 6144 | 1 | NG | GT | 18 | 16.7 | 0 | 0 | 0 |  | Electric Utility | N | OS |  | Simple cycle unit |  | Eastern
EXCLUDE | MO | MO-Eastern | Kansas City International | 6144 | 2 | NG | GT | 18 | 16.9 | 0 | 0 | 0 |  | Electric Utility | N | OS |  | Simple cycle unit |  | Eastern
EXCLUDE | TX | TX-ERCOT | Comanche Peak | 6145 | 1 | NUC | ST | 1215 | 1205 | 0 | 9948462 | 0 |  | IPP Non-CHP | N | OP |  | Non Combustion (NUC, WAT, WND, GEO, or SUN) |  | ERCOT
EXCLUDE | TX | TX-ERCOT | Comanche Peak | 6145 | 2 | NUC | ST | 1215 | 1195 | 0 | 9948462 | 0 |  | IPP Non-CHP | N | OP |  | Non Combustion (NUC, WAT, WND, GEO, or SUN) |  | ERCOT
COALST | TX | TX-ERCOT | Martin Lake | 6146 | 1 | LIG | ST | 793.2 | 800 | 9210 | 4077505 | 4684171.29 |  | IPP Non-CHP | N | OP |  |  |  | ERCOT
COALST | TX | TX-ERCOT | Martin Lake | 6146 | 2 | LIG | ST | 793.2 | 805 | 9257 | 5282442 | 6078868.42 |  | IPP Non-CHP | N | OP |  |  |  | ERCOT
COALST | TX | TX-ERCOT | Martin Lake | 6146 | 3 | LIG | ST | 793.2 | 805 | 9484 | 5395395 | 6285403.54 |  | IPP Non-CHP | N | OP |  |  |  | ERCOT
EXCLUDE | TX | TX-ERCOT | Martin Lake | 6146 | 4 | SUB | ST | 800 | 800 | 0 | 0 | 0 |  | IPP Non-CHP | N | IP |  | Status of Operation (IP, L, P, T) |  | ERCOT
COALST | TX | TX-ERCOT | Monticello | 6147 | 1 | SUB | ST | 593.4 | 535 | 7382 | 2330977 | 2778736.31 |  | IPP Non-CHP | N | OP |  |  |  | ERCOT
COALST | TX | TX-ERCOT | Monticello | 6147 | 2 | SUB | ST | 593.4 | 535 | 7055 | 1878233 | 2271377.18 |  | IPP Non-CHP | N | OP |  |  |  | ERCOT
COALST | TX | TX-ERCOT | Monticello | 6147 | 3 | SUB | ST | 793.2 | 795 | 10834 | 3173929 | 3679147.22 |  | IPP Non-CHP | N | OP |  |  |  | ERCOT
EXCLUDE | TX | TX-ERCOT | Monticello | 6147 | 4 | SUB | ST | 800 | 800 | 0 | 0 | 0 |  | IPP Non-CHP | N | IP |  | Status of Operation (IP, L, P, T) |  | ERCOT
EXCLUDE | OH | OH-Eastern | Davis Besse | 6149 | 1 | NUC | ST | 925.2 | 894 | 0 | 7113892 | 0 |  | IPP Non-CHP | N | OP |  | Non Combustion (NUC, WAT, WND, GEO, or SUN) |  | Eastern
EXCLUDE | AL | AL-Eastern | Bellefonte | 6150 | DG-1 | DFO | IC | 7 | 7 | 0 | 0 | 0 |  | Electric Utility | N | OP |  | Internal Combustion |  | Eastern
EXCLUDE | AL | AL-Eastern | Bellefonte | 6150 | DG-2 | DFO | IC | 7 | 7 | 0 | 0 | 0 |  | Electric Utility | N | OP |  | Internal Combustion |  | Eastern
EXCLUDE | TN | TN-Eastern | Raccoon Mountain | 6151 | 1 | WAT | PS | 428.4 | 404.7 | 0 | -40734.75 | 0 |  | Electric Utility | N | OP |  | Non Combustion (NUC, WAT, WND, GEO, or SUN) |  | Eastern
EXCLUDE | TN | TN-Eastern | Raccoon Mountain | 6151 | 2 | WAT | PS | 428.4 | 404.1 | 0 | -40734.75 | 0 |  | Electric Utility | N | OP |  | Non Combustion (NUC, WAT, WND, GEO, or SUN) |  | Eastern
EXCLUDE | TN | TN-Eastern | Raccoon Mountain | 6151 | 3 | WAT | PS | 428.4 | 403.5 | 0 | -40734.75 | 0 |  | Electric Utility | N | OP |  | Non Combustion (NUC, WAT, WND, GEO, or SUN) |  | Eastern
EXCLUDE | TN | TN-Eastern | Raccoon Mountain | 6151 | 4 | WAT | PS | 428.4 | 404 | 0 | -40734.75 | 0 |  | Electric Utility | N | OP |  | Non Combustion (NUC, WAT, WND, GEO, or SUN) |  | Eastern
EXCLUDE | TN | TN-Eastern | Sequoyah | 6152 | 1 | NUC | ST | 1220.5 | 1152 | 0 | 8292815 | 0 |  | Electric Utility | N | OP |  | Non Combustion (NUC, WAT, WND, GEO, or SUN) |  | Eastern
EXCLUDE | TN | TN-Eastern | Sequoyah | 6152 | 2 | NUC | ST | 1220.5 | 1125.7 | 0 | 8292815 | 0 |  | Electric Utility | N | OP |  | Non Combustion (NUC, WAT, WND, GEO, or SUN) |  | Eastern
EXCLUDE | MO | MO-Eastern | Callaway | 6153 | 1 | NUC | ST | 1235.8 | 1190 | 0 | 10718329 | 0 |  | Electric Utility | N | OP |  | Non Combustion (NUC, WAT, WND, GEO, or SUN) |  | Eastern
COALST | MO | MO-Eastern | Rush Island | 6155 | 1 | SUB | ST | 621 | 606 | 5922 | 4201900 | 3959701.65 |  | Electric Utility | N | OP |  |  |  | Eastern
COALST | MO | MO-Eastern | Rush Island | 6155 | 2 | SUB | ST | 621 | 606 | 5922 | 3916876 | 3672641.68 |  | Electric Utility | N | OP |  |  |  | Eastern
OGST | CT | CT-Eastern | New Haven Harbor | 6156 | 1 | NG | ST | 460 | 453.2 | 4425 | 102638 | 89128.13 |  | IPP Non-CHP | N | OP |  |  |  | Eastern
EXCLUDE | CT | CT-Eastern | New Haven Harbor | 6156 | 2 | NG | GT | 60.5 | 47.4 | 485 | 369.73 | 285.89 |  | IPP Non-CHP | N | OP |  | Simple cycle unit | Yes | Eastern
EXCLUDE | CT | CT-Eastern | New Haven Harbor | 6156 | 3 | NG | GT | 60.5 | 48.1 | 485 | 632.25 | 436.04 |  | IPP Non-CHP | N | OP |  | Simple cycle unit | Yes | Eastern
EXCLUDE | CT | CT-Eastern | New Haven Harbor | 6156 | 4 | NG | GT | 60.5 | 48.1 | 485 | 895.26 | 689.4 |  | IPP Non-CHP | N | OP |  | Simple cycle unit | Yes | Eastern
EXCLUDE | CA | CA-Western | New Melones | 6158 | 1 | WAT | HY | 150 | 191 | 0 | 219855.5 | 0 |  | Electric Utility | N | OP |  | Non Combustion (NUC, WAT, WND, GEO, or SUN) |  | Western
EXCLUDE | CA | CA-Western | New Melones | 6158 | 2 | WAT | HY | 150 | 191 | 0 | 219855.5 | 0 |  | Electric Utility | N | OP |  | Non Combustion (NUC, WAT, WND, GEO, or SUN) |  | Western
EXCLUDE | CO | CO-Western | Gross Hydro Plant | 10424 | GEN1 | WAT | HY | 7.8 | 7.8 | 0 | 0 | 0 |  | IPP Non-CHP | N | OP |  | Non Combustion (NUC, WAT, WND, GEO, or SUN) |  | Western
EXCLUDE | WA | WA-Western | Grand Coulee | 6163 | 1 | WAT | HY | 125 | 125 | 0 | 508422.31 | 0 |  | Electric Utility | N | OP |  | Non Combustion (NUC, WAT, WND, GEO, or SUN) |  | Western
EXCLUDE | WA | WA-Western | Grand Coulee | 6163 | 10 | WAT | HY | 125 | 125 | 0 | 508422.31 | 0 |  | Electric Utility | N | OP |  | Non Combustion (NUC, WAT, WND, GEO, or SUN) |  | Western
EXCLUDE | WA | WA-Western | Grand Coulee | 6163 | 11 | WAT | HY | 125 | 125 | 0 | 508422.31 | 0 |  | Electric Utility | N | OP |  | Non Combustion (NUC, WAT, WND, GEO, or SUN) |  | Western
EXCLUDE | WA | WA-Western | Grand Coulee | 6163 | 12 | WAT | HY | 125 | 125 | 0 | 508422.31 | 0 |  | Electric Utility | N | OP |  | Non Combustion (NUC, WAT, WND, GEO, or SUN) |  | Western
EXCLUDE | WA | WA-Western | Grand Coulee | 6163 | 13 | WAT | HY | 125 | 125 | 0 | 508422.31 | 0 |  | Electric Utility | N | OP |  | Non Combustion (NUC, WAT, WND, GEO, or SUN) |  | Western
EXCLUDE | WA | WA-Western | Grand Coulee | 6163 | 14 | WAT | HY | 125 | 125 | 0 | 508422.31 | 0 |  | Electric Utility | N | OP |  | Non Combustion (NUC, WAT, WND, GEO, or SUN) |  | Western
EXCLUDE | WA | WA-Western | Grand Coulee | 6163 | 15 | WAT | HY | 125 | 125 | 0 | 508422.31 | 0 |  | Electric Utility | N | OP |  | Non Combustion (NUC, WAT, WND, GEO, or SUN) |  | Western
EXCLUDE | WA | WA-Western | Grand Coulee | 6163 | 16 | WAT | HY | 125 | 125 | 0 | 508422.31 | 0 |  | Electric Utility | N | OP |  | Non Combustion (NUC, WAT, WND, GEO, or SUN) |  | Western
EXCLUDE | WA | WA-Western | Grand Coulee | 6163 | 17 | WAT | HY | 125 | 125 | 0 | 508422.31 | 0 |  | Electric Utility | N | OP |  | Non Combustion (NUC, WAT, WND, GEO, or SUN) |  | Western
EXCLUDE | WA | WA-Western | Grand Coulee | 6163 | 18 | WAT | HY | 125 | 125 | 0 | 508422.31 | 0 |  | Electric Utility | N | OP |  | Non Combustion (NUC, WAT, WND, GEO, or SUN) |  | Western
EXCLUDE | WA | WA-Western | Grand Coulee | 6163 | 19 | WAT | HY | 600 | 690 | 0 | 2440427.07 | 0 |  | Electric Utility | N | OP |  | Non Combustion (NUC, WAT, WND, GEO, or SUN) |  | Western
EXCLUDE | WA | WA-Western | Grand Coulee | 6163 | 2 | WAT | HY | 125 | 125 | 0 | 508422.31 | 0 |  | Electric Utility | N | OP |  | Non Combustion (NUC, WAT, WND, GEO, or SUN) |  | Western
EXCLUDE | WA | WA-Western | Grand Coulee | 6163 | 20 | WAT | HY | 600 | 690 | 0 | 2440427.07 | 0 |  | Electric Utility | N | OP |  | Non Combustion (NUC, WAT, WND, GEO, or SUN) |  | Western
EXCLUDE | WA | WA-Western | Grand Coulee | 6163 | 21 | WAT | HY | 600 | 690 | 0 | 2440427.07 | 0 |  | Electric Utility | N | OP |  | Non Combustion (NUC, WAT, WND, GEO, or SUN) |  | Western
EXCLUDE | WA | WA-Western | Grand Coulee | 6163 | 22 | WAT | HY | 805 | 805 | 0 | 3274239.65 | 0 |  | Electric Utility | N | OP |  | Non Combustion (NUC, WAT, WND, GEO, or SUN) |  | Western
EXCLUDE | WA | WA-Western | Grand Coulee | 6163 | 23 | WAT | HY | 805 | 805 | 0 | 3274239.65 | 0 |  | Electric Utility | N | OP |  | Non Combustion (NUC, WAT, WND, GEO, or SUN) |  | Western
EXCLUDE | WA | WA-Western | Grand Coulee | 6163 | 24 | WAT | HY | 805 | 805 | 0 | 3274239.65 | 0 |  | Electric Utility | N | OP |  | Non Combustion (NUC, WAT, WND, GEO, or SUN) |  | Western
EXCLUDE | WA | WA-Western | Grand Coulee | 6163 | 3 | WAT | HY | 125 | 125 | 0 | 508422.31 | 0 |  | Electric Utility | N | OP |  | Non Combustion (NUC, WAT, WND, GEO, or SUN) |  | Western
EXCLUDE | WA | WA-Western | Grand Coulee | 6163 | 4 | WAT | HY | 125 | 125 | 0 | 508422.31 | 0 |  | Electric Utility | N | OP |  | Non Combustion (NUC, WAT, WND, GEO, or SUN) |  | Western
EXCLUDE | WA | WA-Western | Grand Coulee | 6163 | 5 | WAT | HY | 125 | 125 | 0 | 508422.31 | 0 |  | Electric Utility | N | OP |  | Non Combustion (NUC, WAT, WND, GEO, or SUN) |  | Western
EXCLUDE | WA | WA-Western | Grand Coulee | 6163 | 6 | WAT | HY | 125 | 125 | 0 | 508422.31 | 0 |  | Electric Utility | N | OP |  | Non Combustion (NUC, WAT, WND, GEO, or SUN) |  | Western
EXCLUDE | WA | WA-Western | Grand Coulee | 6163 | 7 | WAT | HY | 125 | 125 | 0 | 508422.31 | 0 |  | Electric Utility | N | OP |  | Non Combustion (NUC, WAT, WND, GEO, or SUN) |  | Western
EXCLUDE | WA | WA-Western | Grand Coulee | 6163 | 8 | WAT | HY | 125 | 125 | 0 | 508422.31 | 0 |  | Electric Utility | N | OP |  | Non Combustion (NUC, WAT, WND, GEO, or SUN) |  | Western
EXCLUDE | WA | WA-Western | Grand Coulee | 6163 | 9 | WAT | HY | 125 | 125 | 0 | 508422.31 | 0 |  | Electric Utility | N | OP |  | Non Combustion (NUC, WAT, WND, GEO, or SUN) |  | Western
EXCLUDE | WA | WA-Western | Grand Coulee | 6163 | LS1 | WAT | HY | 10 | 10 | 0 | 40673.78 | 0 |  | Electric Utility | N | OP |  | Non Combustion (NUC, WAT, WND, GEO, or SUN) |  | Western
EXCLUDE | WA | WA-Western | Grand Coulee | 6163 | LS2 | WAT | HY | 10 | 10 | 0 | 40673.78 | 0 |  | Electric Utility | N | OP |  | Non Combustion (NUC, WAT, WND, GEO, or SUN) |  | Western
EXCLUDE | WA | WA-Western | Grand Coulee | 6163 | LS3 | WAT | HY | 10 | 10 | 0 | 40673.78 | 0 |  | Electric Utility | N | OP |  | Non Combustion (NUC, WAT, WND, GEO, or SUN) |  | Western
EXCLUDE | WA | WA-Western | Grand Coulee | 6163 | PG10 | WAT | PS | 53.5 | 53.5 | 0 | 7420.31 | 0 |  | Electric Utility | N | OP |  | Non Combustion (NUC, WAT, WND, GEO, or SUN) |  | Western
EXCLUDE | WA | WA-Western | Grand Coulee | 6163 | PG11 | WAT | PS | 53.5 | 53.5 | 0 | 7420.31 | 0 |  | Electric Utility | N | OP |  | Non Combustion (NUC, WAT, WND, GEO, or SUN) |  | Western
EXCLUDE | WA | WA-Western | Grand Coulee | 6163 | PG12 | WAT | PS | 53.5 | 53.5 | 0 | 7420.31 | 0 |  | Electric Utility | N | OP |  | Non Combustion (NUC, WAT, WND, GEO, or SUN) |  | Western
EXCLUDE | WA | WA-Western | Grand Coulee | 6163 | PG7 | WAT | PS | 50 | 50 | 0 | 6934.87 | 0 |  | Electric Utility | N | OP |  | Non Combustion (NUC, WAT, WND, GEO, or SUN) |  | Western
EXCLUDE | WA | WA-Western | Grand Coulee | 6163 | PG8 | WAT | PS | 50 | 50 | 0 | 6934.87 | 0 |  | Electric Utility | N | OP |  | Non Combustion (NUC, WAT, WND, GEO, or SUN) |  | Western
EXCLUDE | WA | WA-Western | Grand Coulee | 6163 | PG9 | WAT | PS | 53.5 | 53.5 | 0 | 7420.31 | 0 |  | Electric Utility | N | OP |  | Non Combustion (NUC, WAT, WND, GEO, or SUN) |  | Western
COALST | UT | UT-Western | Hunter | 6165 | 1 | BIT | ST | 488.3 | 446 | 5348 | 3126681 | 3205711.83 |  | Electric Utility | N | OP |  |  |  | Western
COALST | UT | UT-Western | Hunter | 6165 | 2 | BIT | ST | 488.3 | 430 | 6130 | 3142596 | 3399161.42 |  | Electric Utility | N | OP |  |  |  | Western
COALST | UT | UT-Western | Hunter | 6165 | 3 | BIT | ST | 495.6 | 460 | 5742 | 2849599 | 3110966.32 |  | Electric Utility | N | OP |  |  |  | Western
COALST | IN | IN-Eastern | Rockport | 6166 | 1 | SUB | ST | 1300 | 1300 | 12374 | 9607065 | 9996023.6 |  | Electric Utility | N | OP |  |  |  | Eastern
COALST | IN | IN-Eastern | Rockport | 6166 | 2 | SUB | ST | 1300 | 1300 | 12374 | 9172504 | 9569014.57 |  | Electric Utility | N | OP |  |  |  | Eastern
EXCLUDE | VA | VA-Eastern | Bath County | 6167 | 1 | WAT | PS | 477 | 500 | 0 | -161983.83 | 0 |  | Electric Utility | N | OP |  | Non Combustion (NUC, WAT, WND, GEO, or SUN) |  | Eastern
EXCLUDE | VA | VA-Eastern | Bath County | 6167 | 2 | WAT | PS | 477 | 500 | 0 | -161983.83 | 0 |  | Electric Utility | N | OP |  | Non Combustion (NUC, WAT, WND, GEO, or SUN) |  | Eastern
EXCLUDE | VA | VA-Eastern | Bath County | 6167 | 3 | WAT | PS | 477 | 502 | 0 | -161983.83 | 0 |  | Electric Utility | N | OP |  | Non Combustion (NUC, WAT, WND, GEO, or SUN) |  | Eastern
EXCLUDE | VA | VA-Eastern | Bath County | 6167 | 4 | WAT | PS | 477 | 500 | 0 | -161983.83 | 0 |  | Electric Utility | N | OP |  | Non Combustion (NUC, WAT, WND, GEO, or SUN) |  | Eastern
EXCLUDE | VA | VA-Eastern | Bath County | 6167 | 5 | WAT | PS | 477 | 501 | 0 | -161983.83 | 0 |  | Electric Utility | N | OP |  | Non Combustion (NUC, WAT, WND, GEO, or SUN) |  | Eastern
EXCLUDE | VA | VA-Eastern | Bath County | 6167 | 6 | WAT | PS | 477 | 500 | 0 | -161983.83 | 0 |  | Electric Utility | N | OP |  | Non Combustion (NUC, WAT, WND, GEO, or SUN) |  | Eastern
EXCLUDE | VA | VA-Eastern | North Anna | 6168 | 1 | NUC | ST | 979.7 | 943 | 0 | 7666595 | 0 |  | Electric Utility | N | OP |  | Non Combustion (NUC, WAT, WND, GEO, or SUN) |  | Eastern
EXCLUDE | VA | VA-Eastern | North Anna | 6168 | 2 | NUC | ST | 979.7 | 943 | 0 | 7666595 | 0 |  | Electric Utility | N | OP |  | Non Combustion (NUC, WAT, WND, GEO, or SUN) |  | Eastern
EXCLUDE | VA | VA-Eastern | North Anna | 6168 | HC1 | WAT | HY | 1 | 1 | 0 | 0 | 0 |  | Electric Utility | N | OP |  | Non Combustion (NUC, WAT, WND, GEO, or SUN) |  | Eastern
COALST | WI | WI-Eastern | Pleasant Prairie | 6170 | 1 | SUB | ST | 616.6 | 594 | 8250 | 3059555 | 3983789.92 |  | Electric Utility | N | OP |  |  |  | Eastern
COALST | WI | WI-Eastern | Pleasant Prairie | 6170 | 2 | SUB | ST | 616.6 | 594 | 8040 | 2293256 | 2906707.51 |  | Electric Utility | N | OP |  |  |  | Eastern
EXCLUDE | WI | WI-Eastern | Pleasant Prairie | 6170 | 3 | DFO | IC | 2 | 2 | 0 | 0 | 0 |  | Electric Utility | N | OP |  | Internal Combustion |  | Eastern
EXCLUDE | KY | KY-Eastern | Laurel | 6171 | 1 | WAT | HY | 70 | 61 | 0 | 58439 | 0 |  | Electric Utility | N | OP |  | Non Combustion (NUC, WAT, WND, GEO, or SUN) |  | Eastern
EXCLUDE | MT | MT-Western | Libby | 6172 | 1 | WAT | HY | 105 | 105 | 0 | 558729 | 0 |  | Electric Utility | N | OP |  | Non Combustion (NUC, WAT, WND, GEO, or SUN) |  | Western
EXCLUDE | MT | MT-Western | Libby | 6172 | 2 | WAT | HY | 105 | 105 | 0 | 558729 | 0 |  | Electric Utility | N | OP |  | Non Combustion (NUC, WAT, WND, GEO, or SUN) |  | Western
EXCLUDE | MT | MT-Western | Libby | 6172 | 3 | WAT | HY | 105 | 105 | 0 | 558729 | 0 |  | Electric Utility | N | OP |  | Non Combustion (NUC, WAT, WND, GEO, or SUN) |  | Western
EXCLUDE | MT | MT-Western | Libby | 6172 | 4 | WAT | HY | 105 | 105 | 0 | 558729 | 0 |  | Electric Utility | N | OP |  | Non Combustion (NUC, WAT, WND, GEO, or SUN) |  | Western
EXCLUDE | MT | MT-Western | Libby | 6172 | 5 | WAT | HY | 105 | 105 | 0 | 558729 | 0 |  | Electric Utility | N | OP |  | Non Combustion (NUC, WAT, WND, GEO, or SUN) |  | Western
EXCLUDE | OR | OR-Western | Lost Creek | 6174 | 1 | WAT | HY | 24.5 | 24.5 | 0 | 106956.5 | 0 |  | Electric Utility | N | OP |  | Non Combustion (NUC, WAT, WND, GEO, or SUN) |  | Western
EXCLUDE | OR | OR-Western | Lost Creek | 6174 | 2 | WAT | HY | 24.5 | 24.5 | 0 | 106956.5 | 0 |  | Electric Utility | N | OP |  | Non Combustion (NUC, WAT, WND, GEO, or SUN) |  | Western
EXCLUDE | WA | WA-Western | Lower Granite | 6175 | 1 | WAT | HY | 135 | 135 | 0 | 402896 | 0 |  | Electric Utility | N | OP |  | Non Combustion (NUC, WAT, WND, GEO, or SUN) |  | Western
EXCLUDE | WA | WA-Western | Lower Granite | 6175 | 2 | WAT | HY | 135 | 135 | 0 | 402896 | 0 |  | Electric Utility | N | OP |  | Non Combustion (NUC, WAT, WND, GEO, or SUN) |  | Western
EXCLUDE | WA | WA-Western | Lower Granite | 6175 | 3 | WAT | HY | 135 | 135 | 0 | 402896 | 0 |  | Electric Utility | N | OP |  | Non Combustion (NUC, WAT, WND, GEO, or SUN) |  | Western
EXCLUDE | WA | WA-Western | Lower Granite | 6175 | 4 | WAT | HY | 135 | 135 | 0 | 402896 | 0 |  | Electric Utility | N | OP |  | Non Combustion (NUC, WAT, WND, GEO, or SUN) |  | Western
EXCLUDE | WA | WA-Western | Lower Granite | 6175 | 5 | WAT | HY | 135 | 135 | 0 | 402896 | 0 |  | Electric Utility | N | OP |  | Non Combustion (NUC, WAT, WND, GEO, or SUN) |  | Western
EXCLUDE | WA | WA-Western | Lower Granite | 6175 | 6 | WAT | HY | 135 | 135 | 0 | 402896 | 0 |  | Electric Utility | N | OP |  | Non Combustion (NUC, WAT, WND, GEO, or SUN) |  | Western
COALST | AZ | AZ-Western | Coronado | 6177 | CO1 | SUB | ST | 410.9 | 380 | 4758.8 | 2703467 | 3220844.59 |  | Electric Utility | N | OP |  |  |  | Western
COALST | AZ | AZ-Western | Coronado | 6177 | CO2 | SUB | ST | 410.9 | 385 | 4899.6 | 2887256 | 3674271.36 |  | Electric Utility | N | OP |  |  |  | Western
COALST | TX | TX-ERCOT | Coleto Creek | 6178 | 1 | SUB | ST | 622.4 | 592.4 | 7300 | 5364223 | 5530020.78 |  | IPP Non-CHP | N | OP |  |  |  | ERCOT
COALST | TX | TX-ERCOT | Fayette Power Project | 6179 | 1 | SUB | ST | 615 | 598 | 8673.9 | 3342287 | 3944477.25 |  | Electric Utility | N | OP |  |  |  | ERCOT
COALST | TX | TX-ERCOT | Fayette Power Project | 6179 | 2 | SUB | ST | 615 | 598 | 8673.9 | 2732059 | 3400325.44 |  | Electric Utility | N | OP |  |  |  | ERCOT
COALST | TX | TX-ERCOT | Fayette Power Project | 6179 | 3 | SUB | ST | 460 | 445 | 6333.3 | 2245525 | 2706786.49 |  | Electric Utility | N | OP |  |  |  | ERCOT
EXCLUDE | TX | TX-ERCOT | Oak Grove | 6180 | 1 | LIG | ST | 800.8 | 750 | 0 | 0 | 0 |  | IPP Non-CHP | N | IP |  | Status of Operation (IP, L, P, T) |  | ERCOT
EXCLUDE | TX | TX-ERCOT | Oak Grove | 6180 | 2 | LIG | ST | 800.8 | 750 | 0 | 0 | 0 |  | IPP Non-CHP | N | IP |  | Status of Operation (IP, L, P, T) |  | ERCOT
COALST | TX | TX-ERCOT | Oak Grove | 6180 | OG1 | LIG | ST | 916.8 | 840 | 9940 | 5434520 | 6156655.24 |  | IPP Non-CHP | N | OP |  |  |  | ERCOT
COALST | TX | TX-ERCOT | Oak Grove | 6180 | OG2 | LIG | ST | 878.6 | 825 | 9651 | 5719478 | 6214267.49 |  | IPP Non-CHP | N | OP |  |  |  | ERCOT
COALST | TX | TX-ERCOT | J T Deely | 6181 | 1 | SUB | ST | 486 | 420 | 5161.8 | 1382961 | 1538871.53 |  | Electric Utility | N | OP |  |  |  | ERCOT
COALST | TX | TX-ERCOT | J T Deely | 6181 | 2 | SUB | ST | 446 | 420 | 5161.8 | 2382380 | 2300409.14 |  | Electric Utility | N | OP |  |  |  | ERCOT
COALST | TX | TX-ERCOT | San Miguel | 6183 | 1 | LIG | ST | 410 | 391 | 5400 | 2901545 | 3782604.75 |  | Electric Utility | N | OP |  |  |  | ERCOT
EXCLUDE | AL | AL-Eastern | Harris Dam | 6188 | 1 | WAT | HY | 67.5 | 66 | 0 | 34523.5 | 0 |  | Electric Utility | N | OP |  | Non Combustion (NUC, WAT, WND, GEO, or SUN) |  | Eastern
EXCLUDE | AL | AL-Eastern | Harris Dam | 6188 | 2 | WAT | HY | 67.5 | 66 | 0 | 34523.5 | 0 |  | Electric Utility | N | OP |  | Non Combustion (NUC, WAT, WND, GEO, or SUN) |  | Eastern
EXCLUDE | GA | GA-Eastern | Rocky Mountain Hydroelectric Plant | 6189 | 1 | WAT | PS | 282.6 | 345 | 0 | -146900 | 0 |  | Electric Utility | N | OP |  | Non Combustion (NUC, WAT, WND, GEO, or SUN) |  | Eastern
EXCLUDE | GA | GA-Eastern | Rocky Mountain Hydroelectric Plant | 6189 | 2 | WAT | PS | 282.6 | 345 | 0 | -146900 | 0 |  | Electric Utility | N | OP |  | Non Combustion (NUC, WAT, WND, GEO, or SUN) |  | Eastern
EXCLUDE | GA | GA-Eastern | Rocky Mountain Hydroelectric Plant | 6189 | 3 | WAT | PS | 282.6 | 345 | 0 | -146900 | 0 |  | Electric Utility | N | OP |  | Non Combustion (NUC, WAT, WND, GEO, or SUN) |  | Eastern
OGST | LA | LA-Eastern | Brame Energy Center | 6190 | 1 | NG | ST | 445.5 | 422 | 4500 | 623504 | 439836.4 |  | Electric Utility | N | OP |  |  |  | Eastern
COALST | LA | LA-Eastern | Brame Energy Center | 6190 | 2 | SUB | ST | 558 | 493 | 5796 | 2677857 | 3021695.19 |  | Electric Utility | N | OP |  |  |  | Eastern
COALST | LA | LA-Eastern | Brame Energy Center | 6190 | 3 | PC | ST | 703.8 | 628 | 7112 | 1992364 | 2429468.31 |  | Electric Utility | N | OP |  |  |  | Eastern
COALST | TX | TX-Eastern | Harrington | 6193 | 1 | SUB | ST | 360 | 339 | 4631 | 2006288 | 2123516.08 |  | Electric Utility | N | OP |  |  |  | Eastern
COALST | TX | TX-Eastern | Harrington | 6193 | 2 | SUB | ST | 360 | 339 | 4222 | 2260017 | 2751525.29 |  | Electric Utility | N | OP |  |  |  | Eastern
COALST | TX | TX-Eastern | Harrington | 6193 | 3 | SUB | ST | 360 | 340 | 4397 | 1909706 | 2086778.86 |  | Electric Utility | N | OP |  |  |  | Eastern
COALST | TX | TX-Eastern | Tolk | 6194 | 1 | SUB | ST | 567.9 | 532 | 6331 | 3508767 | 3449930.11 |  | Electric Utility | N | OP |  |  |  | Eastern
COALST | TX | TX-Eastern | Tolk | 6194 | 2 | SUB | ST | 567.9 | 535 | 5991 | 4065400 | 4295100.89 |  | Electric Utility | N | OP |  |  |  | Eastern
EXCLUDE | MO | MO-Eastern | John Twitty Energy Center | 6195 | GT1 | NG | GT | 57 | 52 | 706 | 4107.14 | 4796.44 |  | Electric Utility | N | OP |  | Simple cycle unit |  | Eastern
EXCLUDE | MO | MO-Eastern | John Twitty Energy Center | 6195 | GT2 | NG | GT | 52 | 52 | 776 | 3746.86 | 2136.23 |  | Electric Utility | N | OP |  | Simple cycle unit |  | Eastern
COALST | MO | MO-Eastern | John Twitty Energy Center | 6195 | ST1 | SUB | ST | 194 | 187 | 1990 | 836707 | 925992.44 |  | Electric Utility | N | OP |  |  |  | Eastern
COALST | MO | MO-Eastern | John Twitty Energy Center | 6195 | ST2 | SUB | ST | 300 | 279 | 2724 | 1137544 | 1186535.04 |  | Electric Utility | N | OP |  |  |  | Eastern
EXCLUDE | CA | CA-Western | W E Warne | 6196 | 1 | WAT | HY | 37.1 | 38 | 0 | 180659 | 0 |  | Electric Utility | N | OP |  | Non Combustion (NUC, WAT, WND, GEO, or SUN) |  | Western
EXCLUDE | CA | CA-Western | W E Warne | 6196 | 2 | WAT | HY | 37.1 | 38 | 0 | 180659 | 0 |  | Electric Utility | N | OP |  | Non Combustion (NUC, WAT, WND, GEO, or SUN) |  | Western
EXCLUDE | WA | WA-Western | Rock Island | 6200 | A | WAT | HY | 1.2 | 1.2 | 0 | 5577.45 | 0 |  | Electric Utility | N | OP |  | Non Combustion (NUC, WAT, WND, GEO, or SUN) |  | Western
EXCLUDE | WA | WA-Western | Rock Island | 6200 | B-1 | WAT | HY | 20.7 | 15 | 0 | 96211.06 | 0 |  | Electric Utility | N | OP |  | Non Combustion (NUC, WAT, WND, GEO, or SUN) |  | Western
EXCLUDE | WA | WA-Western | Rock Island | 6200 | B-10 | WAT | HY | 22.5 | 19 | 0 | 104577.24 | 0 |  | Electric Utility | N | OP |  | Non Combustion (NUC, WAT, WND, GEO, or SUN) |  | Western
EXCLUDE | WA | WA-Western | Rock Island | 6200 | B-2 | WAT | HY | 20.7 | 15 | 0 | 96211.06 | 0 |  | Electric Utility | N | OP |  | Non Combustion (NUC, WAT, WND, GEO, or SUN) |  | Western
EXCLUDE | WA | WA-Western | Rock Island | 6200 | B-3 | WAT | HY | 20.7 | 15 | 0 | 96211.06 | 0 |  | Electric Utility | N | OP |  | Non Combustion (NUC, WAT, WND, GEO, or SUN) |  | Western
EXCLUDE | WA | WA-Western | Rock Island | 6200 | B-4 | WAT | HY | 20.7 | 15 | 0 | 96211.06 | 0 |  | Electric Utility | N | OP |  | Non Combustion (NUC, WAT, WND, GEO, or SUN) |  | Western
EXCLUDE | WA | WA-Western | Rock Island | 6200 | B-5 | WAT | HY | 22.5 | 17 | 0 | 104577.24 | 0 |  | Electric Utility | N | OP |  | Non Combustion (NUC, WAT, WND, GEO, or SUN) |  | Western
EXCLUDE | WA | WA-Western | Rock Island | 6200 | B-6 | WAT | HY | 22.5 | 17 | 0 | 104577.24 | 0 |  | Electric Utility | N | OP |  | Non Combustion (NUC, WAT, WND, GEO, or SUN) |  | Western
EXCLUDE | WA | WA-Western | Rock Island | 6200 | B-7 | WAT | HY | 22.5 | 17 | 0 | 104577.24 | 0 |  | Electric Utility | N | OP |  | Non Combustion (NUC, WAT, WND, GEO, or SUN) |  | Western
EXCLUDE | WA | WA-Western | Rock Island | 6200 | B-8 | WAT | HY | 22.5 | 17 | 0 | 104577.24 | 0 |  | Electric Utility | N | OP |  | Non Combustion (NUC, WAT, WND, GEO, or SUN) |  | Western
EXCLUDE | WA | WA-Western | Rock Island | 6200 | B-9 | WAT | HY | 22.5 | 19 | 0 | 104577.24 | 0 |  | Electric Utility | N | OP |  | Non Combustion (NUC, WAT, WND, GEO, or SUN) |  | Western
EXCLUDE | WA | WA-Western | Rock Island | 6200 | U-1 | WAT | HY | 51.3 | 42 | 0 | 238436.11 | 0 |  | Electric Utility | N | OP |  | Non Combustion (NUC, WAT, WND, GEO, or SUN) |  | Western
EXCLUDE | WA | WA-Western | Rock Island | 6200 | U-2 | WAT | HY | 51.3 | 42 | 0 | 238436.11 | 0 |  | Electric Utility | N | OP |  | Non Combustion (NUC, WAT, WND, GEO, or SUN) |  | Western
EXCLUDE | WA | WA-Western | Rock Island | 6200 | U-3 | WAT | HY | 51.3 | 42 | 0 | 238436.11 | 0 |  | Electric Utility | N | OP |  | Non Combustion (NUC, WAT, WND, GEO, or SUN) |  | Western
EXCLUDE | WA | WA-Western | Rock Island | 6200 | U-4 | WAT | HY | 51.3 | 42 | 0 | 238436.11 | 0 |  | Electric Utility | N | OP |  | Non Combustion (NUC, WAT, WND, GEO, or SUN) |  | Western
EXCLUDE | WA | WA-Western | Rock Island | 6200 | U-5 | WAT | HY | 51.3 | 42 | 0 | 238436.11 | 0 |  | Electric Utility | N | OP |  | Non Combustion (NUC, WAT, WND, GEO, or SUN) |  | Western
EXCLUDE | WA | WA-Western | Rock Island | 6200 | U-6 | WAT | HY | 51.3 | 42 | 0 | 238436.11 | 0 |  | Electric Utility | N | OP |  | Non Combustion (NUC, WAT, WND, GEO, or SUN) |  | Western
EXCLUDE | WA | WA-Western | Rock Island | 6200 | U-7 | WAT | HY | 51.3 | 42 | 0 | 238436.11 | 0 |  | Electric Utility | N | OP |  | Non Combustion (NUC, WAT, WND, GEO, or SUN) |  | Western
EXCLUDE | WA | WA-Western | Rock Island | 6200 | U-8 | WAT | HY | 51.3 | 42 | 0 | 238436.11 | 0 |  | Electric Utility | N | OP |  | Non Combustion (NUC, WAT, WND, GEO, or SUN) |  | Western
EXCLUDE | WA | WA-Western | Ross | 6202 | 41 | WAT | HY | 112.5 | 94.5 | 0 | 234453.5 | 0 |  | Electric Utility | N | OP |  | Non Combustion (NUC, WAT, WND, GEO, or SUN) |  | Western
EXCLUDE | WA | WA-Western | Ross | 6202 | 42 | WAT | HY | 112.5 | 94.5 | 0 | 234453.5 | 0 |  | Electric Utility | N | OP |  | Non Combustion (NUC, WAT, WND, GEO, or SUN) |  | Western
EXCLUDE | WA | WA-Western | Ross | 6202 | 43 | WAT | HY | 112.5 | 94.5 | 0 | 234453.5 | 0 |  | Electric Utility | N | OP |  | Non Combustion (NUC, WAT, WND, GEO, or SUN) |  | Western
EXCLUDE | WA | WA-Western | Ross | 6202 | 44 | WAT | HY | 112.5 | 94.5 | 0 | 234453.5 | 0 |  | Electric Utility | N | OP |  | Non Combustion (NUC, WAT, WND, GEO, or SUN) |  | Western
COALST | WY | WY-Western | Laramie River Station | 6204.1 | 1 | SUB | ST | 570 | 570 | 7000 | 2474390 | 3035926.14 |  | Electric Utility | N | OP |  |  |  | Western
COALST | WY | WY-Western | Laramie River Station | 6204.2 | 2 | SUB | ST | 570 | 570 | 7000 | 4423340 | 5050085.24 |  | Electric Utility | N | OP |  |  |  | Western
COALST | WY | WY-Western | Laramie River Station | 6204.2 | 3 | SUB | ST | 570 | 570 | 7600 | 4100123 | 5238291.28 |  | Electric Utility | N | OP |  |  |  | Western
COALST | CO | CO-Western | Hayden | 525 | 1 | BIT | ST | 163.2 | 184 | 2365 | 838332 | 1076553.46 |  | Electric Utility | N | OP |  |  |  | Western
COALST | CO | CO-Western | Hayden | 525 | 2 | BIT | ST | 275.4 | 262 | 3000 | 1638795 | 1820620.63 |  | Electric Utility | N | OP |  |  |  | Western
EXCLUDE | CO | CO-Western | Hillcrest Pump Station | 54142 | GEN1 | WAT | HY | 2 | 2 | 0 | 0 | 0 |  | IPP Non-CHP | N | OP |  | Non Combustion (NUC, WAT, WND, GEO, or SUN) |  | Western
EXCLUDE | CO | CO-Western | Holly | 502 | 1 | NG | IC | 0.2 | 0.2 | 0 | 0 | 0 |  | Electric Utility | N | RE | 2002 | Retired prior to 2012 |  | Western
EXCLUDE | CO | CO-Western | Holly | 502 | 2 | NG | IC | 0.2 | 0.2 | 0 | 0 | 0 |  | Electric Utility | N | RE | 2002 | Retired prior to 2012 |  | Western
EXCLUDE | CO | CO-Western | Holly | 502 | 5 | DFO | IC | 0.4 | 0.3 | 0 | 0 | 0 |  | Electric Utility | N | SB |  | Internal Combustion |  | Western
EXCLUDE | WA | WA-Western | Northeast | 6210 | 1 | NG | GT | 61.8 | 45 | 0 | 181 | 164.4 |  | Electric Utility | N | SB |  | Simple cycle unit |  | Western
EXCLUDE | CA | CA-Western | Dynegy Oakland Power Plant | 6211 | GEN1 | JF | GT | 74.5 | 55 | 0 | 3988.67 | 4357.89 |  | IPP Non-CHP | N | OP |  | Simple cycle unit |  | Western
EXCLUDE | CA | CA-Western | Dynegy Oakland Power Plant | 6211 | GEN2 | JF | GT | 74.5 | 55 | 0 | 3988.67 | 4357.89 |  | IPP Non-CHP | N | OP |  | Simple cycle unit |  | Western
EXCLUDE | CA | CA-Western | Dynegy Oakland Power Plant | 6211 | GEN3 | JF | GT | 74.5 | 55 | 0 | 3988.67 | 4357.89 |  | IPP Non-CHP | N | OP |  | Simple cycle unit |  | Western
EXCLUDE | CA | CA-Western | Mobile GT | 6212 | 1 | DFO | GT | 13.3 | 15 | 0 | 0 | 0 |  | Electric Utility | N | RE | 2007 | Retired prior to 2012 |  | Western
EXCLUDE | CA | CA-Western | Mobile GT | 6212 | 2 | DFO | GT | 13.3 | 15 | 0 | 0 | 0 |  | Electric Utility | N | RE | 2010 | Retired prior to 2012 |  | Western
EXCLUDE | CA | CA-Western | Mobile GT | 6212 | 3 | DFO | GT | 13.3 | 15 | 0 | 0 | 0 |  | Electric Utility | N | RE | 2010 | Retired prior to 2012 |  | Western
COALST | IN | IN-Eastern | Merom | 6213 | 1 | BIT | ST | 540 | 490 | 5800 | 2970331 | 3290971.25 |  | Electric Utility | N | OP |  |  |  | Eastern
COALST | IN | IN-Eastern | Merom | 6213 | 2 | BIT | ST | 540 | 485 | 7000 | 2613840 | 2801843.36 |  | Electric Utility | N | OP |  |  |  | Eastern
EXCLUDE | IA | IA-Eastern | Durant | 6220 | 4 | DFO | IC | 0.5 | 0.5 | 0 | 0 | 0 |  | Electric Utility | N | RE | 2009 | Retired prior to 2012 |  | Eastern
EXCLUDE | IA | IA-Eastern | Durant | 6220 | 5 | DFO | IC | 0.5 | 0.5 | 0 | 0 | 0 |  | Electric Utility | N | RE | 2009 | Retired prior to 2012 |  | Eastern
EXCLUDE | IA | IA-Eastern | Durant | 6220 | 6A | DFO | IC | 2 | 2.1 | 0 | 0 | 0 |  | Electric Utility | N | SB |  | Internal Combustion |  | Eastern
EXCLUDE | IA | IA-Eastern | Durant | 6220 | 7 | DFO | IC | 1.8 | 1.8 | 0 | 0 | 0 |  | Electric Utility | N | SB |  | Internal Combustion |  | Eastern
EXCLUDE | IA | IA-Eastern | Durant | 6220 | 8 | DFO | IC | 2.6 | 2.6 | 0 | 0 | 0 |  | Electric Utility | N | SB |  | Internal Combustion |  | Eastern
EXCLUDE | MO | MO-Eastern | Empire Energy Center | 6223 | 1 | NG | GT | 129 | 82 | 1336.9 | 1633.45 | 1502.54 |  | Electric Utility | N | OP |  | Simple cycle unit |  | Eastern
EXCLUDE | MO | MO-Eastern | Empire Energy Center | 6223 | 2 | NG | GT | 129 | 82 | 1352.6 | 25931.72 | 9743.77 |  | Electric Utility | N | OP |  | Simple cycle unit |  | Eastern
EXCLUDE | MO | MO-Eastern | Empire Energy Center | 6223 | 3 | NG | GT | 60.5 | 49 | 626 | 12161.78 | 21949.22 |  | Electric Utility | N | OP |  | Simple cycle unit |  | Eastern
EXCLUDE | MO | MO-Eastern | Empire Energy Center | 6223 | 4 | NG | GT | 60.5 | 49 | 628 | 12161.78 | 23988.26 |  | Electric Utility | N | OP |  | Simple cycle unit |  | Eastern
EXCLUDE | IN | IN-Eastern | Jasper 2 | 6225 | 1 | BIT | ST | 14.5 | 13.6 | 0 | 242 | 339.31 |  | Electric Utility | N | SB |  | Steam unit (PRMVR=ST) less than or equal to 25MW (i.e. 250 MMBtu/hr) |  | Eastern
EXCLUDE | NE | NE-Eastern | Mobile | 6229 | 1 | DFO | IC | 1 | 1 | 0 | 0 | 0 |  | Electric Utility | N | OP |  | Internal Combustion |  | Eastern
EXCLUDE | NE | NE-Eastern | Mobile | 6229 | 2 | DFO | IC | 1.6 | 1.6 | 0 | 0 | 0 |  | Electric Utility | N | OP |  | Internal Combustion |  | Eastern
EXCLUDE | NE | NE-Eastern | Mobile | 6229 | 3 | DFO | IC | 1 | 0.8 | 0 | 0 | 0 |  | Electric Utility | N | RE | 2003 | Retired prior to 2012 |  | Eastern
EXCLUDE | NE | NE-Eastern | Mobile | 6229 | 500 | DFO | IC | 0.5 | 0.5 | 0 | 0 | 0 |  | Electric Utility | N | OP |  | Internal Combustion |  | Eastern
EXCLUDE | WI | WI-Eastern | Apple River | 6231 | 1 | WAT | HY | 0.8 | 0.4 | 0 | 2983 | 0 |  | Electric Utility | N | OP |  | Non Combustion (NUC, WAT, WND, GEO, or SUN) |  | Eastern
EXCLUDE | WI | WI-Eastern | Apple River | 6231 | 2 | WAT | HY | 0.8 | 1 | 0 | 0 | 0 |  | Electric Utility | N | RE | 2006 | Retired prior to 2012 |  | Eastern
EXCLUDE | WI | WI-Eastern | Apple River | 6231 | 3 | WAT | HY | 0.8 | 0.5 | 0 | 2983 | 0 |  | Electric Utility | N | OP |  | Non Combustion (NUC, WAT, WND, GEO, or SUN) |  | Eastern
EXCLUDE | WI | WI-Eastern | Apple River | 6231 | 4 | WAT | HY | 0.8 | 0.5 | 0 | 2983 | 0 |  | Electric Utility | N | OP |  | Non Combustion (NUC, WAT, WND, GEO, or SUN) |  | Eastern
EXCLUDE | IL | IL-Eastern | Pittsfield | 6237 | 1 | DFO | IC | 1 | 1 | 0 | 0 | 0 |  | Electric Utility | N | RE | 2011 | Retired prior to 2012 |  | Eastern
EXCLUDE | IL | IL-Eastern | Pittsfield | 6237 | 2 | DFO | IC | 1 | 1 | 0 | 0 | 0 |  | Electric Utility | N | RE | 2011 | Retired prior to 2012 |  | Eastern
EXCLUDE | IL | IL-Eastern | Pittsfield | 6237 | 3 | DFO | IC | 1 | 1 | 0 | 0 | 0 |  | Electric Utility | N | RE | 2011 | Retired prior to 2012 |  | Eastern
EXCLUDE | IL | IL-Eastern | Pittsfield | 6237 | 4 | DFO | IC | 3 | 2.7 | 0 | 0 | 0 |  | Electric Utility | N | RE | 2011 | Retired prior to 2012 |  | Eastern
EXCLUDE | IL | IL-Eastern | Pittsfield | 6237 | 5 | DFO | IC | 3 | 2.7 | 0 | 0 | 0 |  | Electric Utility | N | RE | 2011 | Retired prior to 2012 |  | Eastern
EXCLUDE | IL | IL-Eastern | Pearl Station | 6238 | 1 | BIT | ST | 22 | 22.2 | 0 | 3953 | 5672.07 |  | Electric Utility | N | RE | 2012 | Steam unit (PRMVR=ST) less than or equal to 25MW (i.e. 250 MMBtu/hr) |  | Eastern
EXCLUDE | IL | IL-Eastern | Pearl Station | 6238 | GT1 | DFO | GT | 24 | 20.1 | 0 | 254 | 365.22 |  | Electric Utility | N | SB |  | Simple cycle unit |  | Eastern
OGST | TX | TX-ERCOT | Dansby | 6243 | 1 | NG | ST | 105 | 110 | 1300 | 100605 | 85900.97 |  | Electric Utility | N | OP |  |  |  | ERCOT
EXCLUDE | TX | TX-ERCOT | Dansby | 6243 | 2 | NG | GT | 49.1 | 47.1 | 500 | 21893 | 10467.19 |  | Electric Utility | N | OP |  | Simple cycle unit |  | ERCOT
EXCLUDE | TX | TX-ERCOT | Dansby | 6243 | 3 | NG | GT | 49.1 | 47.1 | 932 | 21893 | 15908.35 |  | Electric Utility | N | OP |  | Simple cycle unit |  | ERCOT
NGCC | FL | FL-Eastern | Putnam | 6246 | 1GT1 | NG | CC | 85 |  | 1232 | 139934 | 82079.97 |  | Electric Utility | N | OP |  |  |  | Eastern
NGCC | FL | FL-Eastern | Putnam | 6246 | 1GT2 | NG | CC | 85 |  | 1232 | 139934 | 82079.97 |  | Electric Utility | N | OP |  |  |  | Eastern
NGCC | FL | FL-Eastern | Putnam | 6246 | 1ST | NG | CC | 120 | 249 | 1232 | 197553.88 | 115877.61 |  | Electric Utility | N | OP |  |  |  | Eastern
NGCC | FL | FL-Eastern | Putnam | 6246 | 2GT1 | NG | CC | 85 |  | 1232 | 139934 | 82079.97 |  | Electric Utility | N | OP |  |  |  | Eastern
NGCC | FL | FL-Eastern | Putnam | 6246 | 2GT2 | NG | CC | 85 |  | 1232 | 139934 | 82079.97 |  | Electric Utility | N | OP |  |  |  | Eastern
NGCC | FL | FL-Eastern | Putnam | 6246 | 2ST | NG | CC | 120 | 249 | 1232 | 197553.88 | 115877.61 |  | Electric Utility | N | OP |  |  |  | Eastern
EXCLUDE | CO | CO-Western | Holly | 502 | ARPA | DFO | IC | 2.2 | 2 | 0 | 0 | 0 |  | Electric Utility | N | RE | 2006 | Retired prior to 2012 |  | Western
COALST | SC | SC-Eastern | Winyah | 6249 | 1 | BIT | ST | 315 | 275 | 3224 | 355171 | 437753.11 |  | Electric Utility | N | OP |  |  |  | Eastern
COALST | SC | SC-Eastern | Winyah | 6249 | 2 | BIT | ST | 315 | 285 | 3858 | 445654 | 557215.23 |  | Electric Utility | N | OP |  |  |  | Eastern
COALST | SC | SC-Eastern | Winyah | 6249 | 3 | BIT | ST | 315 | 285 | 3864 | 834588 | 970605.52 |  | Electric Utility | N | OP |  |  |  | Eastern
COALST | SC | SC-Eastern | Winyah | 6249 | 4 | BIT | ST | 315 | 285 | 3605 | 876832 | 1017768.61 |  | Electric Utility | N | OP |  |  |  | Eastern
COALST | NC | NC-Eastern | Mayo | 6250 | 1 | BIT | ST | 735.8 | 727 | 9800 | 3539046 | 3814374.96 |  | Electric Utility | N | OP |  |  |  | Eastern
EXCLUDE | TX | TX-ERCOT | South Texas Project | 6251 | 1 | NUC | ST | 1354.3 | 1280 | 0 | 9272046.5 | 0 |  | IPP Non-CHP | N | OP |  | Non Combustion (NUC, WAT, WND, GEO, or SUN) |  | ERCOT
EXCLUDE | TX | TX-ERCOT | South Texas Project | 6251 | 2 | NUC | ST | 1354.3 | 1280 | 0 | 9272046.5 | 0 |  | IPP Non-CHP | N | OP |  | Non Combustion (NUC, WAT, WND, GEO, or SUN) |  | ERCOT
EXCLUDE | WI | WI-Eastern | Germantown | 6253 | 1 | DFO | GT | 61.2 | 45 | 1165.48 | 4397.76 | 4730.43 |  | Electric Utility | N | OP |  | Simple cycle unit |  | Eastern
EXCLUDE | WI | WI-Eastern | Germantown | 6253 | 2 | DFO | GT | 61.2 | 45 | 1165.48 | 4397.76 | 4730.43 |  | Electric Utility | N | OP |  | Simple cycle unit |  | Eastern
EXCLUDE | WI | WI-Eastern | Germantown | 6253 | 3 | DFO | GT | 61.2 | 45 | 1165.48 | 4397.76 | 4730.43 |  | Electric Utility | N | OP |  | Simple cycle unit |  | Eastern
EXCLUDE | WI | WI-Eastern | Germantown | 6253 | 4 | DFO | GT | 61.2 | 45 | 1165.48 | 4397.76 | 4730.43 |  | Electric Utility | N | OP |  | Simple cycle unit |  | Eastern
EXCLUDE | WI | WI-Eastern | Germantown | 6253 | 5 | NG | GT | 90.9 | 78 | 1731.08 | 6531.97 | 7026.08 |  | Electric Utility | N | OP |  | Simple cycle unit |  | Eastern
COALST | IA | IA-Eastern | Ottumwa | 6254 | 1 | SUB | ST | 725.9 | 708.3 | 9120 | 2914585 | 3772270.19 |  | Electric Utility | N | OP |  |  |  | Eastern
COALST | GA | GA-Eastern | Scherer | 6257 | 1 | SUB | ST | 891 | 837 | 9860 | 4988892 | 5866893.35 |  | Electric Utility | N | OP |  |  |  | Eastern
COALST | GA | GA-Eastern | Scherer | 6257 | 2 | SUB | ST | 891 | 850 | 9874 | 5292453 | 6084903.15 |  | Electric Utility | N | OP |  |  |  | Eastern
COALST | GA | GA-Eastern | Scherer | 6257 | 3 | SUB | ST | 891 | 870 | 11000 | 4927870 | 6134081.1 |  | Electric Utility | N | OP |  |  |  | Eastern
COALST | GA | GA-Eastern | Scherer | 6257 | 4 | SUB | ST | 891 | 849.7 | 10400 | 4780781 | 5772945.45 |  | Electric Utility | N | OP |  |  |  | Eastern
EXCLUDE | GA | GA-Eastern | Wilson | 6258 | 5A | DFO | GT | 53.1 | 46 | 840 | 426.29 | 844.94 |  | Electric Utility | N | OP |  | Simple cycle unit |  | Eastern
EXCLUDE | GA | GA-Eastern | Wilson | 6258 | 5B | DFO | GT | 53.1 | 46 | 840 | 677.09 | 1168.08 |  | Electric Utility | N | OP |  | Simple cycle unit |  | Eastern
EXCLUDE | GA | GA-Eastern | Wilson | 6258 | 5C | DFO | GT | 53.1 | 46 | 840 | 360.93 | 584.31 |  | Electric Utility | N | OP |  | Simple cycle unit |  | Eastern
EXCLUDE | GA | GA-Eastern | Wilson | 6258 | 5D | DFO | GT | 53.1 | 46 | 840 | 421.65 | 733.25 |  | Electric Utility | N | OP |  | Simple cycle unit |  | Eastern
EXCLUDE | GA | GA-Eastern | Wilson | 6258 | 5E | DFO | GT | 53.1 | 46 | 840 | 330.99 | 586.3 |  | Electric Utility | N | OP |  | Simple cycle unit |  | Eastern
EXCLUDE | GA | GA-Eastern | Wilson | 6258 | 5F | DFO | GT | 53.1 | 46 | 840 | 437.74 | 706.13 |  | Electric Utility | N | OP |  | Simple cycle unit |  | Eastern
EXCLUDE | GA | GA-Eastern | Wilson | 6258 | IC1 | DFO | IC | 2.6 | 2.5 | 0 | 0 | 0 |  | Electric Utility | N | OP |  | Internal Combustion |  | Eastern
COALST | WV | WV-Eastern | Mountaineer | 6264 | 1 | BIT | ST | 1300 | 1299 | 13156 | 8292574 | 8716836.62 |  | Electric Utility | N | OP |  |  |  | Eastern
EXCLUDE | WA | WA-Western | Swift 2 | 6265 | 21 | WAT | HY | 36 | 34 | 0 | 0 | 0 |  | Electric Utility | N | OS |  | Non Combustion (NUC, WAT, WND, GEO, or SUN) |  | Western
EXCLUDE | WA | WA-Western | Swift 2 | 6265 | 22 | WAT | HY | 36 | 31 | 0 | 0 | 0 |  | Electric Utility | N | OS |  | Non Combustion (NUC, WAT, WND, GEO, or SUN) |  | Western
EXCLUDE | MO | MO-Eastern | Ozark Beach | 6280 | 5 | WAT | HY | 4 | 4 | 0 | 14429.75 | 0 |  | Electric Utility | N | OP |  | Non Combustion (NUC, WAT, WND, GEO, or SUN) |  | Eastern
EXCLUDE | MO | MO-Eastern | Ozark Beach | 6280 | 6 | WAT | HY | 4 | 4 | 0 | 14429.75 | 0 |  | Electric Utility | N | OP |  | Non Combustion (NUC, WAT, WND, GEO, or SUN) |  | Eastern
EXCLUDE | MO | MO-Eastern | Ozark Beach | 6280 | 7 | WAT | HY | 4 | 4 | 0 | 14429.75 | 0 |  | Electric Utility | N | OP |  | Non Combustion (NUC, WAT, WND, GEO, or SUN) |  | Eastern
EXCLUDE | MO | MO-Eastern | Ozark Beach | 6280 | 8 | WAT | HY | 4 | 4 | 0 | 14429.75 | 0 |  | Electric Utility | N | OP |  | Non Combustion (NUC, WAT, WND, GEO, or SUN) |  | Eastern
EXCLUDE | AK | AK-Alaska | Kodiak | 6281 | 1 | DFO | IC | 2.5 | 2.5 | 0 | 0 | 0 |  | Electric Utility | N | OP |  | State not covered under final 111(d) |  | Alaska
EXCLUDE | AK | AK-Alaska | Kodiak | 6281 | 2 | DFO | IC | 5.2 | 5.2 | 0 | 0 | 0 |  | Electric Utility | N | RE | 2003 | State not covered under final 111(d) |  | Alaska
EXCLUDE | AK | AK-Alaska | Kodiak | 6281 | 2c | DFO | IC | 4.4 | 4.4 | 0 | 0 | 0 |  | Electric Utility | N | OP |  | State not covered under final 111(d) |  | Alaska
EXCLUDE | AK | AK-Alaska | Kodiak | 6281 | 3 | DFO | IC | 5.2 | 5.2 | 0 | 0 | 0 |  | Electric Utility | N | RE | 2004 | State not covered under final 111(d) |  | Alaska
EXCLUDE | AK | AK-Alaska | Kodiak | 6281 | 3c | DFO | IC | 4.4 | 4.4 | 0 | 0 | 0 |  | Electric Utility | N | OP |  | State not covered under final 111(d) |  | Alaska
EXCLUDE | AK | AK-Alaska | Kodiak | 6281 | 4 | DFO | IC | 7 | 7 | 0 | 0 | 0 |  | Electric Utility | N | OP |  | State not covered under final 111(d) |  | Alaska
EXCLUDE | AK | AK-Alaska | Kodiak | 6281 | 6 | DFO | IC | 2 | 2 | 0 | 0 | 0 |  | Electric Utility | N | RE | 2004 | State not covered under final 111(d) |  | Alaska
EXCLUDE | AK | AK-Alaska | Kodiak | 6281 | 6A | DFO | IC | 2 | 2 | 0 | 0 | 0 |  | Electric Utility | N | OP |  | State not covered under final 111(d) |  | Alaska
EXCLUDE | AK | AK-Alaska | Kodiak | 6281 | 7 | DFO | IC | 2 | 2 | 0 | 0 | 0 |  | Electric Utility | N | RE | 2002 | State not covered under final 111(d) |  | Alaska
EXCLUDE | AK | AK-Alaska | Kodiak | 6281 | 7A | DFO | IC | 2 | 2 | 0 | 0 | 0 |  | Electric Utility | N | OP |  | State not covered under final 111(d) |  | Alaska
EXCLUDE | AK | AK-Alaska | Kodiak | 6281 | 8 | DFO | IC | 2.6 | 2 | 0 | 0 | 0 |  | Electric Utility | N | RE | 2002 | State not covered under final 111(d) |  | Alaska
EXCLUDE | AK | AK-Alaska | Kodiak | 6281 | 9 | DFO | IC | 2 | 2 | 0 | 0 | 0 |  | Electric Utility | N | RE | 2002 | State not covered under final 111(d) |  | Alaska
EXCLUDE | AK | AK-Alaska | Port Lions | 6282 | 1 | DFO | IC | 0.3 | 0.3 | 0 | 0 | 0 |  | Electric Utility | N | SB |  | State not covered under final 111(d) |  | Alaska
EXCLUDE | AK | AK-Alaska | Port Lions | 6282 | 2 | DFO | IC | 0.3 | 0.2 | 0 | 0 | 0 |  | Electric Utility | N | SB |  | State not covered under final 111(d) |  | Alaska
EXCLUDE | AK | AK-Alaska | Port Lions | 6282 | 3 | DFO | IC | 0.2 | 0.2 | 0 | 0 | 0 |  | Electric Utility | N | SB |  | State not covered under final 111(d) |  | Alaska
EXCLUDE | AK | AK-Alaska | Port Lions | 6282 | 4 | DFO | IC | 0.2 | 0.2 | 0 | 0 | 0 |  | Electric Utility | N | SB |  | State not covered under final 111(d) |  | Alaska
EXCLUDE | AK | AK-Alaska | Seldovia | 6283 | 1 | DFO | IC | 0.3 | 0.3 | 0 | 0 | 0 |  | Electric Utility | N | RE | 2003 | State not covered under final 111(d) |  | Alaska
EXCLUDE | AK | AK-Alaska | Seldovia | 6283 | 2 | DFO | IC | 0.6 | 0.6 | 0 | 0 | 0 |  | Electric Utility | N | RE | 2003 | State not covered under final 111(d) |  | Alaska
EXCLUDE | AK | AK-Alaska | Seldovia | 6283 | 3 | DFO | IC | 0.6 | 0.6 | 0 | 0 | 0 |  | Electric Utility | N | RE | 2003 | State not covered under final 111(d) |  | Alaska
EXCLUDE | AK | AK-Alaska | Seldovia | 6283 | 4 | DFO | IC | 0.6 | 0.6 | 0 | 0 | 0 |  | Electric Utility | N | RE | 2003 | State not covered under final 111(d) |  | Alaska
EXCLUDE | AK | AK-Alaska | Seldovia | 6283 | 5 | DFO | IC | 1.2 | 1.2 | 0 | 0 | 0 |  | Electric Utility | N | SB |  | State not covered under final 111(d) |  | Alaska
EXCLUDE | AK | AK-Alaska | Seldovia | 6283 | 6 | DFO | IC | 1.2 | 1.2 | 0 | 0 | 0 |  | Electric Utility | N | SB |  | State not covered under final 111(d) |  | Alaska
EXCLUDE | AK | AK-Alaska | North Pole | 6285 | 1 | RFO | GT | 60.5 | 48 | 0 | 83689.5 | 82722.78 |  | Electric Utility | N | OP |  | State not covered under final 111(d) |  | Alaska
EXCLUDE | AK | AK-Alaska | North Pole | 6285 | 2 | RFO | GT | 60.5 | 48 | 0 | 83689.5 | 82722.78 |  | Electric Utility | N | OP |  | State not covered under final 111(d) |  | Alaska
EXCLUDE | AK | AK-Alaska | North Pole | 6285 | GT3 | JF | CC | 47 | 41 | 0 | 331813.73 | 174359.3 |  | Electric Utility | N | OP |  | State not covered under final 111(d) |  | Alaska
EXCLUDE | AK | AK-Alaska | North Pole | 6285 | STG1 | JF | CC | 13 | 7 | 0 | 91778.27 | 48227.04 | 1 | Electric Utility | N | OP |  | State not covered under final 111(d) |  | Alaska
EXCLUDE | AK | AK-Alaska | Fairbanks | 6286 | 5 | DFO | IC | 2.7 | 2.8 | 0 | 0 | 0 |  | Electric Utility | N | OP |  | State not covered under final 111(d) |  | Alaska
EXCLUDE | AK | AK-Alaska | Fairbanks | 6286 | 6 | DFO | IC | 2.7 | 2.8 | 0 | 0 | 0 |  | Electric Utility | N | OP |  | State not covered under final 111(d) |  | Alaska
EXCLUDE | AK | AK-Alaska | Fairbanks | 6286 | GT1 | RFO | GT | 18.4 | 16 | 0 | 5364.5 | 10305.7 |  | Electric Utility | N | OP |  | State not covered under final 111(d) |  | Alaska
EXCLUDE | AK | AK-Alaska | Fairbanks | 6286 | GT2 | RFO | GT | 18.4 | 16.3 | 0 | 5364.5 | 10305.7 |  | Electric Utility | N | OP |  | State not covered under final 111(d) |  | Alaska
EXCLUDE | AK | AK-Alaska | Healy | 6288 | 1 | SUB | ST | 28 | 25 | 0 | 215407 | 312493.24 |  | Electric Utility | N | OP |  | State not covered under final 111(d) |  | Alaska
EXCLUDE | AK | AK-Alaska | Healy | 6288 | IC1 | DFO | IC | 2.8 | 2.8 | 0 | 0 | 0 |  | Electric Utility | N | OP |  | State not covered under final 111(d) |  | Alaska
EXCLUDE | AK | AK-Alaska | Cooper Lake | 6291 | 1 | WAT | HY | 9.7 | 9.7 | 0 | 38794.5 | 0 |  | Electric Utility | N | OP |  | State not covered under final 111(d) |  | Alaska
EXCLUDE | AK | AK-Alaska | Cooper Lake | 6291 | 2 | WAT | HY | 9.7 | 9.7 | 0 | 38794.5 | 0 |  | Electric Utility | N | OP |  | State not covered under final 111(d) |  | Alaska
EXCLUDE | AK | AK-Alaska | Bernice Lake | 6292 | 2 | NG | GT | 20.7 | 17 | 0 | 21271.61 | 19548.5 |  | Electric Utility | N | SB |  | State not covered under final 111(d) |  | Alaska
EXCLUDE | AK | AK-Alaska | Bernice Lake | 6292 | 3 | NG | GT | 28.8 | 22.9 | 0 | 29595.29 | 27197.91 |  | Electric Utility | N | OP |  | State not covered under final 111(d) |  | Alaska
EXCLUDE | AK | AK-Alaska | Bernice Lake | 6292 | 4 | NG | GT | 27.2 | 22.5 | 0 | 27951.1 | 25686.91 |  | Electric Utility | N | OP |  | State not covered under final 111(d) |  | Alaska
EXCLUDE | AK | AK-Alaska | International | 6293 | 1 | NG | GT | 15 | 12.6 | 0 | 18195.36 | 17315.91 |  | Electric Utility | N | OP |  | State not covered under final 111(d) |  | Alaska
EXCLUDE | AK | AK-Alaska | International | 6293 | 2 | NG | GT | 15 | 12.6 | 0 | 18195.36 | 17315.91 |  | Electric Utility | N | OP |  | State not covered under final 111(d) |  | Alaska
EXCLUDE | AK | AK-Alaska | International | 6293 | 3 | NG | GT | 16.3 | 16.7 | 0 | 19772.29 | 18816.62 |  | Electric Utility | N | OP |  | State not covered under final 111(d) |  | Alaska
EXCLUDE | AK | AK-Alaska | Unalakleet | 6299 | 1 | DFO | IC | 0.4 | 0.3 | 0 | 0 | 0 |  | Electric Utility | N | RE | 2010 | State not covered under final 111(d) |  | Alaska
EXCLUDE | AK | AK-Alaska | Unalakleet | 6299 | 2 | DFO | IC | 0.4 | 0.5 | 0 | 0 | 0 |  | Electric Utility | N | RE | 2010 | State not covered under final 111(d) |  | Alaska
EXCLUDE | AK | AK-Alaska | Unalakleet | 6299 | 3 | DFO | IC | 0.4 | 0.4 | 0 | 0 | 0 |  | Electric Utility | N | RE | 2010 | State not covered under final 111(d) |  | Alaska
EXCLUDE | AK | AK-Alaska | Unalakleet | 6299 | 4 | DFO | IC | 0.4 | 0.4 | 0 | 0 | 0 |  | Electric Utility | N | RE | 2010 | State not covered under final 111(d) |  | Alaska
EXCLUDE | AK | AK-Alaska | Unalakleet | 6299 | 5 | DFO | IC | 0.5 | 0.4 | 0 | 0 | 0 |  | Electric Utility | N | OP |  | State not covered under final 111(d) |  | Alaska
EXCLUDE | AK | AK-Alaska | Unalakleet | 6299 | 6 | DFO | IC | 0.5 | 0.4 | 0 | 0 | 0 |  | Electric Utility | N | OP |  | State not covered under final 111(d) |  | Alaska
EXCLUDE | AK | AK-Alaska | Unalakleet | 6299 | 7 | DFO | IC | 0.5 | 0.4 | 0 | 0 | 0 |  | Electric Utility | N | OP |  | State not covered under final 111(d) |  | Alaska
EXCLUDE | AK | AK-Alaska | Unalakleet | 6299 | 8 | DFO | IC | 0.5 | 0.4 | 0 | 0 | 0 |  | Electric Utility | N | OP |  | State not covered under final 111(d) |  | Alaska
EXCLUDE | AK | AK-Alaska | Naknek | 6301 | 4A | DFO | IC | 1.3 | 1.3 | 0 | 0 | 0 |  | Electric Utility | Y | OP |  | State not covered under final 111(d) |  | Alaska
EXCLUDE | AK | AK-Alaska | Naknek | 6301 | 5 | DFO | IC | 0.4 | 0.4 | 0 | 0 | 0 |  | Electric Utility | Y | RE | 2004 | State not covered under final 111(d) |  | Alaska
EXCLUDE | AK | AK-Alaska | Naknek | 6301 | 5A | DFO | IC | 1 | 1 | 0 | 0 | 0 |  | Electric Utility | N | OP |  | State not covered under final 111(d) |  | Alaska
EXCLUDE | AK | AK-Alaska | Naknek | 6301 | 6 | DFO | IC | 0.4 | 0.4 | 0 | 0 | 0 |  | Electric Utility | Y | RE | 2004 | State not covered under final 111(d) |  | Alaska
EXCLUDE | AK | AK-Alaska | Naknek | 6301 | 6A | DFO | IC | 1 | 1 | 0 | 0 | 0 |  | Electric Utility | N | OP |  | State not covered under final 111(d) |  | Alaska
EXCLUDE | AK | AK-Alaska | Naknek | 6301 | 7 | DFO | IC | 0.4 | 0.4 | 0 | 0 | 0 |  | Electric Utility | Y | RE | 2004 | State not covered under final 111(d) |  | Alaska
EXCLUDE | AK | AK-Alaska | Naknek | 6301 | 7A | DFO | IC | 1 | 1 | 0 | 0 | 0 |  | Electric Utility | N | OP |  | State not covered under final 111(d) |  | Alaska
EXCLUDE | AK | AK-Alaska | Naknek | 6301 | 8 | DFO | IC | 1 | 1 | 0 | 0 | 0 |  | Electric Utility | N | OP |  | State not covered under final 111(d) |  | Alaska
EXCLUDE | AK | AK-Alaska | Naknek | 6301 | NA1 | DFO | IC | 1.1 | 1.1 | 0 | 0 | 0 |  | Electric Utility | Y | OP |  | State not covered under final 111(d) |  | Alaska
EXCLUDE | AK | AK-Alaska | Naknek | 6301 | NA2 | DFO | IC | 1.1 | 1.1 | 0 | 0 | 0 |  | Electric Utility | Y | OP |  | State not covered under final 111(d) |  | Alaska
EXCLUDE | AK | AK-Alaska | Naknek | 6301 | NA3 | DFO | IC | 0.8 | 0.8 | 0 | 0 | 0 |  | Electric Utility | Y | OP |  | State not covered under final 111(d) |  | Alaska
EXCLUDE | AK | AK-Alaska | Naknek | 6301 | NA4 | DFO | IC | 0.8 | 0.8 | 0 | 0 | 0 |  | Electric Utility | Y | OP |  | State not covered under final 111(d) |  | Alaska
EXCLUDE | AK | AK-Alaska | Naknek | 6301 | NA5 | DFO | IC | 0.8 | 0.8 | 0 | 0 | 0 |  | Electric Utility | Y | OP |  | State not covered under final 111(d) |  | Alaska
EXCLUDE | AK | AK-Alaska | Purple Lake | 6302 | 1 | WAT | HY | 1.3 | 1.3 | 0 | 5385.67 | 0 |  | Electric Utility | N | OP |  | State not covered under final 111(d) |  | Alaska
EXCLUDE | AK | AK-Alaska | Purple Lake | 6302 | 2 | WAT | HY | 1.3 | 1.3 | 0 | 5385.67 | 0 |  | Electric Utility | N | OP |  | State not covered under final 111(d) |  | Alaska
EXCLUDE | AK | AK-Alaska | Purple Lake | 6302 | 3 | WAT | HY | 1.3 | 1.3 | 0 | 5385.67 | 0 |  | Electric Utility | N | OP |  | State not covered under final 111(d) |  | Alaska
EXCLUDE | AK | AK-Alaska | Kotzebue | 6304 | 10 | DFO | IC | 3 | 3 | 0 | 0 | 0 |  | Electric Utility | N | OP |  | State not covered under final 111(d) |  | Alaska
EXCLUDE | AK | AK-Alaska | Kotzebue | 6304 | 10wt | WND | WT | 0.1 | 0.1 | 0 | 62.87 | 0 |  | Electric Utility | N | OP |  | State not covered under final 111(d) |  | Alaska
EXCLUDE | AK | AK-Alaska | Kotzebue | 6304 | 11 | DFO | IC | 1 | 1 | 0 | 0 | 0 |  | Electric Utility | N | OP |  | State not covered under final 111(d) |  | Alaska
EXCLUDE | AK | AK-Alaska | Kotzebue | 6304 | 11wt | WND | WT | 0.1 | 0.1 | 0 | 62.87 | 0 |  | Electric Utility | N | OP |  | State not covered under final 111(d) |  | Alaska
EXCLUDE | AK | AK-Alaska | Kotzebue | 6304 | 12 | DFO | IC | 1 | 1 | 0 | 0 | 0 |  | Electric Utility | N | RE | 2012 | State not covered under final 111(d) |  | Alaska
EXCLUDE | AK | AK-Alaska | Kotzebue | 6304 | 12wt | WND | WT | 0.1 | 0.1 | 0 | 62.87 | 0 |  | Electric Utility | N | OP |  | State not covered under final 111(d) |  | Alaska
EXCLUDE | AK | AK-Alaska | Kotzebue | 6304 | 13WT | WND | WT | 0.1 | 0.1 | 0 | 62.87 | 0 |  | Electric Utility | N | OP |  | State not covered under final 111(d) |  | Alaska
EXCLUDE | AK | AK-Alaska | Kotzebue | 6304 | 14 | DFO | IC | 2.8 | 2.5 | 0 | 0 | 0 |  | Electric Utility | N | OP |  | State not covered under final 111(d) |  | Alaska
EXCLUDE | AK | AK-Alaska | Kotzebue | 6304 | 14wt | WND | WT | 0.1 | 0.1 | 0 | 62.87 | 0 |  | Electric Utility | N | OP |  | State not covered under final 111(d) |  | Alaska
EXCLUDE | AK | AK-Alaska | Kotzebue | 6304 | 15 | DFO | IC | 2.8 | 2.5 | 0 | 0 | 0 |  | Electric Utility | N | OP |  | State not covered under final 111(d) |  | Alaska
EXCLUDE | AK | AK-Alaska | Kotzebue | 6304 | 15WT | WND | WT | 0.1 | 0.1 | 0 | 62.87 | 0 |  | Electric Utility | N | OP |  | State not covered under final 111(d) |  | Alaska
EXCLUDE | AK | AK-Alaska | Kotzebue | 6304 | 16WT | WND | WT | 0.1 | 0.1 | 0 | 62.87 | 0 |  | Electric Utility | N | OP |  | State not covered under final 111(d) |  | Alaska
EXCLUDE | AK | AK-Alaska | Kotzebue | 6304 | 17WT | WND | WT | 0.1 | 0.1 | 0 | 62.87 | 0 |  | Electric Utility | N | OP |  | State not covered under final 111(d) |  | Alaska
EXCLUDE | AK | AK-Alaska | Kotzebue | 6304 | 18WT | WND | WT | 0.9 | 0.9 | 0 | 565.85 | 0 |  | Electric Utility | N | OP |  | State not covered under final 111(d) | Yes | Alaska
EXCLUDE | AK | AK-Alaska | Kotzebue | 6304 | 19WT | WND | WT | 0.9 | 0.9 | 0 | 565.85 | 0 |  | Electric Utility | N | OP |  | State not covered under final 111(d) | Yes | Alaska
EXCLUDE | AK | AK-Alaska | Kotzebue | 6304 | 1WT | WND | WT | 0.6 | 0.6 | 0 | 377.23 | 0 |  | Electric Utility | N | OP |  | State not covered under final 111(d) |  | Alaska
EXCLUDE | AK | AK-Alaska | Kotzebue | 6304 | 2WT | WND | WT | 0.1 | 0.1 | 0 | 62.87 | 0 |  | Electric Utility | N | OP |  | State not covered under final 111(d) |  | Alaska
EXCLUDE | AK | AK-Alaska | Kotzebue | 6304 | 3WT | WND | WT | 0.2 | 0.2 | 0 | 125.74 | 0 |  | Electric Utility | N | OP |  | State not covered under final 111(d) |  | Alaska
EXCLUDE | AK | AK-Alaska | Kotzebue | 6304 | 4WT | WND | WT | 0.5 | 0.5 | 0 | 314.36 | 0 |  | Electric Utility | N | OP |  | State not covered under final 111(d) |  | Alaska
EXCLUDE | AK | AK-Alaska | Kotzebue | 6304 | 5WT | WND | WT | 0.1 | 0.1 | 0 | 62.87 | 0 |  | Electric Utility | N | OP |  | State not covered under final 111(d) |  | Alaska
EXCLUDE | AK | AK-Alaska | Kotzebue | 6304 | 6WT | WND | WT | 0.1 | 0.1 | 0 | 62.87 | 0 |  | Electric Utility | N | OP |  | State not covered under final 111(d) |  | Alaska
EXCLUDE | AK | AK-Alaska | Kotzebue | 6304 | 7A | DFO | IC | 1.1 | 1.1 | 0 | 0 | 0 |  | Electric Utility | N | OP |  | State not covered under final 111(d) |  | Alaska
EXCLUDE | AK | AK-Alaska | Kotzebue | 6304 | 7WT | WND | WT | 0.3 | 0.3 | 0 | 188.62 | 0 |  | Electric Utility | N | OP |  | State not covered under final 111(d) |  | Alaska
EXCLUDE | AK | AK-Alaska | Kotzebue | 6304 | 8WT | WND | WT | 0.1 | 0.1 | 0 | 62.87 | 0 |  | Electric Utility | N | OP |  | State not covered under final 111(d) |  | Alaska
EXCLUDE | AK | AK-Alaska | Kotzebue | 6304 | 9 | DFO | IC | 2.1 | 2.1 | 0 | 0 | 0 |  | Electric Utility | N | RE | 2004 | State not covered under final 111(d) |  | Alaska
EXCLUDE | AK | AK-Alaska | Kotzebue | 6304 | 9wt | WND | WT | 0.1 | 0.1 | 0 | 62.87 | 0 |  | Electric Utility | N | OP |  | State not covered under final 111(d) |  | Alaska
EXCLUDE | AK | AK-Alaska | Glennallen | 6305 | 1 | DFO | IC | 0.3 | 0.3 | 0 | 0 | 0 |  | Electric Utility | N | RE | 2008 | State not covered under final 111(d) |  | Alaska
EXCLUDE | AK | AK-Alaska | Glennallen | 6305 | 2 | DFO | IC | 0.3 | 0.3 | 0 | 0 | 0 |  | Electric Utility | N | RE | 2008 | State not covered under final 111(d) |  | Alaska
EXCLUDE | AK | AK-Alaska | Glennallen | 6305 | 3 | DFO | IC | 0.5 | 0.5 | 0 | 0 | 0 |  | Electric Utility | N | OP |  | State not covered under final 111(d) |  | Alaska
EXCLUDE | AK | AK-Alaska | Glennallen | 6305 | 4 | DFO | IC | 0.5 | 0.5 | 0 | 0 | 0 |  | Electric Utility | N | OP |  | State not covered under final 111(d) |  | Alaska
EXCLUDE | AK | AK-Alaska | Glennallen | 6305 | 5 | DFO | IC | 0.5 | 0.5 | 0 | 0 | 0 |  | Electric Utility | N | OP |  | State not covered under final 111(d) |  | Alaska
EXCLUDE | AK | AK-Alaska | Glennallen | 6305 | 6 | DFO | IC | 2.6 | 2.5 | 0 | 0 | 0 |  | Electric Utility | N | OP |  | State not covered under final 111(d) |  | Alaska
EXCLUDE | AK | AK-Alaska | Glennallen | 6305 | 7 | DFO | IC | 2.6 | 2.5 | 0 | 0 | 0 |  | Electric Utility | N | OP |  | State not covered under final 111(d) |  | Alaska
EXCLUDE | AK | AK-Alaska | Glennallen | 6305 | 8 | DFO | IC | 1.2 | 1.2 | 0 | 0 | 0 |  | Electric Utility | N | OP |  | State not covered under final 111(d) |  | Alaska
EXCLUDE | AK | AK-Alaska | Glennallen | 6305 | 9 | DFO | IC | 2.8 | 2.8 | 0 | 0 | 0 |  | Electric Utility | N | OP |  | State not covered under final 111(d) |  | Alaska
EXCLUDE | AK | AK-Alaska | Valdez | 6306 | 1 | DFO | IC | 0.5 | 0.5 | 0 | 0 | 0 |  | Electric Utility | N | OP |  | State not covered under final 111(d) |  | Alaska
EXCLUDE | AK | AK-Alaska | Valdez | 6306 | 2 | DFO | IC | 0.5 | 0.5 | 0 | 0 | 0 |  | Electric Utility | N | OP |  | State not covered under final 111(d) |  | Alaska
EXCLUDE | AK | AK-Alaska | Valdez | 6306 | 3 | DFO | IC | 0.5 | 0.5 | 0 | 0 | 0 |  | Electric Utility | N | OP |  | State not covered under final 111(d) |  | Alaska
EXCLUDE | AK | AK-Alaska | Valdez | 6306 | 4 | DFO | IC | 1.9 | 1.5 | 0 | 0 | 0 |  | Electric Utility | N | OP |  | State not covered under final 111(d) |  | Alaska
EXCLUDE | AK | AK-Alaska | Valdez | 6306 | 5 | DFO | IC | 2.6 | 2 | 0 | 0 | 0 |  | Electric Utility | N | OP |  | State not covered under final 111(d) |  | Alaska
EXCLUDE | AK | AK-Alaska | Valdez | 6306 | 6 | DFO | IC | 0.9 | 0.8 | 0 | 0 | 0 |  | Electric Utility | N | OP |  | State not covered under final 111(d) |  | Alaska
EXCLUDE | AK | AK-Alaska | Valdez | 6306 | 7 | DFO | GT | 2.8 | 2.8 | 0 | 25 | 47.45 |  | Electric Utility | N | OP |  | State not covered under final 111(d) |  | Alaska
EXCLUDE | AK | AK-Alaska | Chevak | 6311 | 1 | DFO | IC | 0.4 | 0.4 | 0 | 0 | 0 |  | Electric Utility | N | RE | 2009 | State not covered under final 111(d) |  | Alaska
EXCLUDE | AK | AK-Alaska | Chevak | 6311 | 2 | DFO | IC | 0.3 | 0.3 | 0 | 0 | 0 |  | Electric Utility | N | RE | 2009 | State not covered under final 111(d) |  | Alaska
EXCLUDE | AK | AK-Alaska | Chevak | 6311 | 3 | DFO | IC | 0.3 | 0.3 | 0 | 0 | 0 |  | Electric Utility | N | RE | 2009 | State not covered under final 111(d) |  | Alaska
EXCLUDE | AK | AK-Alaska | Emmonak | 6314 | 2 | DFO | IC | 0.3 | 0.3 | 0 | 0 | 0 |  | Electric Utility | N | RE | 2011 | State not covered under final 111(d) |  | Alaska
EXCLUDE | AK | AK-Alaska | Emmonak | 6314 | 2A | DFO | IC | 0.5 | 0.5 | 0 | 0 | 0 |  | Electric Utility | N | OP |  | State not covered under final 111(d) | Yes | Alaska
EXCLUDE | AK | AK-Alaska | Emmonak | 6314 | 4 | DFO | IC | 0.3 | 0.3 | 0 | 0 | 0 |  | Electric Utility | N | RE | 2005 | State not covered under final 111(d) |  | Alaska
EXCLUDE | AK | AK-Alaska | Emmonak | 6314 | 4a | DFO | IC | 0.5 | 0.5 | 0 | 0 | 0 |  | Electric Utility | N | OP |  | State not covered under final 111(d) |  | Alaska
EXCLUDE | AK | AK-Alaska | Emmonak | 6314 | 5 | DFO | IC | 0.5 | 0.5 | 0 | 0 | 0 |  | Electric Utility | N | RE | 2005 | State not covered under final 111(d) |  | Alaska
EXCLUDE | AK | AK-Alaska | Emmonak | 6314 | 5a | DFO | IC | 0.5 | 0.5 | 0 | 0 | 0 |  | Electric Utility | N | OP |  | State not covered under final 111(d) |  | Alaska
EXCLUDE | AK | AK-Alaska | Emmonak | 6314 | 6 | DFO | IC | 0.9 | 0.9 | 0 | 0 | 0 |  | Electric Utility | N | OP |  | State not covered under final 111(d) |  | Alaska
EXCLUDE | AK | AK-Alaska | Hooper Bay | 6319 | 3A | DFO | IC | 0.3 | 0.3 | 0 | 0 | 0 |  | Electric Utility | N | OP |  | State not covered under final 111(d) |  | Alaska
EXCLUDE | AK | AK-Alaska | Hooper Bay | 6319 | 4A | DFO | IC | 0.3 | 0.3 | 0 | 0 | 0 |  | Electric Utility | N | OP |  | State not covered under final 111(d) |  | Alaska
EXCLUDE | AK | AK-Alaska | Hooper Bay | 6319 | 5 | DFO | IC | 0.5 | 0.5 | 0 | 0 | 0 |  | Electric Utility | N | OP |  | State not covered under final 111(d) |  | Alaska
EXCLUDE | AK | AK-Alaska | Hooper Bay | 6319 | 6 | DFO | IC | 0.5 | 0.5 | 0 | 0 | 0 |  | Electric Utility | N | OP |  | State not covered under final 111(d) |  | Alaska
EXCLUDE | AK | AK-Alaska | Kiana | 6323 | 1A | DFO | IC | 0.3 | 0.3 | 0 | 0 | 0 |  | Electric Utility | N | RE | 2001 | State not covered under final 111(d) |  | Alaska
EXCLUDE | AK | AK-Alaska | Kiana | 6323 | 1B | DFO | IC | 0.3 | 0.3 | 0 | 0 | 0 |  | Electric Utility | N | OP |  | State not covered under final 111(d) |  | Alaska
EXCLUDE | AK | AK-Alaska | Kiana | 6323 | 2 | DFO | IC | 0.3 | 0.3 | 0 | 0 | 0 |  | Electric Utility | N | RE | 2000 | State not covered under final 111(d) |  | Alaska
EXCLUDE | AK | AK-Alaska | Kiana | 6323 | 3A | DFO | IC | 0.3 | 0.4 | 0 | 0 | 0 |  | Electric Utility | N | OP |  | State not covered under final 111(d) |  | Alaska
EXCLUDE | AK | AK-Alaska | Kiana | 6323 | 4 | DFO | IC | 0.5 | 0.5 | 0 | 0 | 0 |  | Electric Utility | N | OP |  | State not covered under final 111(d) |  | Alaska
EXCLUDE | AK | AK-Alaska | Mountain Village | 6329 | 1 | DFO | IC | 0.3 | 0.3 | 0 | 0 | 0 |  | Electric Utility | N | OP |  | State not covered under final 111(d) |  | Alaska
EXCLUDE | AK | AK-Alaska | Mountain Village | 6329 | 3A | DFO | IC | 0.3 | 0.3 | 0 | 0 | 0 |  | Electric Utility | N | OP |  | State not covered under final 111(d) |  | Alaska
EXCLUDE | AK | AK-Alaska | Mountain Village | 6329 | 4 | DFO | IC | 0.6 | 0.6 | 0 | 0 | 0 |  | Electric Utility | N | OP |  | State not covered under final 111(d) |  | Alaska
EXCLUDE | AK | AK-Alaska | Mountain Village | 6329 | 5 | DFO | IC | 0.5 | 0.5 | 0 | 0 | 0 |  | Electric Utility | N | OP |  | State not covered under final 111(d) |  | Alaska
EXCLUDE | AK | AK-Alaska | Noorvik | 6330 | 1A | DFO | IC | 0.3 | 0.3 | 0 | 0 | 0 |  | Electric Utility | N | OP |  | State not covered under final 111(d) |  | Alaska
EXCLUDE | AK | AK-Alaska | Noorvik | 6330 | 2A | DFO | IC | 0.4 | 0.4 | 0 | 0 | 0 |  | Electric Utility | N | OP |  | State not covered under final 111(d) |  | Alaska
EXCLUDE | AK | AK-Alaska | Noorvik | 6330 | 3 | DFO | IC | 0.3 | 0.3 | 0 | 0 | 0 |  | Electric Utility | N | OP |  | State not covered under final 111(d) |  | Alaska
EXCLUDE | AK | AK-Alaska | Nunapitchuk | 6333 | 2 | DFO | IC | 0.3 | 0.3 | 0 | 0 | 0 |  | Electric Utility | N | RE | 2006 | State not covered under final 111(d) |  | Alaska
EXCLUDE | AK | AK-Alaska | Nunapitchuk | 6333 | 3 | DFO | IC | 0.3 | 0.3 | 0 | 0 | 0 |  | Electric Utility | N | RE | 2006 | State not covered under final 111(d) |  | Alaska
EXCLUDE | AK | AK-Alaska | Nunapitchuk | 6333 | 4 | DFO | IC | 0.6 | 0.6 | 0 | 0 | 0 |  | Electric Utility | N | RE | 2006 | State not covered under final 111(d) |  | Alaska
EXCLUDE | AK | AK-Alaska | Nunapitchuk | 6333 | 5 | DFO | IC | 0.5 | 0.5 | 0 | 0 | 0 |  | Electric Utility | N | RE | 2004 | State not covered under final 111(d) |  | Alaska
EXCLUDE | AK | AK-Alaska | St Marys | 6338 | 1 | DFO | IC | 0.6 | 0.6 | 0 | 0 | 0 |  | Electric Utility | N | RE | 2006 | State not covered under final 111(d) |  | Alaska
EXCLUDE | AK | AK-Alaska | St Marys | 6338 | 1B | DFO | IC | 5 | 0.5 | 0 | 0 | 0 |  | Electric Utility | N | OP |  | State not covered under final 111(d) |  | Alaska
EXCLUDE | AK | AK-Alaska | St Marys | 6338 | 2 | DFO | IC | 0.6 | 0.6 | 0 | 0 | 0 |  | Electric Utility | N | OP |  | State not covered under final 111(d) |  | Alaska
EXCLUDE | AK | AK-Alaska | St Marys | 6338 | 3 | DFO | IC | 0.9 | 0.9 | 0 | 0 | 0 |  | Electric Utility | N | OP |  | State not covered under final 111(d) |  | Alaska
EXCLUDE | AK | AK-Alaska | Selawik | 6341 | 1 | DFO | IC | 0.3 | 0.3 | 0 | 0 | 0 |  | Electric Utility | N | RE | 2003 | State not covered under final 111(d) |  | Alaska
EXCLUDE | AK | AK-Alaska | Selawik | 6341 | 1A | DFO | IC | 0.3 | 0.3 | 0 | 0 | 0 |  | Electric Utility | N | OP |  | State not covered under final 111(d) |  | Alaska
EXCLUDE | AK | AK-Alaska | Selawik | 6341 | 2 | DFO | IC | 0.7 | 0.7 | 0 | 0 | 0 |  | Electric Utility | N | RE | 2005 | State not covered under final 111(d) |  | Alaska
EXCLUDE | AK | AK-Alaska | Selawik | 6341 | 2A | DFO | IC | 0.5 | 0.5 | 0 | 0 | 0 |  | Electric Utility | N | OP |  | State not covered under final 111(d) |  | Alaska
EXCLUDE | AK | AK-Alaska | Selawik | 6341 | 3 | DFO | IC | 0.3 | 0.3 | 0 | 0 | 0 |  | Electric Utility | N | RE | 2003 | State not covered under final 111(d) |  | Alaska
EXCLUDE | AK | AK-Alaska | Selawik | 6341 | 3A | DFO | IC | 0.8 | 0.8 | 0 | 0 | 0 |  | Electric Utility | N | OP |  | State not covered under final 111(d) |  | Alaska
EXCLUDE | AK | AK-Alaska | Shishmaref | 6345 | 1 | DFO | IC | 0.3 | 0.3 | 0 | 0 | 0 |  | Electric Utility | N | OP |  | State not covered under final 111(d) |  | Alaska
EXCLUDE | AK | AK-Alaska | Shishmaref | 6345 | 2 | DFO | IC | 0.3 | 0.3 | 0 | 0 | 0 |  | Electric Utility | N | OP |  | State not covered under final 111(d) |  | Alaska
EXCLUDE | AK | AK-Alaska | Shishmaref | 6345 | 3 | DFO | IC | 0.3 | 0.3 | 0 | 0 | 0 |  | Electric Utility | N | OP |  | State not covered under final 111(d) |  | Alaska
EXCLUDE | AK | AK-Alaska | Shishmaref | 6345 | 4 | DFO | IC | 0.5 | 0.5 | 0 | 0 | 0 |  | Electric Utility | N | OP |  | State not covered under final 111(d) |  | Alaska
EXCLUDE | AK | AK-Alaska | Togiak | 6348 | 2 | DFO | IC | 0.3 | 0.3 | 0 | 0 | 0 |  | Electric Utility | N | RE | 2004 | State not covered under final 111(d) |  | Alaska
EXCLUDE | AK | AK-Alaska | Togiak | 6348 | 2a | DFO | IC | 0.5 | 0.5 | 0 | 0 | 0 |  | Electric Utility | N | OP |  | State not covered under final 111(d) |  | Alaska
EXCLUDE | AK | AK-Alaska | Togiak | 6348 | 4 | DFO | IC | 0.3 | 0.3 | 0 | 0 | 0 |  | Electric Utility | N | OP |  | State not covered under final 111(d) |  | Alaska
EXCLUDE | AK | AK-Alaska | Togiak | 6348 | 4a | DFO | IC | 0.5 | 0.5 | 0 | 0 | 0 |  | Electric Utility | N | OP |  | State not covered under final 111(d) |  | Alaska
EXCLUDE | AK | AK-Alaska | Togiak | 6348 | 5 | DFO | IC | 0.5 | 0.5 | 0 | 0 | 0 |  | Electric Utility | N | RE | 2004 | State not covered under final 111(d) |  | Alaska
EXCLUDE | AK | AK-Alaska | Togiak | 6348 | 5A | DFO | IC | 0.8 | 0.8 | 0 | 0 | 0 |  | Electric Utility | N | T |  | State not covered under final 111(d) |  | Alaska
EXCLUDE | MI | MI-Eastern | Sixth Street | 6356 | 1 | DFO | GT | 24 | 16 | 0 | -112 | 11.41 |  | Electric Utility | N | OP |  | Simple cycle unit |  | Eastern
EXCLUDE | MN | MN-Eastern | Hutchinson Plant #2 | 6358 | 1 | NG | GT | 25 | 22 | 0 | 0 | 0 |  | Electric Utility | N | RE | 1999 | Retired prior to 2012 |  | Eastern
NGCC | MN | MN-Eastern | Hutchinson Plant #2 | 6358 | 2 | NG | CC | 54 | 41 | 530 | 15743.27 | 12126.08 |  | Electric Utility | N | OP |  |  |  | Eastern
NGCC | MN | MN-Eastern | Hutchinson Plant #2 | 6358 | 3 | NG | CC | 11.5 | 10 | 530 | 3352.73 | 2582.41 | 1 | Electric Utility | N | OP |  |  |  | Eastern
EXCLUDE | MN | MN-Eastern | Hutchinson Plant #2 | 6358 | 9 | NG | GT | 25 | 22 | 0 | 382 | 367.26 |  | Electric Utility | N | OP |  | Simple cycle unit |  | Eastern
EXCLUDE | ID | ID-Western | Felt | 6359 | 1 | WAT | HY | 2.8 | 2.8 | 0 | 11639.07 | 0 |  | Electric Utility | N | OP |  | Non Combustion (NUC, WAT, WND, GEO, or SUN) |  | Western
EXCLUDE | ID | ID-Western | Felt | 6359 | 2 | WAT | HY | 2.8 | 2.8 | 0 | 11639.07 | 0 |  | Electric Utility | N | OP |  | Non Combustion (NUC, WAT, WND, GEO, or SUN) |  | Western
EXCLUDE | ID | ID-Western | Felt | 6359 | 4 | WAT | HY | 0.6 | 0.6 | 0 | 2494.09 | 0 |  | Electric Utility | N | OP |  | Non Combustion (NUC, WAT, WND, GEO, or SUN) |  | Western
EXCLUDE | ID | ID-Western | Felt | 6359 | 5 | WAT | HY | 0.7 | 0.7 | 0 | 2909.77 | 0 |  | Electric Utility | N | OP |  | Non Combustion (NUC, WAT, WND, GEO, or SUN) |  | Western
EXCLUDE | MI | MI-Eastern | Detour | 6369 | 6 | DFO | IC | 3 | 2.5 | 0 | 0 | 0 |  | Electric Utility | N | OP |  | Internal Combustion |  | Eastern
EXCLUDE | MI | MI-Eastern | Detour | 6369 | 7 | DFO | IC | 3 | 2.5 | 0 | 0 | 0 |  | Electric Utility | N | OP |  | Internal Combustion |  | Eastern
EXCLUDE | NE | NE-Eastern | Rokeby | 6373 | 1 | NG | GT | 72.4 | 62.1 | 527.87 | 7002.88 | 5159.94 |  | Electric Utility | N | OP |  | Simple cycle unit |  | Eastern
EXCLUDE | NE | NE-Eastern | Rokeby | 6373 | 2 | NG | GT | 95.4 | 76.5 | 695.56 | 9227.56 | 6799.15 |  | Electric Utility | N | OP |  | Simple cycle unit |  | Eastern
EXCLUDE | NE | NE-Eastern | Rokeby | 6373 | 3 | NG | GT | 95.4 | 87.2 | 695.56 | 9227.56 | 6799.15 |  | Electric Utility | N | OP |  | Simple cycle unit |  | Eastern
EXCLUDE | NE | NE-Eastern | Rokeby | 6373 | BSU | DFO | IC | 2.9 | 3 | 0 | 0 | 0 |  | Electric Utility | N | OP |  | Internal Combustion |  | Eastern
EXCLUDE | NC | NC-Eastern | Ocracoke | 6377 | 1 | DFO | IC | 3 | 3 | 0 | 0 | 0 |  | Electric Utility | N | OP |  | Internal Combustion |  | Eastern
EXCLUDE | MA | MA-Eastern | Dwight | 6378 | DW2 | WAT | HY | 0.4 | 0.4 | 0 | 1243.67 | 0 |  | IPP Non-CHP | N | SB |  | Non Combustion (NUC, WAT, WND, GEO, or SUN) |  | Eastern
EXCLUDE | MA | MA-Eastern | Dwight | 6378 | DW3 | WAT | HY | 0.4 | 0.4 | 0 | 1243.67 | 0 |  | IPP Non-CHP | N | SB |  | Non Combustion (NUC, WAT, WND, GEO, or SUN) |  | Eastern
EXCLUDE | MA | MA-Eastern | Dwight | 6378 | DW4 | WAT | HY | 0.4 | 0.5 | 0 | 1243.67 | 0 |  | IPP Non-CHP | N | OP |  | Non Combustion (NUC, WAT, WND, GEO, or SUN) |  | Eastern
EXCLUDE | MA | MA-Eastern | Indian Orchard | 6379 | IO3 | WAT | HY | 1.5 | 1.5 | 0 | 2667.57 | 0 |  | IPP Non-CHP | N | OP |  | Non Combustion (NUC, WAT, WND, GEO, or SUN) |  | Eastern
EXCLUDE | MA | MA-Eastern | Indian Orchard | 6379 | IO4 | WAT | HY | 2.2 | 2.2 | 0 | 3912.43 | 0 |  | IPP Non-CHP | N | OP |  | Non Combustion (NUC, WAT, WND, GEO, or SUN) |  | Eastern
EXCLUDE | MA | MA-Eastern | Turners Falls | 6388 | 1 | WAT | HY | 1.4 | 1.9 | 0 | 4460.11 | 0 |  | IPP Non-CHP | N | OP |  | Non Combustion (NUC, WAT, WND, GEO, or SUN) |  | Eastern
EXCLUDE | MA | MA-Eastern | Turners Falls | 6388 | 2 | WAT | HY | 0.4 | 0.4 | 0 | 1274.32 | 0 |  | IPP Non-CHP | N | OP |  | Non Combustion (NUC, WAT, WND, GEO, or SUN) |  | Eastern
EXCLUDE | MA | MA-Eastern | Turners Falls | 6388 | 3 | WAT | HY | 1.3 | 1.3 | 0 | 4141.53 | 0 |  | IPP Non-CHP | N | OP |  | Non Combustion (NUC, WAT, WND, GEO, or SUN) |  | Eastern
EXCLUDE | MA | MA-Eastern | Turners Falls | 6388 | 5 | WAT | HY | 1.3 | 1.4 | 0 | 4141.53 | 0 |  | IPP Non-CHP | N | OP |  | Non Combustion (NUC, WAT, WND, GEO, or SUN) |  | Eastern
EXCLUDE | MA | MA-Eastern | Turners Falls | 6388 | 7 | WAT | HY | 1.3 | 1.4 | 0 | 4141.53 | 0 |  | IPP Non-CHP | N | OP |  | Non Combustion (NUC, WAT, WND, GEO, or SUN) |  | Eastern
EXCLUDE | VA | VA-Eastern | Tangier | 6390 | 3 | DFO | IC | 0.7 | 0.6 | 0 | 0 | 0 |  | Electric Utility | N | OS |  | Internal Combustion |  | Eastern
EXCLUDE | VA | VA-Eastern | Tangier | 6390 | 4 | DFO | IC | 1 | 0.8 | 0 | 0 | 0 |  | Electric Utility | N | OS |  | Internal Combustion |  | Eastern
EXCLUDE | VA | VA-Eastern | Tangier | 6390 | 5 | DFO | IC | 1.2 | 1.2 | 0 | 0 | 0 |  | Electric Utility | N | OP |  | Internal Combustion |  | Eastern
EXCLUDE | VA | VA-Eastern | Tangier | 6390 | 6 | DFO | IC | 1.2 | 1.2 | 0 | 0 | 0 |  | Electric Utility | N | OP |  | Internal Combustion |  | Eastern
EXCLUDE | MD | MD-Eastern | Smith Island | 6391 | 2 | DFO | IC | 0.5 | 0.4 | 0 | 0 | 0 |  | Electric Utility | N | OP |  | Internal Combustion |  | Eastern
EXCLUDE | MD | MD-Eastern | Smith Island | 6391 | 3 | DFO | IC | 1.2 | 1.2 | 0 | 0 | 0 |  | Electric Utility | N | OP |  | Internal Combustion |  | Eastern
EXCLUDE | WY | WY-Western | Strawberry Creek | 6393 | 1 | WAT | HY | 0.5 | 0.5 | 0 | 3412.33 | 0 |  | Electric Utility | N | OP |  | Non Combustion (NUC, WAT, WND, GEO, or SUN) |  | Western
EXCLUDE | WY | WY-Western | Strawberry Creek | 6393 | 2 | WAT | HY | 0.5 | 0.5 | 0 | 3412.33 | 0 |  | Electric Utility | N | OP |  | Non Combustion (NUC, WAT, WND, GEO, or SUN) |  | Western
EXCLUDE | WY | WY-Western | Strawberry Creek | 6393 | 3 | WAT | HY | 0.5 | 0.5 | 0 | 3412.33 | 0 |  | Electric Utility | N | OP |  | Non Combustion (NUC, WAT, WND, GEO, or SUN) |  | Western
EXCLUDE | WY | WY-Western | Swift Creek | 6394 | 1 | WAT | HY | 0.4 | 0.4 | 0 | 0 | 0 |  | Electric Utility | N | RE | 1988 | Retired prior to 2012 |  | Western
EXCLUDE | WY | WY-Western | Swift Creek | 6394 | 2 | WAT | HY | 0.4 | 0.4 | 0 | 0 | 0 |  | Electric Utility | N | RE | 1988 | Retired prior to 2012 |  | Western
EXCLUDE | WY | WY-Western | Swift Creek | 6394 | 3 | WAT | HY | 0.8 | 0.8 | 0 | 3279.53 | 0 |  | Electric Utility | N | OP |  | Non Combustion (NUC, WAT, WND, GEO, or SUN) |  | Western
EXCLUDE | WY | WY-Western | Swift Creek | 6394 | 4 | WAT | HY | 0.6 | 0.6 | 0 | 2459.65 | 0 |  | Electric Utility | N | OP |  | Non Combustion (NUC, WAT, WND, GEO, or SUN) |  | Western
EXCLUDE | WY | WY-Western | Swift Creek | 6394 | 5 | WAT | HY | 0.3 | 0.3 | 0 | 1229.82 | 0 |  | Electric Utility | N | OP |  | Non Combustion (NUC, WAT, WND, GEO, or SUN) |  | Western
EXCLUDE | ID | ID-Western | Anderson Ranch | 6395 | 1 | WAT | HY | 20 | 20 | 0 | 92465 | 0 |  | Electric Utility | N | OP |  | Non Combustion (NUC, WAT, WND, GEO, or SUN) |  | Western
EXCLUDE | ID | ID-Western | Anderson Ranch | 6395 | 2 | WAT | HY | 20 | 20 | 0 | 92465 | 0 |  | Electric Utility | N | OP |  | Non Combustion (NUC, WAT, WND, GEO, or SUN) |  | Western
EXCLUDE | ID | ID-Western | Black Canyon | 6396 | 1 | WAT | HY | 5.1 | 5.1 | 0 | 30808.5 | 0 |  | Electric Utility | N | OP |  | Non Combustion (NUC, WAT, WND, GEO, or SUN) |  | Western
EXCLUDE | ID | ID-Western | Black Canyon | 6396 | 2 | WAT | HY | 5.1 | 5.1 | 0 | 30808.5 | 0 |  | Electric Utility | N | OP |  | Non Combustion (NUC, WAT, WND, GEO, or SUN) |  | Western
EXCLUDE | ID | ID-Western | Black Canyon | 6396 | 3 | WAT | HY | 12.5 | 12.5 | 0 | 0 | 0 |  | Electric Utility | N | P |  | Status of Operation (IP, L, P, T) |  | Western
EXCLUDE | ID | ID-Western | Boise R Diversion | 6397 | 1 | WAT | HY | 0.5 | 0.5 | 0 | 0 | 0 |  | Electric Utility | N | RE | 2004 | Retired prior to 2012 |  | Western
EXCLUDE | ID | ID-Western | Boise R Diversion | 6397 | 1A | WAT | HY | 1.1 | 1.1 | 0 | 3662 | 0 |  | Electric Utility | N | OP |  | Non Combustion (NUC, WAT, WND, GEO, or SUN) |  | Western
EXCLUDE | ID | ID-Western | Boise R Diversion | 6397 | 2 | WAT | HY | 0.5 | 0.5 | 0 | 0 | 0 |  | Electric Utility | N | RE | 2004 | Retired prior to 2012 |  | Western
EXCLUDE | ID | ID-Western | Boise R Diversion | 6397 | 2A | WAT | HY | 1.1 | 1.1 | 0 | 3662 | 0 |  | Electric Utility | N | OP |  | Non Combustion (NUC, WAT, WND, GEO, or SUN) |  | Western
EXCLUDE | ID | ID-Western | Boise R Diversion | 6397 | 3 | WAT | HY | 0.5 | 0.5 | 0 | 0 | 0 |  | Electric Utility | N | RE | 2004 | Retired prior to 2012 |  | Western
EXCLUDE | ID | ID-Western | Boise R Diversion | 6397 | 3A | WAT | HY | 1.1 | 1.1 | 0 | 3662 | 0 |  | Electric Utility | N | OP |  | Non Combustion (NUC, WAT, WND, GEO, or SUN) |  | Western
EXCLUDE | ID | ID-Western | Minidoka | 6398 | 6 | WAT | HY | 2.7 | 2.7 | 0 | 13205.83 | 0 |  | Electric Utility | N | OP |  | Non Combustion (NUC, WAT, WND, GEO, or SUN) |  | Western
EXCLUDE | ID | ID-Western | Minidoka | 6398 | 7 | WAT | HY | 5 | 5 | 0 | 24455.23 | 0 |  | Electric Utility | N | OP |  | Non Combustion (NUC, WAT, WND, GEO, or SUN) |  | Western
EXCLUDE | ID | ID-Western | Minidoka | 6398 | 8 | WAT | HY | 10 | 10 | 0 | 48910.47 | 0 |  | Electric Utility | N | OP |  | Non Combustion (NUC, WAT, WND, GEO, or SUN) |  | Western
EXCLUDE | ID | ID-Western | Minidoka | 6398 | 9 | WAT | HY | 10 | 10 | 0 | 48910.47 | 0 |  | Electric Utility | N | OP |  | Non Combustion (NUC, WAT, WND, GEO, or SUN) |  | Western
EXCLUDE | MT | MT-Western | Canyon Ferry | 6400 | 1 | WAT | HY | 16.6 | 19.2 | 0 | 107906 | 0 |  | Electric Utility | N | OP |  | Non Combustion (NUC, WAT, WND, GEO, or SUN) |  | Western
EXCLUDE | MT | MT-Western | Canyon Ferry | 6400 | 2 | WAT | HY | 16.6 | 19.2 | 0 | 107906 | 0 |  | Electric Utility | N | OP |  | Non Combustion (NUC, WAT, WND, GEO, or SUN) |  | Western
EXCLUDE | MT | MT-Western | Canyon Ferry | 6400 | 3 | WAT | HY | 16.6 | 19.2 | 0 | 107906 | 0 |  | Electric Utility | N | OP |  | Non Combustion (NUC, WAT, WND, GEO, or SUN) |  | Western
EXCLUDE | NM | NM-Western | Elephant Butte | 6402 | 1 | WAT | HY | 9.3 | 9.3 | 0 | 9577.33 | 0 |  | Electric Utility | N | OP |  | Non Combustion (NUC, WAT, WND, GEO, or SUN) |  | Western
EXCLUDE | NM | NM-Western | Elephant Butte | 6402 | 2 | WAT | HY | 9.3 | 9.3 | 0 | 9577.33 | 0 |  | Electric Utility | N | OP |  | Non Combustion (NUC, WAT, WND, GEO, or SUN) |  | Western
EXCLUDE | NM | NM-Western | Elephant Butte | 6402 | 3 | WAT | HY | 9.3 | 9.3 | 0 | 9577.33 | 0 |  | Electric Utility | N | OP |  | Non Combustion (NUC, WAT, WND, GEO, or SUN) |  | Western
EXCLUDE | OR | OR-Western | Green Springs | 6403 | 1 | WAT | HY | 17.2 | 17.2 | 0 | 66358 | 0 |  | Electric Utility | N | OP |  | Non Combustion (NUC, WAT, WND, GEO, or SUN) |  | Western
EXCLUDE | UT | UT-Western | Deer Creek | 6404 | 1 | WAT | HY | 2.4 | 2.7 | 0 | 14049.5 | 0 |  | Electric Utility | N | OP |  | Non Combustion (NUC, WAT, WND, GEO, or SUN) |  | Western
EXCLUDE | UT | UT-Western | Deer Creek | 6404 | 2 | WAT | HY | 2.4 | 2.7 | 0 | 14049.5 | 0 |  | Electric Utility | N | OP |  | Non Combustion (NUC, WAT, WND, GEO, or SUN) |  | Western
EXCLUDE | UT | UT-Western | Flaming Gorge | 6405 | 1 | WAT | HY | 50.6 | 50.6 | 0 | 155693.67 | 0 |  | Electric Utility | N | OP |  | Non Combustion (NUC, WAT, WND, GEO, or SUN) |  | Western
EXCLUDE | UT | UT-Western | Flaming Gorge | 6405 | 2 | WAT | HY | 50.6 | 50.6 | 0 | 155693.67 | 0 |  | Electric Utility | N | OP |  | Non Combustion (NUC, WAT, WND, GEO, or SUN) |  | Western
EXCLUDE | UT | UT-Western | Flaming Gorge | 6405 | 3 | WAT | HY | 50.6 | 50.6 | 0 | 155693.67 | 0 |  | Electric Utility | N | OP |  | Non Combustion (NUC, WAT, WND, GEO, or SUN) |  | Western
EXCLUDE | WA | WA-Western | Chandler | 6406 | 1 | WAT | HY | 6 | 6 | 0 | 32749.5 | 0 |  | Electric Utility | N | OP |  | Non Combustion (NUC, WAT, WND, GEO, or SUN) |  | Western
EXCLUDE | WA | WA-Western | Chandler | 6406 | 2 | WAT | HY | 6 | 6 | 0 | 32749.5 | 0 |  | Electric Utility | N | OP |  | Non Combustion (NUC, WAT, WND, GEO, or SUN) |  | Western
EXCLUDE | WA | WA-Western | Roza | 6407 | 1 | WAT | HY | 12.9 | 12.9 | 0 | 77275 | 0 |  | Electric Utility | N | OP |  | Non Combustion (NUC, WAT, WND, GEO, or SUN) |  | Western
EXCLUDE | WY | WY-Western | Heart Mountain | 6408 | 1 | WAT | HY | 5 | 5 | 0 | 14121 | 0 |  | Electric Utility | N | OP |  | Non Combustion (NUC, WAT, WND, GEO, or SUN) |  | Western
EXCLUDE | WY | WY-Western | Alcova | 6409 | 1 | WAT | HY | 20.7 | 20.7 | 0 | 65988 | 0 |  | Electric Utility | N | OP |  | Non Combustion (NUC, WAT, WND, GEO, or SUN) |  | Western
EXCLUDE | WY | WY-Western | Alcova | 6409 | 2 | WAT | HY | 20.7 | 20.7 | 0 | 65988 | 0 |  | Electric Utility | N | OP |  | Non Combustion (NUC, WAT, WND, GEO, or SUN) |  | Western
EXCLUDE | TX | TX-ERCOT | Falcon Dam & Power | 6410 | 1 | WAT | HY | 10.5 | 10 | 0 | 25039 | 0 |  | Electric Utility | N | OP |  | Non Combustion (NUC, WAT, WND, GEO, or SUN) |  | ERCOT
EXCLUDE | TX | TX-ERCOT | Falcon Dam & Power | 6410 | 2 | WAT | HY | 10.5 | 10 | 0 | 25039 | 0 |  | Electric Utility | N | OP |  | Non Combustion (NUC, WAT, WND, GEO, or SUN) |  | ERCOT
EXCLUDE | TX | TX-ERCOT | Falcon Dam & Power | 6410 | 3 | WAT | HY | 10.5 | 10 | 0 | 25039 | 0 |  | Electric Utility | N | OP |  | Non Combustion (NUC, WAT, WND, GEO, or SUN) |  | ERCOT
EXCLUDE | TX | TX-ERCOT | Sam Rayburn | 6413 | 1 | WAT | HY | 26 | 26 | 0 | 17913 | 0 |  | Electric Utility | N | OP |  | Non Combustion (NUC, WAT, WND, GEO, or SUN) |  | ERCOT
EXCLUDE | TX | TX-ERCOT | Sam Rayburn | 6413 | 2 | WAT | HY | 26 | 26 | 0 | 17913 | 0 |  | Electric Utility | N | OP |  | Non Combustion (NUC, WAT, WND, GEO, or SUN) |  | ERCOT
EXCLUDE | TX | TX-ERCOT | Whitney | 6414 | 1 | WAT | HY | 15 | 15 | 0 | 10862 | 0 |  | Electric Utility | N | OP |  | Non Combustion (NUC, WAT, WND, GEO, or SUN) |  | ERCOT
EXCLUDE | TX | TX-ERCOT | Whitney | 6414 | 2 | WAT | HY | 15 | 15 | 0 | 10862 | 0 |  | Electric Utility | N | OP |  | Non Combustion (NUC, WAT, WND, GEO, or SUN) |  | ERCOT
EXCLUDE | OK | OK-Eastern | Broken Bow | 6415 | 1 | WAT | HY | 50 | 57.5 | 0 | 54694 | 0 |  | Electric Utility | N | OP |  | Non Combustion (NUC, WAT, WND, GEO, or SUN) |  | Eastern
EXCLUDE | OK | OK-Eastern | Broken Bow | 6415 | 2 | WAT | HY | 50 | 57.5 | 0 | 54694 | 0 |  | Electric Utility | N | OP |  | Non Combustion (NUC, WAT, WND, GEO, or SUN) |  | Eastern
EXCLUDE | TX | TX-ERCOT | Denison | 6416 | 1 | WAT | HY | 35 | 40 | 0 | 38235.5 | 0 |  | Electric Utility | N | OP |  | Non Combustion (NUC, WAT, WND, GEO, or SUN) |  | ERCOT
EXCLUDE | TX | TX-ERCOT | Denison | 6416 | 2 | WAT | HY | 35 | 40 | 0 | 38235.5 | 0 |  | Electric Utility | N | OP |  | Non Combustion (NUC, WAT, WND, GEO, or SUN) |  | ERCOT
EXCLUDE | TN | TN-Eastern | Center Hill | 6417 | 1 | WAT | HY | 45 | 52 | 0 | 81561.67 | 0 |  | Electric Utility | N | OP |  | Non Combustion (NUC, WAT, WND, GEO, or SUN) |  | Eastern
EXCLUDE | TN | TN-Eastern | Center Hill | 6417 | 2 | WAT | HY | 45 | 52 | 0 | 81561.67 | 0 |  | Electric Utility | N | OP |  | Non Combustion (NUC, WAT, WND, GEO, or SUN) |  | Eastern
EXCLUDE | TN | TN-Eastern | Center Hill | 6417 | 3 | WAT | HY | 45 | 52 | 0 | 81561.67 | 0 |  | Electric Utility | N | OP |  | Non Combustion (NUC, WAT, WND, GEO, or SUN) |  | Eastern
EXCLUDE | TN | TN-Eastern | Cheatham | 6418 | 1 | WAT | HY | 12 | 13.8 | 0 | 49153.33 | 0 |  | Electric Utility | N | OP |  | Non Combustion (NUC, WAT, WND, GEO, or SUN) |  | Eastern
EXCLUDE | TN | TN-Eastern | Cheatham | 6418 | 2 | WAT | HY | 12 | 13.8 | 0 | 49153.33 | 0 |  | Electric Utility | N | OP |  | Non Combustion (NUC, WAT, WND, GEO, or SUN) |  | Eastern
EXCLUDE | TN | TN-Eastern | Cheatham | 6418 | 3 | WAT | HY | 12 | 13.8 | 0 | 49153.33 | 0 |  | Electric Utility | N | OP |  | Non Combustion (NUC, WAT, WND, GEO, or SUN) |  | Eastern
EXCLUDE | OK | OK-Eastern | Eufaula Dam | 6419 | 1 | WAT | HY | 30 | 34.5 | 0 | 34623.67 | 0 |  | Electric Utility | N | OP |  | Non Combustion (NUC, WAT, WND, GEO, or SUN) |  | Eastern
EXCLUDE | OK | OK-Eastern | Eufaula Dam | 6419 | 2 | WAT | HY | 30 | 34.5 | 0 | 34623.67 | 0 |  | Electric Utility | N | OP |  | Non Combustion (NUC, WAT, WND, GEO, or SUN) |  | Eastern
EXCLUDE | OK | OK-Eastern | Eufaula Dam | 6419 | 3 | WAT | HY | 30 | 34.5 | 0 | 34623.67 | 0 |  | Electric Utility | N | OP |  | Non Combustion (NUC, WAT, WND, GEO, or SUN) |  | Eastern
EXCLUDE | OR | OR-Western | Lemolo 2 | 6421 | 1 | WAT | HY | 33 | 38 | 0 | 207037 | 0 |  | Electric Utility | N | OP |  | Non Combustion (NUC, WAT, WND, GEO, or SUN) |  | Western
EXCLUDE | MT | MT-Western | Madison | 6422 | MAD1 | WAT | HY | 2.2 | 2 | 0 | 16603.75 | 0 |  | IPP Non-CHP | N | OP |  | Non Combustion (NUC, WAT, WND, GEO, or SUN) |  | Western
EXCLUDE | MT | MT-Western | Madison | 6422 | MAD2 | WAT | HY | 2.2 | 2 | 0 | 16603.75 | 0 |  | IPP Non-CHP | N | OP |  | Non Combustion (NUC, WAT, WND, GEO, or SUN) |  | Western
EXCLUDE | MT | MT-Western | Madison | 6422 | MAD3 | WAT | HY | 2.2 | 2 | 0 | 16603.75 | 0 |  | IPP Non-CHP | N | OP |  | Non Combustion (NUC, WAT, WND, GEO, or SUN) |  | Western
EXCLUDE | MT | MT-Western | Madison | 6422 | MAD4 | WAT | HY | 2.2 | 2 | 0 | 16603.75 | 0 |  | IPP Non-CHP | N | OP |  | Non Combustion (NUC, WAT, WND, GEO, or SUN) |  | Western
EXCLUDE | WA | WA-Western | Chelan | 6424 | A-1 | WAT | HY | 29.6 | 31.4 | 0 | 198815 | 0 |  | Electric Utility | N | OP |  | Non Combustion (NUC, WAT, WND, GEO, or SUN) |  | Western
EXCLUDE | WA | WA-Western | Chelan | 6424 | A-2 | WAT | HY | 29.6 | 30.7 | 0 | 198815 | 0 |  | Electric Utility | N | OP |  | Non Combustion (NUC, WAT, WND, GEO, or SUN) |  | Western
EXCLUDE | WA | WA-Western | Cedar Falls | 6430 | 5 | WAT | HY | 15 | 15 | 0 | 61055.5 | 0 |  | Electric Utility | N | OP |  | Non Combustion (NUC, WAT, WND, GEO, or SUN) |  | Western
EXCLUDE | WA | WA-Western | Cedar Falls | 6430 | 6 | WAT | HY | 15 | 15 | 0 | 61055.5 | 0 |  | Electric Utility | N | OP |  | Non Combustion (NUC, WAT, WND, GEO, or SUN) |  | Western
EXCLUDE | WA | WA-Western | Gorge | 6431 | 21 | WAT | HY | 36.8 | 32 | 0 | 191738.3 | 0 |  | Electric Utility | N | OP |  | Non Combustion (NUC, WAT, WND, GEO, or SUN) |  | Western
EXCLUDE | WA | WA-Western | Gorge | 6431 | 22 | WAT | HY | 36.8 | 32 | 0 | 191738.3 | 0 |  | Electric Utility | N | OP |  | Non Combustion (NUC, WAT, WND, GEO, or SUN) |  | Western
EXCLUDE | WA | WA-Western | Gorge | 6431 | 23 | WAT | HY | 36.8 | 32 | 0 | 191738.3 | 0 |  | Electric Utility | N | OP |  | Non Combustion (NUC, WAT, WND, GEO, or SUN) |  | Western
EXCLUDE | WA | WA-Western | Gorge | 6431 | 24 | WAT | HY | 96.9 | 80 | 0 | 504876.11 | 0 |  | Electric Utility | N | OP |  | Non Combustion (NUC, WAT, WND, GEO, or SUN) |  | Western
EXCLUDE | WA | WA-Western | Diablo | 6432 | 31 | WAT | HY | 90 | 83 | 0 | 461659.54 | 0 |  | Electric Utility | N | OP |  | Non Combustion (NUC, WAT, WND, GEO, or SUN) |  | Western
EXCLUDE | WA | WA-Western | Diablo | 6432 | 32 | WAT | HY | 90 | 83 | 0 | 461659.54 | 0 |  | Electric Utility | N | OP |  | Non Combustion (NUC, WAT, WND, GEO, or SUN) |  | Western
EXCLUDE | WA | WA-Western | Diablo | 6432 | 35 | WAT | HY | 1.2 | 1.2 | 0 | 6155.46 | 0 |  | Electric Utility | N | OP |  | Non Combustion (NUC, WAT, WND, GEO, or SUN) |  | Western
EXCLUDE | WA | WA-Western | Diablo | 6432 | 36 | WAT | HY | 1.2 | 1.2 | 0 | 6155.46 | 0 |  | Electric Utility | N | OP |  | Non Combustion (NUC, WAT, WND, GEO, or SUN) |  | Western
EXCLUDE | WA | WA-Western | Boundary | 6433 | 51 | WAT | HY | 158.4 | 158.4 | 0 | 578182.39 | 0 |  | Electric Utility | N | OP |  | Non Combustion (NUC, WAT, WND, GEO, or SUN) |  | Western
EXCLUDE | WA | WA-Western | Boundary | 6433 | 52 | WAT | HY | 161.5 | 161.5 | 0 | 589497.83 | 0 |  | Electric Utility | N | OP |  | Non Combustion (NUC, WAT, WND, GEO, or SUN) |  | Western
EXCLUDE | WA | WA-Western | Boundary | 6433 | 53 | WAT | HY | 158.4 | 158.4 | 0 | 578182.39 | 0 |  | Electric Utility | N | OP |  | Non Combustion (NUC, WAT, WND, GEO, or SUN) |  | Western
EXCLUDE | WA | WA-Western | Boundary | 6433 | 54 | WAT | HY | 161.5 | 161.5 | 0 | 589497.83 | 0 |  | Electric Utility | N | OP |  | Non Combustion (NUC, WAT, WND, GEO, or SUN) |  | Western
EXCLUDE | WA | WA-Western | Boundary | 6433 | 55 | WAT | HY | 200 | 200 | 0 | 730028.27 | 0 |  | Electric Utility | N | OP |  | Non Combustion (NUC, WAT, WND, GEO, or SUN) |  | Western
EXCLUDE | WA | WA-Western | Boundary | 6433 | 56 | WAT | HY | 200 | 200 | 0 | 730028.27 | 0 |  | Electric Utility | N | OP |  | Non Combustion (NUC, WAT, WND, GEO, or SUN) |  | Western
EXCLUDE | NC | NC-Eastern | Queens Creek | 6438 | 1 | WAT | HY | 1.4 | 1.4 | 0 | 2618 | 0 |  | Electric Utility | N | OP |  | Non Combustion (NUC, WAT, WND, GEO, or SUN) |  | Eastern
EXCLUDE | AL | AL-Eastern | Wilson Dam | 6440 | 1 | WAT | HY | 23 | 22 | 0 | 74439.65 | 0 |  | Electric Utility | N | OP |  | Non Combustion (NUC, WAT, WND, GEO, or SUN) |  | Eastern
EXCLUDE | AL | AL-Eastern | Wilson Dam | 6440 | 10 | WAT | HY | 29.2 | 29.5 | 0 | 94505.99 | 0 |  | Electric Utility | N | OP |  | Non Combustion (NUC, WAT, WND, GEO, or SUN) |  | Eastern
EXCLUDE | AL | AL-Eastern | Wilson Dam | 6440 | 11 | WAT | HY | 29.2 | 29.2 | 0 | 94505.99 | 0 |  | Electric Utility | N | OP |  | Non Combustion (NUC, WAT, WND, GEO, or SUN) |  | Eastern
EXCLUDE | AL | AL-Eastern | Wilson Dam | 6440 | 12 | WAT | HY | 29.2 | 29.2 | 0 | 94505.99 | 0 |  | Electric Utility | N | OP |  | Non Combustion (NUC, WAT, WND, GEO, or SUN) |  | Eastern
EXCLUDE | AL | AL-Eastern | Wilson Dam | 6440 | 13 | WAT | HY | 29.2 | 29.4 | 0 | 94505.99 | 0 |  | Electric Utility | N | OP |  | Non Combustion (NUC, WAT, WND, GEO, or SUN) |  | Eastern
EXCLUDE | AL | AL-Eastern | Wilson Dam | 6440 | 14 | WAT | HY | 25.2 | 29.4 | 0 | 81559.97 | 0 |  | Electric Utility | N | OP |  | Non Combustion (NUC, WAT, WND, GEO, or SUN) |  | Eastern
EXCLUDE | AL | AL-Eastern | Wilson Dam | 6440 | 15 | WAT | HY | 29.2 | 29.2 | 0 | 94505.99 | 0 |  | Electric Utility | N | OP |  | Non Combustion (NUC, WAT, WND, GEO, or SUN) |  | Eastern
EXCLUDE | AL | AL-Eastern | Wilson Dam | 6440 | 16 | WAT | HY | 29.2 | 29.2 | 0 | 94505.99 | 0 |  | Electric Utility | N | OP |  | Non Combustion (NUC, WAT, WND, GEO, or SUN) |  | Eastern
EXCLUDE | AL | AL-Eastern | Wilson Dam | 6440 | 17 | WAT | HY | 29.2 | 29 | 0 | 94505.99 | 0 |  | Electric Utility | N | OP |  | Non Combustion (NUC, WAT, WND, GEO, or SUN) |  | Eastern
EXCLUDE | AL | AL-Eastern | Wilson Dam | 6440 | 18 | WAT | HY | 25.2 | 29 | 0 | 81559.97 | 0 |  | Electric Utility | N | OP |  | Non Combustion (NUC, WAT, WND, GEO, or SUN) |  | Eastern
EXCLUDE | AL | AL-Eastern | Wilson Dam | 6440 | 19 | WAT | HY | 54 | 55 | 0 | 174771.36 | 0 |  | Electric Utility | N | OP |  | Non Combustion (NUC, WAT, WND, GEO, or SUN) |  | Eastern
EXCLUDE | AL | AL-Eastern | Wilson Dam | 6440 | 2 | WAT | HY | 23 | 22.3 | 0 | 74439.65 | 0 |  | Electric Utility | N | OP |  | Non Combustion (NUC, WAT, WND, GEO, or SUN) |  | Eastern
EXCLUDE | AL | AL-Eastern | Wilson Dam | 6440 | 20 | WAT | HY | 54 | 55 | 0 | 174771.36 | 0 |  | Electric Utility | N | OP |  | Non Combustion (NUC, WAT, WND, GEO, or SUN) |  | Eastern
EXCLUDE | AL | AL-Eastern | Wilson Dam | 6440 | 21 | WAT | HY | 54 | 55 | 0 | 174771.36 | 0 |  | Electric Utility | N | OP |  | Non Combustion (NUC, WAT, WND, GEO, or SUN) |  | Eastern
EXCLUDE | AL | AL-Eastern | Wilson Dam | 6440 | 3 | WAT | HY | 23 | 23 | 0 | 74439.65 | 0 |  | Electric Utility | N | OP |  | Non Combustion (NUC, WAT, WND, GEO, or SUN) |  | Eastern
EXCLUDE | AL | AL-Eastern | Wilson Dam | 6440 | 4 | WAT | HY | 23 | 22 | 0 | 74439.65 | 0 |  | Electric Utility | N | OP |  | Non Combustion (NUC, WAT, WND, GEO, or SUN) |  | Eastern
EXCLUDE | AL | AL-Eastern | Wilson Dam | 6440 | 5 | WAT | HY | 36 | 30.3 | 0 | 116514.24 | 0 |  | Electric Utility | N | OP |  | Non Combustion (NUC, WAT, WND, GEO, or SUN) |  | Eastern
EXCLUDE | AL | AL-Eastern | Wilson Dam | 6440 | 6 | WAT | HY | 30.9 | 30.4 | 0 | 100008.06 | 0 |  | Electric Utility | N | OP |  | Non Combustion (NUC, WAT, WND, GEO, or SUN) |  | Eastern
EXCLUDE | AL | AL-Eastern | Wilson Dam | 6440 | 7 | WAT | HY | 30.9 | 29.1 | 0 | 100008.06 | 0 |  | Electric Utility | N | OP |  | Non Combustion (NUC, WAT, WND, GEO, or SUN) |  | Eastern
EXCLUDE | AL | AL-Eastern | Wilson Dam | 6440 | 8 | WAT | HY | 30.9 | 30.7 | 0 | 100008.06 | 0 |  | Electric Utility | N | OP |  | Non Combustion (NUC, WAT, WND, GEO, or SUN) |  | Eastern
EXCLUDE | AL | AL-Eastern | Wilson Dam | 6440 | 9 | WAT | HY | 29.2 | 29.6 | 0 | 94505.99 | 0 |  | Electric Utility | N | OP |  | Non Combustion (NUC, WAT, WND, GEO, or SUN) |  | Eastern
EXCLUDE | CA | CA-Western | Azusa | 6449 | 1 | WAT | HY | 3 | 2 | 0 | 4452 | 0 |  | Electric Utility | N | OP |  | Non Combustion (NUC, WAT, WND, GEO, or SUN) |  | Western
EXCLUDE | VT | VT-Eastern | Proctor | 6450 | 1 | WAT | HY | 1.6 | 1.6 | 0 | 2548.41 | 0 |  | Electric Utility | N | OP |  | State not covered under final 111(d) |  | Eastern
EXCLUDE | VT | VT-Eastern | Proctor | 6450 | 2 | WAT | HY | 0.8 | 0.7 | 0 | 1274.2 | 0 |  | Electric Utility | N | OP |  | State not covered under final 111(d) |  | Eastern
EXCLUDE | VT | VT-Eastern | Proctor | 6450 | 3 | WAT | HY | 0.8 | 0.7 | 0 | 1274.2 | 0 |  | Electric Utility | N | OP |  | State not covered under final 111(d) |  | Eastern
EXCLUDE | VT | VT-Eastern | Proctor | 6450 | 4 | WAT | HY | 0.8 | 0.7 | 0 | 1274.2 | 0 |  | Electric Utility | N | OP |  | State not covered under final 111(d) |  | Eastern
EXCLUDE | VT | VT-Eastern | Proctor | 6450 | 5 | WAT | HY | 2.9 | 2.8 | 0 | 4618.99 | 0 |  | Electric Utility | N | OP |  | State not covered under final 111(d) |  | Eastern
EXCLUDE | VT | VT-Eastern | Beldens | 6451 | 1 | WAT | HY | 0.8 | 0.6 | 0 | 2389.47 | 0 |  | Electric Utility | N | OP |  | State not covered under final 111(d) |  | Eastern
EXCLUDE | VT | VT-Eastern | Beldens | 6451 | 2 | WAT | HY | 0.8 | 0.6 | 0 | 2389.47 | 0 |  | Electric Utility | N | OP |  | State not covered under final 111(d) |  | Eastern
EXCLUDE | VT | VT-Eastern | Beldens | 6451 | HC3 | WAT | HY | 4.1 | 3.2 | 0 | 12246.05 | 0 |  | Electric Utility | N | OP |  | State not covered under final 111(d) |  | Eastern
EXCLUDE | NY | NY-Eastern | Carver Falls | 6456 | 1 | WAT | HY | 1.3 | 1.3 | 0 | 5414.16 | 0 |  | Electric Utility | N | OP |  | Non Combustion (NUC, WAT, WND, GEO, or SUN) |  | Eastern
EXCLUDE | NY | NY-Eastern | Carver Falls | 6456 | 2 | WAT | HY | 0.6 | 0.6 | 0 | 2498.84 | 0 |  | Electric Utility | N | OP |  | Non Combustion (NUC, WAT, WND, GEO, or SUN) |  | Eastern
EXCLUDE | MT | MT-Western | Big Fork | 6459 | 1 | WAT | HY | 1.7 | 1.9 | 0 | 13859.56 | 0 |  | Electric Utility | N | OP |  | Non Combustion (NUC, WAT, WND, GEO, or SUN) |  | Western
EXCLUDE | MT | MT-Western | Big Fork | 6459 | 2 | WAT | HY | 1.7 | 1.9 | 0 | 13859.56 | 0 |  | Electric Utility | N | OP |  | Non Combustion (NUC, WAT, WND, GEO, or SUN) |  | Western
EXCLUDE | MT | MT-Western | Big Fork | 6459 | 3 | WAT | HY | 0.7 | 0.8 | 0 | 5706.88 | 0 |  | Electric Utility | N | OP |  | Non Combustion (NUC, WAT, WND, GEO, or SUN) |  | Western
EXCLUDE | LA | LA-Eastern | River Bend | 6462 | 1 | NUC | ST | 1035.9 | 975 | 0 | 7805174 | 0 |  | Electric Utility | N | OP |  | Non Combustion (NUC, WAT, WND, GEO, or SUN) |  | Eastern
EXCLUDE | IA | IA-Eastern | Ames GT | 6463 | GT1 | DFO | GT | 21.3 | 14.5 | 84.71 | 66.58 | 173.08 |  | Electric Utility | N | OP |  | Simple cycle unit |  | Eastern
EXCLUDE | IA | IA-Eastern | Ames GT | 6463 | GT2 | DFO | GT | 57.4 | 23 | 228.29 | 179.42 | 466.42 |  | Electric Utility | N | OP |  | Simple cycle unit |  | Eastern
COALST | ND | ND-Eastern | Antelope Valley | 6469 | 1 | LIG | ST | 434.9 | 450 | 6275 | 3163797 | 3831938.75 |  | Electric Utility | N | OP |  |  |  | Eastern
COALST | ND | ND-Eastern | Antelope Valley | 6469 | 2 | LIG | ST | 434.9 | 450 | 6275 | 3207889 | 3905926.49 |  | Electric Utility | N | OP |  |  |  | Eastern
EXCLUDE | HI | HI-Hawaii | Port Allen | 6474 | 3 | DFO | IC | 2.7 | 2.5 | 0 | 0 | 0 |  | Electric Utility | N | OP |  | State not covered under final 111(d) |  | Hawaii
EXCLUDE | HI | HI-Hawaii | Port Allen | 6474 | 4 | DFO | IC | 2.7 | 2.5 | 0 | 0 | 0 |  | Electric Utility | N | OP |  | State not covered under final 111(d) |  | Hawaii
EXCLUDE | HI | HI-Hawaii | Port Allen | 6474 | 5 | DFO | IC | 2.7 | 2.5 | 0 | 0 | 0 |  | Electric Utility | N | OP |  | State not covered under final 111(d) |  | Hawaii
EXCLUDE | HI | HI-Hawaii | Port Allen | 6474 | 8 | DFO | IC | 8.6 | 7.6 | 0 | 0 | 0 |  | Electric Utility | N | OP |  | State not covered under final 111(d) |  | Hawaii
EXCLUDE | HI | HI-Hawaii | Port Allen | 6474 | 9 | DFO | IC | 8.6 | 7.6 | 0 | 0 | 0 |  | Electric Utility | N | OP |  | State not covered under final 111(d) |  | Hawaii
EXCLUDE | HI | HI-Hawaii | Port Allen | 6474 | D6 | DFO | IC | 8.6 | 7.6 | 0 | 0 | 0 |  | Electric Utility | N | OP |  | State not covered under final 111(d) |  | Hawaii
EXCLUDE | HI | HI-Hawaii | Port Allen | 6474 | D7 | DFO | IC | 8.6 | 7.6 | 0 | 0 | 0 |  | Electric Utility | N | OP |  | State not covered under final 111(d) |  | Hawaii
EXCLUDE | HI | HI-Hawaii | Port Allen | 6474 | GT1 | DFO | CC | 19.2 | 17.5 | 0 | 5555.68 | 8107.75 |  | Electric Utility | N | OP |  | State not covered under final 111(d) |  | Hawaii
EXCLUDE | HI | HI-Hawaii | Port Allen | 6474 | GT2 | DFO | CC | 23.8 | 22.6 | 0 | 6886.73 | 10050.23 |  | Electric Utility | N | OP |  | State not covered under final 111(d) |  | Hawaii
EXCLUDE | HI | HI-Hawaii | Port Allen | 6474 | IC1 | DFO | IC | 2 | 1.7 | 0 | 0 | 0 |  | Electric Utility | N | OP |  | State not covered under final 111(d) |  | Hawaii
EXCLUDE | HI | HI-Hawaii | Port Allen | 6474 | IC2 | DFO | IC | 2 | 1.7 | 0 | 0 | 0 |  | Electric Utility | N | OP |  | State not covered under final 111(d) |  | Hawaii
EXCLUDE | HI | HI-Hawaii | Port Allen | 6474 | ST1 | DFO | CC | 10 | 9 | 0 | 2893.58 | 4222.79 |  | Electric Utility | N | OP |  | State not covered under final 111(d) |  | Hawaii
EXCLUDE | VT | VT-Eastern | Gorge 18 | 6475 | 1 | WAT | HY | 3 | 3 | 0 | 0 | 0 |  | Electric Utility | N | OA |  | State not covered under final 111(d) |  | Eastern
EXCLUDE | HI | HI-Hawaii | Shipman | 6478 | 1 | RFO | ST | 3.5 | 3.4 | 0 | 0 | 0 |  | Electric Utility | N | RE | 2001 | State not covered under final 111(d) |  | Hawaii
EXCLUDE | HI | HI-Hawaii | Shipman | 6478 | 3 | RFO | ST | 7.5 | 7.5 | 0 | 345 | 495 |  | Electric Utility | N | OP |  | State not covered under final 111(d) |  | Hawaii
EXCLUDE | HI | HI-Hawaii | Shipman | 6478 | 4 | RFO | ST | 7.5 | 7.5 | 0 | 216 | 309.91 |  | Electric Utility | N | OP |  | State not covered under final 111(d) |  | Hawaii
EXCLUDE | CA | CA-Western | San Francisquito 1 | 6479 | 1A | WAT | HY | 25 | 27 | 0 | 42682.18 | 0 |  | Electric Utility | N | OP |  | Non Combustion (NUC, WAT, WND, GEO, or SUN) |  | Western
EXCLUDE | CA | CA-Western | San Francisquito 1 | 6479 | 3 | WAT | HY | 9.3 | 10 | 0 | 15877.77 | 0 |  | Electric Utility | N | OP |  | Non Combustion (NUC, WAT, WND, GEO, or SUN) |  | Western
EXCLUDE | CA | CA-Western | San Francisquito 1 | 6479 | 4 | WAT | HY | 10 | 12 | 0 | 17072.87 | 0 |  | Electric Utility | N | OP |  | Non Combustion (NUC, WAT, WND, GEO, or SUN) |  | Western
EXCLUDE | CA | CA-Western | San Francisquito 1 | 6479 | 6 | WAT | HY | 25 | 27 | 0 | 42682.18 | 0 |  | Electric Utility | N | OP |  | Non Combustion (NUC, WAT, WND, GEO, or SUN) |  | Western
EXCLUDE | CA | CA-Western | San Francisquito 2 | 6480 | 1 | WAT | HY | 14 | 14.5 | 0 | 10138 | 0 |  | Electric Utility | N | OS |  | Non Combustion (NUC, WAT, WND, GEO, or SUN) |  | Western
EXCLUDE | CA | CA-Western | San Francisquito 2 | 6480 | 2 | WAT | HY | 14 | 14 | 0 | 10138 | 0 |  | Electric Utility | N | OP |  | Non Combustion (NUC, WAT, WND, GEO, or SUN) |  | Western
EXCLUDE | CA | CA-Western | San Francisquito 2 | 6480 | 3 | WAT | HY | 14 | 18 | 0 | 10138 | 0 |  | Electric Utility | N | OP |  | Non Combustion (NUC, WAT, WND, GEO, or SUN) |  | Western
COALST | UT | UT-Western | Intermountain Power Project | 6481 | 1 | BIT | ST | 820 | 900 | 10274 | 3695099 | 3654267 |  | Electric Utility | N | OP |  |  |  | Western
COALST | UT | UT-Western | Intermountain Power Project | 6481 | 2 | BIT | ST | 820 | 900 | 10474 | 6068530 | 6059435.95 |  | Electric Utility | N | OP |  |  |  | Western
EXCLUDE | OR | OR-Western | Cline Falls | 6482 | 1 | WAT | HY | 1 | 1.1 | 0 | 0 | 0 |  | Electric Utility | N | OP |  | Non Combustion (NUC, WAT, WND, GEO, or SUN) |  | Western
EXCLUDE | NH | NH-Eastern | Mcindoes | 6483 | GEN1 | WAT | HY | 2.6 | 3.3 | 0 | 10529 | 0 |  | IPP Non-CHP | N | OP |  | Non Combustion (NUC, WAT, WND, GEO, or SUN) |  | Eastern
EXCLUDE | NH | NH-Eastern | Mcindoes | 6483 | GEN2 | WAT | HY | 2.6 | 3.3 | 0 | 10529 | 0 |  | IPP Non-CHP | N | OP |  | Non Combustion (NUC, WAT, WND, GEO, or SUN) |  | Eastern
EXCLUDE | NH | NH-Eastern | Mcindoes | 6483 | GEN3 | WAT | HY | 2.6 | 3.3 | 0 | 10529 | 0 |  | IPP Non-CHP | N | OP |  | Non Combustion (NUC, WAT, WND, GEO, or SUN) |  | Eastern
EXCLUDE | NH | NH-Eastern | Mcindoes | 6483 | GEN4 | WAT | HY | 2.6 | 3.3 | 0 | 10529 | 0 |  | IPP Non-CHP | N | OP |  | Non Combustion (NUC, WAT, WND, GEO, or SUN) |  | Eastern
EXCLUDE | OR | OR-Western | Bend | 6484 | 1 | WAT | HY | 0.2 | 0.2 | 0 | 608 | 0 |  | Electric Utility | N | OP |  | Non Combustion (NUC, WAT, WND, GEO, or SUN) |  | Western
EXCLUDE | OR | OR-Western | Bend | 6484 | 2 | WAT | HY | 0.3 | 0.3 | 0 | 912 | 0 |  | Electric Utility | N | OP |  | Non Combustion (NUC, WAT, WND, GEO, or SUN) |  | Western
EXCLUDE | OR | OR-Western | Bend | 6484 | 3 | WAT | HY | 0.6 | 0.5 | 0 | 1824 | 0 |  | Electric Utility | N | OP |  | Non Combustion (NUC, WAT, WND, GEO, or SUN) |  | Western
EXCLUDE | NY | NY-Eastern | Mill C | 6486 | 1 | WAT | HY | 1 | 1 | 0 | 4057.67 | 0 |  | Electric Utility | N | OP |  | Non Combustion (NUC, WAT, WND, GEO, or SUN) |  | Eastern
EXCLUDE | NY | NY-Eastern | Mill C | 6486 | 2 | WAT | HY | 1.2 | 1.2 | 0 | 4869.2 | 0 |  | Electric Utility | N | OP |  | Non Combustion (NUC, WAT, WND, GEO, or SUN) |  | Eastern
EXCLUDE | NY | NY-Eastern | Mill C | 6486 | 3 | WAT | HY | 3.8 | 3.8 | 0 | 15419.13 | 0 |  | Electric Utility | N | OP |  | Non Combustion (NUC, WAT, WND, GEO, or SUN) |  | Eastern
EXCLUDE | HI | HI-Hawaii | Maalaea | 6504 | 1 | DFO | IC | 2.6 | 2.5 | 0 | 0 | 0 |  | Electric Utility | N | OP |  | State not covered under final 111(d) |  | Hawaii
EXCLUDE | HI | HI-Hawaii | Maalaea | 6504 | 10 | DFO | IC | 12.5 | 12.3 | 0 | 0 | 0 |  | Electric Utility | N | OP |  | State not covered under final 111(d) |  | Hawaii
EXCLUDE | HI | HI-Hawaii | Maalaea | 6504 | 11 | DFO | IC | 12.5 | 12.3 | 0 | 0 | 0 |  | Electric Utility | N | OP |  | State not covered under final 111(d) |  | Hawaii
EXCLUDE | HI | HI-Hawaii | Maalaea | 6504 | 12 | DFO | IC | 12.5 | 12.3 | 0 | 0 | 0 |  | Electric Utility | N | OP |  | State not covered under final 111(d) |  | Hawaii
EXCLUDE | HI | HI-Hawaii | Maalaea | 6504 | 13 | DFO | IC | 12.5 | 12.3 | 0 | 0 | 0 |  | Electric Utility | N | OP |  | State not covered under final 111(d) |  | Hawaii
EXCLUDE | HI | HI-Hawaii | Maalaea | 6504 | 14 | DFO | CC | 23.6 | 21.1 | 0 | 110853.03 | 78649.09 |  | Electric Utility | N | OP |  | State not covered under final 111(d) |  | Hawaii
EXCLUDE | HI | HI-Hawaii | Maalaea | 6504 | 15 | DFO | CC | 18 | 12 | 0 | 84548.92 | 59986.6 |  | Electric Utility | N | OP |  | State not covered under final 111(d) |  | Hawaii
EXCLUDE | HI | HI-Hawaii | Maalaea | 6504 | 16 | DFO | CC | 23.6 | 21.1 | 0 | 110853.03 | 78649.09 |  | Electric Utility | N | OP |  | State not covered under final 111(d) |  | Hawaii
EXCLUDE | HI | HI-Hawaii | Maalaea | 6504 | 17 | DFO | CC | 25 | 17.6 | 0 | 117429.05 | 83314.72 |  | Electric Utility | N | OP |  | State not covered under final 111(d) |  | Hawaii
EXCLUDE | HI | HI-Hawaii | Maalaea | 6504 | 18 | DFO | CC | 18 | 13.8 | 0 | 84548.92 | 59986.6 |  | Electric Utility | N | OP |  | State not covered under final 111(d) |  | Hawaii
EXCLUDE | HI | HI-Hawaii | Maalaea | 6504 | 19 | DFO | CC | 25 | 17.6 | 0 | 117429.05 | 83314.72 |  | Electric Utility | N | OP |  | State not covered under final 111(d) |  | Hawaii
EXCLUDE | HI | HI-Hawaii | Maalaea | 6504 | 2 | DFO | IC | 2.6 | 2.5 | 0 | 0 | 0 |  | Electric Utility | N | OP |  | State not covered under final 111(d) |  | Hawaii
EXCLUDE | HI | HI-Hawaii | Maalaea | 6504 | 3 | DFO | IC | 2.6 | 2.5 | 0 | 0 | 0 |  | Electric Utility | N | OP |  | State not covered under final 111(d) |  | Hawaii
EXCLUDE | HI | HI-Hawaii | Maalaea | 6504 | 4 | DFO | IC | 5.6 | 5.5 | 0 | 0 | 0 |  | Electric Utility | N | OP |  | State not covered under final 111(d) |  | Hawaii
EXCLUDE | HI | HI-Hawaii | Maalaea | 6504 | 5 | DFO | IC | 5.6 | 5.5 | 0 | 0 | 0 |  | Electric Utility | N | OP |  | State not covered under final 111(d) |  | Hawaii
EXCLUDE | HI | HI-Hawaii | Maalaea | 6504 | 6 | DFO | IC | 5.6 | 5.5 | 0 | 0 | 0 |  | Electric Utility | N | OP |  | State not covered under final 111(d) |  | Hawaii
EXCLUDE | HI | HI-Hawaii | Maalaea | 6504 | 7 | DFO | IC | 5.6 | 5.5 | 0 | 0 | 0 |  | Electric Utility | N | OP |  | State not covered under final 111(d) |  | Hawaii
EXCLUDE | HI | HI-Hawaii | Maalaea | 6504 | 8 | DFO | IC | 5.6 | 5.5 | 0 | 0 | 0 |  | Electric Utility | N | OP |  | State not covered under final 111(d) |  | Hawaii
EXCLUDE | HI | HI-Hawaii | Maalaea | 6504 | 9 | DFO | IC | 5.6 | 5.5 | 0 | 0 | 0 |  | Electric Utility | N | OP |  | State not covered under final 111(d) |  | Hawaii
EXCLUDE | HI | HI-Hawaii | Maalaea | 6504 | X1 | DFO | IC | 2.6 | 2.5 | 0 | 0 | 0 |  | Electric Utility | N | OP |  | State not covered under final 111(d) |  | Hawaii
EXCLUDE | HI | HI-Hawaii | Maalaea | 6504 | X2 | DFO | IC | 2.6 | 2.5 | 0 | 0 | 0 |  | Electric Utility | N | OP |  | State not covered under final 111(d) |  | Hawaii
EXCLUDE | OR | OR-Western | Oak Grove | 6505 | 1 | WAT | HY | 25.5 | 22 | 0 | 137668.5 | 0 |  | Electric Utility | N | OP |  | Non Combustion (NUC, WAT, WND, GEO, or SUN) |  | Western
EXCLUDE | OR | OR-Western | Oak Grove | 6505 | 2 | WAT | HY | 25.5 | 22 | 0 | 137668.5 | 0 |  | Electric Utility | N | OP |  | Non Combustion (NUC, WAT, WND, GEO, or SUN) |  | Western
EXCLUDE | ID | ID-Western | Moyie Springs | 6506 | 1 | WAT | HY | 1 | 1.1 | 0 | 7450.26 | 0 |  | Electric Utility | N | OP |  | Non Combustion (NUC, WAT, WND, GEO, or SUN) |  | Western
EXCLUDE | ID | ID-Western | Moyie Springs | 6506 | 2 | WAT | HY | 0.4 | 0.4 | 0 | 2980.1 | 0 |  | Electric Utility | N | OP |  | Non Combustion (NUC, WAT, WND, GEO, or SUN) |  | Western
EXCLUDE | ID | ID-Western | Moyie Springs | 6506 | 3 | WAT | HY | 1 | 1.1 | 0 | 7450.26 | 0 |  | Electric Utility | N | OP |  | Non Combustion (NUC, WAT, WND, GEO, or SUN) |  | Western
EXCLUDE | ID | ID-Western | Moyie Springs | 6506 | 4 | WAT | HY | 1.5 | 1.7 | 0 | 11175.38 | 0 |  | Electric Utility | N | OP |  | Non Combustion (NUC, WAT, WND, GEO, or SUN) |  | Western
EXCLUDE | WA | WA-Western | Drop 2 | 6507 | 1 | WAT | HY | 2.5 | 2.1 | 0 | 1631 | 0 |  | Electric Utility | N | OP |  | Non Combustion (NUC, WAT, WND, GEO, or SUN) |  | Western
EXCLUDE | WA | WA-Western | Drop 3 | 6508 | 1 | WAT | HY | 0.8 | 0.5 | 0 | 501 | 0 |  | Electric Utility | N | OP |  | Non Combustion (NUC, WAT, WND, GEO, or SUN) |  | Western
EXCLUDE | WA | WA-Western | Drop 3 | 6508 | 2 | WAT | HY | 0.8 | 0.5 | 0 | 501 | 0 |  | Electric Utility | N | OP |  | Non Combustion (NUC, WAT, WND, GEO, or SUN) |  | Western
EXCLUDE | NV | NV-Western | Battle Mountain | 6509 | 1 | DFO | IC | 2 | 1.8 | 0 | 0 | 0 |  | Electric Utility | N | RE | 2011 | Retired prior to 2012 |  | Western
EXCLUDE | NV | NV-Western | Battle Mountain | 6509 | 2 | DFO | IC | 2 | 1.8 | 0 | 0 | 0 |  | Electric Utility | N | RE | 2011 | Retired prior to 2012 |  | Western
EXCLUDE | NV | NV-Western | Battle Mountain | 6509 | 3 | DFO | IC | 2 | 1.8 | 0 | 0 | 0 |  | Electric Utility | N | RE | 2011 | Retired prior to 2012 |  | Western
EXCLUDE | NV | NV-Western | Battle Mountain | 6509 | 4 | DFO | IC | 2 | 1.8 | 0 | 0 | 0 |  | Electric Utility | N | RE | 2011 | Retired prior to 2012 |  | Western
EXCLUDE | NV | NV-Western | Brunswick | 6510 | 1 | DFO | IC | 2 | 2 | 0 | 0 | 0 |  | Electric Utility | N | OP | 2019 | Internal Combustion |  | Western
EXCLUDE | NV | NV-Western | Brunswick | 6510 | 2 | DFO | IC | 2 | 2 | 0 | 0 | 0 |  | Electric Utility | N | OP | 2019 | Internal Combustion |  | Western
EXCLUDE | NV | NV-Western | Brunswick | 6510 | 3 | DFO | IC | 2 | 2 | 0 | 0 | 0 |  | Electric Utility | N | OP | 2019 | Internal Combustion |  | Western
EXCLUDE | NV | NV-Western | Fallon | 6511 | 1 | DFO | IC | 2 | 1.7 | 0 | 0 | 0 |  | Electric Utility | N | RE | 1998 | Retired prior to 2012 |  | Western
EXCLUDE | CA | CA-Western | Farad | 6512 | 1 | WAT | HY | 1.4 | 1.4 | 0 | 0 | 0 |  | Electric Utility | N | RE | 2006 | Retired prior to 2012 |  | Western
EXCLUDE | CA | CA-Western | Farad | 6512 | 2 | WAT | HY | 1.4 | 1.4 | 0 | 0 | 0 |  | Electric Utility | N | RE | 2006 | Retired prior to 2012 |  | Western
EXCLUDE | NV | NV-Western | Fleish | 6513 | 1 | WAT | HY | 2 | 2.5 | 0 | 18783 | 0 |  | IPP Non-CHP | N | OP |  | Non Combustion (NUC, WAT, WND, GEO, or SUN) |  | Western
EXCLUDE | NV | NV-Western | Gabbs | 6514 | 1 | DFO | IC | 2.7 | 2.7 | 0 | 0 | 0 |  | Electric Utility | N | OP | 2019 | Internal Combustion |  | Western
EXCLUDE | NV | NV-Western | Gabbs | 6514 | 2 | DFO | IC | 2.7 | 2.7 | 0 | 0 | 0 |  | Electric Utility | N | OP | 2019 | Internal Combustion |  | Western
EXCLUDE | AZ | AZ-Western | Valencia | 6515 | GT1 | NG | GT | 16.8 | 14.7 | 0 | 3025.29 | 2788.88 |  | Electric Utility | N | SB |  | Simple cycle unit |  | Western
EXCLUDE | AZ | AZ-Western | Valencia | 6515 | GT2 | NG | GT | 16.8 | 14.7 | 0 | 3025.29 | 2788.88 |  | Electric Utility | N | SB |  | Simple cycle unit |  | Western
EXCLUDE | AZ | AZ-Western | Valencia | 6515 | GT3 | NG | GT | 16.8 | 14.7 | 0 | 3025.29 | 2788.88 |  | Electric Utility | N | SB |  | Simple cycle unit |  | Western
EXCLUDE | AZ | AZ-Western | Valencia | 6515 | GT4 | NG | GT | 54 | 17 | 0 | 9724.14 | 8964.26 |  | Electric Utility | N | OP |  | Simple cycle unit |  | Western
EXCLUDE | CO | CO-Western | Holly | 502 | CAT | DFO | IC | 1.8 | 1.7 | 0 | 0 | 0 |  | Electric Utility | N | SB |  | Internal Combustion |  | Western
EXCLUDE | CO | CO-Western | Holly | 502 | EMD | DFO | IC | 0.7 | 0.7 | 0 | 0 | 0 |  | Electric Utility | N | SB |  | Internal Combustion |  | Western
EXCLUDE | CO | CO-Western | JM Shafer Generating Station | 50707 | LMA | NG | CC | 58.5 | 31.8 | 640 | 108478.37 | 67422.49 |  | Electric Utility | Y | OP |  | Excluded based on comment and CHP status |  | Western
EXCLUDE | CO | CO-Western | JM Shafer Generating Station | 50707 | LMB | NG | CC | 58.5 | 31.8 | 640 | 108478.37 | 67422.49 |  | Electric Utility | Y | OP |  | Excluded based on comment and CHP status |  | Western
EXCLUDE | CO | CO-Western | JM Shafer Generating Station | 50707 | LMC | NG | CC | 58.5 | 31.8 | 605 | 108478.37 | 67422.49 |  | Electric Utility | Y | OP |  | Excluded based on comment and CHP status |  | Western
EXCLUDE | SC | SC-Eastern | Keowee | 6517 | 1 | WAT | HY | 78.8 | 76 | 0 | 20998.5 | 0 |  | Electric Utility | N | OP |  | Non Combustion (NUC, WAT, WND, GEO, or SUN) |  | Eastern
EXCLUDE | SC | SC-Eastern | Keowee | 6517 | 2 | WAT | HY | 78.8 | 76 | 0 | 20998.5 | 0 |  | Electric Utility | N | OP |  | Non Combustion (NUC, WAT, WND, GEO, or SUN) |  | Eastern
EXCLUDE | CA | CA-Western | Kings Beach | 6518 | 1 | DFO | IC | 2.7 | 2.7 | 0 | 0 | 0 |  | Electric Utility | N | RE | 2008 | Retired prior to 2012 |  | Western
EXCLUDE | CA | CA-Western | Kings Beach | 6518 | 2 | DFO | IC | 2.7 | 2.7 | 0 | 0 | 0 |  | Electric Utility | N | RE | 2008 | Retired prior to 2012 |  | Western
EXCLUDE | CA | CA-Western | Kings Beach | 6518 | 3 | DFO | IC | 2.7 | 2.7 | 0 | 0 | 0 |  | Electric Utility | N | RE | 2008 | Retired prior to 2012 |  | Western
EXCLUDE | CA | CA-Western | Kings Beach | 6518 | 4 | DFO | IC | 2.7 | 2.7 | 0 | 0 | 0 |  | Electric Utility | N | RE | 2008 | Retired prior to 2012 |  | Western
EXCLUDE | CA | CA-Western | Kings Beach | 6518 | 5 | DFO | IC | 2.7 | 2.7 | 0 | 0 | 0 |  | Electric Utility | N | RE | 2008 | Retired prior to 2012 |  | Western
EXCLUDE | CA | CA-Western | Kings Beach | 6518 | 6 | DFO | IC | 2.7 | 2.7 | 0 | 0 | 0 |  | Electric Utility | N | RE | 2008 | Retired prior to 2012 |  | Western
EXCLUDE | CA | CA-Western | Kings Beach | 6518 | KB1 | DFO | IC | 2.5 | 2 | 0 | 0 | 0 |  | Electric Utility | N | OP |  | Internal Combustion |  | Western
EXCLUDE | CA | CA-Western | Kings Beach | 6518 | KB2 | DFO | IC | 2.5 | 2 | 0 | 0 | 0 |  | Electric Utility | N | OP |  | Internal Combustion |  | Western
EXCLUDE | CA | CA-Western | Kings Beach | 6518 | KB3 | DFO | IC | 2.5 | 2 | 0 | 0 | 0 |  | Electric Utility | N | OP |  | Internal Combustion |  | Western
EXCLUDE | CA | CA-Western | Kings Beach | 6518 | KB4 | DFO | IC | 2.5 | 2 | 0 | 0 | 0 |  | Electric Utility | N | OP |  | Internal Combustion |  | Western
EXCLUDE | CA | CA-Western | Kings Beach | 6518 | KB5 | DFO | IC | 2.5 | 2 | 0 | 0 | 0 |  | Electric Utility | N | OP |  | Internal Combustion |  | Western
EXCLUDE | CA | CA-Western | Kings Beach | 6518 | KB6 | DFO | IC | 2.5 | 2 | 0 | 0 | 0 |  | Electric Utility | N | OP |  | Internal Combustion |  | Western
EXCLUDE | VT | VT-Eastern | Vergennes 9 | 6519 | 1 | WAT | HY | 0.7 | 0.7 | 0 | 3177.42 | 0 |  | Electric Utility | N | OP |  | State not covered under final 111(d) |  | Eastern
EXCLUDE | VT | VT-Eastern | Vergennes 9 | 6519 | 2 | WAT | HY | 0.7 | 0.7 | 0 | 3177.42 | 0 |  | Electric Utility | N | OP |  | State not covered under final 111(d) |  | Eastern
EXCLUDE | VT | VT-Eastern | Vergennes 9 | 6519 | 4 | WAT | HY | 1 | 1 | 0 | 4539.17 | 0 |  | Electric Utility | N | OP |  | State not covered under final 111(d) |  | Eastern
EXCLUDE | VT | VT-Eastern | Vergennes 9 | 6519 | 5 | DFO | IC | 2 | 2 | 0 | 0 | 0 |  | Electric Utility | N | OP |  | State not covered under final 111(d) |  | Eastern
EXCLUDE | VT | VT-Eastern | Vergennes 9 | 6519 | 6 | DFO | IC | 2 | 2 | 0 | 0 | 0 |  | Electric Utility | N | OP |  | State not covered under final 111(d) |  | Eastern
EXCLUDE | VT | VT-Eastern | Waterbury 22 | 6520 | 1 | WAT | HY | 5.5 | 5 | 0 | 16947 | 0 |  | Electric Utility | N | OP |  | State not covered under final 111(d) |  | Eastern
EXCLUDE | NV | NV-Western | Lahontan | 6521 | 1 | WAT | HY | 0.6 | 0.6 | 0 | 1868.67 | 0 |  | Electric Utility | N | OP |  | Non Combustion (NUC, WAT, WND, GEO, or SUN) |  | Western
EXCLUDE | NV | NV-Western | Lahontan | 6521 | 2 | WAT | HY | 0.6 | 0.6 | 0 | 1868.67 | 0 |  | Electric Utility | N | OP |  | Non Combustion (NUC, WAT, WND, GEO, or SUN) |  | Western
EXCLUDE | NV | NV-Western | Lahontan | 6521 | 3 | WAT | HY | 0.6 | 0.6 | 0 | 1868.67 | 0 |  | Electric Utility | N | OP |  | Non Combustion (NUC, WAT, WND, GEO, or SUN) |  | Western
EXCLUDE | NV | NV-Western | Lahontan | 6521 | IC1 | DFO | IC | 1 | 0.9 | 0 | 0 | 0 |  | Electric Utility | N | RE | 1992 | Retired prior to 2012 |  | Western
EXCLUDE | NV | NV-Western | Lahontan | 6521 | IC2 | DFO | IC | 1 | 0.9 | 0 | 0 | 0 |  | Electric Utility | N | RE | 1992 | Retired prior to 2012 |  | Western
EXCLUDE | NJ | NJ-Eastern | Yards Creek | 6522 | 1 | WAT | PS | 151 | 140 | 0 | -55392 | 0 |  | Electric Utility | N | OP |  | Non Combustion (NUC, WAT, WND, GEO, or SUN) |  | Eastern
EXCLUDE | NJ | NJ-Eastern | Yards Creek | 6522 | 2 | WAT | PS | 151 | 140 | 0 | -55392 | 0 |  | Electric Utility | N | OP |  | Non Combustion (NUC, WAT, WND, GEO, or SUN) |  | Eastern
EXCLUDE | NJ | NJ-Eastern | Yards Creek | 6522 | 3 | WAT | PS | 151 | 120 | 0 | -55392 | 0 |  | Electric Utility | N | OP |  | Non Combustion (NUC, WAT, WND, GEO, or SUN) |  | Eastern
EXCLUDE | CA | CA-Western | Portola | 6524 | 1 | DFO | IC | 2 | 2 | 0 | 0 | 0 |  | Electric Utility | N | RE | 2007 | Retired prior to 2012 |  | Western
EXCLUDE | CA | CA-Western | Portola | 6524 | 2 | DFO | IC | 2 | 2 | 0 | 0 | 0 |  | Electric Utility | N | RE | 2007 | Retired prior to 2012 |  | Western
EXCLUDE | CA | CA-Western | Portola | 6524 | 3 | DFO | IC | 2 | 2 | 0 | 0 | 0 |  | Electric Utility | N | RE | 2007 | Retired prior to 2012 |  | Western
EXCLUDE | NY | NY-Eastern | Rainbow Falls | 6526 | 1 | WAT | HY | 1.3 | 1.3 | 0 | 0 | 0 |  | Electric Utility | N | OA |  | Non Combustion (NUC, WAT, WND, GEO, or SUN) |  | Eastern
EXCLUDE | NY | NY-Eastern | Rainbow Falls | 6526 | 2 | WAT | HY | 1.3 | 1.3 | 0 | 0 | 0 |  | Electric Utility | N | OA |  | Non Combustion (NUC, WAT, WND, GEO, or SUN) |  | Eastern
EXCLUDE | NY | NY-Eastern | E J West | 6527 | 1 | WAT | HY | 11 | 10.2 | 0 | 28522.5 | 0 |  | IPP Non-CHP | N | OP |  | Non Combustion (NUC, WAT, WND, GEO, or SUN) |  | Eastern
EXCLUDE | NY | NY-Eastern | E J West | 6527 | 2 | WAT | HY | 11 | 10.4 | 0 | 28522.5 | 0 |  | IPP Non-CHP | N | OP |  | Non Combustion (NUC, WAT, WND, GEO, or SUN) |  | Eastern
EXCLUDE | VT | VT-Eastern | Searsburg | 6529 | GEN1 | WAT | HY | 4.1 | 5 | 0 | 14629 | 0 |  | IPP Non-CHP | N | OP |  | State not covered under final 111(d) |  | Eastern
EXCLUDE | NV | NV-Western | Valley Road | 6530 | 1 | DFO | IC | 2 | 2 | 0 | 0 | 0 |  | Electric Utility | N | RE | 2011 | Retired prior to 2012 |  | Western
EXCLUDE | NV | NV-Western | Valley Road | 6530 | 2 | DFO | IC | 2 | 2 | 0 | 0 | 0 |  | Electric Utility | N | RE | 2011 | Retired prior to 2012 |  | Western
EXCLUDE | NV | NV-Western | Valley Road | 6530 | 3 | DFO | IC | 2 | 2 | 0 | 0 | 0 |  | Electric Utility | N | RE | 2011 | Retired prior to 2012 |  | Western
EXCLUDE | NV | NV-Western | Verdi | 6531 | 1 | WAT | HY | 2.4 | 2.1 | 0 | 18962 | 0 |  | IPP Non-CHP | N | OP |  | Non Combustion (NUC, WAT, WND, GEO, or SUN) |  | Western
EXCLUDE | NV | NV-Western | Washoe | 6532 | 1 | WAT | HY | 1.3 | 0.9 | 0 | 6606.5 | 0 |  | IPP Non-CHP | N | OP |  | Non Combustion (NUC, WAT, WND, GEO, or SUN) |  | Western
EXCLUDE | NV | NV-Western | Washoe | 6532 | 2 | WAT | HY | 1.3 | 0.9 | 0 | 6606.5 | 0 |  | IPP Non-CHP | N | OP |  | Non Combustion (NUC, WAT, WND, GEO, or SUN) |  | Western
EXCLUDE | NV | NV-Western | Winnemucca | 6533 | 1 | NG | GT | 14.9 | 15 | 0 | 0 | 0 |  | Electric Utility | N | RE | 2011 | Retired prior to 2012 |  | Western
EXCLUDE | UT | UT-Western | Little Cottonwood | 6537 | 1 | WAT | HY | 2.4 | 2.4 | 0 | 3827.5 | 0 |  | Electric Utility | N | OP |  | Non Combustion (NUC, WAT, WND, GEO, or SUN) |  | Western
EXCLUDE | UT | UT-Western | Little Cottonwood | 6537 | 2 | WAT | HY | 2.4 | 2.4 | 0 | 3827.5 | 0 |  | Electric Utility | N | OP |  | Non Combustion (NUC, WAT, WND, GEO, or SUN) |  | Western
EXCLUDE | WV | WV-Eastern | FirstEnergy Dam 4 | 6543 | 1 | WAT | HY | 0.5 | 0.5 | 0 | 1953.16 | 0 |  | IPP Non-CHP | N | OP |  | Non Combustion (NUC, WAT, WND, GEO, or SUN) |  | Eastern
EXCLUDE | WV | WV-Eastern | FirstEnergy Dam 4 | 6543 | 2 | WAT | HY | 0.5 | 0.5 | 0 | 1953.16 | 0 |  | IPP Non-CHP | N | OP |  | Non Combustion (NUC, WAT, WND, GEO, or SUN) |  | Eastern
EXCLUDE | WV | WV-Eastern | FirstEnergy Dam 4 | 6543 | 3 | WAT | HY | 0.9 | 0.9 | 0 | 3515.68 | 0 |  | IPP Non-CHP | N | OP |  | Non Combustion (NUC, WAT, WND, GEO, or SUN) |  | Eastern
EXCLUDE | WV | WV-Eastern | FirstEnergy Dam 5 | 6544 | 1 | WAT | HY | 0.5 | 0.5 | 0 | 2344 | 0 |  | IPP Non-CHP | N | OP |  | Non Combustion (NUC, WAT, WND, GEO, or SUN) |  | Eastern
EXCLUDE | WV | WV-Eastern | FirstEnergy Dam 5 | 6544 | 2 | WAT | HY | 0.5 | 0.5 | 0 | 2344 | 0 |  | IPP Non-CHP | N | OP |  | Non Combustion (NUC, WAT, WND, GEO, or SUN) |  | Eastern
EXCLUDE | WV | WV-Eastern | FirstEnergy Millville | 6546 | 1 | WAT | HY | 0.8 | 0.6 | 0 | 3348.29 | 0 |  | IPP Non-CHP | N | OP |  | Non Combustion (NUC, WAT, WND, GEO, or SUN) |  | Eastern
EXCLUDE | WV | WV-Eastern | FirstEnergy Millville | 6546 | 2 | WAT | HY | 1 | 0.8 | 0 | 4185.36 | 0 |  | IPP Non-CHP | N | OP |  | Non Combustion (NUC, WAT, WND, GEO, or SUN) |  | Eastern
EXCLUDE | WV | WV-Eastern | FirstEnergy Millville | 6546 | 3 | WAT | HY | 1 | 1 | 0 | 4185.36 | 0 |  | IPP Non-CHP | N | OP |  | Non Combustion (NUC, WAT, WND, GEO, or SUN) |  | Eastern
EXCLUDE | OR | OR-Western | Foster | 6552 | 1 | WAT | HY | 10 | 10 | 0 | 52579.5 | 0 |  | Electric Utility | N | OP |  | Non Combustion (NUC, WAT, WND, GEO, or SUN) |  | Western
EXCLUDE | OR | OR-Western | Foster | 6552 | 2 | WAT | HY | 10 | 10 | 0 | 52579.5 | 0 |  | Electric Utility | N | OP |  | Non Combustion (NUC, WAT, WND, GEO, or SUN) |  | Western
EXCLUDE | UT | UT-Western | Little Mountain | 6553 | 1 | NG | GT | 16 | 14 | 0 | 0 | 0 |  | Electric Utility | N | RE | 2011 | Retired prior to 2012 |  | Western
EXCLUDE | IA | IA-Eastern | Waverly Municipal Electric North Plant | 6554 | 10 | DFO | IC | 7 | 7 | 0 | 0 | 0 |  | Electric Utility | N | OP |  | Internal Combustion |  | Eastern
EXCLUDE | IA | IA-Eastern | Waverly Municipal Electric North Plant | 6554 | 5 | NG | IC | 1.2 | 1.2 | 0 | 0 | 0 |  | Electric Utility | N | OP |  | Internal Combustion |  | Eastern
EXCLUDE | IA | IA-Eastern | Waverly Municipal Electric North Plant | 6554 | 6 | NG | IC | 1.3 | 1.3 | 0 | 0 | 0 |  | Electric Utility | N | OP |  | Internal Combustion |  | Eastern
EXCLUDE | IA | IA-Eastern | Waverly Municipal Electric North Plant | 6554 | 7 | NG | IC | 3.5 | 3.5 | 0 | 0 | 0 |  | Electric Utility | N | OP |  | Internal Combustion |  | Eastern
EXCLUDE | IA | IA-Eastern | Waverly Municipal Electric North Plant | 6554 | 8 | NG | IC | 3.7 | 3.7 | 0 | 0 | 0 |  | Electric Utility | N | OP |  | Internal Combustion |  | Eastern
EXCLUDE | IA | IA-Eastern | Waverly Municipal Electric North Plant | 6554 | 9 | NG | IC | 3.7 | 3.7 | 0 | 0 | 0 |  | Electric Utility | N | OP |  | Internal Combustion |  | Eastern
EXCLUDE | AK | AK-Alaska | McGrath | 6555 | 3 | DFO | IC | 0.2 | 0.2 | 0 | 0 | 0 |  | Electric Utility | N | RE | 2010 | State not covered under final 111(d) |  | Alaska
EXCLUDE | AK | AK-Alaska | McGrath | 6555 | 3A | DFO | IC | 0.5 | 0.5 | 0 | 0 | 0 |  | Electric Utility | N | OP |  | State not covered under final 111(d) |  | Alaska
EXCLUDE | AK | AK-Alaska | McGrath | 6555 | 4 | DFO | IC | 0.2 | 0.1 | 0 | 0 | 0 |  | Electric Utility | N | RE | 2010 | State not covered under final 111(d) |  | Alaska
EXCLUDE | AK | AK-Alaska | McGrath | 6555 | 4A | DFO | IC | 0.5 | 0.5 | 0 | 0 | 0 |  | Electric Utility | N | OP |  | State not covered under final 111(d) |  | Alaska
EXCLUDE | AK | AK-Alaska | McGrath | 6555 | 5 | DFO | IC | 0.6 | 0.6 | 0 | 0 | 0 |  | Electric Utility | N | RE | 2010 | State not covered under final 111(d) |  | Alaska
EXCLUDE | AK | AK-Alaska | McGrath | 6555 | 6 | DFO | IC | 0.6 | 0.6 | 0 | 0 | 0 |  | Electric Utility | N | OP |  | State not covered under final 111(d) |  | Alaska
EXCLUDE | AK | AK-Alaska | McGrath | 6555 | 7 | DFO | IC | 0.6 | 0.6 | 0 | 0 | 0 |  | Electric Utility | N | OP |  | State not covered under final 111(d) |  | Alaska
EXCLUDE | LA | LA-Eastern | D G Hunter | 6558 | 1 | NG | ST | 17.5 | 16 | 0 | 0 | 0 |  | Electric Utility | N | RE | 2005 | Retired prior to 2012 |  | Eastern
EXCLUDE | LA | LA-Eastern | D G Hunter | 6558 | 2 | NG | ST | 17.5 | 16 | 0 | 0 | 0 |  | Electric Utility | N | RE | 2005 | Retired prior to 2012 |  | Eastern
OGST | LA | LA-Eastern | D G Hunter | 6558 | 3 | NG | ST | 55 | 50 | 685 | 0 | 0 |  | Electric Utility | N | SB |  |  |  | Eastern
OGST | LA | LA-Eastern | D G Hunter | 6558 | 4 | NG | ST | 85 | 80 | 1058.64 | 1974 | 3668.13 |  | Electric Utility | N | SB |  |  |  | Eastern
EXCLUDE | AK | AK-Alaska | George M Sullivan Generation Plant 2 | 6559 | 5 | NG | CC | 38.1 | 33.8 | 0 | 180833.3 | 113124.18 |  | Electric Utility | N | OP |  | State not covered under final 111(d) |  | Alaska
EXCLUDE | AK | AK-Alaska | George M Sullivan Generation Plant 2 | 6559 | 6 | NG | CC | 33 | 34 | 0 | 156627.27 | 97981.57 |  | Electric Utility | N | OP |  | State not covered under final 111(d) |  | Alaska
EXCLUDE | AK | AK-Alaska | George M Sullivan Generation Plant 2 | 6559 | 7 | NG | CC | 102.6 | 74.4 | 0 | 486968.43 | 304633.61 |  | Electric Utility | N | OP |  | State not covered under final 111(d) |  | Alaska
EXCLUDE | AK | AK-Alaska | George M Sullivan Generation Plant 2 | 6559 | GT8 | NG | GT | 92.6 | 77.7 | 0 | 182660 | 139922.35 |  | Electric Utility | N | OP |  | State not covered under final 111(d) |  | Alaska
EXCLUDE | WV | WV-Eastern | London | 6560 | 1 | WAT | HY | 4.4 | 6.9 | 0 | 24718.89 | 0 |  | Electric Utility | N | OP |  | Non Combustion (NUC, WAT, WND, GEO, or SUN) |  | Eastern
EXCLUDE | WV | WV-Eastern | London | 6560 | 2 | WAT | HY | 4.8 |  | 0 | 26966.06 | 0 |  | Electric Utility | N | OP |  | Non Combustion (NUC, WAT, WND, GEO, or SUN) |  | Eastern
EXCLUDE | WV | WV-Eastern | London | 6560 | 3 | WAT | HY | 4.8 |  | 0 | 26966.06 | 0 |  | Electric Utility | N | OP |  | Non Combustion (NUC, WAT, WND, GEO, or SUN) |  | Eastern
EXCLUDE | WV | WV-Eastern | Marmet | 6561 | 1 | WAT | HY | 4.8 | 5.6 | 0 | 26324 | 0 |  | Electric Utility | N | OP |  | Non Combustion (NUC, WAT, WND, GEO, or SUN) |  | Eastern
EXCLUDE | WV | WV-Eastern | Marmet | 6561 | 2 | WAT | HY | 4.8 | 5.6 | 0 | 26324 | 0 |  | Electric Utility | N | OP |  | Non Combustion (NUC, WAT, WND, GEO, or SUN) |  | Eastern
EXCLUDE | WV | WV-Eastern | Marmet | 6561 | 3 | WAT | HY | 4.8 | 5.6 | 0 | 26324 | 0 |  | Electric Utility | N | OP |  | Non Combustion (NUC, WAT, WND, GEO, or SUN) |  | Eastern
EXCLUDE | WV | WV-Eastern | Winfield | 6562 | 1 | WAT | HY | 14.7 | 8.9 | 0 | 61264.2 | 0 |  | Electric Utility | N | OP |  | Non Combustion (NUC, WAT, WND, GEO, or SUN) |  | Eastern
EXCLUDE | WV | WV-Eastern | Winfield | 6562 | 2 | WAT | HY | 4.9 | 4.9 | 0 | 20421.4 | 0 |  | Electric Utility | N | OP |  | Non Combustion (NUC, WAT, WND, GEO, or SUN) |  | Eastern
EXCLUDE | WV | WV-Eastern | Winfield | 6562 | 3 | WAT | HY | 4.9 | 4.9 | 0 | 20421.4 | 0 |  | Electric Utility | N | OP |  | Non Combustion (NUC, WAT, WND, GEO, or SUN) |  | Eastern
EXCLUDE | MO | MO-Eastern | Unionville | 6563 | 1 | DFO | GT | 23 | 22 | 0 | 108 | 71.37 |  | Electric Utility | N | SB |  | Simple cycle unit |  | Eastern
EXCLUDE | MO | MO-Eastern | Unionville | 6563 | 2 | DFO | GT | 23 | 22 | 0 | 108 | 71.37 |  | Electric Utility | N | SB |  | Simple cycle unit |  | Eastern
EXCLUDE | MD | MD-Eastern | Berlin | 6565 | 1A | DFO | IC | 1.1 | 1.1 | 0 | 0 | 0 |  | Electric Utility | N | OA |  | Internal Combustion |  | Eastern
EXCLUDE | MD | MD-Eastern | Berlin | 6565 | 2A | DFO | IC | 1.8 | 1.8 | 0 | 0 | 0 |  | Electric Utility | N | OP |  | Internal Combustion |  | Eastern
EXCLUDE | MD | MD-Eastern | Berlin | 6565 | 3A | DFO | IC | 1.8 | 1.8 | 0 | 0 | 0 |  | Electric Utility | N | OS |  | Internal Combustion |  | Eastern
EXCLUDE | MD | MD-Eastern | Berlin | 6565 | 4A | DFO | IC | 1.8 | 1.8 | 0 | 0 | 0 |  | Electric Utility | N | OP |  | Internal Combustion |  | Eastern
EXCLUDE | MD | MD-Eastern | Berlin | 6565 | 5A | DFO | IC | 2.5 | 2.5 | 0 | 0 | 0 |  | Electric Utility | N | OP |  | Internal Combustion |  | Eastern
EXCLUDE | MD | MD-Eastern | Berlin | 6565 | 6A | DFO | IC | 5 | 5 | 0 | 0 | 0 |  | Electric Utility | N | IP |  | Status of Operation (IP, L, P, T) |  | Eastern
EXCLUDE | MD | MD-Eastern | Berlin | 6565 | 7A | DFO | IC | 7.5 | 7.5 | 0 | 0 | 0 |  | Electric Utility | N | IP |  | Status of Operation (IP, L, P, T) |  | Eastern
EXCLUDE | AK | AK-Alaska | Bethel | 6566 | 1 | DFO | IC | 2.1 | 2.1 | 0 | 0 | 0 |  | Electric Utility | N | OP |  | State not covered under final 111(d) |  | Alaska
EXCLUDE | AK | AK-Alaska | Bethel | 6566 | 2 | DFO | IC | 2.1 | 2.1 | 0 | 0 | 0 |  | Electric Utility | N | OP |  | State not covered under final 111(d) |  | Alaska
EXCLUDE | AK | AK-Alaska | Bethel | 6566 | 3 | DFO | IC | 2.1 | 2.1 | 0 | 0 | 0 |  | Electric Utility | N | OP |  | State not covered under final 111(d) |  | Alaska
EXCLUDE | AK | AK-Alaska | Bethel | 6566 | 4 | DFO | IC | 2.1 | 2.1 | 0 | 0 | 0 |  | Electric Utility | N | OP |  | State not covered under final 111(d) |  | Alaska
EXCLUDE | AK | AK-Alaska | Bethel | 6566 | 6 | DFO | IC | 2.1 | 2.1 | 0 | 0 | 0 |  | Electric Utility | N | OP |  | State not covered under final 111(d) |  | Alaska
EXCLUDE | AK | AK-Alaska | Bethel | 6566 | 7 | DFO | IC | 2.1 | 2.1 | 0 | 0 | 0 |  | Electric Utility | N | OP |  | State not covered under final 111(d) |  | Alaska
EXCLUDE | RI | RI-Eastern | Block Island | 6567 | 11 | DFO | IC | 1 | 0.8 | 0 | 0 | 0 |  | Electric Utility | N | RE | 2005 | Retired prior to 2012 |  | Eastern
EXCLUDE | RI | RI-Eastern | Block Island | 6567 | 19 | DFO | IC | 1.1 | 1 | 0 | 0 | 0 |  | Electric Utility | N | RE | 2012 | Internal Combustion |  | Eastern
EXCLUDE | RI | RI-Eastern | Block Island | 6567 | 21 | DFO | IC | 1.6 | 1.5 | 0 | 0 | 0 |  | Electric Utility | N | RE | 2002 | Retired prior to 2012 |  | Eastern
EXCLUDE | RI | RI-Eastern | Block Island | 6567 | 22 | DFO | IC | 1.3 | 1.2 | 0 | 0 | 0 |  | Electric Utility | N | OP |  | Internal Combustion |  | Eastern
EXCLUDE | RI | RI-Eastern | Block Island | 6567 | 23 | DFO | IC | 1.2 | 1.2 | 0 | 0 | 0 |  | Electric Utility | N | OP |  | Internal Combustion |  | Eastern
EXCLUDE | RI | RI-Eastern | Block Island | 6567 | 24 | DFO | IC | 1.6 | 1.6 | 0 | 0 | 0 |  | Electric Utility | N | OP |  | Internal Combustion |  | Eastern
EXCLUDE | RI | RI-Eastern | Block Island | 6567 | 25 | DFO | IC | 1.8 | 1.8 | 0 | 0 | 0 |  | Electric Utility | N | OP |  | Internal Combustion |  | Eastern
EXCLUDE | RI | RI-Eastern | Block Island | 6567 | 26 | DFO | IC | 1.8 | 1.8 | 0 | 0 | 0 |  | Electric Utility | N | OP |  | Internal Combustion | Yes | Eastern
EXCLUDE | KS | KS-Eastern | Johnson | 6579 | 1 | DFO | IC | 0.6 | 0.6 | 0 | 0 | 0 |  | Electric Utility | N | OP |  | Internal Combustion |  | Eastern
EXCLUDE | KS | KS-Eastern | Johnson | 6579 | 2 | DFO | IC | 0.9 | 0.7 | 0 | 0 | 0 |  | Electric Utility | N | OP |  | Internal Combustion |  | Eastern
EXCLUDE | KS | KS-Eastern | Johnson | 6579 | 4 | DFO | IC | 0.5 | 0.5 | 0 | 0 | 0 |  | Electric Utility | N | OP |  | Internal Combustion |  | Eastern
EXCLUDE | KS | KS-Eastern | Johnson | 6579 | 5 | DFO | IC | 0.3 | 0.3 | 0 | 0 | 0 |  | Electric Utility | N | OP |  | Internal Combustion |  | Eastern
EXCLUDE | KS | KS-Eastern | Johnson | 6579 | 7 | DFO | IC | 1.5 | 1.2 | 0 | 0 | 0 |  | Electric Utility | N | OP |  | Internal Combustion |  | Eastern
EXCLUDE | KS | KS-Eastern | Johnson | 6579 | 8 | NG | IC | 1.2 | 1.1 | 0 | 0 | 0 |  | Electric Utility | N | OP |  | Internal Combustion |  | Eastern
EXCLUDE | KS | KS-Eastern | Johnson | 6579 | IC6 | DFO | IC | 1.5 | 1.2 | 0 | 0 | 0 |  | Electric Utility | N | OP |  | Internal Combustion |  | Eastern
EXCLUDE | AK | AK-Alaska | Beaver Falls | 6580 | 1 | WAT | HY | 1 | 1 | 0 | 8794.44 | 0 |  | Electric Utility | N | OP |  | State not covered under final 111(d) |  | Alaska
EXCLUDE | AK | AK-Alaska | Beaver Falls | 6580 | 3 | WAT | HY | 2.2 | 2.2 | 0 | 19347.78 | 0 |  | Electric Utility | N | OP |  | State not covered under final 111(d) |  | Alaska
EXCLUDE | AK | AK-Alaska | Beaver Falls | 6580 | 4 | WAT | HY | 2.2 | 2.2 | 0 | 19347.78 | 0 |  | Electric Utility | N | OP |  | State not covered under final 111(d) |  | Alaska
EXCLUDE | AK | AK-Alaska | Silvis | 6581 | 1 | WAT | HY | 2.1 | 2.1 | 0 | 13745 | 0 |  | Electric Utility | N | OP |  | State not covered under final 111(d) |  | Alaska
EXCLUDE | FL | FL-Eastern | Cudjoe | 6582 | 2 | DFO | IC | 2.7 | 2.5 | 0 | 0 | 0 |  | Electric Utility | N | RE | 2006 | Retired prior to 2012 |  | Eastern
EXCLUDE | FL | FL-Eastern | Cudjoe | 6582 | 3 | DFO | IC | 2.3 | 2 | 0 | 0 | 0 |  | Electric Utility | N | RE | 2006 | Retired prior to 2012 |  | Eastern
EXCLUDE | FL | FL-Eastern | Stock Island | 6584 | EP2 | DFO | IC | 2.5 | 2.5 | 0 | 0 | 0 |  | Electric Utility | N | OP |  | Internal Combustion | Yes | Eastern
EXCLUDE | FL | FL-Eastern | Stock Island | 6584 | GT1 | DFO | GT | 23.4 | 19 | 108.07 | 246.95 | 123.81 |  | Electric Utility | N | OP |  | Simple cycle unit |  | Eastern
EXCLUDE | FL | FL-Eastern | Stock Island | 6584 | GT2 | DFO | GT | 19.7 | 17 | 90.98 | 207.9 | 104.23 |  | Electric Utility | N | OP |  | Simple cycle unit |  | Eastern
EXCLUDE | FL | FL-Eastern | Stock Island | 6584 | GT3 | DFO | GT | 19.7 | 17 | 90.98 | 207.9 | 104.23 |  | Electric Utility | N | OP |  | Simple cycle unit |  | Eastern
EXCLUDE | FL | FL-Eastern | Stock Island | 6584 | GT4 | DFO | GT | 42 | 44 | 193.97 | 443.24 | 222.23 |  | Electric Utility | N | OP |  | Simple cycle unit |  | Eastern
EXCLUDE | FL | FL-Eastern | Stock Island | 6584 | IC1 | DFO | IC | 2.5 | 1.5 | 0 | 0 | 0 |  | Electric Utility | N | RE | 2009 | Retired prior to 2012 |  | Eastern
EXCLUDE | FL | FL-Eastern | Stock Island | 6584 | IC2 | DFO | IC | 2.5 | 1.5 | 0 | 0 | 0 |  | Electric Utility | N | RE | 2009 | Retired prior to 2012 |  | Eastern
EXCLUDE | FL | FL-Eastern | Stock Island | 6584 | IC3 | DFO | IC | 2.5 | 1.5 | 0 | 0 | 0 |  | Electric Utility | N | RE | 2009 | Retired prior to 2012 |  | Eastern
EXCLUDE | FL | FL-Eastern | Stock Island | 6584 | MSD1 | DFO | IC | 9.6 | 7.5 | 0 | 0 | 0 |  | Electric Utility | N | OP |  | Internal Combustion |  | Eastern
EXCLUDE | FL | FL-Eastern | Stock Island | 6584 | MSD2 | DFO | IC | 9.6 | 7.5 | 0 | 0 | 0 |  | Electric Utility | N | OP |  | Internal Combustion |  | Eastern
EXCLUDE | MA | MA-Eastern | Commercial Street | 6585 | 2 | DFO | IC | 1.1 | 1 | 0 | 0 | 0 |  | Electric Utility | N | RE | 2010 | Retired prior to 2012 |  | Eastern
EXCLUDE | MA | MA-Eastern | Wilkins Station | 6586 | 1 | DFO | IC | 2.7 | 2.5 | 0 | 0 | 0 |  | Electric Utility | N | OP |  | Internal Combustion |  | Eastern
EXCLUDE | MA | MA-Eastern | Wilkins Station | 6586 | 2 | DFO | IC | 2.7 | 2.5 | 0 | 0 | 0 |  | Electric Utility | N | OP |  | Internal Combustion |  | Eastern
EXCLUDE | MO | MO-Eastern | Rockport | 6594 | 1 | NG | IC | 1.1 | 1.1 | 0 | 0 | 0 |  | Electric Utility | N | OP |  | Internal Combustion |  | Eastern
EXCLUDE | MO | MO-Eastern | Rockport | 6594 | 2 | NG | IC | 1.1 | 1.1 | 0 | 0 | 0 |  | Electric Utility | N | OP |  | Internal Combustion |  | Eastern
EXCLUDE | MO | MO-Eastern | Rockport | 6594 | 3 | DFO | IC | 0.5 | 0.4 | 0 | 0 | 0 |  | Electric Utility | N | OP |  | Internal Combustion |  | Eastern
EXCLUDE | MO | MO-Eastern | Rockport | 6594 | 4 | DFO | IC | 0.4 | 0.3 | 0 | 0 | 0 |  | Electric Utility | N | OP |  | Internal Combustion |  | Eastern
EXCLUDE | MO | MO-Eastern | Rockport | 6594 | 5 | NG | IC | 1.3 | 1.3 | 0 | 0 | 0 |  | Electric Utility | N | OP |  | Internal Combustion |  | Eastern
EXCLUDE | MO | MO-Eastern | Rockport | 6594 | 6 | NG | IC | 1.3 | 1.3 | 0 | 0 | 0 |  | Electric Utility | N | OP |  | Internal Combustion |  | Eastern
EXCLUDE | TX | TX-Eastern | Toledo Bend | 6595 | 1 | WAT | HY | 40.5 | 40.5 | 0 | 39602 | 0 |  | Electric Utility | N | OP |  | Non Combustion (NUC, WAT, WND, GEO, or SUN) |  | Eastern
EXCLUDE | TX | TX-Eastern | Toledo Bend | 6595 | 2 | WAT | HY | 40.5 | 40.5 | 0 | 39602 | 0 |  | Electric Utility | N | OP |  | Non Combustion (NUC, WAT, WND, GEO, or SUN) |  | Eastern
EXCLUDE | CT | CT-Eastern | South Norwalk Electric | 6598 | 1 | DFO | IC | 5 | 5 | 0 | 0 | 0 |  | Electric Utility | N | RE | 2004 | Retired prior to 2012 |  | Eastern
EXCLUDE | CT | CT-Eastern | South Norwalk Electric | 6598 | 2 | DFO | IC | 2 | 2 | 0 | 0 | 0 |  | Electric Utility | N | RE | 2004 | Retired prior to 2012 |  | Eastern
EXCLUDE | CT | CT-Eastern | South Norwalk Electric | 6598 | 3 | DFO | IC | 2 | 2 | 0 | 0 | 0 |  | Electric Utility | N | RE | 2004 | Retired prior to 2012 |  | Eastern
EXCLUDE | CT | CT-Eastern | South Norwalk Electric | 6598 | 4 | DFO | IC | 3.3 | 3.1 | 0 | 0 | 0 |  | Electric Utility | N | RE | 2004 | Retired prior to 2012 |  | Eastern
EXCLUDE | CT | CT-Eastern | South Norwalk Electric | 6598 | 5 | DFO | IC | 4 | 3.2 | 0 | 0 | 0 |  | Electric Utility | N | RE | 2004 | Retired prior to 2012 |  | Eastern
EXCLUDE | CT | CT-Eastern | South Norwalk Electric | 6598 | 6 | DFO | IC | 1 | 1.1 | 0 | 0 | 0 |  | Electric Utility | N | OP |  | Internal Combustion |  | Eastern
EXCLUDE | CT | CT-Eastern | South Norwalk Electric | 6598 | 7 | DFO | GT | 22.8 | 22 | 0 | 0 | 0 |  | Electric Utility | N | RE | 2003 | Retired prior to 2012 |  | Eastern
EXCLUDE | CA | CA-Western | Union Valley | 6612 | 1 | WAT | HY | 38.6 | 38.6 | 0 | 102861 | 0 |  | Electric Utility | N | OP |  | Non Combustion (NUC, WAT, WND, GEO, or SUN) |  | Western
EXCLUDE | VT | VT-Eastern | Highgate Falls | 6618 | 1 | WAT | HY | 1.1 | 1 | 0 | 4057.22 | 0 |  | Electric Utility | N | OP |  | State not covered under final 111(d) |  | Eastern
EXCLUDE | VT | VT-Eastern | Highgate Falls | 6618 | 2 | WAT | HY | 1 | 1 | 0 | 3688.38 | 0 |  | Electric Utility | N | OP |  | State not covered under final 111(d) |  | Eastern
EXCLUDE | VT | VT-Eastern | Highgate Falls | 6618 | 3 | WAT | HY | 3.2 | 2.9 | 0 | 11802.81 | 0 |  | Electric Utility | N | OP |  | State not covered under final 111(d) |  | Eastern
EXCLUDE | VT | VT-Eastern | Highgate Falls | 6618 | 4 | WAT | HY | 5.8 | 4.8 | 0 | 21392.59 | 0 |  | Electric Utility | N | OP |  | State not covered under final 111(d) |  | Eastern
EXCLUDE | CO | CO-Western | JM Shafer Generating Station | 50707 | LMD | NG | CC | 58.5 | 31.8 | 591 | 108478.37 | 67422.49 |  | Electric Utility | Y | OP |  | Excluded based on comment and CHP status |  | Western
EXCLUDE | CO | CO-Western | JM Shafer Generating Station | 50707 | LME | NG | CC | 58.5 | 31.8 | 580 | 108478.37 | 67422.49 |  | Electric Utility | Y | OP |  | Excluded based on comment and CHP status |  | Western
EXCLUDE | MT | MT-Western | Fort Peck | 6623 | 1 | WAT | HY | 43.5 | 45 | 0 | 264986.13 | 0 |  | Electric Utility | N | OP |  | Non Combustion (NUC, WAT, WND, GEO, or SUN) |  | Western
EXCLUDE | MT | MT-Western | Fort Peck | 6623 | 2 | WAT | HY | 18.3 | 18 | 0 | 111476.92 | 0 |  | Electric Utility | N | OS |  | Non Combustion (NUC, WAT, WND, GEO, or SUN) |  | Western
EXCLUDE | MT | MT-Western | Fort Peck | 6623 | 3 | WAT | HY | 43.5 | 45 | 0 | 264986.13 | 0 |  | Electric Utility | N | OP |  | Non Combustion (NUC, WAT, WND, GEO, or SUN) |  | Western
EXCLUDE | MT | MT-Western | Fort Peck | 6623 | 4 | WAT | HY | 40 | 46 | 0 | 243665.41 | 0 |  | Electric Utility | N | OP |  | Non Combustion (NUC, WAT, WND, GEO, or SUN) |  | Western
EXCLUDE | MT | MT-Western | Fort Peck | 6623 | 5 | WAT | HY | 40 | 46 | 0 | 243665.41 | 0 |  | Electric Utility | N | OP |  | Non Combustion (NUC, WAT, WND, GEO, or SUN) |  | Western
EXCLUDE | NE | NE-Eastern | Gavins Point | 6624 | 1 | WAT | HY | 44.1 | 34 | 0 | 245236.67 | 0 |  | Electric Utility | N | OP |  | Non Combustion (NUC, WAT, WND, GEO, or SUN) |  | Eastern
EXCLUDE | NE | NE-Eastern | Gavins Point | 6624 | 2 | WAT | HY | 44.1 | 34 | 0 | 245236.67 | 0 |  | Electric Utility | N | OP |  | Non Combustion (NUC, WAT, WND, GEO, or SUN) |  | Eastern
EXCLUDE | NE | NE-Eastern | Gavins Point | 6624 | 3 | WAT | HY | 44.1 | 34 | 0 | 245236.67 | 0 |  | Electric Utility | N | OP |  | Non Combustion (NUC, WAT, WND, GEO, or SUN) |  | Eastern
EXCLUDE | CT | CT-Eastern | A L Pierce | 6635 | 1 | DFO | ST | 7.5 | 7.5 | 0 | 0 | 0 |  | Electric Utility | N | RE | 1998 | Retired prior to 2012 |  | Eastern
EXCLUDE | CT | CT-Eastern | A L Pierce | 6635 | 2 | DFO | ST | 7.5 | 7.3 | 0 | 0 | 0 |  | Electric Utility | N | RE | 2000 | Retired prior to 2012 |  | Eastern
EXCLUDE | CT | CT-Eastern | A L Pierce | 6635 | 3 | DFO | ST | 7.5 | 7.3 | 0 | 0 | 0 |  | Electric Utility | N | RE | 2000 | Retired prior to 2012 |  | Eastern
EXCLUDE | CT | CT-Eastern | A L Pierce | 6635 | 4 | NG | GT | 84 | 76.6 | 1560 | 6608 | 4428.61 |  | Electric Utility | N | OP |  | Simple cycle unit |  | Eastern
EXCLUDE | PA | PA-Eastern | FirstEnergy Lake Lynn Power Station | 6636 | 1 | WAT | HY | 12.8 | 13 | 0 | 26713.75 | 0 |  | IPP Non-CHP | N | OP |  | Non Combustion (NUC, WAT, WND, GEO, or SUN) |  | Eastern
EXCLUDE | PA | PA-Eastern | FirstEnergy Lake Lynn Power Station | 6636 | 2 | WAT | HY | 12.8 | 13 | 0 | 26713.75 | 0 |  | IPP Non-CHP | N | OP |  | Non Combustion (NUC, WAT, WND, GEO, or SUN) |  | Eastern
EXCLUDE | PA | PA-Eastern | FirstEnergy Lake Lynn Power Station | 6636 | 3 | WAT | HY | 12.8 | 13 | 0 | 26713.75 | 0 |  | IPP Non-CHP | N | OP |  | Non Combustion (NUC, WAT, WND, GEO, or SUN) |  | Eastern
EXCLUDE | PA | PA-Eastern | FirstEnergy Lake Lynn Power Station | 6636 | 4 | WAT | HY | 12.8 | 13 | 0 | 26713.75 | 0 |  | IPP Non-CHP | N | OP |  | Non Combustion (NUC, WAT, WND, GEO, or SUN) |  | Eastern
EXCLUDE | AK | AK-Alaska | Yakutat | 6637 | 2A | DFO | IC | 0.8 | 0.8 | 0 | 0 | 0 |  | Electric Utility | N | RE | 1999 | State not covered under final 111(d) |  | Alaska
EXCLUDE | AK | AK-Alaska | Yakutat | 6637 | 2B | DFO | IC | 0.8 | 0.8 | 0 | 0 | 0 |  | Electric Utility | N | OP |  | State not covered under final 111(d) |  | Alaska
EXCLUDE | AK | AK-Alaska | Yakutat | 6637 | 3 | DFO | IC | 0.6 | 0.6 | 0 | 0 | 0 |  | Electric Utility | N | RE | 1999 | State not covered under final 111(d) |  | Alaska
EXCLUDE | AK | AK-Alaska | Yakutat | 6637 | 3A | DFO | IC | 0.6 | 0.6 | 0 | 0 | 0 |  | Electric Utility | N | OP |  | State not covered under final 111(d) |  | Alaska
EXCLUDE | AK | AK-Alaska | Yakutat | 6637 | 4 | DFO | IC | 1.1 | 1.1 | 0 | 0 | 0 |  | Electric Utility | N | RE | 1993 | State not covered under final 111(d) |  | Alaska
EXCLUDE | AK | AK-Alaska | Yakutat | 6637 | 4A | DFO | IC | 1.1 | 1.1 | 0 | 0 | 0 |  | Electric Utility | N | SB |  | State not covered under final 111(d) |  | Alaska
EXCLUDE | AK | AK-Alaska | Yakutat | 6637 | 5 | DFO | IC | 0.3 | 0.3 | 0 | 0 | 0 |  | Electric Utility | N | RE | 2006 | State not covered under final 111(d) |  | Alaska
EXCLUDE | AK | AK-Alaska | Yakutat | 6637 | 6 | DFO | IC | 1.2 | 1.2 | 0 | 0 | 0 |  | Electric Utility | N | OP |  | State not covered under final 111(d) |  | Alaska
EXCLUDE | AK | AK-Alaska | Yakutat | 6637 | 7 | DFO | IC | 1.2 | 1.2 | 0 | 0 | 0 |  | Electric Utility | N | OP |  | State not covered under final 111(d) | Yes | Alaska
COALST | KY | KY-Eastern | R D Green | 6639 | 1 | BIT | ST | 293 | 231 | 2820 | 1600572 | 1820695.15 |  | Electric Utility | N | OP |  |  |  | Eastern
COALST | KY | KY-Eastern | R D Green | 6639 | 2 | BIT | ST | 293 | 223 | 2660 | 1316013 | 1551818.2 |  | Electric Utility | N | OP |  |  |  | Eastern
COALST | AR | AR-Eastern | Independence | 6641 | 1 | SUB | ST | 900 | 836 | 9525 | 5293747 | 5804742.98 |  | Electric Utility | N | OP |  |  |  | Eastern
COALST | AR | AR-Eastern | Independence | 6641 | 2 | SUB | ST | 900 | 842 | 10480 | 5126271 | 5996078.23 |  | Electric Utility | N | OP |  |  |  | Eastern
EXCLUDE | CA | CA-Western | Greg Avenue | 6643 | 1 | WAT | HY | 1 | 1 | 0 | 4243 | 0 |  | Electric Utility | N | SB |  | Non Combustion (NUC, WAT, WND, GEO, or SUN) |  | Western
EXCLUDE | CA | CA-Western | Lake Mathews | 6644 | 1 | WAT | HY | 4.9 | 4.9 | 0 | 22585 | 0 |  | Electric Utility | N | OP |  | Non Combustion (NUC, WAT, WND, GEO, or SUN) |  | Western
EXCLUDE | CA | CA-Western | Foothill Feeder | 6645 | 1 | WAT | HY | 4.5 | 7.1 | 0 | 27047 | 0 |  | Electric Utility | N | OP |  | Non Combustion (NUC, WAT, WND, GEO, or SUN) |  | Western
EXCLUDE | CA | CA-Western | Foothill Feeder | 6645 | 2 | WAT | HY | 4.5 |  | 0 | 27047 | 0 |  | Electric Utility | N | OP |  | Non Combustion (NUC, WAT, WND, GEO, or SUN) |  | Western
EXCLUDE | CA | CA-Western | San Dimas | 6646 | 1 | WAT | HY | 9.9 | 9.9 | 0 | 42739 | 0 |  | Electric Utility | N | OP |  | Non Combustion (NUC, WAT, WND, GEO, or SUN) |  | Western
EXCLUDE | CA | CA-Western | Yorba Linda | 6647 | 1 | WAT | HY | 5.1 | 5.1 | 0 | 276 | 0 |  | Electric Utility | N | OS |  | Non Combustion (NUC, WAT, WND, GEO, or SUN) |  | Western
COALST | TX | TX-ERCOT | Sandow No 4 | 6648 | 4 | LIG | ST | 590.6 | 600 | 9444 | 4356210 | 4902043.26 |  | IPP Non-CHP | N | OP |  |  |  | ERCOT
EXCLUDE | MO | MO-Eastern | Mexico | 6650 | 1 | DFO | GT | 60.7 | 54 | 891 | 420 | 1250.06 |  | Electric Utility | N | OP |  | Simple cycle unit |  | Eastern
EXCLUDE | MO | MO-Eastern | Moberly | 6651 | 1 | DFO | GT | 60.6 | 54 | 891 | 1390 | 2545.91 |  | Electric Utility | N | OP |  | Simple cycle unit |  | Eastern
EXCLUDE | MO | MO-Eastern | Moreau | 6652 | 1 | DFO | GT | 60.8 | 54 | 891 | 594 | 1809.37 |  | Electric Utility | N | OP |  | Simple cycle unit |  | Eastern
COALST | IA | IA-Eastern | Louisa | 6664 | 1 | SUB | ST | 811.9 | 746.2 | 8624 | 5162696 | 5446776.15 |  | Electric Utility | N | OP |  |  |  | Eastern
EXCLUDE | AK | AK-Alaska | Pelican | 6702 | HC1 | WAT | HY | 0.6 | 0.5 | 0 | 0 | 0 |  | Electric Utility | N | RE | 2011 | State not covered under final 111(d) |  | Alaska
EXCLUDE | AK | AK-Alaska | Pelican | 6702 | HC2 | WAT | HY | 0.1 | 0.1 | 0 | 0 | 0 |  | Electric Utility | N | RE | 2011 | State not covered under final 111(d) |  | Alaska
EXCLUDE | AK | AK-Alaska | Pelican | 6702 | IC1 | DFO | IC | 0.3 | 0.3 | 0 | 0 | 0 |  | Electric Utility | N | RE | 2011 | State not covered under final 111(d) |  | Alaska
EXCLUDE | AK | AK-Alaska | Pelican | 6702 | IC2 | DFO | IC | 0.1 | 0.1 | 0 | 0 | 0 |  | Electric Utility | N | RE | 2011 | State not covered under final 111(d) |  | Alaska
EXCLUDE | AK | AK-Alaska | Pelican | 6702 | IC3 | DFO | IC | 0.2 | 0.2 | 0 | 0 | 0 |  | Electric Utility | N | RE | 2011 | State not covered under final 111(d) |  | Alaska
EXCLUDE | AK | AK-Alaska | Pelican | 6702 | IC4 | DFO | IC | 0.2 | 0.2 | 0 | 0 | 0 |  | Electric Utility | N | RE | 2011 | State not covered under final 111(d) |  | Alaska
EXCLUDE | AK | AK-Alaska | Pelican | 6702 | IC5 | DFO | IC | 0.4 | 0.4 | 0 | 0 | 0 |  | Electric Utility | N | RE | 2011 | State not covered under final 111(d) |  | Alaska
EXCLUDE | AK | AK-Alaska | Pelican | 6702 | IC6 | DFO | IC | 0.4 | 0.4 | 0 | 0 | 0 |  | Electric Utility | N | OP |  | State not covered under final 111(d) |  | Alaska
EXCLUDE | AK | AK-Alaska | Pelican | 6702 | IC7 | DFO | IC | 0.4 | 0.4 | 0 | 0 | 0 |  | Electric Utility | N | OP |  | State not covered under final 111(d) |  | Alaska
EXCLUDE | AK | AK-Alaska | Pelican | 6702 | IC8 | DFO | IC | 0.2 | 0.2 | 0 | 0 | 0 |  | Electric Utility | N | OP |  | State not covered under final 111(d) |  | Alaska
EXCLUDE | CA | CA-Western | Pebbly Beach | 6704 | 10 | DFO | IC | 1.1 | 1.1 | 0 | 0 | 0 |  | Electric Utility | N | OP |  | Internal Combustion |  | Western
EXCLUDE | CA | CA-Western | Pebbly Beach | 6704 | 12 | DFO | IC | 1.5 | 1.5 | 0 | 0 | 0 |  | Electric Utility | N | OP |  | Internal Combustion |  | Western
EXCLUDE | CA | CA-Western | Pebbly Beach | 6704 | 14 | DFO | IC | 1.4 | 1.4 | 0 | 0 | 0 |  | Electric Utility | N | OP |  | Internal Combustion |  | Western
EXCLUDE | CA | CA-Western | Pebbly Beach | 6704 | 15 | DFO | IC | 2.8 | 2.8 | 0 | 0 | 0 |  | Electric Utility | N | OP |  | Internal Combustion |  | Western
EXCLUDE | CA | CA-Western | Pebbly Beach | 6704 | 7 | DFO | IC | 1 | 1 | 0 | 0 | 0 |  | Electric Utility | N | OP |  | Internal Combustion |  | Western
EXCLUDE | CA | CA-Western | Pebbly Beach | 6704 | 8 | DFO | IC | 1.5 | 1.5 | 0 | 0 | 0 |  | Electric Utility | N | OP |  | Internal Combustion |  | Western
EXCLUDE | CA | CA-Western | Pebbly Beach | 6704 | MT01 | PG | GT | 0.1 | 0.1 | 0 | 0 | 0 |  | Electric Utility | N | OP |  | Simple cycle unit |  | Western
EXCLUDE | CA | CA-Western | Pebbly Beach | 6704 | MT02 | PG | GT | 0.1 | 0.1 | 0 | 0 | 0 |  | Electric Utility | N | OP |  | Simple cycle unit |  | Western
EXCLUDE | CA | CA-Western | Pebbly Beach | 6704 | MT03 | PG | GT | 0.1 | 0.1 | 0 | 0 | 0 |  | Electric Utility | N | OP |  | Simple cycle unit |  | Western
EXCLUDE | CA | CA-Western | Pebbly Beach | 6704 | MT04 | PG | GT | 0.1 | 0.1 | 0 | 0 | 0 |  | Electric Utility | N | OP |  | Simple cycle unit |  | Western
EXCLUDE | CA | CA-Western | Pebbly Beach | 6704 | MT05 | PG | GT | 0.1 | 0.1 | 0 | 0 | 0 |  | Electric Utility | N | OP |  | Simple cycle unit |  | Western
EXCLUDE | CA | CA-Western | Pebbly Beach | 6704 | MT06 | PG | GT | 0.1 | 0.1 | 0 | 0 | 0 |  | Electric Utility | N | OP |  | Simple cycle unit |  | Western
EXCLUDE | CA | CA-Western | Pebbly Beach | 6704 | MT07 | PG | GT | 0.1 | 0.1 | 0 | 0 | 0 |  | Electric Utility | N | OP |  | Simple cycle unit |  | Western
EXCLUDE | CA | CA-Western | Pebbly Beach | 6704 | MT08 | PG | GT | 0.1 | 0.1 | 0 | 0 | 0 |  | Electric Utility | N | OP |  | Simple cycle unit |  | Western
EXCLUDE | CA | CA-Western | Pebbly Beach | 6704 | MT09 | PG | GT | 0.1 | 0.1 | 0 | 0 | 0 |  | Electric Utility | N | OP |  | Simple cycle unit |  | Western
EXCLUDE | CA | CA-Western | Pebbly Beach | 6704 | MT10 | PG | GT | 0.1 | 0.1 | 0 | 0 | 0 |  | Electric Utility | N | OP |  | Simple cycle unit |  | Western
EXCLUDE | CA | CA-Western | Pebbly Beach | 6704 | MT11 | PG | GT | 0.1 | 0.1 | 0 | 0 | 0 |  | Electric Utility | N | OP |  | Simple cycle unit |  | Western
EXCLUDE | CA | CA-Western | Pebbly Beach | 6704 | MT12 | PG | GT | 0.1 | 0.1 | 0 | 0 | 0 |  | Electric Utility | N | IP |  | Status of Operation (IP, L, P, T) |  | Western
EXCLUDE | CA | CA-Western | Pebbly Beach | 6704 | MT13 | PG | GT | 0.1 | 0.1 | 0 | 0 | 0 |  | Electric Utility | N | IP |  | Status of Operation (IP, L, P, T) |  | Western
EXCLUDE | CA | CA-Western | Pebbly Beach | 6704 | MT14 | PG | GT | 0.1 | 0.1 | 0 | 0 | 0 |  | Electric Utility | N | OP |  | Simple cycle unit |  | Western
EXCLUDE | CA | CA-Western | Pebbly Beach | 6704 | MT15 | PG | GT | 0.1 | 0.1 | 0 | 0 | 0 |  | Electric Utility | N | OP |  | Simple cycle unit |  | Western
EXCLUDE | CA | CA-Western | Pebbly Beach | 6704 | MT16 | PG | GT | 0.1 | 0.1 | 0 | 0 | 0 |  | Electric Utility | N | OP |  | Simple cycle unit |  | Western
EXCLUDE | CA | CA-Western | Pebbly Beach | 6704 | MT17 | PG | GT | 0.1 | 0.1 | 0 | 0 | 0 |  | Electric Utility | N | OP |  | Simple cycle unit |  | Western
EXCLUDE | CA | CA-Western | Pebbly Beach | 6704 | MT18 | PG | GT | 0.1 | 0.1 | 0 | 0 | 0 |  | Electric Utility | N | OP |  | Simple cycle unit |  | Western
EXCLUDE | CA | CA-Western | Pebbly Beach | 6704 | MT19 | PG | GT | 0.1 | 0.1 | 0 | 0 | 0 |  | Electric Utility | N | OP |  | Simple cycle unit |  | Western
EXCLUDE | CA | CA-Western | Pebbly Beach | 6704 | MT20 | PG | GT | 0.1 | 0.1 | 0 | 0 | 0 |  | Electric Utility | N | OP |  | Simple cycle unit |  | Western
EXCLUDE | CA | CA-Western | Pebbly Beach | 6704 | MT21 | PG | GT | 0.1 | 0.1 | 0 | 0 | 0 |  | Electric Utility | N | OP |  | Simple cycle unit |  | Western
EXCLUDE | CA | CA-Western | Pebbly Beach | 6704 | MT22 | PG | GT | 0.1 | 0.1 | 0 | 0 | 0 |  | Electric Utility | N | OP |  | Simple cycle unit |  | Western
EXCLUDE | CA | CA-Western | Pebbly Beach | 6704 | MT23 | PG | GT | 0.1 | 0.1 | 0 | 0 | 0 |  | Electric Utility | N | OP |  | Simple cycle unit |  | Western
EXCLUDE | CA | CA-Western | Pebbly Beach | 6704 | MT24 | PG | GT | 0.1 | 0.1 | 0 | 0 | 0 |  | Electric Utility | N | OP |  | Simple cycle unit |  | Western
EXCLUDE | CA | CA-Western | Pebbly Beach | 6704 | MT25 | PG | GT | 0.1 | 0.1 | 0 | 0 | 0 |  | Electric Utility | N | OP |  | Simple cycle unit |  | Western
COALST | IN | IN-Eastern | Warrick | 6705 | 1 | BIT | ST | 166.6 | 148 | 2579.18 | 1221012 | 1483060.57 |  | IPP CHP | Y | OP |  |  |  | Eastern
COALST | IN | IN-Eastern | Warrick | 6705 | 2 | BIT | ST | 166.6 | 148 | 2579.18 | 992714 | 1205766.19 |  | IPP CHP | Y | OP |  |  |  | Eastern
COALST | IN | IN-Eastern | Warrick | 6705 | 3 | BIT | ST | 144 | 139 | 2229.3 | 1130414 | 1373018.8 |  | IPP CHP | Y | OP |  |  |  | Eastern
COALST | IN | IN-Eastern | Warrick | 6705 | 4 | BIT | ST | 323 | 301 | 5000.45 | 1924950 | 2338074.84 |  | IPP CHP | Y | OP |  |  |  | Eastern
EXCLUDE | LA | LA-Eastern | Thibodaux | 6706 | 9 | NG | ST | 21 | 19 | 0 | 0 | 0 |  | Electric Utility | N | RE | 2002 | Retired prior to 2012 |  | Eastern
EXCLUDE | CA | CA-Western | Naval Training Center | 6707 | NTCG | NG | GT | 16 | 13 | 0 | 0 | 0 |  | IPP Non-CHP | N | RE | 2002 | Retired prior to 2012 |  | Western
EXCLUDE | MN | MN-Eastern | Rock Lake CT | 6741 | 1 | DFO | GT | 25 | 22.8 | 0 | 374 | 571.72 |  | Electric Utility | N | OP |  | Simple cycle unit |  | Eastern
EXCLUDE | CO | CO-Western | JM Shafer Generating Station | 50707 | STA | NG | CC | 47 | 52 | 640 | 87153.57 | 54168.5 |  | Electric Utility | Y | OP |  | Excluded based on comment and CHP status |  | Western
EXCLUDE | CO | CO-Western | JM Shafer Generating Station | 50707 | STB | NG | CC | 47 | 52 | 640 | 87153.57 | 54168.5 |  | Electric Utility | Y | OP |  | Excluded based on comment and CHP status |  | Western
EXCLUDE | CO | CO-Western | Julesburg | 504 | 1 | DFO | IC | 0.9 | 0.7 | 0 | 0 | 0 |  | Electric Utility | N | SB |  | Internal Combustion |  | Western
EXCLUDE | CO | CO-Western | Julesburg | 504 | 2 | DFO | IC | 0.9 | 0.7 | 0 | 0 | 0 |  | Electric Utility | N | SB |  | Internal Combustion |  | Western
EXCLUDE | CO | CO-Western | Julesburg | 504 | 3 | DFO | IC | 0.3 | 0.2 | 0 | 0 | 0 |  | Electric Utility | N | SB |  | Internal Combustion |  | Western
EXCLUDE | CO | CO-Western | Julesburg | 504 | 4 | DFO | IC | 1.3 | 1.1 | 0 | 0 | 0 |  | Electric Utility | N | SB |  | Internal Combustion |  | Western
COALST | MO | MO-Eastern | Sikeston Power Station | 6768 | 1 | SUB | ST | 261 | 233 | 2856 | 1532178 | 1775014.23 |  | Electric Utility | N | OP |  |  |  | Eastern
COALST | OK | OK-Eastern | Hugo | 6772 | 1 | SUB | ST | 446 | 440 | 6450 | 2541517 | 2742130.49 |  | Electric Utility | N | OP |  |  |  | Eastern
EXCLUDE | OK | OK-Eastern | Hugo | 6772 | 2 | SUB | ST | 750 | 750 | 0 | 0 | 0 |  | Electric Utility | N | IP |  | Status of Operation (IP, L, P, T) |  | Eastern
EXCLUDE | NJ | NJ-Eastern | West Station | 6776 | 1 | DFO | GT | 27 | 26 | 485 | 1197 | 1426.1 |  | Electric Utility | N | OP |  | Simple cycle unit |  | Eastern
EXCLUDE | SC | SC-Eastern | St Stephen | 6789 | 1 | WAT | HY | 28 | 28 | 0 | 9495 | 0 |  | Electric Utility | N | OP |  | Non Combustion (NUC, WAT, WND, GEO, or SUN) |  | Eastern
EXCLUDE | SC | SC-Eastern | St Stephen | 6789 | 2 | WAT | HY | 28 | 28 | 0 | 9495 | 0 |  | Electric Utility | N | OP |  | Non Combustion (NUC, WAT, WND, GEO, or SUN) |  | Eastern
EXCLUDE | SC | SC-Eastern | St Stephen | 6789 | 3 | WAT | HY | 28 | 28 | 0 | 9495 | 0 |  | Electric Utility | N | OP |  | Non Combustion (NUC, WAT, WND, GEO, or SUN) |  | Eastern
EXCLUDE | KS | KS-Eastern | Augusta Electric Plant No 2 | 6791 | 1 | NG | IC | 4 | 4 | 0 | 0 | 0 |  | Electric Utility | N | OP |  | Internal Combustion |  | Eastern
EXCLUDE | KS | KS-Eastern | Augusta Electric Plant No 2 | 6791 | 2 | NG | IC | 4 | 4 | 0 | 0 | 0 |  | Electric Utility | N | OP |  | Internal Combustion |  | Eastern
EXCLUDE | KS | KS-Eastern | Augusta Electric Plant No 2 | 6791 | 3 | NG | IC | 6 | 6 | 0 | 0 | 0 |  | Electric Utility | N | OP |  | Internal Combustion |  | Eastern
EXCLUDE | KS | KS-Eastern | Augusta Electric Plant No 2 | 6791 | 4 | NG | IC | 6.7 | 6.6 | 0 | 0 | 0 |  | Electric Utility | N | OP |  | Internal Combustion |  | Eastern
EXCLUDE | AK | AK-Alaska | Jarvis Street | 6801 | 1 | DFO | IC | 2 | 2 | 0 | 0 | 0 |  | Electric Utility | N | OP |  | State not covered under final 111(d) |  | Alaska
EXCLUDE | AK | AK-Alaska | Jarvis Street | 6801 | 2 | DFO | IC | 2.8 | 2.8 | 0 | 0 | 0 |  | Electric Utility | N | OP |  | State not covered under final 111(d) |  | Alaska
EXCLUDE | AK | AK-Alaska | Jarvis Street | 6801 | 3 | DFO | IC | 2.8 | 2.8 | 0 | 0 | 0 |  | Electric Utility | N | OP |  | State not covered under final 111(d) |  | Alaska
EXCLUDE | AK | AK-Alaska | Jarvis Street | 6801 | 4 | DFO | IC | 4.5 | 4 | 0 | 0 | 0 |  | Electric Utility | N | OP |  | State not covered under final 111(d) |  | Alaska
COALST | KY | KY-Eastern | D B Wilson | 6823 | 1 | BIT | ST | 566.1 | 417 | 6099 | 3093436 | 3350517.43 |  | Electric Utility | N | OP |  |  |  | Eastern
EXCLUDE | MN | MN-Eastern | St Bonifacius | 6824 | 1 | DFO | GT | 61.2 | 60.2 | 0 | 962 | 1178.98 |  | Electric Utility | N | OP |  | Simple cycle unit |  | Eastern
EXCLUDE | KS | KS-Eastern | Hugoton 2 | 7011 | 10 | DFO | IC | 4.3 | 4 | 0 | 0 | 0 |  | Electric Utility | N | OP |  | Internal Combustion |  | Eastern
EXCLUDE | KS | KS-Eastern | Hugoton 2 | 7011 | 11 | DFO | IC | 2.5 | 2.2 | 0 | 0 | 0 |  | Electric Utility | N | OP |  | Internal Combustion |  | Eastern
EXCLUDE | KS | KS-Eastern | Hugoton 2 | 7011 | 12 | DFO | IC | 3 | 2.8 | 0 | 0 | 0 |  | Electric Utility | N | OP |  | Internal Combustion |  | Eastern
EXCLUDE | KS | KS-Eastern | Hugoton 2 | 7011 | 13 | NG | IC | 0.8 | 0.5 | 0 | 0 | 0 |  | Electric Utility | N | OP |  | Internal Combustion |  | Eastern
EXCLUDE | KS | KS-Eastern | Hugoton 2 | 7011 | 7 | DFO | IC | 2.3 | 2 | 0 | 0 | 0 |  | Electric Utility | N | OP |  | Internal Combustion |  | Eastern
EXCLUDE | KS | KS-Eastern | Hugoton 2 | 7011 | 8 | DFO | IC | 2 | 1.8 | 0 | 0 | 0 |  | Electric Utility | N | OP |  | Internal Combustion |  | Eastern
EXCLUDE | KS | KS-Eastern | Hugoton 2 | 7011 | 9A | DFO | IC | 4.3 | 4 | 0 | 0 | 0 |  | Electric Utility | N | OP |  | Internal Combustion |  | Eastern
EXCLUDE | ID | ID-Western | Lower No 1 | 7012 | 2 | WAT | HY | 8 | 8 | 0 | 55217 | 0 |  | Electric Utility | N | OP |  | Non Combustion (NUC, WAT, WND, GEO, or SUN) |  | Western
OGST | KS | KS-Eastern | East 12th Street | 7013 | 4 | NG | ST | 26.5 | 25.8 | 356 | 10134 | 7177.3 |  | Electric Utility | N | OP |  |  |  | Eastern
EXCLUDE | KS | KS-Eastern | East 12th Street | 7013 | 5 | DFO | IC | 1.6 | 1.6 | 0 | 0 | 0 |  | Electric Utility | N | SB |  | Internal Combustion |  | Eastern
EXCLUDE | UT | UT-Western | Unit 4 | 7015 | 1 | WAT | HY | 1.5 | 1.1 | 0 | 4021 | 0 |  | Electric Utility | N | OP |  | Non Combustion (NUC, WAT, WND, GEO, or SUN) |  | Western
EXCLUDE | KS | KS-Eastern | Chanute 3 | 7018 | 10 | NG | IC | 7.6 | 6.9 | 0 | 0 | 0 |  | Electric Utility | N | OP |  | Internal Combustion |  | Eastern
EXCLUDE | KS | KS-Eastern | Chanute 3 | 7018 | 11 | NG | IC | 7.6 | 6.9 | 0 | 0 | 0 |  | Electric Utility | N | OP |  | Internal Combustion |  | Eastern
EXCLUDE | KS | KS-Eastern | Chanute 3 | 7018 | 12 | DFO | IC | 6 | 5.5 | 0 | 0 | 0 |  | Electric Utility | N | OP |  | Internal Combustion |  | Eastern
EXCLUDE | KS | KS-Eastern | Chanute 3 | 7018 | 13 | DFO | IC | 6 | 5.9 | 0 | 0 | 0 |  | Electric Utility | N | OP |  | Internal Combustion |  | Eastern
EXCLUDE | KS | KS-Eastern | Chanute 3 | 7018 | 9 | NG | IC | 7.6 | 6.9 | 0 | 0 | 0 |  | Electric Utility | N | OP |  | Internal Combustion |  | Eastern
EXCLUDE | UT | UT-Western | Whitehead | 7028 | K1 | NG | IC | 7 | 5.9 | 0 | 0 | 0 |  | Electric Utility | Y | OP |  | Internal Combustion |  | Western
EXCLUDE | UT | UT-Western | Whitehead | 7028 | K2 | NG | IC | 7 | 6 | 0 | 0 | 0 |  | Electric Utility | Y | OP |  | Internal Combustion |  | Western
EXCLUDE | UT | UT-Western | Whitehead | 7028 | K3 | NG | IC | 7 | 5.9 | 0 | 0 | 0 |  | Electric Utility | Y | OP |  | Internal Combustion |  | Western
EXCLUDE | UT | UT-Western | Whitehead | 7028 | K4 | NG | IC | 5 | 4 | 0 | 0 | 0 |  | Electric Utility | Y | OP |  | Internal Combustion |  | Western
COALST | TX | TX-ERCOT | Twin Oaks Power One | 7030 | 1 | LIG | ST | 174.6 | 152 | 1717 | 812796 | 919909.87 |  | IPP Non-CHP | N | OP |  |  |  | ERCOT
COALST | TX | TX-ERCOT | Twin Oaks Power One | 7030 | 2 | LIG | ST | 174.6 | 153 | 1717 | 700940 | 807064.63 |  | IPP Non-CHP | N | OP |  |  |  | ERCOT
EXCLUDE | TX | TX-ERCOT | Twin Oaks Power One | 7030 | 3 | LIG | ST | 600 | 600 | 0 | 0 | 0 |  | IPP Non-CHP | N | IP |  | Status of Operation (IP, L, P, T) |  | ERCOT
EXCLUDE | VA | VA-Eastern | Gravel Neck | 7032 | 1 | DFO | GT | 16.3 | 12 | 209.18 | 2775.6 | 2170.07 |  | Electric Utility | N | OP |  | Simple cycle unit |  | Eastern
EXCLUDE | VA | VA-Eastern | Gravel Neck | 7032 | 2 | DFO | GT | 23.8 | 16 | 305.42 | 4052.71 | 3168.56 |  | Electric Utility | N | OP |  | Simple cycle unit |  | Eastern
EXCLUDE | VA | VA-Eastern | Gravel Neck | 7032 | 3 | NG | GT | 91.9 | 85 | 1179.35 | 15648.92 | 12234.92 |  | Electric Utility | N | OP |  | Simple cycle unit |  | Eastern
EXCLUDE | VA | VA-Eastern | Gravel Neck | 7032 | 4 | NG | GT | 91.9 | 85 | 1179.35 | 15648.92 | 12234.92 |  | Electric Utility | N | OP |  | Simple cycle unit |  | Eastern
EXCLUDE | VA | VA-Eastern | Gravel Neck | 7032 | 5 | NG | GT | 91.9 | 85 | 1179.35 | 15648.92 | 12234.92 |  | Electric Utility | N | OP |  | Simple cycle unit |  | Eastern
EXCLUDE | VA | VA-Eastern | Gravel Neck | 7032 | 6 | NG | GT | 91.9 | 85 | 1179.35 | 15648.92 | 12234.92 |  | Electric Utility | N | OP |  | Simple cycle unit |  | Eastern
EXCLUDE | UT | UT-Western | Hydro II | 7034 | 1 | WAT | HY | 3.3 | 3.1 | 0 | 7045.5 | 0 |  | Electric Utility | N | OP |  | Non Combustion (NUC, WAT, WND, GEO, or SUN) |  | Western
EXCLUDE | UT | UT-Western | Hydro II | 7034 | 2 | WAT | HY | 3.3 | 3.1 | 0 | 7045.5 | 0 |  | Electric Utility | N | OP |  | Non Combustion (NUC, WAT, WND, GEO, or SUN) |  | Western
EXCLUDE | WY | WY-Western | Lake | 7039 | 1 | DFO | IC | 2.7 | 2.7 | 0 | 0 | 0 |  | Electric Utility | N | SB |  | Internal Combustion |  | Western
EXCLUDE | AR | AR-Eastern | Ellis | 7040 | 1 | WAT | HY | 10.8 | 5 | 0 | 24622.33 | 0 |  | Electric Utility | N | OP |  | Non Combustion (NUC, WAT, WND, GEO, or SUN) |  | Eastern
EXCLUDE | AR | AR-Eastern | Ellis | 7040 | 2 | WAT | HY | 10.8 | 6 | 0 | 24622.33 | 0 |  | Electric Utility | N | OP |  | Non Combustion (NUC, WAT, WND, GEO, or SUN) |  | Eastern
EXCLUDE | AR | AR-Eastern | Ellis | 7040 | 3 | WAT | HY | 10.8 | 6 | 0 | 24622.33 | 0 |  | Electric Utility | N | OP |  | Non Combustion (NUC, WAT, WND, GEO, or SUN) |  | Eastern
EXCLUDE | AK | AK-Alaska | Humpback Creek | 7042 | 1 | WAT | HY | 0.5 | 0.4 | 0 | 1448.75 | 0 |  | Electric Utility | N | OP |  | State not covered under final 111(d) |  | Alaska
EXCLUDE | AK | AK-Alaska | Humpback Creek | 7042 | 2 | WAT | HY | 0.5 | 0.4 | 0 | 1448.75 | 0 |  | Electric Utility | N | OP |  | State not covered under final 111(d) |  | Alaska
EXCLUDE | AK | AK-Alaska | Humpback Creek | 7042 | 3 | WAT | HY | 0.2 | 0.2 | 0 | 579.5 | 0 |  | Electric Utility | N | OP |  | State not covered under final 111(d) |  | Alaska
EXCLUDE | ME | ME-Eastern | Bates Mill Upper | 7044 | BU1 | WAT | HY | 1.2 | 0.9 | 0 | 0 | 0 |  | IPP Non-CHP | N | OP |  | Non Combustion (NUC, WAT, WND, GEO, or SUN) |  | Eastern
EXCLUDE | ME | ME-Eastern | Bates Mill Upper | 7044 | BU2 | WAT | HY | 1.5 | 0.9 | 0 | 0 | 0 |  | IPP Non-CHP | N | OP |  | Non Combustion (NUC, WAT, WND, GEO, or SUN) |  | Eastern
EXCLUDE | ME | ME-Eastern | Bates Mill Upper | 7044 | BU3 | WAT | HY | 1.2 | 0.9 | 0 | 0 | 0 |  | IPP Non-CHP | N | OP |  | Non Combustion (NUC, WAT, WND, GEO, or SUN) |  | Eastern
EXCLUDE | ME | ME-Eastern | Hill Mill | 7048 | HM1 | WAT | HY | 0.3 | 0.3 | 0 | 0 | 0 |  | IPP Non-CHP | N | OP |  | Non Combustion (NUC, WAT, WND, GEO, or SUN) |  | Eastern
EXCLUDE | ME | ME-Eastern | Hill Mill | 7048 | HM2 | WAT | HY | 0.3 | 0.3 | 0 | 0 | 0 |  | IPP Non-CHP | N | OP |  | Non Combustion (NUC, WAT, WND, GEO, or SUN) |  | Eastern
EXCLUDE | ME | ME-Eastern | Hill Mill | 7048 | HM3 | WAT | HY | 0.3 | 0.3 | 0 | 0 | 0 |  | IPP Non-CHP | N | OP |  | Non Combustion (NUC, WAT, WND, GEO, or SUN) |  | Eastern
EXCLUDE | ME | ME-Eastern | Hill Mill | 7048 | HM4 | WAT | HY | 0.3 | 0.3 | 0 | 0 | 0 |  | IPP Non-CHP | N | OP |  | Non Combustion (NUC, WAT, WND, GEO, or SUN) |  | Eastern
EXCLUDE | ME | ME-Eastern | Hill Mill | 7048 | HM5 | WAT | HY | 0.3 | 0.3 | 0 | 0 | 0 |  | IPP Non-CHP | N | OP |  | Non Combustion (NUC, WAT, WND, GEO, or SUN) |  | Eastern
EXCLUDE | ME | ME-Eastern | Hill Mill | 7048 | HM6 | WAT | HY | 0.3 | 0.3 | 0 | 0 | 0 |  | IPP Non-CHP | N | OP |  | Non Combustion (NUC, WAT, WND, GEO, or SUN) |  | Eastern
EXCLUDE | VT | VT-Eastern | Wrightsville Hydro Plant | 7051 | 1 | WAT | HY | 0.1 | 0.1 | 0 | 279.2 | 0 |  | Electric Utility | N | OP |  | State not covered under final 111(d) |  | Eastern
EXCLUDE | VT | VT-Eastern | Wrightsville Hydro Plant | 7051 | 2 | WAT | HY | 0.3 | 0.2 | 0 | 837.6 | 0 |  | Electric Utility | N | OP |  | State not covered under final 111(d) |  | Eastern
EXCLUDE | VT | VT-Eastern | Wrightsville Hydro Plant | 7051 | 3 | WAT | HY | 0.6 | 0.4 | 0 | 1675.2 | 0 |  | Electric Utility | N | OP |  | State not covered under final 111(d) |  | Eastern
EXCLUDE | VT | VT-Eastern | Bolton Falls | 7056 | 1 | WAT | HY | 4.4 | 3.9 | 0 | 11242.5 | 0 |  | Electric Utility | N | OP |  | State not covered under final 111(d) |  | Eastern
EXCLUDE | VT | VT-Eastern | Bolton Falls | 7056 | 2 | WAT | HY | 4.4 | 3.9 | 0 | 11242.5 | 0 |  | Electric Utility | N | OP |  | State not covered under final 111(d) |  | Eastern
EXCLUDE | WI | WI-Eastern | Solon Diesel | 7058 | 1 | DFO | IC | 1 | 1 | 0 | 0 | 0 |  | Electric Utility | N | SB |  | Internal Combustion |  | Eastern
EXCLUDE | WI | WI-Eastern | Solon Diesel | 7058 | 2 | DFO | IC | 1 | 1 | 0 | 0 | 0 |  | Electric Utility | N | SB |  | Internal Combustion |  | Eastern
EXCLUDE | WI | WI-Eastern | Solon Diesel | 7058 | 3 | DFO | IC | 1 | 1 | 0 | 0 | 0 |  | Electric Utility | N | SB |  | Internal Combustion |  | Eastern
EXCLUDE | WI | WI-Eastern | Solon Diesel | 7058 | 4 | DFO | IC | 1 | 1 | 0 | 0 | 0 |  | Electric Utility | N | SB |  | Internal Combustion |  | Eastern
EXCLUDE | WI | WI-Eastern | Solon Diesel | 7058 | 5 | DFO | IC | 1 | 1 | 0 | 0 | 0 |  | Electric Utility | N | SB |  | Internal Combustion |  | Eastern
EXCLUDE | WI | WI-Eastern | Solon Diesel | 7058 | 6 | DFO | IC | 1 | 1 | 0 | 0 | 0 |  | Electric Utility | N | SB |  | Internal Combustion |  | Eastern
EXCLUDE | WI | WI-Eastern | Solon Diesel | 7058 | 7 | DFO | IC | 1 | 1 | 0 | 0 | 0 |  | Electric Utility | N | SB |  | Internal Combustion |  | Eastern
EXCLUDE | WI | WI-Eastern | Solon Diesel | 7058 | 8 | DFO | IC | 1 | 1 | 0 | 0 | 0 |  | Electric Utility | N | SB |  | Internal Combustion |  | Eastern
EXCLUDE | IA | IA-Eastern | Sibley No Two | 7060 | 4 | DFO | IC | 1.1 | 1 | 0 | 0 | 0 |  | Electric Utility | N | OP |  | Internal Combustion |  | Eastern
EXCLUDE | AL | AL-Eastern | McIntosh | 7063 | 1 | NG | CE | 110 | 110 | 850 | 0 | 0 |  | Electric Utility | N | OP |  | Energy Storage: Compressed Air |  | Eastern
EXCLUDE | AL | AL-Eastern | McIntosh | 7063 | 2 | NG | GT | 113 | 114 | 1423 | 29158.53 | 18512.31 |  | Electric Utility | N | OP |  | Simple cycle unit |  | Eastern
EXCLUDE | AL | AL-Eastern | McIntosh | 7063 | 3 | NG | GT | 113 | 114 | 1423 | 29158.53 | 18512.31 |  | Electric Utility | N | OP |  | Simple cycle unit |  | Eastern
EXCLUDE | AL | AL-Eastern | McIntosh | 7063 | 4 | NG | GT | 224 | 170 | 2200 | 57800.97 | 36696.98 |  | Electric Utility | N | OP |  | Simple cycle unit |  | Eastern
EXCLUDE | AL | AL-Eastern | McIntosh | 7063 | 5 | NG | GT | 224 | 170 | 2200 | 57800.97 | 36696.98 |  | Electric Utility | N | OP |  | Simple cycle unit |  | Eastern
EXCLUDE | CA | CA-Western | Stampede | 7066 | 1 | WAT | HY | 3 | 3 | 0 | 10142.5 | 0 |  | Electric Utility | N | OP |  | Non Combustion (NUC, WAT, WND, GEO, or SUN) |  | Western
EXCLUDE | CA | CA-Western | Stampede | 7066 | 2 | WAT | HY | 0.6 | 0.6 | 0 | 2028.5 | 0 |  | Electric Utility | N | OP |  | Non Combustion (NUC, WAT, WND, GEO, or SUN) |  | Western
EXCLUDE | CA | CA-Western | Mojave Siphon | 7072 | 1 | WAT | HY | 10.9 | 10.8 | 0 | 20001 | 0 |  | Electric Utility | N | OP |  | Non Combustion (NUC, WAT, WND, GEO, or SUN) |  | Western
EXCLUDE | CA | CA-Western | Mojave Siphon | 7072 | 2 | WAT | HY | 10.9 | 10.8 | 0 | 20001 | 0 |  | Electric Utility | N | OP |  | Non Combustion (NUC, WAT, WND, GEO, or SUN) |  | Western
EXCLUDE | CA | CA-Western | Mojave Siphon | 7072 | 3 | WAT | HY | 10.9 | 10.8 | 0 | 20001 | 0 |  | Electric Utility | N | OP |  | Non Combustion (NUC, WAT, WND, GEO, or SUN) |  | Western
EXCLUDE | ID | ID-Western | Upper Salmon B | 7079 | 1 | WAT | HY | 8.2 | 8.8 | 0 | 57095.85 | 0 |  | Electric Utility | N | OP |  | Non Combustion (NUC, WAT, WND, GEO, or SUN) |  | Western
EXCLUDE | ID | ID-Western | Upper Salmon B | 7079 | 2 | WAT | HY | 8.3 | 8.4 | 0 | 57792.15 | 0 |  | Electric Utility | N | OP |  | Non Combustion (NUC, WAT, WND, GEO, or SUN) |  | Western
EXCLUDE | UT | UT-Western | St George Red Rock | 7080 | 1 | DFO | IC | 7 | 7 | 0 | 0 | 0 |  | Electric Utility | N | SB |  | Internal Combustion |  | Western
EXCLUDE | UT | UT-Western | St George Red Rock | 7080 | 2 | DFO | IC | 7 | 7 | 0 | 0 | 0 |  | Electric Utility | N | SB |  | Internal Combustion |  | Western
NGCC | NV | NV-Western | Harry Allen | 7082 | 5 | NG | CC | 167.5 | 151.6 | 2100 | 1023385.71 | 430078.34 |  | Electric Utility | N | OP |  |  |  | Western
NGCC | NV | NV-Western | Harry Allen | 7082 | 6 | NG | CC | 167.5 | 151.6 | 2100 | 1023385.71 | 430078.34 |  | Electric Utility | N | OP |  |  |  | Western
NGCC | NV | NV-Western | Harry Allen | 7082 | 7 | NG | CC | 223.5 | 119.6 | 2100 | 1365532.58 | 573865.73 |  | Electric Utility | N | OP |  |  |  | Western
EXCLUDE | NV | NV-Western | Harry Allen | 7082 | GT1 | NG | GT | 101.5 | 72 | 960 | 19145.68 | 11477.06 |  | Electric Utility | N | OP |  | Simple cycle unit |  | Western
EXCLUDE | NV | NV-Western | Harry Allen | 7082 | GT4 | NG | GT | 85 | 72 | 1060 | 16033.32 | 13339.52 |  | Electric Utility | N | OP |  | Simple cycle unit |  | Western
COALST | TX | TX-ERCOT | J K Spruce | 7097 | 1 | SUB | ST | 566 | 555 | 6099.6 | 3904190 | 4519923.05 |  | Electric Utility | N | OP |  |  |  | ERCOT
COALST | TX | TX-ERCOT | J K Spruce | 7097 | 2 | SUB | ST | 878 | 785 | 9727.9 | 5427899 | 5530830.03 |  | Electric Utility | N | OP |  |  |  | ERCOT
EXCLUDE | SC | SC-Eastern | NA 1 | 7106 | GT1 | NG | GT | 170 | 150 | 0 | 0 | 0 |  | Electric Utility | N | IP |  | Status of Operation (IP, L, P, T) |  | Eastern
EXCLUDE | UT | UT-Western | Heber City | 7111 | 1 | NG | IC | 1.4 | 1.4 | 0 | 0 | 0 |  | Electric Utility | N | OP |  | Internal Combustion |  | Western
EXCLUDE | UT | UT-Western | Heber City | 7111 | 2 | NG | IC | 1.4 | 1.4 | 0 | 0 | 0 |  | Electric Utility | N | OP |  | Internal Combustion |  | Western
EXCLUDE | UT | UT-Western | Heber City | 7111 | 4 | NG | IC | 1.9 | 1.9 | 0 | 0 | 0 |  | Electric Utility | N | OP |  | Internal Combustion |  | Western
EXCLUDE | UT | UT-Western | Heber City | 7111 | NA1 | NG | IC | 0.6 | 0.6 | 0 | 0 | 0 |  | Electric Utility | N | RE | 2003 | Retired prior to 2012 |  | Western
EXCLUDE | UT | UT-Western | Heber City | 7111 | NA10 | NG | IC | 1.9 | 1.9 | 0 | 0 | 0 |  | Electric Utility | N | OP |  | Internal Combustion |  | Western
EXCLUDE | UT | UT-Western | Heber City | 7111 | NA2 | NG | IC | 0.6 | 0.6 | 0 | 0 | 0 |  | Electric Utility | N | RE | 2003 | Retired prior to 2012 |  | Western
EXCLUDE | UT | UT-Western | Heber City | 7111 | NA3 | NG | IC | 0.6 | 0.6 | 0 | 0 | 0 |  | Electric Utility | N | RE | 2012 | Internal Combustion |  | Western
EXCLUDE | UT | UT-Western | Heber City | 7111 | NA4 | NG | IC | 0.6 | 0.6 | 0 | 0 | 0 |  | Electric Utility | N | RE | 2003 | Retired prior to 2012 |  | Western
EXCLUDE | UT | UT-Western | Heber City | 7111 | NA5 | NG | IC | 0.7 | 0.7 | 0 | 0 | 0 |  | Electric Utility | N | OP |  | Internal Combustion |  | Western
EXCLUDE | UT | UT-Western | Heber City | 7111 | NA6 | NG | IC | 0.7 | 0.7 | 0 | 0 | 0 |  | Electric Utility | N | OP |  | Internal Combustion |  | Western
EXCLUDE | UT | UT-Western | Heber City | 7111 | NA7 | DFO | IC | 1.5 | 1.5 | 0 | 0 | 0 |  | Electric Utility | N | RE | 2005 | Retired prior to 2012 |  | Western
EXCLUDE | UT | UT-Western | Heber City | 7111 | NA8 | DFO | IC | 1.6 | 1.5 | 0 | 0 | 0 |  | Electric Utility | N | RE | 2005 | Retired prior to 2012 |  | Western
EXCLUDE | UT | UT-Western | Heber City | 7111 | NA9 | NG | IC | 1.9 | 1.9 | 0 | 0 | 0 |  | Electric Utility | N | OP |  | Internal Combustion |  | Western
EXCLUDE | AK | AK-Alaska | Centennial | 7112 | IC6 | DFO | IC | 3.3 | 3.3 | 0 | 0 | 0 |  | Electric Utility | N | OP |  | State not covered under final 111(d) |  | Alaska
EXCLUDE | WA | WA-Western | PEC Headworks | 7113 | 1 | WAT | HY | 6.6 | 6.6 | 0 | 23043 | 0 |  | Electric Utility | N | OP |  | Non Combustion (NUC, WAT, WND, GEO, or SUN) |  | Western
EXCLUDE | MI | MI-Eastern | Hoist | 7115 | 1 | WAT | HY | 1 | 1 | 0 | 0 | 0 |  | Electric Utility | N | RE | 2006 | Retired prior to 2012 |  | Eastern
EXCLUDE | MI | MI-Eastern | Hoist | 7115 | 2 | WAT | HY | 1.4 | 0.8 | 0 | 3503.71 | 0 |  | Electric Utility | N | OP |  | Non Combustion (NUC, WAT, WND, GEO, or SUN) |  | Eastern
EXCLUDE | MI | MI-Eastern | Hoist | 7115 | 3 | WAT | HY | 2 | 1.2 | 0 | 5005.29 | 0 |  | Electric Utility | N | OP |  | Non Combustion (NUC, WAT, WND, GEO, or SUN) |  | Eastern
EXCLUDE | MI | MI-Eastern | McClure | 7116 | 1 | WAT | HY | 4 | 3 | 0 | 11887 | 0 |  | Electric Utility | N | OP |  | Non Combustion (NUC, WAT, WND, GEO, or SUN) |  | Eastern
EXCLUDE | MI | MI-Eastern | McClure | 7116 | 2 | WAT | HY | 4 | 3 | 0 | 11887 | 0 |  | Electric Utility | N | OP |  | Non Combustion (NUC, WAT, WND, GEO, or SUN) |  | Eastern
EXCLUDE | MI | MI-Eastern | Cataract | 7118 | 1 | WAT | HY | 2 | 0.6 | 0 | 0 | 0 |  | IPP Non-CHP | N | OP |  | Non Combustion (NUC, WAT, WND, GEO, or SUN) |  | Eastern
EXCLUDE | MI | MI-Eastern | Gladstone | 7119 | 1 | DFO | GT | 22.6 | 16 | 0 | 0 | 293.64 |  | Electric Utility | N | OP |  | Simple cycle unit |  | Eastern
EXCLUDE | SC | SC-Eastern | Bad Creek | 7125 | 1 | WAT | PS | 266.3 | 340 | 0 | -116558 | 0 |  | Electric Utility | N | OP |  | Non Combustion (NUC, WAT, WND, GEO, or SUN) |  | Eastern
EXCLUDE | SC | SC-Eastern | Bad Creek | 7125 | 2 | WAT | PS | 266.3 | 340 | 0 | -116558 | 0 |  | Electric Utility | N | OP |  | Non Combustion (NUC, WAT, WND, GEO, or SUN) |  | Eastern
EXCLUDE | SC | SC-Eastern | Bad Creek | 7125 | 3 | WAT | PS | 266.3 | 340 | 0 | -116558 | 0 |  | Electric Utility | N | OP |  | Non Combustion (NUC, WAT, WND, GEO, or SUN) |  | Eastern
EXCLUDE | SC | SC-Eastern | Bad Creek | 7125 | 4 | WAT | PS | 266.3 | 340 | 0 | -116558 | 0 |  | Electric Utility | N | OP |  | Non Combustion (NUC, WAT, WND, GEO, or SUN) |  | Eastern
EXCLUDE | WA | WA-Western | Wynoochee | 7127 | 1 | WAT | HY | 12.8 | 15.5 | 0 | 38148 | 0 |  | Electric Utility | N | OP |  | Non Combustion (NUC, WAT, WND, GEO, or SUN) |  | Western
EXCLUDE | PA | PA-Eastern | William F Matson Generating Station | 7128 | 1 | WAT | HY | 7 | 2.4 | 0 | 28355.16 | 0 |  | Electric Utility | N | OP |  | Non Combustion (NUC, WAT, WND, GEO, or SUN) |  | Eastern
EXCLUDE | PA | PA-Eastern | William F Matson Generating Station | 7128 | 2 | WAT | HY | 14.7 | 5.2 | 0 | 59545.84 | 0 |  | Electric Utility | N | OP |  | Non Combustion (NUC, WAT, WND, GEO, or SUN) |  | Eastern
EXCLUDE | CA | CA-Western | Thermalito Diverson Dam | 7129 | TD1 | WAT | HY | 3.4 | 3 | 0 | 21010 | 0 |  | Electric Utility | N | OP |  | Non Combustion (NUC, WAT, WND, GEO, or SUN) |  | Western
EXCLUDE | HI | HI-Hawaii | Puna | 7130 | 1 | RFO | ST | 15.5 | 14 | 0 | 71801 | 86554.99 |  | Electric Utility | N | OP |  | State not covered under final 111(d) |  | Hawaii
EXCLUDE | HI | HI-Hawaii | Puna | 7130 | 3 | DFO | GT | 23.6 | 20 | 0 | 2568 | 2607.25 |  | Electric Utility | N | OP |  | State not covered under final 111(d) |  | Hawaii
EXCLUDE | TX | TX-Eastern | Brandon Station | 7131 | 1 | NG | GT | 21 | 20 | 0 | 92368 | 54495.41 |  | Electric Utility | Y | OP |  | Simple cycle unit |  | Eastern
EXCLUDE | UT | UT-Western | Pine View Dam | 7132 | NA1 | WAT | HY | 1.8 | 1.8 | 0 | 5435 | 0 |  | Electric Utility | N | OP |  | Non Combustion (NUC, WAT, WND, GEO, or SUN) |  | Western
EXCLUDE | AR | AR-Eastern | Whillock | 7135 | 1 | WAT | HY | 10.8 | 6 | 0 | 28425 | 0 |  | Electric Utility | N | OP |  | Non Combustion (NUC, WAT, WND, GEO, or SUN) |  | Eastern
EXCLUDE | AR | AR-Eastern | Whillock | 7135 | 2 | WAT | HY | 10.8 | 6 | 0 | 28425 | 0 |  | Electric Utility | N | OP |  | Non Combustion (NUC, WAT, WND, GEO, or SUN) |  | Eastern
EXCLUDE | AR | AR-Eastern | Whillock | 7135 | 3 | WAT | HY | 10.8 | 5 | 0 | 28425 | 0 |  | Electric Utility | N | OP |  | Non Combustion (NUC, WAT, WND, GEO, or SUN) |  | Eastern
EXCLUDE | IA | IA-Eastern | Grinnell | 7137 | 1 | NG | GT | 23.8 | 25.9 | 378 | 831 | 2396.96 |  | Electric Utility | N | OP | 2016 | Simple cycle unit |  | Eastern
EXCLUDE | IA | IA-Eastern | Grinnell | 7137 | 2 | NG | GT | 23.8 | 20.4 | 378 | 831 | 2396.96 |  | Electric Utility | N | OP | 2016 | Simple cycle unit |  | Eastern
EXCLUDE | NJ | NJ-Eastern | Forked River | 7138 | 1 | NG | GT | 38.4 | 34 | 500 | 882.98 | 885.9 |  | IPP Non-CHP | N | OP |  | Simple cycle unit |  | Eastern
EXCLUDE | NJ | NJ-Eastern | Forked River | 7138 | 2 | NG | GT | 38.4 | 31 | 500 | 882.98 | 885.9 |  | IPP Non-CHP | N | OP |  | Simple cycle unit |  | Eastern
EXCLUDE | IA | IA-Eastern | Pleasant Hill | 7145 | 1 | NG | GT | 41.4 | 38 | 506.8 | 6968.46 | 5907.29 |  | Electric Utility | N | OP |  | Simple cycle unit |  | Eastern
EXCLUDE | IA | IA-Eastern | Pleasant Hill | 7145 | 2 | NG | GT | 41.4 | 37.8 | 506.8 | 6968.46 | 7550.3 |  | Electric Utility | N | OP |  | Simple cycle unit |  | Eastern
EXCLUDE | IA | IA-Eastern | Pleasant Hill | 7145 | 3 | NG | GT | 97 | 84.2 | 1387 | 16327.07 | 12644.06 |  | Electric Utility | N | OP |  | Simple cycle unit |  | Eastern
EXCLUDE | NY | NY-Eastern | Wading River | 7146 | 02 | DFO | GT | 79.5 | 78.8 | 1481.33 | 17759.33 | 19846.34 |  | Electric Utility | N | OP |  | Simple cycle unit |  | Eastern
EXCLUDE | NY | NY-Eastern | Wading River | 7146 | 03 | DFO | GT | 79.5 | 76.2 | 1481.33 | 17759.33 | 19846.34 |  | Electric Utility | N | OP |  | Simple cycle unit |  | Eastern
EXCLUDE | NY | NY-Eastern | Wading River | 7146 | 1 | DFO | GT | 79.5 | 78.9 | 1481.33 | 17759.33 | 19846.34 |  | Electric Utility | N | OP |  | Simple cycle unit |  | Eastern
EXCLUDE | CA | CA-Western | Mill Creek 3 | 7147 | 3 | WAT | HY | 1 | 1 | 0 | 2464.33 | 0 |  | Electric Utility | N | OP |  | Non Combustion (NUC, WAT, WND, GEO, or SUN) |  | Western
EXCLUDE | CA | CA-Western | Mill Creek 3 | 7147 | 4 | WAT | HY | 1 | 1 | 0 | 2464.33 | 0 |  | Electric Utility | N | OP |  | Non Combustion (NUC, WAT, WND, GEO, or SUN) |  | Western
EXCLUDE | CA | CA-Western | Mill Creek 3 | 7147 | 5 | WAT | HY | 1 | 1 | 0 | 2464.33 | 0 |  | Electric Utility | N | OP |  | Non Combustion (NUC, WAT, WND, GEO, or SUN) |  | Western
EXCLUDE | CA | CA-Western | San Gorgonio 1 | 7148 | 1 | WAT | HY | 1.5 | 1.5 | 0 | 0 | 0 |  | Electric Utility | N | OS |  | Non Combustion (NUC, WAT, WND, GEO, or SUN) |  | Western
EXCLUDE | CA | CA-Western | Stony Gorge | 7151 | 1 | WAT | HY | 2.5 | 2.5 | 0 | 4325.5 | 0 |  | Electric Utility | N | OP |  | Non Combustion (NUC, WAT, WND, GEO, or SUN) |  | Western
EXCLUDE | CA | CA-Western | Stony Gorge | 7151 | 2 | WAT | HY | 2.5 | 2.5 | 0 | 4325.5 | 0 |  | Electric Utility | N | OP |  | Non Combustion (NUC, WAT, WND, GEO, or SUN) |  | Western
NGCC | DE | DE-Eastern | Hay Road | 7153 | HR1 | NG | CC | 122 | 126 | 1751 | 529648.73 | 259357.18 |  | IPP Non-CHP | N | OP |  |  |  | Eastern
NGCC | DE | DE-Eastern | Hay Road | 7153 | HR2 | NG | CC | 122 | 126 | 1751 | 529648.73 | 259357.18 |  | IPP Non-CHP | N | OP |  |  |  | Eastern
NGCC | DE | DE-Eastern | Hay Road | 7153 | HR3 | NG | CC | 122 | 126 | 1751 | 529648.73 | 259357.18 |  | IPP Non-CHP | N | OP |  |  |  | Eastern
NGCC | DE | DE-Eastern | Hay Road | 7153 | HR4 | NG | CC | 200 | 187 | 1751 | 868276.61 | 425175.71 |  | IPP Non-CHP | N | OP |  |  |  | Eastern
NGCC | DE | DE-Eastern | Hay Road | 7153 | HR5 | NG | CC | 144 | 126 | 1751 | 625159.16 | 306126.51 |  | IPP Non-CHP | N | OP |  |  |  | Eastern
NGCC | DE | DE-Eastern | Hay Road | 7153 | HR6 | NG | CC | 144 | 126 | 1751 | 625159.16 | 306126.51 |  | IPP Non-CHP | N | OP |  |  |  | Eastern
NGCC | DE | DE-Eastern | Hay Road | 7153 | HR7 | NG | CC | 144 | 126 | 1751 | 625159.16 | 306126.51 |  | IPP Non-CHP | N | OP |  |  |  | Eastern
NGCC | DE | DE-Eastern | Hay Road | 7153 | HR8 | NG | CC | 195 | 187 | 1751 | 846569.7 | 414546.32 |  | IPP Non-CHP | N | OP |  |  |  | Eastern
EXCLUDE | IA | IA-Eastern | Lime Creek | 7155 | 1 | DFO | GT | 45.1 | 33.6 | 509 | 450 | 1031 |  | Electric Utility | N | OP |  | Simple cycle unit |  | Eastern
EXCLUDE | IA | IA-Eastern | Lime Creek | 7155 | 2 | DFO | GT | 45.1 | 34.7 | 488 | 450 | 936.61 |  | Electric Utility | N | OP |  | Simple cycle unit |  | Eastern
EXCLUDE | OH | OH-Eastern | Woodsdale | 7158 | GT1 | NG | GT | 81.6 | 77 | 1314 | 1960.33 | 4429.34 |  | Electric Utility | N | OP |  | Simple cycle unit |  | Eastern
EXCLUDE | OH | OH-Eastern | Woodsdale | 7158 | GT2 | NG | GT | 81.6 | 77 | 1314 | 1960.33 | 3447.96 |  | Electric Utility | N | OP |  | Simple cycle unit |  | Eastern
EXCLUDE | OH | OH-Eastern | Woodsdale | 7158 | GT3 | NG | GT | 81.6 | 77 | 1314 | 1960.33 | 4844.62 |  | Electric Utility | N | OP |  | Simple cycle unit |  | Eastern
EXCLUDE | OH | OH-Eastern | Woodsdale | 7158 | GT4 | NG | GT | 81.6 | 77 | 3200 | 1960.33 | 2438.01 |  | Electric Utility | N | OP |  | Simple cycle unit |  | Eastern
EXCLUDE | OH | OH-Eastern | Woodsdale | 7158 | GT5 | NG | GT | 81.6 | 77 | 1314 | 1960.33 | 2506.72 |  | Electric Utility | N | OP |  | Simple cycle unit |  | Eastern
EXCLUDE | OH | OH-Eastern | Woodsdale | 7158 | GT6 | NG | GT | 81.6 | 77 | 1314 | 1960.33 | 1340.01 |  | Electric Utility | N | OP |  | Simple cycle unit |  | Eastern
EXCLUDE | WI | WI-Eastern | Concord | 7159 | 1 | NG | GT | 95.4 | 88 | 1337 | 19955.25 | 16635.64 |  | Electric Utility | N | OP |  | Simple cycle unit |  | Eastern
EXCLUDE | WI | WI-Eastern | Concord | 7159 | 2 | NG | GT | 95.4 | 88 | 1249 | 19955.25 | 14704.95 |  | Electric Utility | N | OP |  | Simple cycle unit |  | Eastern
EXCLUDE | WI | WI-Eastern | Concord | 7159 | 3 | NG | GT | 95.4 | 88 | 1260 | 19955.25 | 12012.02 |  | Electric Utility | N | OP |  | Simple cycle unit |  | Eastern
EXCLUDE | WI | WI-Eastern | Concord | 7159 | 4 | NG | GT | 95.4 | 88 | 1254 | 19955.25 | 23295.57 |  | Electric Utility | N | OP |  | Simple cycle unit |  | Eastern
EXCLUDE | AZ | AZ-Western | Waddell | 7164 | PG3 | WAT | PS | 10 | 10 | 0 | 12452.5 | 0 |  | Electric Utility | N | OP |  | Non Combustion (NUC, WAT, WND, GEO, or SUN) |  | Western
EXCLUDE | AZ | AZ-Western | Waddell | 7164 | PG6 | WAT | PS | 10 | 10 | 0 | 12452.5 | 0 |  | Electric Utility | N | OP |  | Non Combustion (NUC, WAT, WND, GEO, or SUN) |  | Western
EXCLUDE | AZ | AZ-Western | Waddell | 7164 | PG7 | WAT | PS | 10 | 10 | 0 | 12452.5 | 0 |  | Electric Utility | N | OP |  | Non Combustion (NUC, WAT, WND, GEO, or SUN) |  | Western
EXCLUDE | AZ | AZ-Western | Waddell | 7164 | PS1 | WAT | PS | 10 | 10 | 0 | 12452.5 | 0 |  | Electric Utility | N | OP |  | Non Combustion (NUC, WAT, WND, GEO, or SUN) |  | Western
EXCLUDE | AR | AR-Eastern | Murray | 7166 | 1 | WAT | HY | 22.7 | 21.2 | 0 | 48130 | 0 |  | Electric Utility | N | OP |  | Non Combustion (NUC, WAT, WND, GEO, or SUN) |  | Eastern
EXCLUDE | AR | AR-Eastern | Murray | 7166 | 2 | WAT | HY | 22.7 | 21.2 | 0 | 48130 | 0 |  | Electric Utility | N | OP |  | Non Combustion (NUC, WAT, WND, GEO, or SUN) |  | Eastern
EXCLUDE | AK | AK-Alaska | Chester Lake | 7168 | 1 | WAT | HY | 1 | 1 | 0 | 5452 | 0 |  | Electric Utility | N | OP |  | State not covered under final 111(d) |  | Alaska
EXCLUDE | AK | AK-Alaska | Northway | 7169 | 1A | DFO | IC | 0.5 | 0.5 | 0 | 0 | 0 |  | Electric Utility | N | OP |  | State not covered under final 111(d) |  | Alaska
EXCLUDE | AK | AK-Alaska | Northway | 7169 | 2A | DFO | IC | 0.2 | 0.2 | 0 | 0 | 0 |  | Electric Utility | N | OP |  | State not covered under final 111(d) |  | Alaska
EXCLUDE | AK | AK-Alaska | Northway | 7169 | 4 | DFO | IC | 0.4 | 0.3 | 0 | 0 | 0 |  | Electric Utility | N | RE | 2001 | State not covered under final 111(d) |  | Alaska
EXCLUDE | AK | AK-Alaska | Northway | 7169 | 5 | DFO | IC | 0.4 | 0.4 | 0 | 0 | 0 |  | Electric Utility | N | OP |  | State not covered under final 111(d) |  | Alaska
EXCLUDE | AK | AK-Alaska | Barrow | 7173 | 10 | NG | IC | 1.5 | 1.5 | 0 | 0 | 0 |  | Electric Utility | N | OP |  | State not covered under final 111(d) |  | Alaska
EXCLUDE | AK | AK-Alaska | Barrow | 7173 | 11 | NG | GT | 4.8 | 4.8 | 0 | 13756.3 | 12283.01 |  | Electric Utility | N | OP |  | State not covered under final 111(d) |  | Alaska
EXCLUDE | AK | AK-Alaska | Barrow | 7173 | 12 | NG | GT | 5 | 5 | 0 | 14329.48 | 12794.8 |  | Electric Utility | N | OP |  | State not covered under final 111(d) |  | Alaska
EXCLUDE | AK | AK-Alaska | Barrow | 7173 | 6 | NG | GT | 2.5 | 2.5 | 0 | 7164.74 | 6397.4 |  | Electric Utility | N | OP |  | State not covered under final 111(d) |  | Alaska
EXCLUDE | AK | AK-Alaska | Barrow | 7173 | 7 | NG | GT | 2.5 | 2.5 | 0 | 7164.74 | 6397.4 |  | Electric Utility | N | OP |  | State not covered under final 111(d) |  | Alaska
EXCLUDE | AK | AK-Alaska | Barrow | 7173 | 8 | NG | GT | 2.5 | 2.5 | 0 | 7164.74 | 6397.4 |  | Electric Utility | N | OP |  | State not covered under final 111(d) |  | Alaska
EXCLUDE | AK | AK-Alaska | Barrow | 7173 | 9 | NG | IC | 1.5 | 1.5 | 0 | 0 | 0 |  | Electric Utility | N | OP |  | State not covered under final 111(d) |  | Alaska
EXCLUDE | AK | AK-Alaska | Gwitchyaa Zhee | 7174 | 1 | DFO | IC | 0.6 | 0.3 | 0 | 0 | 0 |  | Electric Utility | N | OP |  | State not covered under final 111(d) |  | Alaska
EXCLUDE | AK | AK-Alaska | Gwitchyaa Zhee | 7174 | 2A | DFO | IC | 0.5 | 0.3 | 0 | 0 | 0 |  | Electric Utility | N | OP |  | State not covered under final 111(d) | Yes | Alaska
EXCLUDE | AK | AK-Alaska | Gwitchyaa Zhee | 7174 | 3 | DFO | IC | 0.6 | 0.4 | 0 | 0 | 0 |  | Electric Utility | N | OP |  | State not covered under final 111(d) |  | Alaska
EXCLUDE | AK | AK-Alaska | Gwitchyaa Zhee | 7174 | 4A | DFO | IC | 0.5 | 0.3 | 0 | 0 | 0 |  | Electric Utility | N | OP |  | State not covered under final 111(d) |  | Alaska
EXCLUDE | AK | AK-Alaska | Gwitchyaa Zhee | 7174 | 5 | DFO | IC | 0.5 | 0.4 | 0 | 0 | 0 |  | Electric Utility | N | RE | 2009 | State not covered under final 111(d) |  | Alaska
EXCLUDE | AK | AK-Alaska | Gwitchyaa Zhee | 7174 | 6 | DFO | IC | 0.5 | 0.5 | 0 | 0 | 0 |  | Electric Utility | N | OP |  | State not covered under final 111(d) |  | Alaska
EXCLUDE | AZ | AZ-Western | Headgate Rock | 7179 | 1 | WAT | HY | 6.5 | 6.5 | 0 | 25603 | 0 |  | Electric Utility | N | OP |  | Non Combustion (NUC, WAT, WND, GEO, or SUN) |  | Western
EXCLUDE | AZ | AZ-Western | Headgate Rock | 7179 | 2 | WAT | HY | 6.5 | 6.5 | 0 | 25603 | 0 |  | Electric Utility | N | OP |  | Non Combustion (NUC, WAT, WND, GEO, or SUN) |  | Western
EXCLUDE | AZ | AZ-Western | Headgate Rock | 7179 | 3 | WAT | HY | 6.5 | 6.5 | 0 | 25603 | 0 |  | Electric Utility | N | OP |  | Non Combustion (NUC, WAT, WND, GEO, or SUN) |  | Western
EXCLUDE | AK | AK-Alaska | Aniak | 7182 | 1 | DFO | IC | 0.5 | 0.2 | 0 | 0 | 0 |  | Electric Utility | N | OP |  | State not covered under final 111(d) |  | Alaska
EXCLUDE | AK | AK-Alaska | Aniak | 7182 | 3 | DFO | IC | 0.3 | 0.2 | 0 | 0 | 0 |  | Electric Utility | N | RE | 2005 | State not covered under final 111(d) |  | Alaska
EXCLUDE | AK | AK-Alaska | Aniak | 7182 | 4 | DFO | IC | 0.3 | 0.2 | 0 | 0 | 0 |  | Electric Utility | N | RE | 2005 | State not covered under final 111(d) |  | Alaska
EXCLUDE | AK | AK-Alaska | Aniak | 7182 | 5 | DFO | IC | 0.3 | 0.3 | 0 | 0 | 0 |  | Electric Utility | N | RE | 1994 | State not covered under final 111(d) |  | Alaska
EXCLUDE | AK | AK-Alaska | Aniak | 7182 | 9 | DFO | IC | 0.6 | 0.6 | 0 | 0 | 0 |  | Electric Utility | N | OP |  | State not covered under final 111(d) |  | Alaska
EXCLUDE | AK | AK-Alaska | Newhalen | 7183 | 1 | DFO | IC | 0.3 | 0.3 | 0 | 0 | 0 |  | Electric Utility | N | RE | 2012 | State not covered under final 111(d) |  | Alaska
EXCLUDE | AK | AK-Alaska | Newhalen | 7183 | 2 | DFO | IC | 0.3 | 0.3 | 0 | 0 | 0 |  | Electric Utility | N | RE | 2012 | State not covered under final 111(d) |  | Alaska
EXCLUDE | AK | AK-Alaska | Newhalen | 7183 | 3 | DFO | IC | 0.3 | 0.3 | 0 | 0 | 0 |  | Electric Utility | N | RE | 2012 | State not covered under final 111(d) |  | Alaska
EXCLUDE | AK | AK-Alaska | Newhalen | 7183 | 4 | DFO | IC | 0.6 | 0.6 | 0 | 0 | 0 |  | Electric Utility | N | RE | 2012 | State not covered under final 111(d) |  | Alaska
EXCLUDE | AK | AK-Alaska | Newhalen | 7183 | 5 | DFO | IC | 0.3 | 0.3 | 0 | 0 | 0 |  | Electric Utility | N | OP |  | State not covered under final 111(d) | Yes | Alaska
EXCLUDE | AK | AK-Alaska | Newhalen | 7183 | 6 | DFO | IC | 0.3 | 0.3 | 0 | 0 | 0 |  | Electric Utility | N | OP |  | State not covered under final 111(d) | Yes | Alaska
EXCLUDE | AK | AK-Alaska | Newhalen | 7183 | 7 | DFO | IC | 0.3 | 0.3 | 0 | 0 | 0 |  | Electric Utility | N | OP |  | State not covered under final 111(d) | Yes | Alaska
EXCLUDE | AK | AK-Alaska | Newhalen | 7183 | H-1 | WAT | HY | 0.4 | 0.4 | 0 | 0 | 0 |  | Electric Utility | N | OP |  | State not covered under final 111(d) |  | Alaska
EXCLUDE | AK | AK-Alaska | Newhalen | 7183 | H-2 | WAT | HY | 0.4 | 0.4 | 0 | 0 | 0 |  | Electric Utility | N | OP |  | State not covered under final 111(d) |  | Alaska
EXCLUDE | OK | OK-Eastern | Conoco | 7185 | 1 | NG | GT | 33 | 31.5 | 0 | 0 | 0 |  | Electric Utility | N | RE | 2006 | Retired prior to 2012 |  | Eastern
EXCLUDE | OK | OK-Eastern | Conoco | 7185 | 2 | NG | GT | 33 | 28.3 | 0 | 0 | 0 |  | Electric Utility | N | RE | 2006 | Retired prior to 2012 |  | Eastern
EXCLUDE | CA | CA-Western | Whiskeytown | 7189 | 1 | WAT | HY | 3.5 | 2 | 0 | 26267 | 0 |  | Electric Utility | N | OP |  | Non Combustion (NUC, WAT, WND, GEO, or SUN) |  | Western
EXCLUDE | ID | ID-Western | Milner Hydro | 7190 | 1 | WAT | HY | 46.6 | 47.8 | 0 | 137201.36 | 0 |  | Electric Utility | N | OP |  | Non Combustion (NUC, WAT, WND, GEO, or SUN) |  | Western
EXCLUDE | ID | ID-Western | Milner Hydro | 7190 | 2 | WAT | HY | 12.1 | 12.5 | 0 | 35625.25 | 0 |  | Electric Utility | N | OP |  | Non Combustion (NUC, WAT, WND, GEO, or SUN) |  | Western
EXCLUDE | ID | ID-Western | Milner Hydro | 7190 | 3 | WAT | HY | 0.8 | 0.8 | 0 | 2355.39 | 0 |  | Electric Utility | N | OS |  | Non Combustion (NUC, WAT, WND, GEO, or SUN) |  | Western
EXCLUDE | GA | GA-Eastern | Tallassee Hydro Project | 7191 | 1 | WAT | HY | 2.2 | 2 | 0 | 2156 | 0 |  | IPP Non-CHP | N | OP |  | Non Combustion (NUC, WAT, WND, GEO, or SUN) |  | Eastern
EXCLUDE | GA | GA-Eastern | Tallassee Hydro Project | 7191 | 2 | WAT | HY | 0.1 | 0.1 | 0 | 98 | 0 |  | IPP Non-CHP | N | OP |  | Non Combustion (NUC, WAT, WND, GEO, or SUN) |  | Eastern
EXCLUDE | TX | TX-ERCOT | Robert D Willis | 7200 | 1 | WAT | HY | 4 | 4 | 0 | 15385 | 0 |  | Electric Utility | N | OP |  | Non Combustion (NUC, WAT, WND, GEO, or SUN) |  | ERCOT
EXCLUDE | TX | TX-ERCOT | Robert D Willis | 7200 | 2 | WAT | HY | 4 | 4 | 0 | 15385 | 0 |  | Electric Utility | N | OP |  | Non Combustion (NUC, WAT, WND, GEO, or SUN) |  | ERCOT
EXCLUDE | WI | WI-Eastern | South Fond Du Lac | 7203 | CT1 | NG | GT | 95.4 | 75.9 | 1336 | 4735.25 | 4768.77 |  | Electric Utility | N | OP |  | Simple cycle unit |  | Eastern
EXCLUDE | WI | WI-Eastern | South Fond Du Lac | 7203 | CT2 | NG | GT | 95.4 | 74.9 | 1336 | 4735.25 | 3767.73 |  | Electric Utility | N | OP |  | Simple cycle unit |  | Eastern
EXCLUDE | WI | WI-Eastern | South Fond Du Lac | 7203 | CT3 | NG | GT | 95.4 | 77 | 1336 | 4735.25 | 5503.8 |  | Electric Utility | N | OP |  | Simple cycle unit |  | Eastern
EXCLUDE | WI | WI-Eastern | South Fond Du Lac | 7203 | CT4 | NG | GT | 95.4 | 76.3 | 1336 | 4735.25 | 4850.73 |  | Electric Utility | N | OP |  | Simple cycle unit |  | Eastern
COALST | SC | SC-Eastern | Cope | 7210 | ST1 | BIT | ST | 417.3 | 415 | 4725 | 1988813 | 1846265.94 |  | Electric Utility | N | OP |  |  |  | Eastern
EXCLUDE | VA | VA-Eastern | Darbytown | 7212 | 1 | NG | GT | 92.1 | 84 | 1308 | 28443.5 | 21554.3 |  | Electric Utility | N | OP |  | Simple cycle unit |  | Eastern
EXCLUDE | VA | VA-Eastern | Darbytown | 7212 | 2 | NG | GT | 92.1 | 84 | 1308 | 28443.5 | 18110.6 |  | Electric Utility | N | OP |  | Simple cycle unit |  | Eastern
EXCLUDE | VA | VA-Eastern | Darbytown | 7212 | 3 | NG | GT | 92.1 | 84 | 1308 | 28443.5 | 19537.5 |  | Electric Utility | N | OP |  | Simple cycle unit |  | Eastern
EXCLUDE | VA | VA-Eastern | Darbytown | 7212 | 4 | NG | GT | 92.1 | 84 | 1308 | 28443.5 | 25421.5 |  | Electric Utility | N | OP |  | Simple cycle unit |  | Eastern
COALST | VA | VA-Eastern | Clover | 7213 | 1 | BIT | ST | 424 | 431 | 5127 | 1984190 | 2181849.69 |  | Electric Utility | N | OP |  |  |  | Eastern
COALST | VA | VA-Eastern | Clover | 7213 | 2 | BIT | ST | 424 | 434 | 5173 | 2415934 | 2716025.23 |  | Electric Utility | N | OP |  |  |  | Eastern
EXCLUDE | IN | IN-Eastern | NA 1 | 7228 | 1 | NG | GT | 318 | 286 | 0 | 0 | 0 |  | Electric Utility | N | IP |  | Status of Operation (IP, L, P, T) |  | Eastern
EXCLUDE | IN | IN-Eastern | NA 1 | 7228 | 10 | NG | GT | 259 | 191 | 0 | 0 | 0 |  | Electric Utility | N | IP |  | Status of Operation (IP, L, P, T) |  | Eastern
EXCLUDE | IN | IN-Eastern | NA 1 | 7228 | 11 | NG | GT | 259 | 252.2 | 0 | 0 | 0 |  | Electric Utility | N | IP |  | Status of Operation (IP, L, P, T) |  | Eastern
EXCLUDE | IN | IN-Eastern | NA 1 | 7228 | 12 | NG | GT | 239 | 214 | 0 | 0 | 0 |  | Electric Utility | N | IP |  | Status of Operation (IP, L, P, T) |  | Eastern
EXCLUDE | IN | IN-Eastern | NA 1 | 7228 | 13 | NG | GT | 239 | 214 | 0 | 0 | 0 |  | Electric Utility | N | IP |  | Status of Operation (IP, L, P, T) |  | Eastern
EXCLUDE | IN | IN-Eastern | NA 1 | 7228 | 14 | NG | GT | 239 | 214 | 0 | 0 | 0 |  | Electric Utility | N | IP |  | Status of Operation (IP, L, P, T) |  | Eastern
EXCLUDE | IN | IN-Eastern | NA 1 | 7228 | 15 | NG | GT | 239 | 214 | 0 | 0 | 0 |  | Electric Utility | N | IP |  | Status of Operation (IP, L, P, T) |  | Eastern
EXCLUDE | IN | IN-Eastern | NA 1 | 7228 | 16 | NG | GT | 239 | 214 | 0 | 0 | 0 |  | Electric Utility | N | IP |  | Status of Operation (IP, L, P, T) |  | Eastern
EXCLUDE | IN | IN-Eastern | NA 1 | 7228 | 2 | NG | GT | 96 | 72.5 | 0 | 0 | 0 |  | Electric Utility | N | IP |  | Status of Operation (IP, L, P, T) |  | Eastern
EXCLUDE | IN | IN-Eastern | NA 1 | 7228 | 3 | NG | GT | 96 | 72.5 | 0 | 0 | 0 |  | Electric Utility | N | IP |  | Status of Operation (IP, L, P, T) |  | Eastern
EXCLUDE | IN | IN-Eastern | NA 1 | 7228 | 4 | NG | GT | 96 | 96 | 0 | 0 | 0 |  | Electric Utility | N | IP |  | Status of Operation (IP, L, P, T) |  | Eastern
EXCLUDE | IN | IN-Eastern | NA 1 | 7228 | 5 | NG | GT | 185 | 156 | 0 | 0 | 0 |  | Electric Utility | N | IP |  | Status of Operation (IP, L, P, T) |  | Eastern
EXCLUDE | IN | IN-Eastern | NA 1 | 7228 | 6 | NG | GT | 185 | 156 | 0 | 0 | 0 |  | Electric Utility | N | IP |  | Status of Operation (IP, L, P, T) |  | Eastern
EXCLUDE | IN | IN-Eastern | NA 1 | 7228 | 7 | NG | GT | 185 | 156 | 0 | 0 | 0 |  | Electric Utility | N | IP |  | Status of Operation (IP, L, P, T) |  | Eastern
EXCLUDE | IN | IN-Eastern | NA 1 | 7228 | 8 | NG | GT | 552 | 552 | 0 | 0 | 0 |  | Electric Utility | N | IP |  | Status of Operation (IP, L, P, T) |  | Eastern
EXCLUDE | IN | IN-Eastern | NA 1 | 7228 | 9 | NG | GT | 259 | 191 | 0 | 0 | 0 |  | Electric Utility | N | IP |  | Status of Operation (IP, L, P, T) |  | Eastern
EXCLUDE | CA | CA-Western | Black Butte | 7229 | 1 | WAT | HY | 6.1 | 6.1 | 0 | 10054 | 0 |  | Electric Utility | N | OP |  | Non Combustion (NUC, WAT, WND, GEO, or SUN) |  | Western
EXCLUDE | CA | CA-Western | Gianera | 7231 | 1 | NG | GT | 32.3 | 26 | 0 | 504 | 439.5 |  | Electric Utility | N | OP |  | Simple cycle unit |  | Western
EXCLUDE | CA | CA-Western | Gianera | 7231 | 2 | NG | GT | 32.3 | 26 | 0 | 504 | 439.5 |  | Electric Utility | N | OP |  | Simple cycle unit |  | Western
EXCLUDE | CA | CA-Western | Santa Clara Cogen | 7232 | 1 | NG | GT | 3.9 | 3.9 | 0 | 21902.5 | 10777.97 |  | Electric Utility | N | OP |  | Simple cycle unit |  | Western
EXCLUDE | CA | CA-Western | Santa Clara Cogen | 7232 | 2 | NG | GT | 3.9 | 3.9 | 0 | 21902.5 | 10777.97 |  | Electric Utility | N | OP |  | Simple cycle unit |  | Western
EXCLUDE | CO | CO-Western | Julesburg | 504 | 5 | DFO | IC | 0.3 | 0.2 | 0 | 0 | 0 |  | Electric Utility | N | SB |  | Internal Combustion |  | Western
EXCLUDE | SD | SD-Eastern | Angus Anson | 7237 | 1 | NG | GT | 119.7 | 90 | 1622 | 33260.49 | 21803.09 |  | Electric Utility | N | OP |  | Simple cycle unit |  | Eastern
EXCLUDE | SD | SD-Eastern | Angus Anson | 7237 | 2 | NG | GT | 119.7 | 90 | 1629 | 33260.49 | 12198.07 |  | Electric Utility | N | OP |  | Simple cycle unit |  | Eastern
EXCLUDE | SD | SD-Eastern | Angus Anson | 7237 | 4 | NG | GT | 166.3 | 147 | 1960 | 46209.02 | 48923.65 |  | Electric Utility | N | OP |  | Simple cycle unit |  | Eastern
EXCLUDE | FL | FL-Eastern | Cane Island | 7238 | 1 | NG | GT | 42 | 32 | 435 | 6359.76 | 4222.65 |  | Electric Utility | N | OP |  | Simple cycle unit |  | Eastern
NGCC | FL | FL-Eastern | Cane Island | 7238 | 2 | NG | CC | 80 | 69 | 987 | 256537.56 | 137514.13 |  | Electric Utility | N | OP |  |  |  | Eastern
NGCC | FL | FL-Eastern | Cane Island | 7238 | 2A | NG | CC | 40 | 39 | 2560 | 128268.78 | 68757.06 |  | Electric Utility | N | OP |  |  |  | Eastern
NGCC | FL | FL-Eastern | Cane Island | 7238 | 3 | NG | CC | 167.5 | 150 | 2076 | 537125.52 | 287920.2 |  | Electric Utility | N | OP |  |  |  | Eastern
NGCC | FL | FL-Eastern | Cane Island | 7238 | 3A | NG | CC | 82.5 | 90 | 2560 | 264554.36 | 141811.44 |  | Electric Utility | N | OP |  |  |  | Eastern
NGCC | FL | FL-Eastern | Cane Island | 7238 | 4 | NG | CC | 180 | 160 | 987 | 577209.52 | 309406.78 |  | Electric Utility | N | OP |  |  |  | Eastern
NGCC | FL | FL-Eastern | Cane Island | 7238 | 4A | NG | CC | 143.5 | 130 | 2076 | 460164.25 | 246665.96 |  | Electric Utility | N | OP |  |  |  | Eastern
COALST | FL | FL-Eastern | Polk | 7242 | 1CA | BIT | ST | 133.4 | 59 | 0 | 1174951 | 1189391.25 |  | Electric Utility | N | OP |  |  |  | Eastern
COALST | FL | FL-Eastern | Polk | 7242 | 1CT | BIT | ST | 192.9 | 161 | 0 | 686883.85 | 715078.72 |  | Electric Utility | N | OP |  |  |  | Eastern
EXCLUDE | FL | FL-Eastern | Polk | 7242 | 2 | NG | GT | 175.8 | 151 | 1817 | 109262.5 | 73199.08 |  | Electric Utility | N | OP |  | Simple cycle unit |  | Eastern
EXCLUDE | FL | FL-Eastern | Polk | 7242 | 3 | NG | GT | 175.8 | 151 | 1817 | 109262.5 | 73199.08 |  | Electric Utility | N | OP |  | Simple cycle unit |  | Eastern
EXCLUDE | FL | FL-Eastern | Polk | 7242 | 4 | NG | GT | 175.8 | 151 | 1817 | 109262.5 | 73199.08 |  | Electric Utility | N | OP |  | Simple cycle unit |  | Eastern
EXCLUDE | FL | FL-Eastern | Polk | 7242 | 5 | NG | GT | 175.8 | 151 | 1817 | 109262.5 | 73199.08 |  | Electric Utility | N | OP |  | Simple cycle unit |  | Eastern
EXCLUDE | FL | FL-Eastern | Polk | 7242 | 6 | NG | CC | 600 | 459 | 0 | 0 | 0 |  | Electric Utility | N | IP |  | Status of Operation (IP, L, P, T) |  | Eastern
EXCLUDE | FL | FL-Eastern | Polk | 7242 | 7 | NG | GT | 195.8 | 155 | 0 | 0 | 0 |  | Electric Utility | N | IP |  | Status of Operation (IP, L, P, T) |  | Eastern
EXCLUDE | FL | FL-Eastern | Polk | 7242 | 8 | NG | GT | 600 | 459 | 0 | 0 | 0 |  | Electric Utility | N | IP |  | Status of Operation (IP, L, P, T) |  | Eastern
UC-NGCC | FL | FL-Eastern | Polk | 7242 | 9 | NG | CC | 463 | 459 | 0 | 0 | 0 |  | Electric Utility | N | P |  |  |  | Eastern
EXCLUDE | AR | AR-Eastern | Dam 2 | 7246 | 1 | WAT | HY | 34.2 | 11 | 0 | 91187.33 | 0 |  | Electric Utility | N | OP |  | Non Combustion (NUC, WAT, WND, GEO, or SUN) |  | Eastern
EXCLUDE | AR | AR-Eastern | Dam 2 | 7246 | 2 | WAT | HY | 34.2 | 12 | 0 | 91187.33 | 0 |  | Electric Utility | N | OP |  | Non Combustion (NUC, WAT, WND, GEO, or SUN) |  | Eastern
EXCLUDE | AR | AR-Eastern | Dam 2 | 7246 | 3 | WAT | HY | 34.2 | 12 | 0 | 91187.33 | 0 |  | Electric Utility | N | OP |  | Non Combustion (NUC, WAT, WND, GEO, or SUN) |  | Eastern
EXCLUDE | SD | SD-Eastern | Watertown Power Plant | 7247 | 1 | DFO | GT | 67.5 | 46.2 | 0 | 0 | 0 |  | Electric Utility | N | OP |  | Simple cycle unit |  | Eastern
EXCLUDE | AK | AK-Alaska | Auke Bay | 7250 | 13 | DFO | GT | 2.8 | 2.8 | 0 | 46.61 | 79 |  | Electric Utility | N | SB |  | State not covered under final 111(d) |  | Alaska
EXCLUDE | AK | AK-Alaska | Auke Bay | 7250 | 14 | DFO | GT | 30.9 | 23 | 0 | 514.39 | 871.87 |  | Electric Utility | N | SB |  | State not covered under final 111(d) |  | Alaska
EXCLUDE | AK | AK-Alaska | Auke Bay | 7250 | 4 | DFO | IC | 2.5 | 2.5 | 0 | 0 | 0 |  | Electric Utility | N | SB |  | State not covered under final 111(d) |  | Alaska
EXCLUDE | SC | SC-Eastern | NA 5 | 7253 | NA5 | NG | GT | 170 | 150 | 0 | 0 | 0 |  | Electric Utility | N | IP |  | Status of Operation (IP, L, P, T) |  | Eastern
EXCLUDE | WA | WA-Western | Skookumchuck | 7259 | 1 | WAT | HY | 1 | 1 | 0 | 6314 | 0 |  | IPP Non-CHP | N | OP |  | Non Combustion (NUC, WAT, WND, GEO, or SUN) |  | Western
EXCLUDE | HI | HI-Hawaii | Miki Basin | 7264 | LL1 | DFO | IC | 1 | 1 | 0 | 0 | 0 |  | Electric Utility | N | OP |  | State not covered under final 111(d) |  | Hawaii
EXCLUDE | HI | HI-Hawaii | Miki Basin | 7264 | LL2 | DFO | IC | 1 | 1 | 0 | 0 | 0 |  | Electric Utility | N | OP |  | State not covered under final 111(d) |  | Hawaii
EXCLUDE | HI | HI-Hawaii | Miki Basin | 7264 | LL3 | DFO | IC | 1 | 1 | 0 | 0 | 0 |  | Electric Utility | N | OP |  | State not covered under final 111(d) |  | Hawaii
EXCLUDE | HI | HI-Hawaii | Miki Basin | 7264 | LL4 | DFO | IC | 1 | 1 | 0 | 0 | 0 |  | Electric Utility | N | OP |  | State not covered under final 111(d) |  | Hawaii
EXCLUDE | HI | HI-Hawaii | Miki Basin | 7264 | LL5 | DFO | IC | 1 | 1 | 0 | 0 | 0 |  | Electric Utility | N | OP |  | State not covered under final 111(d) |  | Hawaii
EXCLUDE | HI | HI-Hawaii | Miki Basin | 7264 | LL6 | DFO | IC | 1 | 1 | 0 | 0 | 0 |  | Electric Utility | N | OP |  | State not covered under final 111(d) |  | Hawaii
EXCLUDE | HI | HI-Hawaii | Miki Basin | 7264 | LL7 | DFO | IC | 2.2 | 2.1 | 0 | 0 | 0 |  | Electric Utility | N | OP |  | State not covered under final 111(d) |  | Hawaii
EXCLUDE | HI | HI-Hawaii | Miki Basin | 7264 | LL8 | DFO | IC | 2.2 | 2.1 | 0 | 0 | 0 |  | Electric Utility | N | OP |  | State not covered under final 111(d) |  | Hawaii
NGCC | CA | CA-Western | Woodland | 7266 | 2 | NG | CC | 37.7 | 37 | 700 | 178926.04 | 75613.32 |  | Electric Utility | N | OP |  |  |  | Western
NGCC | CA | CA-Western | Woodland | 7266 | 3 | NG | CC | 60.5 | 48 | 460 | 287135.96 | 121342.34 |  | Electric Utility | N | OP |  |  |  | Western
EXCLUDE | CA | CA-Western | Woodland | 7266 | 3A | NG | IC | 8.4 | 8.2 | 0 | 0 | 0 |  | Electric Utility | N | OP |  | Internal Combustion |  | Western
EXCLUDE | CA | CA-Western | Woodland | 7266 | 3B | NG | IC | 8.4 | 8.2 | 0 | 0 | 0 |  | Electric Utility | N | OP |  | Internal Combustion |  | Western
EXCLUDE | CA | CA-Western | Woodland | 7266 | 3C | NG | IC | 8.4 | 8.2 | 0 | 0 | 0 |  | Electric Utility | N | OP |  | Internal Combustion |  | Western
EXCLUDE | CA | CA-Western | Woodland | 7266 | 3D | NG | IC | 8.4 | 8.2 | 0 | 0 | 0 |  | Electric Utility | N | OP |  | Internal Combustion |  | Western
EXCLUDE | CA | CA-Western | Woodland | 7266 | 3E | NG | IC | 8.4 | 8.2 | 0 | 0 | 0 |  | Electric Utility | N | OP |  | Internal Combustion |  | Western
EXCLUDE | CA | CA-Western | Woodland | 7266 | 3F | NG | IC | 8.4 | 8.2 | 0 | 0 | 0 |  | Electric Utility | N | OP |  | Internal Combustion |  | Western
EXCLUDE | CA | CA-Western | Woodland | 7266 | NA1 | NG | GT | 50.4 | 48 | 0 | 0 | 0 |  | Electric Utility | N | OP |  | Simple cycle unit |  | Western
EXCLUDE | MI | MI-Eastern | 491 E 48th Street | 7268 | 7 | NG | GT | 39.1 | 32 | 0 | 12087.63 | 4342.05 |  | Electric Utility | N | OP |  | Simple cycle unit |  | Eastern
EXCLUDE | MI | MI-Eastern | 491 E 48th Street | 7268 | 8 | NG | GT | 39.1 | 32 | 0 | 12087.63 | 3306.64 |  | Electric Utility | N | OP |  | Simple cycle unit |  | Eastern
EXCLUDE | MI | MI-Eastern | 491 E 48th Street | 7268 | 9 | NG | GT | 83.5 | 72 | 0 | 25813.74 | 24853.67 |  | Electric Utility | N | OP |  | Simple cycle unit |  | Eastern
EXCLUDE | WI | WI-Eastern | Paris | 7270 | 1 | NG | GT | 95.4 | 88 | 1259 | 31176.75 | 31536.18 |  | Electric Utility | N | OP |  | Simple cycle unit |  | Eastern
EXCLUDE | WI | WI-Eastern | Paris | 7270 | 2 | NG | GT | 95.4 | 88 | 1412 | 31176.75 | 19413.42 |  | Electric Utility | N | OP |  | Simple cycle unit |  | Eastern
EXCLUDE | WI | WI-Eastern | Paris | 7270 | 3 | NG | GT | 95.4 | 88 | 1438 | 31176.75 | 23941.75 |  | Electric Utility | N | OP |  | Simple cycle unit |  | Eastern
EXCLUDE | WI | WI-Eastern | Paris | 7270 | 4 | NG | GT | 95.4 | 88 | 1283 | 31176.75 | 26091.36 |  | Electric Utility | N | OP |  | Simple cycle unit |  | Eastern
EXCLUDE | NC | NC-Eastern | Lincoln Combustion | 7277 | 1 | NG | GT | 109.6 | 79.2 | 1446 | 1781.63 | 2009.45 |  | Electric Utility | N | OP |  | Simple cycle unit |  | Eastern
EXCLUDE | NC | NC-Eastern | Lincoln Combustion | 7277 | 10 | NG | GT | 109.6 | 79.2 | 1446 | 1781.63 | 1783.16 |  | Electric Utility | N | OP |  | Simple cycle unit |  | Eastern
EXCLUDE | NC | NC-Eastern | Lincoln Combustion | 7277 | 11 | NG | GT | 109.6 | 79.2 | 1446 | 1781.63 | 1071.46 |  | Electric Utility | N | OP |  | Simple cycle unit |  | Eastern
EXCLUDE | NC | NC-Eastern | Lincoln Combustion | 7277 | 12 | NG | GT | 109.6 | 79.2 | 1446 | 1781.63 | 1296.8 |  | Electric Utility | N | OP |  | Simple cycle unit |  | Eastern
EXCLUDE | NC | NC-Eastern | Lincoln Combustion | 7277 | 13 | NG | GT | 109.6 | 79.2 | 1446 | 1781.63 | 1748.86 |  | Electric Utility | N | OP |  | Simple cycle unit |  | Eastern
EXCLUDE | NC | NC-Eastern | Lincoln Combustion | 7277 | 14 | NG | GT | 109.6 | 79.2 | 1446 | 1781.63 | 2480.65 |  | Electric Utility | N | OP |  | Simple cycle unit |  | Eastern
EXCLUDE | NC | NC-Eastern | Lincoln Combustion | 7277 | 15 | NG | GT | 109.6 | 79.2 | 1446 | 1781.63 | 1604.58 |  | Electric Utility | N | OP |  | Simple cycle unit |  | Eastern
EXCLUDE | NC | NC-Eastern | Lincoln Combustion | 7277 | 16 | NG | GT | 109.6 | 79.2 | 1446 | 1781.63 | 1242.26 |  | Electric Utility | N | OP |  | Simple cycle unit |  | Eastern
EXCLUDE | NC | NC-Eastern | Lincoln Combustion | 7277 | 2 | NG | GT | 109.6 | 79.2 | 1446 | 1781.63 | 1577.03 |  | Electric Utility | N | OP |  | Simple cycle unit |  | Eastern
EXCLUDE | NC | NC-Eastern | Lincoln Combustion | 7277 | 3 | NG | GT | 109.6 | 79.2 | 1446 | 1781.63 | 2952.76 |  | Electric Utility | N | OP |  | Simple cycle unit |  | Eastern
EXCLUDE | NC | NC-Eastern | Lincoln Combustion | 7277 | 4 | NG | GT | 109.6 | 79.2 | 1446 | 1781.63 | 2206.61 |  | Electric Utility | N | OP |  | Simple cycle unit |  | Eastern
EXCLUDE | NC | NC-Eastern | Lincoln Combustion | 7277 | 5 | NG | GT | 109.6 | 79.2 | 1446 | 1781.63 | 799.57 |  | Electric Utility | N | OP |  | Simple cycle unit |  | Eastern
EXCLUDE | NC | NC-Eastern | Lincoln Combustion | 7277 | 6 | NG | GT | 109.6 | 79.2 | 1446 | 1781.63 | 1066.83 |  | Electric Utility | N | OP |  | Simple cycle unit |  | Eastern
EXCLUDE | NC | NC-Eastern | Lincoln Combustion | 7277 | 7 | NG | GT | 109.6 | 79.2 | 1446 | 1781.63 | 2179.28 |  | Electric Utility | N | OP |  | Simple cycle unit |  | Eastern
EXCLUDE | NC | NC-Eastern | Lincoln Combustion | 7277 | 8 | NG | GT | 109.6 | 79.2 | 1446 | 1781.63 | 1571.59 |  | Electric Utility | N | OP |  | Simple cycle unit |  | Eastern
EXCLUDE | NC | NC-Eastern | Lincoln Combustion | 7277 | 9 | NG | GT | 109.6 | 79.2 | 1446 | 1781.63 | 1862.52 |  | Electric Utility | N | OP |  | Simple cycle unit |  | Eastern
EXCLUDE | OH | OH-Eastern | O'Shaughnessy Hydro | 7279 | 1 | WAT | HY | 1.3 | 1.3 | 0 | 442 | 0 |  | Electric Utility | N | OP |  | Non Combustion (NUC, WAT, WND, GEO, or SUN) |  | Eastern
EXCLUDE | OH | OH-Eastern | O'Shaughnessy Hydro | 7279 | 2 | WAT | HY | 3.9 | 3.9 | 0 | 1326 | 0 |  | Electric Utility | N | OP |  | Non Combustion (NUC, WAT, WND, GEO, or SUN) |  | Eastern
EXCLUDE | KS | KS-Eastern | Gardner Energy Center | 7281 | CT1 | NG | GT | 19.6 | 13.5 | 0 | 653 | 652.12 |  | Electric Utility | N | OP |  | Simple cycle unit |  | Eastern
EXCLUDE | KS | KS-Eastern | Gardner Energy Center | 7281 | CT2 | NG | GT | 19.6 | 13.5 | 0 | 653 | 652.12 |  | Electric Utility | N | OP |  | Simple cycle unit |  | Eastern
EXCLUDE | AR | AR-Eastern | Paragould Turbine | 7283 | 1 | NG | GT | 3.4 | 3.4 | 0 | 1564 | 1279.07 |  | Electric Utility | N | OP |  | Simple cycle unit |  | Eastern
EXCLUDE | AR | AR-Eastern | Paragould Turbine | 7283 | 2 | NG | GT | 3.4 | 3.4 | 0 | 1564 | 1279.07 |  | Electric Utility | N | OP |  | Simple cycle unit |  | Eastern
EXCLUDE | AR | AR-Eastern | Paragould Turbine | 7283 | 3 | NG | GT | 3.4 | 3.4 | 0 | 1564 | 1279.07 |  | Electric Utility | N | OP |  | Simple cycle unit |  | Eastern
EXCLUDE | AR | AR-Eastern | Paragould Turbine | 7283 | 4 | NG | GT | 3.4 | 3.4 | 0 | 1564 | 1279.07 |  | Electric Utility | N | OP |  | Simple cycle unit |  | Eastern
EXCLUDE | AR | AR-Eastern | Paragould Turbine | 7283 | 5 | DFO | IC | 0.3 | 0.2 | 0 | 0 | 0 |  | Electric Utility | N | OP |  | Internal Combustion |  | Eastern
EXCLUDE | OH | OH-Eastern | Richard Gorsuch | 7286 | 1 | BIT | ST | 50 | 50 | 0 | 0 | 0 |  | Electric Utility | Y | RE | 2010 | Retired prior to 2012 |  | Eastern
EXCLUDE | OH | OH-Eastern | Richard Gorsuch | 7286 | 2 | BIT | ST | 50 | 50 | 0 | 0 | 0 |  | Electric Utility | Y | RE | 2010 | Retired prior to 2012 |  | Eastern
EXCLUDE | OH | OH-Eastern | Richard Gorsuch | 7286 | 3 | BIT | ST | 50 | 50 | 0 | 0 | 0 |  | Electric Utility | Y | RE | 2010 | Retired prior to 2012 |  | Eastern
EXCLUDE | OH | OH-Eastern | Richard Gorsuch | 7286 | 4 | BIT | ST | 50 | 50 | 0 | 0 | 0 |  | Electric Utility | Y | RE | 2010 | Retired prior to 2012 |  | Eastern
EXCLUDE | NJ | NJ-Eastern | Sherman Avenue | 7288 | SEHR | NG | GT | 112.8 | 82.4 | 1100 | 30756 | 23404.29 |  | IPP Non-CHP | N | OP |  | Simple cycle unit |  | Eastern
NGCC | FL | FL-Eastern | Central Energy Plant | 7294 | GTG | NG | CC | 61.5 | 48 | 505 | 357237.69 | 182680.22 |  | Electric Utility | Y | OP |  |  |  | Eastern
NGCC | FL | FL-Eastern | Central Energy Plant | 7294 | STG | NG | CC | 8.5 | 8 | 505 | 49374.31 | 25248.49 | 1 | Electric Utility | Y | OP |  |  |  | Eastern
EXCLUDE | MO | MO-Eastern | State Line Combined Cycle | 7296 | 1 | NG | GT | 123 | 94 | 1350 | 8379 | 6937.31 |  | Electric Utility | N | OP |  | Simple cycle unit |  | Eastern
NGCC | MO | MO-Eastern | State Line Combined Cycle | 7296 | 2-1 | NG | CC | 181 | 159 | 2045 | 615344.5 | 273933.43 |  | Electric Utility | N | OP |  |  |  | Eastern
NGCC | MO | MO-Eastern | State Line Combined Cycle | 7296 | 2-2 | NG | CC | 180 | 158 | 2045 | 611944.81 | 272419.99 |  | Electric Utility | N | OP |  |  |  | Eastern
NGCC | MO | MO-Eastern | State Line Combined Cycle | 7296 | 2-3 | NG | CC | 206.5 | 178 | 2045 | 702036.69 | 312526.26 |  | Electric Utility | N | OP |  |  |  | Eastern
EXCLUDE | SC | SC-Eastern | NA 8 | 7300 | GT8 | NG | GT | 170 | 150 | 0 | 0 | 0 |  | Electric Utility | N | IP |  | Status of Operation (IP, L, P, T) |  | Eastern
NGCC | FL | FL-Eastern | Hines Energy Complex | 7302 | 1GT | NG | CC | 173.4 | 151 | 2050 | 996217.3 | 414128.52 |  | Electric Utility | N | OP |  |  |  | Eastern
NGCC | FL | FL-Eastern | Hines Energy Complex | 7302 | 1GT2 | NG | CC | 173.4 | 151 | 2050 | 996217.3 | 414128.52 |  | Electric Utility | N | OP |  |  |  | Eastern
NGCC | FL | FL-Eastern | Hines Energy Complex | 7302 | 1ST | NG | CC | 199.7 | 160 | 2050 | 1147316 | 476940.41 |  | Electric Utility | N | OP |  |  |  | Eastern
NGCC | FL | FL-Eastern | Hines Energy Complex | 7302 | 2GT | NG | CC | 167.7 | 154 | 2100 | 963469.67 | 400515.3 |  | Electric Utility | N | OP |  |  |  | Eastern
NGCC | FL | FL-Eastern | Hines Energy Complex | 7302 | 2GT2 | NG | CC | 167.7 | 154 | 2100 | 963469.67 | 400515.3 |  | Electric Utility | N | OP |  |  |  | Eastern
NGCC | FL | FL-Eastern | Hines Energy Complex | 7302 | 2ST | NG | CC | 180.6 | 182 | 2050 | 1037582.72 | 431324.17 |  | Electric Utility | N | OP |  |  |  | Eastern
NGCC | FL | FL-Eastern | Hines Energy Complex | 7302 | 3GT | NG | CC | 193 | 155 | 2155 | 1108823.17 | 460938.9 |  | Electric Utility | N | OP |  |  |  | Eastern
NGCC | FL | FL-Eastern | Hines Energy Complex | 7302 | 3GT2 | NG | CC | 193 | 155 | 2155 | 1108823.17 | 460938.9 |  | Electric Utility | N | OP |  |  |  | Eastern
NGCC | FL | FL-Eastern | Hines Energy Complex | 7302 | 3ST | NG | CC | 204 | 178 | 2100 | 1172020.35 | 487210.03 |  | Electric Utility | N | OP |  |  |  | Eastern
NGCC | FL | FL-Eastern | Hines Energy Complex | 7302 | 4GT | NG | CC | 199 | 151 | 2122 | 1143294.36 | 475268.61 |  | Electric Utility | N | OP |  |  |  | Eastern
NGCC | FL | FL-Eastern | Hines Energy Complex | 7302 | 4GT2 | NG | CC | 199 | 151 | 2122 | 1143294.36 | 475268.61 |  | Electric Utility | N | OP |  |  |  | Eastern
NGCC | FL | FL-Eastern | Hines Energy Complex | 7302 | 4ST | NG | CC | 212 | 170 | 2100 | 1217981.93 | 506316.3 |  | Electric Utility | N | OP |  |  |  | Eastern
EXCLUDE | FL | FL-Eastern | Hines Energy Complex | 7302 | 5 | NG | CC | 517 | 461 | 0 | 0 | 0 |  | Electric Utility | N | IP |  | Status of Operation (IP, L, P, T) |  | Eastern
EXCLUDE | FL | FL-Eastern | Hines Energy Complex | 7302 | 6 | NG | CC | 517 | 461 | 0 | 0 | 0 |  | Electric Utility | N | IP |  | Status of Operation (IP, L, P, T) |  | Eastern
EXCLUDE | MO | MO-Eastern | Palmyra Municipal 2 | 7304 | IC10 | NG | IC | 3.5 | 3.5 | 0 | 0 | 0 |  | Electric Utility | N | OP |  | Internal Combustion |  | Eastern
EXCLUDE | MO | MO-Eastern | Palmyra Municipal 2 | 7304 | IC9 | NG | IC | 3.5 | 3.5 | 0 | 0 | 0 |  | Electric Utility | N | OP |  | Internal Combustion |  | Eastern
EXCLUDE | CA | CA-Western | Redding Power | 7307 | 1 | NG | GT | 18 | 15 | 123.9 | 10441.14 | 6998.93 |  | Electric Utility | N | OP |  | Simple cycle unit |  | Western
EXCLUDE | CA | CA-Western | Redding Power | 7307 | 2 | NG | GT | 27.9 | 23 | 192.05 | 16183.76 | 10848.34 |  | Electric Utility | N | OP |  | Simple cycle unit |  | Western
EXCLUDE | CA | CA-Western | Redding Power | 7307 | 3 | NG | GT | 27.9 | 23 | 192.05 | 16183.76 | 10848.34 |  | Electric Utility | N | OP |  | Simple cycle unit |  | Western
NGCC | CA | CA-Western | Redding Power | 7307 | 4 | NG | CC | 26.8 | 28 | 508.5 | 16922.74 | 1323.71 |  | Electric Utility | N | OP |  |  |  | Western
NGCC | CA | CA-Western | Redding Power | 7307 | 5 | NG | CC | 40 | 39 | 508.5 | 7585.5 | 1975.68 |  | Electric Utility | N | OP |  |  |  | Western
NGCC | CA | CA-Western | Redding Power | 7307 | 6 | NG | CC | 42.5 | 39 | 508.5 | 7585.5 | 2099.16 |  | Electric Utility | N | OP |  |  |  | Western
NGCC | NY | NY-Eastern | Richard M Flynn | 7314 | NA1 | NG | CC | 108 | 87.6 | 1325 | 805280.27 | 385687.17 |  | Electric Utility | N | OP |  |  |  | Eastern
NGCC | NY | NY-Eastern | Richard M Flynn | 7314 | NA2 | NG | CC | 56 | 48.6 | 1325 | 417552.73 | 199985.94 |  | Electric Utility | N | OP |  |  |  | Eastern
EXCLUDE | CA | CA-Western | Almond Power Plant | 7315 | 1 | NG | GT | 49.5 | 49.5 | 459 | 29980.61 | 19976.83 |  | Electric Utility | N | OP |  | Simple cycle unit |  | Western
EXCLUDE | CA | CA-Western | Almond Power Plant | 7315 | 2 | NG | GT | 58 | 50 | 501.1 | 35128.8 | 24183.55 |  | Electric Utility | N | OP |  | Simple cycle unit | Yes | Western
EXCLUDE | CA | CA-Western | Almond Power Plant | 7315 | 3 | NG | GT | 58 | 50 | 501.1 | 35128.8 | 26369.77 |  | Electric Utility | N | OP |  | Simple cycle unit | Yes | Western
EXCLUDE | CA | CA-Western | Almond Power Plant | 7315 | 4 | NG | GT | 58 | 50 | 501.1 | 35128.8 | 16983.5 |  | Electric Utility | N | OP |  | Simple cycle unit | Yes | Western
EXCLUDE | WY | WY-Western | Buffalo Bill | 7317 | 1 | WAT | HY | 6 | 6 | 0 | 21994.33 | 0 |  | Electric Utility | N | OP |  | Non Combustion (NUC, WAT, WND, GEO, or SUN) |  | Western
EXCLUDE | WY | WY-Western | Buffalo Bill | 7317 | 2 | WAT | HY | 6 | 6 | 0 | 21994.33 | 0 |  | Electric Utility | N | OP |  | Non Combustion (NUC, WAT, WND, GEO, or SUN) |  | Western
EXCLUDE | WY | WY-Western | Buffalo Bill | 7317 | 3 | WAT | HY | 6 | 6 | 0 | 21994.33 | 0 |  | Electric Utility | N | OP |  | Non Combustion (NUC, WAT, WND, GEO, or SUN) |  | Western
EXCLUDE | DE | DE-Eastern | Van Sant Station | 7318 | 1 | NG | GT | 45.1 | 39 | 546.7 | 714 | 692.72 |  | IPP Non-CHP | N | OP |  | Simple cycle unit |  | Eastern
EXCLUDE | TX | TX-ERCOT | San Jacinto Steam Electric Station | 7325 | 1 | NG | GT | 88.2 | 81 | 1400 | 453497 | 333078.66 |  | IPP Non-CHP | N | OP |  | Simple cycle unit |  | ERCOT
EXCLUDE | TX | TX-ERCOT | San Jacinto Steam Electric Station | 7325 | 2 | NG | GT | 88.2 | 81 | 1400 | 453497 | 423747.8 |  | IPP Non-CHP | N | OP |  | Simple cycle unit |  | ERCOT
EXCLUDE | IN | IN-Eastern | Richmond | 7335 | RCT1 | NG | GT | 41.4 | 34 | 560 | 1930.5 | 1119.45 |  | Electric Utility | N | OP |  | Simple cycle unit |  | Eastern
EXCLUDE | IN | IN-Eastern | Richmond | 7335 | RCT2 | NG | GT | 41.4 | 34 | 560 | 1930.5 | 1965.88 |  | Electric Utility | N | OP |  | Simple cycle unit |  | Eastern
EXCLUDE | IN | IN-Eastern | Anderson | 7336 | ACT1 | NG | GT | 41.4 | 34 | 560 | 4495.59 | 2427.75 |  | Electric Utility | N | OP |  | Simple cycle unit |  | Eastern
EXCLUDE | IN | IN-Eastern | Anderson | 7336 | ACT2 | NG | GT | 41.4 | 34 | 560 | 4495.59 | 3442.68 |  | Electric Utility | N | OP |  | Simple cycle unit |  | Eastern
EXCLUDE | IN | IN-Eastern | Anderson | 7336 | ACT3 | NG | GT | 85.9 | 72 | 1103.8 | 9327.81 | 8479.85 |  | Electric Utility | N | OP |  | Simple cycle unit |  | Eastern
EXCLUDE | VT | VT-Eastern | Florence | 7337 | 1 | DFO | GT | 4.6 | 3 | 0 | 0 | 0 |  | Electric Utility | N | OP |  | State not covered under final 111(d) |  | Eastern
EXCLUDE | VT | VT-Eastern | Florence | 7337 | 2 | DFO | GT | 4.6 | 2.9 | 0 | 0 | 0 |  | Electric Utility | N | OP |  | State not covered under final 111(d) |  | Eastern
EXCLUDE | CA | CA-Western | Grizzly | 7338 | NA1 | WAT | HY | 22 | 23.4 | 0 | 30583 | 0 |  | Electric Utility | N | OP |  | Non Combustion (NUC, WAT, WND, GEO, or SUN) |  | Western
EXCLUDE | KS | KS-Eastern | Wellington 2 | 7339 | 6 | NG | GT | 20 | 21 | 0 | 1460 | 1250 |  | Electric Utility | N | OP |  | Simple cycle unit |  | Eastern
COALST | IA | IA-Eastern | George Neal South | 7343 | 4 | SUB | ST | 640 | 644.8 | 7400 | 4335091 | 4693780.63 |  | Electric Utility | Y | OP |  |  |  | Eastern
EXCLUDE | FL | FL-Eastern | University of Florida | 7345 | P1 | NG | GT | 43 | 46 | 586 | 361306 | 207773.74 |  | Electric Utility | Y | OP |  | Simple cycle unit |  | Eastern
EXCLUDE | GA | GA-Eastern | Robins | 7348 | 1 | NG | GT | 91.9 | 80 | 1155 | 898 | 1286 |  | Electric Utility | N | OP |  | Simple cycle unit |  | Eastern
EXCLUDE | GA | GA-Eastern | Robins | 7348 | 2 | NG | GT | 91.9 | 80 | 1155 | 898 | 842.33 |  | Electric Utility | N | OP |  | Simple cycle unit |  | Eastern
NGCC | OR | OR-Western | Coyote Springs | 7350 | 1 | NG | CC | 185.7 | 165 | 2000 | 786476.81 | 341740.08 |  | Electric Utility | Y | OP |  |  |  | Western
NGCC | OR | OR-Western | Coyote Springs | 7350 | 2 | NG | CC | 80.6 | 70 | 2000 | 341357.19 | 148326.6 |  | Electric Utility | Y | OP |  |  |  | Western
EXCLUDE | WI | WI-Eastern | Lincoln Turbines | 7366 | 1 | WND | WT | 9.2 | 1.4 | 0 | 14454 | 0 |  | Electric Utility | N | OP |  | Non Combustion (NUC, WAT, WND, GEO, or SUN) |  | Eastern
EXCLUDE | AK | AK-Alaska | Bradley Lake | 7367 | 1 | WAT | HY | 63 | 63 | 0 | 198686.5 | 0 |  | Electric Utility | N | OP |  | State not covered under final 111(d) |  | Alaska
EXCLUDE | AK | AK-Alaska | Bradley Lake | 7367 | 2 | WAT | HY | 63 | 63 | 0 | 198686.5 | 0 |  | Electric Utility | N | OP |  | State not covered under final 111(d) |  | Alaska
EXCLUDE | CA | CA-Western | Geothermal 1 | 7368 | 1 | GEO | ST | 55 | 25 | 0 | 229121.5 | 0 |  | Electric Utility | N | OP |  | Non Combustion (NUC, WAT, WND, GEO, or SUN) |  | Western
EXCLUDE | CA | CA-Western | Geothermal 1 | 7368 | 2 | GEO | ST | 55 | 25 | 0 | 229121.5 | 0 |  | Electric Utility | N | OP |  | Non Combustion (NUC, WAT, WND, GEO, or SUN) |  | Western
EXCLUDE | CA | CA-Western | Geothermal 2 | 7369 | 3 | GEO | ST | 55 | 30.1 | 0 | 208299 | 0 |  | Electric Utility | N | SB |  | Non Combustion (NUC, WAT, WND, GEO, or SUN) |  | Western
EXCLUDE | CA | CA-Western | Geothermal 2 | 7369 | 4 | GEO | ST | 55 | 48 | 0 | 208299 | 0 |  | Electric Utility | N | OP |  | Non Combustion (NUC, WAT, WND, GEO, or SUN) |  | Western
EXCLUDE | CO | CO-Western | Kit Carson Windpower | 57244 | KCW | WND | WT | 51 | 51 | 0 | 201211 | 0 |  | IPP Non-CHP | N | OP |  | Non Combustion (NUC, WAT, WND, GEO, or SUN) |  | Western
EXCLUDE | CO | CO-Western | La Junta | 506 | 1 | DFO | IC | 0.6 | 0.5 | 0 | 0 | 0 |  | Electric Utility | N | RE | 2003 | Retired prior to 2012 |  | Western
EXCLUDE | MN | MN-Eastern | Alliant Techsystems | 7376 | 1 | DFO | IC | 1.6 | 1.6 | 0 | 0 | 0 |  | Electric Utility | N | SB | 2013 | Internal Combustion |  | Eastern
EXCLUDE | MN | MN-Eastern | United Health Care | 7377 | 1 | DFO | GT | 1.8 | 1.8 | 0 | 0 | 0 |  | Electric Utility | N | RE | 2008 | Retired prior to 2012 |  | Eastern
EXCLUDE | MN | MN-Eastern | United Health Care | 7377 | 2 | DFO | GT | 1.8 | 1.8 | 0 | 0 | 0 |  | Electric Utility | N | RE | 2008 | Retired prior to 2012 |  | Eastern
EXCLUDE | MN | MN-Eastern | United Hospital | 7378 | 1 | DFO | IC | 1.6 | 1.6 | 0 | 0 | 0 |  | Commercial Non-CHP | N | SB |  | Commercial/Industrial Unit |  | Eastern
EXCLUDE | MN | MN-Eastern | United Hospital | 7378 | 2 | DFO | IC | 1.6 | 1.6 | 0 | 0 | 0 |  | Commercial Non-CHP | N | SB |  | Commercial/Industrial Unit |  | Eastern
EXCLUDE | MN | MN-Eastern | United Hospital | 7378 | 3 | DFO | IC | 1.6 | 1.6 | 0 | 0 | 0 |  | Commercial Non-CHP | N | SB |  | Commercial/Industrial Unit |  | Eastern
EXCLUDE | FL | FL-Eastern | Midulla Generating Station | 7380 | 1 | DFO | CC | 300 | 260 | 0 | 0 | 0 |  | Electric Utility | N | IP |  | Status of Operation (IP, L, P, T) |  | Eastern
EXCLUDE | FL | FL-Eastern | Midulla Generating Station | 7380 | 2 | DFO | CC | 193 | 153 | 0 | 0 | 0 |  | Electric Utility | N | IP |  | Status of Operation (IP, L, P, T) |  | Eastern
NGCC | FL | FL-Eastern | Midulla Generating Station | 7380 | CT1 | NG | CC | 199 | 151 | 1968 | 844908.56 | 381875.47 |  | Electric Utility | N | OP |  |  |  | Eastern
NGCC | FL | FL-Eastern | Midulla Generating Station | 7380 | CT2 | NG | CC | 199 | 151 | 1962 | 844908.56 | 381875.47 |  | Electric Utility | N | OP |  |  |  | Eastern
EXCLUDE | FL | FL-Eastern | Midulla Generating Station | 7380 | GT4 | NG | GT | 62 | 54 | 1144 | 60632.8 | 31764.86 |  | Electric Utility | N | OP |  | Simple cycle unit |  | Eastern
EXCLUDE | FL | FL-Eastern | Midulla Generating Station | 7380 | GT5 | NG | GT | 62 | 54 | 1144 | 60632.8 | 43649.82 |  | Electric Utility | N | OP |  | Simple cycle unit |  | Eastern
EXCLUDE | FL | FL-Eastern | Midulla Generating Station | 7380 | GT6 | NG | GT | 62 | 54 | 1144 | 60632.8 | 45624.54 |  | Electric Utility | N | OP |  | Simple cycle unit |  | Eastern
EXCLUDE | FL | FL-Eastern | Midulla Generating Station | 7380 | GT7 | NG | GT | 62 | 54 | 1144 | 60632.8 | 47339.66 |  | Electric Utility | N | OP |  | Simple cycle unit |  | Eastern
EXCLUDE | FL | FL-Eastern | Midulla Generating Station | 7380 | GT8 | NG | GT | 62 | 54 | 1144 | 60632.8 | 41704.31 |  | Electric Utility | N | OP |  | Simple cycle unit |  | Eastern
EXCLUDE | FL | FL-Eastern | Midulla Generating Station | 7380 | PW9 | NG | CC | 62 | 54 | 0 | 0 | 0 |  | Electric Utility | N | IP |  | Status of Operation (IP, L, P, T) |  | Eastern
NGCC | FL | FL-Eastern | Midulla Generating Station | 7380 | ST3 | NG | CC | 189 | 168 | 1968 | 802450.84 | 362685.75 |  | Electric Utility | N | OP |  |  |  | Eastern
EXCLUDE | VT | VT-Eastern | Searsburg Wind Turbine | 7381 | 1 | WND | WT | 6 | 5.2 | 0 | 12172 | 0 |  | Electric Utility | N | OP |  | State not covered under final 111(d) |  | Eastern
EXCLUDE | IL | IL-Eastern | Indian Trails Cogen 1 | 7384 | 1 | NG | ST | 21 | 10 | 0 | 0 | 0 |  | Industrial CHP | Y | RE | 2010 | Commercial/Industrial Unit |  | Eastern
EXCLUDE | MO | MO-Eastern | Poplar Bluff Generating Station | 7392 | 1 | NG | IC | 7 | 7 | 0 | 0 | 0 |  | Electric Utility | N | OP |  | Internal Combustion |  | Eastern
EXCLUDE | MO | MO-Eastern | Poplar Bluff Generating Station | 7392 | 2 | NG | IC | 7 | 7 | 0 | 0 | 0 |  | Electric Utility | N | OP |  | Internal Combustion |  | Eastern
EXCLUDE | MO | MO-Eastern | Poplar Bluff Generating Station | 7392 | 3 | NG | IC | 6.7 | 6.6 | 0 | 0 | 0 |  | Electric Utility | N | OP |  | Internal Combustion |  | Eastern
EXCLUDE | MO | MO-Eastern | Poplar Bluff Generating Station | 7392 | 4 | NG | IC | 6.7 | 6.6 | 0 | 0 | 0 |  | Electric Utility | N | OP |  | Internal Combustion |  | Eastern
EXCLUDE | MO | MO-Eastern | Poplar Bluff Generating Station | 7392 | 5 | NG | IC | 6.7 | 6.6 | 0 | 0 | 0 |  | Electric Utility | N | OP |  | Internal Combustion |  | Eastern
EXCLUDE | KS | KS-Eastern | Lakin Municipal | 7393 | LK1 | NG | IC | 4.4 | 4.1 | 0 | 0 | 0 |  | Electric Utility | N | OP |  | Internal Combustion |  | Eastern
EXCLUDE | TX | TX-ERCOT | Gonzales Hydro Plant | 7394 | 1 | WAT | HY | 0.5 | 0.3 | 0 | 0 | 0 |  | Electric Utility | N | OS |  | Non Combustion (NUC, WAT, WND, GEO, or SUN) |  | ERCOT
EXCLUDE | TX | TX-ERCOT | Gonzales Hydro Plant | 7394 | 2 | WAT | HY | 0.5 | 0.3 | 0 | 0 | 0 |  | Electric Utility | N | OS |  | Non Combustion (NUC, WAT, WND, GEO, or SUN) |  | ERCOT
EXCLUDE | TX | TX-ERCOT | Gonzales Hydro Plant | 7394 | 3 | WAT | HY | 0.5 | 0.3 | 0 | 0 | 0 |  | Electric Utility | N | OS |  | Non Combustion (NUC, WAT, WND, GEO, or SUN) |  | ERCOT
EXCLUDE | MA | MA-Eastern | Front Street | 7396 | 1 | DFO | IC | 2.7 | 2.8 | 0 | 0 | 0 |  | Electric Utility | N | OP |  | Internal Combustion |  | Eastern
EXCLUDE | MA | MA-Eastern | Front Street | 7396 | 2 | DFO | IC | 2.7 | 2.8 | 0 | 0 | 0 |  | Electric Utility | N | OP |  | Internal Combustion |  | Eastern
EXCLUDE | MA | MA-Eastern | Front Street | 7396 | 3 | DFO | IC | 2.7 | 2.8 | 0 | 0 | 0 |  | Electric Utility | N | OP |  | Internal Combustion |  | Eastern
EXCLUDE | PA | PA-Eastern | Falling Spring | 7397 | 5 | NG | IC | 2 | 2.1 | 0 | 0 | 0 |  | Electric Utility | N | OP |  | Internal Combustion |  | Eastern
EXCLUDE | PA | PA-Eastern | Falling Spring | 7397 | 6 | NG | IC | 2 | 2.1 | 0 | 0 | 0 |  | Electric Utility | N | OP |  | Internal Combustion |  | Eastern
EXCLUDE | PA | PA-Eastern | Falling Spring | 7397 | 7 | NG | IC | 3.2 | 2.9 | 0 | 0 | 0 |  | Electric Utility | N | OP |  | Internal Combustion |  | Eastern
EXCLUDE | MI | MI-Eastern | Water Street Station | 7398 | GEN1 | NG | IC | 5.7 | 5.7 | 0 | 0 | 0 |  | Electric Utility | N | OP |  | Internal Combustion |  | Eastern
EXCLUDE | MI | MI-Eastern | Water Street Station | 7398 | GEN2 | NG | IC | 6.9 | 6.9 | 0 | 0 | 0 |  | Electric Utility | N | OP |  | Internal Combustion |  | Eastern
EXCLUDE | MI | MI-Eastern | Henry Station | 7399 | GEN3 | NG | IC | 7.7 | 7.7 | 0 | 0 | 0 |  | Electric Utility | N | OP |  | Internal Combustion |  | Eastern
EXCLUDE | MI | MI-Eastern | Henry Station | 7399 | GEN4 | NG | IC | 7.7 | 7.7 | 0 | 0 | 0 |  | Electric Utility | N | OP |  | Internal Combustion |  | Eastern
EXCLUDE | MO | MO-Eastern | Salisbury City of | 7400 | 1 | DFO | IC | 1 | 0.8 | 0 | 0 | 0 |  | Electric Utility | N | OP |  | Internal Combustion |  | Eastern
EXCLUDE | MO | MO-Eastern | Salisbury City of | 7400 | 2 | DFO | IC | 1 | 0.8 | 0 | 0 | 0 |  | Electric Utility | N | OP |  | Internal Combustion |  | Eastern
EXCLUDE | MO | MO-Eastern | Salisbury City of | 7400 | 3 | DFO | IC | 2.2 | 1.8 | 0 | 0 | 0 |  | Electric Utility | N | OP |  | Internal Combustion |  | Eastern
EXCLUDE | MO | MO-Eastern | Salisbury City of | 7400 | 4 | DFO | IC | 2.2 | 1.8 | 0 | 0 | 0 |  | Electric Utility | N | OP |  | Internal Combustion |  | Eastern
EXCLUDE | MO | MO-Eastern | Shelbina Power #1 | 7405 | G1 | DFO | IC | 3 | 3 | 0 | 0 | 0 |  | Electric Utility | N | OP |  | Internal Combustion |  | Eastern
EXCLUDE | MO | MO-Eastern | Shelbina Power #1 | 7405 | G2 | DFO | IC | 1.6 | 1.6 | 0 | 0 | 0 |  | Electric Utility | N | OP |  | Internal Combustion |  | Eastern
EXCLUDE | MO | MO-Eastern | Shelbina Power #2 | 7406 | G3 | DFO | IC | 1.6 | 1.6 | 0 | 0 | 0 |  | Electric Utility | N | OP |  | Internal Combustion |  | Eastern
EXCLUDE | MO | MO-Eastern | Shelbina Power #2 | 7406 | G4 | DFO | IC | 1.6 | 1.6 | 0 | 0 | 0 |  | Electric Utility | N | OP |  | Internal Combustion |  | Eastern
EXCLUDE | MO | MO-Eastern | Shelbina Power #2 | 7406 | G5 | DFO | IC | 1.6 | 1.6 | 0 | 0 | 0 |  | Electric Utility | N | OP |  | Internal Combustion |  | Eastern
EXCLUDE | MO | MO-Eastern | Shelbina Power #2 | 7406 | G6 | DFO | IC | 1.8 | 1.8 | 0 | 0 | 0 |  | Electric Utility | N | OP |  | Internal Combustion |  | Eastern
EXCLUDE | UT | UT-Western | Payson | 7408 | 86-1 | NG | IC | 2.6 | 2.6 | 0 | 0 | 0 |  | Electric Utility | N | OP |  | Internal Combustion |  | Western
EXCLUDE | UT | UT-Western | Payson | 7408 | 86-2 | NG | IC | 2.6 | 2.6 | 0 | 0 | 0 |  | Electric Utility | N | OP |  | Internal Combustion |  | Western
EXCLUDE | UT | UT-Western | Payson | 7408 | 86-3 | NG | IC | 2.5 | 2 | 0 | 0 | 0 |  | Electric Utility | N | OP |  | Internal Combustion |  | Western
EXCLUDE | UT | UT-Western | Payson | 7408 | 86-4 | NG | IC | 2 | 2 | 0 | 0 | 0 |  | Electric Utility | N | OP |  | Internal Combustion |  | Western
EXCLUDE | OR | OR-Western | Short Mountain | 7413 | 1 | LFG | IC | 0.8 | 0.8 | 0 | 0 | 0 |  | Electric Utility | N | OP |  | Non-Fossil Fuel Type (Less than 10% Fossil Fuel) |  | Western
EXCLUDE | OR | OR-Western | Short Mountain | 7413 | 2 | LFG | IC | 0.8 | 0.8 | 0 | 0 | 0 |  | Electric Utility | N | OP |  | Non-Fossil Fuel Type (Less than 10% Fossil Fuel) |  | Western
EXCLUDE | OR | OR-Western | Short Mountain | 7413 | 3 | LFG | IC | 0.8 | 0.8 | 0 | 0 | 0 |  | Electric Utility | N | OP |  | Non-Fossil Fuel Type (Less than 10% Fossil Fuel) |  | Western
EXCLUDE | OR | OR-Western | Short Mountain | 7413 | 4 | LFG | IC | 0.8 | 0.8 | 0 | 0 | 0 |  | Electric Utility | N | OP |  | Non-Fossil Fuel Type (Less than 10% Fossil Fuel) |  | Western
EXCLUDE | AK | AK-Alaska | Thorne Bay Plant | 7414 | 2 | DFO | IC | 0.6 | 0.6 | 0 | 0 | 0 |  | Electric Utility | N | OP |  | State not covered under final 111(d) |  | Alaska
EXCLUDE | AK | AK-Alaska | Thorne Bay Plant | 7414 | 4 | DFO | IC | 0.4 | 0.4 | 0 | 0 | 0 |  | Electric Utility | N | OP |  | State not covered under final 111(d) |  | Alaska
EXCLUDE | MN | MN-Eastern | Lakefield Utilities | 7415 | 1 | DFO | IC | 0.1 | 0.2 | 0 | 0 | 0 |  | Electric Utility | N | RE | 2002 | Retired prior to 2012 |  | Eastern
EXCLUDE | MN | MN-Eastern | Lakefield Utilities | 7415 | 2 | DFO | IC | 0.3 | 0.3 | 0 | 0 | 0 |  | Electric Utility | N | RE | 2002 | Retired prior to 2012 |  | Eastern
EXCLUDE | MN | MN-Eastern | Lakefield Utilities | 7415 | 3 | DFO | IC | 0.6 | 0.5 | 0 | 0 | 0 |  | Electric Utility | N | RE | 2002 | Retired prior to 2012 |  | Eastern
EXCLUDE | MN | MN-Eastern | Lakefield Utilities | 7415 | 4 | DFO | IC | 1 | 0.8 | 0 | 0 | 0 |  | Electric Utility | N | RE | 2002 | Retired prior to 2012 |  | Eastern
EXCLUDE | MN | MN-Eastern | Lakefield Utilities | 7415 | 5 | DFO | IC | 1.2 | 1 | 0 | 0 | 0 |  | Electric Utility | N | OP |  | Internal Combustion |  | Eastern
EXCLUDE | MN | MN-Eastern | Lakefield Utilities | 7415 | 6 | DFO | IC | 2.2 | 2 | 0 | 0 | 0 |  | Electric Utility | N | OP |  | Internal Combustion |  | Eastern
EXCLUDE | IL | IL-Eastern | Interstate | 7425 | 1 | NG | GT | 138.6 | 112 | 1370 | 7621 | 6244.9 |  | Electric Utility | N | OP |  | Simple cycle unit |  | Eastern
EXCLUDE | WA | WA-Western | Cowlitz Falls | 7427 | U#1 | WAT | HY | 35 | 35 | 0 | 152633.5 | 0 |  | Electric Utility | N | OP |  | Non Combustion (NUC, WAT, WND, GEO, or SUN) |  | Western
EXCLUDE | WA | WA-Western | Cowlitz Falls | 7427 | U#2 | WAT | HY | 35 | 35 | 0 | 152633.5 | 0 |  | Electric Utility | N | OP |  | Non Combustion (NUC, WAT, WND, GEO, or SUN) |  | Western
EXCLUDE | NC | NC-Eastern | Edenton Generators | 7429 | 1 | DFO | IC | 1.2 | 1.2 | 0 | 0 | 0 |  | Electric Utility | N | OP |  | Internal Combustion |  | Eastern
EXCLUDE | NC | NC-Eastern | Edenton Generators | 7429 | 2 | DFO | IC | 1.2 | 1.2 | 0 | 0 | 0 |  | Electric Utility | N | OP |  | Internal Combustion |  | Eastern
EXCLUDE | OR | OR-Western | Dalles Dam North Fishway Project | 7431 | 1 | WAT | HY | 6.5 | 5 | 0 | 38221 | 0 |  | Electric Utility | N | OP |  | Non Combustion (NUC, WAT, WND, GEO, or SUN) |  | Western
EXCLUDE | KS | KS-Eastern | Oxford | 7432 | 1 | DFO | IC | 1.1 | 0.6 | 0 | 0 | 0 |  | Electric Utility | N | RE | 2005 | Retired prior to 2012 |  | Eastern
EXCLUDE | KS | KS-Eastern | Oxford | 7432 | 1A | DFO | IC | 1.7 | 1.6 | 0 | 0 | 0 |  | Electric Utility | N | OP |  | Internal Combustion |  | Eastern
EXCLUDE | KS | KS-Eastern | Oxford | 7432 | 2 | DFO | IC | 1.1 | 0.6 | 0 | 0 | 0 |  | Electric Utility | N | RE | 2005 | Retired prior to 2012 |  | Eastern
EXCLUDE | KS | KS-Eastern | Oxford | 7432 | 2A | DFO | IC | 1.7 | 1.6 | 0 | 0 | 0 |  | Electric Utility | N | OP |  | Internal Combustion |  | Eastern
EXCLUDE | KS | KS-Eastern | Oxford | 7432 | 3 | DFO | IC | 1.1 | 0.6 | 0 | 0 | 0 |  | Electric Utility | N | RE | 2005 | Retired prior to 2012 |  | Eastern
EXCLUDE | KS | KS-Eastern | Oxford | 7432 | 3A | DFO | IC | 1.7 | 1.6 | 0 | 0 | 0 |  | Electric Utility | N | OP |  | Internal Combustion |  | Eastern
EXCLUDE | CA | CA-Western | Vernon | 7436 | JH1 | DFO | IC | 6 | 3.6 | 0 | 0 | 0 |  | Electric Utility | N | OS |  | Internal Combustion |  | Western
EXCLUDE | CA | CA-Western | Vernon | 7436 | JH2 | DFO | IC | 6 | 3.6 | 0 | 0 | 0 |  | Electric Utility | N | OS |  | Internal Combustion |  | Western
EXCLUDE | CA | CA-Western | Vernon | 7436 | JH3 | DFO | IC | 6 | 3.6 | 0 | 0 | 0 |  | Electric Utility | N | OS |  | Internal Combustion |  | Western
EXCLUDE | CA | CA-Western | Vernon | 7436 | JH4 | DFO | IC | 6 | 3.6 | 0 | 0 | 0 |  | Electric Utility | N | OS |  | Internal Combustion |  | Western
EXCLUDE | CA | CA-Western | Vernon | 7436 | JH5 | DFO | IC | 6 | 3.6 | 0 | 0 | 0 |  | Electric Utility | N | OS |  | Internal Combustion |  | Western
EXCLUDE | AK | AK-Alaska | Galena Electric Utility | 7437 | 1A | DFO | IC | 0.8 | 0.8 | 0 | 0 | 0 |  | Electric Utility | Y | OP |  | State not covered under final 111(d) |  | Alaska
EXCLUDE | AK | AK-Alaska | Galena Electric Utility | 7437 | 2 | DFO | IC | 0.8 | 0.7 | 0 | 0 | 0 |  | Electric Utility | Y | SB |  | State not covered under final 111(d) |  | Alaska
EXCLUDE | AK | AK-Alaska | Galena Electric Utility | 7437 | 3 | DFO | IC | 0.8 | 0.7 | 0 | 0 | 0 |  | Electric Utility | Y | RE | 2009 | State not covered under final 111(d) |  | Alaska
EXCLUDE | AK | AK-Alaska | Galena Electric Utility | 7437 | 3A | DFO | IC | 0.8 | 0.8 | 0 | 0 | 0 |  | Electric Utility | Y | OP |  | State not covered under final 111(d) |  | Alaska
EXCLUDE | AK | AK-Alaska | Galena Electric Utility | 7437 | 4 | DFO | IC | 0.8 | 0.7 | 0 | 0 | 0 |  | Electric Utility | Y | RE | 2003 | State not covered under final 111(d) |  | Alaska
EXCLUDE | AK | AK-Alaska | Galena Electric Utility | 7437 | 4A | DFO | IC | 1 | 1 | 0 | 0 | 0 |  | Electric Utility | Y | OP |  | State not covered under final 111(d) |  | Alaska
EXCLUDE | AK | AK-Alaska | Galena Electric Utility | 7437 | 5 | DFO | IC | 0.8 | 0.7 | 0 | 0 | 0 |  | Electric Utility | Y | RE | 2008 | State not covered under final 111(d) |  | Alaska
EXCLUDE | AK | AK-Alaska | Galena Electric Utility | 7437 | 5A | DFO | IC | 0.8 | 0.8 | 0 | 0 | 0 |  | Electric Utility | Y | OP |  | State not covered under final 111(d) |  | Alaska
EXCLUDE | AK | AK-Alaska | Galena Electric Utility | 7437 | 6 | DFO | IC | 0.5 | 0.5 | 0 | 0 | 0 |  | Electric Utility | N | TS |  | State not covered under final 111(d) |  | Alaska
EXCLUDE | AK | AK-Alaska | Galena Electric Utility | 7437 | 6A | DFO | IC | 0.4 | 0.4 | 0 | 0 | 0 |  | Electric Utility | Y | RE | 2008 | State not covered under final 111(d) |  | Alaska
EXCLUDE | VA | VA-Eastern | Church Street Plant | 7438 | C1 | DFO | IC | 1 | 1 | 0 | 0 | 0 |  | Electric Utility | N | OP |  | Internal Combustion |  | Eastern
EXCLUDE | VA | VA-Eastern | Church Street Plant | 7438 | C2 | DFO | IC | 1 | 1 | 0 | 0 | 0 |  | Electric Utility | N | OP |  | Internal Combustion |  | Eastern
EXCLUDE | VA | VA-Eastern | Church Street Plant | 7438 | C3A | DFO | IC | 1.1 | 1 | 0 | 0 | 0 |  | Electric Utility | N | OP |  | Internal Combustion |  | Eastern
EXCLUDE | VA | VA-Eastern | Church Street Plant | 7438 | C4 | DFO | IC | 1 | 1 | 0 | 0 | 0 |  | Electric Utility | N | OP |  | Internal Combustion |  | Eastern
EXCLUDE | VA | VA-Eastern | Church Street Plant | 7438 | C5 | DFO | IC | 1.6 | 1.5 | 0 | 0 | 0 |  | Electric Utility | N | OP |  | Internal Combustion |  | Eastern
EXCLUDE | VA | VA-Eastern | Church Street Plant | 7438 | C6 | DFO | IC | 1.6 | 1.5 | 0 | 0 | 0 |  | Electric Utility | N | OP |  | Internal Combustion |  | Eastern
EXCLUDE | VA | VA-Eastern | Godwin Drive Plant | 7439 | C10 | DFO | IC | 1.5 | 1.5 | 0 | 0 | 0 |  | Electric Utility | N | OP |  | Internal Combustion |  | Eastern
EXCLUDE | VA | VA-Eastern | Godwin Drive Plant | 7439 | C7 | DFO | IC | 1.6 | 1.5 | 0 | 0 | 0 |  | Electric Utility | N | OP |  | Internal Combustion |  | Eastern
EXCLUDE | VA | VA-Eastern | Godwin Drive Plant | 7439 | C8 | DFO | IC | 1.6 | 1.5 | 0 | 0 | 0 |  | Electric Utility | N | OP |  | Internal Combustion |  | Eastern
EXCLUDE | VA | VA-Eastern | Godwin Drive Plant | 7439 | C9 | DFO | IC | 1.6 | 1.5 | 0 | 0 | 0 |  | Electric Utility | N | OP |  | Internal Combustion |  | Eastern
EXCLUDE | VA | VA-Eastern | VMEA 1 Credit Gen | 7440 | V10 | DFO | IC | 1.6 | 1.5 | 0 | 0 | 0 |  | Electric Utility | N | OP |  | Internal Combustion |  | Eastern
EXCLUDE | VA | VA-Eastern | VMEA 1 Credit Gen | 7440 | V3 | DFO | IC | 1.6 | 1.5 | 0 | 0 | 0 |  | Electric Utility | N | OP |  | Internal Combustion |  | Eastern
EXCLUDE | VA | VA-Eastern | VMEA 1 Credit Gen | 7440 | V4 | DFO | IC | 1.6 | 1.5 | 0 | 0 | 0 |  | Electric Utility | N | OP |  | Internal Combustion |  | Eastern
EXCLUDE | VA | VA-Eastern | VMEA 1 Credit Gen | 7440 | V5 | DFO | IC | 1.6 | 1.5 | 0 | 0 | 0 |  | Electric Utility | N | OP |  | Internal Combustion |  | Eastern
EXCLUDE | VA | VA-Eastern | VMEA 1 Credit Gen | 7440 | V6 | DFO | IC | 1.6 | 1.5 | 0 | 0 | 0 |  | Electric Utility | N | OP |  | Internal Combustion |  | Eastern
EXCLUDE | VA | VA-Eastern | VMEA 1 Credit Gen | 7440 | V7 | DFO | IC | 1.6 | 1.5 | 0 | 0 | 0 |  | Electric Utility | N | OP |  | Internal Combustion |  | Eastern
EXCLUDE | VA | VA-Eastern | VMEA 1 Credit Gen | 7440 | V8 | DFO | IC | 1.6 | 1.5 | 0 | 0 | 0 |  | Electric Utility | N | OP |  | Internal Combustion |  | Eastern
EXCLUDE | VA | VA-Eastern | VMEA 1 Credit Gen | 7440 | V9 | DFO | IC | 1.6 | 1.5 | 0 | 0 | 0 |  | Electric Utility | N | RE | 2007 | Retired prior to 2012 |  | Eastern
EXCLUDE | VA | VA-Eastern | VMEA 1 Credit Gen | 7440 | V9-1 | DFO | IC | 2 | 1.8 | 0 | 0 | 0 |  | Electric Utility | N | OP |  | Internal Combustion |  | Eastern
EXCLUDE | VA | VA-Eastern | VMEA Peaking Gen | 7441 | V1 | DFO | IC | 1.6 | 1.5 | 0 | 0 | 0 |  | Electric Utility | N | OP |  | Internal Combustion |  | Eastern
EXCLUDE | VA | VA-Eastern | VMEA Peaking Gen | 7441 | V11 | DFO | IC | 1.6 | 1.5 | 0 | 0 | 0 |  | Electric Utility | N | OP |  | Internal Combustion |  | Eastern
EXCLUDE | VA | VA-Eastern | VMEA Peaking Gen | 7441 | V12 | DFO | IC | 1.6 | 1.5 | 0 | 0 | 0 |  | Electric Utility | N | OP |  | Internal Combustion |  | Eastern
EXCLUDE | VA | VA-Eastern | VMEA Peaking Gen | 7441 | V2 | DFO | IC | 1.6 | 1.5 | 0 | 0 | 0 |  | Electric Utility | N | OP |  | Internal Combustion |  | Eastern
EXCLUDE | KS | KS-Eastern | Pratt 2 | 7447 | IC2 | NG | IC | 8 | 7.6 | 0 | 0 | 0 |  | Electric Utility | N | OP |  | Internal Combustion |  | Eastern
EXCLUDE | KS | KS-Eastern | Pratt 2 | 7447 | IC3 | NG | IC | 8 | 7.6 | 0 | 0 | 0 |  | Electric Utility | N | OP |  | Internal Combustion |  | Eastern
EXCLUDE | CA | CA-Western | Combustion Turbine Project No 2 | 7449 | NA1 | NG | GT | 50 | 49.3 | 463 | 2248 | 1181.86 |  | Electric Utility | N | OP |  | Simple cycle unit |  | Western
EXCLUDE | CA | CA-Western | Alameda | 7450 | 1 | NG | GT | 27.4 | 21.8 | 0 | 378.5 | 358.35 |  | Electric Utility | N | SB |  | Simple cycle unit |  | Western
EXCLUDE | CA | CA-Western | Alameda | 7450 | 2 | NG | GT | 27.4 | 21.8 | 0 | 378.5 | 358.35 |  | Electric Utility | N | SB |  | Simple cycle unit |  | Western
EXCLUDE | CA | CA-Western | Lodi | 7451 | 1 | NG | GT | 27.4 | 23.3 | 0 | 249 | 223.78 |  | Electric Utility | N | SB |  | Simple cycle unit |  | Western
EXCLUDE | CA | CA-Western | Roseville | 7452 | 1 | NG | GT | 27.4 | 21.2 | 0 | 800 | 720.79 |  | Electric Utility | N | SB |  | Simple cycle unit |  | Western
EXCLUDE | CA | CA-Western | Roseville | 7452 | 2 | NG | GT | 27.4 | 21.2 | 0 | 800 | 720.79 |  | Electric Utility | N | SB |  | Simple cycle unit |  | Western
EXCLUDE | ID | ID-Western | Rathdrum | 7456 | 1 | NG | GT | 83.2 | 66 | 1200 | 3471.5 | 2630.94 |  | Electric Utility | N | SB |  | Simple cycle unit |  | Western
EXCLUDE | ID | ID-Western | Rathdrum | 7456 | 2 | NG | GT | 83.2 | 66 | 1200 | 3471.5 | 2051.03 |  | Electric Utility | N | SB |  | Simple cycle unit |  | Western
EXCLUDE | CO | CO-Western | La Junta | 506 | 2 | DFO | IC | 0.7 | 0.5 | 0 | 0 | 0 |  | Electric Utility | N | SB |  | Internal Combustion |  | Western
EXCLUDE | AK | AK-Alaska | Angoon | 7462 | 1 | DFO | IC | 0.4 | 0.4 | 0 | 0 | 0 |  | Electric Utility | N | RE | 2008 | State not covered under final 111(d) |  | Alaska
EXCLUDE | AK | AK-Alaska | Angoon | 7462 | 1A | DFO | IC | 0.5 | 0.5 | 0 | 0 | 0 |  | Electric Utility | N | OP |  | State not covered under final 111(d) |  | Alaska
EXCLUDE | AK | AK-Alaska | Angoon | 7462 | 2A | DFO | IC | 0.5 | 0.5 | 0 | 0 | 0 |  | Electric Utility | N | OP |  | State not covered under final 111(d) |  | Alaska
EXCLUDE | AK | AK-Alaska | Angoon | 7462 | 3 | DFO | IC | 0.5 | 0.5 | 0 | 0 | 0 |  | Electric Utility | N | OP |  | State not covered under final 111(d) |  | Alaska
EXCLUDE | AK | AK-Alaska | Hoonah | 7463 | 1 | DFO | IC | 0.6 | 0.6 | 0 | 0 | 0 |  | Electric Utility | N | RE | 2012 | State not covered under final 111(d) |  | Alaska
EXCLUDE | AK | AK-Alaska | Hoonah | 7463 | 2A | DFO | IC | 1 | 1 | 0 | 0 | 0 |  | Electric Utility | N | OP |  | State not covered under final 111(d) |  | Alaska
EXCLUDE | AK | AK-Alaska | Hoonah | 7463 | 3 | DFO | IC | 0.8 | 0.5 | 0 | 0 | 0 |  | Electric Utility | N | RE | 2012 | State not covered under final 111(d) |  | Alaska
EXCLUDE | AK | AK-Alaska | Hoonah | 7463 | 3A | DFO | IC | 0.5 | 0.5 | 0 | 0 | 0 |  | Electric Utility | N | OP |  | State not covered under final 111(d) | Yes | Alaska
EXCLUDE | AK | AK-Alaska | Hoonah | 7463 | 4 | DFO | IC | 0.5 | 0.5 | 0 | 0 | 0 |  | Electric Utility | N | OP |  | State not covered under final 111(d) | Yes | Alaska
EXCLUDE | AK | AK-Alaska | Kake | 7464 | 1 | DFO | IC | 0.6 | 0.6 | 0 | 0 | 0 |  | Electric Utility | N | RE | 2012 | State not covered under final 111(d) |  | Alaska
EXCLUDE | AK | AK-Alaska | Kake | 7464 | 1A | DFO | IC | 0.5 | 0.5 | 0 | 0 | 0 |  | Electric Utility | N | OP |  | State not covered under final 111(d) | Yes | Alaska
EXCLUDE | AK | AK-Alaska | Kake | 7464 | 2 | DFO | IC | 1.1 | 1.1 | 0 | 0 | 0 |  | Electric Utility | N | OP |  | State not covered under final 111(d) |  | Alaska
EXCLUDE | AK | AK-Alaska | Kake | 7464 | 3A | DFO | IC | 0.8 | 0.8 | 0 | 0 | 0 |  | Electric Utility | N | OP |  | State not covered under final 111(d) |  | Alaska
EXCLUDE | AK | AK-Alaska | Klawock | 7466 | 1 | DFO | IC | 0.5 | 0.5 | 0 | 0 | 0 |  | Electric Utility | N | RE | 1999 | State not covered under final 111(d) |  | Alaska
EXCLUDE | AK | AK-Alaska | Klawock | 7466 | 2 | DFO | IC | 0.5 | 0.5 | 0 | 0 | 0 |  | Electric Utility | N | RE | 1999 | State not covered under final 111(d) |  | Alaska
EXCLUDE | AK | AK-Alaska | Klawock | 7466 | 3 | DFO | IC | 0.1 | 0.1 | 0 | 0 | 0 |  | Electric Utility | N | RE | 1999 | State not covered under final 111(d) |  | Alaska
EXCLUDE | AK | AK-Alaska | Klawock | 7466 | 4 | DFO | IC | 0.3 | 0.3 | 0 | 0 | 0 |  | Electric Utility | N | RE | 1999 | State not covered under final 111(d) |  | Alaska
EXCLUDE | AK | AK-Alaska | Chilkat Valley | 7467 | 1 | DFO | IC | 0.6 | 0.6 | 0 | 0 | 0 |  | Electric Utility | N | SB |  | State not covered under final 111(d) |  | Alaska
EXCLUDE | AK | AK-Alaska | Chilkat Valley | 7467 | 2A | DFO | IC | 0.5 | 0.5 | 0 | 0 | 0 |  | Electric Utility | N | RE | 2011 | State not covered under final 111(d) |  | Alaska
EXCLUDE | NE | NE-Eastern | Madison Utilities | 7469 | FM1 | DFO | IC | 2 | 1.7 | 0 | 0 | 0 |  | Electric Utility | N | OP |  | Internal Combustion |  | Eastern
EXCLUDE | NE | NE-Eastern | Madison Utilities | 7469 | FM2 | DFO | IC | 1.3 | 1 | 0 | 0 | 0 |  | Electric Utility | N | OP |  | Internal Combustion |  | Eastern
EXCLUDE | NE | NE-Eastern | Madison Utilities | 7469 | FM3 | DFO | IC | 1.1 | 0.9 | 0 | 0 | 0 |  | Electric Utility | N | OP |  | Internal Combustion |  | Eastern
EXCLUDE | NE | NE-Eastern | Madison Utilities | 7469 | FM4 | DFO | IC | 0.6 | 0.5 | 0 | 0 | 0 |  | Electric Utility | N | RE | 2005 | Retired prior to 2012 |  | Eastern
EXCLUDE | NE | NE-Eastern | Madison Utilities | 7469 | FM5 | DFO | IC | 1.4 | 1 | 0 | 0 | 0 |  | Electric Utility | N | OP |  | Internal Combustion |  | Eastern
EXCLUDE | MO | MO-Eastern | Marceline | 7470 | 1 | DFO | IC | 1 | 1 | 0 | 0 | 0 |  | Electric Utility | N | SB |  | Internal Combustion |  | Eastern
EXCLUDE | MO | MO-Eastern | Marceline | 7470 | 2 | DFO | IC | 3 | 3 | 0 | 0 | 0 |  | Electric Utility | N | SB |  | Internal Combustion |  | Eastern
EXCLUDE | MO | MO-Eastern | Marceline | 7470 | 3 | DFO | IC | 1.2 | 1.2 | 0 | 0 | 0 |  | Electric Utility | N | RE | 2006 | Retired prior to 2012 |  | Eastern
EXCLUDE | MO | MO-Eastern | Marceline | 7470 | 4 | DFO | IC | 0.4 | 0.4 | 0 | 0 | 0 |  | Electric Utility | N | RE | 2006 | Retired prior to 2012 |  | Eastern
EXCLUDE | MO | MO-Eastern | Marceline | 7470 | 5 | DFO | IC | 2 | 2 | 0 | 0 | 0 |  | Electric Utility | N | SB |  | Internal Combustion |  | Eastern
EXCLUDE | MO | MO-Eastern | Marceline | 7470 | 6 | DFO | IC | 2 | 2 | 0 | 0 | 0 |  | Electric Utility | N | SB |  | Internal Combustion |  | Eastern
EXCLUDE | IL | IL-Eastern | Upper Sterling | 7474 | 1 | WAT | HY | 1.1 | 1 | 0 | 3231.5 | 0 |  | Electric Utility | N | OP |  | Non Combustion (NUC, WAT, WND, GEO, or SUN) |  | Eastern
EXCLUDE | IL | IL-Eastern | Upper Sterling | 7474 | 2 | WAT | HY | 1.1 | 1 | 0 | 3231.5 | 0 |  | Electric Utility | N | OP |  | Non Combustion (NUC, WAT, WND, GEO, or SUN) |  | Eastern
EXCLUDE | SC | SC-Eastern | North Road Peak | 7479 | EAST | DFO | IC | 7 | 6.5 | 0 | 0 | 0 |  | Electric Utility | N | OP |  | Internal Combustion |  | Eastern
EXCLUDE | SC | SC-Eastern | North Road Peak | 7479 | WEST | DFO | IC | 7 | 6.5 | 0 | 0 | 0 |  | Electric Utility | N | OP |  | Internal Combustion |  | Eastern
EXCLUDE | SC | SC-Eastern | Rowesville Rd Plant | 7480 | 3 | NG | GT | 4.8 | 4.2 | 0 | 0 | 0 |  | Electric Utility | N | IP |  | Status of Operation (IP, L, P, T) |  | Eastern
EXCLUDE | SC | SC-Eastern | Rowesville Rd Plant | 7480 | 4 | NG | GT | 4.8 | 4.2 | 0 | 0 | 0 |  | Electric Utility | N | IP |  | Status of Operation (IP, L, P, T) |  | Eastern
EXCLUDE | SC | SC-Eastern | Rowesville Rd Plant | 7480 | GEN3 | NG | GT | 4.8 | 4.2 | 0 | 0 | 100.35 |  | Electric Utility | N | OP |  | Simple cycle unit |  | Eastern
EXCLUDE | SC | SC-Eastern | Rowesville Rd Plant | 7480 | GEN4 | NG | GT | 4.8 | 4.2 | 0 | 0 | 100.35 |  | Electric Utility | N | OP |  | Simple cycle unit |  | Eastern
EXCLUDE | NE | NE-Eastern | City Light & Water | 7481 | 1 | DFO | IC | 0.9 | 0.8 | 0 | 0 | 0 |  | Electric Utility | N | OP |  | Internal Combustion |  | Eastern
EXCLUDE | NE | NE-Eastern | City Light & Water | 7481 | 2 | DFO | IC | 0.4 | 0.4 | 0 | 0 | 0 |  | Electric Utility | N | OP |  | Internal Combustion |  | Eastern
EXCLUDE | AK | AK-Alaska | NSB Atquasuk Utility | 7482 | NA1 | DFO | IC | 0.9 | 0.9 | 0 | 0 | 0 |  | Electric Utility | Y | OP |  | State not covered under final 111(d) |  | Alaska
EXCLUDE | AK | AK-Alaska | NSB Atquasuk Utility | 7482 | NA2 | DFO | IC | 0.9 | 0.9 | 0 | 0 | 0 |  | Electric Utility | Y | OP |  | State not covered under final 111(d) |  | Alaska
EXCLUDE | AK | AK-Alaska | NSB Atquasuk Utility | 7482 | NA3 | DFO | IC | 0.4 | 0.4 | 0 | 0 | 0 |  | Electric Utility | Y | OP |  | State not covered under final 111(d) |  | Alaska
EXCLUDE | AK | AK-Alaska | NSB Atquasuk Utility | 7482 | PG1 | DFO | IC | 0.2 | 0.2 | 0 | 0 | 0 |  | Electric Utility | N | RE | 2003 | State not covered under final 111(d) |  | Alaska
EXCLUDE | AK | AK-Alaska | NSB Atquasuk Utility | 7482 | PG2 | DFO | IC | 0.4 | 0.4 | 0 | 0 | 0 |  | Electric Utility | Y | OP |  | State not covered under final 111(d) |  | Alaska
EXCLUDE | AK | AK-Alaska | NSB Atquasuk Utility | 7482 | PG3 | DFO | IC | 0.6 | 0.6 | 0 | 0 | 0 |  | Electric Utility | Y | OP |  | State not covered under final 111(d) |  | Alaska
EXCLUDE | AK | AK-Alaska | NSB Kaktovik Utility | 7483 | PG1A | DFO | IC | 0.9 | 0.9 | 0 | 0 | 0 |  | Electric Utility | Y | OP |  | State not covered under final 111(d) |  | Alaska
EXCLUDE | AK | AK-Alaska | NSB Kaktovik Utility | 7483 | PG2A | DFO | IC | 0.9 | 0.9 | 0 | 0 | 0 |  | Electric Utility | Y | OP |  | State not covered under final 111(d) |  | Alaska
EXCLUDE | AK | AK-Alaska | NSB Kaktovik Utility | 7483 | PG3A | DFO | IC | 0.4 | 0.4 | 0 | 0 | 0 |  | Electric Utility | Y | OP |  | State not covered under final 111(d) |  | Alaska
EXCLUDE | AK | AK-Alaska | NSB Kaktovik Utility | 7483 | PG4A | DFO | IC | 0.4 | 0.4 | 0 | 0 | 0 |  | Electric Utility | Y | OP |  | State not covered under final 111(d) |  | Alaska
EXCLUDE | AK | AK-Alaska | NSB Nuiqsut Utility | 7484 | PG1A | DFO | IC | 0.9 | 0.9 | 0 | 0 | 0 |  | Electric Utility | Y | OP |  | State not covered under final 111(d) |  | Alaska
EXCLUDE | AK | AK-Alaska | NSB Nuiqsut Utility | 7484 | PG2A | DFO | IC | 0.9 | 0.9 | 0 | 0 | 0 |  | Electric Utility | Y | OP |  | State not covered under final 111(d) |  | Alaska
EXCLUDE | AK | AK-Alaska | NSB Nuiqsut Utility | 7484 | PG3A | DFO | IC | 0.4 | 0.4 | 0 | 0 | 0 |  | Electric Utility | Y | OP |  | State not covered under final 111(d) |  | Alaska
EXCLUDE | AK | AK-Alaska | NSB Nuiqsut Utility | 7484 | PG3B | NG | IC | 0.8 | 0.8 | 0 | 0 | 0 |  | Electric Utility | N | TS |  | State not covered under final 111(d) |  | Alaska
EXCLUDE | AK | AK-Alaska | NSB Nuiqsut Utility | 7484 | PG4A | DFO | IC | 0.4 | 0.4 | 0 | 0 | 0 |  | Electric Utility | Y | RE | 2012 | State not covered under final 111(d) |  | Alaska
EXCLUDE | AK | AK-Alaska | NSB Nuiqsut Utility | 7484 | PG5A | NG | IC | 0.8 | 0.8 | 0 | 0 | 0 |  | Electric Utility | Y | OP |  | State not covered under final 111(d) |  | Alaska
EXCLUDE | AK | AK-Alaska | NSB Nuiqsut Utility | 7484 | PG6A | NG | IC | 0.8 | 0.8 | 0 | 0 | 0 |  | Electric Utility | Y | OP |  | State not covered under final 111(d) |  | Alaska
EXCLUDE | AK | AK-Alaska | NSB Point Hope Utility | 7485 | PG1 | DFO | IC | 0.3 | 0.3 | 0 | 0 | 0 |  | Electric Utility | Y | OP | 2013 | State not covered under final 111(d) |  | Alaska
EXCLUDE | AK | AK-Alaska | NSB Point Hope Utility | 7485 | PG1A | DFO | IC | 1 | 1 | 0 | 0 | 0 |  | Electric Utility | N | P |  | State not covered under final 111(d) |  | Alaska
EXCLUDE | AK | AK-Alaska | NSB Point Hope Utility | 7485 | PG2 | DFO | IC | 0.3 | 0.3 | 0 | 0 | 0 |  | Electric Utility | Y | OP | 2014 | State not covered under final 111(d) |  | Alaska
EXCLUDE | AK | AK-Alaska | NSB Point Hope Utility | 7485 | PG3 | DFO | IC | 0.3 | 0.3 | 0 | 0 | 0 |  | Electric Utility | N | RE | 2008 | State not covered under final 111(d) |  | Alaska
EXCLUDE | AK | AK-Alaska | NSB Point Hope Utility | 7485 | PG4 | DFO | IC | 0.4 | 0.4 | 0 | 0 | 0 |  | Electric Utility | N | RE | 2008 | State not covered under final 111(d) |  | Alaska
EXCLUDE | AK | AK-Alaska | NSB Point Hope Utility | 7485 | PG5 | DFO | IC | 0.2 | 0.2 | 0 | 0 | 0 |  | Electric Utility | N | RE | 2008 | State not covered under final 111(d) |  | Alaska
EXCLUDE | AK | AK-Alaska | NSB Point Hope Utility | 7485 | PG6 | DFO | IC | 0.6 | 0.6 | 0 | 0 | 0 |  | Electric Utility | Y | OP |  | State not covered under final 111(d) |  | Alaska
EXCLUDE | AK | AK-Alaska | NSB Point Hope Utility | 7485 | PG7 | DFO | IC | 0.6 | 0.6 | 0 | 0 | 0 |  | Electric Utility | Y | OP |  | State not covered under final 111(d) |  | Alaska
EXCLUDE | AK | AK-Alaska | NSB Point Hope Utility | 7485 | PG8 | NG | IC | 0.9 | 0.9 | 0 | 0 | 0 |  | Electric Utility | Y | OP |  | State not covered under final 111(d) |  | Alaska
EXCLUDE | AK | AK-Alaska | NSB Point Lay Utility | 7486 | PG10 | DFO | IC | 0.6 | 0.6 | 0 | 0 | 0 |  | Electric Utility | N | V |  | State not covered under final 111(d) |  | Alaska
EXCLUDE | AK | AK-Alaska | NSB Point Lay Utility | 7486 | PG1A | DFO | IC | 0.3 | 0.3 | 0 | 0 | 0 |  | Electric Utility | Y | OP | 2013 | State not covered under final 111(d) |  | Alaska
EXCLUDE | AK | AK-Alaska | NSB Point Lay Utility | 7486 | PG2A | DFO | IC | 0.3 | 0.3 | 0 | 0 | 0 |  | Electric Utility | Y | OP | 2013 | State not covered under final 111(d) |  | Alaska
EXCLUDE | AK | AK-Alaska | NSB Point Lay Utility | 7486 | PG3 | DFO | IC | 0.2 | 0.2 | 0 | 0 | 0 |  | Electric Utility | Y | RE | 2000 | State not covered under final 111(d) |  | Alaska
EXCLUDE | AK | AK-Alaska | NSB Point Lay Utility | 7486 | PG3A | DFO | IC | 0.3 | 0.3 | 0 | 0 | 0 |  | Electric Utility | Y | OP | 2013 | State not covered under final 111(d) |  | Alaska
EXCLUDE | AK | AK-Alaska | NSB Point Lay Utility | 7486 | PG4 | DFO | IC | 0.2 | 0.2 | 0 | 0 | 0 |  | Electric Utility | N | RE | 2002 | State not covered under final 111(d) |  | Alaska
EXCLUDE | AK | AK-Alaska | NSB Point Lay Utility | 7486 | PG4A | DFO | IC | 0.3 | 0.3 | 0 | 0 | 0 |  | Electric Utility | Y | OP | 2013 | State not covered under final 111(d) |  | Alaska
EXCLUDE | AK | AK-Alaska | NSB Point Lay Utility | 7486 | PG5 | DFO | IC | 0.3 | 0.3 | 0 | 0 | 0 |  | Electric Utility | Y | OP | 2013 | State not covered under final 111(d) |  | Alaska
EXCLUDE | AK | AK-Alaska | NSB Point Lay Utility | 7486 | PG6 | DFO | IC | 0.3 | 0.3 | 0 | 0 | 0 |  | Electric Utility | N | OP | 2013 | State not covered under final 111(d) |  | Alaska
EXCLUDE | AK | AK-Alaska | NSB Point Lay Utility | 7486 | PG7 | DFO | IC | 0.6 | 0.6 | 0 | 0 | 0 |  | Electric Utility | N | V |  | State not covered under final 111(d) |  | Alaska
EXCLUDE | AK | AK-Alaska | NSB Point Lay Utility | 7486 | PG8 | DFO | IC | 0.6 | 0.6 | 0 | 0 | 0 |  | Electric Utility | N | V |  | State not covered under final 111(d) |  | Alaska
EXCLUDE | AK | AK-Alaska | NSB Point Lay Utility | 7486 | PG9 | DFO | IC | 0.6 | 0.6 | 0 | 0 | 0 |  | Electric Utility | N | V |  | State not covered under final 111(d) |  | Alaska
EXCLUDE | AK | AK-Alaska | NSB Anaktuvuk Pass | 7487 | 1 | DFO | IC | 0.3 | 0.3 | 0 | 0 | 0 |  | Electric Utility | Y | OP |  | State not covered under final 111(d) |  | Alaska
EXCLUDE | AK | AK-Alaska | NSB Anaktuvuk Pass | 7487 | 2 | DFO | IC | 0.3 | 0.3 | 0 | 0 | 0 |  | Electric Utility | Y | OP |  | State not covered under final 111(d) |  | Alaska
EXCLUDE | AK | AK-Alaska | NSB Anaktuvuk Pass | 7487 | 3 | DFO | IC | 0.3 | 0.3 | 0 | 0 | 0 |  | Electric Utility | Y | OP |  | State not covered under final 111(d) |  | Alaska
EXCLUDE | AK | AK-Alaska | NSB Anaktuvuk Pass | 7487 | 4 | DFO | IC | 0.1 | 0.1 | 0 | 0 | 0 |  | Electric Utility | Y | OP |  | State not covered under final 111(d) |  | Alaska
EXCLUDE | AK | AK-Alaska | NSB Anaktuvuk Pass | 7487 | 5 | DFO | IC | 0.1 | 0.1 | 0 | 0 | 0 |  | Electric Utility | N | RE | 2003 | State not covered under final 111(d) |  | Alaska
EXCLUDE | AK | AK-Alaska | NSB Anaktuvuk Pass | 7487 | 6 | DFO | IC | 0.9 | 0.9 | 0 | 0 | 0 |  | Electric Utility | Y | OP |  | State not covered under final 111(d) |  | Alaska
EXCLUDE | AK | AK-Alaska | NSB Anaktuvuk Pass | 7487 | 7 | DFO | IC | 0.9 | 0.9 | 0 | 0 | 0 |  | Electric Utility | Y | OP |  | State not covered under final 111(d) |  | Alaska
EXCLUDE | AK | AK-Alaska | NSB Wainwright Utility | 7488 | PG1 | DFO | IC | 0.4 | 0.4 | 0 | 0 | 0 |  | Electric Utility | Y | OP |  | State not covered under final 111(d) |  | Alaska
EXCLUDE | AK | AK-Alaska | NSB Wainwright Utility | 7488 | PG2 | DFO | IC | 0.4 | 0.4 | 0 | 0 | 0 |  | Electric Utility | Y | OP |  | State not covered under final 111(d) |  | Alaska
EXCLUDE | AK | AK-Alaska | NSB Wainwright Utility | 7488 | PG3 | DFO | IC | 0.4 | 0.4 | 0 | 0 | 0 |  | Electric Utility | Y | OP |  | State not covered under final 111(d) |  | Alaska
EXCLUDE | AK | AK-Alaska | NSB Wainwright Utility | 7488 | PG4 | DFO | IC | 0.3 | 0.3 | 0 | 0 | 0 |  | Electric Utility | N | RE | 2003 | State not covered under final 111(d) |  | Alaska
EXCLUDE | AK | AK-Alaska | NSB Wainwright Utility | 7488 | PG4A | DFO | IC | 0.9 | 0.9 | 0 | 0 | 0 |  | Electric Utility | Y | OP |  | State not covered under final 111(d) |  | Alaska
EXCLUDE | AK | AK-Alaska | NSB Wainwright Utility | 7488 | PG5 | DFO | IC | 0.9 | 0.9 | 0 | 0 | 0 |  | Electric Utility | Y | OP |  | State not covered under final 111(d) |  | Alaska
EXCLUDE | CA | CA-Western | Lake Mendocino | 7489 | G1 | WAT | HY | 1 | 1 | 0 | 458 | 0 |  | Electric Utility | N | OP |  | Non Combustion (NUC, WAT, WND, GEO, or SUN) |  | Western
EXCLUDE | CA | CA-Western | Lake Mendocino | 7489 | G2 | WAT | HY | 2.5 | 2.5 | 0 | 1145 | 0 |  | Electric Utility | N | OP |  | Non Combustion (NUC, WAT, WND, GEO, or SUN) |  | Western
EXCLUDE | AK | AK-Alaska | King Cove | 7493 | 1 | DFO | IC | 0.3 | 0.3 | 0 | 0 | 0 |  | Electric Utility | Y | OP |  | State not covered under final 111(d) |  | Alaska
EXCLUDE | AK | AK-Alaska | King Cove | 7493 | 2 | DFO | IC | 0.5 | 0.4 | 0 | 0 | 0 |  | Electric Utility | Y | OP |  | State not covered under final 111(d) |  | Alaska
EXCLUDE | AK | AK-Alaska | King Cove | 7493 | 3 | DFO | IC | 0.7 | 0.6 | 0 | 0 | 0 |  | Electric Utility | Y | OP |  | State not covered under final 111(d) |  | Alaska
EXCLUDE | AK | AK-Alaska | King Cove | 7493 | 4 | WAT | HY | 0.8 | 0.7 | 0 | 24510 | 0 |  | Electric Utility | N | OP |  | State not covered under final 111(d) |  | Alaska
EXCLUDE | AK | AK-Alaska | King Cove | 7493 | 5 | DFO | IC | 0.3 | 0.3 | 0 | 0 | 0 |  | Electric Utility | Y | OP |  | State not covered under final 111(d) |  | Alaska
EXCLUDE | MI | MI-Eastern | Croswell | 7497 | 1 | DFO | IC | 0.6 | 0.6 | 0 | 0 | 0 |  | Electric Utility | N | OP |  | Internal Combustion |  | Eastern
EXCLUDE | MI | MI-Eastern | Croswell | 7497 | 2 | DFO | IC | 0.7 | 0.7 | 0 | 0 | 0 |  | Electric Utility | N | OP |  | Internal Combustion |  | Eastern
EXCLUDE | MI | MI-Eastern | Croswell | 7497 | 3 | DFO | IC | 1.2 | 1.2 | 0 | 0 | 0 |  | Electric Utility | N | OP |  | Internal Combustion |  | Eastern
EXCLUDE | MI | MI-Eastern | Croswell | 7497 | 4 | DFO | IC | 1.3 | 1.3 | 0 | 0 | 0 |  | Electric Utility | N | OP |  | Internal Combustion |  | Eastern
EXCLUDE | MI | MI-Eastern | Croswell | 7497 | 5 | DFO | IC | 1.3 | 1.3 | 0 | 0 | 0 |  | Electric Utility | N | OP |  | Internal Combustion |  | Eastern
EXCLUDE | MA | MA-Eastern | Princeton Wind Farm | 7501 | 1 | WND | WT | 0.3 | 0.3 | 0 | 0 | 0 |  | Electric Utility | N | RE | 2003 | Retired prior to 2012 |  | Eastern
EXCLUDE | MA | MA-Eastern | Princeton Wind Farm | 7501 | 2 | WND | WT | 3 | 3 | 0 | 3988 | 0 |  | Electric Utility | N | OP |  | Non Combustion (NUC, WAT, WND, GEO, or SUN) |  | Eastern
EXCLUDE | AK | AK-Alaska | Dutch Harbor | 7502 | 1 | DFO | IC | 0.3 | 0.3 | 0 | 0 | 0 |  | Electric Utility | N | RE | 2011 | State not covered under final 111(d) |  | Alaska
EXCLUDE | AK | AK-Alaska | Dutch Harbor | 7502 | 10 | DFO | IC | 5.2 | 4.4 | 0 | 0 | 0 |  | Electric Utility | N | OP |  | State not covered under final 111(d) |  | Alaska
EXCLUDE | AK | AK-Alaska | Dutch Harbor | 7502 | 11 | DFO | IC | 5.2 | 4.4 | 0 | 0 | 0 |  | Electric Utility | N | OP |  | State not covered under final 111(d) |  | Alaska
EXCLUDE | AK | AK-Alaska | Dutch Harbor | 7502 | 13 | DFO | IC | 4.4 | 3.7 | 0 | 0 | 0 |  | Electric Utility | N | OP |  | State not covered under final 111(d) |  | Alaska
EXCLUDE | AK | AK-Alaska | Dutch Harbor | 7502 | 15 | DFO | IC | 0.3 | 0.2 | 0 | 0 | 0 |  | Electric Utility | N | SB |  | State not covered under final 111(d) |  | Alaska
EXCLUDE | AK | AK-Alaska | Dutch Harbor | 7502 | 2 | DFO | IC | 0.3 | 0.3 | 0 | 0 | 0 |  | Electric Utility | N | RE | 2011 | State not covered under final 111(d) |  | Alaska
EXCLUDE | AK | AK-Alaska | Dutch Harbor | 7502 | 3 | DFO | IC | 0.6 | 0.5 | 0 | 0 | 0 |  | Electric Utility | N | RE | 2011 | State not covered under final 111(d) |  | Alaska
EXCLUDE | AK | AK-Alaska | Dutch Harbor | 7502 | 4 | DFO | IC | 0.9 | 0.7 | 0 | 0 | 0 |  | Electric Utility | N | RE | 2011 | State not covered under final 111(d) |  | Alaska
EXCLUDE | AK | AK-Alaska | Dutch Harbor | 7502 | 5 | DFO | IC | 0.6 | 0.5 | 0 | 0 | 0 |  | Electric Utility | N | RE | 2011 | State not covered under final 111(d) |  | Alaska
EXCLUDE | AK | AK-Alaska | Dutch Harbor | 7502 | 6 | DFO | IC | 1.4 | 1.2 | 0 | 0 | 0 |  | Electric Utility | N | RE | 2011 | State not covered under final 111(d) |  | Alaska
EXCLUDE | AK | AK-Alaska | Dutch Harbor | 7502 | 8 | DFO | IC | 1.2 | 1 | 0 | 0 | 0 |  | Electric Utility | N | OP |  | State not covered under final 111(d) |  | Alaska
EXCLUDE | AK | AK-Alaska | Dutch Harbor | 7502 | 9 | DFO | IC | 1.2 | 1 | 0 | 0 | 0 |  | Electric Utility | N | OP |  | State not covered under final 111(d) |  | Alaska
EXCLUDE | AK | AK-Alaska | Unalaska Power Module | 7503 | 7 | DFO | IC | 1.1 | 0.8 | 0 | 0 | 0 |  | Electric Utility | N | OP | 2014 | State not covered under final 111(d) |  | Alaska
COALST | WY | WY-Western | Neil Simpson II | 7504 | 2 | SUB | ST | 80 | 80 | 1300 | 568601 | 780568.09 |  | Electric Utility | N | OP |  |  |  | Western
EXCLUDE | WY | WY-Western | Neil Simpson II | 7504 | GT1 | NG | GT | 40 | 34 | 380 | 16698 | 9775.11 |  | Electric Utility | N | OP |  | Simple cycle unit |  | Western
EXCLUDE | MN | MN-Eastern | Fergus Control Ctr | 7505 | 1 | DFO | IC | 2 | 2 | 0 | 0 | 0 |  | Electric Utility | N | SB |  | Internal Combustion |  | Eastern
EXCLUDE | CA | CA-Western | Deadwood Creek | 7507 | 1 | WAT | HY | 2 | 1.9 | 0 | 2396 | 0 |  | Electric Utility | N | OP |  | Non Combustion (NUC, WAT, WND, GEO, or SUN) |  | Western
EXCLUDE | OR | OR-Western | Stone Creek | 7508 | 1 | WAT | HY | 12 | 7 | 0 | 58848 | 0 |  | Electric Utility | N | OP |  | Non Combustion (NUC, WAT, WND, GEO, or SUN) |  | Western
EXCLUDE | WA | WA-Western | McNary Dam Fish Attraction Project | 7511 | 1 | WAT | HY | 10 | 8.9 | 0 | 77442 | 0 |  | Electric Utility | N | OP |  | Non Combustion (NUC, WAT, WND, GEO, or SUN) |  | Western
NGCC | TX | TX-ERCOT | Arthur Von Rosenberg | 7512 | 1 | NG | CC | 175 | 170 | 0 | 589704.82 | 245375.09 |  | Electric Utility | N | OP |  |  |  | ERCOT
NGCC | TX | TX-ERCOT | Arthur Von Rosenberg | 7512 | 2 | NG | CC | 175 | 170 | 0 | 589704.82 | 245375.09 |  | Electric Utility | N | OP |  |  |  | ERCOT
NGCC | TX | TX-ERCOT | Arthur Von Rosenberg | 7512 | 3 | NG | CC | 200 | 190 | 0 | 673948.36 | 280428.67 |  | Electric Utility | N | OP |  |  |  | ERCOT
EXCLUDE | ME | ME-Eastern | ReEnergy Fort Fairfield | 7513 | GEN1 | WDS | ST | 37.5 | 32 | 0 | 268451 | 316279.56 |  | IPP Non-CHP | N | OP |  | Non-Fossil Fuel Type (Less than 10% Fossil Fuel) |  | Eastern
EXCLUDE | KS | KS-Eastern | McPherson 3 | 7515 | NA1 | NG | GT | 115.6 | 79.3 | 1200 | 4823 | 3609.39 |  | Electric Utility | N | OP |  | Simple cycle unit |  | Eastern
EXCLUDE | CA | CA-Western | Solano Wind | 7526 | 1 | WND | WT | 13.2 | 13.1 | 0 | 29774.91 | 0 |  | Electric Utility | N | OP |  | Non Combustion (NUC, WAT, WND, GEO, or SUN) |  | Western
EXCLUDE | CA | CA-Western | Solano Wind | 7526 | 2 | WND | WT | 24 | 24 | 0 | 54136.2 | 0 |  | Electric Utility | N | OP |  | Non Combustion (NUC, WAT, WND, GEO, or SUN) |  | Western
EXCLUDE | CA | CA-Western | Solano Wind | 7526 | 2B | WND | WT | 63 | 63 | 0 | 142107.52 | 0 |  | Electric Utility | N | OP |  | Non Combustion (NUC, WAT, WND, GEO, or SUN) |  | Western
EXCLUDE | CA | CA-Western | Solano Wind | 7526 | 3 | WND | WT | 128 | 128 | 0 | 288726.38 | 0 |  | Electric Utility | N | OP |  | Non Combustion (NUC, WAT, WND, GEO, or SUN) | Yes | Western
NGCC | CA | CA-Western | Carson Ice-Gen Project | 7527 | 1 | NG | CC | 54 | 41.2 | 599 | 274258.07 | 156570.47 |  | Electric Utility | Y | OP |  |  |  | Western
NGCC | CA | CA-Western | Carson Ice-Gen Project | 7527 | 2 | NG | CC | 17.5 | 16.6 | 599 | 88879.93 | 50740.43 | 1 | Electric Utility | Y | OP |  |  |  | Western
EXCLUDE | CA | CA-Western | Carson Ice-Gen Project | 7527 | CCCT | NG | GT | 54 | 51.2 | 450 | 24935 | 15667.29 |  | Electric Utility | Y | OP |  | Simple cycle unit |  | Western
COALST | WV | WV-Eastern | North Branch | 7537 | 1 | WC | ST | 80 | 74 | 0 | 0 | 0 |  | Electric Utility | N | RE | 2012 |  |  | Eastern
EXCLUDE | NC | NC-Eastern | Wayne County | 7538 | 1 | NG | GT | 211.8 | 177 | 0 | 161815.8 | 23163.55 |  | Electric Utility | N | OP |  | Simple cycle unit |  | Eastern
EXCLUDE | NC | NC-Eastern | Wayne County | 7538 | 2 | NG | GT | 211.8 | 174 | 0 | 161815.8 | 85952.03 |  | Electric Utility | N | OP |  | Simple cycle unit |  | Eastern
EXCLUDE | NC | NC-Eastern | Wayne County | 7538 | 3 | NG | GT | 211.8 | 173 | 0 | 161815.8 | 140764.53 |  | Electric Utility | N | OP |  | Simple cycle unit |  | Eastern
EXCLUDE | NC | NC-Eastern | Wayne County | 7538 | 4 | NG | GT | 211.8 | 170 | 0 | 161815.8 | 139508.16 |  | Electric Utility | N | OP |  | Simple cycle unit |  | Eastern
EXCLUDE | NC | NC-Eastern | Wayne County | 7538 | 5 | NG | GT | 211.8 | 169 | 0 | 161815.8 | 168393.99 |  | Electric Utility | N | OP |  | Simple cycle unit |  | Eastern
EXCLUDE | NC | NC-Eastern | NA 1 | 7539 | 10 | NG | CC | 160 | 160 | 0 | 0 | 0 |  | Electric Utility | N | IP |  | Status of Operation (IP, L, P, T) |  | Eastern
EXCLUDE | NC | NC-Eastern | NA 1 | 7539 | 11 | NG | CC | 195 | 167 | 0 | 0 | 0 |  | Electric Utility | N | IP |  | Status of Operation (IP, L, P, T) |  | Eastern
EXCLUDE | NC | NC-Eastern | NA 1 | 7539 | 12 | NG | CC | 195 | 183 | 0 | 0 | 0 |  | Electric Utility | N | IP |  | Status of Operation (IP, L, P, T) |  | Eastern
EXCLUDE | NC | NC-Eastern | NA 1 | 7539 | 4 | NG | CC | 195 | 167 | 0 | 0 | 0 |  | Electric Utility | N | IP |  | Status of Operation (IP, L, P, T) |  | Eastern
EXCLUDE | NC | NC-Eastern | NA 1 | 7539 | 5 | NG | CC | 160 | 162 | 0 | 0 | 0 |  | Electric Utility | N | IP |  | Status of Operation (IP, L, P, T) |  | Eastern
EXCLUDE | NC | NC-Eastern | NA 1 | 7539 | 6 | NG | CC | 195 | 167 | 0 | 0 | 0 |  | Electric Utility | N | IP |  | Status of Operation (IP, L, P, T) |  | Eastern
EXCLUDE | NC | NC-Eastern | NA 1 | 7539 | 7 | NG | CC | 612 | 483 | 0 | 0 | 0 |  | Electric Utility | N | IP |  | Status of Operation (IP, L, P, T) |  | Eastern
EXCLUDE | NC | NC-Eastern | NA 1 | 7539 | 9 | NG | CC | 195.3 | 155 | 0 | 0 | 0 |  | Electric Utility | N | IP |  | Status of Operation (IP, L, P, T) |  | Eastern
EXCLUDE | NC | NC-Eastern | NA 1 | 7539 | CCE1 | NG | CC | 557 | 474 | 0 | 0 | 0 |  | Electric Utility | N | IP |  | Status of Operation (IP, L, P, T) |  | Eastern
EXCLUDE | NC | NC-Eastern | NA 1 | 7539 | CCW1 | NG | CC | 278 | 237 | 0 | 0 | 0 |  | Electric Utility | N | IP |  | Status of Operation (IP, L, P, T) |  | Eastern
EXCLUDE | NC | NC-Eastern | NA 1 | 7539 | CT1 | NG | GT | 195 | 153 | 0 | 0 | 0 |  | Electric Utility | N | IP |  | Status of Operation (IP, L, P, T) |  | Eastern
EXCLUDE | NC | NC-Eastern | NA 1 | 7539 | CT2 | NG | GT | 195 | 153 | 0 | 0 | 0 |  | Electric Utility | N | IP |  | Status of Operation (IP, L, P, T) |  | Eastern
EXCLUDE | WY | WY-Western | Spirit Mountain | 7541 | 1 | WAT | HY | 4.5 | 4.5 | 0 | 17800 | 0 |  | Electric Utility | N | OP |  | Non Combustion (NUC, WAT, WND, GEO, or SUN) |  | Western
EXCLUDE | OK | OK-Eastern | Kaw Hydro | 7545 | 1 | WAT | HY | 37 | 29.6 | 0 | 55179 | 0 |  | Electric Utility | N | OP |  | Non Combustion (NUC, WAT, WND, GEO, or SUN) |  | Eastern
NGCC | OK | OK-Eastern | Ponca City | 7546 | 1 | NG | CC | 19.8 | 18.8 | 0 | 12475.61 | 6748.56 | 1 | Electric Utility | N | OP |  |  |  | Eastern
NGCC | OK | OK-Eastern | Ponca City | 7546 | 3 | NG | CC | 54 | 44.1 | 0 | 34024.39 | 18405.16 |  | Electric Utility | N | OP |  |  |  | Eastern
EXCLUDE | OK | OK-Eastern | Ponca City | 7546 | 4 | NG | GT | 60.5 | 43.9 | 0 | 18293 | 11819.36 |  | Electric Utility | N | OP |  | Simple cycle unit |  | Eastern
EXCLUDE | UT | UT-Western | Causey | 7548 | 1 | WAT | HY | 1.5 | 1.5 | 0 | 2025 | 0 |  | Electric Utility | N | OP |  | Non Combustion (NUC, WAT, WND, GEO, or SUN) |  | Western
EXCLUDE | UT | UT-Western | Causey | 7548 | 2 | WAT | HY | 0.6 | 0.6 | 0 | 810 | 0 |  | Electric Utility | N | OP |  | Non Combustion (NUC, WAT, WND, GEO, or SUN) |  | Western
EXCLUDE | WI | WI-Eastern | Milwaukee County | 7549 | 1 | BIT | ST | 11 | 7 | 0 | 25868 | 158717.99 |  | Electric Utility | N | OP |  | Steam unit (PRMVR=ST) less than or equal to 25MW (i.e. 250 MMBtu/hr) |  | Eastern
NGCC | CA | CA-Western | SCA Cogen 2 | 7551 | CCST | NG | CC | 49.8 | 37.6 | 583 | 141551.33 | 123464.88 |  | Electric Utility | Y | OP |  |  |  | Western
NGCC | CA | CA-Western | SCA Cogen 2 | 7551 | CT1A | NG | CC | 49.8 | 47.6 | 583 | 141551.33 | 123464.88 |  | Electric Utility | Y | OP |  |  |  | Western
NGCC | CA | CA-Western | SCA Cogen 2 | 7551 | CT1B | NG | CC | 49.8 | 47.6 | 583 | 141551.33 | 123464.88 |  | Electric Utility | Y | OP |  |  |  | Western
EXCLUDE | CA | CA-Western | SCA Cogen 2 | 7551 | CT1C | NG | GT | 44 | 43.8 | 500 | 36621.09 | 21971.69 |  | Electric Utility | Y | OP |  | Simple cycle unit |  | Western
NGCC | CA | CA-Western | SPA Cogen 3 | 7552 | CCCT | NG | CC | 118.7 | 111 | 1610 | 346011.52 | 177232.45 |  | Electric Utility | Y | OP |  |  |  | Western
NGCC | CA | CA-Western | SPA Cogen 3 | 7552 | CCST | NG | CC | 55.2 | 53 | 1610 | 160908.48 | 82419.81 |  | Electric Utility | Y | OP |  |  |  | Western
EXCLUDE | NE | NE-Eastern | Nebraska City # 2 | 7555 | 11 | NG | IC | 4.5 | 3.8 | 0 | 0 | 0 |  | Electric Utility | N | OP |  | Internal Combustion |  | Eastern
EXCLUDE | NE | NE-Eastern | Nebraska City # 2 | 7555 | 12 | NG | IC | 4.5 | 3.8 | 0 | 0 | 0 |  | Electric Utility | N | OP |  | Internal Combustion |  | Eastern
EXCLUDE | NE | NE-Eastern | Nebraska City # 2 | 7555 | 13 | DFO | IC | 4.5 | 4.2 | 0 | 0 | 0 |  | Electric Utility | N | OP |  | Internal Combustion |  | Eastern
EXCLUDE | IL | IL-Eastern | State Farm | 7556 | 1 | DFO | IC | 1.7 | 1.7 | 0 | 0 | 0 |  | IPP Non-CHP | N | SB |  | Internal Combustion |  | Eastern
EXCLUDE | IL | IL-Eastern | State Farm | 7556 | 2 | DFO | IC | 1.7 | 1.7 | 0 | 0 | 0 |  | IPP Non-CHP | N | SB |  | Internal Combustion |  | Eastern
EXCLUDE | IL | IL-Eastern | State Farm | 7556 | 3 | DFO | IC | 1.7 | 1.7 | 0 | 0 | 0 |  | IPP Non-CHP | N | SB |  | Internal Combustion |  | Eastern
EXCLUDE | OH | OH-Eastern | Bowling Green | 7575 | 1 | DFO | IC | 1.6 | 1.6 | 0 | 0 | 0 |  | Electric Utility | N | OP |  | Internal Combustion |  | Eastern
EXCLUDE | OH | OH-Eastern | Bowling Green | 7575 | 2 | DFO | IC | 7.2 | 7.2 | 0 | 0 | 0 |  | Electric Utility | N | OP |  | Internal Combustion |  | Eastern
EXCLUDE | OH | OH-Eastern | Engle | 7576 | 16 | DFO | IC | 9 | 9 | 0 | 0 | 0 |  | Electric Utility | N | OP |  | Internal Combustion |  | Eastern
EXCLUDE | OH | OH-Eastern | Jackson | 7577 | 12 | DFO | IC | 3.6 | 3.6 | 0 | 0 | 0 |  | Electric Utility | N | OP |  | Internal Combustion |  | Eastern
EXCLUDE | OH | OH-Eastern | Napoleon | 7578 | 1 | DFO | IC | 1.8 | 1.8 | 0 | 0 | 0 |  | Electric Utility | N | OP |  | Internal Combustion |  | Eastern
EXCLUDE | OH | OH-Eastern | Napoleon | 7578 | 2 | DFO | IC | 1.8 | 1.8 | 0 | 0 | 0 |  | Electric Utility | N | OP |  | Internal Combustion |  | Eastern
EXCLUDE | OH | OH-Eastern | Napoleon | 7578 | 3 | DFO | IC | 1.8 | 1.8 | 0 | 0 | 0 |  | Electric Utility | N | OP |  | Internal Combustion |  | Eastern
EXCLUDE | OH | OH-Eastern | Niles | 7579 | 13 | DFO | IC | 5.4 | 5.4 | 0 | 0 | 0 |  | Electric Utility | N | OP |  | Internal Combustion |  | Eastern
EXCLUDE | OH | OH-Eastern | Wadsworth | 7580 | 13 | DFO | IC | 5.4 | 5.4 | 0 | 0 | 0 |  | Electric Utility | N | OP |  | Internal Combustion |  | Eastern
EXCLUDE | NY | NY-Eastern | Talcville | 7583 | 1 | WAT | HY | 1 | 0.4 | 0 | 2740.91 | 0 |  | IPP Non-CHP | N | OP |  | Non Combustion (NUC, WAT, WND, GEO, or SUN) |  | Eastern
EXCLUDE | NY | NY-Eastern | Talcville | 7583 | 2 | WAT | HY | 0.1 | 0.1 | 0 | 274.09 | 0 |  | IPP Non-CHP | N | OP |  | Non Combustion (NUC, WAT, WND, GEO, or SUN) |  | Eastern
EXCLUDE | IA | IA-Eastern | Panora | 7584 | 1 | DFO | IC | 1.5 | 1.5 | 0 | 0 | 0 |  | Electric Utility | N | SB |  | Internal Combustion |  | Eastern
EXCLUDE | IA | IA-Eastern | Panora | 7584 | 2 | DFO | IC | 1 | 1 | 0 | 0 | 0 |  | Electric Utility | N | SB |  | Internal Combustion |  | Eastern
EXCLUDE | IA | IA-Eastern | Panora | 7584 | 3 | DFO | IC | 2 | 2 | 0 | 0 | 0 |  | Electric Utility | N | SB |  | Internal Combustion |  | Eastern
EXCLUDE | WA | WA-Western | H M Jackson | 7588 | 1 | WAT | HY | 47.5 | 41 | 0 | 221038.57 | 0 |  | Electric Utility | N | OP |  | Non Combustion (NUC, WAT, WND, GEO, or SUN) |  | Western
EXCLUDE | WA | WA-Western | H M Jackson | 7588 | 2 | WAT | HY | 47.5 | 41 | 0 | 221038.57 | 0 |  | Electric Utility | N | OP |  | Non Combustion (NUC, WAT, WND, GEO, or SUN) |  | Western
EXCLUDE | WA | WA-Western | H M Jackson | 7588 | 3 | WAT | HY | 8.4 | 7 | 0 | 39088.93 | 0 |  | Electric Utility | N | OP |  | Non Combustion (NUC, WAT, WND, GEO, or SUN) |  | Western
EXCLUDE | WA | WA-Western | H M Jackson | 7588 | 4 | WAT | HY | 8.4 | 7 | 0 | 39088.93 | 0 |  | Electric Utility | N | OP |  | Non Combustion (NUC, WAT, WND, GEO, or SUN) |  | Western
EXCLUDE | NM | NM-Western | El Vado Dam | 7593 | 1 | WAT | HY | 8 | 8 | 0 | 27200 | 0 |  | Electric Utility | N | OP |  | Non Combustion (NUC, WAT, WND, GEO, or SUN) |  | Western
EXCLUDE | WV | WV-Eastern | Belleville | 7594 | 1 | WAT | HY | 21 | 21 | 0 | 111718.5 | 0 |  | Electric Utility | N | OP |  | Non Combustion (NUC, WAT, WND, GEO, or SUN) |  | Eastern
EXCLUDE | WV | WV-Eastern | Belleville | 7594 | 2 | WAT | HY | 21 | 21 | 0 | 111718.5 | 0 |  | Electric Utility | N | OP |  | Non Combustion (NUC, WAT, WND, GEO, or SUN) |  | Eastern
EXCLUDE | IA | IA-Eastern | Red Cedar | 7595 | 1 | NG | GT | 22.5 | 16.3 | 0 | -240 | 246.93 |  | Electric Utility | N | OP |  | Simple cycle unit |  | Eastern
EXCLUDE | WI | WI-Eastern | Oneida Casino | 7602 | 1 | DFO | IC | 2 | 1.8 | 0 | 0 | 0 |  | Electric Utility | N | RE | 2011 | Retired prior to 2012 |  | Eastern
EXCLUDE | WI | WI-Eastern | Oneida Casino | 7602 | 2 | DFO | IC | 2 | 1.8 | 0 | 0 | 0 |  | Electric Utility | N | RE | 2011 | Retired prior to 2012 |  | Eastern
EXCLUDE | OH | OH-Eastern | Prospect Municipal | 7603 | 1 | DFO | IC | 1.8 | 1.8 | 0 | 0 | 0 |  | Electric Utility | N | OP |  | Internal Combustion |  | Eastern
NGCC | MO | MO-Eastern | St Francis Energy Facility | 7604 | 1 | NG | CC | 253.3 | 230 | 1755.6 | 596234 | 262584.34 |  | Electric Utility | N | OP |  |  |  | Eastern
NGCC | MO | MO-Eastern | St Francis Energy Facility | 7604 | 2 | NG | CC | 253.3 | 234 | 2053.7 | 596234 | 262584.34 |  | Electric Utility | N | OP |  |  |  | Eastern
NGCC | WA | WA-Western | River Road Gen Plant | 7605 | 1 | NG | CC | 248 | 220 | 1900 | 846112 | 360308.07 |  | Electric Utility | N | OP |  |  |  | Western
EXCLUDE | WA | WA-Western | Everett Cogen | 7627 | 1 | WDS | ST | 42 | 36 | 0 | 0 | 0 |  | Electric Utility | Y | RE | 2011 | Retired prior to 2012 |  | Western
EXCLUDE | CA | CA-Western | Monticello | 7646 | 1 | WAT | HY | 5 | 5 | 0 | 17633.04 | 0 |  | Electric Utility | N | OP |  | Non Combustion (NUC, WAT, WND, GEO, or SUN) |  | Western
EXCLUDE | CA | CA-Western | Monticello | 7646 | 2 | WAT | HY | 5 | 5 | 0 | 17633.04 | 0 |  | Electric Utility | N | OP |  | Non Combustion (NUC, WAT, WND, GEO, or SUN) |  | Western
EXCLUDE | CA | CA-Western | Monticello | 7646 | 3 | WAT | HY | 1.5 | 1.5 | 0 | 5289.91 | 0 |  | Electric Utility | N | OP |  | Non Combustion (NUC, WAT, WND, GEO, or SUN) |  | Western
EXCLUDE | SC | SC-Eastern | US DOE Savannah River Site (D Area) | 7652 | HP-1 | BIT | ST | 9.4 | 9.4 | 0 | 7587 | 26930.62 |  | IPP CHP | Y | RE | 2012 | Steam unit (PRMVR=ST) less than or equal to 25MW (i.e. 250 MMBtu/hr) |  | Eastern
EXCLUDE | SC | SC-Eastern | US DOE Savannah River Site (D Area) | 7652 | HP-2 | BIT | ST | 9.4 | 9.4 | 0 | 3149.12 | 11178.04 |  | IPP CHP | Y | RE | 2012 | Steam unit (PRMVR=ST) less than or equal to 25MW (i.e. 250 MMBtu/hr) |  | Eastern
EXCLUDE | SC | SC-Eastern | US DOE Savannah River Site (D Area) | 7652 | HP-3 | BIT | ST | 9.4 | 9.4 | 0 | 3149.12 | 11178.04 |  | IPP CHP | Y | RE | 2012 | Steam unit (PRMVR=ST) less than or equal to 25MW (i.e. 250 MMBtu/hr) |  | Eastern
EXCLUDE | SC | SC-Eastern | US DOE Savannah River Site (D Area) | 7652 | LP-1 | BIT | ST | 12.5 | 12.5 | 0 | 4144 | 14709.44 |  | IPP CHP | Y | RE | 2012 | Steam unit (PRMVR=ST) less than or equal to 25MW (i.e. 250 MMBtu/hr) |  | Eastern
EXCLUDE | SC | SC-Eastern | US DOE Savannah River Site (D Area) | 7652 | LP-2 | BIT | ST | 12.5 | 12.5 | 0 | 7511 | 26660.85 |  | IPP CHP | Y | RE | 2012 | Steam unit (PRMVR=ST) less than or equal to 25MW (i.e. 250 MMBtu/hr) |  | Eastern
EXCLUDE | SC | SC-Eastern | US DOE Savannah River Site (D Area) | 7652 | LP-3 | BIT | ST | 12.5 | 12.5 | 0 | 6956 | 24690.84 |  | IPP CHP | Y | RE | 2012 | Steam unit (PRMVR=ST) less than or equal to 25MW (i.e. 250 MMBtu/hr) |  | Eastern
EXCLUDE | SC | SC-Eastern | US DOE Savannah River Site (D Area) | 7652 | LP-4 | BIT | ST | 12.5 | 12.5 | 0 | 4187.66 | 14864.41 |  | IPP CHP | Y | RE | 2012 | Steam unit (PRMVR=ST) less than or equal to 25MW (i.e. 250 MMBtu/hr) |  | Eastern
EXCLUDE | OH | OH-Eastern | Auglaize Hydro | 7657 | 1 | WAT | HY | 0.7 | 0.8 | 0 | 1535.14 | 0 |  | Electric Utility | N | OA |  | Non Combustion (NUC, WAT, WND, GEO, or SUN) |  | Eastern
EXCLUDE | OH | OH-Eastern | Auglaize Hydro | 7657 | 2A | WAT | HY | 0.9 | 0.9 | 0 | 1973.75 | 0 |  | Electric Utility | N | OP |  | Non Combustion (NUC, WAT, WND, GEO, or SUN) |  | Eastern
EXCLUDE | OH | OH-Eastern | Auglaize Hydro | 7657 | 3 | WAT | HY | 1.4 | 1.3 | 0 | 0 | 0 |  | Electric Utility | N | RE | 2003 | Retired prior to 2012 |  | Eastern
EXCLUDE | OH | OH-Eastern | Auglaize Hydro | 7657 | 3A | WAT | HY | 0.9 | 0.9 | 0 | 1973.75 | 0 |  | Electric Utility | N | OP |  | Non Combustion (NUC, WAT, WND, GEO, or SUN) |  | Eastern
EXCLUDE | OH | OH-Eastern | Auglaize Hydro | 7657 | 4 | WAT | HY | 0.5 | 0.8 | 0 | 1096.53 | 0 |  | Electric Utility | N | OA |  | Non Combustion (NUC, WAT, WND, GEO, or SUN) |  | Eastern
EXCLUDE | OH | OH-Eastern | Auglaize Hydro | 7657 | 5 | WAT | HY | 0.5 | 0.7 | 0 | 1096.53 | 0 |  | Electric Utility | N | OS |  | Non Combustion (NUC, WAT, WND, GEO, or SUN) |  | Eastern
EXCLUDE | OH | OH-Eastern | Auglaize Hydro | 7657 | 6 | WAT | HY | 0.1 | 0.1 | 0 | 219.31 | 0 |  | Electric Utility | N | OP |  | Non Combustion (NUC, WAT, WND, GEO, or SUN) |  | Eastern
EXCLUDE | TX | TX-Eastern | Celanese | 7678 | 1 | OTH | OT | 13 | 13 | 0 | 0 | 0 |  | Electric Utility | N | RE | 2010 | Retired prior to 2012 |  | Eastern
EXCLUDE | TX | TX-Eastern | Celanese | 7678 | 2 | PUR | ST | 37 | 26 | 0 | 0 | 0 |  | Electric Utility | N | RE | 2010 | Retired prior to 2012 |  | Eastern
EXCLUDE | PA | PA-Eastern | Pennsbury | 7690 | 1 | LFG | GT | 3 | 2.7 | 0 | -4371.5 | 3774.11 |  | IPP Non-CHP | N | OP |  | Non-Fossil Fuel Type (Less than 10% Fossil Fuel) |  | Eastern
EXCLUDE | PA | PA-Eastern | Pennsbury | 7690 | 2 | LFG | GT | 3 | 2.7 | 0 | -4371.5 | 3774.11 |  | IPP Non-CHP | N | OP |  | Non-Fossil Fuel Type (Less than 10% Fossil Fuel) |  | Eastern
EXCLUDE | CA | CA-Western | Anaheim GT | 7693 | 1 | NG | GT | 49.2 | 44.5 | 470 | 64166 | 38135.32 |  | Electric Utility | N | OP |  | Simple cycle unit |  | Western
NGCC | AL | AL-Eastern | Washington County Cogeneration Facility | 7697 | 1 | NG | CC | 82.6 | 75 | 1400 | 495231.84 | 336888.23 |  | Electric Utility | Y | OP |  |  |  | Eastern
NGCC | AL | AL-Eastern | Washington County Cogeneration Facility | 7697 | 2 | NG | CC | 39.9 | 25 | 1400 | 239222.16 | 162734.15 |  | Electric Utility | Y | OP |  |  |  | Eastern
NGCC | AL | AL-Eastern | General Electric Plastic | 7698 | 1 | NG | CC | 82.2 | 85 | 1365 | 469057.78 | 314942.05 |  | Electric Utility | Y | OP |  |  |  | Eastern
NGCC | AL | AL-Eastern | General Electric Plastic | 7698 | 2 | NG | CC | 14.8 | 12 | 1365 | 84453.22 | 56704.9 | 1 | Electric Utility | Y | OP |  |  |  | Eastern
NGCC | FL | FL-Eastern | Tiger Bay | 7699 | CT1 | NG | CC | 195.2 |  | 1850 | 879036.63 | 383804.89 |  | Electric Utility | N | OP |  |  |  | Eastern
NGCC | FL | FL-Eastern | Tiger Bay | 7699 | CW1 | NG | CC | 82.9 | 205 | 1850 | 373320.37 | 162999.11 |  | Electric Utility | N | OP |  |  |  | Eastern
EXCLUDE | PA | PA-Eastern | Fairless Hills | 7701 | A | LFG | ST | 30 | 30 | 468.7 | 116303 | 97927.51 |  | IPP CHP | Y | OP |  | Non-Fossil Fuel Type (Less than 10% Fossil Fuel) |  | Eastern
EXCLUDE | PA | PA-Eastern | Fairless Hills | 7701 | B | LFG | ST | 30 | 30 | 468.7 | 130558 | 109930.27 |  | IPP CHP | Y | OP |  | Non-Fossil Fuel Type (Less than 10% Fossil Fuel) |  | Eastern
EXCLUDE | FL | FL-Eastern | Girvin Landfill | 7705 | 1 | LFG | IC | 3 | 3 | 0 | 0 | 0 |  | Electric Utility | N | OP |  | Non-Fossil Fuel Type (Less than 10% Fossil Fuel) |  | Eastern
EXCLUDE | IA | IA-Eastern | Agency GT | 7706 | 1 | NG | GT | 19.7 | 15.8 | 0 | 0 | 0 |  | Electric Utility | N | RE | 2010 | Retired prior to 2012 |  | Eastern
EXCLUDE | IA | IA-Eastern | Agency GT | 7706 | 2 | NG | GT | 19.7 | 15.5 | 0 | 0 | 0 |  | Electric Utility | N | RE | 2010 | Retired prior to 2012 |  | Eastern
EXCLUDE | IA | IA-Eastern | Agency GT | 7706 | 3 | NG | GT | 19.7 | 12.2 | 0 | 0 | 0 |  | Electric Utility | N | RE | 2010 | Retired prior to 2012 |  | Eastern
EXCLUDE | IA | IA-Eastern | Agency GT | 7706 | 4 | NG | GT | 19.7 | 16.6 | 0 | 0 | 0 |  | Electric Utility | N | RE | 2010 | Retired prior to 2012 |  | Eastern
EXCLUDE | AL | AL-Eastern | APC1 | 7708 | 2 | NG | CC | 270 | 270 | 0 | 0 | 0 |  | Electric Utility | N | IP |  | Status of Operation (IP, L, P, T) |  | Eastern
EXCLUDE | GA | GA-Eastern | Dahlberg | 7709 | 1 | NG | GT | 91.9 | 74.8 | 0 | 37207.4 | 11790.39 |  | IPP Non-CHP | N | OP |  | Simple cycle unit |  | Eastern
EXCLUDE | GA | GA-Eastern | Dahlberg | 7709 | 10 | NG | GT | 91.9 | 75.2 | 0 | 37207.4 | 27933.41 |  | IPP Non-CHP | N | OP |  | Simple cycle unit |  | Eastern
EXCLUDE | GA | GA-Eastern | Dahlberg | 7709 | 2 | NG | GT | 91.9 | 74 | 0 | 37207.4 | 23619.01 |  | IPP Non-CHP | N | OP |  | Simple cycle unit |  | Eastern
EXCLUDE | GA | GA-Eastern | Dahlberg | 7709 | 3 | NG | GT | 91.9 | 74.7 | 0 | 37207.4 | 10336.88 |  | IPP Non-CHP | N | OP |  | Simple cycle unit |  | Eastern
EXCLUDE | GA | GA-Eastern | Dahlberg | 7709 | 4 | NG | GT | 91.9 | 75 | 0 | 37207.4 | 68850.66 |  | IPP Non-CHP | N | OP |  | Simple cycle unit |  | Eastern
EXCLUDE | GA | GA-Eastern | Dahlberg | 7709 | 5 | NG | GT | 91.9 | 74.7 | 0 | 37207.4 | 10061.21 |  | IPP Non-CHP | N | OP |  | Simple cycle unit |  | Eastern
EXCLUDE | GA | GA-Eastern | Dahlberg | 7709 | 6 | NG | GT | 91.9 | 74.9 | 0 | 37207.4 | 26307.85 |  | IPP Non-CHP | N | OP |  | Simple cycle unit |  | Eastern
EXCLUDE | GA | GA-Eastern | Dahlberg | 7709 | 7 | NG | GT | 91.9 | 75 | 0 | 37207.4 | 16118.69 |  | IPP Non-CHP | N | OP |  | Simple cycle unit |  | Eastern
EXCLUDE | GA | GA-Eastern | Dahlberg | 7709 | 8 | NG | GT | 91.9 | 74 | 0 | 37207.4 | 24455.58 |  | IPP Non-CHP | N | OP |  | Simple cycle unit |  | Eastern
EXCLUDE | GA | GA-Eastern | Dahlberg | 7709 | 9 | NG | GT | 91.9 | 75 | 0 | 37207.4 | 69833.74 |  | IPP Non-CHP | N | OP |  | Simple cycle unit |  | Eastern
NGCC | AL | AL-Eastern | H Allen Franklin Combined Cycle | 7710 | CT1A | NG | CC | 203.1 | 557.1 | 2260 | 1105522.24 | 458678.63 |  | IPP Non-CHP | N | OP |  |  |  | Eastern
NGCC | AL | AL-Eastern | H Allen Franklin Combined Cycle | 7710 | CT1B | NG | CC | 203.1 |  | 2270.1 | 1105522.24 | 458678.63 |  | IPP Non-CHP | N | OP |  |  |  | Eastern
NGCC | AL | AL-Eastern | H Allen Franklin Combined Cycle | 7710 | CT2A | NG | CC | 203.1 | 632.3 | 2529 | 1105522.24 | 458678.63 |  | IPP Non-CHP | N | OP |  |  |  | Eastern
NGCC | AL | AL-Eastern | H Allen Franklin Combined Cycle | 7710 | CT2B | NG | CC | 203.1 |  | 2529.8 | 1105522.24 | 458678.63 |  | IPP Non-CHP | N | OP |  |  |  | Eastern
NGCC | AL | AL-Eastern | H Allen Franklin Combined Cycle | 7710 | CT3A | NG | CC | 203.1 | 625.6 | 2600 | 1105522.24 | 458678.63 |  | IPP Non-CHP | N | OP |  |  |  | Eastern
NGCC | AL | AL-Eastern | H Allen Franklin Combined Cycle | 7710 | CT3B | NG | CC | 203.1 |  | 2590 | 1105522.24 | 458678.63 |  | IPP Non-CHP | N | OP |  |  |  | Eastern
EXCLUDE | AL | AL-Eastern | H Allen Franklin Combined Cycle | 7710 | CT4A | NG | CC | 203.1 | 203.1 | 0 | 0 | 0 |  | IPP Non-CHP | N | IP |  | Status of Operation (IP, L, P, T) |  | Eastern
EXCLUDE | AL | AL-Eastern | H Allen Franklin Combined Cycle | 7710 | CT4B | NG | CC | 203.1 | 203.1 | 0 | 0 | 0 |  | IPP Non-CHP | N | IP |  | Status of Operation (IP, L, P, T) |  | Eastern
NGCC | AL | AL-Eastern | H Allen Franklin Combined Cycle | 7710 | ST1 | NG | CC | 213.3 |  | 2260 | 1161043.3 | 481714.18 |  | IPP Non-CHP | N | OP |  |  |  | Eastern
NGCC | AL | AL-Eastern | H Allen Franklin Combined Cycle | 7710 | ST2 | NG | CC | 281.9 |  | 2529 | 1534449.63 | 636639.61 |  | IPP Non-CHP | N | OP |  |  |  | Eastern
NGCC | AL | AL-Eastern | H Allen Franklin Combined Cycle | 7710 | ST3 | NG | CC | 281.9 |  | 2600 | 1534449.63 | 636639.61 |  | IPP Non-CHP | N | OP |  |  |  | Eastern
EXCLUDE | AL | AL-Eastern | H Allen Franklin Combined Cycle | 7710 | ST4 | NG | CC | 281.9 | 282 | 0 | 0 | 0 |  | IPP Non-CHP | N | IP |  | Status of Operation (IP, L, P, T) |  | Eastern
EXCLUDE | GA | GA-Eastern | GPC3 | 7711 | 1 | NG | CC | 660 | 660 | 0 | 0 | 0 |  | Electric Utility | N | IP |  | Status of Operation (IP, L, P, T) |  | Eastern
EXCLUDE | GA | GA-Eastern | GPC4 | 7712 | 1 | NG | GT | 570 | 570 | 0 | 0 | 0 |  | Electric Utility | N | IP |  | Status of Operation (IP, L, P, T) |  | Eastern
EXCLUDE | GA | GA-Eastern | GPC5 | 7713 | 1 | NG | GT | 930 | 930 | 0 | 0 | 0 |  | Electric Utility | N | IP |  | Status of Operation (IP, L, P, T) |  | Eastern
EXCLUDE | GA | GA-Eastern | GPC6 | 7714 | 1 | NG | CC | 570 | 570 | 0 | 0 | 0 |  | Electric Utility | N | IP |  | Status of Operation (IP, L, P, T) |  | Eastern
EXCLUDE | FL | FL-Eastern | Pea Ridge | 7715 | 1 | NG | GT | 4.7 | 4 | 0 | 29387.33 | 22115.42 |  | Electric Utility | N | OP |  | Simple cycle unit |  | Eastern
EXCLUDE | FL | FL-Eastern | Pea Ridge | 7715 | 2 | NG | GT | 4.7 | 4 | 0 | 29387.33 | 22115.42 |  | Electric Utility | N | OP |  | Simple cycle unit |  | Eastern
EXCLUDE | FL | FL-Eastern | Pea Ridge | 7715 | 3 | NG | GT | 4.7 | 4 | 0 | 29387.33 | 22115.42 |  | Electric Utility | N | OP |  | Simple cycle unit |  | Eastern
EXCLUDE | MS | MS-Eastern | Meridian | 7719 | 1 | DFO | IC | 1.8 | 1.8 | 0 | 0 | 0 |  | Electric Utility | N | OP |  | Internal Combustion |  | Eastern
EXCLUDE | MS | MS-Eastern | Meridian | 7719 | 2 | DFO | IC | 1.8 | 1.8 | 0 | 0 | 0 |  | Electric Utility | N | OP |  | Internal Combustion |  | Eastern
EXCLUDE | MS | MS-Eastern | Meridian | 7719 | 3 | DFO | IC | 1.8 | 1.8 | 0 | 0 | 0 |  | Electric Utility | N | OP |  | Internal Combustion |  | Eastern
EXCLUDE | MS | MS-Eastern | Meridian | 7719 | 4 | DFO | IC | 1.8 | 1.8 | 0 | 0 | 0 |  | Electric Utility | N | OP |  | Internal Combustion |  | Eastern
EXCLUDE | MS | MS-Eastern | Meridian | 7719 | 5 | DFO | IC | 1.8 | 1.8 | 0 | 0 | 0 |  | Electric Utility | N | OP |  | Internal Combustion |  | Eastern
NGCC | AL | AL-Eastern | Theodore Cogen Facility | 7721 | 1 | NG | CC | 229 | 160 | 2500 | 1019995.15 | 554608.96 |  | Electric Utility | Y | OP |  |  |  | Eastern
NGCC | AL | AL-Eastern | Theodore Cogen Facility | 7721 | 2 | NG | CC | 88.4 | 64.7 | 2500 | 393744.85 | 214093.59 |  | Electric Utility | Y | OP |  |  |  | Eastern
EXCLUDE | TN | TN-Eastern | Watts Bar Nuclear Plant | 7722 | 1 | NUC | ST | 1269.9 | 1123 | 0 | 8516471 | 0 |  | Electric Utility | N | OP |  | Non Combustion (NUC, WAT, WND, GEO, or SUN) |  | Eastern
EXCLUDE | TN | TN-Eastern | Watts Bar Nuclear Plant | 7722 | 2 | NUC | ST | 1269.9 | 1122 | 0 | 0 | 0 |  | Electric Utility | N | U |  | Status of Operation (IP, L, P, T) |  | Eastern
EXCLUDE | AK | AK-Alaska | Nymans Plant | 7723 | 1 | DFO | IC | 2.5 | 2.5 | 0 | 0 | 0 |  | Electric Utility | N | OP |  | State not covered under final 111(d) |  | Alaska
EXCLUDE | AK | AK-Alaska | Nymans Plant | 7723 | 2 | DFO | IC | 7.5 | 7.3 | 0 | 0 | 0 |  | Electric Utility | N | OP |  | State not covered under final 111(d) |  | Alaska
EXCLUDE | OR | OR-Western | Coffin Butte | 7725 | 1 | LFG | IC | 0.8 | 0.8 | 0 | 0 | 0 |  | Electric Utility | N | OP |  | Non-Fossil Fuel Type (Less than 10% Fossil Fuel) |  | Western
EXCLUDE | OR | OR-Western | Coffin Butte | 7725 | 2 | LFG | IC | 0.8 | 0.8 | 0 | 0 | 0 |  | Electric Utility | N | OP |  | Non-Fossil Fuel Type (Less than 10% Fossil Fuel) |  | Western
EXCLUDE | OR | OR-Western | Coffin Butte | 7725 | 3 | LFG | IC | 0.8 | 0.8 | 0 | 0 | 0 |  | Electric Utility | N | OP |  | Non-Fossil Fuel Type (Less than 10% Fossil Fuel) |  | Western
EXCLUDE | OR | OR-Western | Coffin Butte | 7725 | 4 | LFG | IC | 1.6 | 1.5 | 0 | 0 | 0 |  | Electric Utility | N | OP |  | Non-Fossil Fuel Type (Less than 10% Fossil Fuel) |  | Western
EXCLUDE | OR | OR-Western | Coffin Butte | 7725 | 5 | LFG | IC | 1.6 | 1.5 | 0 | 0 | 0 |  | Electric Utility | N | OP |  | Non-Fossil Fuel Type (Less than 10% Fossil Fuel) |  | Western
EXCLUDE | NC | NC-Eastern | Future Gen Plant | 7727 | 1 | NG | CC | 211.8 | 162 | 0 | 0 | 0 |  | Electric Utility | N | IP |  | Status of Operation (IP, L, P, T) |  | Eastern
EXCLUDE | NC | NC-Eastern | Future Gen Plant | 7728 | 1 | NG | CC | 612 | 480 | 0 | 0 | 0 |  | Electric Utility | N | IP |  | Status of Operation (IP, L, P, T) |  | Eastern
EXCLUDE | CO | CO-Western | La Junta | 506 | 3 | DFO | IC | 0.4 | 0.4 | 0 | 0 | 0 |  | Electric Utility | N | SB |  | Internal Combustion |  | Western
EXCLUDE | TX | TX-Western | Turbine | 7732 | 1 | NG | GT | 121 | 121 | 0 | 0 | 0 |  | Electric Utility | N | IP |  | Status of Operation (IP, L, P, T) |  | Western
COALST | SC | SC-Eastern | Kapstone | 7737 | 1 | BIT | ST | 99.2 | 90 | 0 | 579252 | 1348279.48 |  | Electric Utility | Y | OP |  |  |  | Eastern
EXCLUDE | FL | FL-Eastern | Unknown | 7738 | 1 | DFO | GT | 300 | 300 | 0 | 0 | 0 |  | Electric Utility | N | IP |  | Status of Operation (IP, L, P, T) |  | Eastern
EXCLUDE | FL | FL-Eastern | Unknown | 7738 | GT1 | DFO | GT | 180 | 153 | 0 | 0 | 0 |  | Electric Utility | N | IP |  | Status of Operation (IP, L, P, T) |  | Eastern
EXCLUDE | FL | FL-Eastern | Unknown | 7738 | GT2 | DFO | GT | 180 | 153 | 0 | 0 | 0 |  | Electric Utility | N | IP |  | Status of Operation (IP, L, P, T) |  | Eastern
EXCLUDE | FL | FL-Eastern | Unknown | 7738 | GT3 | DFO | GT | 180 | 153 | 0 | 0 | 0 |  | Electric Utility | N | IP |  | Status of Operation (IP, L, P, T) |  | Eastern
EXCLUDE | FL | FL-Eastern | Unknown | 7738 | GT4 | DFO | GT | 180 | 153 | 0 | 0 | 0 |  | Electric Utility | N | IP |  | Status of Operation (IP, L, P, T) |  | Eastern
EXCLUDE | FL | FL-Eastern | Unknown | 7738 | GT5 | DFO | GT | 180 | 153 | 0 | 0 | 0 |  | Electric Utility | N | IP |  | Status of Operation (IP, L, P, T) |  | Eastern
EXCLUDE | FL | FL-Eastern | Unknown | 7738 | GT6 | DFO | GT | 180 | 153 | 0 | 0 | 0 |  | Electric Utility | N | IP |  | Status of Operation (IP, L, P, T) |  | Eastern
EXCLUDE | FL | FL-Eastern | Unknown | 7738 | GT7 | DFO | GT | 180 | 153 | 0 | 0 | 0 |  | Electric Utility | N | IP |  | Status of Operation (IP, L, P, T) |  | Eastern
EXCLUDE | FL | FL-Eastern | Unsited | 7744 | 1 | NG | CC | 448 | 448 | 0 | 0 | 0 |  | Electric Utility | N | IP |  | Status of Operation (IP, L, P, T) |  | Eastern
EXCLUDE | FL | FL-Eastern | Unsited | 7744 | 2 | NG | CC | 448 | 448 | 0 | 0 | 0 |  | Electric Utility | N | IP |  | Status of Operation (IP, L, P, T) |  | Eastern
EXCLUDE | MO | MO-Eastern | Essex | 7749 | 1 | NG | GT | 121.2 | 89 | 1400 | 30385 | 20831.43 |  | Electric Utility | N | OP |  | Simple cycle unit |  | Eastern
EXCLUDE | MO | MO-Eastern | Essex | 7749 | 2 | NG | GT | 108 | 104 | 0 | 0 | 0 |  | Electric Utility | N | IP |  | Status of Operation (IP, L, P, T) |  | Eastern
EXCLUDE | AK | AK-Alaska | Goat Lake Hydro | 7751 | 1 | WAT | HY | 4 | 4 | 0 | 16298 | 0 |  | Electric Utility | N | OP |  | State not covered under final 111(d) |  | Alaska
EXCLUDE | AK | AK-Alaska | Black Bear Lake | 7752 | 1 | WAT | HY | 4.5 | 4.5 | 0 | 19497 | 0 |  | Electric Utility | N | OP |  | State not covered under final 111(d) |  | Alaska
EXCLUDE | MO | MO-Eastern | Nodaway | 7754 | 1 | NG | GT | 157.8 | 93 | 1400 | 9626 | 6213.3 |  | Electric Utility | N | SB |  | Simple cycle unit |  | Eastern
EXCLUDE | MO | MO-Eastern | Nodaway | 7754 | 2 | NG | GT | 157.8 | 93 | 1400 | 9626 | 7820.69 |  | Electric Utility | N | SB |  | Simple cycle unit |  | Eastern
NGCC | OK | OK-Eastern | Chouteau | 7757 | 1 | NG | CC | 176 | 145 | 1843.4 | 531371.08 | 232625.21 |  | Electric Utility | N | OP |  |  |  | Eastern
NGCC | OK | OK-Eastern | Chouteau | 7757 | 2 | NG | CC | 176 | 145 | 1809.4 | 531371.08 | 232625.21 |  | Electric Utility | N | OP |  |  |  | Eastern
NGCC | OK | OK-Eastern | Chouteau | 7757 | 3 | NG | CC | 182.8 | 152 | 1843.4 | 551901.33 | 241613 |  | Electric Utility | N | OP |  |  |  | Eastern
NGCC | OK | OK-Eastern | Chouteau | 7757 | 4 | NG | CC | 176 | 145 | 1882 | 531371.08 | 232625.21 |  | Electric Utility | N | OP |  |  |  | Eastern
NGCC | OK | OK-Eastern | Chouteau | 7757 | 5 | NG | CC | 176 | 145 | 1882 | 531371.08 | 232625.21 |  | Electric Utility | N | OP |  |  |  | Eastern
NGCC | OK | OK-Eastern | Chouteau | 7757 | 6 | NG | CC | 182.8 | 152 | 1882 | 551901.33 | 241613 |  | Electric Utility | N | OP |  |  |  | Eastern
EXCLUDE | IA | IA-Eastern | South Plant | 7758 | 1 | DFO | IC | 2 | 1.9 | 0 | 0 | 0 |  | Electric Utility | N | OP |  | Internal Combustion |  | Eastern
EXCLUDE | IA | IA-Eastern | South Plant | 7758 | 2 | DFO | IC | 2 | 1.9 | 0 | 0 | 0 |  | Electric Utility | N | OP |  | Internal Combustion |  | Eastern
EXCLUDE | IA | IA-Eastern | South Plant | 7758 | 3 | DFO | IC | 2 | 1.9 | 0 | 0 | 0 |  | Electric Utility | N | OP |  | Internal Combustion |  | Eastern
EXCLUDE | IA | IA-Eastern | South Plant | 7758 | 4 | DFO | IC | 2 | 1.9 | 0 | 0 | 0 |  | Electric Utility | N | OP |  | Internal Combustion |  | Eastern
EXCLUDE | IA | IA-Eastern | South Plant | 7758 | 5 | DFO | IC | 2 | 1.9 | 0 | 0 | 0 |  | Electric Utility | N | OP |  | Internal Combustion |  | Eastern
EXCLUDE | IA | IA-Eastern | South Plant | 7758 | 6 | DFO | IC | 2 | 1.9 | 0 | 0 | 0 |  | Electric Utility | N | OP |  | Internal Combustion |  | Eastern
EXCLUDE | IN | IN-Eastern | Georgetown | 7759 | GT1 | NG | GT | 85.3 | 79 | 1100 | 41435.49 | 20015.9 |  | Electric Utility | N | OP |  | Simple cycle unit |  | Eastern
EXCLUDE | IN | IN-Eastern | Georgetown | 7759 | GT2 | NG | GT | 73.5 | 72 | 1100 | 35703.5 | 36208.07 |  | Electric Utility | N | OP |  | Simple cycle unit |  | Eastern
EXCLUDE | IN | IN-Eastern | Georgetown | 7759 | GT3 | NG | GT | 73.5 | 72 | 1100 | 35703.5 | 33871.64 |  | Electric Utility | N | OP |  | Simple cycle unit |  | Eastern
EXCLUDE | IN | IN-Eastern | Georgetown | 7759 | GT4 | NG | GT | 73.5 | 72 | 1150 | 35703.5 | 32108.51 |  | Electric Utility | N | OP |  | Simple cycle unit |  | Eastern
EXCLUDE | IL | IL-Eastern | Tilton | 7760 | 1 | NG | GT | 47 | 44 | 630 | 27946.25 | 17275.97 |  | IPP Non-CHP | N | OP |  | Simple cycle unit |  | Eastern
EXCLUDE | IL | IL-Eastern | Tilton | 7760 | 2 | NG | GT | 47 | 44 | 630 | 27946.25 | 18554.16 |  | IPP Non-CHP | N | OP |  | Simple cycle unit |  | Eastern
EXCLUDE | IL | IL-Eastern | Tilton | 7760 | 3 | NG | GT | 47 | 44 | 630 | 27946.25 | 18433.8 |  | IPP Non-CHP | N | OP |  | Simple cycle unit |  | Eastern
EXCLUDE | IL | IL-Eastern | Tilton | 7760 | 4 | NG | GT | 47 | 44 | 630 | 27946.25 | 17320.04 |  | IPP Non-CHP | N | OP |  | Simple cycle unit |  | Eastern
EXCLUDE | IN | IN-Eastern | Henry County | 7763 | 1 | NG | GT | 45 | 43 | 455 | 24463.67 | 16393.55 |  | Electric Utility | N | OP |  | Simple cycle unit |  | Eastern
EXCLUDE | IN | IN-Eastern | Henry County | 7763 | 2 | NG | GT | 45 | 43 | 450 | 24463.67 | 17158.67 |  | Electric Utility | N | OP |  | Simple cycle unit |  | Eastern
EXCLUDE | IN | IN-Eastern | Henry County | 7763 | 3 | NG | GT | 45 | 43 | 450 | 24463.67 | 16790.45 |  | Electric Utility | N | OP |  | Simple cycle unit |  | Eastern
EXCLUDE | GA | GA-Eastern | MPC Generating | 7764 | 1 | NG | GT | 185.4 | 147.5 | 1978 | 27151.18 | 14725.08 |  | IPP Non-CHP | N | OP |  | Simple cycle unit |  | Eastern
EXCLUDE | GA | GA-Eastern | MPC Generating | 7764 | 2 | NG | GT | 200.7 | 155 | 1978 | 29391.82 | 25905.1 |  | IPP Non-CHP | N | OP |  | Simple cycle unit |  | Eastern
EXCLUDE | KS | KS-Eastern | Erie Energy Center | 7766 | 1 | DFO | IC | 2.5 | 2.5 | 0 | 0 | 0 |  | Electric Utility | N | OP |  | Internal Combustion |  | Eastern
EXCLUDE | KS | KS-Eastern | Erie Energy Center | 7766 | 2 | DFO | IC | 2.5 | 2.5 | 0 | 0 | 0 |  | Electric Utility | N | OP |  | Internal Combustion |  | Eastern
EXCLUDE | KS | KS-Eastern | Erie Energy Center | 7766 | 3 | DFO | IC | 2.5 | 2.5 | 0 | 0 | 0 |  | Electric Utility | N | OP |  | Internal Combustion |  | Eastern
EXCLUDE | KS | KS-Eastern | Erie Energy Center | 7766 | 4 | DFO | IC | 2.5 | 2.5 | 0 | 0 | 0 |  | Electric Utility | N | OP |  | Internal Combustion |  | Eastern
EXCLUDE | KS | KS-Eastern | Erie Energy Center | 7766 | 5 | DFO | IC | 2.5 | 2.5 | 0 | 0 | 0 |  | Electric Utility | N | OP |  | Internal Combustion |  | Eastern
EXCLUDE | KS | KS-Eastern | Erie Energy Center | 7766 | 6 | DFO | IC | 2.5 | 2.5 | 0 | 0 | 0 |  | Electric Utility | N | OP |  | Internal Combustion |  | Eastern
EXCLUDE | KS | KS-Eastern | Erie Energy Center | 7766 | 7 | DFO | IC | 2.5 | 2.5 | 0 | 0 | 0 |  | Electric Utility | N | OP |  | Internal Combustion |  | Eastern
EXCLUDE | KS | KS-Eastern | Erie Energy Center | 7766 | 8 | DFO | IC | 2.5 | 2.5 | 0 | 0 | 0 |  | Electric Utility | N | OP |  | Internal Combustion |  | Eastern
EXCLUDE | UT | UT-Western | Bloomington Power Plant | 7767 | 1 | DFO | IC | 1.7 | 1.5 | 0 | 0 | 0 |  | Electric Utility | N | OP |  | Internal Combustion |  | Western
EXCLUDE | UT | UT-Western | Bloomington Power Plant | 7767 | 2 | DFO | IC | 1.7 | 1.5 | 0 | 0 | 0 |  | Electric Utility | N | OP |  | Internal Combustion |  | Western
EXCLUDE | UT | UT-Western | Bloomington Power Plant | 7767 | 3 | DFO | IC | 1.7 | 1.5 | 0 | 0 | 0 |  | Electric Utility | N | OP |  | Internal Combustion |  | Western
EXCLUDE | UT | UT-Western | Bloomington Power Plant | 7767 | 4 | DFO | IC | 1.7 | 1.5 | 0 | 0 | 0 |  | Electric Utility | N | OP |  | Internal Combustion |  | Western
EXCLUDE | UT | UT-Western | Bloomington Power Plant | 7767 | 5 | DFO | IC | 1.7 | 1.5 | 0 | 0 | 0 |  | Electric Utility | N | OP |  | Internal Combustion |  | Western
EXCLUDE | UT | UT-Western | Bloomington Power Plant | 7767 | 6 | DFO | IC | 1.7 | 1.5 | 0 | 0 | 0 |  | Electric Utility | N | OP |  | Internal Combustion |  | Western
EXCLUDE | UT | UT-Western | Bloomington Power Plant | 7767 | 7 | DFO | IC | 1.7 | 1.5 | 0 | 0 | 0 |  | Electric Utility | N | RE | 2010 | Retired prior to 2012 |  | Western
EXCLUDE | GA | GA-Eastern | Sowega Power | 7768 | CTG2 | NG | GT | 60 | 48.5 | 614 | 59026.5 | 35675.72 |  | IPP Non-CHP | N | OP |  | Simple cycle unit |  | Eastern
EXCLUDE | GA | GA-Eastern | Sowega Power | 7768 | CTG3 | NG | GT | 60 | 48.5 | 614 | 59026.5 | 34072.84 |  | IPP Non-CHP | N | OP |  | Simple cycle unit |  | Eastern
EXCLUDE | HI | HI-Hawaii | Lalamilo Windfarm | 7769 | 1-81 | WND | WT | 1.6 | 1.6 | 0 | 0 | 0 |  | Electric Utility | N | RE | 2010 | State not covered under final 111(d) |  | Hawaii
EXCLUDE | HI | HI-Hawaii | Lalamilo Windfarm | 7769 | 8211 | WND | WT | 0.6 | 0.6 | 0 | 0 | 0 |  | Electric Utility | N | RE | 2010 | State not covered under final 111(d) |  | Hawaii
EXCLUDE | IL | IL-Eastern | 1515 S Caron Road | 7770 | GT1 | NG | GT | 4.2 | 3 | 0 | 180 | 140.09 |  | Electric Utility | N | OP |  | Simple cycle unit |  | Eastern
EXCLUDE | NE | NE-Eastern | Springview | 7771 | 1 | WND | WT | 0.7 | 0.7 | 0 | 0 | 0 |  | IPP Non-CHP | N | RE | 2007 | Retired prior to 2012 |  | Eastern
EXCLUDE | NE | NE-Eastern | Springview | 7771 | 2 | WND | WT | 0.7 | 0.7 | 0 | 0 | 0 |  | IPP Non-CHP | N | RE | 2007 | Retired prior to 2012 |  | Eastern
EXCLUDE | NE | NE-Eastern | Springview | 7771 | 3 | WND | WT | 1.5 | 1.5 | 0 | 0 | 0 |  | IPP Non-CHP | N | OP |  | Non Combustion (NUC, WAT, WND, GEO, or SUN) |  | Eastern
EXCLUDE | NE | NE-Eastern | Springview | 7771 | 4 | WND | WT | 1.5 | 1.5 | 0 | 0 | 0 |  | IPP Non-CHP | N | OP |  | Non Combustion (NUC, WAT, WND, GEO, or SUN) |  | Eastern
EXCLUDE | OH | OH-Eastern | Cleveland Peaking | 7774 | 1 | DFO | IC | 1.8 | 1.8 | 0 | 0 | 0 |  | Electric Utility | N | OP |  | Internal Combustion |  | Eastern
EXCLUDE | OH | OH-Eastern | Cleveland Peaking | 7774 | 2 | DFO | IC | 1.8 | 1.8 | 0 | 0 | 0 |  | Electric Utility | N | OP |  | Internal Combustion |  | Eastern
EXCLUDE | OH | OH-Eastern | Cleveland Peaking | 7774 | 3 | DFO | IC | 1.8 | 1.8 | 0 | 0 | 0 |  | Electric Utility | N | OP |  | Internal Combustion |  | Eastern
EXCLUDE | OH | OH-Eastern | Cleveland Peaking | 7774 | 4 | DFO | IC | 1.8 | 1.8 | 0 | 0 | 0 |  | Electric Utility | N | OP |  | Internal Combustion |  | Eastern
EXCLUDE | OH | OH-Eastern | Cleveland Peaking | 7774 | 5 | DFO | IC | 1.8 | 1.8 | 0 | 0 | 0 |  | Electric Utility | N | OP |  | Internal Combustion |  | Eastern
EXCLUDE | OH | OH-Eastern | Cleveland Peaking | 7774 | 6 | DFO | IC | 1.8 | 1.8 | 0 | 0 | 0 |  | Electric Utility | N | OP |  | Internal Combustion |  | Eastern
EXCLUDE | OH | OH-Eastern | Versailles Peaking | 7775 | 1 | DFO | IC | 1.8 | 1.8 | 0 | 0 | 0 |  | Electric Utility | N | OP |  | Internal Combustion |  | Eastern
EXCLUDE | OH | OH-Eastern | Versailles Peaking | 7775 | 2 | DFO | IC | 1.8 | 1.8 | 0 | 0 | 0 |  | Electric Utility | N | OP |  | Internal Combustion |  | Eastern
EXCLUDE | OH | OH-Eastern | Versailles Peaking | 7775 | 3 | DFO | IC | 1.8 | 1.8 | 0 | 0 | 0 |  | Electric Utility | N | OP |  | Internal Combustion |  | Eastern
EXCLUDE | OH | OH-Eastern | Napoleon Peaking | 7776 | 4 | DFO | IC | 1.8 | 1.8 | 0 | 0 | 0 |  | Electric Utility | N | OP |  | Internal Combustion |  | Eastern
EXCLUDE | OH | OH-Eastern | Napoleon Peaking | 7776 | 5 | DFO | IC | 1.8 | 1.8 | 0 | 0 | 0 |  | Electric Utility | N | OP |  | Internal Combustion |  | Eastern
EXCLUDE | OH | OH-Eastern | Napoleon Peaking | 7776 | 6 | DFO | IC | 1.8 | 1.8 | 0 | 0 | 0 |  | Electric Utility | N | OP |  | Internal Combustion |  | Eastern
EXCLUDE | OH | OH-Eastern | Dover Peaking | 7777 | 1 | DFO | IC | 1.8 | 1.8 | 0 | 0 | 0 |  | Electric Utility | N | OP |  | Internal Combustion |  | Eastern
EXCLUDE | OH | OH-Eastern | Dover Peaking | 7777 | 2 | DFO | IC | 1.8 | 1.8 | 0 | 0 | 0 |  | Electric Utility | N | OP |  | Internal Combustion |  | Eastern
EXCLUDE | OH | OH-Eastern | Dover Peaking | 7777 | 3 | DFO | IC | 1.8 | 1.8 | 0 | 0 | 0 |  | Electric Utility | N | OP |  | Internal Combustion |  | Eastern
EXCLUDE | OH | OH-Eastern | Dover Peaking | 7777 | 4 | DFO | IC | 1.8 | 1.8 | 0 | 0 | 0 |  | Electric Utility | N | OP |  | Internal Combustion |  | Eastern
EXCLUDE | OH | OH-Eastern | Dover Peaking | 7777 | 5 | DFO | IC | 1.8 | 1.8 | 0 | 0 | 0 |  | Electric Utility | N | OP |  | Internal Combustion |  | Eastern
EXCLUDE | OH | OH-Eastern | Dover Peaking | 7777 | 6 | DFO | IC | 1.8 | 1.8 | 0 | 0 | 0 |  | Electric Utility | N | OP |  | Internal Combustion |  | Eastern
EXCLUDE | OH | OH-Eastern | Orrville Peaking | 7778 | 1 | DFO | IC | 1.8 | 1.8 | 0 | 0 | 0 |  | Electric Utility | N | OP |  | Internal Combustion |  | Eastern
EXCLUDE | OH | OH-Eastern | Orrville Peaking | 7778 | 2 | DFO | IC | 1.8 | 1.8 | 0 | 0 | 0 |  | Electric Utility | N | OP |  | Internal Combustion |  | Eastern
EXCLUDE | OH | OH-Eastern | Orrville Peaking | 7778 | 3 | DFO | IC | 1.8 | 1.8 | 0 | 0 | 0 |  | Electric Utility | N | OP |  | Internal Combustion |  | Eastern
EXCLUDE | OH | OH-Eastern | Bryan Peaking | 7779 | 1 | DFO | IC | 1.8 | 1.8 | 0 | 0 | 0 |  | Electric Utility | N | OP |  | Internal Combustion |  | Eastern
EXCLUDE | OH | OH-Eastern | Bryan Peaking | 7779 | 2 | DFO | IC | 1.8 | 1.8 | 0 | 0 | 0 |  | Electric Utility | N | OP |  | Internal Combustion |  | Eastern
EXCLUDE | OH | OH-Eastern | Bryan Peaking | 7779 | 3 | DFO | IC | 1.8 | 1.8 | 0 | 0 | 0 |  | Electric Utility | N | OP |  | Internal Combustion |  | Eastern
EXCLUDE | OH | OH-Eastern | Bryan Peaking | 7779 | 4 | DFO | IC | 1.8 | 1.8 | 0 | 0 | 0 |  | Electric Utility | N | OP |  | Internal Combustion |  | Eastern
EXCLUDE | OH | OH-Eastern | Bryan Peaking | 7779 | 5 | DFO | IC | 1.8 | 1.8 | 0 | 0 | 0 |  | Electric Utility | N | OP |  | Internal Combustion |  | Eastern
EXCLUDE | OH | OH-Eastern | Bryan Peaking | 7779 | 6 | DFO | IC | 1.8 | 1.8 | 0 | 0 | 0 |  | Electric Utility | N | OP |  | Internal Combustion |  | Eastern
EXCLUDE | OH | OH-Eastern | Jackson Cntr Peaking | 7780 | 1 | DFO | IC | 1.8 | 1.8 | 0 | 0 | 0 |  | Electric Utility | N | OP |  | Internal Combustion |  | Eastern
EXCLUDE | OH | OH-Eastern | Arcanum Peaking | 7781 | 1 | DFO | IC | 1.8 | 1.8 | 0 | 0 | 0 |  | Electric Utility | N | OP |  | Internal Combustion |  | Eastern
EXCLUDE | OH | OH-Eastern | Hamilton Peaking | 7782 | 1 | NG | GT | 32 | 29 | 423 | 1717 | 1251.6 |  | Electric Utility | N | OP |  | Simple cycle unit |  | Eastern
EXCLUDE | OH | OH-Eastern | Bowling Green Peaking | 7783 | 1 | NG | GT | 32 | 29 | 423 | 3574 | 2426.03 |  | Electric Utility | N | OP |  | Simple cycle unit |  | Eastern
NGCC | NY | NY-Eastern | Allegany Cogen | 7784 | 1 | NG | CC | 42 | 39 | 0 | 49150.66 | 24352.03 |  | Electric Utility | N | OA |  |  |  | Eastern
NGCC | NY | NY-Eastern | Allegany Cogen | 7784 | 2 | NG | CC | 25 | 20 | 0 | 29256.34 | 14495.25 | 1 | Electric Utility | N | OA |  |  |  | Eastern
EXCLUDE | AK | AK-Alaska | Healy Clean Coal Plant | 7785 | 2 | SUB | ST | 50 | 50 | 0 | 0 | 0 |  | Electric Utility | N | IP |  | State not covered under final 111(d) | Yes | Alaska
EXCLUDE | NM | NM-Western | Abiquiu Dam | 7789 | 1 | WAT | HY | 6.3 | 6.9 | 0 | 17466.35 | 0 |  | Electric Utility | N | OP |  | Non Combustion (NUC, WAT, WND, GEO, or SUN) |  | Western
EXCLUDE | NM | NM-Western | Abiquiu Dam | 7789 | 2 | WAT | HY | 6.3 | 6.9 | 0 | 17466.35 | 0 |  | Electric Utility | N | OP |  | Non Combustion (NUC, WAT, WND, GEO, or SUN) |  | Western
EXCLUDE | NM | NM-Western | Abiquiu Dam | 7789 | 3 | WAT | HY | 3 | 3 | 0 | 8317.31 | 0 |  | Electric Utility | N | OP |  | Non Combustion (NUC, WAT, WND, GEO, or SUN) |  | Western
COALST | Ute | Ute-Western | Bonanza | 7790 | 1 | BIT | ST | 499.5 | 458 | 5500 | 3090433 | 3314096.53 |  | Electric Utility | N | OP |  |  |  | Western
EXCLUDE | Ute | Ute-Western | Bonanza | 7790 | 2 | WC | ST | 110 | 86 | 0 | 0 | 0 |  | Electric Utility | N | IP |  | Status of Operation (IP, L, P, T) |  | Western
EXCLUDE | OH | OH-Eastern | Montpelier | 7791 | 1 | DFO | IC | 1.8 | 1.8 | 0 | 0 | 0 |  | Electric Utility | N | OP |  | Internal Combustion |  | Eastern
EXCLUDE | OH | OH-Eastern | Montpelier | 7791 | 2 | DFO | IC | 1.8 | 1.8 | 0 | 0 | 0 |  | Electric Utility | N | OP |  | Internal Combustion |  | Eastern
EXCLUDE | OH | OH-Eastern | Montpelier | 7791 | 3 | DFO | IC | 1.8 | 1.8 | 0 | 0 | 0 |  | Electric Utility | N | OP |  | Internal Combustion |  | Eastern
EXCLUDE | OH | OH-Eastern | Montpelier | 7791 | 4 | DFO | IC | 1.8 | 1.8 | 0 | 0 | 0 |  | Electric Utility | N | OP |  | Internal Combustion |  | Eastern
EXCLUDE | OH | OH-Eastern | Montpelier | 7791 | 5 | DFO | IC | 1.8 | 1.8 | 0 | 0 | 0 |  | Electric Utility | N | OP |  | Internal Combustion |  | Eastern
EXCLUDE | OH | OH-Eastern | Montpelier | 7791 | 6 | DFO | IC | 1.8 | 1.8 | 0 | 0 | 0 |  | Electric Utility | N | OP |  | Internal Combustion |  | Eastern
EXCLUDE | WI | WI-Eastern | Custer Energy Center | 7795 | 1 | NG | GT | 24.5 | 22 | 0 | 425 | 423.54 |  | Electric Utility | N | OP |  | Simple cycle unit |  | Eastern
EXCLUDE | VA | VA-Eastern | Dominion/Lo Mar | 7797 | DOM1 | DFO | GT | 12 | 11.1 | 0 | 48 | 74.76 |  | Electric Utility | N | OP |  | Simple cycle unit |  | Eastern
EXCLUDE | VA | VA-Eastern | Dominion/Lo Mar | 7797 | DOM2 | DFO | IC | 1.8 | 1.7 | 0 | 0 | 0 |  | Electric Utility | N | OP |  | Internal Combustion |  | Eastern
EXCLUDE | VA | VA-Eastern | Dominion/Lo Mar | 7797 | DOM3 | DFO | IC | 1.8 | 1.6 | 0 | 0 | 0 |  | Electric Utility | N | IP |  | Status of Operation (IP, L, P, T) |  | Eastern
EXCLUDE | VA | VA-Eastern | Dominion/Lo Mar | 7797 | DOM4 | DFO | IC | 1.8 | 1.6 | 0 | 0 | 0 |  | Electric Utility | N | IP |  | Status of Operation (IP, L, P, T) |  | Eastern
EXCLUDE | VA | VA-Eastern | Dominion/Lo Mar | 7797 | LOM1 | DFO | IC | 1.8 | 1.7 | 0 | 0 | 0 |  | Electric Utility | N | OP |  | Internal Combustion |  | Eastern
EXCLUDE | VA | VA-Eastern | Dominion/Lo Mar | 7797 | LOM2 | DFO | IC | 1.8 | 1.7 | 0 | 0 | 0 |  | Electric Utility | N | OP |  | Internal Combustion |  | Eastern
EXCLUDE | VA | VA-Eastern | Dominion/Lo Mar | 7797 | LOM3 | DFO | IC | 1.8 | 1.7 | 0 | 0 | 0 |  | Electric Utility | N | OP |  | Internal Combustion |  | Eastern
EXCLUDE | VA | VA-Eastern | Dominion/Lo Mar | 7797 | LOM4 | DFO | IC | 1.8 | 1.6 | 0 | 0 | 0 |  | Electric Utility | N | IP |  | Status of Operation (IP, L, P, T) |  | Eastern
EXCLUDE | VA | VA-Eastern | Gateway Gen | 7798 | 1 | DFO | IC | 1.8 | 1.7 | 0 | 0 | 0 |  | Electric Utility | N | OP |  | Internal Combustion |  | Eastern
EXCLUDE | VA | VA-Eastern | Gateway Gen | 7798 | 2 | DFO | IC | 1.8 | 1.7 | 0 | 0 | 0 |  | Electric Utility | N | OP |  | Internal Combustion |  | Eastern
EXCLUDE | WI | WI-Eastern | West Marinette 34 | 7799 | 34 | NG | GT | 83 | 74.4 | 0 | 19367 | 15481.92 |  | Electric Utility | N | OP |  | Simple cycle unit |  | Eastern
EXCLUDE | NC | NC-Eastern | Sherwood H Smith Jr Energy Complex | 7805 | 001 | NG | GT | 211.8 | 162 | 2010 | 319551.66 | 199120.62 |  | Electric Utility | N | OP |  | Simple cycle unit |  | Eastern
EXCLUDE | NC | NC-Eastern | Sherwood H Smith Jr Energy Complex | 7805 | 002 | NG | GT | 211.8 | 167 | 1953 | 319551.66 | 231194.83 |  | Electric Utility | N | OP |  | Simple cycle unit |  | Eastern
EXCLUDE | NC | NC-Eastern | Sherwood H Smith Jr Energy Complex | 7805 | 003 | NG | GT | 211.8 | 169 | 2010 | 319551.66 | 209938.17 |  | Electric Utility | N | OP |  | Simple cycle unit |  | Eastern
EXCLUDE | NC | NC-Eastern | Sherwood H Smith Jr Energy Complex | 7805 | 004 | NG | GT | 211.8 | 163 | 2010 | 319551.66 | 205564.7 |  | Electric Utility | N | OP |  | Simple cycle unit |  | Eastern
NGCC | NC | NC-Eastern | Sherwood H Smith Jr Energy Complex | 7805 | 10 | NG | CC | 191.2 | 182 | 2540 | 1188843.74 | 508954.13 |  | Electric Utility | N | OP |  |  |  | Eastern
EXCLUDE | NC | NC-Eastern | Sherwood H Smith Jr Energy Complex | 7805 | 6 | NG | GT | 195.3 | 159 | 2010 | 294657.41 | 187294.49 |  | Electric Utility | N | OP |  | Simple cycle unit |  | Eastern
NGCC | NC | NC-Eastern | Sherwood H Smith Jr Energy Complex | 7805 | 7 | NG | CC | 195.3 | 156 | 1980 | 1214336.72 | 519867.9 |  | Electric Utility | N | OP |  |  |  | Eastern
NGCC | NC | NC-Eastern | Sherwood H Smith Jr Energy Complex | 7805 | 8 | NG | CC | 195.3 | 156 | 1980 | 1214336.72 | 519867.9 |  | Electric Utility | N | OP |  |  |  | Eastern
NGCC | NC | NC-Eastern | Sherwood H Smith Jr Energy Complex | 7805 | 9 | NG | CC | 191.2 | 182 | 2540 | 1188843.74 | 508954.13 |  | Electric Utility | N | OP |  |  |  | Eastern
NGCC | NC | NC-Eastern | Sherwood H Smith Jr Energy Complex | 7805 | ST4 | NG | CC | 195.3 | 176 | 1980 | 1214336.72 | 519867.9 |  | Electric Utility | N | OP |  |  |  | Eastern
NGCC | NC | NC-Eastern | Sherwood H Smith Jr Energy Complex | 7805 | ST5 | NG | CC | 271 | 250 | 1980 | 1685024.33 | 721373.27 |  | Electric Utility | N | OP |  |  |  | Eastern
EXCLUDE | MI | MI-Eastern | Pine Street | 7806 | 1 | NG | IC | 1.1 | 1 | 0 | 0 | 0 |  | Electric Utility | N | OP |  | Internal Combustion |  | Eastern
EXCLUDE | MI | MI-Eastern | Pine Street | 7806 | 2 | NG | IC | 1.1 | 1 | 0 | 0 | 0 |  | Electric Utility | N | OP |  | Internal Combustion |  | Eastern
EXCLUDE | MI | MI-Eastern | Pine Street | 7806 | 3 | DFO | IC | 1.1 | 1 | 0 | 0 | 0 |  | Electric Utility | N | OP |  | Internal Combustion |  | Eastern
EXCLUDE | MI | MI-Eastern | Pine Street | 7806 | 4 | DFO | IC | 1.1 | 1 | 0 | 0 | 0 |  | Electric Utility | N | OP |  | Internal Combustion |  | Eastern
EXCLUDE | MI | MI-Eastern | Pine Street | 7806 | 5 | NG | IC | 1.3 | 1.2 | 0 | 0 | 0 |  | Electric Utility | N | OP |  | Internal Combustion |  | Eastern
EXCLUDE | MI | MI-Eastern | Pine Street | 7806 | 6 | NG | IC | 1.3 | 1.2 | 0 | 0 | 0 |  | Electric Utility | N | OP |  | Internal Combustion |  | Eastern
EXCLUDE | OH | OH-Eastern | Hamilton Hydro | 7807 | 3 | WAT | HY | 1.1 | 1 | 0 | 2393.5 | 0 |  | Electric Utility | N | OP |  | Non Combustion (NUC, WAT, WND, GEO, or SUN) |  | Eastern
EXCLUDE | OH | OH-Eastern | Hamilton Hydro | 7807 | 4 | WAT | HY | 1.1 | 1 | 0 | 2393.5 | 0 |  | Electric Utility | N | OP |  | Non Combustion (NUC, WAT, WND, GEO, or SUN) |  | Eastern
EXCLUDE | WI | WI-Eastern | Argyle | 7810 | 2A | DFO | IC | 1.1 | 1.1 | 0 | 0 | 0 |  | Electric Utility | N | RE | 2003 | Retired prior to 2012 |  | Eastern
EXCLUDE | WI | WI-Eastern | Argyle | 7810 | 3 | WAT | HY | 0.1 | 0.1 | 0 | 142 | 0 |  | Electric Utility | N | OP |  | Non Combustion (NUC, WAT, WND, GEO, or SUN) |  | Eastern
EXCLUDE | WI | WI-Eastern | Argyle | 7810 | 4 | DFO | IC | 1.1 | 1.1 | 0 | 0 | 0 |  | Electric Utility | N | RE | 2003 | Retired prior to 2012 |  | Eastern
EXCLUDE | WI | WI-Eastern | Argyle | 7810 | 5 | DFO | IC | 2.2 | 2 | 0 | 0 | 0 |  | Electric Utility | N | SB |  | Internal Combustion |  | Eastern
EXCLUDE | GA | GA-Eastern | Sewell Creek Energy | 7813 | 1 | NG | GT | 121 | 91.3 | 1560 | 5622.84 | 4079.88 |  | Electric Utility | N | OP |  | Simple cycle unit |  | Eastern
EXCLUDE | GA | GA-Eastern | Sewell Creek Energy | 7813 | 2 | NG | GT | 121 | 91.3 | 1335 | 4711.52 | 3431.85 |  | Electric Utility | N | OP |  | Simple cycle unit |  | Eastern
EXCLUDE | GA | GA-Eastern | Sewell Creek Energy | 7813 | 3 | NG | GT | 164 | 123.9 | 1510 | 83483.77 | 99272.98 |  | Electric Utility | N | OP |  | Simple cycle unit |  | Eastern
EXCLUDE | GA | GA-Eastern | Sewell Creek Energy | 7813 | 4 | NG | GT | 164 | 127 | 1560 | 83483.77 | 84375.83 |  | Electric Utility | N | OP |  | Simple cycle unit |  | Eastern
EXCLUDE | SC | SC-Eastern | Webb Forging | 7814 | 1 | DFO | IC | 2.9 | 2.4 | 0 | 0 | 0 |  | Electric Utility | N | OP |  | Internal Combustion |  | Eastern
EXCLUDE | SC | SC-Eastern | Webb Forging | 7814 | 2 | DFO | IC | 2.9 | 2.4 | 0 | 0 | 0 |  | Electric Utility | N | OP |  | Internal Combustion |  | Eastern
EXCLUDE | IL | IL-Eastern | Alsey | 7818 | 1 | NG | GT | 30 | 30 | 321.6 | 2109.6 | 1433 |  | Electric Utility | N | OP |  | Simple cycle unit |  | Eastern
EXCLUDE | IL | IL-Eastern | Alsey | 7818 | 2 | NG | GT | 30 | 30 | 321.6 | 2109.6 | 1433 |  | Electric Utility | N | OP |  | Simple cycle unit |  | Eastern
EXCLUDE | IL | IL-Eastern | Alsey | 7818 | 3 | NG | GT | 20 | 18 | 214.4 | 1406.4 | 955.33 |  | Electric Utility | N | OP |  | Simple cycle unit |  | Eastern
EXCLUDE | IL | IL-Eastern | Alsey | 7818 | 4 | NG | GT | 20 | 18 | 214.4 | 1406.4 | 955.33 |  | Electric Utility | N | OP |  | Simple cycle unit |  | Eastern
EXCLUDE | IL | IL-Eastern | Alsey | 7818 | 5 | NG | GT | 25 | 25 | 268 | 1758 | 1194.17 |  | Electric Utility | N | OP |  | Simple cycle unit |  | Eastern
EXCLUDE | MI | MI-Eastern | Big Quinnesec 92 | 7820 | 1 | WAT | HY | 8 | 5.2 | 0 | 32946 | 0 |  | Electric Utility | N | OP |  | Non Combustion (NUC, WAT, WND, GEO, or SUN) |  | Eastern
EXCLUDE | MI | MI-Eastern | Big Quinnesec 92 | 7820 | 2 | WAT | HY | 8 | 5.2 | 0 | 32946 | 0 |  | Electric Utility | N | OP |  | Non Combustion (NUC, WAT, WND, GEO, or SUN) |  | Eastern
EXCLUDE | MI | MI-Eastern | Big Quinnesec 61 | 7821 | 4 | WAT | HY | 2.2 | 0.1 | 0 | 1657 | 0 |  | Electric Utility | N | OP |  | Non Combustion (NUC, WAT, WND, GEO, or SUN) |  | Eastern
EXCLUDE | MI | MI-Eastern | Big Quinnesec 61 | 7821 | 5 | WAT | HY | 2.2 | 0.1 | 0 | 1657 | 0 |  | Electric Utility | N | OP |  | Non Combustion (NUC, WAT, WND, GEO, or SUN) |  | Eastern
EXCLUDE | WI | WI-Eastern | Kaukauna City Hydro | 7822 | 1 | WAT | HY | 2.4 | 2.4 | 0 | 14050 | 0 |  | Electric Utility | N | OP |  | Non Combustion (NUC, WAT, WND, GEO, or SUN) |  | Eastern
EXCLUDE | WI | WI-Eastern | Kaukauna City Hydro | 7822 | 2 | WAT | HY | 2.4 | 2.4 | 0 | 14050 | 0 |  | Electric Utility | N | OP |  | Non Combustion (NUC, WAT, WND, GEO, or SUN) |  | Eastern
EXCLUDE | CA | CA-Western | Rockwood | 7824 | 1 | NG | GT | 24.9 | 24.1 | 0 | 1773 | 1529.01 |  | Electric Utility | N | OP |  | Simple cycle unit |  | Western
EXCLUDE | CA | CA-Western | Rockwood | 7824 | 2 | DFO | GT | 24.9 | 23 | 0 | 1773 | 2132.79 |  | Electric Utility | N | OP |  | Simple cycle unit |  | Western
EXCLUDE | AR | AR-Eastern | Fulton | 7825 | 1 | NG | GT | 154.8 | 153 | 1692 | 54189 | 34409.5 |  | Electric Utility | N | OP |  | Simple cycle unit |  | Eastern
EXCLUDE | NC | NC-Eastern | Rowan | 7826 | 001 | NG | GT | 199.4 | 154 | 1875 | 62899.34 | 51024.33 |  | IPP Non-CHP | N | OP |  | Simple cycle unit |  | Eastern
EXCLUDE | NC | NC-Eastern | Rowan | 7826 | 002 | NG | GT | 199.4 | 154 | 1875 | 62899.34 | 37996.65 |  | IPP Non-CHP | N | OP |  | Simple cycle unit |  | Eastern
EXCLUDE | NC | NC-Eastern | Rowan | 7826 | 003 | NG | GT | 199.4 | 154 | 1875 | 62899.34 | 36073 |  | IPP Non-CHP | N | OP |  | Simple cycle unit |  | Eastern
NGCC | NC | NC-Eastern | Rowan | 7826 | 4 | NG | CC | 199.4 | 462.6 | 1875 | 1030352.33 | 439533.12 |  | IPP Non-CHP | N | OP |  |  |  | Eastern
NGCC | NC | NC-Eastern | Rowan | 7826 | 5 | NG | CC | 199.4 |  | 1875 | 1030352.33 | 439533.12 |  | IPP Non-CHP | N | OP |  |  |  | Eastern
NGCC | NC | NC-Eastern | Rowan | 7826 | STG | NG | CC | 195 |  | 1875 | 1007616.37 | 429834.29 |  | IPP Non-CHP | N | OP |  |  |  | Eastern
EXCLUDE | OH | OH-Eastern | Shelby North | 7827 | 1 | DFO | IC | 1.8 | 1.8 | 0 | 0 | 0 |  | Electric Utility | N | OP |  | Internal Combustion |  | Eastern
EXCLUDE | OH | OH-Eastern | Shelby North | 7828 | 1 | DFO | IC | 1.8 | 1.7 | 0 | 0 | 0 |  | Electric Utility | N | OP |  | Internal Combustion |  | Eastern
EXCLUDE | GA | GA-Eastern | Smarr Energy Center | 7829 | 1 | NG | GT | 121 | 94.3 | 1320 | 64915 | 73696.5 |  | Electric Utility | N | OP |  | Simple cycle unit |  | Eastern
EXCLUDE | GA | GA-Eastern | Smarr Energy Center | 7829 | 2 | NG | GT | 121 | 96.3 | 1279 | 64915 | 17735.63 |  | Electric Utility | N | OP |  | Simple cycle unit |  | Eastern
EXCLUDE | MI | MI-Eastern | Beaver Island | 7831 | 1 | DFO | IC | 1.2 | 1 | 0 | 0 | 0 |  | Electric Utility | N | SB |  | Internal Combustion |  | Eastern
EXCLUDE | MI | MI-Eastern | Beaver Island | 7831 | 2 | DFO | IC | 1.2 | 1 | 0 | 0 | 0 |  | Electric Utility | N | SB |  | Internal Combustion |  | Eastern
EXCLUDE | MI | MI-Eastern | Beaver Island | 7831 | 3 | DFO | IC | 0.9 | 0.8 | 0 | 0 | 0 |  | Electric Utility | N | SB |  | Internal Combustion |  | Eastern
EXCLUDE | WA | WA-Western | Roosevelt Biogas 1 | 7832 | 1 | LFG | IC | 2.1 | 2.1 | 0 | 0 | 0 |  | Electric Utility | N | OP |  | Non-Fossil Fuel Type (Less than 10% Fossil Fuel) |  | Western
EXCLUDE | WA | WA-Western | Roosevelt Biogas 1 | 7832 | 2 | LFG | IC | 2.1 | 2.1 | 0 | 0 | 0 |  | Electric Utility | N | OP |  | Non-Fossil Fuel Type (Less than 10% Fossil Fuel) |  | Western
EXCLUDE | WA | WA-Western | Roosevelt Biogas 1 | 7832 | 3 | LFG | IC | 2.1 | 2.1 | 0 | 0 | 0 |  | Electric Utility | N | OP |  | Non-Fossil Fuel Type (Less than 10% Fossil Fuel) |  | Western
EXCLUDE | WA | WA-Western | Roosevelt Biogas 1 | 7832 | 4 | LFG | IC | 2.1 | 2.1 | 0 | 0 | 0 |  | Electric Utility | N | OP |  | Non-Fossil Fuel Type (Less than 10% Fossil Fuel) |  | Western
EXCLUDE | WA | WA-Western | Roosevelt Biogas 1 | 7832 | 5 | LFG | IC | 2.1 | 2.1 | 0 | 0 | 0 |  | Electric Utility | N | OP |  | Non-Fossil Fuel Type (Less than 10% Fossil Fuel) |  | Western
EXCLUDE | WA | WA-Western | Roosevelt Biogas 1 | 7832 | 6 | LFG | IC | 2.1 | 2.1 | 0 | 0 | 0 |  | Electric Utility | N | IP |  | Status of Operation (IP, L, P, T) |  | Western
EXCLUDE | WA | WA-Western | Roosevelt Biogas 1 | 7832 | 7 | LFG | CC | 10 | 10 | 0 | 54091.15 | 36486.31 |  | Electric Utility | N | OP |  | Non-Fossil Fuel Type (Less than 10% Fossil Fuel) |  | Western
EXCLUDE | WA | WA-Western | Roosevelt Biogas 1 | 7832 | 8 | LFG | CC | 10 | 10 | 0 | 54091.15 | 36486.31 |  | Electric Utility | N | OP |  | Non-Fossil Fuel Type (Less than 10% Fossil Fuel) |  | Western
EXCLUDE | WA | WA-Western | Roosevelt Biogas 1 | 7832 | 9 | LFG | CC | 6 | 6 | 0 | 32454.69 | 21891.78 |  | Electric Utility | N | OP |  | Non-Fossil Fuel Type (Less than 10% Fossil Fuel) |  | Western
NGCC | SC | SC-Eastern | John S Rainey | 7834 | CT1A | NG | CC | 165 | 150 | 1850 | 1069944.09 | 446599.59 |  | Electric Utility | N | OP |  |  |  | Eastern
NGCC | SC | SC-Eastern | John S Rainey | 7834 | CT1B | NG | CC | 165 | 150 | 1850 | 1069944.09 | 446599.59 |  | Electric Utility | N | OP |  |  |  | Eastern
EXCLUDE | SC | SC-Eastern | John S Rainey | 7834 | CT2A | NG | GT | 165 | 146 | 1818.35 | 380599.72 | 269985.55 |  | Electric Utility | N | OP |  | Simple cycle unit |  | Eastern
EXCLUDE | SC | SC-Eastern | John S Rainey | 7834 | CT2B | NG | GT | 165 | 146 | 1818.35 | 380599.72 | 269985.55 |  | Electric Utility | N | OP |  | Simple cycle unit |  | Eastern
EXCLUDE | SC | SC-Eastern | John S Rainey | 7834 | CT3A | NG | GT | 84 | 75 | 925.7 | 193759.86 | 137447.19 |  | Electric Utility | N | OP |  | Simple cycle unit |  | Eastern
EXCLUDE | SC | SC-Eastern | John S Rainey | 7834 | CT3B | NG | GT | 84 | 75 | 925.7 | 193759.86 | 137447.19 |  | Electric Utility | N | OP |  | Simple cycle unit |  | Eastern
EXCLUDE | SC | SC-Eastern | John S Rainey | 7834 | CT4A | NG | GT | 84 | 75 | 925.7 | 193759.86 | 137447.19 |  | Electric Utility | N | OP |  | Simple cycle unit |  | Eastern
EXCLUDE | SC | SC-Eastern | John S Rainey | 7834 | CT4B | NG | GT | 170 | 146 | 0 | 0 | 0 |  | Electric Utility | N | IP |  | Status of Operation (IP, L, P, T) |  | Eastern
EXCLUDE | SC | SC-Eastern | John S Rainey | 7834 | CT5A | NG | CC | 170 | 146 | 0 | 0 | 0 |  | Electric Utility | N | IP |  | Status of Operation (IP, L, P, T) |  | Eastern
EXCLUDE | SC | SC-Eastern | John S Rainey | 7834 | CT5B | NG | CC | 170 | 146 | 0 | 0 | 0 |  | Electric Utility | N | IP |  | Status of Operation (IP, L, P, T) |  | Eastern
NGCC | SC | SC-Eastern | John S Rainey | 7834 | ST1S | NG | CC | 190 | 160 | 1850 | 1232056.83 | 514266.19 |  | Electric Utility | N | OP |  |  |  | Eastern
EXCLUDE | SC | SC-Eastern | John S Rainey | 7834 | ST5S | NG | CC | 190 | 160 | 0 | 0 | 0 |  | Electric Utility | N | IP |  | Status of Operation (IP, L, P, T) |  | Eastern
EXCLUDE | MD | MD-Eastern | NAEA Rock Springs LLC | 7835 | 1 | NG | GT | 198.9 | 161.7 | 2059.54 | 105810.63 | 62961.08 |  | IPP Non-CHP | N | OP |  | Simple cycle unit |  | Eastern
EXCLUDE | MD | MD-Eastern | NAEA Rock Springs LLC | 7835 | 2 | NG | GT | 175.9 | 161 | 1821.38 | 93575.11 | 55680.51 |  | IPP Non-CHP | N | OP |  | Simple cycle unit |  | Eastern
EXCLUDE | MD | MD-Eastern | NAEA Rock Springs LLC | 7835 | 3 | NG | GT | 198.9 | 167.4 | 2059.54 | 105810.63 | 62961.08 |  | IPP Non-CHP | N | OP |  | Simple cycle unit |  | Eastern
EXCLUDE | MD | MD-Eastern | NAEA Rock Springs LLC | 7835 | 4 | NG | GT | 198.9 | 167.9 | 2059.54 | 105810.63 | 62961.08 |  | IPP Non-CHP | N | OP |  | Simple cycle unit |  | Eastern
EXCLUDE | MD | MD-Eastern | NAEA Rock Springs LLC | 7835 | 5 | NG | GT | 195 | 160 | 0 | 0 | 0 |  | IPP Non-CHP | N | IP |  | Status of Operation (IP, L, P, T) |  | Eastern
EXCLUDE | MD | MD-Eastern | NAEA Rock Springs LLC | 7835 | 6 | NG | GT | 195 | 160 | 0 | 0 | 0 |  | IPP Non-CHP | N | IP |  | Status of Operation (IP, L, P, T) |  | Eastern
EXCLUDE | VA | VA-Eastern | Marsh Run Generating | 7836 | 1 | NG | GT | 171.1 | 160.8 | 2400 | 38454.67 | 24524.23 |  | Electric Utility | N | OP |  | Simple cycle unit |  | Eastern
EXCLUDE | VA | VA-Eastern | Marsh Run Generating | 7836 | 2 | NG | GT | 171.1 | 159.3 | 2400 | 38454.67 | 24524.23 |  | Electric Utility | N | OP |  | Simple cycle unit |  | Eastern
EXCLUDE | VA | VA-Eastern | Marsh Run Generating | 7836 | 3 | NG | GT | 171.1 | 160 | 2400 | 38454.67 | 24524.23 |  | Electric Utility | N | OP |  | Simple cycle unit |  | Eastern
EXCLUDE | VA | VA-Eastern | Marsh Run Generating | 7836 | 4 | NG | GT | 195.5 | 195.5 | 0 | 0 | 0 |  | Electric Utility | N | IP |  | Status of Operation (IP, L, P, T) |  | Eastern
EXCLUDE | VA | VA-Eastern | Louisa Generating | 7837 | 1 | NG | GT | 84.5 | 76.5 | 1300 | 11769.25 | 6015.44 |  | Electric Utility | N | OP |  | Simple cycle unit |  | Eastern
EXCLUDE | VA | VA-Eastern | Louisa Generating | 7837 | 2 | NG | GT | 84.5 | 77 | 1300 | 11769.25 | 7913.46 |  | Electric Utility | N | OP |  | Simple cycle unit |  | Eastern
EXCLUDE | VA | VA-Eastern | Louisa Generating | 7837 | 3 | NG | GT | 84.5 | 77 | 1300 | 11769.25 | 7081.25 |  | Electric Utility | N | OP |  | Simple cycle unit |  | Eastern
EXCLUDE | VA | VA-Eastern | Louisa Generating | 7837 | 4 | NG | GT | 84.5 | 77 | 1300 | 11769.25 | 6876.12 |  | Electric Utility | N | OP |  | Simple cycle unit |  | Eastern
EXCLUDE | VA | VA-Eastern | Louisa Generating | 7837 | 5 | NG | GT | 171.1 | 158 | 2400 | 23830.99 | 21119.28 |  | Electric Utility | N | OP |  | Simple cycle unit |  | Eastern
EXCLUDE | VA | VA-Eastern | Remington | 7838 | 1 | NG | GT | 178.5 | 153 | 2135.42 | 75842.64 | 88373.29 |  | Electric Utility | N | OP |  | Simple cycle unit |  | Eastern
EXCLUDE | VA | VA-Eastern | Remington | 7838 | 2 | NG | GT | 170 | 151 | 2033.73 | 72231.08 | 84165.04 |  | Electric Utility | N | OP |  | Simple cycle unit |  | Eastern
EXCLUDE | VA | VA-Eastern | Remington | 7838 | 3 | NG | GT | 178.5 | 152 | 2135.42 | 75842.64 | 88373.29 |  | Electric Utility | N | OP |  | Simple cycle unit |  | Eastern
EXCLUDE | VA | VA-Eastern | Remington | 7838 | 4 | NG | GT | 178.5 | 152 | 2135.42 | 75842.64 | 88373.29 |  | Electric Utility | N | OP |  | Simple cycle unit |  | Eastern
EXCLUDE | VA | VA-Eastern | Ladysmith | 7839 | 1 | NG | GT | 178.5 | 151 | 1703.2 | 116803.2 | 36826.94 |  | Electric Utility | N | OP |  | Simple cycle unit |  | Eastern
EXCLUDE | VA | VA-Eastern | Ladysmith | 7839 | 2 | NG | GT | 178.5 | 151 | 1703.2 | 116803.2 | 36826.94 |  | Electric Utility | N | OP |  | Simple cycle unit |  | Eastern
EXCLUDE | VA | VA-Eastern | Ladysmith | 7839 | 3 | NG | GT | 178.5 | 161 | 1703.2 | 116803.2 | 36826.94 |  | Electric Utility | N | OP |  | Simple cycle unit |  | Eastern
EXCLUDE | VA | VA-Eastern | Ladysmith | 7839 | 4 | NG | GT | 178.5 | 160 | 1703.2 | 116803.2 | 36826.94 |  | Electric Utility | N | OP |  | Simple cycle unit |  | Eastern
EXCLUDE | VA | VA-Eastern | Ladysmith | 7839 | 5 | NG | GT | 178.5 | 160 | 1703.2 | 116803.2 | 36826.94 |  | Electric Utility | N | OP |  | Simple cycle unit |  | Eastern
EXCLUDE | AK | AK-Alaska | Valdez Cogen | 7841 | 1 | JF | GT | 5.3 | 5.1 | 0 | 29655 | 29722 |  | Electric Utility | Y | OP |  | State not covered under final 111(d) |  | Alaska
EXCLUDE | IL | IL-Eastern | Freedom Power Project | 7842 | CT1 | NG | GT | 71 | 47 | 460 | 5475 | 3421.47 |  | Electric Utility | N | OP |  | Simple cycle unit |  | Eastern
EXCLUDE | MN | MN-Eastern | Pleasant Valley | 7843 | 11 | NG | GT | 167.5 | 153.5 | 1772 | 62243.9 | 61470.71 |  | Electric Utility | N | OP |  | Simple cycle unit |  | Eastern
EXCLUDE | MN | MN-Eastern | Pleasant Valley | 7843 | 12 | NG | GT | 167.5 | 153.8 | 1819.6 | 62243.9 | 48526.91 |  | Electric Utility | N | OP |  | Simple cycle unit |  | Eastern
EXCLUDE | MN | MN-Eastern | Pleasant Valley | 7843 | 13 | NG | GT | 132.8 | 112.1 | 1441.3 | 10700.89 | 8319.19 |  | Electric Utility | N | OP |  | Simple cycle unit |  | Eastern
EXCLUDE | MN | MN-Eastern | Minnesota River | 7844 | UOO1 | NG | GT | 49 | 39 | 525 | 7667 | 4186.39 |  | Electric Utility | N | OP |  | Simple cycle unit |  | Eastern
NGCC | TN | TN-Eastern | Lagoon Creek | 7845 | CTG1 | NG | CC | 173.4 | 160 | 2243 | 886924.92 | 341898.8 |  | Electric Utility | N | OP |  |  |  | Eastern
NGCC | TN | TN-Eastern | Lagoon Creek | 7845 | CTG2 | NG | CC | 173.4 | 160 | 2243 | 886924.92 | 341898.8 |  | Electric Utility | N | OP |  |  |  | Eastern
EXCLUDE | TN | TN-Eastern | Lagoon Creek | 7845 | GT1 | NG | GT | 84.5 | 73.9 | 1175.4 | 52853.56 | 51949.48 |  | Electric Utility | N | OP |  | Simple cycle unit |  | Eastern
EXCLUDE | TN | TN-Eastern | Lagoon Creek | 7845 | GT10 | NG | GT | 86.2 | 72.7 | 1175.4 | 53916.88 | 38912.25 |  | Electric Utility | N | OP |  | Simple cycle unit |  | Eastern
EXCLUDE | TN | TN-Eastern | Lagoon Creek | 7845 | GT11 | NG | GT | 86.2 | 72.7 | 1175.4 | 53916.88 | 32777.68 |  | Electric Utility | N | OP |  | Simple cycle unit |  | Eastern
EXCLUDE | TN | TN-Eastern | Lagoon Creek | 7845 | GT12 | NG | GT | 86.2 | 72.7 | 1175.4 | 53916.88 | 32909.99 |  | Electric Utility | N | OP |  | Simple cycle unit |  | Eastern
EXCLUDE | TN | TN-Eastern | Lagoon Creek | 7845 | GT2 | NG | GT | 84.5 | 73.9 | 1175.4 | 52853.56 | 53711.46 |  | Electric Utility | N | OP |  | Simple cycle unit |  | Eastern
EXCLUDE | TN | TN-Eastern | Lagoon Creek | 7845 | GT3 | NG | GT | 84.5 | 73.9 | 1175.4 | 52853.56 | 42969.5 |  | Electric Utility | N | OP |  | Simple cycle unit |  | Eastern
EXCLUDE | TN | TN-Eastern | Lagoon Creek | 7845 | GT4 | NG | GT | 84.5 | 73.9 | 1175.4 | 52853.56 | 43754.4 |  | Electric Utility | N | OP |  | Simple cycle unit |  | Eastern
EXCLUDE | TN | TN-Eastern | Lagoon Creek | 7845 | GT5 | NG | GT | 84.5 | 73.9 | 1175.4 | 52853.56 | 43444.77 |  | Electric Utility | N | OP |  | Simple cycle unit |  | Eastern
EXCLUDE | TN | TN-Eastern | Lagoon Creek | 7845 | GT6 | NG | GT | 84.5 | 73.9 | 1175.4 | 52853.56 | 43478.52 |  | Electric Utility | N | OP |  | Simple cycle unit |  | Eastern
EXCLUDE | TN | TN-Eastern | Lagoon Creek | 7845 | GT7 | NG | GT | 84.5 | 73.9 | 1175.4 | 52853.56 | 41670.53 |  | Electric Utility | N | OP |  | Simple cycle unit |  | Eastern
EXCLUDE | TN | TN-Eastern | Lagoon Creek | 7845 | GT8 | NG | GT | 84.5 | 73.9 | 1175.4 | 52853.56 | 34899.61 |  | Electric Utility | N | OP |  | Simple cycle unit |  | Eastern
EXCLUDE | TN | TN-Eastern | Lagoon Creek | 7845 | GT9 | NG | GT | 86.2 | 72.7 | 1175.4 | 53916.88 | 34996.08 |  | Electric Utility | N | OP |  | Simple cycle unit |  | Eastern
NGCC | TN | TN-Eastern | Lagoon Creek | 7845 | STG1 | NG | CC | 257.6 | 205 | 2243 | 1317600.11 | 507918.86 |  | Electric Utility | N | OP |  |  |  | Eastern
EXCLUDE | FL | FL-Eastern | Brandy Branch | 7846 | 001 | NG | GT | 185 | 158.6 | 1822 | 28784 | 18075.95 |  | Electric Utility | N | OP |  | Simple cycle unit |  | Eastern
NGCC | FL | FL-Eastern | Brandy Branch | 7846 | 002 | NG | CC | 185 | 158.6 | 2145 | 1216638.38 | 506370.61 |  | Electric Utility | N | OP |  |  |  | Eastern
NGCC | FL | FL-Eastern | Brandy Branch | 7846 | 003 | NG | CC | 185 | 158.6 | 2145 | 1216638.38 | 506370.61 |  | Electric Utility | N | OP |  |  |  | Eastern
NGCC | FL | FL-Eastern | Brandy Branch | 7846 | 004 | NG | CC | 228.1 | 185 | 2145 | 1500082.24 | 624341.28 |  | Electric Utility | N | OP |  |  |  | Eastern
EXCLUDE | IA | IA-Eastern | Coon Rapids II | 7847 | 1 | DFO | IC | 1.8 | 1.7 | 0 | 0 | 0 |  | Electric Utility | N | SB |  | Internal Combustion |  | Eastern
EXCLUDE | IA | IA-Eastern | Coon Rapids II | 7847 | 2 | DFO | IC | 1.8 | 1.7 | 0 | 0 | 0 |  | Electric Utility | N | SB |  | Internal Combustion |  | Eastern
EXCLUDE | IA | IA-Eastern | Coon Rapids II | 7847 | 3 | DFO | IC | 1.8 | 1.7 | 0 | 0 | 0 |  | Electric Utility | N | SB |  | Internal Combustion |  | Eastern
EXCLUDE | MO | MO-Eastern | Holden | 7848 | 11 | NG | GT | 107.1 | 76 | 1515 | 39593.33 | 28507.63 |  | Electric Utility | N | SB |  | Simple cycle unit |  | Eastern
EXCLUDE | MO | MO-Eastern | Holden | 7848 | 12 | NG | GT | 107.1 | 76 | 1515 | 39593.33 | 31753.25 |  | Electric Utility | N | SB |  | Simple cycle unit |  | Eastern
EXCLUDE | MO | MO-Eastern | Holden | 7848 | 13 | NG | GT | 107.1 | 76 | 1516.2 | 39593.33 | 29215.05 |  | Electric Utility | N | SB |  | Simple cycle unit |  | Eastern
EXCLUDE | IA | IA-Eastern | Knoxville Industrial | 7849 | 1 | DFO | IC | 2 | 2 | 0 | 0 | 0 |  | Electric Utility | N | OP |  | Internal Combustion |  | Eastern
EXCLUDE | IA | IA-Eastern | Knoxville Industrial | 7849 | 2 | DFO | IC | 2 | 2 | 0 | 0 | 0 |  | Electric Utility | N | OP |  | Internal Combustion |  | Eastern
EXCLUDE | IA | IA-Eastern | Knoxville Industrial | 7849 | 3 | DFO | IC | 2 | 2 | 0 | 0 | 0 |  | Electric Utility | N | OP |  | Internal Combustion |  | Eastern
EXCLUDE | IA | IA-Eastern | Knoxville Industrial | 7849 | 4 | DFO | IC | 2 | 2 | 0 | 0 | 0 |  | Electric Utility | N | OP |  | Internal Combustion |  | Eastern
EXCLUDE | IA | IA-Eastern | Knoxville Industrial | 7849 | 5 | DFO | IC | 2 | 2 | 0 | 0 | 0 |  | Electric Utility | N | OP |  | Internal Combustion |  | Eastern
EXCLUDE | IA | IA-Eastern | Knoxville Industrial | 7849 | 6 | DFO | IC | 2 | 2 | 0 | 0 | 0 |  | Electric Utility | N | OP |  | Internal Combustion |  | Eastern
EXCLUDE | IA | IA-Eastern | Knoxville Industrial | 7849 | 7 | DFO | IC | 2 | 2 | 0 | 0 | 0 |  | Electric Utility | N | OP |  | Internal Combustion |  | Eastern
EXCLUDE | IA | IA-Eastern | Knoxville Industrial | 7849 | 8 | DFO | IC | 2 | 2 | 0 | 0 | 0 |  | Electric Utility | N | OP |  | Internal Combustion |  | Eastern
EXCLUDE | IA | IA-Eastern | Shenandoah | 7850 | 1 | DFO | IC | 2 | 2 | 0 | 0 | 0 |  | Electric Utility | N | OP |  | Internal Combustion |  | Eastern
EXCLUDE | IA | IA-Eastern | Shenandoah | 7850 | 10 | DFO | IC | 2 | 2 | 0 | 0 | 0 |  | Electric Utility | N | OP |  | Internal Combustion |  | Eastern
EXCLUDE | IA | IA-Eastern | Shenandoah | 7850 | 2 | DFO | IC | 2 | 2 | 0 | 0 | 0 |  | Electric Utility | N | OP |  | Internal Combustion |  | Eastern
EXCLUDE | IA | IA-Eastern | Shenandoah | 7850 | 3 | DFO | IC | 2 | 2 | 0 | 0 | 0 |  | Electric Utility | N | OP |  | Internal Combustion |  | Eastern
EXCLUDE | IA | IA-Eastern | Shenandoah | 7850 | 4 | DFO | IC | 2 | 2 | 0 | 0 | 0 |  | Electric Utility | N | OP |  | Internal Combustion |  | Eastern
EXCLUDE | IA | IA-Eastern | Shenandoah | 7850 | 5 | DFO | IC | 2 | 2 | 0 | 0 | 0 |  | Electric Utility | N | OP |  | Internal Combustion |  | Eastern
EXCLUDE | IA | IA-Eastern | Shenandoah | 7850 | 6 | DFO | IC | 2 | 2 | 0 | 0 | 0 |  | Electric Utility | N | OP |  | Internal Combustion |  | Eastern
EXCLUDE | IA | IA-Eastern | Shenandoah | 7850 | 7 | DFO | IC | 2 | 2 | 0 | 0 | 0 |  | Electric Utility | N | OP |  | Internal Combustion |  | Eastern
EXCLUDE | IA | IA-Eastern | Shenandoah | 7850 | 8 | DFO | IC | 2 | 2 | 0 | 0 | 0 |  | Electric Utility | N | OP |  | Internal Combustion |  | Eastern
EXCLUDE | IA | IA-Eastern | Shenandoah | 7850 | 9 | DFO | IC | 2 | 2 | 0 | 0 | 0 |  | Electric Utility | N | OP |  | Internal Combustion |  | Eastern
EXCLUDE | IA | IA-Eastern | Waterloo Lundquist | 7851 | 1 | DFO | IC | 2 | 2 | 0 | 0 | 0 |  | Electric Utility | N | OP |  | Internal Combustion |  | Eastern
EXCLUDE | IA | IA-Eastern | Waterloo Lundquist | 7851 | 2 | DFO | IC | 2 | 2 | 0 | 0 | 0 |  | Electric Utility | N | OP |  | Internal Combustion |  | Eastern
EXCLUDE | IA | IA-Eastern | Waterloo Lundquist | 7851 | 3 | DFO | IC | 2 | 2 | 0 | 0 | 0 |  | Electric Utility | N | OP |  | Internal Combustion |  | Eastern
EXCLUDE | IA | IA-Eastern | Waterloo Lundquist | 7851 | 4 | DFO | IC | 2 | 2 | 0 | 0 | 0 |  | Electric Utility | N | OP |  | Internal Combustion |  | Eastern
EXCLUDE | IA | IA-Eastern | Waterloo Lundquist | 7851 | 5 | DFO | IC | 2 | 2 | 0 | 0 | 0 |  | Electric Utility | N | OP |  | Internal Combustion |  | Eastern
EXCLUDE | IA | IA-Eastern | Waterloo Lundquist | 7851 | 6 | DFO | IC | 2 | 2 | 0 | 0 | 0 |  | Electric Utility | N | OP |  | Internal Combustion |  | Eastern
EXCLUDE | IA | IA-Eastern | Waterloo Lundquist | 7851 | 7 | DFO | IC | 2 | 2 | 0 | 0 | 0 |  | Electric Utility | N | OP |  | Internal Combustion |  | Eastern
EXCLUDE | IA | IA-Eastern | Waterloo Lundquist | 7851 | 8 | DFO | IC | 2 | 2 | 0 | 0 | 0 |  | Electric Utility | N | OP |  | Internal Combustion |  | Eastern
EXCLUDE | IA | IA-Eastern | Waterloo Lundquist | 7851 | 9 | DFO | IC | 2 | 2 | 0 | 0 | 0 |  | Electric Utility | N | OP |  | Internal Combustion |  | Eastern
EXCLUDE | IA | IA-Eastern | West Receiving | 7853 | 1 | DFO | IC | 2 | 1.9 | 0 | 0 | 0 |  | Electric Utility | N | OP |  | Internal Combustion |  | Eastern
EXCLUDE | IL | IL-Eastern | Avenue A Generator Sets | 7854 | 1 | DFO | GT | 1.8 | 1.8 | 0 | 47 | 29.31 |  | Electric Utility | N | SB |  | Simple cycle unit |  | Eastern
EXCLUDE | IL | IL-Eastern | Avenue A Generator Sets | 7854 | 2 | DFO | GT | 1.8 | 1.8 | 0 | 47 | 29.31 |  | Electric Utility | N | SB |  | Simple cycle unit |  | Eastern
EXCLUDE | MN | MN-Eastern | Moorhead Wind Turbine | 7855 | 8 | WND | WT | 0.7 | 0.7 | 0 | 1176.5 | 0 |  | Electric Utility | N | OP |  | Non Combustion (NUC, WAT, WND, GEO, or SUN) |  | Eastern
EXCLUDE | MN | MN-Eastern | Moorhead Wind Turbine | 7855 | 9 | WND | WT | 0.7 | 0.7 | 0 | 1176.5 | 0 |  | Electric Utility | N | OP |  | Non Combustion (NUC, WAT, WND, GEO, or SUN) |  | Eastern
EXCLUDE | IA | IA-Eastern | North | 7856 | 1 | DFO | IC | 1.8 | 1.8 | 0 | 0 | 0 |  | Electric Utility | N | OP |  | Internal Combustion |  | Eastern
EXCLUDE | IA | IA-Eastern | North | 7856 | 2 | DFO | IC | 1.8 | 1.8 | 0 | 0 | 0 |  | Electric Utility | N | OP |  | Internal Combustion |  | Eastern
EXCLUDE | IA | IA-Eastern | North | 7856 | 3 | DFO | IC | 2.2 | 2.2 | 0 | 0 | 0 |  | Electric Utility | N | OP |  | Internal Combustion |  | Eastern
EXCLUDE | IA | IA-Eastern | North | 7856 | 4 | DFO | IC | 2.2 | 2.2 | 0 | 0 | 0 |  | Electric Utility | N | OP |  | Internal Combustion |  | Eastern
EXCLUDE | IA | IA-Eastern | Gilliam South | 7857 | 1 | DFO | IC | 1.8 | 1.7 | 0 | 0 | 0 |  | Electric Utility | N | OP |  | Internal Combustion |  | Eastern
EXCLUDE | IA | IA-Eastern | Gilliam South | 7857 | 7 | DFO | IC | 2.5 | 2.3 | 0 | 0 | 0 |  | Electric Utility | N | OP |  | Internal Combustion | Yes | Eastern
EXCLUDE | IL | IL-Eastern | MEPI GT Facility | 7858 | 1 | NG | GT | 64.5 | 55 | 564.35 | 4228.98 | 3553.91 |  | IPP Non-CHP | N | OP |  | Simple cycle unit |  | Eastern
EXCLUDE | IL | IL-Eastern | MEPI GT Facility | 7858 | 2 | NG | GT | 64.5 | 55 | 564.35 | 4228.98 | 3553.91 |  | IPP Non-CHP | N | OP |  | Simple cycle unit |  | Eastern
EXCLUDE | IL | IL-Eastern | MEPI GT Facility | 7858 | 3 | NG | GT | 64.5 | 55 | 564.35 | 4228.98 | 3553.91 |  | IPP Non-CHP | N | OP |  | Simple cycle unit |  | Eastern
EXCLUDE | IL | IL-Eastern | MEPI GT Facility | 7858 | 4 | NG | GT | 54 | 37 | 472.48 | 3540.54 | 2975.36 |  | IPP Non-CHP | N | OP |  | Simple cycle unit |  | Eastern
EXCLUDE | IL | IL-Eastern | MEPI GT Facility | 7858 | 5 | NG | GT | 54 | 37 | 472.48 | 3540.54 | 2975.36 |  | IPP Non-CHP | N | OP |  | Simple cycle unit |  | Eastern
EXCLUDE | MO | MO-Eastern | Shelbina Power #3 | 7860 | G7 | DFO | IC | 1.8 | 1.8 | 0 | 0 | 0 |  | Electric Utility | N | OP |  | Internal Combustion |  | Eastern
EXCLUDE | MO | MO-Eastern | Shelbina Power #3 | 7860 | G8 | DFO | IC | 1.8 | 1.8 | 0 | 0 | 0 |  | Electric Utility | N | OP |  | Internal Combustion |  | Eastern
EXCLUDE | AK | AK-Alaska | Power Creek | 7862 | 4 | WAT | HY | 3 | 2.8 | 0 | 6648.5 | 0 |  | Electric Utility | N | OP |  | State not covered under final 111(d) |  | Alaska
EXCLUDE | AK | AK-Alaska | Power Creek | 7862 | 5 | WAT | HY | 3 | 2.8 | 0 | 6648.5 | 0 |  | Electric Utility | N | OP |  | State not covered under final 111(d) |  | Alaska
EXCLUDE | WI | WI-Eastern | Elk Mound | 7863 | 1 | NG | GT | 35.5 | 37.4 | 565 | 10541.5 | 9658.9 |  | Electric Utility | N | OP |  | Simple cycle unit |  | Eastern
EXCLUDE | WI | WI-Eastern | Elk Mound | 7863 | 2 | NG | GT | 35.5 | 37.5 | 565 | 10541.5 | 9658.9 |  | Electric Utility | N | OP |  | Simple cycle unit |  | Eastern
EXCLUDE | WI | WI-Eastern | Elk Mound | 7863 | 3 | NG | GT | 35.5 | 35.5 | 0 | 0 | 0 |  | Electric Utility | N | P |  | Status of Operation (IP, L, P, T) |  | Eastern
EXCLUDE | WI | WI-Eastern | Elk Mound | 7863 | 4 | NG | GT | 35.5 | 35.5 | 0 | 0 | 0 |  | Electric Utility | N | P |  | Status of Operation (IP, L, P, T) |  | Eastern
EXCLUDE | IA | IA-Eastern | Earlville | 7865 | 1 | DFO | IC | 1.8 | 1.8 | 0 | 0 | 0 |  | Electric Utility | N | OP |  | Internal Combustion |  | Eastern
EXCLUDE | WA | WA-Western | Snoqualmie 2 | 7867 | 6 | WAT | HY | 9.8 | 10 | 0 | 0 | 0 |  | Electric Utility | N | OS |  | Non Combustion (NUC, WAT, WND, GEO, or SUN) |  | Western
EXCLUDE | WA | WA-Western | Snoqualmie 2 | 7867 | 7 | WAT | HY | 24.3 | 21 | 0 | 0 | 0 |  | Electric Utility | N | OS |  | Non Combustion (NUC, WAT, WND, GEO, or SUN) |  | Western
EXCLUDE | NY | NY-Eastern | Glenwood Landing | 7869 | GT1 | DFO | GT | 16 | 11.4 | 266 | 112.43 | 219.1 |  | Electric Utility | N | OP |  | Simple cycle unit |  | Eastern
EXCLUDE | NY | NY-Eastern | Glenwood Landing | 7869 | GT4 | NG | GT | 53 | 40.2 | 881.13 | 57995.03 | 36427.24 |  | Electric Utility | N | OP |  | Simple cycle unit |  | Eastern
EXCLUDE | NY | NY-Eastern | Glenwood Landing | 7869 | GT5 | NG | GT | 53 | 39.1 | 881.13 | 57995.03 | 36427.24 |  | Electric Utility | N | OP |  | Simple cycle unit |  | Eastern
NGCC | WA | WA-Western | Encogen | 7870 | CTG1 | NG | CC | 39.4 | 34.5 | 505 | 25098.96 | 12710.8 |  | Electric Utility | Y | OP |  |  |  | Western
NGCC | WA | WA-Western | Encogen | 7870 | CTG2 | NG | CC | 39.4 | 34.5 | 505 | 25098.96 | 12710.8 |  | Electric Utility | Y | OP |  |  |  | Western
NGCC | WA | WA-Western | Encogen | 7870 | CTG3 | NG | CC | 39.4 | 34.5 | 505 | 25098.96 | 12710.8 |  | Electric Utility | Y | OP |  |  |  | Western
NGCC | WA | WA-Western | Encogen | 7870 | STG | NG | CC | 58.2 | 55.9 | 505 | 37075.12 | 18775.85 |  | Electric Utility | Y | OP |  |  |  | Western
EXCLUDE | OH | OH-Eastern | Robert P Mone Plant | 7872 | 1 | NG | GT | 198 | 151.7 | 1946 | 27715.67 | 17954.89 |  | Electric Utility | N | OP |  | Simple cycle unit |  | Eastern
EXCLUDE | OH | OH-Eastern | Robert P Mone Plant | 7872 | 2 | NG | GT | 198 | 149.5 | 1946 | 27715.67 | 20450.05 |  | Electric Utility | N | OP |  | Simple cycle unit |  | Eastern
EXCLUDE | OH | OH-Eastern | Robert P Mone Plant | 7872 | 3 | NG | GT | 198 | 149.4 | 1946 | 27715.67 | 14629.47 |  | Electric Utility | N | OP |  | Simple cycle unit |  | Eastern
NGCC | FL | FL-Eastern | H L Culbreath Bayside Power Station | 7873 | 1A | NG | CC | 189.9 | 156 | 1842 | 671166.88 | 289020.1 |  | Electric Utility | N | OP |  |  |  | Eastern
NGCC | FL | FL-Eastern | H L Culbreath Bayside Power Station | 7873 | 1B | NG | CC | 189.9 | 156 | 1842 | 671166.88 | 289020.1 |  | Electric Utility | N | OP |  |  |  | Eastern
NGCC | FL | FL-Eastern | H L Culbreath Bayside Power Station | 7873 | 1C | NG | CC | 189.9 | 156 | 1842 | 671166.88 | 289020.1 |  | Electric Utility | N | OP |  |  |  | Eastern
NGCC | FL | FL-Eastern | H L Culbreath Bayside Power Station | 7873 | 1ST | NG | CC | 239.4 | 233 | 1842 | 846115.59 | 364357.1 |  | Electric Utility | N | OP |  |  |  | Eastern
NGCC | FL | FL-Eastern | H L Culbreath Bayside Power Station | 7873 | 2A | NG | CC | 189.9 | 156 | 1842 | 671166.88 | 289020.1 |  | Electric Utility | N | OP |  |  |  | Eastern
NGCC | FL | FL-Eastern | H L Culbreath Bayside Power Station | 7873 | 2B | NG | CC | 189.9 | 156 | 1842 | 671166.88 | 289020.1 |  | Electric Utility | N | OP |  |  |  | Eastern
NGCC | FL | FL-Eastern | H L Culbreath Bayside Power Station | 7873 | 2C | NG | CC | 189.9 | 156 | 1842 | 671166.88 | 289020.1 |  | Electric Utility | N | OP |  |  |  | Eastern
NGCC | FL | FL-Eastern | H L Culbreath Bayside Power Station | 7873 | 2D | NG | CC | 189.9 | 156 | 1842 | 671166.88 | 289020.1 |  | Electric Utility | N | OP |  |  |  | Eastern
NGCC | FL | FL-Eastern | H L Culbreath Bayside Power Station | 7873 | 2ST | NG | CC | 445.7 | 305 | 1842 | 1575245.27 | 678337.33 |  | Electric Utility | N | OP |  |  |  | Eastern
EXCLUDE | FL | FL-Eastern | H L Culbreath Bayside Power Station | 7873 | 3 | NG | GT | 69.9 | 56 | 1144 | 18224.33 | 10973.89 |  | Electric Utility | N | OP |  | Simple cycle unit |  | Eastern
EXCLUDE | FL | FL-Eastern | H L Culbreath Bayside Power Station | 7873 | 3A | NG | GT | 189.9 | 160 | 0 | 0 | 0 |  | Electric Utility | N | IP |  | Status of Operation (IP, L, P, T) |  | Eastern
EXCLUDE | FL | FL-Eastern | H L Culbreath Bayside Power Station | 7873 | 3B | NG | GT | 189.9 | 160 | 0 | 0 | 0 |  | Electric Utility | N | IP |  | Status of Operation (IP, L, P, T) |  | Eastern
EXCLUDE | FL | FL-Eastern | H L Culbreath Bayside Power Station | 7873 | 4 | NG | GT | 69.9 | 56 | 1144 | 18224.33 | 10973.89 |  | Electric Utility | N | OP |  | Simple cycle unit |  | Eastern
EXCLUDE | FL | FL-Eastern | H L Culbreath Bayside Power Station | 7873 | 5 | NG | GT | 69.9 | 56 | 1144 | 18224.33 | 10973.89 |  | Electric Utility | N | OP |  | Simple cycle unit |  | Eastern
EXCLUDE | FL | FL-Eastern | H L Culbreath Bayside Power Station | 7873 | 6 | NG | GT | 69.9 | 56 | 1144 | 18224.33 | 10973.89 |  | Electric Utility | N | OP |  | Simple cycle unit |  | Eastern
EXCLUDE | FL | FL-Eastern | H L Culbreath Bayside Power Station | 7873 | 7 | NG | GT | 62 | 56 | 0 | 0 | 0 |  | Electric Utility | N | IP |  | Status of Operation (IP, L, P, T) |  | Eastern
EXCLUDE | FL | FL-Eastern | H L Culbreath Bayside Power Station | 7873 | 8 | NG | GT | 62 | 56 | 0 | 0 | 0 |  | Electric Utility | N | IP |  | Status of Operation (IP, L, P, T) |  | Eastern
EXCLUDE | OH | OH-Eastern | Edgerton | 7874 | 1 | DFO | IC | 1.8 | 1.8 | 0 | 0 | 0 |  | Electric Utility | N | OP |  | Internal Combustion |  | Eastern
EXCLUDE | OH | OH-Eastern | Edgerton | 7874 | 2 | DFO | IC | 1.8 | 1.8 | 0 | 0 | 0 |  | Electric Utility | N | OP |  | Internal Combustion |  | Eastern
EXCLUDE | MS | MS-Eastern | MPC1 | 7875 | 1 | NG | GT | 360 | 360 | 0 | 0 | 0 |  | Electric Utility | N | IP |  | Status of Operation (IP, L, P, T) |  | Eastern
EXCLUDE | AL | AL-Eastern | APC2 | 7876 | 1 | NG | CC | 300 | 300 | 0 | 0 | 0 |  | Electric Utility | N | IP |  | Status of Operation (IP, L, P, T) |  | Eastern
EXCLUDE | AL | AL-Eastern | APC3 | 7877 | 1 | NG | CC | 200 | 200 | 0 | 0 | 0 |  | Electric Utility | N | IP |  | Status of Operation (IP, L, P, T) |  | Eastern
EXCLUDE | OH | OH-Eastern | Wellington | 7878 | 1 | DFO | IC | 1 | 1 | 0 | 0 | 0 |  | Electric Utility | N | OP |  | Internal Combustion |  | Eastern
EXCLUDE | GA | GA-Eastern | MEAG1 | 7879 | 1 | NG | CC | 170.9 | 162 | 0 | 0 | 0 |  | Electric Utility | N | IP |  | Status of Operation (IP, L, P, T) |  | Eastern
EXCLUDE | GA | GA-Eastern | MEAG2 | 7880 | 1 | NG | CC | 170.9 | 162 | 0 | 0 | 0 |  | Electric Utility | N | IP |  | Status of Operation (IP, L, P, T) |  | Eastern
EXCLUDE | GA | GA-Eastern | MEAG3 | 7881 | 1 | NG | CC | 170.9 | 162 | 0 | 0 | 0 |  | Electric Utility | N | IP |  | Status of Operation (IP, L, P, T) |  | Eastern
EXCLUDE | WI | WI-Eastern | Glenmore Turbines | 7882 | 1 | WND | WT | 1.2 | 0.1 | 0 | 514 | 0 |  | Electric Utility | N | OP |  | Non Combustion (NUC, WAT, WND, GEO, or SUN) |  | Eastern
EXCLUDE | TN | TN-Eastern | Powell Valley | 7883 | 1 | DFO | IC | 2 | 1.8 | 0 | 0 | 0 |  | Electric Utility | N | OP |  | Internal Combustion |  | Eastern
EXCLUDE | TN | TN-Eastern | Powell Valley | 7883 | 10 | DFO | IC | 2 | 1.8 | 0 | 0 | 0 |  | Electric Utility | N | OP |  | Internal Combustion |  | Eastern
EXCLUDE | TN | TN-Eastern | Powell Valley | 7883 | 11 | DFO | IC | 2 | 1.8 | 0 | 0 | 0 |  | Electric Utility | N | OP |  | Internal Combustion |  | Eastern
EXCLUDE | TN | TN-Eastern | Powell Valley | 7883 | 2 | DFO | IC | 2 | 1.8 | 0 | 0 | 0 |  | Electric Utility | N | OP |  | Internal Combustion |  | Eastern
EXCLUDE | TN | TN-Eastern | Powell Valley | 7883 | 3 | DFO | IC | 2 | 1.8 | 0 | 0 | 0 |  | Electric Utility | N | OP |  | Internal Combustion |  | Eastern
EXCLUDE | TN | TN-Eastern | Powell Valley | 7883 | 4 | DFO | IC | 2 | 1.8 | 0 | 0 | 0 |  | Electric Utility | N | OP |  | Internal Combustion |  | Eastern
EXCLUDE | TN | TN-Eastern | Powell Valley | 7883 | 5 | DFO | IC | 2 | 1.8 | 0 | 0 | 0 |  | Electric Utility | N | OP |  | Internal Combustion |  | Eastern
EXCLUDE | TN | TN-Eastern | Powell Valley | 7883 | 6 | DFO | IC | 2 | 1.8 | 0 | 0 | 0 |  | Electric Utility | N | OP |  | Internal Combustion |  | Eastern
EXCLUDE | TN | TN-Eastern | Powell Valley | 7883 | 7 | DFO | IC | 2 | 1.8 | 0 | 0 | 0 |  | Electric Utility | N | OP |  | Internal Combustion |  | Eastern
EXCLUDE | TN | TN-Eastern | Powell Valley | 7883 | 8 | DFO | IC | 2 | 1.8 | 0 | 0 | 0 |  | Electric Utility | N | OP |  | Internal Combustion |  | Eastern
EXCLUDE | TN | TN-Eastern | Powell Valley | 7883 | 9 | DFO | IC | 2 | 1.8 | 0 | 0 | 0 |  | Electric Utility | N | OP |  | Internal Combustion |  | Eastern
EXCLUDE | ND | ND-Eastern | Dakota Magic | 7884 | 1 | DFO | IC | 1.5 | 1.5 | 0 | 0 | 0 |  | Commercial Non-CHP | N | SB |  | Commercial/Industrial Unit |  | Eastern
EXCLUDE | WI | WI-Eastern | Wind Turbine | 7886 | 1 | WND | WT | 11 | 0.9 | 0 | 20277 | 0 |  | Electric Utility | N | OP |  | Non Combustion (NUC, WAT, WND, GEO, or SUN) |  | Eastern
NGCC | NE | NE-Eastern | Terry Bundy Generating Station | 7887 | 1 | NG | CC | 27 | 23 | 461 | 31586.14 | 13308.31 |  | Electric Utility | N | OP |  |  |  | Eastern
NGCC | NE | NE-Eastern | Terry Bundy Generating Station | 7887 | 2 | NG | CC | 46 | 39.9 | 461 | 53813.43 | 22673.43 |  | Electric Utility | N | OP |  |  |  | Eastern
NGCC | NE | NE-Eastern | Terry Bundy Generating Station | 7887 | 3 | NG | CC | 46 | 40.7 | 461 | 53813.43 | 22673.43 |  | Electric Utility | N | OP |  |  |  | Eastern
EXCLUDE | NE | NE-Eastern | Terry Bundy Generating Station | 7887 | 4 | NG | GT | 46 | 40.7 | 439 | 0 | 17278.69 |  | Electric Utility | N | OP |  | Simple cycle unit |  | Eastern
EXCLUDE | NE | NE-Eastern | Terry Bundy Generating Station | 7887 | BSU | DFO | IC | 1.8 | 1.6 | 0 | 0 | 0 |  | Electric Utility | N | OP |  | Internal Combustion |  | Eastern
EXCLUDE | NE | NE-Eastern | Terry Bundy Generating Station | 7887 | LFG1 | LFG | IC | 1.6 | 1.6 | 0 | 0 | 0 |  | Electric Utility | N | U |  | Status of Operation (IP, L, P, T) |  | Eastern
EXCLUDE | NE | NE-Eastern | Terry Bundy Generating Station | 7887 | LFG2 | LFG | IC | 1.6 | 1.6 | 0 | 0 | 0 |  | Electric Utility | N | U |  | Status of Operation (IP, L, P, T) |  | Eastern
EXCLUDE | NE | NE-Eastern | Terry Bundy Generating Station | 7887 | LFG3 | LFG | IC | 1.6 | 1.6 | 0 | 0 | 0 |  | Electric Utility | N | U |  | Status of Operation (IP, L, P, T) |  | Eastern
EXCLUDE | IL | IL-Eastern | Parkside | 7888 | 2 | DFO | IC | 2 | 1.8 | 0 | 0 | 0 |  | Electric Utility | N | SB |  | Internal Combustion |  | Eastern
EXCLUDE | IL | IL-Eastern | Parkside | 7888 | 3 | DFO | IC | 2 | 1.8 | 0 | 0 | 0 |  | Electric Utility | N | SB |  | Internal Combustion |  | Eastern
EXCLUDE | IL | IL-Eastern | Parkside | 7888 | 4 | DFO | IC | 2 | 1.8 | 0 | 0 | 0 |  | Electric Utility | N | SB |  | Internal Combustion |  | Eastern
EXCLUDE |  | -Eastern | NA 1 | 7889 | 1 | NG | GT | 195 | 150 | 0 | 0 | 0 |  | Electric Utility | N | IP |  | Status of Operation (IP, L, P, T) |  | Eastern
EXCLUDE | FL | FL-Eastern | Unnamed | 7890 | CC1 | NG | CC | 290 | 153 | 0 | 0 | 0 |  | Electric Utility | N | IP |  | Status of Operation (IP, L, P, T) |  | Eastern
EXCLUDE | FL | FL-Eastern | Unnamed | 7890 | CC2 | NG | CC | 290 | 153 | 0 | 0 | 0 |  | Electric Utility | N | IP |  | Status of Operation (IP, L, P, T) |  | Eastern
EXCLUDE | FL | FL-Eastern | Unnamed | 7890 | GT1 | DFO | GT | 193 | 153 | 0 | 0 | 0 |  | Electric Utility | N | IP |  | Status of Operation (IP, L, P, T) |  | Eastern
EXCLUDE | FL | FL-Eastern | Unnamed | 7890 | GT2 | DFO | GT | 193 | 153 | 0 | 0 | 0 |  | Electric Utility | N | IP |  | Status of Operation (IP, L, P, T) |  | Eastern
EXCLUDE | FL | FL-Eastern | Unnamed | 7890 | GT3 | DFO | GT | 193 | 153 | 0 | 0 | 0 |  | Electric Utility | N | IP |  | Status of Operation (IP, L, P, T) |  | Eastern
EXCLUDE | IL | IL-Eastern | Gillum | 7891 | 1 | DFO | IC | 2 | 1.8 | 0 | 0 | 0 |  | Electric Utility | N | SB |  | Internal Combustion |  | Eastern
EXCLUDE | IL | IL-Eastern | Gillum | 7891 | 2 | DFO | IC | 2 | 1.8 | 0 | 0 | 0 |  | Electric Utility | N | SB |  | Internal Combustion |  | Eastern
EXCLUDE | FL | FL-Eastern | Midway | 7893 | 1 | NG | CC | 429 | 324 | 0 | 0 | 0 |  | Electric Utility | N | IP |  | Status of Operation (IP, L, P, T) |  | Eastern
EXCLUDE | FL | FL-Eastern | Midway | 7893 | 2 | NG | CC | 429 | 324 | 0 | 0 | 0 |  | Electric Utility | N | IP |  | Status of Operation (IP, L, P, T) |  | Eastern
EXCLUDE | FL | FL-Eastern | Midway | 7893 | 3 | NG | CC | 429 | 394 | 0 | 0 | 0 |  | Electric Utility | N | IP |  | Status of Operation (IP, L, P, T) |  | Eastern
EXCLUDE | KY | KY-Eastern | Unknown | 7894 | 1 | NG | GT | 181 | 148 | 0 | 0 | 0 |  | Electric Utility | N | IP |  | Status of Operation (IP, L, P, T) |  | Eastern
EXCLUDE | KY | KY-Eastern | Unknown | 7894 | 2 | NG | GT | 181 | 148 | 0 | 0 | 0 |  | Electric Utility | N | IP |  | Status of Operation (IP, L, P, T) |  | Eastern
EXCLUDE | KY | KY-Eastern | Unknown | 7894 | 3 | NG | GT | 181 | 148 | 0 | 0 | 0 |  | Electric Utility | N | IP |  | Status of Operation (IP, L, P, T) |  | Eastern
EXCLUDE | KY | KY-Eastern | Unknown | 7894 | 4 | NG | GT | 185 | 160 | 0 | 0 | 0 |  | Electric Utility | N | IP |  | Status of Operation (IP, L, P, T) |  | Eastern
EXCLUDE | KY | KY-Eastern | Unknown | 7894 | 5 | NG | GT | 185 | 160 | 0 | 0 | 0 |  | Electric Utility | N | IP |  | Status of Operation (IP, L, P, T) |  | Eastern
EXCLUDE | KY | KY-Eastern | Unknown | 7894 | 6 | NG | GT | 185 | 150 | 0 | 0 | 0 |  | Electric Utility | N | IP |  | Status of Operation (IP, L, P, T) |  | Eastern
EXCLUDE | KY | KY-Eastern | Unknown | 7894 | 7 | NG | GT | 185 | 150 | 0 | 0 | 0 |  | Electric Utility | N | IP |  | Status of Operation (IP, L, P, T) |  | Eastern
EXCLUDE | KY | KY-Eastern | Unknown | 7894 | 8 | NG | GT | 185 | 160 | 0 | 0 | 0 |  | Electric Utility | N | IP |  | Status of Operation (IP, L, P, T) |  | Eastern
EXCLUDE | IL | IL-Eastern | Hallock | 7895 | 1 | DFO | IC | 1.6 | 1.6 | 0 | 0 | 0 |  | Electric Utility | N | RE | 2006 | Retired prior to 2012 |  | Eastern
EXCLUDE | IL | IL-Eastern | Hallock | 7895 | 2 | DFO | IC | 1.6 | 1.6 | 0 | 0 | 0 |  | Electric Utility | N | RE | 2006 | Retired prior to 2012 |  | Eastern
EXCLUDE | IL | IL-Eastern | Hallock | 7895 | 3 | DFO | IC | 1.6 | 1.6 | 0 | 0 | 0 |  | Electric Utility | N | RE | 2006 | Retired prior to 2012 |  | Eastern
EXCLUDE | IL | IL-Eastern | Hallock | 7895 | 4 | DFO | IC | 1.6 | 1.6 | 0 | 0 | 0 |  | Electric Utility | N | RE | 2006 | Retired prior to 2012 |  | Eastern
EXCLUDE | IL | IL-Eastern | Hallock | 7895 | 5 | DFO | IC | 1.6 | 1.6 | 0 | 0 | 0 |  | Electric Utility | N | RE | 2006 | Retired prior to 2012 |  | Eastern
EXCLUDE | IL | IL-Eastern | Hallock | 7895 | 6 | DFO | IC | 1.6 | 1.6 | 0 | 0 | 0 |  | Electric Utility | N | RE | 2006 | Retired prior to 2012 |  | Eastern
EXCLUDE | IL | IL-Eastern | Hallock | 7895 | 7 | DFO | IC | 1.6 | 1.6 | 0 | 0 | 0 |  | Electric Utility | N | RE | 2006 | Retired prior to 2012 |  | Eastern
EXCLUDE | IL | IL-Eastern | Hallock | 7895 | 8 | DFO | IC | 1.6 | 1.6 | 0 | 0 | 0 |  | Electric Utility | N | RE | 2006 | Retired prior to 2012 |  | Eastern
EXCLUDE | IL | IL-Eastern | Kickapoo | 7896 | 1 | DFO | IC | 1.6 | 1.6 | 0 | 0 | 0 |  | Electric Utility | N | RE | 2005 | Retired prior to 2012 |  | Eastern
EXCLUDE | IL | IL-Eastern | Kickapoo | 7896 | 2 | DFO | IC | 1.6 | 1.6 | 0 | 0 | 0 |  | Electric Utility | N | RE | 2005 | Retired prior to 2012 |  | Eastern
EXCLUDE | IL | IL-Eastern | Kickapoo | 7896 | 3 | DFO | IC | 1.6 | 1.6 | 0 | 0 | 0 |  | Electric Utility | N | RE | 2005 | Retired prior to 2012 |  | Eastern
EXCLUDE | IL | IL-Eastern | Kickapoo | 7896 | 4 | DFO | IC | 1.6 | 1.6 | 0 | 0 | 0 |  | Electric Utility | N | RE | 2005 | Retired prior to 2012 |  | Eastern
EXCLUDE | IL | IL-Eastern | Kickapoo | 7896 | 5 | DFO | IC | 1.6 | 1.6 | 0 | 0 | 0 |  | Electric Utility | N | RE | 2005 | Retired prior to 2012 |  | Eastern
EXCLUDE | IL | IL-Eastern | Kickapoo | 7896 | 6 | DFO | IC | 1.6 | 1.6 | 0 | 0 | 0 |  | Electric Utility | N | RE | 2005 | Retired prior to 2012 |  | Eastern
EXCLUDE | IL | IL-Eastern | Kickapoo | 7896 | 7 | DFO | IC | 1.6 | 1.6 | 0 | 0 | 0 |  | Electric Utility | N | RE | 2005 | Retired prior to 2012 |  | Eastern
EXCLUDE | IL | IL-Eastern | Kickapoo | 7896 | 8 | DFO | IC | 1.6 | 1.6 | 0 | 0 | 0 |  | Electric Utility | N | RE | 2005 | Retired prior to 2012 |  | Eastern
EXCLUDE | AL | AL-Eastern | E B Harris Electric Generating Plant | 7897 | 3 | NG | CC | 615 | 615 | 0 | 0 | 0 |  | IPP Non-CHP | N | IP |  | Status of Operation (IP, L, P, T) |  | Eastern
EXCLUDE | AL | AL-Eastern | E B Harris Electric Generating Plant | 7897 | 4 | NG | CC | 615 | 615 | 0 | 0 | 0 |  | IPP Non-CHP | N | IP |  | Status of Operation (IP, L, P, T) |  | Eastern
NGCC | AL | AL-Eastern | E B Harris Electric Generating Plant | 7897 | CT1A | NG | CC | 185 | 638.2 | 2457 | 919293.23 | 374253.84 |  | IPP Non-CHP | N | OP |  |  |  | Eastern
NGCC | AL | AL-Eastern | E B Harris Electric Generating Plant | 7897 | CT1B | NG | CC | 185 |  | 2505.2 | 919293.23 | 374253.84 |  | IPP Non-CHP | N | OP |  |  |  | Eastern
NGCC | AL | AL-Eastern | E B Harris Electric Generating Plant | 7897 | CT2A | NG | CC | 185 | 630.5 | 2482.3 | 919293.23 | 374253.84 |  | IPP Non-CHP | N | OP |  |  |  | Eastern
NGCC | AL | AL-Eastern | E B Harris Electric Generating Plant | 7897 | CT2B | NG | CC | 185 |  | 2457 | 919293.23 | 374253.84 |  | IPP Non-CHP | N | OP |  |  |  | Eastern
NGCC | AL | AL-Eastern | E B Harris Electric Generating Plant | 7897 | ST1 | NG | CC | 282 |  | 2457 | 1401301.04 | 570484.24 |  | IPP Non-CHP | N | OP |  |  |  | Eastern
NGCC | AL | AL-Eastern | E B Harris Electric Generating Plant | 7897 | ST2 | NG | CC | 282 |  | 2482.3 | 1401301.04 | 570484.24 |  | IPP Non-CHP | N | OP |  |  |  | Eastern
EXCLUDE | OH | OH-Eastern | New Knoxville | 7898 | 1 | DFO | IC | 1.1 | 1 | 0 | 0 | 0 |  | Electric Utility | N | OP |  | Internal Combustion |  | Eastern
NGCC | TX | TX-ERCOT | Sand Hill | 7900 | 5A | NG | CC | 198 | 161 | 2700 | 665820.93 | 310795.05 |  | Electric Utility | N | OP |  |  |  | ERCOT
NGCC | TX | TX-ERCOT | Sand Hill | 7900 | 5C | NG | CC | 190 | 151 | 2700 | 638919.07 | 298237.67 |  | Electric Utility | N | OP |  |  |  | ERCOT
EXCLUDE | TX | TX-ERCOT | Sand Hill | 7900 | SH1 | NG | GT | 51.4 | 47.3 | 475 | 48456.67 | 24820.39 |  | Electric Utility | N | OP |  | Simple cycle unit |  | ERCOT
EXCLUDE | TX | TX-ERCOT | Sand Hill | 7900 | SH2 | NG | GT | 51.4 | 47.3 | 475 | 48456.67 | 31493.94 |  | Electric Utility | N | OP |  | Simple cycle unit |  | ERCOT
EXCLUDE | TX | TX-ERCOT | Sand Hill | 7900 | SH3 | NG | GT | 51.4 | 47.3 | 475 | 48456.67 | 29957.61 |  | Electric Utility | N | OP |  | Simple cycle unit |  | ERCOT
EXCLUDE | TX | TX-ERCOT | Sand Hill | 7900 | SH4 | NG | GT | 51.4 | 47.3 | 475 | 48456.67 | 27504.89 |  | Electric Utility | N | OP |  | Simple cycle unit |  | ERCOT
EXCLUDE | TX | TX-ERCOT | Sand Hill | 7900 | SH6 | NG | GT | 51.4 | 47.3 | 475 | 48456.67 | 17337.93 |  | Electric Utility | N | OP |  | Simple cycle unit |  | ERCOT
EXCLUDE | TX | TX-ERCOT | Sand Hill | 7900 | SH7 | NG | GT | 51.4 | 47.3 | 475 | 48456.67 | 17642.05 |  | Electric Utility | N | OP |  | Simple cycle unit |  | ERCOT
EXCLUDE | WI | WI-Eastern | Byron | 7901 | 1 | WND | WT | 0.7 | 0.1 | 0 | 1272.5 | 0 |  | Electric Utility | N | OP |  | Non Combustion (NUC, WAT, WND, GEO, or SUN) |  | Eastern
EXCLUDE | WI | WI-Eastern | Byron | 7901 | 2 | WND | WT | 0.7 | 0.1 | 0 | 1272.5 | 0 |  | Electric Utility | N | OP |  | Non Combustion (NUC, WAT, WND, GEO, or SUN) |  | Eastern
COALST | TX | TX-Eastern | Pirkey | 7902 | 1 | LIG | ST | 721 | 721 | 6821 | 4323455 | 4525367.6 |  | Electric Utility | N | OP |  |  |  | Eastern
EXCLUDE | MO | MO-Eastern | McCartney | 7903 | MGS1 | NG | GT | 58.9 | 50 | 645 | 27426 | 10327.05 |  | Electric Utility | N | OP |  | Simple cycle unit |  | Eastern
EXCLUDE | MO | MO-Eastern | McCartney | 7903 | MSG2 | NG | GT | 58.9 | 50 | 642 | 27426 | 28435.3 |  | Electric Utility | N | OP |  | Simple cycle unit |  | Eastern
EXCLUDE | CA | CA-Western | Pine Flat | 7907 | 1 | WAT | HY | 55 | 55 | 0 | 82275 | 0 |  | Electric Utility | N | OP |  | Non Combustion (NUC, WAT, WND, GEO, or SUN) |  | Western
EXCLUDE | CA | CA-Western | Pine Flat | 7907 | 2 | WAT | HY | 55 | 55 | 0 | 82275 | 0 |  | Electric Utility | N | OP |  | Non Combustion (NUC, WAT, WND, GEO, or SUN) |  | Western
EXCLUDE | CA | CA-Western | Pine Flat | 7907 | 3 | WAT | HY | 55 | 55 | 0 | 82275 | 0 |  | Electric Utility | N | OP |  | Non Combustion (NUC, WAT, WND, GEO, or SUN) |  | Western
EXCLUDE | NY | NY-Eastern | Vernon Boulevard | 7909 | VG02 | NG | GT | 47 | 39.9 | 430 | 35679 | 20141.31 |  | Electric Utility | N | OP |  | Simple cycle unit |  | Eastern
EXCLUDE | NY | NY-Eastern | Vernon Boulevard | 7909 | VG03 | NG | GT | 47 | 40 | 455 | 35679 | 21934.97 |  | Electric Utility | N | OP |  | Simple cycle unit |  | Eastern
EXCLUDE | NY | NY-Eastern | Joseph J Seymour Power Project | 7910 | 1 | NG | GT | 47 | 39.9 | 505 | 62383.5 | 35568.75 |  | Electric Utility | N | OP |  | Simple cycle unit |  | Eastern
EXCLUDE | NY | NY-Eastern | Joseph J Seymour Power Project | 7910 | 2 | NG | GT | 47 | 40 | 505 | 62383.5 | 40196.61 |  | Electric Utility | N | OP |  | Simple cycle unit |  | Eastern
EXCLUDE | CA | CA-Western | Kern Canyon | 7911 | 1 | WAT | HY | 9.5 | 11.5 | 0 | 30521 | 0 |  | Electric Utility | N | OP |  | Non Combustion (NUC, WAT, WND, GEO, or SUN) |  | Western
EXCLUDE | NY | NY-Eastern | Brentwood | 7912 | 1 | NG | GT | 47 | 47 | 480 | 72264 | 41371.27 |  | Electric Utility | N | OP |  | Simple cycle unit |  | Eastern
EXCLUDE | NY | NY-Eastern | Hell Gate | 7913 | HG01 | NG | GT | 47 | 39.9 | 475 | 27269 | 19899.42 |  | Electric Utility | N | OP |  | Simple cycle unit |  | Eastern
EXCLUDE | NY | NY-Eastern | Hell Gate | 7913 | HG02 | NG | GT | 47 | 40 | 486 | 27269 | 15146.98 |  | Electric Utility | N | OP |  | Simple cycle unit |  | Eastern
EXCLUDE | NY | NY-Eastern | Harlem River Yard | 7914 | HR01 | NG | GT | 47 | 39.9 | 475 | 24351.5 | 14442.91 |  | Electric Utility | N | OP |  | Simple cycle unit |  | Eastern
EXCLUDE | NY | NY-Eastern | Harlem River Yard | 7914 | HR02 | NG | GT | 47 | 40 | 475 | 24351.5 | 16522.97 |  | Electric Utility | N | OP |  | Simple cycle unit |  | Eastern
EXCLUDE | NY | NY-Eastern | North 1st | 7915 | N01 | NG | GT | 47 | 47 | 475 | 48761 | 29434.87 |  | Electric Utility | N | OP |  | Simple cycle unit |  | Eastern
EXCLUDE | GA | GA-Eastern | Talbot County Energy | 7916 | 1 | NG | GT | 121 | 95.8 | 1325 | 63258.17 | 86256.43 |  | Electric Utility | N | OP |  | Simple cycle unit |  | Eastern
EXCLUDE | GA | GA-Eastern | Talbot County Energy | 7916 | 2 | NG | GT | 121 | 95.8 | 1319 | 63258.17 | 55062.18 |  | Electric Utility | N | OP |  | Simple cycle unit |  | Eastern
EXCLUDE | GA | GA-Eastern | Talbot County Energy | 7916 | 3 | NG | GT | 121 | 94.7 | 1389 | 63258.17 | 42888.95 |  | Electric Utility | N | OP |  | Simple cycle unit |  | Eastern
EXCLUDE | GA | GA-Eastern | Talbot County Energy | 7916 | 4 | NG | GT | 121 | 96.1 | 1410 | 63258.17 | 32924.63 |  | Electric Utility | N | OP |  | Simple cycle unit |  | Eastern
EXCLUDE | GA | GA-Eastern | Talbot County Energy | 7916 | 5 | NG | GT | 121 | 96.5 | 1382 | 63258.17 | 25778.95 |  | Electric Utility | N | OP |  | Simple cycle unit |  | Eastern
EXCLUDE | GA | GA-Eastern | Talbot County Energy | 7916 | 6 | NG | GT | 121 | 95.3 | 1340 | 63258.17 | 23494 |  | Electric Utility | N | OP |  | Simple cycle unit |  | Eastern
NGCC | GA | GA-Eastern | Chattahoochee Energy Facility | 7917 | 1 | NG | CC | 176 | 150.2 | 1808 | 839827.85 | 349010.89 |  | Electric Utility | N | OP |  |  |  | Eastern
NGCC | GA | GA-Eastern | Chattahoochee Energy Facility | 7917 | 2 | NG | CC | 176 | 152.1 | 1800 | 839827.85 | 349010.89 |  | Electric Utility | N | OP |  |  |  | Eastern
NGCC | GA | GA-Eastern | Chattahoochee Energy Facility | 7917 | 3 | NG | CC | 187.7 | 167 | 1808 | 895657.31 | 372212.18 |  | Electric Utility | N | OP |  |  |  | Eastern
EXCLUDE | OH | OH-Eastern | Galion | 7918 | 1 | DFO | IC | 1.8 | 1.8 | 0 | 0 | 0 |  | Electric Utility | N | OP |  | Internal Combustion |  | Eastern
EXCLUDE | OH | OH-Eastern | Galion | 7918 | 2 | DFO | IC | 1.8 | 1.8 | 0 | 0 | 0 |  | Electric Utility | N | OP |  | Internal Combustion |  | Eastern
EXCLUDE | OH | OH-Eastern | Galion | 7918 | 3 | DFO | IC | 1.8 | 1.8 | 0 | 0 | 0 |  | Electric Utility | N | OP |  | Internal Combustion |  | Eastern
EXCLUDE | OH | OH-Eastern | Seville | 7919 | 1 | DFO | IC | 1.8 | 1.8 | 0 | 0 | 0 |  | Electric Utility | N | OP |  | Internal Combustion |  | Eastern
EXCLUDE | OH | OH-Eastern | Seville | 7919 | 2 | DFO | IC | 1.8 | 1.8 | 0 | 0 | 0 |  | Electric Utility | N | OP |  | Internal Combustion |  | Eastern
EXCLUDE | OH | OH-Eastern | Seville | 7919 | 3 | DFO | IC | 1.8 | 1.8 | 0 | 0 | 0 |  | Electric Utility | N | OP |  | Internal Combustion |  | Eastern
EXCLUDE | IA | IA-Eastern | Traer South | 7920 | 5 | DFO | IC | 2 | 1.8 | 0 | 0 | 0 |  | Electric Utility | N | SB |  | Internal Combustion |  | Eastern
EXCLUDE | IA | IA-Eastern | Maquoketa 2 | 7921 | 11 | DFO | IC | 2 | 1.2 | 0 | 0 | 0 |  | Electric Utility | N | OP |  | Internal Combustion |  | Eastern
EXCLUDE | IA | IA-Eastern | Maquoketa 2 | 7921 | 12 | DFO | IC | 2 | 1.2 | 0 | 0 | 0 |  | Electric Utility | N | OP |  | Internal Combustion |  | Eastern
EXCLUDE | IA | IA-Eastern | Maquoketa 2 | 7921 | 13 | DFO | IC | 2 | 1.2 | 0 | 0 | 0 |  | Electric Utility | N | OP |  | Internal Combustion |  | Eastern
EXCLUDE | IA | IA-Eastern | Maquoketa 2 | 7921 | 14 | DFO | IC | 2 | 1.2 | 0 | 0 | 0 |  | Electric Utility | N | OP |  | Internal Combustion |  | Eastern
EXCLUDE | IA | IA-Eastern | Brooklyn City North Plant | 7922 | 6 | DFO | IC | 2 | 1.8 | 0 | 0 | 0 |  | Electric Utility | N | OP |  | Internal Combustion |  | Eastern
EXCLUDE | AL | AL-Eastern | Albertville | 7924 | DG1 | DFO | IC | 1 | 0.9 | 0 | 0 | 0 |  | Electric Utility | N | OP |  | Internal Combustion |  | Eastern
EXCLUDE | AL | AL-Eastern | Albertville | 7924 | DG2 | DFO | IC | 1 | 0.9 | 0 | 0 | 0 |  | Electric Utility | N | OP |  | Internal Combustion |  | Eastern
EXCLUDE | AL | AL-Eastern | Albertville | 7924 | DG3 | DFO | IC | 1 | 0.9 | 0 | 0 | 0 |  | Electric Utility | N | OP |  | Internal Combustion |  | Eastern
EXCLUDE | AL | AL-Eastern | Albertville | 7924 | DG4 | DFO | IC | 1 | 0.9 | 0 | 0 | 0 |  | Electric Utility | N | OP |  | Internal Combustion |  | Eastern
EXCLUDE | MN | MN-Eastern | Lakefield Junction | 7925 | 1 | NG | GT | 89.3 | 86.6 | 1095 | 25205.67 | 9312.9 |  | Electric Utility | N | OP |  | Simple cycle unit |  | Eastern
EXCLUDE | MN | MN-Eastern | Lakefield Junction | 7925 | 2 | NG | GT | 89.3 | 88.5 | 1095 | 25205.67 | 12875.08 |  | Electric Utility | N | OP |  | Simple cycle unit |  | Eastern
EXCLUDE | MN | MN-Eastern | Lakefield Junction | 7925 | 3 | NG | GT | 89.3 | 84.8 | 1095 | 25205.67 | 22362.44 |  | Electric Utility | N | OP |  | Simple cycle unit |  | Eastern
EXCLUDE | MN | MN-Eastern | Lakefield Junction | 7925 | 4 | NG | GT | 89.3 | 85 | 1095 | 25205.67 | 17501.23 |  | Electric Utility | N | OP |  | Simple cycle unit |  | Eastern
EXCLUDE | MN | MN-Eastern | Lakefield Junction | 7925 | 5 | NG | GT | 89.3 | 86.7 | 1095 | 25205.67 | 26306.53 |  | Electric Utility | N | OP |  | Simple cycle unit |  | Eastern
EXCLUDE | MN | MN-Eastern | Lakefield Junction | 7925 | 6 | NG | GT | 89.3 | 85.8 | 1095 | 25205.67 | 22309.2 |  | Electric Utility | N | OP |  | Simple cycle unit |  | Eastern
EXCLUDE | MN | MN-Eastern | Lakefield Junction | 7925 | 7 | DFO | IC | 2 | 2 | 0 | 0 | 0 |  | Electric Utility | N | SB |  | Internal Combustion |  | Eastern
EXCLUDE | IA | IA-Eastern | South Strawberry | 7926 | 1A | DFO | IC | 1.8 | 1.8 | 0 | 0 | 0 |  | Electric Utility | N | OP |  | Internal Combustion |  | Eastern
EXCLUDE | IA | IA-Eastern | South Strawberry | 7926 | 2A | DFO | IC | 1.8 | 1.8 | 0 | 0 | 0 |  | Electric Utility | N | OP |  | Internal Combustion |  | Eastern
EXCLUDE | TN | TN-Eastern | Buffalo Mountain | 7927 | 1 | WND | WT | 0.6 | 0.7 | 0 | 0 | 0 |  | Electric Utility | N | OP |  | Non Combustion (NUC, WAT, WND, GEO, or SUN) |  | Eastern
EXCLUDE | TN | TN-Eastern | Buffalo Mountain | 7927 | 2 | WND | WT | 0.6 | 0.7 | 0 | 0 | 0 |  | Electric Utility | N | OP |  | Non Combustion (NUC, WAT, WND, GEO, or SUN) |  | Eastern
EXCLUDE | TN | TN-Eastern | Buffalo Mountain | 7927 | 3 | WND | WT | 0.6 | 0.7 | 0 | 0 | 0 |  | Electric Utility | N | OP |  | Non Combustion (NUC, WAT, WND, GEO, or SUN) |  | Eastern
EXCLUDE | KS | KS-Eastern | Osawatomie | 7928 | 1 | NG | GT | 90 | 75.1 | 902 | 10799 | 8717.9 |  | Electric Utility | N | OP |  | Simple cycle unit |  | Eastern
EXCLUDE | KS | KS-Eastern | Osawatomie | 7928 | 2 | NG | GT | 91.3 | 69.6 | 0 | 0 | 0 |  | Electric Utility | N | IP |  | Status of Operation (IP, L, P, T) |  | Eastern
EXCLUDE | KS | KS-Eastern | Osawatomie | 7928 | 3 | NG | GT | 91.3 | 69.6 | 0 | 0 | 0 |  | Electric Utility | N | IP |  | Status of Operation (IP, L, P, T) |  | Eastern
EXCLUDE | KS | KS-Eastern | Osawatomie | 7928 | 4 | NG | GT | 91.3 | 69.6 | 0 | 0 | 0 |  | Electric Utility | N | IP |  | Status of Operation (IP, L, P, T) |  | Eastern
EXCLUDE | KS | KS-Eastern | Osawatomie | 7928 | 5 | NG | GT | 91.3 | 69.6 | 0 | 0 | 0 |  | Electric Utility | N | IP |  | Status of Operation (IP, L, P, T) |  | Eastern
EXCLUDE | KS | KS-Eastern | Osawatomie | 7928 | 6 | NG | GT | 91.3 | 69.6 | 0 | 0 | 0 |  | Electric Utility | N | IP |  | Status of Operation (IP, L, P, T) |  | Eastern
EXCLUDE | KS | KS-Eastern | Osawatomie | 7928 | 7 | NG | GT | 91.3 | 69.6 | 0 | 0 | 0 |  | Electric Utility | N | IP |  | Status of Operation (IP, L, P, T) |  | Eastern
EXCLUDE | KS | KS-Eastern | Osawatomie | 7928 | 8 | NG | GT | 91.3 | 69.6 | 0 | 0 | 0 |  | Electric Utility | N | IP |  | Status of Operation (IP, L, P, T) |  | Eastern
EXCLUDE | KS | KS-Eastern | West Gardner | 7929 | 1 | NG | GT | 91.3 | 77 | 975 | 15304 | 15460.54 |  | Electric Utility | N | OP |  | Simple cycle unit |  | Eastern
EXCLUDE | KS | KS-Eastern | West Gardner | 7929 | 2 | NG | GT | 91.3 | 78.2 | 975 | 15304 | 14150.46 |  | Electric Utility | N | OP |  | Simple cycle unit |  | Eastern
EXCLUDE | KS | KS-Eastern | West Gardner | 7929 | 3 | NG | GT | 91.3 | 76.9 | 975 | 15304 | 11817.54 |  | Electric Utility | N | OP |  | Simple cycle unit |  | Eastern
EXCLUDE | KS | KS-Eastern | West Gardner | 7929 | 4 | NG | GT | 91.3 | 77.5 | 975 | 15304 | 4076.41 |  | Electric Utility | N | OP |  | Simple cycle unit |  | Eastern
EXCLUDE | KS | KS-Eastern | Russell Energy Center | 7930 | T-1 | NG | GT | 7.5 | 6.4 | 0 | 11099 | 7622.73 |  | Electric Utility | N | OP |  | Simple cycle unit |  | Eastern
EXCLUDE | KS | KS-Eastern | Russell Energy Center | 7930 | T-2 | NG | GT | 7.5 | 6.4 | 0 | 11099 | 7622.73 |  | Electric Utility | N | OP |  | Simple cycle unit |  | Eastern
NGCC | OR | OR-Western | Coyote Springs II | 7931 | 1 | NG | CC | 170 | 149 | 0 | 676515.89 | 274633.93 |  | Electric Utility | N | OP |  |  |  | Western
NGCC | OR | OR-Western | Coyote Springs II | 7931 | 2 | NG | CC | 117 | 93.7 | 0 | 465602.11 | 189012.76 |  | Electric Utility | N | OP |  |  |  | Western
EXCLUDE | MI | MI-Eastern | Gaylord | 7932 | 1 | NG | GT | 23.4 | 20.2 | 0 | 2764.67 | 1980.16 |  | Electric Utility | N | OP |  | Simple cycle unit |  | Eastern
EXCLUDE | MI | MI-Eastern | Gaylord | 7932 | 2 | NG | GT | 23.4 | 20.2 | 0 | 2764.67 | 1980.16 |  | Electric Utility | N | OP |  | Simple cycle unit |  | Eastern
EXCLUDE | MI | MI-Eastern | Gaylord | 7932 | 3 | NG | GT | 23.4 | 20.2 | 0 | 2764.67 | 1980.16 |  | Electric Utility | N | OP |  | Simple cycle unit |  | Eastern
EXCLUDE | IL | IL-Eastern | Industrial Park | 7934 | 3 | DFO | GT | 1.8 | 1.5 | 0 | 33 | 26.51 |  | Electric Utility | N | OP |  | Simple cycle unit |  | Eastern
EXCLUDE | IL | IL-Eastern | Industrial Park | 7934 | 4 | DFO | GT | 1.8 | 1.5 | 0 | 33 | 26.51 |  | Electric Utility | N | OP |  | Simple cycle unit |  | Eastern
EXCLUDE | IL | IL-Eastern | Industrial Park | 7934 | 5 | DFO | GT | 1.8 | 1.5 | 0 | 33 | 26.51 |  | Electric Utility | N | OP |  | Simple cycle unit |  | Eastern
EXCLUDE | IL | IL-Eastern | Industrial Park | 7934 | 6 | DFO | GT | 1.8 | 1.5 | 0 | 33 | 26.51 |  | Electric Utility | N | OP |  | Simple cycle unit |  | Eastern
EXCLUDE | IL | IL-Eastern | Industrial Park | 7934 | 7 | DFO | GT | 1.8 | 1.5 | 0 | 33 | 26.51 |  | Electric Utility | N | OP |  | Simple cycle unit |  | Eastern
EXCLUDE | MO | MO-Eastern | Trenton South | 7935 | 1 | DFO | IC | 2 | 1.8 | 0 | 0 | 0 |  | Electric Utility | N | OP |  | Internal Combustion |  | Eastern
EXCLUDE | MO | MO-Eastern | Trenton South | 7935 | 2 | DFO | IC | 2 | 1.8 | 0 | 0 | 0 |  | Electric Utility | N | OP |  | Internal Combustion |  | Eastern
EXCLUDE | MO | MO-Eastern | Trenton South | 7935 | 3 | DFO | IC | 2 | 1.8 | 0 | 0 | 0 |  | Electric Utility | N | OP |  | Internal Combustion |  | Eastern
EXCLUDE | MO | MO-Eastern | Trenton South | 7935 | 4 | DFO | IC | 2 | 1.8 | 0 | 0 | 0 |  | Electric Utility | N | OP |  | Internal Combustion |  | Eastern
EXCLUDE | MO | MO-Eastern | Trenton South | 7935 | 5 | DFO | IC | 2 | 2 | 0 | 0 | 0 |  | Electric Utility | N | OP |  | Internal Combustion |  | Eastern
EXCLUDE | MO | MO-Eastern | Trenton South | 7935 | 6 | DFO | IC | 2 | 2 | 0 | 0 | 0 |  | Electric Utility | N | OP |  | Internal Combustion |  | Eastern
EXCLUDE | MO | MO-Eastern | Trenton South | 7935 | 7 | DFO | IC | 2 | 2 | 0 | 0 | 0 |  | Electric Utility | N | OP |  | Internal Combustion |  | Eastern
EXCLUDE | WA | WA-Western | Nine Canyon | 7936 | 1 | WND | WT | 95.9 | 95 | 0 | 258053 | 0 |  | Electric Utility | N | OP |  | Non Combustion (NUC, WAT, WND, GEO, or SUN) |  | Western
EXCLUDE | CO | CO-Western | La Junta | 506 | 4 | DFO | IC | 1 | 1 | 0 | 0 | 0 |  | Electric Utility | N | SB |  | Internal Combustion |  | Western
EXCLUDE | CO | CO-Western | La Junta | 506 | 5 | DFO | IC | 1.2 | 1.1 | 0 | 0 | 0 |  | Electric Utility | N | RE | 2003 | Retired prior to 2012 |  | Western
EXCLUDE | VA | VA-Eastern | Diesel Group 1 | 7939 | 1 | DFO | IC | 12 | 12 | 0 | 0 | 0 |  | Electric Utility | N | SB |  | Internal Combustion |  | Eastern
EXCLUDE | VA | VA-Eastern | Diesel Group 2 | 7940 | 1 | DFO | IC | 4 | 4 | 0 | 0 | 0 |  | Electric Utility | N | SB |  | Internal Combustion |  | Eastern
EXCLUDE | VA | VA-Eastern | Diesel Group 3 | 7941 | 1 | DFO | IC | 4 | 4 | 0 | 0 | 0 |  | Electric Utility | N | SB |  | Internal Combustion |  | Eastern
EXCLUDE | CA | CA-Western | Diamond Valley Lake | 7942 | 1 | WAT | HY | 3.3 |  | 0 | 0 | 0 |  | Electric Utility | N | RE | 2009 | Retired prior to 2012 |  | Western
EXCLUDE | CA | CA-Western | Diamond Valley Lake | 7942 | 10 | WAT | HY | 3.3 | 3.3 | 0 | 7212.22 | 0 |  | Electric Utility | N | OP |  | Non Combustion (NUC, WAT, WND, GEO, or SUN) |  | Western
EXCLUDE | CA | CA-Western | Diamond Valley Lake | 7942 | 11 | WAT | HY | 3.3 | 3.3 | 0 | 7212.22 | 0 |  | Electric Utility | N | OP |  | Non Combustion (NUC, WAT, WND, GEO, or SUN) |  | Western
EXCLUDE | CA | CA-Western | Diamond Valley Lake | 7942 | 12 | WAT | HY | 3.3 | 3.3 | 0 | 7212.22 | 0 |  | Electric Utility | N | OP |  | Non Combustion (NUC, WAT, WND, GEO, or SUN) |  | Western
EXCLUDE | CA | CA-Western | Diamond Valley Lake | 7942 | 2 | WAT | HY | 3.3 | 3.3 | 0 | 7212.22 | 0 |  | Electric Utility | N | OP |  | Non Combustion (NUC, WAT, WND, GEO, or SUN) |  | Western
EXCLUDE | CA | CA-Western | Diamond Valley Lake | 7942 | 3 | WAT | HY | 3.3 | 3.3 | 0 | 7212.22 | 0 |  | Electric Utility | N | OP |  | Non Combustion (NUC, WAT, WND, GEO, or SUN) |  | Western
EXCLUDE | CA | CA-Western | Diamond Valley Lake | 7942 | 4 | WAT | HY | 3.3 | 3.3 | 0 | 7212.22 | 0 |  | Electric Utility | N | OP |  | Non Combustion (NUC, WAT, WND, GEO, or SUN) |  | Western
EXCLUDE | CA | CA-Western | Diamond Valley Lake | 7942 | 5 | WAT | HY | 3.3 |  | 0 | 0 | 0 |  | Electric Utility | N | RE | 2009 | Retired prior to 2012 |  | Western
EXCLUDE | CA | CA-Western | Diamond Valley Lake | 7942 | 6 | WAT | HY | 3.3 | 3.3 | 0 | 7212.22 | 0 |  | Electric Utility | N | OP |  | Non Combustion (NUC, WAT, WND, GEO, or SUN) |  | Western
EXCLUDE | CA | CA-Western | Diamond Valley Lake | 7942 | 7 | WAT | HY | 3.3 | 3.3 | 0 | 7212.22 | 0 |  | Electric Utility | N | OP |  | Non Combustion (NUC, WAT, WND, GEO, or SUN) |  | Western
EXCLUDE | CA | CA-Western | Diamond Valley Lake | 7942 | 8 | WAT | HY | 3.3 | 3.3 | 0 | 7212.22 | 0 |  | Electric Utility | N | OP |  | Non Combustion (NUC, WAT, WND, GEO, or SUN) |  | Western
EXCLUDE | CA | CA-Western | Diamond Valley Lake | 7942 | 9 | WAT | HY | 3.3 |  | 0 | 0 | 0 |  | Electric Utility | N | RE | 2009 | Retired prior to 2012 |  | Western
EXCLUDE | MO | MO-Eastern | Bethany II | 7944 | 9 | DFO | IC | 1.6 | 1.2 | 0 | 0 | 0 |  | Electric Utility | N | OP |  | Internal Combustion |  | Eastern
NGCC | GA | GA-Eastern | Wansley Unit 9 | 7946 | CT1 | NG | CC | 171 | 145.5 | 2150 | 554677.34 | 230134.21 |  | Electric Utility | N | OP |  |  |  | Eastern
NGCC | GA | GA-Eastern | Wansley Unit 9 | 7946 | CT2 | NG | CC | 171 | 144.8 | 2150 | 554677.34 | 230134.21 |  | Electric Utility | N | OP |  |  |  | Eastern
NGCC | GA | GA-Eastern | Wansley Unit 9 | 7946 | ST1 | NG | CC | 226 | 207.5 | 2150 | 733082.33 | 304153.99 |  | Electric Utility | N | OP |  |  |  | Eastern
EXCLUDE | MN | MN-Eastern | Solway CT | 7947 | 1 | NG | GT | 50 | 41.9 | 502.2 | 53965 | 36634.76 |  | Electric Utility | N | SB |  | Simple cycle unit |  | Eastern
EXCLUDE | MN | MN-Eastern | Solway CT | 7947 | D1 | DFO | IC | 1.3 | 1.3 | 0 | 0 | 0 |  | Electric Utility | N | SB |  | Internal Combustion |  | Eastern
EXCLUDE | IN | IN-Eastern | Lawrence County Station | 7948 | 1 | NG | GT | 67 | 41.7 | 505.4 | 11312 | 7598.65 |  | Electric Utility | N | OP |  | Simple cycle unit |  | Eastern
EXCLUDE | IN | IN-Eastern | Lawrence County Station | 7948 | 2 | NG | GT | 67 | 42.1 | 505.4 | 11312 | 8089.01 |  | Electric Utility | N | OP |  | Simple cycle unit |  | Eastern
EXCLUDE | IN | IN-Eastern | Lawrence County Station | 7948 | 3 | NG | GT | 67 | 41.7 | 505.4 | 11312 | 7804.49 |  | Electric Utility | N | OP |  | Simple cycle unit |  | Eastern
EXCLUDE | IN | IN-Eastern | Lawrence County Station | 7948 | 4 | NG | GT | 67 | 40 | 505.4 | 11312 | 7072.44 |  | Electric Utility | N | OP |  | Simple cycle unit |  | Eastern
EXCLUDE | IN | IN-Eastern | Lawrence County Station | 7948 | 5 | NG | GT | 67 | 42.9 | 505.4 | 11312 | 7573.09 |  | Electric Utility | N | OP |  | Simple cycle unit |  | Eastern
EXCLUDE | IN | IN-Eastern | Lawrence County Station | 7948 | 6 | NG | GT | 67 | 43.1 | 505.4 | 11312 | 7867.15 |  | Electric Utility | N | OP |  | Simple cycle unit |  | Eastern
EXCLUDE | TN | TN-Eastern | Franklin | 7950 | 1 | NG | CC | 170 | 170 | 0 | 0 | 0 |  | Electric Utility | N | IP |  | Status of Operation (IP, L, P, T) |  | Eastern
EXCLUDE | TN | TN-Eastern | Franklin | 7950 | 2 | NG | CC | 170 | 170 | 0 | 0 | 0 |  | Electric Utility | N | IP |  | Status of Operation (IP, L, P, T) |  | Eastern
EXCLUDE | TN | TN-Eastern | Franklin | 7950 | 3 | NG | CC | 170 | 170 | 0 | 0 | 0 |  | Electric Utility | N | IP |  | Status of Operation (IP, L, P, T) |  | Eastern
EXCLUDE | ID | ID-Western | Evander Andrews Power Complex | 7953 | 1 | NG | GT | 172.8 | 171 | 2250 | 46040.94 | 40906.5 |  | Electric Utility | N | OP |  | Simple cycle unit |  | Western
EXCLUDE | ID | ID-Western | Evander Andrews Power Complex | 7953 | 2 | NG | GT | 50 | 38 | 750 | 4429.78 | 2863.05 |  | Electric Utility | N | OP |  | Simple cycle unit |  | Western
EXCLUDE | ID | ID-Western | Evander Andrews Power Complex | 7953 | 3 | NG | GT | 50 | 38 | 750 | 4295.77 | 2862.48 |  | Electric Utility | N | OP |  | Simple cycle unit |  | Western
EXCLUDE | FL | FL-Eastern | Field Street | 7954 | 1 | DFO | GT | 24 | 22 | 0 | -17 | 26.37 |  | Electric Utility | N | OP |  | Simple cycle unit |  | Eastern
EXCLUDE | FL | FL-Eastern | Field Street | 7954 | 2 | DFO | GT | 24 | 22 | 0 | -17 | 26.37 |  | Electric Utility | N | OP |  | Simple cycle unit |  | Eastern
EXCLUDE | NE | NE-Eastern | Elk City Station | 7955 | 1 | LFG | IC | 0.8 | 0.8 | 0 | 0 | 0 |  | Electric Utility | N | OP |  | Non-Fossil Fuel Type (Less than 10% Fossil Fuel) |  | Eastern
EXCLUDE | NE | NE-Eastern | Elk City Station | 7955 | 2 | LFG | IC | 0.8 | 0.8 | 0 | 0 | 0 |  | Electric Utility | N | OP |  | Non-Fossil Fuel Type (Less than 10% Fossil Fuel) |  | Eastern
EXCLUDE | NE | NE-Eastern | Elk City Station | 7955 | 3 | LFG | IC | 0.8 | 0.8 | 0 | 0 | 0 |  | Electric Utility | N | OP |  | Non-Fossil Fuel Type (Less than 10% Fossil Fuel) |  | Eastern
EXCLUDE | NE | NE-Eastern | Elk City Station | 7955 | 4 | LFG | IC | 0.8 | 0.8 | 0 | 0 | 0 |  | Electric Utility | N | OP |  | Non-Fossil Fuel Type (Less than 10% Fossil Fuel) |  | Eastern
EXCLUDE | NE | NE-Eastern | Elk City Station | 7955 | 5 | LFG | IC | 0.8 | 0.8 | 0 | 0 | 0 |  | Electric Utility | N | OP |  | Non-Fossil Fuel Type (Less than 10% Fossil Fuel) |  | Eastern
EXCLUDE | NE | NE-Eastern | Elk City Station | 7955 | 6 | LFG | IC | 0.8 | 0.8 | 0 | 0 | 0 |  | Electric Utility | N | OP |  | Non-Fossil Fuel Type (Less than 10% Fossil Fuel) |  | Eastern
EXCLUDE | NE | NE-Eastern | Elk City Station | 7955 | 7 | LFG | IC | 0.8 | 0.8 | 0 | 0 | 0 |  | Electric Utility | N | OP |  | Non-Fossil Fuel Type (Less than 10% Fossil Fuel) |  | Eastern
EXCLUDE | NE | NE-Eastern | Elk City Station | 7955 | 8 | LFG | IC | 0.8 | 0.8 | 0 | 0 | 0 |  | Electric Utility | N | OP |  | Non-Fossil Fuel Type (Less than 10% Fossil Fuel) |  | Eastern
EXCLUDE | SD | SD-Eastern | Future CT | 7956 | 1 | NG | GT | 28 | 24 | 0 | 0 | 0 |  | Electric Utility | N | IP |  | Status of Operation (IP, L, P, T) |  | Eastern
EXCLUDE | SD | SD-Eastern | Future CT | 7956 | 2 | NG | GT | 28 | 24 | 0 | 0 | 0 |  | Electric Utility | N | IP |  | Status of Operation (IP, L, P, T) |  | Eastern
EXCLUDE | SC | SC-Eastern | Sediver | 7957 | 1 | DFO | IC | 2.9 | 2.4 | 0 | 0 | 0 |  | Electric Utility | N | OP |  | Internal Combustion |  | Eastern
EXCLUDE | SC | SC-Eastern | Sediver | 7957 | CT2A | NG | CC | 165 | 146 | 0 | 0 | 0 |  | Electric Utility | N | IP |  | Status of Operation (IP, L, P, T) |  | Eastern
EXCLUDE | SC | SC-Eastern | Sediver | 7957 | CT2B | NG | CC | 165 | 146 | 0 | 0 | 0 |  | Electric Utility | N | IP |  | Status of Operation (IP, L, P, T) |  | Eastern
EXCLUDE | SC | SC-Eastern | Sediver | 7957 | ST1S | NG | CC | 190 | 160 | 0 | 0 | 0 |  | Electric Utility | N | IP |  | Status of Operation (IP, L, P, T) |  | Eastern
EXCLUDE | SC | SC-Eastern | Horry Land Fill Gas Site | 7958 | HG1 | LFG | IC | 1 | 1.1 | 0 | 0 | 0 |  | Electric Utility | N | OP |  | Non-Fossil Fuel Type (Less than 10% Fossil Fuel) |  | Eastern
EXCLUDE | SC | SC-Eastern | Horry Land Fill Gas Site | 7958 | HG2 | LFG | IC | 1 | 1.1 | 0 | 0 | 0 |  | Electric Utility | N | OP |  | Non-Fossil Fuel Type (Less than 10% Fossil Fuel) |  | Eastern
EXCLUDE | SC | SC-Eastern | Horry Land Fill Gas Site | 7958 | HG3 | LFG | IC | 1.1 | 1.1 | 0 | 0 | 0 |  | Electric Utility | N | OP |  | Non-Fossil Fuel Type (Less than 10% Fossil Fuel) |  | Eastern
EXCLUDE | SC | SC-Eastern | Horry Land Fill Gas Site | 7958 | HG4 | LFG | IC | 1.1 | 1.1 | 0 | 0 | 0 |  | Electric Utility | N | IP |  | Status of Operation (IP, L, P, T) |  | Eastern
EXCLUDE | MS | MS-Eastern | Kemper County | 7960 | GT1 | NG | GT | 93 | 73.3 | 1047 | 82748.5 | 65340.82 |  | Electric Utility | N | OP |  | Simple cycle unit |  | Eastern
EXCLUDE | MS | MS-Eastern | Kemper County | 7960 | GT2 | NG | GT | 93 | 73.3 | 1063 | 82748.5 | 53030.27 |  | Electric Utility | N | OP |  | Simple cycle unit |  | Eastern
EXCLUDE | MS | MS-Eastern | Kemper County | 7960 | GT3 | NG | GT | 93 | 73.3 | 1061 | 82748.5 | 54455 |  | Electric Utility | N | OP |  | Simple cycle unit |  | Eastern
EXCLUDE | MS | MS-Eastern | Kemper County | 7960 | GT4 | NG | GT | 93 | 73.3 | 1047 | 82748.5 | 52109.13 |  | Electric Utility | N | OP |  | Simple cycle unit |  | Eastern
EXCLUDE | DE | DE-Eastern | Warren F Sam Beasley Generation Station | 7962 | 001 | NG | GT | 45 | 48 | 500 | 4820.16 | 6339.34 |  | Electric Utility | N | OP |  | Simple cycle unit |  | Eastern
EXCLUDE | DE | DE-Eastern | Warren F Sam Beasley Generation Station | 7962 | 002 | NG | GT | 51 | 50 | 500 | 5462.84 | 1579.32 |  | Electric Utility | N | OP |  | Simple cycle unit | Yes | Eastern
EXCLUDE | FL | FL-Eastern | South West Landfill | 7963 | 1 | LFG | IC | 0.8 | 0.7 | 0 | 0 | 0 |  | Electric Utility | N | RE | 2008 | Retired prior to 2012 |  | Eastern
EXCLUDE | FL | FL-Eastern | South West Landfill | 7963 | 2 | LFG | IC | 0.8 | 0.7 | 0 | 0 | 0 |  | Electric Utility | N | RE | 2008 | Retired prior to 2012 |  | Eastern
EXCLUDE | FL | FL-Eastern | South West Landfill | 7963 | 3 | LFG | IC | 0.8 | 0.7 | 0 | 0 | 0 |  | Electric Utility | N | RE | 2008 | Retired prior to 2012 |  | Eastern
EXCLUDE | MO | MO-Eastern | Peno Creek | 7964 | GT1 | NG | GT | 60 | 47 | 650 | 20561.5 | 14062.26 |  | Electric Utility | N | OP |  | Simple cycle unit |  | Eastern
EXCLUDE | MO | MO-Eastern | Peno Creek | 7964 | GT2 | NG | GT | 60 | 47 | 650 | 20561.5 | 12778.59 |  | Electric Utility | N | OP |  | Simple cycle unit |  | Eastern
EXCLUDE | MO | MO-Eastern | Peno Creek | 7964 | GT3 | NG | GT | 60 | 47 | 650 | 20561.5 | 13020.42 |  | Electric Utility | N | OP |  | Simple cycle unit |  | Eastern
EXCLUDE | MO | MO-Eastern | Peno Creek | 7964 | GT4 | NG | GT | 60 | 47 | 650 | 20561.5 | 14017.19 |  | Electric Utility | N | OP |  | Simple cycle unit |  | Eastern
EXCLUDE | NE | NE-Eastern | Salt Valley Wind Plant | 7965 | G1 | WND | WT | 0.6 | 0.6 | 0 | 1299 | 0 |  | Electric Utility | N | OP |  | Non Combustion (NUC, WAT, WND, GEO, or SUN) |  | Eastern
EXCLUDE | NE | NE-Eastern | Salt Valley Wind Plant | 7965 | G2 | WND | WT | 0.6 | 0.6 | 0 | 1299 | 0 |  | Electric Utility | N | OP |  | Non Combustion (NUC, WAT, WND, GEO, or SUN) |  | Eastern
EXCLUDE | IA | IA-Eastern | Iowa Distributed Wind Generation Project | 7966 | IDWG | WND | WT | 2.3 | 2.3 | 0 | 4982 | 0 |  | Electric Utility | N | OP |  | Non Combustion (NUC, WAT, WND, GEO, or SUN) |  | Eastern
EXCLUDE | NM | NM-Western | Lordsburg Generating | 7967 | GT1 | NG | GT | 44 | 37 | 410 | 8445.5 | 5976.53 |  | Electric Utility | N | OP |  | Simple cycle unit |  | Western
EXCLUDE | NM | NM-Western | Lordsburg Generating | 7967 | GT2 | NG | GT | 44 | 37 | 410 | 8445.5 | 6645.48 |  | Electric Utility | N | OP |  | Simple cycle unit |  | Western
EXCLUDE | GA | GA-Eastern | W R Clayton Plant | 7968 | 1 | NG | GT | 180 | 155 | 0 | 0 | 0 |  | Electric Utility | N | IP |  | Status of Operation (IP, L, P, T) |  | Eastern
EXCLUDE | GA | GA-Eastern | W R Clayton Plant | 7968 | 2 | NG | GT | 180 | 155 | 0 | 0 | 0 |  | Electric Utility | N | IP |  | Status of Operation (IP, L, P, T) |  | Eastern
EXCLUDE | GA | GA-Eastern | W R Clayton Plant | 7968 | 3 | NG | GT | 153 | 155 | 0 | 0 | 0 |  | Electric Utility | N | IP |  | Status of Operation (IP, L, P, T) |  | Eastern
EXCLUDE | MI | MI-Eastern | State St Generating | 7970 | 1 | DFO | IC | 1.8 | 1.8 | 0 | 0 | 0 |  | Electric Utility | N | RE | 2012 | Internal Combustion |  | Eastern
EXCLUDE | MI | MI-Eastern | State St Generating | 7970 | 2 | DFO | IC | 1.8 | 1.8 | 0 | 0 | 0 |  | Electric Utility | N | RE | 2012 | Internal Combustion |  | Eastern
EXCLUDE | MI | MI-Eastern | State St Generating | 7970 | 3 | DFO | IC | 1.8 | 1.8 | 0 | 0 | 0 |  | Electric Utility | N | RE | 2012 | Internal Combustion |  | Eastern
EXCLUDE | MI | MI-Eastern | State St Generating | 7970 | 4 | DFO | IC | 1.8 | 1.8 | 0 | 0 | 0 |  | Electric Utility | N | RE | 2012 | Internal Combustion |  | Eastern
EXCLUDE | MI | MI-Eastern | State St Generating | 7970 | 5 | DFO | IC | 1.8 | 1.8 | 0 | 0 | 0 |  | Electric Utility | N | RE | 2012 | Internal Combustion |  | Eastern
EXCLUDE | MI | MI-Eastern | State St Generating | 7970 | 6 | DFO | IC | 1.8 | 1.8 | 0 | 0 | 0 |  | Electric Utility | N | RE | 2012 | Internal Combustion |  | Eastern
EXCLUDE | MI | MI-Eastern | State St Generating | 7970 | 7 | DFO | IC | 1.8 | 1.8 | 0 | 0 | 0 |  | Electric Utility | N | RE | 2012 | Internal Combustion |  | Eastern
EXCLUDE | MI | MI-Eastern | State St Generating | 7970 | 8 | DFO | IC | 1.8 | 1.8 | 0 | 0 | 0 |  | Electric Utility | N | RE | 2012 | Internal Combustion |  | Eastern
EXCLUDE | MI | MI-Eastern | State St Generating | 7970 | 9 | DFO | IC | 1.8 | 1.8 | 0 | 0 | 0 |  | Electric Utility | N | RE | 2012 | Internal Combustion |  | Eastern
EXCLUDE | IA | IA-Eastern | Pella Peaking | 7971 | 1 | DFO | IC | 2 | 1.8 | 0 | 0 | 0 |  | Electric Utility | N | RE | 2001 | Retired prior to 2012 |  | Eastern
EXCLUDE | IA | IA-Eastern | Pella Peaking | 7971 | 10 | DFO | IC | 2 | 1.8 | 0 | 0 | 0 |  | Electric Utility | N | SB |  | Internal Combustion |  | Eastern
EXCLUDE | IA | IA-Eastern | Pella Peaking | 7971 | 11 | DFO | IC | 2 | 1.8 | 0 | 0 | 0 |  | Electric Utility | N | SB |  | Internal Combustion |  | Eastern
EXCLUDE | IA | IA-Eastern | Pella Peaking | 7971 | 12 | DFO | IC | 2 | 1.8 | 0 | 0 | 0 |  | Electric Utility | N | SB |  | Internal Combustion |  | Eastern
EXCLUDE | IA | IA-Eastern | Pella Peaking | 7971 | 13 | DFO | IC | 2 | 1.8 | 0 | 0 | 0 |  | Electric Utility | N | SB |  | Internal Combustion |  | Eastern
EXCLUDE | IA | IA-Eastern | Pella Peaking | 7971 | 14 | DFO | IC | 2 | 1.8 | 0 | 0 | 0 |  | Electric Utility | N | SB |  | Internal Combustion |  | Eastern
EXCLUDE | IA | IA-Eastern | Pella Peaking | 7971 | 15 | DFO | IC | 2 | 1.8 | 0 | 0 | 0 |  | Electric Utility | N | SB |  | Internal Combustion |  | Eastern
EXCLUDE | IA | IA-Eastern | Pella Peaking | 7971 | 16 | DFO | IC | 2 | 1.8 | 0 | 0 | 0 |  | Electric Utility | N | SB |  | Internal Combustion |  | Eastern
EXCLUDE | IA | IA-Eastern | Pella Peaking | 7971 | 2 | DFO | IC | 2 | 1.8 | 0 | 0 | 0 |  | Electric Utility | N | RE | 2001 | Retired prior to 2012 |  | Eastern
EXCLUDE | IA | IA-Eastern | Pella Peaking | 7971 | 3 | DFO | IC | 2 | 2 | 0 | 0 | 0 |  | Electric Utility | N | SB |  | Internal Combustion |  | Eastern
EXCLUDE | IA | IA-Eastern | Pella Peaking | 7971 | 4 | DFO | IC | 2 | 2 | 0 | 0 | 0 |  | Electric Utility | N | SB |  | Internal Combustion |  | Eastern
EXCLUDE | IA | IA-Eastern | Pella Peaking | 7971 | 5 | DFO | IC | 2 | 2 | 0 | 0 | 0 |  | Electric Utility | N | SB |  | Internal Combustion |  | Eastern
EXCLUDE | IA | IA-Eastern | Pella Peaking | 7971 | 6 | DFO | IC | 2 | 2 | 0 | 0 | 0 |  | Electric Utility | N | SB |  | Internal Combustion |  | Eastern
EXCLUDE | IA | IA-Eastern | Pella Peaking | 7971 | 7 | DFO | IC | 2 | 2 | 0 | 0 | 0 |  | Electric Utility | N | SB |  | Internal Combustion |  | Eastern
EXCLUDE | IA | IA-Eastern | Pella Peaking | 7971 | 8 | DFO | IC | 2 | 2 | 0 | 0 | 0 |  | Electric Utility | N | SB |  | Internal Combustion |  | Eastern
EXCLUDE | IA | IA-Eastern | Pella Peaking | 7971 | 9 | DFO | IC | 2 | 2 | 0 | 0 | 0 |  | Electric Utility | N | SB |  | Internal Combustion |  | Eastern
EXCLUDE | MI | MI-Eastern | Sumpter | 7972 | 1 | NG | GT | 85 | 77 | 1017.5 | 26849.25 | 19419.09 |  | Electric Utility | N | OP |  | Simple cycle unit |  | Eastern
EXCLUDE | MI | MI-Eastern | Sumpter | 7972 | 2 | NG | GT | 85 | 77.5 | 1025.3 | 26849.25 | 18636.25 |  | Electric Utility | N | OP |  | Simple cycle unit |  | Eastern
EXCLUDE | MI | MI-Eastern | Sumpter | 7972 | 3 | NG | GT | 85 | 76.6 | 1030.8 | 26849.25 | 21706.62 |  | Electric Utility | N | OP |  | Simple cycle unit |  | Eastern
EXCLUDE | MI | MI-Eastern | Sumpter | 7972 | 4 | NG | GT | 85 | 77.3 | 1028.6 | 26849.25 | 21577.84 |  | Electric Utility | N | OP |  | Simple cycle unit |  | Eastern
EXCLUDE | KS | KS-Eastern | Sharpe | 7973 | 1 | DFO | IC | 2 | 2 | 0 | 0 | 0 |  | Electric Utility | N | SB |  | Internal Combustion |  | Eastern
EXCLUDE | KS | KS-Eastern | Sharpe | 7973 | 10 | DFO | IC | 2 | 2 | 0 | 0 | 0 |  | Electric Utility | N | SB |  | Internal Combustion |  | Eastern
EXCLUDE | KS | KS-Eastern | Sharpe | 7973 | 2 | DFO | IC | 2 | 2 | 0 | 0 | 0 |  | Electric Utility | N | SB |  | Internal Combustion |  | Eastern
EXCLUDE | KS | KS-Eastern | Sharpe | 7973 | 3 | DFO | IC | 2 | 2 | 0 | 0 | 0 |  | Electric Utility | N | SB |  | Internal Combustion |  | Eastern
EXCLUDE | KS | KS-Eastern | Sharpe | 7973 | 4 | DFO | IC | 2 | 2 | 0 | 0 | 0 |  | Electric Utility | N | SB |  | Internal Combustion |  | Eastern
EXCLUDE | KS | KS-Eastern | Sharpe | 7973 | 5 | DFO | IC | 2 | 2 | 0 | 0 | 0 |  | Electric Utility | N | SB |  | Internal Combustion |  | Eastern
EXCLUDE | KS | KS-Eastern | Sharpe | 7973 | 6 | DFO | IC | 2 | 2 | 0 | 0 | 0 |  | Electric Utility | N | SB |  | Internal Combustion |  | Eastern
EXCLUDE | KS | KS-Eastern | Sharpe | 7973 | 7 | DFO | IC | 2 | 2 | 0 | 0 | 0 |  | Electric Utility | N | SB |  | Internal Combustion |  | Eastern
EXCLUDE | KS | KS-Eastern | Sharpe | 7973 | 8 | DFO | IC | 2 | 2 | 0 | 0 | 0 |  | Electric Utility | N | SB |  | Internal Combustion |  | Eastern
EXCLUDE | KS | KS-Eastern | Sharpe | 7973 | 9 | DFO | IC | 2 | 2 | 0 | 0 | 0 |  | Electric Utility | N | SB |  | Internal Combustion |  | Eastern
EXCLUDE | SD | SD-Eastern | Chamberlain Wind Project | 7974 | WTC1 | WND | WT | 1.3 | 1.3 | 0 | 2412 | 0 |  | Electric Utility | N | OP |  | Non Combustion (NUC, WAT, WND, GEO, or SUN) |  | Eastern
EXCLUDE | SD | SD-Eastern | Chamberlain Wind Project | 7974 | WTC2 | WND | WT | 1.3 | 1.3 | 0 | 2412 | 0 |  | Electric Utility | N | OP |  | Non Combustion (NUC, WAT, WND, GEO, or SUN) |  | Eastern
EXCLUDE | NM | NM-Western | Pyramid | 7975 | 1 | NG | GT | 46.5 | 39.5 | 500 | 33942.5 | 12544.84 |  | Electric Utility | N | OP |  | Simple cycle unit |  | Western
EXCLUDE | NM | NM-Western | Pyramid | 7975 | 2 | NG | GT | 46.5 | 39.5 | 500 | 33942.5 | 25330.78 |  | Electric Utility | N | OP |  | Simple cycle unit |  | Western
EXCLUDE | NM | NM-Western | Pyramid | 7975 | 3 | NG | GT | 46.5 | 39.5 | 500 | 33942.5 | 45057.41 |  | Electric Utility | N | OP |  | Simple cycle unit |  | Western
EXCLUDE | NM | NM-Western | Pyramid | 7975 | 4 | NG | GT | 46.5 | 39.5 | 500 | 33942.5 | 18885.54 |  | Electric Utility | N | OP |  | Simple cycle unit |  | Western
EXCLUDE | KS | KS-Eastern | Mulvane 2 | 7976 | 10 | DFO | IC | 4.1 | 3.8 | 0 | 0 | 0 |  | Electric Utility | N | OP |  | Internal Combustion |  | Eastern
EXCLUDE | KS | KS-Eastern | Mulvane 2 | 7976 | 11 | DFO | IC | 4.1 | 3.8 | 0 | 0 | 0 |  | Electric Utility | N | OP |  | Internal Combustion |  | Eastern
EXCLUDE | KS | KS-Eastern | Mulvane 2 | 7976 | 9 | DFO | IC | 1 | 1 | 0 | 0 | 0 |  | Electric Utility | N | OP |  | Internal Combustion |  | Eastern
EXCLUDE | MN | MN-Eastern | Granite Falls 2 | 7977 | 1 | DFO | IC | 2 | 2 | 0 | 0 | 0 |  | Electric Utility | N | SB |  | Internal Combustion |  | Eastern
EXCLUDE | MN | MN-Eastern | Granite Falls 2 | 7977 | 2 | DFO | IC | 2 | 2 | 0 | 0 | 0 |  | Electric Utility | N | SB |  | Internal Combustion |  | Eastern
EXCLUDE | MN | MN-Eastern | Granite Falls 2 | 7977 | 3 | DFO | IC | 2 | 2 | 0 | 0 | 0 |  | Electric Utility | N | SB |  | Internal Combustion |  | Eastern
EXCLUDE | SC | SC-Eastern | Mill Creek | 7981 | 1 | NG | GT | 99.9 | 74.4 | 1244 | 15675.25 | 13853.39 |  | Electric Utility | N | OP |  | Simple cycle unit |  | Eastern
EXCLUDE | SC | SC-Eastern | Mill Creek | 7981 | 2 | NG | GT | 99.9 | 74.4 | 1244 | 15675.25 | 13944.95 |  | Electric Utility | N | OP |  | Simple cycle unit |  | Eastern
EXCLUDE | SC | SC-Eastern | Mill Creek | 7981 | 3 | NG | GT | 99.9 | 74.4 | 1244 | 15675.25 | 13072.5 |  | Electric Utility | N | OP |  | Simple cycle unit |  | Eastern
EXCLUDE | SC | SC-Eastern | Mill Creek | 7981 | 4 | NG | GT | 99.9 | 74.4 | 1244 | 15675.25 | 12102 |  | Electric Utility | N | OP |  | Simple cycle unit |  | Eastern
EXCLUDE | SC | SC-Eastern | Mill Creek | 7981 | 5 | NG | GT | 99.9 | 74.4 | 1243.9 | 15675.25 | 7306.65 |  | Electric Utility | N | OP |  | Simple cycle unit |  | Eastern
EXCLUDE | SC | SC-Eastern | Mill Creek | 7981 | 6 | NG | GT | 99.9 | 74.4 | 1243.9 | 15675.25 | 7717.69 |  | Electric Utility | N | OP |  | Simple cycle unit |  | Eastern
EXCLUDE | SC | SC-Eastern | Mill Creek | 7981 | 7 | NG | GT | 99.9 | 74.4 | 1243.9 | 15675.25 | 12150.27 |  | Electric Utility | N | OP |  | Simple cycle unit |  | Eastern
EXCLUDE | SC | SC-Eastern | Mill Creek | 7981 | 8 | NG | GT | 99.9 | 74.4 | 1243.9 | 15675.25 | 13043.44 |  | Electric Utility | N | OP |  | Simple cycle unit |  | Eastern
EXCLUDE | MN | MN-Eastern | South Generation | 7982 | 3 | DFO | IC | 2.2 | 2 | 0 | 0 | 0 |  | Electric Utility | N | OP |  | Internal Combustion |  | Eastern
EXCLUDE | MN | MN-Eastern | South Generation | 7982 | 4 | DFO | IC | 2.2 | 2 | 0 | 0 | 0 |  | Electric Utility | N | OP |  | Internal Combustion |  | Eastern
EXCLUDE | MN | MN-Eastern | South Generation | 7982 | 5 | DFO | IC | 2.2 | 2.2 | 0 | 0 | 0 |  | Electric Utility | N | OP |  | Internal Combustion |  | Eastern
EXCLUDE | MI | MI-Eastern | Kalkaska CT #1 | 7984 | 001 | NG | GT | 60.5 | 46.8 | 650 | 44761 | 28628.24 |  | Electric Utility | N | OP |  | Simple cycle unit |  | Eastern
NGCC | IA | IA-Eastern | Greater Des Moines | 7985 | GT1 | NG | CC | 190.4 | 159.1 | 2200 | 179048.02 | 78018.08 |  | Electric Utility | N | OP |  |  |  | Eastern
NGCC | IA | IA-Eastern | Greater Des Moines | 7985 | GT2 | NG | CC | 190.4 | 156.9 | 2200 | 179048.02 | 78018.08 |  | Electric Utility | N | OP |  |  |  | Eastern
NGCC | IA | IA-Eastern | Greater Des Moines | 7985 | ST1 | NG | CC | 195.5 | 176.6 | 2200 | 183843.95 | 80107.85 |  | Electric Utility | N | OP |  |  |  | Eastern
EXCLUDE | CA | CA-Western | Lake | 7987 | L1 | NG | GT | 60.5 | 48 | 460.5 | 11692 | 7721.55 |  | Electric Utility | N | OP |  | Simple cycle unit |  | Western
EXCLUDE | MS | MS-Eastern | Silver Creek | 7988 | 1 | NG | GT | 83.5 | 75 | 1150 | 10035.33 | 9008.14 |  | Electric Utility | N | OP |  | Simple cycle unit |  | Eastern
EXCLUDE | MS | MS-Eastern | Silver Creek | 7988 | 2 | NG | GT | 83.5 | 75 | 1150 | 10035.33 | 3436.32 |  | Electric Utility | N | OP |  | Simple cycle unit |  | Eastern
EXCLUDE | MS | MS-Eastern | Silver Creek | 7988 | 3 | NG | GT | 83.5 | 75 | 1150 | 10035.33 | 8055.83 |  | Electric Utility | N | OP |  | Simple cycle unit |  | Eastern
EXCLUDE | MS | MS-Eastern | Sylvarena | 7989 | 1 | NG | GT | 47 | 43 | 575 | 14477 | 10332.69 |  | Electric Utility | N | OP |  | Simple cycle unit |  | Eastern
EXCLUDE | MS | MS-Eastern | Sylvarena | 7989 | 2 | NG | GT | 47 | 43 | 565 | 14477 | 18051.66 |  | Electric Utility | N | OP |  | Simple cycle unit |  | Eastern
EXCLUDE | MS | MS-Eastern | Sylvarena | 7989 | 3 | NG | GT | 47 | 43 | 570 | 14477 | 16942.77 |  | Electric Utility | N | OP |  | Simple cycle unit |  | Eastern
EXCLUDE | IL | IL-Eastern | Altamont | 7990 | 1 | DFO | IC | 1.8 | 1.8 | 0 | 0 | 0 |  | Electric Utility | N | SB |  | Internal Combustion |  | Eastern
EXCLUDE | IL | IL-Eastern | Altamont | 7990 | 2 | DFO | IC | 1.8 | 1.8 | 0 | 0 | 0 |  | Electric Utility | N | SB |  | Internal Combustion |  | Eastern
EXCLUDE | IL | IL-Eastern | Altamont | 7990 | 3 | DFO | IC | 1.8 | 1.8 | 0 | 0 | 0 |  | Electric Utility | N | SB |  | Internal Combustion |  | Eastern
EXCLUDE | IL | IL-Eastern | Altamont | 7990 | 4 | DFO | IC | 1.8 | 1.8 | 0 | 0 | 0 |  | Electric Utility | N | SB |  | Internal Combustion |  | Eastern
NGCC | WI | WI-Eastern | West Campus Cogeneration Facility | 7991 | 1 | NG | CC | 54 | 29.9 | 0 | 80957.26 | 59587.06 |  | Electric Utility | Y | OP |  |  |  | Eastern
NGCC | WI | WI-Eastern | West Campus Cogeneration Facility | 7991 | CT2 | NG | CC | 54 | 32.5 | 0 | 80957.26 | 59587.06 |  | Electric Utility | Y | OP |  |  |  | Eastern
NGCC | WI | WI-Eastern | West Campus Cogeneration Facility | 7991 | STG1 | NG | CC | 61.3 | 63.9 | 0 | 91901.48 | 67642.35 |  | Electric Utility | Y | OP |  |  |  | Eastern
EXCLUDE | WA | WA-Western | Randolph Road | 7994 | 1 | DFO | IC | 1.6 | 1.8 | 0 | 0 | 0 |  | Electric Utility | N | RE | 2007 | Retired prior to 2012 |  | Western
EXCLUDE | WA | WA-Western | Randolph Road | 7994 | 10 | DFO | IC | 1.6 | 1.8 | 0 | 0 | 0 |  | Electric Utility | N | RE | 2007 | Retired prior to 2012 |  | Western
EXCLUDE | WA | WA-Western | Randolph Road | 7994 | 11 | DFO | IC | 1.6 | 1.8 | 0 | 0 | 0 |  | Electric Utility | N | RE | 2007 | Retired prior to 2012 |  | Western
EXCLUDE | WA | WA-Western | Randolph Road | 7994 | 12 | DFO | IC | 1.6 | 1.8 | 0 | 0 | 0 |  | Electric Utility | N | RE | 2007 | Retired prior to 2012 |  | Western
EXCLUDE | WA | WA-Western | Randolph Road | 7994 | 13 | DFO | IC | 1.6 | 1.8 | 0 | 0 | 0 |  | Electric Utility | N | RE | 2007 | Retired prior to 2012 |  | Western
EXCLUDE | WA | WA-Western | Randolph Road | 7994 | 14 | DFO | IC | 1.6 | 1.8 | 0 | 0 | 0 |  | Electric Utility | N | RE | 2007 | Retired prior to 2012 |  | Western
EXCLUDE | WA | WA-Western | Randolph Road | 7994 | 15 | DFO | IC | 1.6 | 1.8 | 0 | 0 | 0 |  | Electric Utility | N | RE | 2007 | Retired prior to 2012 |  | Western
EXCLUDE | WA | WA-Western | Randolph Road | 7994 | 16 | DFO | IC | 1.6 | 1.8 | 0 | 0 | 0 |  | Electric Utility | N | RE | 2007 | Retired prior to 2012 |  | Western
EXCLUDE | WA | WA-Western | Randolph Road | 7994 | 17 | DFO | IC | 1.6 | 1.8 | 0 | 0 | 0 |  | Electric Utility | N | RE | 2007 | Retired prior to 2012 |  | Western
EXCLUDE | WA | WA-Western | Randolph Road | 7994 | 18 | DFO | IC | 1.6 | 1.8 | 0 | 0 | 0 |  | Electric Utility | N | RE | 2007 | Retired prior to 2012 |  | Western
EXCLUDE | WA | WA-Western | Randolph Road | 7994 | 19 | DFO | IC | 1.6 | 1.8 | 0 | 0 | 0 |  | Electric Utility | N | RE | 2007 | Retired prior to 2012 |  | Western
EXCLUDE | WA | WA-Western | Randolph Road | 7994 | 2 | DFO | IC | 1.6 | 1.8 | 0 | 0 | 0 |  | Electric Utility | N | RE | 2007 | Retired prior to 2012 |  | Western
EXCLUDE | WA | WA-Western | Randolph Road | 7994 | 20 | DFO | IC | 1.6 | 1.8 | 0 | 0 | 0 |  | Electric Utility | N | RE | 2007 | Retired prior to 2012 |  | Western
EXCLUDE | WA | WA-Western | Randolph Road | 7994 | 3 | DFO | IC | 1.6 | 1.8 | 0 | 0 | 0 |  | Electric Utility | N | RE | 2007 | Retired prior to 2012 |  | Western
EXCLUDE | WA | WA-Western | Randolph Road | 7994 | 4 | DFO | IC | 1.6 | 1.8 | 0 | 0 | 0 |  | Electric Utility | N | RE | 2007 | Retired prior to 2012 |  | Western
EXCLUDE | WA | WA-Western | Randolph Road | 7994 | 5 | DFO | IC | 1.6 | 1.8 | 0 | 0 | 0 |  | Electric Utility | N | RE | 2007 | Retired prior to 2012 |  | Western
EXCLUDE | WA | WA-Western | Randolph Road | 7994 | 6 | DFO | IC | 1.6 | 1.8 | 0 | 0 | 0 |  | Electric Utility | N | RE | 2007 | Retired prior to 2012 |  | Western
EXCLUDE | WA | WA-Western | Randolph Road | 7994 | 7 | DFO | IC | 1.6 | 1.8 | 0 | 0 | 0 |  | Electric Utility | N | RE | 2007 | Retired prior to 2012 |  | Western
EXCLUDE | WA | WA-Western | Randolph Road | 7994 | 8 | DFO | IC | 1.6 | 1.8 | 0 | 0 | 0 |  | Electric Utility | N | RE | 2007 | Retired prior to 2012 |  | Western
EXCLUDE | WA | WA-Western | Randolph Road | 7994 | 9 | DFO | IC | 1.6 | 1.8 | 0 | 0 | 0 |  | Electric Utility | N | RE | 2007 | Retired prior to 2012 |  | Western
EXCLUDE | CO | CO-Western | La Junta | 506 | 6 | DFO | IC | 3 | 2.5 | 0 | 0 | 0 |  | Electric Utility | N | SB |  | Internal Combustion |  | Western
EXCLUDE | CO | CO-Western | La Junta | 506 | 7 | DFO | IC | 3.5 | 3 | 0 | 0 | 0 |  | Electric Utility | N | SB |  | Internal Combustion |  | Western
EXCLUDE | CO | CO-Western | La Junta | 506 | 8 | DFO | IC | 3.5 | 3 | 0 | 0 | 0 |  | Electric Utility | N | SB |  | Internal Combustion |  | Western
EXCLUDE | CO | CO-Western | La Junta | 506 | 9 | DFO | IC | 5.1 | 4 | 0 | 0 | 0 |  | Electric Utility | N | SB |  | Internal Combustion |  | Western
EXCLUDE | FL | FL-Eastern | Winston | 7997 | WD01 | DFO | IC | 2.5 | 2.5 | 0 | 0 | 0 |  | Electric Utility | N | OP |  | Internal Combustion |  | Eastern
EXCLUDE | FL | FL-Eastern | Winston | 7997 | WD02 | DFO | IC | 2.5 | 2.5 | 0 | 0 | 0 |  | Electric Utility | N | OP |  | Internal Combustion |  | Eastern
EXCLUDE | FL | FL-Eastern | Winston | 7997 | WD03 | DFO | IC | 2.5 | 2.5 | 0 | 0 | 0 |  | Electric Utility | N | OP |  | Internal Combustion |  | Eastern
EXCLUDE | FL | FL-Eastern | Winston | 7997 | WD04 | DFO | IC | 2.5 | 2.5 | 0 | 0 | 0 |  | Electric Utility | N | OP |  | Internal Combustion |  | Eastern
EXCLUDE | FL | FL-Eastern | Winston | 7997 | WD05 | DFO | IC | 2.5 | 2.5 | 0 | 0 | 0 |  | Electric Utility | N | OP |  | Internal Combustion |  | Eastern
EXCLUDE | FL | FL-Eastern | Winston | 7997 | WD06 | DFO | IC | 2.5 | 2.5 | 0 | 0 | 0 |  | Electric Utility | N | OP |  | Internal Combustion |  | Eastern
EXCLUDE | FL | FL-Eastern | Winston | 7997 | WD07 | DFO | IC | 2.5 | 2.5 | 0 | 0 | 0 |  | Electric Utility | N | OP |  | Internal Combustion |  | Eastern
EXCLUDE | FL | FL-Eastern | Winston | 7997 | WD08 | DFO | IC | 2.5 | 2.5 | 0 | 0 | 0 |  | Electric Utility | N | OP |  | Internal Combustion |  | Eastern
EXCLUDE | FL | FL-Eastern | Winston | 7997 | WD09 | DFO | IC | 2.5 | 2.5 | 0 | 0 | 0 |  | Electric Utility | N | OP |  | Internal Combustion |  | Eastern
EXCLUDE | FL | FL-Eastern | Winston | 7997 | WD10 | DFO | IC | 2.5 | 2.5 | 0 | 0 | 0 |  | Electric Utility | N | OP |  | Internal Combustion |  | Eastern
EXCLUDE | FL | FL-Eastern | Winston | 7997 | WD11 | DFO | IC | 2.5 | 2.5 | 0 | 0 | 0 |  | Electric Utility | N | OP |  | Internal Combustion |  | Eastern
EXCLUDE | FL | FL-Eastern | Winston | 7997 | WD12 | DFO | IC | 2.5 | 2.5 | 0 | 0 | 0 |  | Electric Utility | N | OP |  | Internal Combustion |  | Eastern
EXCLUDE | FL | FL-Eastern | Winston | 7997 | WD13 | DFO | IC | 2.5 | 2.5 | 0 | 0 | 0 |  | Electric Utility | N | OP |  | Internal Combustion |  | Eastern
EXCLUDE | FL | FL-Eastern | Winston | 7997 | WD14 | DFO | IC | 2.5 | 2.5 | 0 | 0 | 0 |  | Electric Utility | N | OP |  | Internal Combustion |  | Eastern
EXCLUDE | FL | FL-Eastern | Winston | 7997 | WD15 | DFO | IC | 2.5 | 2.5 | 0 | 0 | 0 |  | Electric Utility | N | OP |  | Internal Combustion |  | Eastern
EXCLUDE | FL | FL-Eastern | Winston | 7997 | WD16 | DFO | IC | 2.5 | 2.5 | 0 | 0 | 0 |  | Electric Utility | N | OP |  | Internal Combustion |  | Eastern
EXCLUDE | FL | FL-Eastern | Winston | 7997 | WD17 | DFO | IC | 2.5 | 2.5 | 0 | 0 | 0 |  | Electric Utility | N | OP |  | Internal Combustion |  | Eastern
EXCLUDE | FL | FL-Eastern | Winston | 7997 | WD18 | DFO | IC | 2.5 | 2.5 | 0 | 0 | 0 |  | Electric Utility | N | OP |  | Internal Combustion |  | Eastern
EXCLUDE | FL | FL-Eastern | Winston | 7997 | WD19 | DFO | IC | 2.5 | 2.5 | 0 | 0 | 0 |  | Electric Utility | N | OP |  | Internal Combustion |  | Eastern
EXCLUDE | FL | FL-Eastern | Winston | 7997 | WD20 | DFO | IC | 2.5 | 2.5 | 0 | 0 | 0 |  | Electric Utility | N | OP |  | Internal Combustion |  | Eastern
EXCLUDE | AZ | AZ-Western | Tri Cities | 7998 | TC1 | LFG | IC | 1 | 0.8 | 0 | 0 | 0 |  | Electric Utility | N | OP |  | Non-Fossil Fuel Type (Less than 10% Fossil Fuel) |  | Western
EXCLUDE | AZ | AZ-Western | Tri Cities | 7998 | TC2 | LFG | IC | 1 | 0.8 | 0 | 0 | 0 |  | Electric Utility | N | OP |  | Non-Fossil Fuel Type (Less than 10% Fossil Fuel) |  | Western
EXCLUDE | AZ | AZ-Western | Tri Cities | 7998 | TC3 | LFG | IC | 1 | 0.8 | 0 | 0 | 0 |  | Electric Utility | N | OP |  | Non-Fossil Fuel Type (Less than 10% Fossil Fuel) |  | Western
EXCLUDE | AZ | AZ-Western | Tri Cities | 7998 | TC4 | LFG | IC | 1 | 0.8 | 0 | 0 | 0 |  | Electric Utility | N | OP |  | Non-Fossil Fuel Type (Less than 10% Fossil Fuel) |  | Western
EXCLUDE | AZ | AZ-Western | Tri Cities | 7998 | TC5 | LFG | IC | 1 | 0.8 | 0 | 0 | 0 |  | Electric Utility | N | OP |  | Non-Fossil Fuel Type (Less than 10% Fossil Fuel) |  | Western
NGCC | WA | WA-Western | Grays Harbor Energy Facility | 7999 | CT1 | NG | CC | 175 | 165 | 3000 | 42123.31 | 17851.97 |  | Electric Utility | N | OP |  |  |  | Western
NGCC | WA | WA-Western | Grays Harbor Energy Facility | 7999 | CT2 | NG | CC | 175 | 172 | 3000 | 42123.31 | 17851.97 |  | Electric Utility | N | OP |  |  |  | Western
NGCC | WA | WA-Western | Grays Harbor Energy Facility | 7999 | ST1 | NG | CC | 300 | 300 | 3000 | 72211.38 | 30603.37 |  | Electric Utility | N | OP |  |  |  | Western
NGCC | NE | NE-Eastern | Beatrice | 8000 | CT1 | NG | CC | 76.6 | 69 | 1314 | 98184.3 | 54006.18 |  | Electric Utility | N | OP |  |  |  | Eastern
NGCC | NE | NE-Eastern | Beatrice | 8000 | CT2 | NG | CC | 76.6 | 68 | 1323 | 98184.3 | 54006.18 |  | Electric Utility | N | OP |  |  |  | Eastern
NGCC | NE | NE-Eastern | Beatrice | 8000 | ST1 | NG | CC | 93.9 | 80 | 1314 | 88056.4 | 48435.35 |  | Electric Utility | N | OP |  |  |  | Eastern
OGST | NH | NH-Eastern | Newington | 8002 | 1 | NG | ST | 414 | 400.2 | 5469.5 | 72614 | 68600.16 |  | Electric Utility | N | OP |  |  |  | Eastern
EXCLUDE | IL | IL-Eastern | Prairie Energy | 8003 | 1 | BIT | ST | 91 | 82 | 0 | 0 | 0 |  | Electric Utility | N | IP |  | Status of Operation (IP, L, P, T) |  | Eastern
EXCLUDE | MA | MA-Eastern | Fife Brook | 8004 | GEN1 | WAT | HY | 11.2 | 11.2 | 0 | 20263 | 0 |  | IPP Non-CHP | N | OP |  | Non Combustion (NUC, WAT, WND, GEO, or SUN) |  | Eastern
EXCLUDE | MA | MA-Eastern | Bear Swamp | 8005 | GEN1 | WAT | PS | 300 | 300 | 0 | -50433 | 0 |  | IPP Non-CHP | N | OP |  | Non Combustion (NUC, WAT, WND, GEO, or SUN) |  | Eastern
EXCLUDE | MA | MA-Eastern | Bear Swamp | 8005 | GEN2 | WAT | PS | 300 | 300 | 0 | -50433 | 0 |  | IPP Non-CHP | N | OP |  | Non Combustion (NUC, WAT, WND, GEO, or SUN) |  | Eastern
OGST | NY | NY-Eastern | Roseton Generating Facility | 8006 | 1 | NG | ST | 621 | 612.2 | 7031 | 225906 | 162773.55 |  | IPP Non-CHP | N | OP |  |  |  | Eastern
OGST | NY | NY-Eastern | Roseton Generating Facility | 8006 | 2 | NG | ST | 621 | 594 | 6987 | 199764 | 135363.57 |  | IPP Non-CHP | N | OP |  |  |  | Eastern
EXCLUDE | NY | NY-Eastern | Holtsville | 8007 | 1 | DFO | GT | 56.7 | 48.6 | 832 | 5086.4 | 4826 |  | Electric Utility | N | OP |  | Simple cycle unit |  | Eastern
EXCLUDE | NY | NY-Eastern | Holtsville | 8007 | 10 | DFO | GT | 56.7 | 49.7 | 832 | 5086.4 | 6352.2 |  | Electric Utility | N | OP |  | Simple cycle unit |  | Eastern
EXCLUDE | NY | NY-Eastern | Holtsville | 8007 | 2 | DFO | GT | 56.7 | 47.6 | 832 | 5086.4 | 4826 |  | Electric Utility | N | OP |  | Simple cycle unit |  | Eastern
EXCLUDE | NY | NY-Eastern | Holtsville | 8007 | 3 | DFO | GT | 56.7 | 46.8 | 832 | 5086.4 | 4790.2 |  | Electric Utility | N | OP |  | Simple cycle unit |  | Eastern
EXCLUDE | NY | NY-Eastern | Holtsville | 8007 | 4 | DFO | GT | 56.7 | 49.3 | 832 | 5086.4 | 4790.2 |  | Electric Utility | N | OP |  | Simple cycle unit |  | Eastern
EXCLUDE | NY | NY-Eastern | Holtsville | 8007 | 5 | DFO | GT | 56.7 | 53.5 | 832 | 5086.4 | 7200.3 |  | Electric Utility | N | OP |  | Simple cycle unit |  | Eastern
EXCLUDE | NY | NY-Eastern | Holtsville | 8007 | 6 | DFO | GT | 56.7 | 52.5 | 832 | 5086.4 | 7200.3 |  | Electric Utility | N | OP |  | Simple cycle unit |  | Eastern
EXCLUDE | NY | NY-Eastern | Holtsville | 8007 | 7 | DFO | GT | 56.7 | 52.2 | 832 | 5086.4 | 6783.7 |  | Electric Utility | N | OP |  | Simple cycle unit |  | Eastern
EXCLUDE | NY | NY-Eastern | Holtsville | 8007 | 8 | DFO | GT | 56.7 | 54.7 | 832 | 5086.4 | 6783.7 |  | Electric Utility | N | OP |  | Simple cycle unit |  | Eastern
EXCLUDE | NY | NY-Eastern | Holtsville | 8007 | 9 | DFO | GT | 56.7 | 55.4 | 832 | 5086.4 | 6352.2 |  | Electric Utility | N | OP |  | Simple cycle unit |  | Eastern
EXCLUDE | NJ | NJ-Eastern | Mickleton Station | 8008 | MICK | NG | GT | 71.2 | 64.9 | 1092 | 3841 | 7268.8 |  | IPP Non-CHP | N | SB |  | Simple cycle unit |  | Eastern
EXCLUDE | NY | NY-Eastern | Auburn State Street | 8009 | 1 | NG | GT | 7 | 5.3 | 0 | 202 | 229.1 |  | Electric Utility | N | SB |  | Simple cycle unit |  | Eastern
EXCLUDE | UT | UT-Western | Murray Turbine | 8010 | 1 | NG | GT | 14 | 12 | 0 | 1033 | 744.87 |  | Electric Utility | N | OP |  | Simple cycle unit |  | Western
EXCLUDE | UT | UT-Western | Murray Turbine | 8010 | 2 | NG | GT | 14 | 12 | 0 | 1033 | 744.87 |  | Electric Utility | N | OP |  | Simple cycle unit |  | Western
EXCLUDE | UT | UT-Western | Murray Turbine | 8010 | 3 | NG | GT | 14 | 12 | 0 | 1033 | 744.87 |  | Electric Utility | N | OP |  | Simple cycle unit |  | Western
EXCLUDE | PA | PA-Eastern | Three Mile Island | 8011 | 1 | NUC | ST | 975.6 | 805 | 0 | 7038257 | 0 |  | IPP Non-CHP | N | OP |  | Non Combustion (NUC, WAT, WND, GEO, or SUN) |  | Eastern
EXCLUDE | PA | PA-Eastern | Croydon CT Generating Station | 8012 | 11 | DFO | GT | 68.3 | 49 | 838 | 552.88 | 866.44 |  | IPP Non-CHP | N | OP |  | Simple cycle unit |  | Eastern
EXCLUDE | PA | PA-Eastern | Croydon CT Generating Station | 8012 | 12 | DFO | GT | 68.3 | 49 | 838 | 552.88 | 931.65 |  | IPP Non-CHP | N | OP |  | Simple cycle unit |  | Eastern
EXCLUDE | PA | PA-Eastern | Croydon CT Generating Station | 8012 | 21 | DFO | GT | 68.3 | 49 | 838 | 552.88 | 849.35 |  | IPP Non-CHP | N | OP |  | Simple cycle unit |  | Eastern
EXCLUDE | PA | PA-Eastern | Croydon CT Generating Station | 8012 | 22 | DFO | GT | 68.3 | 49 | 838 | 552.88 | 575.07 |  | IPP Non-CHP | N | OP |  | Simple cycle unit |  | Eastern
EXCLUDE | PA | PA-Eastern | Croydon CT Generating Station | 8012 | 31 | DFO | GT | 68.3 | 49 | 838 | 552.88 | 607.51 |  | IPP Non-CHP | N | OP |  | Simple cycle unit |  | Eastern
EXCLUDE | PA | PA-Eastern | Croydon CT Generating Station | 8012 | 32 | DFO | GT | 68.3 | 49 | 838 | 552.88 | 686.66 |  | IPP Non-CHP | N | OP |  | Simple cycle unit |  | Eastern
EXCLUDE | PA | PA-Eastern | Croydon CT Generating Station | 8012 | 41 | DFO | GT | 68.3 | 49 | 838 | 552.88 | 197.37 |  | IPP Non-CHP | N | OP |  | Simple cycle unit |  | Eastern
EXCLUDE | PA | PA-Eastern | Croydon CT Generating Station | 8012 | 42 | DFO | GT | 68.3 | 49 | 838 | 552.88 | 337.59 |  | IPP Non-CHP | N | OP |  | Simple cycle unit |  | Eastern
EXCLUDE | WI | WI-Eastern | Winter | 8013 | IC1 | DFO | IC | 2.8 | 2.8 | 0 | 0 | 0 |  | Electric Utility | N | OP |  | Internal Combustion |  | Eastern
EXCLUDE | WI | WI-Eastern | Winter | 8013 | IC2 | DFO | IC | 2.8 | 2.8 | 0 | 0 | 0 |  | Electric Utility | N | OP |  | Internal Combustion |  | Eastern
EXCLUDE | MN | MN-Eastern | Co Rd 33 | 8014 | 7 | DFO | IC | 2.5 | 2.5 | 0 | 0 | 0 |  | Electric Utility | N | IP |  | Status of Operation (IP, L, P, T) |  | Eastern
EXCLUDE | MN | MN-Eastern | Co Rd 33 | 8014 | 8 | DFO | IC | 2.5 | 2.5 | 0 | 0 | 0 |  | Electric Utility | N | IP |  | Status of Operation (IP, L, P, T) |  | Eastern
EXCLUDE | AR | AR-Eastern | Paragould Reciprocating | 8015 | 011 | NG | IC | 6.4 | 6 | 0 | 0 | 0 |  | Electric Utility | N | OP |  | Internal Combustion |  | Eastern
EXCLUDE | AR | AR-Eastern | Paragould Reciprocating | 8015 | 021 | NG | IC | 6.4 | 6 | 0 | 0 | 0 |  | Electric Utility | N | OP |  | Internal Combustion |  | Eastern
EXCLUDE | AR | AR-Eastern | Paragould Reciprocating | 8015 | 031 | NG | IC | 6.4 | 6 | 0 | 0 | 0 |  | Electric Utility | N | OP |  | Internal Combustion |  | Eastern
EXCLUDE | IL | IL-Eastern | Factory | 8016 | 1 | DFO | GT | 26.6 | 18 | 316 | 633 | 921.73 |  | Electric Utility | N | OP |  | Simple cycle unit |  | Eastern
EXCLUDE | MO | MO-Eastern | Gallatin #2 | 8017 | 7 | DFO | IC | 1.8 | 1.6 | 0 | 0 | 0 |  | Electric Utility | N | RE | 2003 | Retired prior to 2012 |  | Eastern
EXCLUDE | MO | MO-Eastern | Gallatin #2 | 8017 | 8 | DFO | IC | 1.8 | 1.6 | 0 | 0 | 0 |  | Electric Utility | N | RE | 2003 | Retired prior to 2012 |  | Eastern
EXCLUDE | MI | MI-Eastern | Portage | 8019 | 1 | DFO | GT | 22.6 | 17.5 | 0 | 0 | 0 |  | Electric Utility | N | OS |  | Simple cycle unit |  | Eastern
EXCLUDE | KS | KS-Eastern | Baldwin City Plant No 2 | 8020 | 7 | DFO | IC | 3.2 | 3 | 0 | 0 | 0 |  | Electric Utility | N | OP |  | Internal Combustion |  | Eastern
EXCLUDE | KS | KS-Eastern | Baldwin City Plant No 2 | 8020 | 8 | DFO | IC | 3.2 | 3 | 0 | 0 | 0 |  | Electric Utility | N | OP |  | Internal Combustion |  | Eastern
EXCLUDE | WA | WA-Western | Diesel Generator Farm | 8021 | E-1 | DFO | IC | 1.8 | 1.8 | 0 | 0 | 0 |  | Electric Utility | N | RE | 2001 | Retired prior to 2012 |  | Western
EXCLUDE | WA | WA-Western | Diesel Generator Farm | 8021 | E-10 | DFO | IC | 1.8 | 1.8 | 0 | 0 | 0 |  | Electric Utility | N | RE | 2001 | Retired prior to 2012 |  | Western
EXCLUDE | WA | WA-Western | Diesel Generator Farm | 8021 | E-11 | DFO | IC | 1.8 | 1.8 | 0 | 0 | 0 |  | Electric Utility | N | RE | 2001 | Retired prior to 2012 |  | Western
EXCLUDE | WA | WA-Western | Diesel Generator Farm | 8021 | E-12 | DFO | IC | 1.8 | 1.8 | 0 | 0 | 0 |  | Electric Utility | N | RE | 2001 | Retired prior to 2012 |  | Western
EXCLUDE | WA | WA-Western | Diesel Generator Farm | 8021 | E-13 | DFO | IC | 1.8 | 1.8 | 0 | 0 | 0 |  | Electric Utility | N | RE | 2001 | Retired prior to 2012 |  | Western
EXCLUDE | WA | WA-Western | Diesel Generator Farm | 8021 | E-14 | DFO | IC | 1.8 | 1.8 | 0 | 0 | 0 |  | Electric Utility | N | RE | 2001 | Retired prior to 2012 |  | Western
EXCLUDE | WA | WA-Western | Diesel Generator Farm | 8021 | E-15 | DFO | IC | 1.8 | 1.8 | 0 | 0 | 0 |  | Electric Utility | N | RE | 2001 | Retired prior to 2012 |  | Western
EXCLUDE | WA | WA-Western | Diesel Generator Farm | 8021 | E-16 | DFO | IC | 1.8 | 1.8 | 0 | 0 | 0 |  | Electric Utility | N | RE | 2001 | Retired prior to 2012 |  | Western
EXCLUDE | WA | WA-Western | Diesel Generator Farm | 8021 | E-17 | DFO | IC | 1.8 | 1.8 | 0 | 0 | 0 |  | Electric Utility | N | RE | 2001 | Retired prior to 2012 |  | Western
EXCLUDE | WA | WA-Western | Diesel Generator Farm | 8021 | E-18 | DFO | IC | 1.8 | 1.8 | 0 | 0 | 0 |  | Electric Utility | N | RE | 2001 | Retired prior to 2012 |  | Western
EXCLUDE | WA | WA-Western | Diesel Generator Farm | 8021 | E-19 | DFO | IC | 1.8 | 1.8 | 0 | 0 | 0 |  | Electric Utility | N | RE | 2001 | Retired prior to 2012 |  | Western
EXCLUDE | WA | WA-Western | Diesel Generator Farm | 8021 | E-2 | DFO | IC | 1.8 | 1.8 | 0 | 0 | 0 |  | Electric Utility | N | RE | 2001 | Retired prior to 2012 |  | Western
EXCLUDE | WA | WA-Western | Diesel Generator Farm | 8021 | E-20 | DFO | IC | 1.8 | 1.8 | 0 | 0 | 0 |  | Electric Utility | N | RE | 2001 | Retired prior to 2012 |  | Western
EXCLUDE | WA | WA-Western | Diesel Generator Farm | 8021 | E-21 | DFO | IC | 1.8 | 1.8 | 0 | 0 | 0 |  | Electric Utility | N | RE | 2001 | Retired prior to 2012 |  | Western
EXCLUDE | WA | WA-Western | Diesel Generator Farm | 8021 | E-22 | DFO | IC | 2 | 2 | 0 | 0 | 0 |  | Electric Utility | N | RE | 2001 | Retired prior to 2012 |  | Western
EXCLUDE | WA | WA-Western | Diesel Generator Farm | 8021 | E-23 | DFO | IC | 2 | 2 | 0 | 0 | 0 |  | Electric Utility | N | RE | 2001 | Retired prior to 2012 |  | Western
EXCLUDE | WA | WA-Western | Diesel Generator Farm | 8021 | E-24 | DFO | IC | 2 | 2 | 0 | 0 | 0 |  | Electric Utility | N | RE | 2001 | Retired prior to 2012 |  | Western
EXCLUDE | WA | WA-Western | Diesel Generator Farm | 8021 | E-25 | DFO | IC | 2 | 2 | 0 | 0 | 0 |  | Electric Utility | N | RE | 2001 | Retired prior to 2012 |  | Western
EXCLUDE | WA | WA-Western | Diesel Generator Farm | 8021 | E-26 | DFO | IC | 2 | 2 | 0 | 0 | 0 |  | Electric Utility | N | RE | 2001 | Retired prior to 2012 |  | Western
EXCLUDE | WA | WA-Western | Diesel Generator Farm | 8021 | E-3 | DFO | IC | 1.8 | 1.8 | 0 | 0 | 0 |  | Electric Utility | N | RE | 2001 | Retired prior to 2012 |  | Western
EXCLUDE | WA | WA-Western | Diesel Generator Farm | 8021 | E-4 | DFO | IC | 1.8 | 1.8 | 0 | 0 | 0 |  | Electric Utility | N | RE | 2001 | Retired prior to 2012 |  | Western
EXCLUDE | WA | WA-Western | Diesel Generator Farm | 8021 | E-5 | DFO | IC | 1.8 | 1.8 | 0 | 0 | 0 |  | Electric Utility | N | RE | 2001 | Retired prior to 2012 |  | Western
EXCLUDE | WA | WA-Western | Diesel Generator Farm | 8021 | E-6 | DFO | IC | 1.8 | 1.8 | 0 | 0 | 0 |  | Electric Utility | N | RE | 2001 | Retired prior to 2012 |  | Western
EXCLUDE | WA | WA-Western | Diesel Generator Farm | 8021 | E-7 | DFO | IC | 1.8 | 1.8 | 0 | 0 | 0 |  | Electric Utility | N | RE | 2001 | Retired prior to 2012 |  | Western
EXCLUDE | WA | WA-Western | Diesel Generator Farm | 8021 | E-8 | DFO | IC | 1.8 | 1.8 | 0 | 0 | 0 |  | Electric Utility | N | RE | 2001 | Retired prior to 2012 |  | Western
EXCLUDE | WA | WA-Western | Diesel Generator Farm | 8021 | E-9 | DFO | IC | 1.8 | 1.8 | 0 | 0 | 0 |  | Electric Utility | N | RE | 2001 | Retired prior to 2012 |  | Western
EXCLUDE | WA | WA-Western | Boulder Park | 8022 | 1 | NG | IC | 4.1 | 4.1 | 0 | 0 | 0 |  | Electric Utility | N | SB |  | Internal Combustion |  | Western
EXCLUDE | WA | WA-Western | Boulder Park | 8022 | 2 | NG | IC | 4.1 | 4.1 | 0 | 0 | 0 |  | Electric Utility | N | SB |  | Internal Combustion |  | Western
EXCLUDE | WA | WA-Western | Boulder Park | 8022 | 3 | NG | IC | 4.1 | 4.1 | 0 | 0 | 0 |  | Electric Utility | N | SB |  | Internal Combustion |  | Western
EXCLUDE | WA | WA-Western | Boulder Park | 8022 | 4 | NG | IC | 4.1 | 4.1 | 0 | 0 | 0 |  | Electric Utility | N | SB |  | Internal Combustion |  | Western
EXCLUDE | WA | WA-Western | Boulder Park | 8022 | 5 | NG | IC | 4.1 | 4.1 | 0 | 0 | 0 |  | Electric Utility | N | SB |  | Internal Combustion |  | Western
EXCLUDE | WA | WA-Western | Boulder Park | 8022 | 6 | NG | IC | 4.1 | 4.1 | 0 | 0 | 0 |  | Electric Utility | N | SB |  | Internal Combustion |  | Western
COALST | WI | WI-Eastern | Columbia | 8023 | 1 | SUB | ST | 512 | 565 | 6501 | 3725017 | 4462554.05 |  | Electric Utility | N | OP |  |  |  | Eastern
COALST | WI | WI-Eastern | Columbia | 8023 | 2 | SUB | ST | 511 | 557 | 6300 | 3595188 | 4175340.35 |  | Electric Utility | N | OP |  |  |  | Eastern
EXCLUDE | WI | WI-Eastern | Kewaunee | 8024 | 1 | NUC | ST | 560.1 | 566 | 0 | 4515892 | 0 |  | IPP Non-CHP | N | OP | 2013 | Non Combustion (NUC, WAT, WND, GEO, or SUN) |  | Eastern
EXCLUDE | MN | MN-Eastern | Montgomery | 8025 | 1 | DFO | GT | 28.8 |  | 0 | -97 | 0 |  | Electric Utility | N | RE | 2012 | Simple cycle unit |  | Eastern
EXCLUDE | WY | WY-Western | Hartzog | 8026 | 1 | NG | GT | 7.5 | 5 | 0 | 133.33 | 121.39 |  | Electric Utility | N | OP |  | Simple cycle unit |  | Western
EXCLUDE | WY | WY-Western | Hartzog | 8026 | 2 | NG | GT | 7.5 | 5 | 0 | 133.33 | 121.39 |  | Electric Utility | N | OP |  | Simple cycle unit |  | Western
EXCLUDE | WY | WY-Western | Hartzog | 8026 | 3 | NG | GT | 7.5 | 5 | 0 | 133.33 | 121.39 |  | Electric Utility | N | OP |  | Simple cycle unit |  | Western
EXCLUDE | MN | MN-Eastern | Blue Lake | 8027 | 1 | DFO | GT | 56.7 | 39 | 397.33 | 24981.65 | 16590.58 |  | Electric Utility | N | OP |  | Simple cycle unit |  | Eastern
EXCLUDE | MN | MN-Eastern | Blue Lake | 8027 | 2 | DFO | GT | 56.7 | 39 | 397.33 | 24981.65 | 16590.58 |  | Electric Utility | N | OP |  | Simple cycle unit |  | Eastern
EXCLUDE | MN | MN-Eastern | Blue Lake | 8027 | 3 | DFO | GT | 56.7 | 36 | 397.33 | 24981.65 | 16590.58 |  | Electric Utility | N | OP |  | Simple cycle unit |  | Eastern
EXCLUDE | MN | MN-Eastern | Blue Lake | 8027 | 4 | DFO | GT | 56.7 | 39 | 397.33 | 24981.65 | 16590.58 |  | Electric Utility | N | OP |  | Simple cycle unit |  | Eastern
EXCLUDE | MN | MN-Eastern | Blue Lake | 8027 | 7 | NG | GT | 166.3 | 150 | 1165.35 | 73270.7 | 48659.86 |  | Electric Utility | N | OP |  | Simple cycle unit |  | Eastern
EXCLUDE | MN | MN-Eastern | Blue Lake | 8027 | 8 | NG | GT | 166.3 | 150 | 1165.35 | 73270.7 | 48659.86 |  | Electric Utility | N | OP |  | Simple cycle unit |  | Eastern
EXCLUDE | WY | WY-Western | Arvada | 8028 | 1 | NG | GT | 7.5 | 5 | 0 | 109.33 | 104.54 |  | Electric Utility | N | OP |  | Simple cycle unit |  | Western
EXCLUDE | WY | WY-Western | Arvada | 8028 | 2 | NG | GT | 7.5 | 5 | 0 | 109.33 | 104.54 |  | Electric Utility | N | OP |  | Simple cycle unit |  | Western
EXCLUDE | WY | WY-Western | Arvada | 8028 | 3 | NG | GT | 7.5 | 5 | 0 | 109.33 | 104.54 |  | Electric Utility | N | OP |  | Simple cycle unit |  | Western
EXCLUDE | IA | IA-Eastern | Sycamore | 8029 | 1 | NG | GT | 78.8 | 75.5 | 947.1 | 4906 | 6784.96 |  | Electric Utility | N | OP |  | Simple cycle unit |  | Eastern
EXCLUDE | IA | IA-Eastern | Sycamore | 8029 | 2 | NG | GT | 78.8 | 73 | 947.1 | 4906 | 5669.21 |  | Electric Utility | N | OP |  | Simple cycle unit |  | Eastern
EXCLUDE | WY | WY-Western | Barber Creek | 8030 | 1 | NG | GT | 7.5 | 5 | 0 | 86 | 83.4 |  | Electric Utility | N | OP |  | Simple cycle unit |  | Western
EXCLUDE | WY | WY-Western | Barber Creek | 8030 | 2 | NG | GT | 7.5 | 5 | 0 | 86 | 83.4 |  | Electric Utility | N | OP |  | Simple cycle unit |  | Western
EXCLUDE | WY | WY-Western | Barber Creek | 8030 | 3 | NG | GT | 7.5 | 5 | 0 | 86 | 83.4 |  | Electric Utility | N | OP |  | Simple cycle unit |  | Western
NGCC | IA | IA-Eastern | Emery Station | 8031 | 11 | NG | CC | 173.4 | 146.9 | 2688 | 249755.26 | 110851.1 |  | Electric Utility | N | OP |  |  |  | Eastern
NGCC | IA | IA-Eastern | Emery Station | 8031 | 12 | NG | CC | 173.4 | 147.8 | 2688 | 249755.26 | 110851.1 |  | Electric Utility | N | OP |  |  |  | Eastern
NGCC | IA | IA-Eastern | Emery Station | 8031 | ST1 | NG | CC | 256 | 240.9 | 2688 | 368727.49 | 163655.6 |  | Electric Utility | N | OP |  |  |  | Eastern
EXCLUDE | SD | SD-Eastern | Yankton | 8034 | 1 | NG | IC | 2.2 | 2.2 | 0 | 0 | 0 |  | Electric Utility | N | SB |  | Internal Combustion |  | Eastern
EXCLUDE | SD | SD-Eastern | Yankton | 8034 | 2 | DFO | IC | 2.7 | 2.8 | 0 | 0 | 0 |  | Electric Utility | N | SB |  | Internal Combustion |  | Eastern
EXCLUDE | SD | SD-Eastern | Yankton | 8034 | 3 | NG | IC | 6.5 | 6.5 | 0 | 0 | 0 |  | Electric Utility | N | SB |  | Internal Combustion |  | Eastern
EXCLUDE | SD | SD-Eastern | Yankton | 8034 | 4 | DFO | IC | 2 | 2 | 0 | 0 | 0 |  | Electric Utility | N | SB |  | Internal Combustion |  | Eastern
EXCLUDE | NE | NE-Eastern | Cooper | 8036 | 1 | NUC | ST | 801 | 766 | 0 | 5817276 | 0 |  | Electric Utility | N | OP |  | Non Combustion (NUC, WAT, WND, GEO, or SUN) |  | Eastern
EXCLUDE | KS | KS-Eastern | Clifton | 8037 | 1 | NG | GT | 85 | 73.4 | 0 | 17 | 1474.54 |  | Electric Utility | N | OP |  | Simple cycle unit |  | Eastern
EXCLUDE | KS | KS-Eastern | Clifton | 8037 | 2 | DFO | IC | 2.5 | 2.5 | 0 | 0 | 0 |  | Electric Utility | N | SB |  | Internal Combustion |  | Eastern
COALST | NC | NC-Eastern | Belews Creek | 8042 | 1 | BIT | ST | 1080.1 | 1110 | 12253 | 7685065 | 7171394.59 |  | Electric Utility | N | OP |  |  |  | Eastern
COALST | NC | NC-Eastern | Belews Creek | 8042 | 2 | BIT | ST | 1080.1 | 1110 | 12632 | 6305060 | 6107075.3 |  | Electric Utility | N | OP |  |  |  | Eastern
OGST | FL | FL-Eastern | Anclote | 8048 | 1 | NG | ST | 556.2 | 501 | 5600 | 835779 | 621464.93 |  | Electric Utility | N | OP |  |  |  | Eastern
OGST | FL | FL-Eastern | Anclote | 8048 | 2 | NG | ST | 556.2 | 510 | 5600 | 871460 | 632323.09 |  | Electric Utility | N | OP |  |  |  | Eastern
EXCLUDE | FL | FL-Eastern | Intercession City | 8049 | P1 | DFO | GT | 56.7 | 48 | 1416 | 13190.04 | 1089.98 |  | Electric Utility | N | OP |  | Simple cycle unit |  | Eastern
EXCLUDE | FL | FL-Eastern | Intercession City | 8049 | P10 | NG | GT | 115 | 82 | 1144 | 26752.29 | 23602.7 |  | Electric Utility | N | OP |  | Simple cycle unit |  | Eastern
EXCLUDE | FL | FL-Eastern | Intercession City | 8049 | P11 | DFO | GT | 165 | 143 | 2032 | 2014.85 | 1639.65 |  | Electric Utility | N | OP |  | Simple cycle unit |  | Eastern
EXCLUDE | FL | FL-Eastern | Intercession City | 8049 | P12 | NG | GT | 115 | 76 | 1001 | 26752.29 | 31586.85 |  | Electric Utility | N | OP |  | Simple cycle unit |  | Eastern
EXCLUDE | FL | FL-Eastern | Intercession City | 8049 | P13 | NG | GT | 115 | 76 | 1768.9 | 26752.29 | 49140.68 |  | Electric Utility | N | OP |  | Simple cycle unit |  | Eastern
EXCLUDE | FL | FL-Eastern | Intercession City | 8049 | P14 | NG | GT | 115 | 77 | 1043 | 26752.29 | 53347.22 |  | Electric Utility | N | OP |  | Simple cycle unit |  | Eastern
EXCLUDE | FL | FL-Eastern | Intercession City | 8049 | P2 | DFO | GT | 56.7 | 48 | 1416 | 13190.04 | 1621.25 |  | Electric Utility | N | OP |  | Simple cycle unit |  | Eastern
EXCLUDE | FL | FL-Eastern | Intercession City | 8049 | P3 | DFO | GT | 56.7 | 47 | 1416 | 13190.04 | 881.98 |  | Electric Utility | N | OP |  | Simple cycle unit |  | Eastern
EXCLUDE | FL | FL-Eastern | Intercession City | 8049 | P4 | DFO | GT | 56.7 | 47 | 1416 | 13190.04 | 432.86 |  | Electric Utility | N | OP |  | Simple cycle unit |  | Eastern
EXCLUDE | FL | FL-Eastern | Intercession City | 8049 | P5 | DFO | GT | 56.7 | 47 | 1416 | 13190.04 | 1654.69 |  | Electric Utility | N | OP |  | Simple cycle unit |  | Eastern
EXCLUDE | FL | FL-Eastern | Intercession City | 8049 | P6 | DFO | GT | 56.7 | 49 | 1416 | 13190.04 | 592.96 |  | Electric Utility | N | OP |  | Simple cycle unit |  | Eastern
EXCLUDE | FL | FL-Eastern | Intercession City | 8049 | P7 | NG | GT | 115 | 83 | 1146 | 26752.29 | 25706.78 |  | Electric Utility | N | OP |  | Simple cycle unit |  | Eastern
EXCLUDE | FL | FL-Eastern | Intercession City | 8049 | P8 | NG | GT | 115 | 81 | 1144 | 26752.29 | 25192.38 |  | Electric Utility | N | OP |  | Simple cycle unit |  | Eastern
EXCLUDE | FL | FL-Eastern | Intercession City | 8049 | P9 | NG | GT | 115 | 82 | 1144 | 26752.29 | 28867.06 |  | Electric Utility | N | OP |  | Simple cycle unit |  | Eastern
EXCLUDE | WI | WI-Eastern | Juneau | 8050 | 31 | DFO | GT | 16 | 12.3 | 0 | 790 | 1123.87 |  | Electric Utility | N | OP |  | Simple cycle unit |  | Eastern
EXCLUDE | NY | NY-Eastern | Pouch | 8053 | N01 | NG | GT | 47 | 47 | 517 | 96847 | 57549.69 |  | Electric Utility | N | OP |  | Simple cycle unit |  | Eastern
OGST | MS | MS-Eastern | Gerald Andrus | 8054 | 1 | NG | ST | 781.4 | 712 | 7700 | 1398918 | 889524.11 |  | Electric Utility | N | OP |  |  |  | Eastern
EXCLUDE | AR | AR-Eastern | Arkansas Nuclear One | 8055 | 1 | NUC | ST | 902.5 | 836 | 0 | 7578618.28 | 0 |  | Electric Utility | N | OP |  | Non Combustion (NUC, WAT, WND, GEO, or SUN) |  | Eastern
EXCLUDE | AR | AR-Eastern | Arkansas Nuclear One | 8055 | 2 | NUC | ST | 942.5 | 992 | 0 | 7914512.72 | 0 |  | Electric Utility | N | OP |  | Non Combustion (NUC, WAT, WND, GEO, or SUN) |  | Eastern
OGST | LA | LA-Eastern | Waterford 1 & 2 | 8056 | 1 | NG | ST | 445.5 |  | 4600 | 116561 | 107881.07 |  | Electric Utility | N | OA |  |  |  | Eastern
OGST | LA | LA-Eastern | Waterford 1 & 2 | 8056 | 2 | NG | ST | 445.5 | 411 | 4600 | 598318 | 464868.33 |  | Electric Utility | N | OP |  |  |  | Eastern
EXCLUDE | LA | LA-Eastern | Waterford 1 & 2 | 8056 | 4 | DFO | GT | 41 | 31 | 507 | 1126 | 1484.8 |  | Electric Utility | N | SB |  | Simple cycle unit |  | Eastern
EXCLUDE | WI | WI-Eastern | Superior Generation Energy Center | 8057 | GEN1 | NG | GT | 170 | 145 | 0 | 0 | 0 |  | Electric Utility | N | IP |  | Status of Operation (IP, L, P, T) |  | Eastern
NGCC | OK | OK-Eastern | Comanche | 8059 | 1G1 | NG | CC | 85 | 78 | 1450 | 287105.09 | 151628.98 |  | Electric Utility | N | OP |  |  |  | Eastern
NGCC | OK | OK-Eastern | Comanche | 8059 | 1G2 | NG | CC | 85 | 78 | 1450 | 287105.09 | 151628.98 |  | Electric Utility | N | OP |  |  |  | Eastern
NGCC | OK | OK-Eastern | Comanche | 8059 | 1S | NG | CC | 120 | 104 | 1450 | 405324.83 | 214064.44 |  | Electric Utility | N | OP |  |  |  | Eastern
EXCLUDE | OK | OK-Eastern | Comanche | 8059 | IC1 | DFO | IC | 4 | 4 | 0 | 0 | 0 |  | Electric Utility | N | OS |  | Internal Combustion |  | Eastern
OGST | TX | TX-ERCOT | DeCordova Steam Electric Station | 8063 | 1 | NG | ST | 799.2 | 818 | 0 | 0 | 0 |  | IPP Non-CHP | N | OS |  |  |  | ERCOT
EXCLUDE | TX | TX-ERCOT | DeCordova Steam Electric Station | 8063 | CT1 | NG | GT | 89.4 | 80 | 1142 | 5747.25 | 6621.73 |  | IPP Non-CHP | N | OP |  | Simple cycle unit |  | ERCOT
EXCLUDE | TX | TX-ERCOT | DeCordova Steam Electric Station | 8063 | CT2 | NG | GT | 89.4 | 80 | 1142 | 5747.25 | 4326.66 |  | IPP Non-CHP | N | OP |  | Simple cycle unit |  | ERCOT
EXCLUDE | TX | TX-ERCOT | DeCordova Steam Electric Station | 8063 | CT3 | NG | GT | 89.4 | 80 | 1142 | 5747.25 | 3234.21 |  | IPP Non-CHP | N | OP |  | Simple cycle unit |  | ERCOT
EXCLUDE | TX | TX-ERCOT | DeCordova Steam Electric Station | 8063 | CT4 | NG | GT | 89.4 | 80 | 1142 | 5747.25 | 4655.46 |  | IPP Non-CHP | N | OP |  | Simple cycle unit |  | ERCOT
COALST | WY | WY-Western | Jim Bridger | 8066 | 1 | SUB | ST | 577.9 | 531 | 7875 | 3585983 | 3784653.91 |  | Electric Utility | N | OP |  |  |  | Western
COALST | WY | WY-Western | Jim Bridger | 8066 | 2 | SUB | ST | 577.9 | 527 | 7875 | 3342425 | 3885459.82 |  | Electric Utility | N | OP |  |  |  | Western
COALST | WY | WY-Western | Jim Bridger | 8066 | 3 | SUB | ST | 577.9 | 523 | 7458 | 3615122 | 3906655.69 |  | Electric Utility | N | OP |  |  |  | Western
COALST | WY | WY-Western | Jim Bridger | 8066 | 4 | SUB | ST | 584 | 530 | 7536 | 3081605 | 3418116.72 |  | Electric Utility | N | OP |  |  |  | Western
EXCLUDE | CO | CO-Western | Lamar Plant | 508 | 2 | NG | ST | 3 | 3 | 0 | 0 | 0 |  | Electric Utility | N | RE | 1989 | Retired prior to 2012 |  | Western
EXCLUDE | CO | CO-Western | Lamar Plant | 508 | 3 | NG | ST | 5 | 6 | 0 | 0 | 0 |  | Electric Utility | N | RE | 1989 | Retired prior to 2012 |  | Western
NGCC | AZ | AZ-Western | Santan | 8068 | ST1 | NG | CC | 103.5 | 92 | 532.72 | 232903.8 | 88297.14 |  | Electric Utility | N | OP |  |  |  | Western
NGCC | AZ | AZ-Western | Santan | 8068 | ST2 | NG | CC | 103.5 | 92 | 532.72 | 232903.8 | 88297.14 |  | Electric Utility | N | OP |  |  |  | Western
NGCC | AZ | AZ-Western | Santan | 8068 | ST3 | NG | CC | 103.5 | 92 | 532.72 | 232903.8 | 88297.14 |  | Electric Utility | N | OP |  |  |  | Western
NGCC | AZ | AZ-Western | Santan | 8068 | ST4 | NG | CC | 103.5 | 92 | 532.72 | 232903.8 | 88297.14 |  | Electric Utility | N | OP |  |  |  | Western
NGCC | AZ | AZ-Western | Santan | 8068 | ST5A | NG | CC | 153.8 | 151 | 791.62 | 346092.8 | 131208.7 |  | Electric Utility | N | OP |  |  |  | Western
NGCC | AZ | AZ-Western | Santan | 8068 | ST5B | NG | CC | 153.8 | 151 | 791.62 | 346092.8 | 131208.7 |  | Electric Utility | N | OP |  |  |  | Western
NGCC | AZ | AZ-Western | Santan | 8068 | ST5S | NG | CC | 314.5 | 280 | 1618.75 | 707712.52 | 268303.88 |  | Electric Utility | N | OP |  |  |  | Western
NGCC | AZ | AZ-Western | Santan | 8068 | ST6A | NG | CC | 153.8 | 151 | 791.62 | 346092.8 | 131208.7 |  | Electric Utility | N | OP |  |  |  | Western
NGCC | AZ | AZ-Western | Santan | 8068 | ST6S | NG | CC | 136.1 | 126 | 700.51 | 306262.87 | 116108.61 |  | Electric Utility | N | OP |  |  |  | Western
COALST | UT | UT-Western | Huntington | 8069 | 1 | BIT | ST | 498 | 459 | 5263 | 3356320 | 3294325.57 |  | Electric Utility | N | OP |  |  |  | Western
COALST | UT | UT-Western | Huntington | 8069 | 2 | BIT | ST | 498 | 450 | 5733 | 3387840 | 3507528.9 |  | Electric Utility | N | OP |  |  |  | Western
NGCC | OR | OR-Western | Beaver | 8073 | 1 | NG | CC | 68.3 | 54 | 0 | 2968.06 | 2410.46 |  | Electric Utility | N | OP |  |  |  | Western
NGCC | OR | OR-Western | Beaver | 8073 | 2 | NG | CC | 68.3 | 54 | 0 | 2968.06 | 2410.46 |  | Electric Utility | N | OP |  |  |  | Western
NGCC | OR | OR-Western | Beaver | 8073 | 3 | NG | CC | 68.3 | 54 | 0 | 2968.06 | 2410.46 |  | Electric Utility | N | OP |  |  |  | Western
NGCC | OR | OR-Western | Beaver | 8073 | 4 | NG | CC | 68.3 | 54 | 0 | 2968.06 | 2410.46 |  | Electric Utility | N | OP |  |  |  | Western
NGCC | OR | OR-Western | Beaver | 8073 | 5 | NG | CC | 68.3 | 54 | 0 | 2968.06 | 2410.46 |  | Electric Utility | N | OP |  |  |  | Western
NGCC | OR | OR-Western | Beaver | 8073 | 6 | NG | CC | 68.3 | 54 | 0 | 2968.06 | 2410.46 |  | Electric Utility | N | OP |  |  |  | Western
NGCC | OR | OR-Western | Beaver | 8073 | 7 | NG | CC | 176.4 | 139 | 0 | 7665.67 | 6225.56 |  | Electric Utility | N | OP |  |  |  | Western
EXCLUDE | OR | OR-Western | Beaver | 8073 | 8 | NG | GT | 24.5 | 24 | 0 | 149 | 161.54 |  | Electric Utility | N | OP |  | Simple cycle unit |  | Western
EXCLUDE | CA | CA-Western | Ellwood | 8076 | 01 | NG | GT | 58 | 54 | 0 | 1221 | 969.88 |  | IPP Non-CHP | N | OP |  | Simple cycle unit |  | Western
EXCLUDE | HI | HI-Hawaii | Keahole | 8083 | 18 | DFO | IC | 2.5 | 2.5 | 0 | 0 | 0 |  | Electric Utility | N | RE | 2004 | State not covered under final 111(d) |  | Hawaii
EXCLUDE | HI | HI-Hawaii | Keahole | 8083 | 19 | DFO | IC | 2.5 | 2.5 | 0 | 0 | 0 |  | Electric Utility | N | RE | 2004 | State not covered under final 111(d) |  | Hawaii
EXCLUDE | HI | HI-Hawaii | Keahole | 8083 | 2 | DFO | GT | 17.6 | 15.9 | 0 | 164823 | 168026.21 |  | Electric Utility | N | OP |  | State not covered under final 111(d) |  | Hawaii
EXCLUDE | HI | HI-Hawaii | Keahole | 8083 | 20 | DFO | IC | 2.5 | 2.5 | 0 | 0 | 0 |  | Electric Utility | N | RE | 2004 | State not covered under final 111(d) |  | Hawaii
EXCLUDE | HI | HI-Hawaii | Keahole | 8083 | 21 | DFO | IC | 2.5 | 2.5 | 0 | 0 | 0 |  | Electric Utility | N | OP |  | State not covered under final 111(d) |  | Hawaii
EXCLUDE | HI | HI-Hawaii | Keahole | 8083 | 22 | DFO | IC | 2.5 | 2.5 | 0 | 0 | 0 |  | Electric Utility | N | OP |  | State not covered under final 111(d) |  | Hawaii
EXCLUDE | HI | HI-Hawaii | Keahole | 8083 | 23 | DFO | IC | 2.5 | 2.5 | 0 | 0 | 0 |  | Electric Utility | N | OP |  | State not covered under final 111(d) |  | Hawaii
EXCLUDE | HI | HI-Hawaii | Keahole | 8083 | 7 | DFO | CC | 18 | 16 | 0 | 11997.84 | 0 |  | Electric Utility | N | OP |  | State not covered under final 111(d) |  | Hawaii
EXCLUDE | HI | HI-Hawaii | Keahole | 8083 | CT4 | DFO | CC | 23 | 19.8 | 0 | 15330.58 | 0 |  | Electric Utility | N | OP |  | State not covered under final 111(d) |  | Hawaii
EXCLUDE | HI | HI-Hawaii | Keahole | 8083 | CT5 | DFO | CC | 23 | 19.8 | 0 | 15330.58 | 0 |  | Electric Utility | N | OP |  | State not covered under final 111(d) |  | Hawaii
EXCLUDE | CO | CO-Western | Lamar Plant | 508 | 4 | SUB | ST | 25 | 25 | 0 | 0 | 0 |  | Electric Utility | N | OS |  | Steam unit (PRMVR=ST) less than or equal to 25MW (i.e. 250 MMBtu/hr) |  | Western
EXCLUDE | CO | CO-Western | Lamar Plant | 508 | 5 | NG | GT | 4.2 | 4.2 | 0 | 0 | 0 |  | Electric Utility | N | OS |  | Simple cycle unit |  | Western
EXCLUDE | CO | CO-Western | Lamar Plant | 508 | 6 | SUB | ST | 18.5 | 15 | 0 | 0 | 0 |  | Electric Utility | N | OS |  | Steam unit (PRMVR=ST) less than or equal to 25MW (i.e. 250 MMBtu/hr) |  | Western
EXCLUDE | CO | CO-Western | Lamar Plant | 508 | IC1 | DFO | IC | 1 | 1 | 0 | 0 | 0 |  | Electric Utility | N | OS |  | Internal Combustion |  | Western
COALST | OH | OH-Eastern | General James M Gavin | 8102 | 1 | BIT | ST | 1300 | 1299 | 12536 | 8736815 | 9359594.44 |  | Electric Utility | N | OP |  |  |  | Eastern
COALST | OH | OH-Eastern | General James M Gavin | 8102 | 2 | BIT | ST | 1300 | 1299 | 12536 | 8483290 | 8830446.69 |  | Electric Utility | N | OP |  |  |  | Eastern
EXCLUDE | MN | MN-Eastern | Halstad | 8105 | 1 | DFO | IC | 0.6 | 0.6 | 0 | 0 | 0 |  | Electric Utility | N | RE | 2005 | Retired prior to 2012 |  | Eastern
EXCLUDE | MN | MN-Eastern | Halstad | 8105 | 2 | DFO | IC | 0.3 | 0.3 | 0 | 0 | 0 |  | Electric Utility | N | RE | 2005 | Retired prior to 2012 |  | Eastern
EXCLUDE | MN | MN-Eastern | Halstad | 8105 | 3 | DFO | IC | 0.2 | 0.1 | 0 | 0 | 0 |  | Electric Utility | N | RE | 2005 | Retired prior to 2012 |  | Eastern
EXCLUDE | MN | MN-Eastern | Halstad | 8105 | 4 | DFO | IC | 2 | 1.9 | 0 | 0 | 0 |  | Electric Utility | N | SB |  | Internal Combustion |  | Eastern
EXCLUDE | MN | MN-Eastern | Halstad | 8105 | 5 | DFO | IC | 2 | 1.9 | 0 | 0 | 0 |  | Electric Utility | N | SB |  | Internal Combustion |  | Eastern
EXCLUDE | IA | IA-Eastern | Tipton | 8106 | 1A | NG | IC | 2 | 2 | 0 | 0 | 0 |  | Electric Utility | N | OP |  | Internal Combustion |  | Eastern
EXCLUDE | IA | IA-Eastern | Tipton | 8106 | 2 | NG | IC | 1.3 | 1.2 | 0 | 0 | 0 |  | Electric Utility | N | OP |  | Internal Combustion |  | Eastern
EXCLUDE | IA | IA-Eastern | Tipton | 8106 | 3 | NG | IC | 1.3 | 1.2 | 0 | 0 | 0 |  | Electric Utility | N | OP |  | Internal Combustion |  | Eastern
EXCLUDE | IA | IA-Eastern | Tipton | 8106 | 4 | DFO | IC | 0.3 | 0.3 | 0 | 0 | 0 |  | Electric Utility | N | SB |  | Internal Combustion |  | Eastern
EXCLUDE | IA | IA-Eastern | Tipton | 8106 | 5 | DFO | IC | 2 | 2 | 0 | 0 | 0 |  | Electric Utility | N | OP |  | Internal Combustion |  | Eastern
EXCLUDE | IA | IA-Eastern | Tipton | 8106 | 5A | DFO | IC | 1.2 | 1.1 | 0 | 0 | 0 |  | Electric Utility | N | IP |  | Status of Operation (IP, L, P, T) |  | Eastern
EXCLUDE | IA | IA-Eastern | Tipton | 8106 | 6 | DFO | IC | 2 | 2 | 0 | 0 | 0 |  | Electric Utility | N | OP |  | Internal Combustion |  | Eastern
EXCLUDE | IA | IA-Eastern | Hopkinton | 8108 | 1 | DFO | IC | 1.6 | 1.6 | 0 | 0 | 0 |  | Electric Utility | N | OP |  | Internal Combustion |  | Eastern
EXCLUDE | IA | IA-Eastern | Hopkinton | 8108 | CAT | DFO | IC | 2.5 | 2.2 | 0 | 0 | 0 |  | Electric Utility | N | OP |  | Internal Combustion |  | Eastern
EXCLUDE | IA | IA-Eastern | Hopkinton | 8108 | IC2 | DFO | IC | 1.7 | 1.7 | 0 | 0 | 0 |  | Electric Utility | N | RE | 2011 | Retired prior to 2012 |  | Eastern
EXCLUDE | IA | IA-Eastern | Hopkinton | 8108 | IC3 | DFO | IC | 1.2 | 1.2 | 0 | 0 | 0 |  | Electric Utility | N | RE | 2011 | Retired prior to 2012 |  | Eastern
EXCLUDE | MO | MO-Eastern | Stanberry | 8110 | 1 | NG | IC | 1.1 | 1.1 | 0 | 0 | 0 |  | Electric Utility | N | SB |  | Internal Combustion |  | Eastern
EXCLUDE | MO | MO-Eastern | Stanberry | 8110 | 2 | NG | IC | 1.1 | 1.1 | 0 | 0 | 0 |  | Electric Utility | N | SB |  | Internal Combustion |  | Eastern
EXCLUDE | MO | MO-Eastern | Stanberry | 8110 | 3 | DFO | IC | 0.3 | 0.2 | 0 | 0 | 0 |  | Electric Utility | N | RE | 2002 | Retired prior to 2012 |  | Eastern
EXCLUDE | MO | MO-Eastern | Stanberry | 8110 | 4 | DFO | IC | 0.3 | 0.2 | 0 | 0 | 0 |  | Electric Utility | N | RE | 2002 | Retired prior to 2012 |  | Eastern
EXCLUDE | MO | MO-Eastern | Stanberry | 8110 | IC5 | DFO | IC | 0.3 | 0.3 | 0 | 0 | 0 |  | Electric Utility | N | SB |  | Internal Combustion |  | Eastern
EXCLUDE | MO | MO-Eastern | Stanberry | 8110 | IC6 | NG | IC | 1.8 | 1.8 | 0 | 0 | 0 |  | Electric Utility | N | SB |  | Internal Combustion |  | Eastern
EXCLUDE | CO | CO-Western | Lamar Plant | 508 | IC2 | DFO | IC | 1 | 1 | 0 | 0 | 0 |  | Electric Utility | N | OS |  | Internal Combustion |  | Western
EXCLUDE | CO | CO-Western | Lamar Plant | 508 | T1-T3 | WND | WT | 4.5 | 4 | 0 | 9941.25 | 0 |  | Electric Utility | N | OP |  | Non Combustion (NUC, WAT, WND, GEO, or SUN) |  | Western
EXCLUDE | CO | CO-Western | Lamar Plant | 508 | T4 | WND | WT | 1.5 | 1.5 | 0 | 3313.75 | 0 |  | Electric Utility | N | OP |  | Non Combustion (NUC, WAT, WND, GEO, or SUN) |  | Western
COALST | ND | ND-Eastern | Coyote | 8222 | 1 | LIG | ST | 450 | 427 | 5280 | 2294854 | 2940380.84 |  | Electric Utility | N | OP |  |  |  | Eastern
COALST | AZ | AZ-Western | Springerville | 8223 | 1 | SUB | ST | 424.8 | 387 | 4700 | 2925913 | 2910267.67 |  | Electric Utility | N | OP |  |  |  | Western
COALST | AZ | AZ-Western | Springerville | 8223 | 2 | SUB | ST | 424.8 | 390 | 4700 | 2942401 | 3082980.1 |  | Electric Utility | N | OP |  |  |  | Western
COALST | AZ | AZ-Western | Springerville | 8223 | 3 | SUB | ST | 450 | 417 | 5040 | 1984986 | 2057161.4 |  | Electric Utility | N | OP |  |  |  | Western
COALST | AZ | AZ-Western | Springerville | 8223 | 4 | SUB | ST | 450 | 415 | 5040 | 2296049 | 2333997.83 |  | Electric Utility | N | OP |  |  |  | Western
EXCLUDE | AZ | AZ-Western | Springerville | 8223 | 5 | SUB | ST | 400 | 375 | 0 | 0 | 0 |  | Electric Utility | N | IP |  | Status of Operation (IP, L, P, T) |  | Western
EXCLUDE | AZ | AZ-Western | Springerville | 8223 | SGSS | SUN | PV | 5.1 | 5.1 | 0 | 4353.65 | 0 |  | Electric Utility | N | OP |  | Non Combustion (NUC, WAT, WND, GEO, or SUN) |  | Western
EXCLUDE | AZ | AZ-Western | Springerville | 8223 | SGSS1 | SUN | PV | 4.2 | 3.8 | 0 | 3585.35 | 0 |  | Electric Utility | N | OP |  | Non Combustion (NUC, WAT, WND, GEO, or SUN) |  | Western
COALST | NV | NV-Western | North Valmy | 8224 | 1 | SUB | ST | 277.2 | 254 | 2560 | 833327 | 843206.54 |  | Electric Utility | N | OP | 2021 |  |  | Western
COALST | NV | NV-Western | North Valmy | 8224 | 2 | SUB | ST | 289.8 | 268 | 3050 | 795201 | 884872.13 |  | Electric Utility | N | OP |  |  |  | Western
EXCLUDE | PA | PA-Eastern | FirstEnergy Seneca | 8225 | 1 | WAT | PS | 220 | 218 | 0 | -66361.66 | 0 |  | IPP Non-CHP | N | OP |  | Non Combustion (NUC, WAT, WND, GEO, or SUN) |  | Eastern
EXCLUDE | PA | PA-Eastern | FirstEnergy Seneca | 8225 | 2 | WAT | PS | 220 | 203 | 0 | -66361.66 | 0 |  | IPP Non-CHP | N | OP |  | Non Combustion (NUC, WAT, WND, GEO, or SUN) |  | Eastern
EXCLUDE | PA | PA-Eastern | FirstEnergy Seneca | 8225 | 3 | WAT | PS | 29 | 30 | 0 | -8747.67 | 0 |  | IPP Non-CHP | N | OP |  | Non Combustion (NUC, WAT, WND, GEO, or SUN) |  | Eastern
COALST | PA | PA-Eastern | Cheswick Power Plant | 8226 | 1 | BIT | ST | 637 | 563 | 6000 | 2423945 | 2571151.62 |  | IPP Non-CHP | N | OP |  |  |  | Eastern
EXCLUDE | NJ | NJ-Eastern | Glen Gardner | 8227 | 1 | NG | GT | 20 | 18 | 0 | 94.49 | 329.62 |  | IPP Non-CHP | N | OP | 2015 | Simple cycle unit |  | Eastern
EXCLUDE | NJ | NJ-Eastern | Glen Gardner | 8227 | 2 | NG | GT | 20 | 18 | 0 | 94.49 | 329.62 |  | IPP Non-CHP | N | OP | 2015 | Simple cycle unit |  | Eastern
EXCLUDE | NJ | NJ-Eastern | Glen Gardner | 8227 | 3 | NG | GT | 19.6 | 18 | 0 | 92.6 | 323.03 |  | IPP Non-CHP | N | OP | 2015 | Simple cycle unit |  | Eastern
EXCLUDE | NJ | NJ-Eastern | Glen Gardner | 8227 | 4 | NG | GT | 20 | 18 | 0 | 94.49 | 329.62 |  | IPP Non-CHP | N | OP | 2015 | Simple cycle unit |  | Eastern
EXCLUDE | NJ | NJ-Eastern | Glen Gardner | 8227 | 5 | NG | GT | 20 | 18 | 0 | 94.49 | 329.62 |  | IPP Non-CHP | N | OP | 2015 | Simple cycle unit |  | Eastern
EXCLUDE | NJ | NJ-Eastern | Glen Gardner | 8227 | 6 | NG | GT | 20 | 18 | 0 | 94.49 | 329.62 |  | IPP Non-CHP | N | OP | 2015 | Simple cycle unit |  | Eastern
EXCLUDE | NJ | NJ-Eastern | Glen Gardner | 8227 | 7 | NG | GT | 20 | 18 | 0 | 94.49 | 329.62 |  | IPP Non-CHP | N | OP | 2015 | Simple cycle unit |  | Eastern
EXCLUDE | NJ | NJ-Eastern | Glen Gardner | 8227 | 8 | NG | GT | 20 | 18 | 0 | 94.49 | 329.62 |  | IPP Non-CHP | N | OP | 2015 | Simple cycle unit |  | Eastern
EXCLUDE | AZ | AZ-Western | Hoover Dam | 8902 | A0 | WAT | HY | 2.4 | 2.7 | 0 | 3672.98 | 0 |  | Electric Utility | N | OP |  | Non Combustion (NUC, WAT, WND, GEO, or SUN) |  | Western
EXCLUDE | AZ | AZ-Western | Hoover Dam | 8902 | A1 | WAT | HY | 130 | 130 | 0 | 198952.91 | 0 |  | Electric Utility | N | OP |  | Non Combustion (NUC, WAT, WND, GEO, or SUN) |  | Western
EXCLUDE | AZ | AZ-Western | Hoover Dam | 8902 | A2 | WAT | HY | 130 | 130 | 0 | 198952.91 | 0 |  | Electric Utility | N | OP |  | Non Combustion (NUC, WAT, WND, GEO, or SUN) |  | Western
EXCLUDE | AZ | AZ-Western | Hoover Dam | 8902 | A3 | WAT | HY | 130 | 130 | 0 | 198952.91 | 0 |  | Electric Utility | N | OP |  | Non Combustion (NUC, WAT, WND, GEO, or SUN) |  | Western
EXCLUDE | AZ | AZ-Western | Hoover Dam | 8902 | A4 | WAT | HY | 130 | 130 | 0 | 198952.91 | 0 |  | Electric Utility | N | OP |  | Non Combustion (NUC, WAT, WND, GEO, or SUN) |  | Western
EXCLUDE | AZ | AZ-Western | Hoover Dam | 8902 | A5 | WAT | HY | 127 | 127 | 0 | 194361.68 | 0 |  | Electric Utility | N | OP |  | Non Combustion (NUC, WAT, WND, GEO, or SUN) |  | Western
EXCLUDE | AZ | AZ-Western | Hoover Dam | 8902 | A6 | WAT | HY | 130 | 130 | 0 | 198952.91 | 0 |  | Electric Utility | N | OP |  | Non Combustion (NUC, WAT, WND, GEO, or SUN) |  | Western
EXCLUDE | AZ | AZ-Western | Hoover Dam | 8902 | A7 | WAT | HY | 130 | 130 | 0 | 198952.91 | 0 |  | Electric Utility | N | OP |  | Non Combustion (NUC, WAT, WND, GEO, or SUN) |  | Western
EXCLUDE | AZ | AZ-Western | Hoover Dam | 8902 | A8 | WAT | HY | 61.5 | 61.5 | 0 | 94120.03 | 0 |  | Electric Utility | N | OP |  | Non Combustion (NUC, WAT, WND, GEO, or SUN) |  | Western
EXCLUDE | AZ | AZ-Western | Hoover Dam | 8902 | A9 | WAT | HY | 68.5 | 68.5 | 0 | 104832.88 | 0 |  | Electric Utility | N | OP |  | Non Combustion (NUC, WAT, WND, GEO, or SUN) |  | Western
EXCLUDE | NY | NY-Eastern | Astoria Generating Station | 8906 | 1 | NG | GT | 15 | 15.1 | 0 | 1504 | 1061.39 |  | IPP Non-CHP | N | OP |  | Simple cycle unit |  | Eastern
OGST | NY | NY-Eastern | Astoria Generating Station | 8906 | 2 | NG | ST | 180 | 184.6 | 2564.44 | 0 | 0 |  | IPP Non-CHP | N | OS |  |  |  | Eastern
OGST | NY | NY-Eastern | Astoria Generating Station | 8906 | 3 | NG | ST | 376 | 374.3 | 5356.84 | 518729 | 365231.17 |  | IPP Non-CHP | N | OP |  |  |  | Eastern
OGST | NY | NY-Eastern | Astoria Generating Station | 8906 | 4 | RFO | ST | 387 | 380 | 5513.56 | 0 | 0 |  | IPP Non-CHP | N | OS |  |  |  | Eastern
OGST | NY | NY-Eastern | Astoria Generating Station | 8906 | ST5 | NG | ST | 387 | 380 | 5513.56 | 828376 | 583250.09 |  | IPP Non-CHP | N | OP |  |  |  | Eastern
EXCLUDE | NY | NY-Eastern | Indian Point 3 | 8907 | 3 | NUC | ST | 1012 | 1040.5 | 0 | 9002057 | 0 |  | IPP Non-CHP | N | OP |  | Non Combustion (NUC, WAT, WND, GEO, or SUN) |  | Eastern
EXCLUDE | MA | MA-Eastern | Cherry Street | 9038 | 10 | DFO | IC | 2.2 | 2.1 | 0 | 0 | 0 |  | Electric Utility | N | OP |  | Internal Combustion |  | Eastern
EXCLUDE | MA | MA-Eastern | Cherry Street | 9038 | 11 | DFO | IC | 2.2 | 2.1 | 0 | 0 | 0 |  | Electric Utility | N | OP |  | Internal Combustion |  | Eastern
EXCLUDE | MA | MA-Eastern | Cherry Street | 9038 | 12 | DFO | IC | 5.6 | 4.9 | 0 | 0 | 0 |  | Electric Utility | N | OP |  | Internal Combustion |  | Eastern
EXCLUDE | MA | MA-Eastern | Cherry Street | 9038 | 7 | DFO | IC | 3.3 | 2.8 | 0 | 0 | 0 |  | Electric Utility | N | OP |  | Internal Combustion |  | Eastern
EXCLUDE | MA | MA-Eastern | Cherry Street | 9038 | 8 | DFO | IC | 4 | 3.4 | 0 | 0 | 0 |  | Electric Utility | N | OP |  | Internal Combustion |  | Eastern
EXCLUDE | MA | MA-Eastern | Cherry Street | 9038 | 9 | DFO | IC | 3 | 2.3 | 0 | 0 | 0 |  | Electric Utility | N | RE | 2003 | Retired prior to 2012 |  | Eastern
EXCLUDE | WA | WA-Western | Monroe Street | 9095 | 6 | WAT | HY | 14.8 | 15 | 0 | 102158 | 0 |  | Electric Utility | N | OP |  | Non Combustion (NUC, WAT, WND, GEO, or SUN) |  | Western
EXCLUDE | WA | WA-Western | Upper Falls | 9096 | 1 | WAT | HY | 10 | 10.2 | 0 | 59630 | 0 |  | Electric Utility | N | OP |  | Non Combustion (NUC, WAT, WND, GEO, or SUN) |  | Western
EXCLUDE | WI | WI-Eastern | Nine Springs | 9674 | GT1 | NG | GT | 16.2 | 12.2 | 0 | 186 | 344.12 |  | Electric Utility | N | OP |  | Simple cycle unit |  | Eastern
EXCLUDE | WA | WA-Western | Newhalem | 9842 | 20 | WAT | HY | 2.3 | 2.3 | 0 | -85 | 0 |  | Electric Utility | N | OP |  | Non Combustion (NUC, WAT, WND, GEO, or SUN) |  | Western
EXCLUDE | MA | MA-Eastern | Cabot Holyoke | 9864 | 1 | WAT | HY | 0.8 | 0.6 | 0 | 2601.85 | 0 |  | Electric Utility | N | OP |  | Non Combustion (NUC, WAT, WND, GEO, or SUN) |  | Eastern
EXCLUDE | MA | MA-Eastern | Cabot Holyoke | 9864 | 2 | WAT | HY | 0.8 | 0.6 | 0 | 2601.85 | 0 |  | Electric Utility | N | OP |  | Non Combustion (NUC, WAT, WND, GEO, or SUN) |  | Eastern
EXCLUDE | MA | MA-Eastern | Cabot Holyoke | 9864 | 3 | WAT | HY | 0.4 | 0.3 | 0 | 1300.92 | 0 |  | Electric Utility | N | OP |  | Non Combustion (NUC, WAT, WND, GEO, or SUN) |  | Eastern
EXCLUDE | MA | MA-Eastern | Cabot Holyoke | 9864 | 4 | WAT | HY | 0.6 | 0.5 | 0 | 1951.38 | 0 |  | Electric Utility | N | OP |  | Non Combustion (NUC, WAT, WND, GEO, or SUN) |  | Eastern
EXCLUDE | MA | MA-Eastern | Cabot Holyoke | 9864 | 6 | NG | ST | 10 | 9.3 | 0 | 0 | 0 |  | Electric Utility | N | SB | 2013 | Steam unit (PRMVR=ST) less than or equal to 25MW (i.e. 250 MMBtu/hr) |  | Eastern
EXCLUDE | MA | MA-Eastern | Cabot Holyoke | 9864 | 8 | NG | ST | 10 | 9.3 | 0 | 0 | 0 |  | Electric Utility | N | SB | 2013 | Steam unit (PRMVR=ST) less than or equal to 25MW (i.e. 250 MMBtu/hr) |  | Eastern
EXCLUDE | MA | MA-Eastern | Cabot Holyoke | 9864 | 9 | NG | ST | 6 | 5.7 | 0 | 0 | 0 |  | Electric Utility | N | RE | 2009 | Retired prior to 2012 |  | Eastern
COALST | CA | CA-Western | ACE Cogeneration Facility | 10002 | GEN1 | BIT | ST | 108 | 101.2 | 0 | 555436 | 768429.38 |  | IPP CHP | Y | OP | 2015 |  |  | Western
EXCLUDE | CO | CO-Western | Las Animas | 507 | 1 | DFO | IC | 0.3 | 0.3 | 0 | 0 | 0 |  | Electric Utility | N | OP |  | Internal Combustion |  | Western
EXCLUDE | CO | CO-Western | Las Animas | 507 | 2 | DFO | IC | 0.3 | 0.3 | 0 | 0 | 0 |  | Electric Utility | N | OP |  | Internal Combustion |  | Western
EXCLUDE | CO | CO-Western | Las Animas | 507 | 4 | DFO | IC | 1 | 1 | 0 | 0 | 0 |  | Electric Utility | N | OP |  | Internal Combustion |  | Western
EXCLUDE | CO | CO-Western | Las Animas | 507 | 5 | DFO | IC | 1 | 1 | 0 | 0 | 0 |  | Electric Utility | N | OP |  | Internal Combustion |  | Western
EXCLUDE | FL | FL-Eastern | Mosiac South Pierce Operations | 10004 | TG1 | WH | ST | 7.5 | 4 | 0 | 26546.04 | 0 |  | Industrial CHP | Y | OP |  | Commercial/Industrial Unit |  | Eastern
EXCLUDE | FL | FL-Eastern | Mosiac South Pierce Operations | 10004 | TG2 | WH | ST | 38 | 33 | 0 | 134499.96 | 0 |  | Industrial CHP | Y | OP |  | Commercial/Industrial Unit |  | Eastern
EXCLUDE | CA | CA-Western | Dinosaur Point | 10005 | WTGS | WND | WT | 17.4 | 17 | 0 | 23258 | 0 |  | IPP Non-CHP | N | OP |  | Non Combustion (NUC, WAT, WND, GEO, or SUN) |  | Western
EXCLUDE | FL | FL-Eastern | Baptist Medical Center | 10008 | CG-1 | NG | IC | 0.5 | 0.5 | 0 | 0 | 0 |  | Commercial CHP | Y | RE | 2005 | Commercial/Industrial Unit |  | Eastern
EXCLUDE | FL | FL-Eastern | Baptist Medical Center | 10008 | CG-3 | NG | IC | 0.5 | 0.5 | 0 | 0 | 0 |  | Commercial CHP | N | RE | 2007 | Commercial/Industrial Unit |  | Eastern
EXCLUDE | FL | FL-Eastern | Baptist Medical Center | 10008 | CG-4 | NG | IC | 0.5 | 0.5 | 0 | 0 | 0 |  | Commercial CHP | N | RE | 2006 | Commercial/Industrial Unit |  | Eastern
EXCLUDE | FL | FL-Eastern | Baptist Medical Center | 10008 | TG-1 | NG | GT | 2.6 | 2.3 | 0 | 0 | 0 |  | Commercial CHP | N | RE | 2007 | Commercial/Industrial Unit |  | Eastern
EXCLUDE | FL | FL-Eastern | Baptist Medical Center | 10008 | TG-2 | NG | GT | 2.5 | 2.2 | 0 | 5553.33 | 4778.02 |  | Commercial CHP | Y | OS |  | Commercial/Industrial Unit |  | Eastern
EXCLUDE | FL | FL-Eastern | Baptist Medical Center | 10008 | TG-3 | NG | GT | 3 | 2.7 | 0 | 6664 | 5733.62 |  | Commercial CHP | Y | OP |  | Commercial/Industrial Unit |  | Eastern
EXCLUDE | FL | FL-Eastern | Baptist Medical Center | 10008 | TG-4 | NG | GT | 3.5 | 3.2 | 0 | 7774.67 | 6689.23 |  | Commercial CHP | Y | OP |  | Commercial/Industrial Unit |  | Eastern
EXCLUDE | NJ | NJ-Eastern | Covanta Warren Energy | 10012 | 1 | MSW | ST | 13.5 | 10 | 0 | 79507 | 164767.8 |  | IPP Non-CHP | N | OP |  | Non-Fossil Fuel Type (Less than 10% Fossil Fuel) |  | Eastern
EXCLUDE | MN | MN-Eastern | Covanta Hennepin Energy | 10013 | GEN1 | MSW | ST | 39.5 | 33.7 | 0 | 201769 | 387166.16 |  | IPP Non-CHP | N | OP |  | Non-Fossil Fuel Type (Less than 10% Fossil Fuel) |  | Eastern
EXCLUDE | ID | ID-Western | Lucky Peak Power Plant Project | 10014 | U131 | WAT | HY | 45 | 36.2 | 0 | 178452.12 | 0 |  | IPP Non-CHP | N | OP |  | Non Combustion (NUC, WAT, WND, GEO, or SUN) |  | Western
EXCLUDE | ID | ID-Western | Lucky Peak Power Plant Project | 10014 | U132 | WAT | HY | 45 | 36.2 | 0 | 178452.12 | 0 |  | IPP Non-CHP | N | OP |  | Non Combustion (NUC, WAT, WND, GEO, or SUN) |  | Western
EXCLUDE | ID | ID-Western | Lucky Peak Power Plant Project | 10014 | U133 | WAT | HY | 11.2 | 10.6 | 0 | 44414.75 | 0 |  | IPP Non-CHP | N | OP |  | Non Combustion (NUC, WAT, WND, GEO, or SUN) |  | Western
EXCLUDE | VA | VA-Eastern | West Point Mill | 10017 | GEN8 | BLQ | ST | 5 | 5 | 0 | 11 | 38 |  | Industrial CHP | Y | SB |  | Commercial/Industrial Unit |  | Eastern
EXCLUDE | VA | VA-Eastern | West Point Mill | 10017 | GEN9 | BLQ | ST | 10 | 10 | 0 | 37650 | 130047.77 |  | Industrial CHP | Y | OP |  | Commercial/Industrial Unit |  | Eastern
EXCLUDE | VA | VA-Eastern | West Point Mill | 10017 | GN10 | BLQ | ST | 25 | 25 | 0 | 126249 | 436079.72 |  | Industrial CHP | Y | OP |  | Commercial/Industrial Unit |  | Eastern
EXCLUDE | VA | VA-Eastern | West Point Mill | 10017 | GN11 | BLQ | ST | 15 | 15 | 0 | 105186 | 363325.5 |  | Industrial CHP | Y | OP |  | Commercial/Industrial Unit |  | Eastern
EXCLUDE | VA | VA-Eastern | West Point Mill | 10017 | GN12 | BLQ | ST | 46 | 46 | 0 | 262870 | 907985.62 |  | Industrial CHP | Y | OP |  | Commercial/Industrial Unit |  | Eastern
EXCLUDE | NV | NV-Western | Desert Peak Power Plant | 10018 | GEN1 | GEO | ST | 11 | 9 | 0 | 0 | 0 |  | IPP Non-CHP | N | RE | 2006 | Retired prior to 2012 |  | Western
EXCLUDE | NV | NV-Western | Desert Peak Power Plant | 10018 | GEN2 | GEO | BT | 15 | 10 | 0 | 56521.15 | 0 |  | IPP Non-CHP | N | OP |  | Non Combustion (NUC, WAT, WND, GEO, or SUN) |  | Western
EXCLUDE | NV | NV-Western | Desert Peak Power Plant | 10018 | OEC2 | GEO | BT | 11 | 7.5 | 0 | 41448.85 | 0 |  | IPP Non-CHP | N | OP |  | Non Combustion (NUC, WAT, WND, GEO, or SUN) |  | Western
EXCLUDE | FL | FL-Eastern | Cutrale Citrus Juices USA I | 10020 | GEN1 | NG | GT | 3.5 | 3.1 | 0 | 0 | 0 |  | Industrial CHP | Y | RE | 2010 | Commercial/Industrial Unit |  | Eastern
EXCLUDE | FL | FL-Eastern | Cutrale Citrus Juices USA I | 10020 | GEN2 | NG | GT | 3.5 | 3.3 | 0 | 24445 | 36859.49 |  | Industrial CHP | Y | OP |  | Commercial/Industrial Unit |  | Eastern
EXCLUDE | NY | NY-Eastern | RED-Rochester, LLC | 10025 | 11TG | BIT | ST | 6.3 | 6.3 | 0 | 0 | 0 |  | Industrial CHP | Y | RE | 2007 | Commercial/Industrial Unit |  | Eastern
EXCLUDE | NY | NY-Eastern | RED-Rochester, LLC | 10025 | 12TG | BIT | ST | 6.3 | 6.3 | 0 | 0 | 0 |  | Industrial CHP | Y | RE | 2000 | Commercial/Industrial Unit |  | Eastern
EXCLUDE | NY | NY-Eastern | RED-Rochester, LLC | 10025 | 13TG | BIT | ST | 10.4 | 10.4 | 0 | 0 | 0 |  | Industrial CHP | Y | RE | 2007 | Commercial/Industrial Unit |  | Eastern
EXCLUDE | NY | NY-Eastern | RED-Rochester, LLC | 10025 | 14TG | BIT | ST | 10.4 | 10.4 | 0 | 0 | 0 |  | Industrial CHP | Y | RE | 2007 | Commercial/Industrial Unit |  | Eastern
EXCLUDE | NY | NY-Eastern | RED-Rochester, LLC | 10025 | 15TG | BIT | ST | 17.5 | 17.5 | 0 | 0 | 0 |  | Industrial CHP | Y | RE | 2007 | Commercial/Industrial Unit |  | Eastern
EXCLUDE | NY | NY-Eastern | RED-Rochester, LLC | 10025 | 16TG | RFO | ST | 25.6 | 25.6 | 0 | 0 | 0 |  | Industrial CHP | Y | RE | 2007 | Commercial/Industrial Unit |  | Eastern
EXCLUDE | NY | NY-Eastern | RED-Rochester, LLC | 10025 | 17TG | BIT | ST | 15 | 15 | 277.97 | 46071 | 134117.87 |  | Industrial CHP | Y | OP |  | Commercial/Industrial Unit |  | Eastern
EXCLUDE | NY | NY-Eastern | RED-Rochester, LLC | 10025 | 22TG | BIT | ST | 12.5 | 12.5 | 231.64 | 0 | 0 |  | Industrial CHP | Y | OP |  | Commercial/Industrial Unit |  | Eastern
EXCLUDE | NY | NY-Eastern | RED-Rochester, LLC | 10025 | 41TG | BIT | ST | 25.6 | 25.6 | 474.4 | 46791 | 136213.87 |  | Industrial CHP | Y | OP |  | Commercial/Industrial Unit |  | Eastern
EXCLUDE | NY | NY-Eastern | RED-Rochester, LLC | 10025 | 42TG | BIT | ST | 25.6 | 25.6 | 474.4 | 23149 | 67389.34 |  | Industrial CHP | Y | OP |  | Commercial/Industrial Unit |  | Eastern
EXCLUDE | NY | NY-Eastern | RED-Rochester, LLC | 10025 | 43TG | BIT | ST | 25.6 | 25.6 | 474.4 | 90779 | 264267.88 |  | Industrial CHP | Y | OP |  | Commercial/Industrial Unit |  | Eastern
EXCLUDE | NY | NY-Eastern | RED-Rochester, LLC | 10025 | 44TG | BIT | ST | 25.6 | 25.6 | 474.4 | 138948 | 404493.26 |  | Industrial CHP | Y | OP |  | Commercial/Industrial Unit |  | Eastern
EXCLUDE | NY | NY-Eastern | RED-Rochester, LLC | 10025 | KPR1 | WAT | HY | 0.4 | 0.4 | 0 | 0 | 0 |  | Industrial CHP | N | OP |  | Commercial/Industrial Unit |  | Eastern
EXCLUDE | CA | CA-Western | Encina Water Pollution Control | 10026 | EG1 | NG | IC | 0.5 | 0.5 | 0 | 0 | 0 |  | Commercial CHP | Y | RE | 2008 | Commercial/Industrial Unit |  | Western
EXCLUDE | CA | CA-Western | Encina Water Pollution Control | 10026 | EG10 | OBG | IC | 0.8 | 0.8 | 0 | 0 | 0 |  | Commercial CHP | N | OP |  | Commercial/Industrial Unit |  | Western
EXCLUDE | CA | CA-Western | Encina Water Pollution Control | 10026 | EG2 | NG | IC | 0.5 | 0.5 | 0 | 0 | 0 |  | Commercial CHP | Y | RE | 2008 | Commercial/Industrial Unit |  | Western
EXCLUDE | CA | CA-Western | Encina Water Pollution Control | 10026 | EG20 | OBG | IC | 0.8 | 0.8 | 0 | 0 | 0 |  | Commercial CHP | N | OP |  | Commercial/Industrial Unit |  | Western
EXCLUDE | CA | CA-Western | Encina Water Pollution Control | 10026 | EG3 | OBG | IC | 0.5 | 0.5 | 0 | 0 | 0 |  | Commercial CHP | Y | RE | 2008 | Commercial/Industrial Unit |  | Western
EXCLUDE | CA | CA-Western | Encina Water Pollution Control | 10026 | EG30 | OBG | IC | 0.8 | 0.8 | 0 | 0 | 0 |  | Commercial CHP | N | OP |  | Commercial/Industrial Unit |  | Western
EXCLUDE | CA | CA-Western | Encina Water Pollution Control | 10026 | EG40 | OBG | IC | 0.8 | 0.8 | 0 | 0 | 0 |  | Commercial CHP | N | OP |  | Commercial/Industrial Unit |  | Western
EXCLUDE | CA | CA-Western | EUIPH Wind Farm | 10027 | EXIS | WND | WT | 25.4 | 25.4 | 0 | 45011 | 0 |  | IPP Non-CHP | N | OP |  | Non Combustion (NUC, WAT, WND, GEO, or SUN) |  | Western
EXCLUDE | ID | ID-Western | Felt Hydroelectric Plant | 10028 | GEN1 | WAT | HY | 2.7 | 2.3 | 0 | 10463.23 | 0 |  | IPP Non-CHP | N | OP |  | Non Combustion (NUC, WAT, WND, GEO, or SUN) |  | Western
EXCLUDE | ID | ID-Western | Felt Hydroelectric Plant | 10028 | GEN2 | WAT | HY | 2.7 | 2.3 | 0 | 10463.23 | 0 |  | IPP Non-CHP | N | OP |  | Non Combustion (NUC, WAT, WND, GEO, or SUN) |  | Western
EXCLUDE | ID | ID-Western | Felt Hydroelectric Plant | 10028 | GEN3 | WAT | HY | 1.1 | 0.8 | 0 | 4262.8 | 0 |  | IPP Non-CHP | N | SB |  | Non Combustion (NUC, WAT, WND, GEO, or SUN) |  | Western
EXCLUDE | ID | ID-Western | Felt Hydroelectric Plant | 10028 | GEN4 | WAT | HY | 0.9 | 0.5 | 0 | 3487.74 | 0 |  | IPP Non-CHP | N | SB |  | Non Combustion (NUC, WAT, WND, GEO, or SUN) |  | Western
EXCLUDE | MA | MA-Eastern | General Electric Aircraft Engines | 10029 | GEN5 | NG | ST | 10 | 8.5 | 383 | 19408 | 14052.26 |  | Industrial CHP | Y | OP |  | Commercial/Industrial Unit |  | Eastern
EXCLUDE | MA | MA-Eastern | General Electric Aircraft Engines | 10029 | GEN6 | NG | ST | 10 | 8.5 | 383 | 14421 | 10441.45 |  | Industrial CHP | Y | OP |  | Commercial/Industrial Unit |  | Eastern
EXCLUDE | MA | MA-Eastern | General Electric Aircraft Engines | 10029 | GEN7 | NG | ST | 12.5 | 11 | 383 | 36652 | 26537.69 |  | Industrial CHP | Y | OP |  | Commercial/Industrial Unit |  | Eastern
EXCLUDE | MA | MA-Eastern | General Electric Aircraft Engines | 10029 | GEN8 | NG | GT | 21.1 | 19.1 | 0 | 0 | 0 |  | Industrial CHP | Y | OP |  | Commercial/Industrial Unit |  | Eastern
EXCLUDE | DE | DE-Eastern | NRG Energy Center Dover | 10030 | COG1 | BIT | ST | 18 | 16 | 400 | 30226 | 75820 |  | IPP CHP | Y | OP |  | Steam unit (PRMVR=ST) less than or equal to 25MW (i.e. 250 MMBtu/hr) |  | Eastern
EXCLUDE | DE | DE-Eastern | NRG Energy Center Dover | 10030 | KD-1 | NG | GT | 50 | 44 | 500 | 18666.5 | 10902.87 |  | IPP CHP | Y | OP |  | Simple cycle unit |  | Eastern
EXCLUDE | DE | DE-Eastern | NRG Energy Center Dover | 10030 | KD-2 | NG | GT | 50 | 44 | 500 | 18666.5 | 10151.65 |  | IPP CHP | Y | OP |  | Simple cycle unit |  | Eastern
EXCLUDE | CA | CA-Western | General Mills Operations Lodi | 10031 | 1 | NG | GT | 4.6 | 3.2 | 0 | 11895 | 19039.17 |  | Industrial CHP | Y | OP |  | Commercial/Industrial Unit |  | Western
EXCLUDE | MI | MI-Eastern | Powertrain Warren General Motors | 10032 | GT1 | NG | GT | 4 | 2.7 | 0 | 8664 | 8898.85 |  | Industrial CHP | Y | OP |  | Commercial/Industrial Unit |  | Eastern
EXCLUDE | MI | MI-Eastern | Greater Detroit Resource Recovery | 10033 | GEN1 | MSW | ST | 68.4 | 63.6 | 0 | 267076 | 826214.79 |  | Commercial CHP | Y | OP |  | Commercial/Industrial Unit |  | Eastern
NGCC | CA | CA-Western | Gilroy Power Plant | 10034 | GEN1 | NG | CC | 90 | 85 | 1150 | 167080.15 | 84620.27 |  | IPP CHP | Y | OP |  |  |  | Western
NGCC | CA | CA-Western | Gilroy Power Plant | 10034 | GEN2 | NG | CC | 40 | 20 | 1150 | 74257.85 | 37609.01 |  | IPP CHP | Y | OP |  |  |  | Western
EXCLUDE | NH | NH-Eastern | Hillsborough Hosiery | 10036 | GEN1 | WAT | HY | 0.6 | 0.6 | 0 | 3.5 | 0 |  | IPP Non-CHP | N | OA |  | Non Combustion (NUC, WAT, WND, GEO, or SUN) |  | Eastern
EXCLUDE | NH | NH-Eastern | Hillsborough Hosiery | 10036 | GEN2 | WAT | HY | 0.6 | 0.6 | 0 | 3.5 | 0 |  | IPP Non-CHP | N | OA |  | Non Combustion (NUC, WAT, WND, GEO, or SUN) |  | Eastern
EXCLUDE | IL | IL-Eastern | John Deere Harvester Works | 10039 | GEN2 | BIT | ST | 2 | 2 | 0 | 1293.2 | 11133.88 |  | Industrial CHP | Y | SB |  | Commercial/Industrial Unit |  | Eastern
EXCLUDE | IL | IL-Eastern | John Deere Harvester Works | 10039 | GEN4 | BIT | ST | 2.5 | 2.5 | 0 | 1616.5 | 13917.36 |  | Industrial CHP | Y | SB |  | Commercial/Industrial Unit |  | Eastern
EXCLUDE | IL | IL-Eastern | John Deere Harvester Works | 10039 | GEN5 | BIT | ST | 3 | 3 | 0 | 1939.8 | 16700.83 |  | Industrial CHP | Y | SB |  | Commercial/Industrial Unit |  | Eastern
EXCLUDE | IL | IL-Eastern | John Deere Harvester Works | 10039 | GEN6 | BIT | ST | 2.5 | 2.5 | 0 | 1616.5 | 13917.36 |  | Industrial CHP | Y | OS |  | Commercial/Industrial Unit |  | Eastern
EXCLUDE | CA | CA-Western | Kaweah Delta District Hospital | 10042 | KDH1 | NG | IC | 0.5 | 0.5 | 0 | 0 | 0 |  | Commercial CHP | Y | RE | 2006 | Commercial/Industrial Unit |  | Western
EXCLUDE | CA | CA-Western | Kaweah Delta District Hospital | 10042 | KDH2 | NG | IC | 0.5 | 0.5 | 0 | 0 | 0 |  | Commercial CHP | Y | RE | 2006 | Commercial/Industrial Unit |  | Western
EXCLUDE | CA | CA-Western | Kaweah Delta District Hospital | 10042 | KDH3 | NG | IC | 0.7 | 0.7 | 0 | 0 | 0 |  | Commercial CHP | Y | RE | 2006 | Commercial/Industrial Unit |  | Western
EXCLUDE | CA | CA-Western | Kaweah Delta District Hospital | 10042 | KDHT1 | NG | GT | 3.5 | 3.5 | 0 | 0 | 16264.83 |  | Commercial CHP | N | OP |  | Commercial/Industrial Unit |  | Western
COALST | NJ | NJ-Eastern | Logan Generating Company LP | 10043 | GEN1 | BIT | ST | 242.3 | 219 | 2366 | 630163 | 767691.35 |  | IPP CHP | Y | OP |  |  |  | Eastern
EXCLUDE | NJ | NJ-Eastern | Kinsleys Landfill | 10045 | 0011 | LFG | IC | 0.5 | 0.5 | 0 | 0 | 0 |  | IPP Non-CHP | N | OP |  | Non-Fossil Fuel Type (Less than 10% Fossil Fuel) |  | Eastern
EXCLUDE | NJ | NJ-Eastern | Kinsleys Landfill | 10045 | 0012 | LFG | IC | 0.5 | 0.5 | 0 | 0 | 0 |  | IPP Non-CHP | N | OP |  | Non-Fossil Fuel Type (Less than 10% Fossil Fuel) |  | Eastern
EXCLUDE | NJ | NJ-Eastern | Kinsleys Landfill | 10045 | 0013 | LFG | IC | 0.5 | 0.5 | 0 | 0 | 0 |  | IPP Non-CHP | N | OP |  | Non-Fossil Fuel Type (Less than 10% Fossil Fuel) |  | Eastern
EXCLUDE | NJ | NJ-Eastern | Kinsleys Landfill | 10045 | 0014 | LFG | IC | 0.5 | 0.5 | 0 | 0 | 0 |  | IPP Non-CHP | N | OP |  | Non-Fossil Fuel Type (Less than 10% Fossil Fuel) |  | Eastern
EXCLUDE | CA | CA-Western | Central Utilities Plant LAX | 10048 | GEN1 | NG | GT | 4 | 3.5 | 0 | 18563.5 | 16402.7 |  | Commercial CHP | Y | OP |  | Commercial/Industrial Unit |  | Western
EXCLUDE | CA | CA-Western | Central Utilities Plant LAX | 10048 | GEN2 | NG | GT | 4 | 3.5 | 0 | 18563.5 | 16402.7 |  | Commercial CHP | Y | OP |  | Commercial/Industrial Unit |  | Western
EXCLUDE | ID | ID-Western | Little Mac Project | 10049 | 1 | WAT | HY | 0.3 | 0.3 | 0 | 1162 | 0 |  | IPP Non-CHP | N | OP |  | Non Combustion (NUC, WAT, WND, GEO, or SUN) |  | Western
EXCLUDE | ID | ID-Western | Little Mac Project | 10049 | 2 | WAT | HY | 0.4 | 0.4 | 0 | 1549.33 | 0 |  | IPP Non-CHP | N | OP |  | Non Combustion (NUC, WAT, WND, GEO, or SUN) |  | Western
EXCLUDE | ID | ID-Western | Little Mac Project | 10049 | 3 | WAT | HY | 0.4 | 0.4 | 0 | 1549.33 | 0 |  | IPP Non-CHP | N | OP |  | Non Combustion (NUC, WAT, WND, GEO, or SUN) |  | Western
EXCLUDE | ID | ID-Western | Little Mac Project | 10049 | 4 | WAT | HY | 0.4 | 0.4 | 0 | 1549.33 | 0 |  | IPP Non-CHP | N | OP |  | Non Combustion (NUC, WAT, WND, GEO, or SUN) |  | Western
EXCLUDE | AR | AR-Eastern | Fourche Creek Wastewater | 10050 | 1 | OBG | IC | 0.5 | 0.5 | 0 | 0 | 0 |  | Commercial CHP | N | RE | 2010 | Commercial/Industrial Unit |  | Eastern
EXCLUDE | AR | AR-Eastern | Fourche Creek Wastewater | 10050 | 2 | OBG | IC | 0.5 | 0.5 | 0 | 0 | 0 |  | Commercial CHP | N | RE | 2008 | Commercial/Industrial Unit |  | Eastern
EXCLUDE | AR | AR-Eastern | Fourche Creek Wastewater | 10050 | 3 | OBG | IC | 0.5 | 0.5 | 0 | 0 | 0 |  | Commercial CHP | N | RE | 2011 | Commercial/Industrial Unit |  | Eastern
EXCLUDE | AR | AR-Eastern | Fourche Creek Wastewater | 10050 | 4 | OBG | IC | 1.3 | 1.3 | 0 | 0 | 0 |  | Commercial CHP | Y | OP |  | Commercial/Industrial Unit |  | Eastern
EXCLUDE | NC | NC-Eastern | Lockville Hydropower | 10051 | GEN1 | WAT | HY | 0.6 | 0.6 | 0 | 0 | 0 |  | IPP Non-CHP | N | OS |  | Non Combustion (NUC, WAT, WND, GEO, or SUN) |  | Eastern
EXCLUDE | NC | NC-Eastern | Lockville Hydropower | 10051 | GEN2 | WAT | HY | 0.6 | 0.6 | 0 | 0 | 0 |  | IPP Non-CHP | N | OP |  | Non Combustion (NUC, WAT, WND, GEO, or SUN) |  | Eastern
EXCLUDE | CA | CA-Western | Fairhaven Power | 10052 | GEN1 | WDS | ST | 18.8 | 16 | 0 | 126232 | 229743.69 |  | IPP Non-CHP | N | OP |  | Non-Fossil Fuel Type (Less than 10% Fossil Fuel) |  | Western
EXCLUDE | PA | PA-Eastern | General Electric Diesel Engine Plant | 10058 | REGN | DFO | IC | 4.4 | 4.3 | 0 | 0 | 0 |  | Industrial CHP | Y | OP |  | Commercial/Industrial Unit |  | Eastern
EXCLUDE | NH | NH-Eastern | General Electric Great Falls Upper Hydro | 10059 | 1575 | WAT | HY | 1.6 | 1.6 | 0 | 0 | 0 |  | Industrial Non-CHP | N | OP |  | Commercial/Industrial Unit |  | Eastern
EXCLUDE | NH | NH-Eastern | General Electric Great Falls Upper Hydro | 10059 | 500 | WAT | HY | 0.5 | 0.5 | 0 | 0 | 0 |  | Industrial Non-CHP | N | OP |  | Commercial/Industrial Unit |  | Eastern
EXCLUDE | NJ | NJ-Eastern | MARS Chocolate North American LLC | 10061 | GEN1 | NG | CC | 8.8 | 10 | 0 | 48123.79 | 43053.07 |  | Industrial CHP | Y | OP |  | Commercial/Industrial Unit |  | Eastern
EXCLUDE | NJ | NJ-Eastern | MARS Chocolate North American LLC | 10061 | GEN2 | NG | CC | 1.4 | 0.7 | 0 | 7656.06 | 6849.35 |  | Industrial CHP | Y | OP |  | Commercial/Industrial Unit |  | Eastern
EXCLUDE | FL | FL-Eastern | Miami Dade County Resource Recovery Fac | 10062 | GEN1 | MSW | ST | 38.5 | 35.8 | 0 | 162184 | 452134.75 |  | IPP Non-CHP | N | OP |  | Non-Fossil Fuel Type (Less than 10% Fossil Fuel) |  | Eastern
EXCLUDE | FL | FL-Eastern | Miami Dade County Resource Recovery Fac | 10062 | GEN2 | MSW | ST | 38.5 | 35.8 | 0 | 167889 | 468039.09 |  | IPP Non-CHP | N | OP |  | Non-Fossil Fuel Type (Less than 10% Fossil Fuel) |  | Eastern
EXCLUDE | CT | CT-Eastern | Derby Hydro | 10063 | GEN1 | WAT | HY | 4 | 4 | 0 | 9085.12 | 0 |  | IPP Non-CHP | N | OP |  | Non Combustion (NUC, WAT, WND, GEO, or SUN) |  | Eastern
EXCLUDE | CT | CT-Eastern | Derby Hydro | 10063 | GEN2 | WAT | HY | 4 | 4 | 0 | 9085.12 | 0 |  | IPP Non-CHP | N | OP |  | Non Combustion (NUC, WAT, WND, GEO, or SUN) |  | Eastern
EXCLUDE | CT | CT-Eastern | Derby Hydro | 10063 | GEN3 | WAT | HY | 0.3 | 0.3 | 0 | 681.38 | 0 |  | IPP Non-CHP | N | SB |  | Non Combustion (NUC, WAT, WND, GEO, or SUN) |  | Eastern
EXCLUDE | CT | CT-Eastern | Derby Hydro | 10063 | GEN4 | WAT | HY | 0.3 | 0.3 | 0 | 681.38 | 0 |  | IPP Non-CHP | N | SB |  | Non Combustion (NUC, WAT, WND, GEO, or SUN) |  | Eastern
EXCLUDE | ME | ME-Eastern | Lockwood Hydroelectric Facility | 10066 | GEN1 | WAT | HY | 0.8 | 0.7 | 0 | 4155 | 0 |  | IPP Non-CHP | N | OP |  | Non Combustion (NUC, WAT, WND, GEO, or SUN) |  | Eastern
EXCLUDE | ME | ME-Eastern | Lockwood Hydroelectric Facility | 10066 | GEN2 | WAT | HY | 0.8 | 0.7 | 0 | 4155 | 0 |  | IPP Non-CHP | N | OP |  | Non Combustion (NUC, WAT, WND, GEO, or SUN) |  | Eastern
EXCLUDE | ME | ME-Eastern | Lockwood Hydroelectric Facility | 10066 | GEN3 | WAT | HY | 0.8 | 0.7 | 0 | 4155 | 0 |  | IPP Non-CHP | N | OP |  | Non Combustion (NUC, WAT, WND, GEO, or SUN) |  | Eastern
EXCLUDE | ME | ME-Eastern | Lockwood Hydroelectric Facility | 10066 | GEN4 | WAT | HY | 0.8 | 0.7 | 0 | 4155 | 0 |  | IPP Non-CHP | N | OP |  | Non Combustion (NUC, WAT, WND, GEO, or SUN) |  | Eastern
EXCLUDE | ME | ME-Eastern | Lockwood Hydroelectric Facility | 10066 | GEN5 | WAT | HY | 0.8 | 0.7 | 0 | 4155 | 0 |  | IPP Non-CHP | N | OP |  | Non Combustion (NUC, WAT, WND, GEO, or SUN) |  | Eastern
EXCLUDE | ME | ME-Eastern | Lockwood Hydroelectric Facility | 10066 | GEN6 | WAT | HY | 0.8 | 0.7 | 0 | 4155 | 0 |  | IPP Non-CHP | N | OP |  | Non Combustion (NUC, WAT, WND, GEO, or SUN) |  | Eastern
EXCLUDE | ME | ME-Eastern | Lockwood Hydroelectric Facility | 10066 | GEN7 | WAT | HY | 2.4 | 2.2 | 0 | 12465 | 0 |  | IPP Non-CHP | N | OP |  | Non Combustion (NUC, WAT, WND, GEO, or SUN) |  | Eastern
EXCLUDE | CO | CO-Western | Las Animas | 507 | 6 | DFO | IC | 3 | 2.5 | 0 | 0 | 0 |  | Electric Utility | N | OP |  | Internal Combustion |  | Western
COALST | VA | VA-Eastern | Portsmouth Genco LLC | 10071 | GEN1 | BIT | ST | 57.4 | 57.5 | 870 | 15965 | 25328.07 |  | IPP Non-CHP | N | OP |  |  |  | Eastern
COALST | VA | VA-Eastern | Portsmouth Genco LLC | 10071 | GEN2 | BIT | ST | 57.4 | 57.5 | 870 | 16159 | 27579.94 |  | IPP Non-CHP | N | OP |  |  |  | Eastern
EXCLUDE | TX | TX-Eastern | Engineered Carbons Borger Cogen | 10072 | GEN1 | OG | ST | 20 | 18.8 | 0 | 102783 | 104365.28 |  | Industrial Non-CHP | N | OP |  | Commercial/Industrial Unit |  | Eastern
EXCLUDE | CA | CA-Western | Pulp Mill Power House | 10074 | GEN1 | BLQ | ST | 20 | 20 | 0 | 0 | 0 |  | Industrial CHP | Y | OS |  | Commercial/Industrial Unit |  | Western
COALST | MN | MN-Eastern | Taconite Harbor Energy Center | 10075 | GEN1 | SUB | ST | 84 | 79 | 900 | 331219 | 482131.9 |  | Electric Utility | N | OP |  |  |  | Eastern
COALST | MN | MN-Eastern | Taconite Harbor Energy Center | 10075 | GEN2 | SUB | ST | 84 | 75.9 | 900 | 155000 | 208164.17 |  | Electric Utility | N | OP |  |  |  | Eastern
COALST | MN | MN-Eastern | Taconite Harbor Energy Center | 10075 | GEN3 | SUB | ST | 84 | 83.6 | 900 | 386100 | 472487.33 |  | Electric Utility | N | OP | 2015 |  |  | Eastern
EXCLUDE | CO | CO-Western | Limon Generating Station | 55504 | L1 | NG | GT | 77.1 | 67 | 906 | 70680.5 | 46995.05 |  | Electric Utility | N | OP |  | Simple cycle unit |  | Western
EXCLUDE | CA | CA-Western | Commerce Refuse To Energy | 10090 | GEN1 | MSW | ST | 12 | 9 | 0 | 74880 | 119072.72 |  | IPP Non-CHP | N | OP |  | Non-Fossil Fuel Type (Less than 10% Fossil Fuel) |  | Western
EXCLUDE | CA | CA-Western | Total Energy Facilities | 10091 | G2 | OBG | CC | 9.9 | 8 | 0 | 37292.34 | 33138.76 |  | Commercial CHP | Y | OP |  | Commercial/Industrial Unit |  | Western
EXCLUDE | CA | CA-Western | Total Energy Facilities | 10091 | G3 | OBG | CC | 9.9 | 8 | 0 | 37292.34 | 33138.76 |  | Commercial CHP | Y | OP |  | Commercial/Industrial Unit |  | Western
EXCLUDE | CA | CA-Western | Total Energy Facilities | 10091 | GEN1 | OBG | CC | 9.9 | 8 | 0 | 37292.34 | 33138.76 |  | Commercial CHP | Y | OP |  | Commercial/Industrial Unit |  | Western
EXCLUDE | CA | CA-Western | Total Energy Facilities | 10091 | GEN2 | OBG | CC | 9.9 | 8 | 0 | 0 | 0 |  | Commercial CHP | N | RE | 2002 | Commercial/Industrial Unit |  | Western
EXCLUDE | CA | CA-Western | Total Energy Facilities | 10091 | GEN3 | OBG | CC | 9.9 | 8 | 0 | 0 | 0 |  | Commercial CHP | N | RE | 2000 | Commercial/Industrial Unit |  | Western
EXCLUDE | CA | CA-Western | Total Energy Facilities | 10091 | GEN4 | OBG | CC | 5.5 | 4.7 | 0 | 20717.97 | 18410.42 |  | Commercial CHP | Y | OS |  | Commercial/Industrial Unit |  | Western
EXCLUDE | HI | HI-Hawaii | Tesoro Hawaii | 10093 | GEN1 | WO | GT | 20 | 20 | 0 | 137004 | 124619.11 |  | Industrial CHP | Y | OP |  | State not covered under final 111(d) |  | Hawaii
NGCC | NJ | NJ-Eastern | Pedricktown Cogeneration Company LP | 10099 | GEN1 | NG | CC | 92.1 | 79 | 1325 | 282231.19 | 142688.25 |  | IPP CHP | Y | OP |  |  |  | Eastern
NGCC | NJ | NJ-Eastern | Pedricktown Cogeneration Company LP | 10099 | GEN2 | NG | CC | 42.4 | 38.9 | 1325 | 129930.54 | 65689.27 |  | IPP CHP | Y | OP |  |  |  | Eastern
EXCLUDE | NH | NH-Eastern | Hampton Facility | 10108 | GEN1 | DFO | IC | 0.5 | 0.5 | 0 | 0 | 0 |  | Industrial CHP | Y | SB |  | Commercial/Industrial Unit |  | Eastern
EXCLUDE | NH | NH-Eastern | Hampton Facility | 10108 | GEN2 | DFO | IC | 0.5 | 0.5 | 0 | 0 | 0 |  | Industrial CHP | Y | SB |  | Commercial/Industrial Unit |  | Eastern
EXCLUDE | NH | NH-Eastern | Hampton Facility | 10108 | GEN3 | DFO | IC | 0.7 | 0.7 | 0 | 0 | 0 |  | Industrial CHP | Y | SB |  | Commercial/Industrial Unit |  | Eastern
EXCLUDE | NH | NH-Eastern | Hampton Facility | 10108 | GEN4 | DFO | IC | 0.7 | 0.7 | 0 | 0 | 0 |  | Industrial CHP | Y | SB |  | Commercial/Industrial Unit |  | Eastern
EXCLUDE | NH | NH-Eastern | Hampton Facility | 10108 | GEN5 | DFO | IC | 0.7 | 0.7 | 0 | 0 | 0 |  | Industrial CHP | Y | SB |  | Commercial/Industrial Unit |  | Eastern
EXCLUDE | NH | NH-Eastern | Hampton Facility | 10108 | GEN6 | DFO | IC | 0.7 | 0.7 | 0 | 0 | 0 |  | Industrial CHP | Y | SB |  | Commercial/Industrial Unit |  | Eastern
EXCLUDE | NH | NH-Eastern | Hampton Facility | 10108 | GEN8 | NG | GT | 5 | 3.8 | 0 | 28788.48 | 21225.15 |  | Industrial CHP | Y | OP |  | Commercial/Industrial Unit |  | Eastern
EXCLUDE | NH | NH-Eastern | Franklin Industrial Complex | 10109 | 1 | WAT | HY | 1.5 | 0.6 | 0 | 4302.35 | 0 |  | IPP Non-CHP | N | OP |  | Non Combustion (NUC, WAT, WND, GEO, or SUN) |  | Eastern
EXCLUDE | NH | NH-Eastern | Franklin Industrial Complex | 10109 | 2 | WAT | HY | 0.2 | 0.2 | 0 | 573.65 | 0 |  | IPP Non-CHP | N | OS |  | Non Combustion (NUC, WAT, WND, GEO, or SUN) |  | Eastern
EXCLUDE | CA | CA-Western | Frito-Lay Cogen Plant | 10110 | GEN1 | NG | GT | 6 | 5.5 | 0 | 27562.5 | 32641.35 |  | Industrial CHP | Y | OP |  | Commercial/Industrial Unit |  | Western
COALST | MI | MI-Eastern | DTE Pontiac North LLC | 10111 | GEN1 | BIT | ST | 28.9 | 19 | 0 | 0 | 0 |  | IPP CHP | Y | OS |  |  |  | Eastern
COALST | PA | PA-Eastern | John B Rich Memorial Power Station | 10113 | GEN1 | WC | ST | 88.4 | 80 | 1040 | 419956 | 629003.55 |  | IPP CHP | Y | OP |  |  |  | Eastern
EXCLUDE | CA | CA-Western | Grossmont Hospital | 10115 | GEN1 | NG | GT | 0.8 | 0.8 | 0 | 5551.5 | 6028.76 |  | Commercial CHP | Y | OP |  | Commercial/Industrial Unit |  | Western
EXCLUDE | CA | CA-Western | Grossmont Hospital | 10115 | GEN2 | NG | GT | 0.8 | 0.8 | 0 | 5551.5 | 6028.76 |  | Commercial CHP | Y | OP |  | Commercial/Industrial Unit |  | Western
EXCLUDE | NY | NY-Eastern | Hampshire Paper | 10116 | 05 | WAT | HY | 3.4 | 1.8 | 0 | 17674 | 0 |  | IPP Non-CHP | N | OP |  | Non Combustion (NUC, WAT, WND, GEO, or SUN) |  | Eastern
EXCLUDE | PA | PA-Eastern | Harrisburg Facility | 10118 | GEN1 | MSW | ST | 8.2 | 6.7 | 0 | 0 | 0 |  | IPP CHP | Y | RE | 2003 | Retired prior to 2012 |  | Eastern
EXCLUDE | PA | PA-Eastern | Harrisburg Facility | 10118 | GEN3 | MSW | ST | 24.1 | 20.8 | 0 | 90863 | 249983.1 |  | IPP CHP | Y | OP |  | Non-Fossil Fuel Type (Less than 10% Fossil Fuel) |  | Eastern
EXCLUDE | GA | GA-Eastern | PInova Inc | 10120 | GEN5 | WDS | ST | 7.1 | 7.1 | 0 | 12823.44 | 182414.92 |  | Industrial CHP | Y | OP |  | Commercial/Industrial Unit |  | Eastern
EXCLUDE | GA | GA-Eastern | PInova Inc | 10120 | GEN6 | WDS | ST | 2 | 2 | 0 | 3612.24 | 51384.48 |  | Industrial CHP | Y | OS |  | Commercial/Industrial Unit |  | Eastern
EXCLUDE | GA | GA-Eastern | High Shoals Hydro | 10121 | GEN1 | WAT | HY | 1.4 | 1.4 | 0 | 520 | 0 |  | IPP Non-CHP | N | OP |  | Non Combustion (NUC, WAT, WND, GEO, or SUN) |  | Eastern
EXCLUDE | NJ | NJ-Eastern | Aventis Pharmaceuticals | 10122 | 01 | NG | GT | 3.7 | 3.5 | 0 | 0 | 0 |  | Industrial CHP | Y | RE | 2002 | Commercial/Industrial Unit |  | Eastern
EXCLUDE | NJ | NJ-Eastern | Aventis Pharmaceuticals | 10122 | 02 | NG | GT | 5 | 4 | 0 | 28132.86 | 26035.49 |  | Industrial CHP | Y | OP |  | Commercial/Industrial Unit |  | Eastern
EXCLUDE | NJ | NJ-Eastern | Hoffmann LaRoche | 10123 | TG01 | NG | GT | 5.3 | 4.1 | 0 | 31531 | 26442.88 |  | Industrial CHP | Y | OP |  | Commercial/Industrial Unit |  | Eastern
EXCLUDE | NJ | NJ-Eastern | Hoffmann LaRoche | 10123 | TG03 | NG | GT | 5.3 | 4.1 | 0 | 31531 | 26442.88 |  | Industrial CHP | Y | OP |  | Commercial/Industrial Unit |  | Eastern
EXCLUDE | NJ | NJ-Eastern | Hoffmann LaRoche | 10123 | TG1 | NG | GT | 4 | 3 | 0 | 0 | 0 |  | Industrial CHP | Y | RE | 2003 | Commercial/Industrial Unit |  | Eastern
EXCLUDE | NJ | NJ-Eastern | Hoffmann LaRoche | 10123 | TG2 | NG | GT | 4 | 3 | 0 | 0 | 0 |  | Industrial CHP | Y | RE | 2003 | Commercial/Industrial Unit |  | Eastern
EXCLUDE | NJ | NJ-Eastern | Hoffmann LaRoche | 10123 | TG3 | NG | GT | 4 | 3 | 0 | 0 | 0 |  | Industrial CHP | Y | RE | 2003 | Commercial/Industrial Unit |  | Eastern
EXCLUDE | NY | NY-Eastern | Hollow Dam Power Partnership | 10124 | HY1 | WAT | HY | 0.5 | 0.3 | 0 | 1771 | 0 |  | IPP Non-CHP | N | OP |  | Non Combustion (NUC, WAT, WND, GEO, or SUN) |  | Eastern
EXCLUDE | NY | NY-Eastern | Hollow Dam Power Partnership | 10124 | HY2 | WAT | HY | 0.5 | 0.3 | 0 | 1771 | 0 |  | IPP Non-CHP | N | OP |  | Non Combustion (NUC, WAT, WND, GEO, or SUN) |  | Eastern
EXCLUDE | NY | NY-Eastern | Honeywell Farms | 10125 | 1 | NG | IC | 0.8 | 0.8 | 0 | 0 | 0 |  | Industrial CHP | Y | OP |  | Commercial/Industrial Unit |  | Eastern
EXCLUDE | NY | NY-Eastern | Honeywell Farms | 10125 | 2 | NG | IC | 0.8 | 0.8 | 0 | 0 | 0 |  | Industrial CHP | Y | OP |  | Commercial/Industrial Unit |  | Eastern
EXCLUDE | NY | NY-Eastern | Honeywell Farms | 10125 | 3 | DFO | IC | 0.8 | 0.8 | 0 | 0 | 0 |  | Industrial CHP | Y | SB |  | Commercial/Industrial Unit |  | Eastern
EXCLUDE | NY | NY-Eastern | Honeywell Farms | 10125 | 4 | DFO | IC | 0.8 | 0.8 | 0 | 0 | 0 |  | Industrial CHP | Y | SB |  | Commercial/Industrial Unit |  | Eastern
EXCLUDE | NY | NY-Eastern | Honeywell Farms | 10125 | 5 | NG | IC | 0.8 | 0.8 | 0 | 0 | 0 |  | Industrial CHP | Y | OP |  | Commercial/Industrial Unit |  | Eastern
EXCLUDE | NY | NY-Eastern | Honeywell Farms | 10125 | 6 | NG | IC | 0.4 | 0.4 | 0 | 0 | 0 |  | Industrial CHP | Y | SB |  | Commercial/Industrial Unit |  | Eastern
EXCLUDE | CA | CA-Western | Gosselin Hydro Plant | 10128 | GEN1 | WAT | HY | 1 | 0.3 | 0 | 2296.5 | 0 |  | IPP Non-CHP | N | OP |  | Non Combustion (NUC, WAT, WND, GEO, or SUN) |  | Western
EXCLUDE | CA | CA-Western | Gosselin Hydro Plant | 10128 | GEN2 | WAT | HY | 1 | 0.3 | 0 | 2296.5 | 0 |  | IPP Non-CHP | N | OP |  | Non Combustion (NUC, WAT, WND, GEO, or SUN) |  | Western
EXCLUDE | PA | PA-Eastern | Indiana University of Pennsylvania | 10129 | GEN1 | NG | IC | 6.1 | 6 | 0 | 0 | 0 |  | Commercial CHP | Y | OP |  | Commercial/Industrial Unit |  | Eastern
EXCLUDE | PA | PA-Eastern | Indiana University of Pennsylvania | 10129 | GEN2 | NG | IC | 6.1 | 6 | 0 | 0 | 0 |  | Commercial CHP | Y | OP |  | Commercial/Industrial Unit |  | Eastern
EXCLUDE | PA | PA-Eastern | Indiana University of Pennsylvania | 10129 | GEN3 | NG | IC | 6.1 | 6 | 0 | 0 | 0 |  | Commercial CHP | Y | OP |  | Commercial/Industrial Unit |  | Eastern
EXCLUDE | PA | PA-Eastern | Indiana University of Pennsylvania | 10129 | GEN4 | NG | IC | 6.1 | 6 | 0 | 0 | 0 |  | Commercial CHP | Y | OP |  | Commercial/Industrial Unit |  | Eastern
EXCLUDE | VT | VT-Eastern | Deweys Mill | 10137 | GEN1 | WAT | HY | 2.5 | 2.4 | 0 | 5122.5 | 0 |  | IPP Non-CHP | N | OP |  | State not covered under final 111(d) |  | Eastern
EXCLUDE | VT | VT-Eastern | Deweys Mill | 10137 | GEN2 | WAT | HY | 0.5 | 0.5 | 0 | 1024.5 | 0 |  | IPP Non-CHP | N | OP |  | State not covered under final 111(d) |  | Eastern
EXCLUDE | MT | MT-Western | South Dry Creek Hydro | 10138 | 1 | WAT | HY | 2 | 2 | 0 | 8183 | 0 |  | IPP Non-CHP | N | OP |  | Non Combustion (NUC, WAT, WND, GEO, or SUN) |  | Western
EXCLUDE | CA | CA-Western | Isabella Hydro Project | 10139 | GEN1 | WAT | HY | 5.9 | 5.9 | 0 | 3657 | 0 |  | IPP Non-CHP | N | OP |  | Non Combustion (NUC, WAT, WND, GEO, or SUN) |  | Western
EXCLUDE | CA | CA-Western | Isabella Hydro Project | 10139 | GEN2 | WAT | HY | 5.9 | 5.9 | 0 | 3657 | 0 |  | IPP Non-CHP | N | OP |  | Non Combustion (NUC, WAT, WND, GEO, or SUN) |  | Western
EXCLUDE | ID | ID-Western | Birch Creek Power | 10140 | GEN1 | WAT | HY | 2.6 | 2.6 | 0 | 15362 | 0 |  | IPP Non-CHP | N | OP |  | Non Combustion (NUC, WAT, WND, GEO, or SUN) |  | Western
COALST | PA | PA-Eastern | Colver Power Project | 10143 | COLV | WC | ST | 118 | 110 | 1365 | 876524 | 1109706.61 |  | IPP Non-CHP | N | OP |  |  |  | Eastern
EXCLUDE | CA | CA-Western | Sierra Pacific Lincoln Facility | 10144 | GEN2 | WDS | ST | 11.5 | 10 | 0 | 0 | 0 |  | Industrial CHP | Y | RE | 2004 | Commercial/Industrial Unit |  | Western
EXCLUDE | CA | CA-Western | Sierra Pacific Lincoln Facility | 10144 | GEN3 | WDS | ST | 1.5 | 1.2 | 0 | 0 | 0 |  | Industrial CHP | Y | RE | 2004 | Commercial/Industrial Unit |  | Western
EXCLUDE | CA | CA-Western | Sierra Pacific Lincoln Facility | 10144 | GEN4 | WDS | ST | 19.2 | 15.1 | 0 | 106945 | 270467.13 |  | Industrial CHP | Y | OP |  | Commercial/Industrial Unit |  | Western
EXCLUDE | MI | MI-Eastern | White Pine Electric Power | 10148 | GEN1 | BIT | ST | 20 | 18 | 0 | 3944.33 | 13102.94 |  | IPP Non-CHP | N | OP |  | Steam unit (PRMVR=ST) less than or equal to 25MW (i.e. 250 MMBtu/hr) |  | Eastern
EXCLUDE | MI | MI-Eastern | White Pine Electric Power | 10148 | GEN2 | BIT | ST | 20 | 18 | 0 | 3944.33 | 10503.5 |  | IPP Non-CHP | N | OP |  | Steam unit (PRMVR=ST) less than or equal to 25MW (i.e. 250 MMBtu/hr) |  | Eastern
EXCLUDE | MI | MI-Eastern | White Pine Electric Power | 10148 | GEN3 | BIT | ST | 20 | 18 | 0 | 3944.33 | 7868.81 |  | IPP Non-CHP | N | OS |  | Steam unit (PRMVR=ST) less than or equal to 25MW (i.e. 250 MMBtu/hr) |  | Eastern
EXCLUDE | MI | MI-Eastern | Decorative Panels Intl | 10149 | GEN1 | BIT | ST | 7.5 | 6.8 | 0 | 38159 | 189575.92 |  | Industrial CHP | Y | OP |  | Commercial/Industrial Unit |  | Eastern
COALST | WV | WV-Eastern | Grant Town Power Plant | 10151 | GEN1 | WC | ST | 95.7 | 80 | 1733 | 660511 | 1000609.36 |  | IPP Non-CHP | N | OP |  |  |  | Eastern
EXCLUDE | PA | PA-Eastern | Warrior Ridge Hydro | 10152 | L-1 | WAT | HY | 0.7 | 0.7 | 0 | 1714.5 | 0 |  | IPP Non-CHP | N | OP |  | Non Combustion (NUC, WAT, WND, GEO, or SUN) |  | Eastern
EXCLUDE | PA | PA-Eastern | Warrior Ridge Hydro | 10152 | L-2 | WAT | HY | 0.7 | 0.7 | 0 | 1714.5 | 0 |  | IPP Non-CHP | N | OP |  | Non Combustion (NUC, WAT, WND, GEO, or SUN) |  | Eastern
EXCLUDE | PA | PA-Eastern | Warrior Ridge Hydro | 10152 | L-4 | WAT | HY | 0.7 | 0.7 | 0 | 1714.5 | 0 |  | IPP Non-CHP | N | OP |  | Non Combustion (NUC, WAT, WND, GEO, or SUN) |  | Eastern
EXCLUDE | PA | PA-Eastern | Warrior Ridge Hydro | 10152 | L-5 | WAT | HY | 0.7 | 0.7 | 0 | 1714.5 | 0 |  | IPP Non-CHP | N | OP |  | Non Combustion (NUC, WAT, WND, GEO, or SUN) |  | Eastern
EXCLUDE | TX | TX-ERCOT | Chocolate Bayou Works | 10154 | GEN1 | NG | GT | 41 | 30 | 0 | 266373 | 275581.73 |  | Industrial CHP | Y | OP |  | Commercial/Industrial Unit |  | ERCOT
EXCLUDE | VA | VA-Eastern | Brasfield | 10155 | 1 | WAT | HY | 2.9 | 2.9 | 0 | 5395 | 0 |  | IPP Non-CHP | N | OP |  | Non Combustion (NUC, WAT, WND, GEO, or SUN) |  | Eastern
EXCLUDE | CA | CA-Western | Fresno Cogen Partners | 10156 | GEN1 | NG | CC | 22.3 | 21.5 | 0 | 0 | 0 |  | IPP CHP | Y | RE | 2004 | Retired prior to 2012 |  | Western
EXCLUDE | CA | CA-Western | Fresno Cogen Partners | 10156 | GEN2 | NG | CC | 10 | 6 | 470 | 2415.13 | 1625.15 |  | IPP CHP | Y | OP |  | Combined cycle unit (PRMVR=CC) less than or equal to 25MW |  | Western
EXCLUDE | CA | CA-Western | Fresno Cogen Partners | 10156 | GEN3 | NG | CC | 22.3 | 21.9 | 470 | 5385.75 | 3624.09 |  | IPP CHP | Y | OP |  | Combined cycle unit (PRMVR=CC) less than or equal to 25MW |  | Western
NGCC | CA | CA-Western | Fresno Cogen Partners | 10156 | GEN4 | NG | CC | 50.3 | 45 | 470 | 12148.12 | 8174.51 |  | IPP CHP | Y | OP |  |  |  | Western
EXCLUDE | NJ | NJ-Eastern | Asbury Park Press | 10157 | ENG1 | NG | IC | 0.7 | 0.7 | 0 | 0 | 0 |  | Industrial CHP | Y | OP |  | Commercial/Industrial Unit |  | Eastern
EXCLUDE | NJ | NJ-Eastern | Asbury Park Press | 10157 | ENG2 | NG | IC | 0.7 | 0.7 | 0 | 0 | 0 |  | Industrial CHP | Y | OP |  | Commercial/Industrial Unit |  | Eastern
EXCLUDE | PA | PA-Eastern | Apogee Technology Inc | 10159 | GEN1 | NG | GT | 10.7 |  | 0 | 0 | 0 |  | Industrial Non-CHP | N | OS | 2013 | Commercial/Industrial Unit |  | Eastern
EXCLUDE | CA | CA-Western | Whitewater Hydro Plant | 10162 | WWHI | WAT | HY | 1.3 | 1.3 | 0 | 5627 | 0 |  | IPP Non-CHP | N | SB |  | Non Combustion (NUC, WAT, WND, GEO, or SUN) |  | Western
EXCLUDE | ME | ME-Eastern | Worcester Energy | 10165 | GEN1 | WDS | ST | 7.2 | 4 | 0 | 0 | 0 |  | IPP Non-CHP | N | OS |  | Non-Fossil Fuel Type (Less than 10% Fossil Fuel) |  | Eastern
EXCLUDE | ME | ME-Eastern | Worcester Energy | 10165 | GEN2 | WDS | ST | 18.6 | 13 | 0 | 0 | 0 |  | IPP Non-CHP | N | OS |  | Non-Fossil Fuel Type (Less than 10% Fossil Fuel) |  | Eastern
EXCLUDE | TX | TX-ERCOT | Seadrift Coke LP | 10167 | GEN1 | PC | ST | 7.6 | 7.6 | 0 | 38702.03 | 513735.41 |  | Industrial CHP | Y | OP |  | Commercial/Industrial Unit |  | ERCOT
NGCC | CA | CA-Western | Cardinal Cogen | 10168 | GTG1 | NG | CC | 42.1 | 42.1 | 0 | 275648.95 | 176790.92 |  | IPP CHP | Y | OP |  |  |  | Western
NGCC | CA | CA-Western | Cardinal Cogen | 10168 | STG1 | NG | CC | 10.7 | 9.4 | 0 | 70058.05 | 44932.61 | 1 | IPP CHP | Y | OP |  |  |  | Western
NGCC | CA | CA-Western | Carson Cogeneration | 10169 | GEN1 | NG | CC | 45.3 | 41.3 | 453 | 333511.91 | 162720.49 |  | IPP CHP | Y | OP |  |  |  | Western
NGCC | CA | CA-Western | Carson Cogeneration | 10169 | GEN2 | NG | CC | 10.5 | 8 | 453 | 77304.09 | 37716.67 | 1 | IPP CHP | Y | OP |  |  |  | Western
EXCLUDE | IA | IA-Eastern | 5 in 1 Dam Hydroelectric | 10171 | GEN1 | WAT | HY | 0.7 | 0.7 | 0 | 0 | 0 |  | IPP Non-CHP | N | OS |  | Non Combustion (NUC, WAT, WND, GEO, or SUN) |  | Eastern
EXCLUDE | IA | IA-Eastern | 5 in 1 Dam Hydroelectric | 10171 | GEN2 | WAT | HY | 0.7 | 0.7 | 0 | 0 | 0 |  | IPP Non-CHP | N | OS |  | Non Combustion (NUC, WAT, WND, GEO, or SUN) |  | Eastern
EXCLUDE | IA | IA-Eastern | 5 in 1 Dam Hydroelectric | 10171 | GEN3 | WAT | HY | 0.7 | 0.7 | 0 | 0 | 0 |  | IPP Non-CHP | N | OS |  | Non Combustion (NUC, WAT, WND, GEO, or SUN) |  | Eastern
EXCLUDE | SC | SC-Eastern | Cherokee Falls | 10173 | T-1 | WAT | HY | 4.3 | 1 | 0 | 6043 | 0 |  | Electric Utility | N | OP |  | Non Combustion (NUC, WAT, WND, GEO, or SUN) |  | Eastern
EXCLUDE | CA | CA-Western | Childrens Hospital | 10175 | 0799 | DFO | IC | 2 | 2 | 0 | 0 | 0 |  | Commercial CHP | N | SB |  | Commercial/Industrial Unit |  | Western
EXCLUDE | CA | CA-Western | Childrens Hospital | 10175 | 1631 | NG | IC | 0.6 | 0.6 | 0 | 0 | 0 |  | Commercial CHP | N | RE | 2003 | Commercial/Industrial Unit |  | Western
EXCLUDE | CA | CA-Western | Childrens Hospital | 10175 | 1698 | NG | IC | 0.3 | 0.3 | 0 | 0 | 0 |  | Commercial CHP | N | RE | 2004 | Commercial/Industrial Unit |  | Western
EXCLUDE | CA | CA-Western | Childrens Hospital | 10175 | 1699 | NG | IC | 0.3 | 0.3 | 0 | 0 | 0 |  | Commercial CHP | N | RE | 2003 | Commercial/Industrial Unit |  | Western
EXCLUDE | CA | CA-Western | Childrens Hospital | 10175 | 1710 | NG | IC | 0.3 | 0.3 | 0 | 0 | 0 |  | Commercial CHP | N | RE | 2004 | Commercial/Industrial Unit |  | Western
EXCLUDE | CA | CA-Western | Childrens Hospital | 10175 | 1711 | NG | GT | 3.5 | 3.5 | 0 | 27854 | 22434.82 |  | Commercial CHP | Y | OP |  | Commercial/Industrial Unit |  | Western
EXCLUDE | CA | CA-Western | Childrens Hospital | 10175 | 5083 | DFO | IC | 1.5 | 1.5 | 0 | 0 | 0 |  | Commercial CHP | N | OP |  | Commercial/Industrial Unit |  | Western
EXCLUDE | CA | CA-Western | Childrens Hospital | 10175 | 5084 | DFO | IC | 1.5 | 1.5 | 0 | 0 | 0 |  | Commercial CHP | N | OP |  | Commercial/Industrial Unit |  | Western
EXCLUDE | CA | CA-Western | Childrens Hospital | 10175 | 5085 | DFO | IC | 1.5 | 1.5 | 0 | 0 | 0 |  | Commercial CHP | N | OP |  | Commercial/Industrial Unit |  | Western
EXCLUDE | MA | MA-Eastern | M Street Jet | 10176 | NO.6 | KER | GT | 69 | 50 | 792 | 648 | 896.8 |  | IPP Non-CHP | N | OP |  | Simple cycle unit |  | Eastern
EXCLUDE | CO | CO-Western | Limon Generating Station | 55504 | L2 | NG | GT | 77.1 | 67 | 967.3 | 70680.5 | 57706.26 |  | Electric Utility | N | OP |  | Simple cycle unit |  | Western
EXCLUDE | CO | CO-Western | Limon Wind I | 58126 | 1 | WND | WT | 200 | 200 | 0 | 125797 | 0 |  | IPP Non-CHP | N | OP |  | Non Combustion (NUC, WAT, WND, GEO, or SUN) | Yes | Western
EXCLUDE | CO | CO-Western | Limon Wind II | 58127 | 1 | WND | WT | 200 | 200 | 0 | 77870 | 0 |  | IPP Non-CHP | N | OP |  | Non Combustion (NUC, WAT, WND, GEO, or SUN) | Yes | Western
EXCLUDE | CO | CO-Western | Logan Wind Energy | 56613 | 1 | WND | WT | 201 | 201 | 0 | 600783 | 0 |  | IPP Non-CHP | N | OP |  | Non Combustion (NUC, WAT, WND, GEO, or SUN) |  | Western
EXCLUDE | CO | CO-Western | Lower Molina | 520 | 1 | WAT | HY | 4.8 | 4.8 | 0 | 11171 | 0 |  | Electric Utility | N | OP |  | Non Combustion (NUC, WAT, WND, GEO, or SUN) |  | Western
EXCLUDE | CO | CO-Western | Manchief Electric Generating Station | 55127 | UN1 | NG | GT | 150 | 132 | 1447 | 88699 | 54661.31 |  | IPP Non-CHP | N | OP |  | Simple cycle unit |  | Western
EXCLUDE | NC | NC-Eastern | Metropolitan Sewerage District | 10181 | GEN1 | WAT | HY | 0.8 | 0.8 | 0 | 2744.33 | 0 |  | Commercial Non-CHP | N | SB |  | Commercial/Industrial Unit |  | Eastern
EXCLUDE | NC | NC-Eastern | Metropolitan Sewerage District | 10181 | GEN2 | WAT | HY | 0.8 | 0.8 | 0 | 2744.33 | 0 |  | Commercial Non-CHP | N | OP |  | Commercial/Industrial Unit |  | Eastern
EXCLUDE | NC | NC-Eastern | Metropolitan Sewerage District | 10181 | GEN3 | WAT | HY | 0.8 | 0.8 | 0 | 2744.33 | 0 |  | Commercial Non-CHP | N | OP |  | Commercial/Industrial Unit |  | Eastern
EXCLUDE | NH | NH-Eastern | Mine Falls Generating Station | 10183 | GEN1 | WAT | HY | 1.5 | 0.4 | 0 | 4743.5 | 0 |  | IPP Non-CHP | N | OP |  | Non Combustion (NUC, WAT, WND, GEO, or SUN) |  | Eastern
EXCLUDE | NH | NH-Eastern | Mine Falls Generating Station | 10183 | GEN2 | WAT | HY | 1.5 | 0.4 | 0 | 4743.5 | 0 |  | IPP Non-CHP | N | OP |  | Non Combustion (NUC, WAT, WND, GEO, or SUN) |  | Eastern
EXCLUDE | TX | TX-ERCOT | Central Utility Plant | 10184 | EG1 | NG | IC | 6 | 2 | 0 | 0 | 0 |  | Commercial CHP | Y | OP |  | Commercial/Industrial Unit |  | ERCOT
EXCLUDE | TX | TX-ERCOT | Central Utility Plant | 10184 | EG2 | NG | IC | 6 | 4.1 | 0 | 0 | 0 |  | Commercial CHP | Y | OP |  | Commercial/Industrial Unit |  | ERCOT
EXCLUDE | TX | TX-ERCOT | Central Utility Plant | 10184 | TG1 | NG | ST | 2.3 | 2.1 | 0 | 304 | 16473.3 |  | Commercial CHP | Y | OP |  | Commercial/Industrial Unit |  | ERCOT
EXCLUDE | ME | ME-Eastern | Anson Abenaki Hydros | 10186 | AB1 | WAT | HY | 3 | 2.2 | 0 | 13986.45 | 0 |  | Industrial CHP | N | OP |  | Commercial/Industrial Unit |  | Eastern
EXCLUDE | ME | ME-Eastern | Anson Abenaki Hydros | 10186 | AB2 | WAT | HY | 2.7 | 2.2 | 0 | 12587.8 | 0 |  | Industrial CHP | N | OP |  | Commercial/Industrial Unit |  | Eastern
EXCLUDE | ME | ME-Eastern | Anson Abenaki Hydros | 10186 | AB3 | WAT | HY | 3 | 2.2 | 0 | 13986.45 | 0 |  | Industrial CHP | N | OP |  | Commercial/Industrial Unit |  | Eastern
EXCLUDE | ME | ME-Eastern | Anson Abenaki Hydros | 10186 | AB4 | WAT | HY | 3 | 2.2 | 0 | 13986.45 | 0 |  | Industrial CHP | N | OP |  | Commercial/Industrial Unit |  | Eastern
EXCLUDE | ME | ME-Eastern | Anson Abenaki Hydros | 10186 | AB5 | WAT | HY | 2.5 | 2.2 | 0 | 11655.37 | 0 |  | Industrial CHP | N | OP |  | Commercial/Industrial Unit |  | Eastern
EXCLUDE | ME | ME-Eastern | Anson Abenaki Hydros | 10186 | AB6 | WAT | HY | 3 | 2.6 | 0 | 13986.45 | 0 |  | Industrial CHP | N | OP |  | Commercial/Industrial Unit |  | Eastern
EXCLUDE | ME | ME-Eastern | Anson Abenaki Hydros | 10186 | AB7 | WAT | HY | 2.5 | 2.2 | 0 | 11655.37 | 0 |  | Industrial CHP | N | OP |  | Commercial/Industrial Unit |  | Eastern
EXCLUDE | ME | ME-Eastern | Anson Abenaki Hydros | 10186 | AB8 | WAT | HY | 0.3 | 0.3 | 0 | 1398.64 | 0 |  | Industrial CHP | N | OP |  | Commercial/Industrial Unit |  | Eastern
EXCLUDE | ME | ME-Eastern | Anson Abenaki Hydros | 10186 | AN1 | WAT | HY | 1.8 | 1.8 | 0 | 8391.87 | 0 |  | Industrial CHP | N | OP |  | Commercial/Industrial Unit |  | Eastern
EXCLUDE | ME | ME-Eastern | Anson Abenaki Hydros | 10186 | AN2 | WAT | HY | 1.8 | 1.8 | 0 | 8391.87 | 0 |  | Industrial CHP | N | OP |  | Commercial/Industrial Unit |  | Eastern
EXCLUDE | ME | ME-Eastern | Anson Abenaki Hydros | 10186 | AN3 | WAT | HY | 1.8 | 1.8 | 0 | 8391.87 | 0 |  | Industrial CHP | N | OP |  | Commercial/Industrial Unit |  | Eastern
EXCLUDE | ME | ME-Eastern | Anson Abenaki Hydros | 10186 | AN4 | WAT | HY | 1.8 | 1.8 | 0 | 8391.87 | 0 |  | Industrial CHP | N | OP |  | Commercial/Industrial Unit |  | Eastern
EXCLUDE | ME | ME-Eastern | Anson Abenaki Hydros | 10186 | AN5 | WAT | HY | 1.8 | 1.8 | 0 | 8391.87 | 0 |  | Industrial CHP | N | OP |  | Commercial/Industrial Unit |  | Eastern
EXCLUDE | ME | ME-Eastern | Anson Abenaki Hydros | 10186 | STG1 | NG | ST | 3 | 2 | 0 | 10365.42 | 51650.07 |  | Industrial CHP | Y | OP |  | Commercial/Industrial Unit |  | Eastern
EXCLUDE | TX | TX-Eastern | Engineered Carbons Echo Cogeneration | 10187 | GEN1 | OG | ST | 10 | 8.9 | 0 | 21997 | 30153.34 |  | Industrial Non-CHP | N | OP |  | Commercial/Industrial Unit |  | Eastern
EXCLUDE | FL | FL-Eastern | Cutrale Citrus Juices USA II | 10188 | GEN1 | NG | CC | 3.5 | 3 | 0 | 0 | 0 |  | Industrial CHP | Y | RE | 2010 | Commercial/Industrial Unit |  | Eastern
EXCLUDE | FL | FL-Eastern | Cutrale Citrus Juices USA II | 10188 | GEN2 | NG | CC | 3.5 | 3 | 0 | 0 | 0 |  | Industrial CHP | Y | RE | 2010 | Commercial/Industrial Unit |  | Eastern
EXCLUDE | FL | FL-Eastern | Cutrale Citrus Juices USA II | 10188 | GEN3 | NG | CC | 1.5 | 1.3 | 0 | 5976.71 | 9012.1 |  | Industrial CHP | Y | OS |  | Commercial/Industrial Unit |  | Eastern
EXCLUDE | FL | FL-Eastern | Cutrale Citrus Juices USA II | 10188 | GEN4 | NG | CC | 3.5 | 3.7 | 0 | 13945.65 | 21028.23 |  | Industrial CHP | Y | OP |  | Commercial/Industrial Unit |  | Eastern
EXCLUDE | FL | FL-Eastern | Cutrale Citrus Juices USA II | 10188 | GEN5 | NG | CC | 3.5 | 3.7 | 0 | 13945.65 | 21028.23 |  | Industrial CHP | Y | OP |  | Commercial/Industrial Unit |  | Eastern
NGCC | NY | NY-Eastern | Castleton Energy Center | 10190 | GEN1 | NG | CC | 47 | 43 | 600 | 65492.54 | 48676.46 |  | IPP Non-CHP | N | OP |  |  |  | Eastern
NGCC | NY | NY-Eastern | Castleton Energy Center | 10190 | GEN2 | NG | CC | 25 | 25 | 600 | 34836.46 | 25891.73 | 1 | IPP Non-CHP | N | OP |  |  |  | Eastern
EXCLUDE | CA | CA-Western | Tehachapi Wind Resource I | 10191 | EXIS | WND | WT | 8.7 | 8.7 | 0 | 14343 | 0 |  | IPP Non-CHP | N | OP |  | Non Combustion (NUC, WAT, WND, GEO, or SUN) |  | Western
EXCLUDE | CA | CA-Western | Tehachapi Wind Resource I | 10191 | PLAN | WND | WT | 0.6 | 0.6 | 0 | 0 | 0 |  | IPP Non-CHP | N | IP |  | Status of Operation (IP, L, P, T) |  | Western
EXCLUDE | HI | HI-Hawaii | Hawaii Cogen | 10194 | GEN1 | OG | GT | 3 | 3 | 0 | 19792.95 | 22994.11 |  | Industrial CHP | Y | OP |  | State not covered under final 111(d) |  | Hawaii
EXCLUDE | HI | HI-Hawaii | Hawaii Cogen | 10194 | GEN2 | OG | GT | 3 | 3 | 0 | 19792.95 | 22994.11 |  | Industrial CHP | Y | OP |  | State not covered under final 111(d) |  | Hawaii
EXCLUDE | HI | HI-Hawaii | Hawaii Cogen | 10194 | GEN3 | WO | GT | 3 | 3 | 0 | 19792.95 | 32297.38 |  | Industrial CHP | Y | OP |  | State not covered under final 111(d) |  | Hawaii
EXCLUDE | HI | HI-Hawaii | Hawaii Cogen | 10194 | GEN4 | WO | GT | 3.2 | 3.2 | 0 | 21112.48 | 34450.54 |  | Industrial CHP | Y | OP |  | State not covered under final 111(d) |  | Hawaii
EXCLUDE | MS | MS-Eastern | CF Industries Yazoo City Complex | 10195 | EXIS | NG | GT | 25 | 21.3 | 0 | 161927 | 117782.32 |  | Industrial CHP | Y | OP |  | Commercial/Industrial Unit |  | Eastern
EXCLUDE | NY | NY-Eastern | Moose River | 10196 | GEN1 | WAT | HY | 12.6 | 12.2 | 0 | 3211 | 0 |  | IPP Non-CHP | N | OP |  | Non Combustion (NUC, WAT, WND, GEO, or SUN) |  | Eastern
EXCLUDE | NY | NY-Eastern | Philadlephia | 10197 | GEN1 | WAT | HY | 3.6 | 3.2 | 0 | 8484 | 0 |  | IPP Non-CHP | N | OP |  | Non Combustion (NUC, WAT, WND, GEO, or SUN) |  | Eastern
EXCLUDE | LA | LA-Eastern | IMC Phosphates Company Uncle Sam | 10198 | GEN1 | OTH | ST | 11 | 10.2 | 0 | 0 | 0 |  | Industrial CHP | Y | OP |  | Commercial/Industrial Unit |  | Eastern
EXCLUDE | LA | LA-Eastern | IMC Phosphates Company Uncle Sam | 10198 | GEN2 | OTH | ST | 11 | 10.2 | 0 | 0 | 0 |  | Industrial CHP | Y | OP |  | Commercial/Industrial Unit |  | Eastern
EXCLUDE | CA | CA-Western | West Ford Flat Power Plant | 10199 | WFF1 | GEO | ST | 19 | 15 | 0 | 110700 | 0 |  | IPP Non-CHP | N | OP |  | Non Combustion (NUC, WAT, WND, GEO, or SUN) |  | Western
EXCLUDE | CA | CA-Western | West Ford Flat Power Plant | 10199 | WFF2 | GEO | ST | 19 | 15 | 0 | 110700 | 0 |  | IPP Non-CHP | N | OP |  | Non Combustion (NUC, WAT, WND, GEO, or SUN) |  | Western
EXCLUDE | FL | FL-Eastern | Fernandina Beach Mill | 10202 | GEN4 | BIT | ST | 9.3 | 7 | 0 | 0 | 0 |  | Industrial CHP | Y | RE | 2003 | Commercial/Industrial Unit |  | Eastern
EXCLUDE | FL | FL-Eastern | Fernandina Beach Mill | 10202 | GEN5 | WDL | ST | 44 | 30 | 0 | 275092 | 671396.87 |  | Industrial CHP | Y | OP |  | Commercial/Industrial Unit |  | Eastern
EXCLUDE | FL | FL-Eastern | Fernandina Beach Mill | 10202 | GEN6 | BIT | ST | 74.4 | 50 | 0 | 303049 | 739629.47 |  | Industrial CHP | Y | OP |  | Commercial/Industrial Unit |  | Eastern
EXCLUDE | TX | TX-ERCOT | Valero Refinery Corpus Christi East | 10203 | GEN1 | NG | GT | 20 | 17 | 0 | 0 | 0 |  | Industrial CHP | Y | RE | 2010 | Commercial/Industrial Unit |  | ERCOT
EXCLUDE | TX | TX-ERCOT | Valero Refinery Corpus Christi East | 10203 | GEN2 | NG | GT | 20 | 17 | 0 | 0 | 0 |  | Industrial CHP | Y | RE | 2010 | Commercial/Industrial Unit |  | ERCOT
EXCLUDE | FL | FL-Eastern | Mosaic Co Tampa Facility | 10204 | GEN1 | WH | ST | 35.4 | 34.4 | 0 | 142436.6 | 0 |  | Industrial CHP | Y | OP |  | Commercial/Industrial Unit |  | Eastern
EXCLUDE | FL | FL-Eastern | Mosaic Co Tampa Facility | 10204 | GEN3 | WH | ST | 42.5 | 41.5 | 0 | 171004.4 | 0 |  | Industrial CHP | Y | OP |  | Commercial/Industrial Unit |  | Eastern
EXCLUDE | FL | FL-Eastern | Mosaic Co Greenbay | 10205 | GEN1 | OTH | ST | 38.2 | 37.2 | 0 | 0 | 0 |  | Industrial CHP | Y | RE | 2006 | Commercial/Industrial Unit |  | Eastern
EXCLUDE | CA | CA-Western | Loma Linda University Cogen | 10206 | GEN1 | NG | CC | 5.2 | 4.8 | 0 | 29636.41 | 29871.35 |  | Commercial CHP | Y | OP |  | Commercial/Industrial Unit |  | Western
EXCLUDE | CA | CA-Western | Loma Linda University Cogen | 10206 | GEN2 | NG | CC | 5.2 | 4.8 | 0 | 29636.41 | 29871.35 |  | Commercial CHP | Y | OP |  | Commercial/Industrial Unit |  | Western
EXCLUDE | CA | CA-Western | Loma Linda University Cogen | 10206 | GEN3 | NG | CC | 1.2 | 1.2 | 0 | 6839.17 | 6893.39 |  | Commercial CHP | Y | SB |  | Commercial/Industrial Unit |  | Western
EXCLUDE | CA | CA-Western | Loma Linda University Cogen | 10206 | GEN4 | DFO | IC | 1.7 | 1.7 | 0 | 0 | 0 |  | Commercial CHP | N | SB |  | Commercial/Industrial Unit |  | Western
EXCLUDE | MI | MI-Eastern | Escanaba Paper Company | 10208 | NO.7 | BIT | ST | 27.2 | 32 | 0 | 157217 | 492356.98 |  | Industrial CHP | Y | OP |  | Commercial/Industrial Unit |  | Eastern
EXCLUDE | MI | MI-Eastern | Escanaba Paper Company | 10208 | NO.8 | BLQ | ST | 22.1 | 23 | 0 | 167575 | 524795.16 |  | Industrial CHP | Y | OP |  | Commercial/Industrial Unit |  | Eastern
EXCLUDE | MI | MI-Eastern | Escanaba Paper Company | 10208 | NO9 | BIT | ST | 54 | 45 | 0 | 233316 | 730676.46 |  | Industrial CHP | Y | OP |  | Commercial/Industrial Unit |  | Eastern
EXCLUDE | IN | IN-Eastern | 2 AC Station | 10211 | 10TG | BFG | ST | 20 | 18 | 0 | 0 | 0 |  | Industrial CHP | N | RE | 2009 | Commercial/Industrial Unit |  | Eastern
EXCLUDE | IN | IN-Eastern | 2 AC Station | 10211 | 11TG | BFG | ST | 20 | 18 | 0 | 0 | 0 |  | Industrial CHP | N | RE | 2009 | Commercial/Industrial Unit |  | Eastern
EXCLUDE | IN | IN-Eastern | 2 AC Station | 10211 | 7TG | BFG | ST | 11.2 | 10 | 0 | 0 | 0 |  | Industrial CHP | N | RE | 2007 | Commercial/Industrial Unit |  | Eastern
EXCLUDE | IN | IN-Eastern | 2 AC Station | 10211 | 8TG | BFG | ST | 11.2 | 10 | 0 | 0 | 0 |  | Industrial CHP | N | RE | 2009 | Commercial/Industrial Unit |  | Eastern
EXCLUDE | IN | IN-Eastern | 2 AC Station | 10211 | 9TG | BFG | ST | 20 | 18.6 | 0 | 0 | 0 |  | Industrial CHP | Y | RE | 1996 | Commercial/Industrial Unit |  | Eastern
EXCLUDE | CA | CA-Western | El Segundo Cogen | 10213 | GEN1 | NG | CC | 42.4 | 38.7 | 0 | 316560.75 | 192258.62 |  | Industrial CHP | Y | OP |  | Commercial/Industrial Unit |  | Western
EXCLUDE | CA | CA-Western | El Segundo Cogen | 10213 | GEN2 | NG | CC | 42.4 | 38.7 | 0 | 316560.75 | 192258.62 |  | Industrial CHP | Y | OP |  | Commercial/Industrial Unit |  | Western
EXCLUDE | CA | CA-Western | El Segundo Cogen | 10213 | GEN3 | NG | CC | 1.5 | 1 | 0 | 11199.08 | 6801.6 |  | Industrial CHP | Y | OS |  | Commercial/Industrial Unit |  | Western
EXCLUDE | CA | CA-Western | El Segundo Cogen | 10213 | GEN4 | NG | CC | 1.2 | 1 | 0 | 8959.27 | 5441.28 |  | Industrial CHP | Y | OS |  | Commercial/Industrial Unit |  | Western
EXCLUDE | CA | CA-Western | El Segundo Cogen | 10213 | GEN5 | NG | CC | 40.3 | 39.2 | 0 | 300882.04 | 182736.38 |  | Industrial CHP | Y | OP |  | Commercial/Industrial Unit |  | Western
EXCLUDE | CA | CA-Western | El Segundo Cogen | 10213 | GEN6 | NG | CC | 9.1 | 9.1 | 0 | 67941.11 | 41263.05 |  | Industrial CHP | Y | OP |  | Commercial/Industrial Unit |  | Western
EXCLUDE | NY | NY-Eastern | Lower Saranac Hydroelectric Facility | 10214 | GEN1 | WAT | HY | 3.2 | 3 | 0 | 11114.03 | 0 |  | IPP Non-CHP | N | OP |  | Non Combustion (NUC, WAT, WND, GEO, or SUN) |  | Eastern
EXCLUDE | NY | NY-Eastern | Lower Saranac Hydroelectric Facility | 10214 | GEN2 | WAT | HY | 3.2 | 3 | 0 | 11114.03 | 0 |  | IPP Non-CHP | N | OP |  | Non Combustion (NUC, WAT, WND, GEO, or SUN) |  | Eastern
EXCLUDE | NY | NY-Eastern | Lower Saranac Hydroelectric Facility | 10214 | GEN3 | WAT | HY | 0.3 | 0.3 | 0 | 1041.94 | 0 |  | IPP Non-CHP | N | OP |  | Non Combustion (NUC, WAT, WND, GEO, or SUN) |  | Eastern
EXCLUDE | UT | UT-Western | Snowbird Power Plant | 10215 | 1367 | NG | IC | 0.6 | 0.6 | 0 | 0 | 0 |  | Commercial CHP | Y | OP |  | Commercial/Industrial Unit |  | Western
EXCLUDE | UT | UT-Western | Snowbird Power Plant | 10215 | 1391 | NG | IC | 0.6 | 0.6 | 0 | 0 | 0 |  | Commercial CHP | Y | OP |  | Commercial/Industrial Unit |  | Western
EXCLUDE | UT | UT-Western | Snowbird Power Plant | 10215 | 1392 | NG | IC | 0.6 | 0.6 | 0 | 0 | 0 |  | Commercial CHP | Y | OP |  | Commercial/Industrial Unit |  | Western
EXCLUDE | AL | AL-Eastern | Alabama River Pulp | 10216 | GEN1 | BLQ | ST | 48 | 44.6 | 0 | 11389 | 1452777.25 |  | Industrial CHP | Y | OP |  | Commercial/Industrial Unit |  | Eastern
EXCLUDE | NY | NY-Eastern | Warrensburg Hydroelectric | 10218 | HY1 | WAT | HY | 2.9 | 0.5 | 0 | 11994 | 0 |  | IPP Non-CHP | N | OP |  | Non Combustion (NUC, WAT, WND, GEO, or SUN) |  | Eastern
EXCLUDE | NY | NY-Eastern | Middle Falls Hydro | 10219 | HY1 | WAT | HY | 1.1 | 0.4 | 0 | 5644.5 | 0 |  | IPP Non-CHP | N | OP |  | Non Combustion (NUC, WAT, WND, GEO, or SUN) |  | Eastern
EXCLUDE | NY | NY-Eastern | Middle Falls Hydro | 10219 | HY2 | WAT | HY | 1.1 | 0.4 | 0 | 5644.5 | 0 |  | IPP Non-CHP | N | OP |  | Non Combustion (NUC, WAT, WND, GEO, or SUN) |  | Eastern
EXCLUDE | NY | NY-Eastern | Sissonville Hydro | 10220 | HY1 | WAT | HY | 3 | 1.2 | 0 | 1502 | 0 |  | IPP Non-CHP | N | OP |  | Non Combustion (NUC, WAT, WND, GEO, or SUN) |  | Eastern
EXCLUDE | NY | NY-Eastern | New York State Dam Hydro | 10221 | GEN1 | WAT | HY | 5.7 | 1.4 | 0 | 22720 | 0 |  | IPP Non-CHP | N | OP |  | Non Combustion (NUC, WAT, WND, GEO, or SUN) |  | Eastern
EXCLUDE | NY | NY-Eastern | New York State Dam Hydro | 10221 | GEN2 | WAT | HY | 5.7 | 1.4 | 0 | 22720 | 0 |  | IPP Non-CHP | N | OP |  | Non Combustion (NUC, WAT, WND, GEO, or SUN) |  | Eastern
EXCLUDE | CA | CA-Western | Tulare Success Power Project | 10222 | SPP1 | WAT | HY | 1.4 | 1.4 | 0 | 976 | 0 |  | IPP Non-CHP | N | SB |  | Non Combustion (NUC, WAT, WND, GEO, or SUN) |  | Western
EXCLUDE | IA | IA-Eastern | AG Processing Inc | 10223 | E.C. | SUB | ST | 8.5 | 8.5 | 0 | 48999 | 173796.66 |  | Industrial CHP | Y | OP |  | Commercial/Industrial Unit |  | Eastern
EXCLUDE | NJ | NJ-Eastern | Merck Rahway Power Plant | 10224 | GEN7 | DFO | ST | 4 | 3.8 | 0 | 0 | 0 |  | Industrial CHP | Y | RE | 2007 | Commercial/Industrial Unit |  | Eastern
EXCLUDE | NJ | NJ-Eastern | Merck Rahway Power Plant | 10224 | GEN8 | NG | ST | 5 | 4.8 | 0 | 11533.3 | 32606.25 |  | Industrial CHP | Y | OP |  | Commercial/Industrial Unit |  | Eastern
EXCLUDE | NJ | NJ-Eastern | Merck Rahway Power Plant | 10224 | GEN9 | NG | ST | 10.8 | 10 | 0 | 17958.58 | 50771.41 |  | Industrial CHP | Y | OP |  | Commercial/Industrial Unit |  | Eastern
EXCLUDE | MI | MI-Eastern | Hutzel Hospital | 10232 | TB-1 | DFO | GT | 0.8 | 0.7 | 0 | 0 | 0 |  | Commercial Non-CHP | N | OS |  | Commercial/Industrial Unit |  | Eastern
EXCLUDE | MI | MI-Eastern | Hutzel Hospital | 10232 | TB-2 | DFO | GT | 0.8 | 0.7 | 0 | 0 | 0 |  | Commercial Non-CHP | N | OS |  | Commercial/Industrial Unit |  | Eastern
EXCLUDE | MS | MS-Eastern | Leaf River Cellulose LLC | 10233 | GEN1 | NG | ST | 25.2 | 25 | 0 | 216632 | 477072.79 |  | Industrial CHP | Y | OP |  | Commercial/Industrial Unit |  | Eastern
EXCLUDE | MS | MS-Eastern | Leaf River Cellulose LLC | 10233 | GEN2 | NG | ST | 25.2 | 25 | 0 | 221601 | 488015.66 |  | Industrial CHP | Y | OP |  | Commercial/Industrial Unit |  | Eastern
EXCLUDE | WI | WI-Eastern | Biron Mill | 10234 | GEN1 | SUB | ST | 17 | 15.3 | 0 | 73225 | 162323.76 |  | Industrial CHP | Y | OP |  | Commercial/Industrial Unit |  | Eastern
EXCLUDE | WI | WI-Eastern | Biron Mill | 10234 | GEN3 | SUB | ST | 7.5 | 7.5 | 0 | 38398 | 84893.54 |  | Industrial CHP | Y | OP |  | Commercial/Industrial Unit |  | Eastern
EXCLUDE | WI | WI-Eastern | Biron Mill | 10234 | GEN4 | BIT | ST | 15.6 | 12.5 | 0 | 62590 | 138379.25 |  | Industrial CHP | Y | OP |  | Commercial/Industrial Unit |  | Eastern
EXCLUDE | WI | WI-Eastern | Biron Mill | 10234 | GEN5 | SUB | ST | 21.5 | 20 | 0 | 89131 | 197058.33 |  | Industrial CHP | Y | OP |  | Commercial/Industrial Unit |  | Eastern
EXCLUDE | MI | MI-Eastern | Ford Motor Co Rawsonville Plant | 10235 | GEN1 | NG | GT | 4.5 | 4.5 | 0 | 0 | 0 |  | Industrial CHP | Y | RE | 2012 | Commercial/Industrial Unit |  | Eastern
EXCLUDE | NY | NY-Eastern | Diana Hydroelectric | 10237 | GEN1 | WAT | HY | 1.8 | 1.7 | 0 | 6062 | 0 |  | IPP Non-CHP | N | OP |  | Non Combustion (NUC, WAT, WND, GEO, or SUN) |  | Eastern
EXCLUDE | NY | NY-Eastern | Dolgeville Hydro | 10238 | GEN1 | WAT | HY | 5 | 5 | 0 | 14945 | 0 |  | IPP Non-CHP | N | OP |  | Non Combustion (NUC, WAT, WND, GEO, or SUN) |  | Eastern
EXCLUDE | TX | TX-ERCOT | Ticona Polymers Inc | 10243 | GEN1 | NG | OT | 1.4 | 1.4 | 0 | 0 | 0 |  | Industrial CHP | N | RE | 2002 | Commercial/Industrial Unit |  | ERCOT
EXCLUDE | TX | TX-ERCOT | Ticona Polymers Inc | 10243 | GEN2 | NG | OT | 1.4 | 1.4 | 0 | 0 | 0 |  | Industrial CHP | N | RE | 2002 | Commercial/Industrial Unit |  | ERCOT
EXCLUDE | TX | TX-ERCOT | Ticona Polymers Inc | 10243 | GEN3 | NG | OT | 1.6 | 1.6 | 0 | 0 | 0 |  | Industrial CHP | N | RE | 2002 | Commercial/Industrial Unit |  | ERCOT
EXCLUDE | TX | TX-ERCOT | Ticona Polymers Inc | 10243 | GEN4 | NG | CC | 8.2 | 5.7 | 0 | 0 | 0 |  | Industrial CHP | N | RE | 2002 | Commercial/Industrial Unit |  | ERCOT
EXCLUDE | TX | TX-ERCOT | Ticona Polymers Inc | 10243 | GEN5 | NG | GT | 44.2 | 32.5 | 0 | 234112 | 187813.3 |  | Industrial CHP | Y | OP |  | Commercial/Industrial Unit |  | ERCOT
EXCLUDE | OH | OH-Eastern | P H Glatfelter Co -Chillicothe Facility | 10244 | T-10 | BLQ | ST | 10.6 | 9 | 105.66 | 60159 | 86889.83 |  | Industrial CHP | Y | OP |  | Commercial/Industrial Unit |  | Eastern
EXCLUDE | OH | OH-Eastern | P H Glatfelter Co -Chillicothe Facility | 10244 | T-11 | BLQ | ST | 24 | 10.1 | 239.22 | 104536 | 150985.15 |  | Industrial CHP | Y | OP |  | Commercial/Industrial Unit |  | Eastern
EXCLUDE | OH | OH-Eastern | P H Glatfelter Co -Chillicothe Facility | 10244 | T-12 | BLQ | ST | 31 | 16.6 | 309 | 157091 | 226892.25 |  | Industrial CHP | Y | OP |  | Commercial/Industrial Unit |  | Eastern
EXCLUDE | OH | OH-Eastern | P H Glatfelter Co -Chillicothe Facility | 10244 | T-13 | BIT | ST | 27.2 | 16.8 | 271.12 | 159419 | 230254.66 |  | Industrial CHP | Y | OP |  | Commercial/Industrial Unit |  | Eastern
EXCLUDE | IN | IN-Eastern | ArcelorMittal Burns Harbor | 10245 | GEN5 | BFG | ST | 62 | 60.5 | 0 | 232671 | 365956.84 |  | Industrial CHP | Y | OP |  | Commercial/Industrial Unit |  | Eastern
EXCLUDE | IN | IN-Eastern | ArcelorMittal Burns Harbor | 10245 | GEN6 | BFG | ST | 51 | 51 | 0 | 261039 | 410575.48 |  | Industrial CHP | Y | OP |  | Commercial/Industrial Unit |  | Eastern
EXCLUDE | IN | IN-Eastern | ArcelorMittal Burns Harbor | 10245 | GEN7 | BFG | ST | 63.2 | 63.2 | 0 | 264929 | 416693.87 |  | Industrial CHP | Y | OP |  | Commercial/Industrial Unit |  | Eastern
EXCLUDE | FL | FL-Eastern | Bay Resource Management Center | 10250 | GEN1 | MSW | ST | 13.6 | 10 | 0 | 1956 | 10078.09 |  | IPP Non-CHP | N | OP |  | Non-Fossil Fuel Type (Less than 10% Fossil Fuel) |  | Eastern
EXCLUDE | TN | TN-Eastern | Weyerhaeuser Kingsport Mill | 10252 | NO.1 | BLQ | ST | 50 | 46.5 | 0 | 0 | 770990.47 |  | Industrial CHP | N | OP |  | Commercial/Industrial Unit |  | Eastern
EXCLUDE | TN | TN-Eastern | Weyerhaeuser Kingsport Mill | 10252 | NO.4 | BIT | ST | 4 | 4 | 0 | 0 | 0 |  | Industrial CHP | Y | RE | 1999 | Commercial/Industrial Unit |  | Eastern
EXCLUDE | TN | TN-Eastern | Weyerhaeuser Kingsport Mill | 10252 | NO.6 | BLQ | ST | 7 | 7 | 0 | 0 | 0 |  | Industrial CHP | Y | RE | 2006 | Commercial/Industrial Unit |  | Eastern
EXCLUDE | TN | TN-Eastern | Weyerhaeuser Kingsport Mill | 10252 | NO.7 | BLQ | ST | 12 | 12 | 0 | 0 | 0 |  | Industrial CHP | Y | RE | 2006 | Commercial/Industrial Unit |  | Eastern
EXCLUDE | CA | CA-Western | Haypress | 10253 | LGEN | WAT | HY | 5 | 5 | 0 | 7520.5 | 0 |  | IPP Non-CHP | N | SB |  | Non Combustion (NUC, WAT, WND, GEO, or SUN) |  | Western
EXCLUDE | CA | CA-Western | Haypress | 10253 | UGEN | WAT | HY | 5 | 5 | 0 | 7520.5 | 0 |  | IPP Non-CHP | N | SB |  | Non Combustion (NUC, WAT, WND, GEO, or SUN) |  | Western
EXCLUDE | ME | ME-Eastern | Bangor Pacific Hydro | 10255 | GEN1 | WAT | HY | 6.5 | 4.4 | 0 | 53866 | 0 |  | IPP Non-CHP | N | OP |  | Non Combustion (NUC, WAT, WND, GEO, or SUN) |  | Eastern
EXCLUDE | ME | ME-Eastern | Bangor Pacific Hydro | 10255 | GEN2 | WAT | HY | 6.5 | 5.1 | 0 | 53866 | 0 |  | IPP Non-CHP | N | OP |  | Non Combustion (NUC, WAT, WND, GEO, or SUN) |  | Eastern
EXCLUDE | NC | NC-Eastern | Haw River Hydro | 10258 | 1 | WAT | HY | 1 | 1 | 0 | 3270 | 0 |  | IPP Non-CHP | N | OP |  | Non Combustion (NUC, WAT, WND, GEO, or SUN) |  | Eastern
EXCLUDE | NC | NC-Eastern | Haw River Hydro | 10258 | 2 | WAT | HY | 0.5 | 0.5 | 0 | 1635 | 0 |  | IPP Non-CHP | N | OP |  | Non Combustion (NUC, WAT, WND, GEO, or SUN) |  | Eastern
EXCLUDE | TX | TX-ERCOT | Enterprise Products Operating | 10261 | GEN1 | NG | GT | 2.5 | 2.3 | 0 | 17821.79 | 16363.37 |  | Industrial CHP | Y | OP |  | Commercial/Industrial Unit |  | ERCOT
EXCLUDE | TX | TX-ERCOT | Enterprise Products Operating | 10261 | GEN2 | NG | GT | 2.5 | 2.3 | 0 | 17821.79 | 16363.37 |  | Industrial CHP | Y | OP |  | Commercial/Industrial Unit |  | ERCOT
EXCLUDE | TX | TX-ERCOT | Enterprise Products Operating | 10261 | GEN3 | NG | GT | 3.4 | 3 | 0 | 24237.63 | 22254.18 |  | Industrial CHP | Y | OP |  | Commercial/Industrial Unit |  | ERCOT
EXCLUDE | TX | TX-ERCOT | Enterprise Products Operating | 10261 | GEN4 | NG | GT | 3.4 | 3 | 0 | 24237.63 | 22254.18 |  | Industrial CHP | Y | OP |  | Commercial/Industrial Unit |  | ERCOT
EXCLUDE | TX | TX-ERCOT | Enterprise Products Operating | 10261 | GEN5 | NG | GT | 3.4 | 3 | 0 | 24237.63 | 22254.18 |  | Industrial CHP | Y | OP |  | Commercial/Industrial Unit |  | ERCOT
EXCLUDE | TX | TX-ERCOT | Enterprise Products Operating | 10261 | GEN6 | NG | GT | 3.5 | 3 | 0 | 24950.51 | 22908.71 |  | Industrial CHP | Y | OP |  | Commercial/Industrial Unit |  | ERCOT
EXCLUDE | TX | TX-ERCOT | Enterprise Products Operating | 10261 | GEN7 | NG | GT | 3.5 | 3 | 0 | 24950.51 | 22908.71 |  | Industrial CHP | Y | OP |  | Commercial/Industrial Unit |  | ERCOT
EXCLUDE | TX | TX-ERCOT | Enterprise Products Operating | 10261 | GEN8 | NG | GT | 3.5 | 3 | 0 | 24950.51 | 22908.71 |  | Industrial CHP | Y | OP |  | Commercial/Industrial Unit |  | ERCOT
EXCLUDE | CA | CA-Western | California Institute of Technology | 10262 | GEN1 | NG | CC | 1 | 1 | 0 | 0 | 0 |  | Commercial CHP | Y | RE | 2002 | Commercial/Industrial Unit |  | Western
EXCLUDE | CA | CA-Western | California Institute of Technology | 10262 | GEN2 | NG | CC | 4.3 | 4.3 | 0 | 0 | 0 |  | Commercial CHP | Y | RE | 2002 | Commercial/Industrial Unit |  | Western
EXCLUDE | CA | CA-Western | California Institute of Technology | 10262 | GEN3 | NG | CC | 2.5 | 2.5 | 0 | 0 | 0 |  | Commercial CHP | Y | IP |  | Commercial/Industrial Unit |  | Western
EXCLUDE | CA | CA-Western | California Institute of Technology | 10262 | GEN4 | NG | CC | 2.5 | 2.5 | 0 | 0 | 0 |  | Commercial CHP | Y | IP |  | Commercial/Industrial Unit |  | Western
EXCLUDE | CA | CA-Western | California Institute of Technology | 10262 | GEN5 | NG | CC | 1 | 1 | 0 | 0 | 0 |  | Commercial CHP | Y | IP |  | Commercial/Industrial Unit |  | Western
EXCLUDE | CA | CA-Western | California Institute of Technology | 10262 | GEN6 | NG | CC | 10.5 | 9 | 0 | 71042.73 | 49308.4 |  | Commercial CHP | Y | OP |  | Commercial/Industrial Unit |  | Western
EXCLUDE | CA | CA-Western | California Institute of Technology | 10262 | GEN7 | NG | CC | 2.5 | 2.1 | 0 | 16914.93 | 11740.1 |  | Commercial CHP | Y | OP |  | Commercial/Industrial Unit |  | Western
EXCLUDE | FL | FL-Eastern | Florida's Natural Growers | 10275 | CE50 | NG | GT | 3.5 | 3 | 0 | 0 | 14239.74 |  | Industrial CHP | Y | OP |  | Commercial/Industrial Unit |  | Eastern
EXCLUDE | FL | FL-Eastern | Florida's Natural Growers | 10275 | TA70 | NG | GT | 7.2 | 5.1 | 0 | 0 | 29293.17 |  | Industrial CHP | Y | OP |  | Commercial/Industrial Unit |  | Eastern
EXCLUDE | NH | NH-Eastern | Clement Dam Hydro LLC | 10276 | 0049 | WAT | HY | 2.4 | 1.3 | 0 | 0 | 0 |  | IPP Non-CHP | N | OS |  | Non Combustion (NUC, WAT, WND, GEO, or SUN) |  | Eastern
EXCLUDE | KS | KS-Eastern | Kansas River Project | 10279 | 1 | WAT | HY | 0.3 | 0.3 | 0 | 445.67 | 0 |  | IPP Non-CHP | N | OP |  | Non Combustion (NUC, WAT, WND, GEO, or SUN) |  | Eastern
EXCLUDE | KS | KS-Eastern | Kansas River Project | 10279 | 10 | WAT | HY | 1.3 | 1.3 | 0 | 1931.24 | 0 |  | IPP Non-CHP | N | OP |  | Non Combustion (NUC, WAT, WND, GEO, or SUN) | Yes | Eastern
EXCLUDE | KS | KS-Eastern | Kansas River Project | 10279 | 11 | WAT | HY | 1 | 1 | 0 | 1485.57 | 0 |  | IPP Non-CHP | N | OP |  | Non Combustion (NUC, WAT, WND, GEO, or SUN) | Yes | Eastern
EXCLUDE | KS | KS-Eastern | Kansas River Project | 10279 | 2 | WAT | HY | 0.3 | 0.3 | 0 | 445.67 | 0 |  | IPP Non-CHP | N | OP |  | Non Combustion (NUC, WAT, WND, GEO, or SUN) |  | Eastern
EXCLUDE | KS | KS-Eastern | Kansas River Project | 10279 | 3 | WAT | HY | 0.3 | 0.3 | 0 | 445.67 | 0 |  | IPP Non-CHP | N | OP |  | Non Combustion (NUC, WAT, WND, GEO, or SUN) |  | Eastern
EXCLUDE | KS | KS-Eastern | Kansas River Project | 10279 | 4 | WAT | HY | 0.3 | 0.3 | 0 | 445.67 | 0 |  | IPP Non-CHP | N | OP |  | Non Combustion (NUC, WAT, WND, GEO, or SUN) |  | Eastern
EXCLUDE | KS | KS-Eastern | Kansas River Project | 10279 | 5 | WAT | HY | 0.4 | 0.4 | 0 | 594.23 | 0 |  | IPP Non-CHP | N | OP |  | Non Combustion (NUC, WAT, WND, GEO, or SUN) |  | Eastern
EXCLUDE | KS | KS-Eastern | Kansas River Project | 10279 | 6 | WAT | HY | 0.4 | 0.4 | 0 | 594.23 | 0 |  | IPP Non-CHP | N | OP |  | Non Combustion (NUC, WAT, WND, GEO, or SUN) |  | Eastern
EXCLUDE | KS | KS-Eastern | Kansas River Project | 10279 | 7 | WAT | HY | 0.4 | 0.4 | 0 | 594.23 | 0 |  | IPP Non-CHP | N | OP |  | Non Combustion (NUC, WAT, WND, GEO, or SUN) |  | Eastern
EXCLUDE | KS | KS-Eastern | Kansas River Project | 10279 | 8 | WAT | HY | 1 | 1 | 0 | 1485.57 | 0 |  | IPP Non-CHP | N | OP |  | Non Combustion (NUC, WAT, WND, GEO, or SUN) | Yes | Eastern
EXCLUDE | KS | KS-Eastern | Kansas River Project | 10279 | 9 | WAT | HY | 1.3 | 1.3 | 0 | 1931.24 | 0 |  | IPP Non-CHP | N | OP |  | Non Combustion (NUC, WAT, WND, GEO, or SUN) | Yes | Eastern
EXCLUDE | SC | SC-Eastern | Bob Jones University Cogen Plant | 10280 | ENG1 | DFO | IC | 1.1 | 1.1 | 0 | 0 | 0 |  | Commercial CHP | N | SB |  | Commercial/Industrial Unit |  | Eastern
EXCLUDE | SC | SC-Eastern | Bob Jones University Cogen Plant | 10280 | ENG2 | NG | IC | 1.1 | 1.1 | 0 | 0 | 0 |  | Commercial CHP | Y | SB |  | Commercial/Industrial Unit |  | Eastern
EXCLUDE | SC | SC-Eastern | Bob Jones University Cogen Plant | 10280 | ENG3 | NG | IC | 1.1 | 1.1 | 0 | 0 | 0 |  | Commercial CHP | Y | SB |  | Commercial/Industrial Unit |  | Eastern
EXCLUDE | SC | SC-Eastern | Bob Jones University Cogen Plant | 10280 | ENG4 | NG | IC | 1.1 | 1.1 | 0 | 0 | 0 |  | Commercial CHP | Y | SB |  | Commercial/Industrial Unit |  | Eastern
EXCLUDE | SC | SC-Eastern | Bob Jones University Cogen Plant | 10280 | ENG5 | DFO | IC | 1 | 1 | 0 | 0 | 0 |  | Commercial CHP | N | SB |  | Commercial/Industrial Unit |  | Eastern
EXCLUDE | SC | SC-Eastern | Bob Jones University Cogen Plant | 10280 | ENG6 | DFO | IC | 1 | 1 | 0 | 0 | 0 |  | Commercial CHP | N | SB |  | Commercial/Industrial Unit |  | Eastern
EXCLUDE | SC | SC-Eastern | Bob Jones University Cogen Plant | 10280 | ENG7 | DFO | IC | 1 | 1 | 0 | 0 | 0 |  | Commercial CHP | N | SB |  | Commercial/Industrial Unit |  | Eastern
EXCLUDE | CA | CA-Western | Big Creek Water Works | 10282 | BCHY | WAT | HY | 5 | 4.8 | 0 | 499 | 0 |  | Commercial Non-CHP | N | OP |  | Commercial/Industrial Unit |  | Western
EXCLUDE | PA | PA-Eastern | Townsend Hydro | 10285 | GEN1 | WAT | HY | 2.6 | 2.1 | 0 | 8217 | 0 |  | IPP Non-CHP | N | OP |  | Non Combustion (NUC, WAT, WND, GEO, or SUN) |  | Eastern
EXCLUDE | PA | PA-Eastern | Townsend Hydro | 10285 | GEN2 | WAT | HY | 2.6 | 2.1 | 0 | 8217 | 0 |  | IPP Non-CHP | N | OP |  | Non Combustion (NUC, WAT, WND, GEO, or SUN) |  | Eastern
EXCLUDE | NY | NY-Eastern | Cornell Hydro | 10286 | 1 | WAT | HY | 0.8 | 0.5 | 0 | 1598.74 | 0 |  | Commercial Non-CHP | N | OP |  | Commercial/Industrial Unit |  | Eastern
EXCLUDE | NY | NY-Eastern | Cornell Hydro | 10286 | 2 | WAT | HY | 1.1 | 1.1 | 0 | 2198.26 | 0 |  | Commercial Non-CHP | N | SB |  | Commercial/Industrial Unit |  | Eastern
EXCLUDE | NV | NV-Western | Beowawe Power | 10287 | GEN1 | GEO | ST | 17 | 12.8 | 0 | 102404 | 0 |  | IPP Non-CHP | N | OP |  | Non Combustion (NUC, WAT, WND, GEO, or SUN) |  | Western
EXCLUDE | NV | NV-Western | Beowawe Power | 10287 | GEN2 | GEO | BT | 3.6 | 1.3 | 0 | 0 | 0 |  | IPP Non-CHP | N | OP |  | Non Combustion (NUC, WAT, WND, GEO, or SUN) |  | Western
EXCLUDE | CA | CA-Western | Big Valley Power LLC | 10288 | IS27 | WDS | ST | 9.3 | 8.7 | 0 | 0 | 0 |  | Industrial Non-CHP | N | OS |  | Commercial/Industrial Unit |  | Western
EXCLUDE | NH | NH-Eastern | Bridgewater Power LP | 10290 | GEN1 | WDS | ST | 20 | 16 | 0 | 126810 | 200731.35 |  | IPP Non-CHP | N | OP |  | Non-Fossil Fuel Type (Less than 10% Fossil Fuel) |  | Eastern
NGCC | CA | CA-Western | King City Power Plant | 10294 | GTG | NG | CC | 90.8 | 73 | 0 | 341678.63 | 341495.53 |  | IPP CHP | Y | OP |  |  |  | Western
NGCC | CA | CA-Western | King City Power Plant | 10294 | STG | NG | CC | 42.4 | 38 | 0 | 159550.37 | 159464.87 |  | IPP CHP | Y | OP |  |  |  | Western
EXCLUDE | ID | ID-Western | South Forks Hydro | 10296 | GEN1 | WAT | HY | 4 | 4 | 0 | 14059.5 | 0 |  | IPP Non-CHP | N | OP |  | Non Combustion (NUC, WAT, WND, GEO, or SUN) |  | Western
EXCLUDE | ID | ID-Western | South Forks Hydro | 10296 | GEN2 | WAT | HY | 4 | 4 | 0 | 14059.5 | 0 |  | IPP Non-CHP | N | OP |  | Non Combustion (NUC, WAT, WND, GEO, or SUN) |  | Western
EXCLUDE | TX | TX-ERCOT | Bayou Cogen Plant | 10298 | GEN1 | NG | GT | 75 | 65 | 900 | 462739.51 | 315357.63 |  | Industrial CHP | Y | OP |  | Commercial/Industrial Unit |  | ERCOT
EXCLUDE | TX | TX-ERCOT | Bayou Cogen Plant | 10298 | GEN2 | NG | GT | 75 | 65 | 900 | 462739.51 | 315357.63 |  | Industrial CHP | Y | OP |  | Commercial/Industrial Unit |  | ERCOT
EXCLUDE | TX | TX-ERCOT | Bayou Cogen Plant | 10298 | GEN3 | NG | GT | 75 | 65 | 900 | 462739.51 | 315357.63 |  | Industrial CHP | Y | OP |  | Commercial/Industrial Unit |  | ERCOT
EXCLUDE | TX | TX-ERCOT | Bayou Cogen Plant | 10298 | GEN4 | NG | GT | 75 | 65 | 900 | 462739.51 | 315357.63 |  | Industrial CHP | Y | OP |  | Commercial/Industrial Unit |  | ERCOT
EXCLUDE | CA | CA-Western | Desert View Power | 10300 | GEN1 | WDS | ST | 55.5 | 47 | 0 | 327398 | 566297.61 |  | IPP Non-CHP | N | OP |  | Non-Fossil Fuel Type (Less than 10% Fossil Fuel) |  | Western
EXCLUDE | LA | LA-Eastern | Louisiana Sugar Refining | 10301 | GEN1 | NG | ST | 0.7 | 0.6 | 0 | 1264.45 | 9344.22 |  | Industrial CHP | Y | OP |  | Commercial/Industrial Unit |  | Eastern
EXCLUDE | LA | LA-Eastern | Louisiana Sugar Refining | 10301 | GEN2 | NG | ST | 2.5 | 1.7 | 0 | 4515.88 | 33372.2 |  | Industrial CHP | Y | OP |  | Commercial/Industrial Unit |  | Eastern
EXCLUDE | LA | LA-Eastern | Louisiana Sugar Refining | 10301 | GEN3 | NG | ST | 1.7 | 1.5 | 0 | 3070.8 | 22693.1 |  | Industrial CHP | Y | OP |  | Commercial/Industrial Unit |  | Eastern
EXCLUDE | LA | LA-Eastern | Louisiana Sugar Refining | 10301 | GEN4 | NG | ST | 2.5 | 2.1 | 0 | 4515.88 | 33372.2 |  | Industrial CHP | Y | OP |  | Commercial/Industrial Unit |  | Eastern
EXCLUDE | PA | PA-Eastern | Juniata Locomotive Shop | 10302 | GEN1 | BIT | ST | 2 | 0.4 | 0 | 918.11 | 19902.76 |  | Commercial CHP | Y | OP |  | Commercial/Industrial Unit |  | Eastern
EXCLUDE | PA | PA-Eastern | Juniata Locomotive Shop | 10302 | GEN2 | BIT | ST | 2 | 0.3 | 0 | 918.11 | 19902.76 |  | Commercial CHP | Y | OP |  | Commercial/Industrial Unit |  | Eastern
EXCLUDE | NY | NY-Eastern | Dutchess Cnty Resource Recovery Facility | 10305 | GEN1 | MSW | ST | 9.2 | 7.2 | 0 | 48447 | 150642.68 |  | Commercial CHP | Y | OP |  | Commercial/Industrial Unit |  | Eastern
NGCC | MA | MA-Eastern | Bellingham Cogeneration Facility | 10307 | CT1 | NG | CC | 128.7 | 102 | 1433 | 128130 | 65623.19 |  | IPP CHP | Y | OP |  |  |  | Eastern
NGCC | MA | MA-Eastern | Bellingham Cogeneration Facility | 10307 | CT2 | NG | CC | 128.7 | 102 | 1433 | 128130 | 65623.19 |  | IPP CHP | Y | OP |  |  |  | Eastern
NGCC | MA | MA-Eastern | Bellingham Cogeneration Facility | 10307 | ST1 | NG | CC | 128.7 | 60 | 1433 | 128130 | 65623.19 |  | IPP CHP | Y | OP |  |  |  | Eastern
NGCC | NJ | NJ-Eastern | Sayreville Cogeneration Facility | 10308 | CT1 | NG | CC | 143.4 | 98 | 1400 | 546328 | 266005.17 |  | IPP Non-CHP | N | OP |  |  |  | Eastern
NGCC | NJ | NJ-Eastern | Sayreville Cogeneration Facility | 10308 | CT2 | NG | CC | 143.4 | 98 | 1400 | 546328 | 266005.17 |  | IPP Non-CHP | N | OP |  |  |  | Eastern
NGCC | NJ | NJ-Eastern | Sayreville Cogeneration Facility | 10308 | ST1 | NG | CC | 143.4 | 75 | 1400 | 546328 | 266005.17 |  | IPP Non-CHP | N | OP |  |  |  | Eastern
EXCLUDE | LA | LA-Eastern | Geismar | 10319 | GEN1 | NG | GT | 35.7 | 33.7 | 0 | 240751.45 | 188453.76 |  | Industrial CHP | Y | OP |  | Commercial/Industrial Unit |  | Eastern
EXCLUDE | LA | LA-Eastern | Geismar | 10319 | GEN2 | NG | GT | 41.2 | 39.2 | 0 | 277842.01 | 217487.25 |  | Industrial CHP | Y | OP |  | Commercial/Industrial Unit |  | Eastern
EXCLUDE | LA | LA-Eastern | Geismar | 10319 | GEN3 | NG | ST | 7.2 | 7.2 | 0 | 23292.61 | 0 |  | Industrial CHP | N | OP |  | Commercial/Industrial Unit |  | Eastern
EXCLUDE | NC | NC-Eastern | Enka | 10320 | GE10 | BIT | ST | 4 | 3.7 | 0 | 0 | 0 |  | Industrial CHP | Y | RE | 2001 | Commercial/Industrial Unit |  | Eastern
EXCLUDE | NC | NC-Eastern | Enka | 10320 | GE11 | BIT | ST | 4 | 3.7 | 0 | 0 | 0 |  | Industrial CHP | Y | RE | 2001 | Commercial/Industrial Unit |  | Eastern
EXCLUDE | NC | NC-Eastern | Enka | 10320 | GE12 | BIT | ST | 5 | 4.7 | 0 | 0 | 0 |  | Industrial CHP | Y | RE | 2001 | Commercial/Industrial Unit |  | Eastern
EXCLUDE | NC | NC-Eastern | Enka | 10320 | GEN8 | BIT | ST | 0.3 | 0.3 | 0 | 0 | 0 |  | Industrial CHP | Y | RE | 2001 | Commercial/Industrial Unit |  | Eastern
EXCLUDE | NC | NC-Eastern | Enka | 10320 | GEN9 | BIT | ST | 3 | 2.8 | 0 | 0 | 0 |  | Industrial CHP | Y | RE | 2001 | Commercial/Industrial Unit |  | Eastern
EXCLUDE | OR | OR-Western | Copper Dam Plant | 10323 | GEN1 | WAT | HY | 2 | 1 | 0 | 10109.33 | 0 |  | IPP Non-CHP | N | OP |  | Non Combustion (NUC, WAT, WND, GEO, or SUN) |  | Western
EXCLUDE | OR | OR-Western | Copper Dam Plant | 10323 | GEN2 | WAT | HY | 1 | 0.5 | 0 | 5054.67 | 0 |  | IPP Non-CHP | N | OP |  | Non Combustion (NUC, WAT, WND, GEO, or SUN) |  | Western
EXCLUDE | OR | OR-Western | Peters Drive Plant | 10324 | GEN3 | WAT | HY | 1.8 | 0.3 | 0 | 8002 | 0 |  | IPP Non-CHP | N | OP |  | Non Combustion (NUC, WAT, WND, GEO, or SUN) |  | Western
EXCLUDE | ID | ID-Western | Mink Creek Hydro | 10325 | GEN1 | WAT | HY | 3.1 | 2 | 0 | 8540 | 0 |  | IPP Non-CHP | N | OP |  | Non Combustion (NUC, WAT, WND, GEO, or SUN) |  | Western
EXCLUDE | MI | MI-Eastern | T B Simon Power Plant | 10328 | GEN1 | BIT | ST | 12.5 | 12.5 | 0 | 9113.25 | 17299.98 |  | Commercial CHP | Y | OP |  | Commercial/Industrial Unit |  | Eastern
EXCLUDE | MI | MI-Eastern | T B Simon Power Plant | 10328 | GEN2 | BIT | ST | 12.5 | 12.5 | 0 | 43634.11 | 82832.09 |  | Commercial CHP | Y | OP |  | Commercial/Industrial Unit |  | Eastern
EXCLUDE | MI | MI-Eastern | T B Simon Power Plant | 10328 | GEN3 | BIT | ST | 15 | 15 | 0 | 36680.58 | 69631.97 |  | Commercial CHP | Y | OP |  | Commercial/Industrial Unit |  | Eastern
EXCLUDE | MI | MI-Eastern | T B Simon Power Plant | 10328 | GEN4 | BIT | ST | 21 | 21 | 0 | 111792.36 | 212219.17 |  | Commercial CHP | Y | OP |  | Commercial/Industrial Unit |  | Eastern
EXCLUDE | MI | MI-Eastern | T B Simon Power Plant | 10328 | GEN5 | BIT | ST | 24 | 23.8 | 0 | 91862.3 | 174385.27 |  | Commercial CHP | Y | OP |  | Commercial/Industrial Unit |  | Eastern
EXCLUDE | MI | MI-Eastern | T B Simon Power Plant | 10328 | GEN6 | NG | GT | 14.3 | 12.6 | 0 | 23957.08 | 15625.75 |  | Commercial CHP | N | OP |  | Commercial/Industrial Unit |  | Eastern
COALST | FL | FL-Eastern | Florida Power Development | 10333 | GEN1 | BIT | ST | 125 | 135 | 0 | 0 | 0 |  | IPP CHP | Y | OA |  |  |  | Eastern
EXCLUDE | HI | HI-Hawaii | H Power | 10334 | GEN1 | MSW | ST | 63.7 | 60 | 0 | 301196 | 442728.32 |  | Commercial Non-CHP | N | OP |  | State not covered under final 111(d) |  | Hawaii
EXCLUDE | HI | HI-Hawaii | H Power | 10334 | GEN2 | MSW | ST | 33.6 | 28 | 0 | 0 | 0 |  | Commercial Non-CHP | N | TS |  | State not covered under final 111(d) |  | Hawaii
EXCLUDE | ME | ME-Eastern | Maine Energy Recovery | 10338 | MERC | MSW | ST | 22 | 18 | 0 | 113300 | 232479.03 |  | IPP Non-CHP | N | RE | 2012 | Non-Fossil Fuel Type (Less than 10% Fossil Fuel) |  | Eastern
EXCLUDE | NM | NM-Western | Southside Water Reclamation Plant | 10339 | GEN1 | OBG | IC | 2.2 | 2.1 | 0 | 0 | 0 |  | IPP CHP | Y | OP |  | Non-Fossil Fuel Type (Less than 10% Fossil Fuel) |  | Western
EXCLUDE | NM | NM-Western | Southside Water Reclamation Plant | 10339 | GEN2 | OBG | IC | 2.2 | 2.1 | 0 | 0 | 0 |  | IPP CHP | Y | OP |  | Non-Fossil Fuel Type (Less than 10% Fossil Fuel) |  | Western
EXCLUDE | NM | NM-Western | Southside Water Reclamation Plant | 10339 | GEN3 | OBG | IC | 1.1 | 1.1 | 0 | 0 | 0 |  | IPP CHP | Y | OP |  | Non-Fossil Fuel Type (Less than 10% Fossil Fuel) |  | Western
EXCLUDE | NM | NM-Western | Southside Water Reclamation Plant | 10339 | GEN4 | OBG | IC | 1.1 | 1.1 | 0 | 0 | 0 |  | IPP CHP | Y | OP |  | Non-Fossil Fuel Type (Less than 10% Fossil Fuel) |  | Western
NGCC | CA | CA-Western | Foster Wheeler Martinez | 10342 | TG1 | NG | CC | 40 | 35 | 0 | 279209.16 | 160416.82 |  | IPP CHP | Y | OP |  |  |  | Western
NGCC | CA | CA-Western | Foster Wheeler Martinez | 10342 | TG2 | NG | CC | 40 | 35 | 0 | 279209.16 | 160416.82 |  | IPP CHP | Y | OP |  |  |  | Western
NGCC | CA | CA-Western | Foster Wheeler Martinez | 10342 | TG3 | NG | CC | 33.5 | 33.5 | 0 | 233837.67 | 134349.09 |  | IPP CHP | Y | OP |  |  |  | Western
COALST | PA | PA-Eastern | Foster Wheeler Mt Carmel Cogen | 10343 | TG1 | WC | ST | 47.3 | 43 | 624 | 285329 | 518972.59 |  | IPP CHP | Y | OP |  |  |  | Eastern
EXCLUDE | MI | MI-Eastern | Hillman Power LLC | 10346 | GEN1 | WDS | ST | 20 | 17.7 | 0 | 135500 | 164532.8 |  | IPP Non-CHP | N | OP |  | Non-Fossil Fuel Type (Less than 10% Fossil Fuel) |  | Eastern
EXCLUDE | FL | FL-Eastern | TMC LLC | 10347 | GEN1 | WDS | ST | 7.5 | 7.5 | 0 | 0 | 0 |  | IPP Non-CHP | N | RE | 2012 | Non-Fossil Fuel Type (Less than 10% Fossil Fuel) |  | Eastern
EXCLUDE | CA | CA-Western | Greenleaf 2 Power Plant | 10349 | GEN1 | NG | GT | 49.5 | 49.5 | 500 | 44632.21 | 32168.15 |  | IPP CHP | Y | OP |  | Simple cycle unit |  | Western
NGCC | CA | CA-Western | Greenleaf 1 Power Plant | 10350 | GEN1 | NG | CC | 46 | 42 | 460 | 42008.45 | 16968.54 |  | IPP CHP | Y | OP |  |  |  | Western
NGCC | CA | CA-Western | Greenleaf 1 Power Plant | 10350 | GEN2 | NG | CC | 20 | 8 | 460 | 18264.55 | 7377.63 | 1 | IPP CHP | Y | OP |  |  |  | Western
EXCLUDE | ME | ME-Eastern | ReEnergy Livermore Falls | 10354 | GEN1 | OBS | ST | 39.6 | 36 | 0 | 253843 | 350258.01 |  | IPP Non-CHP | N | OP |  | Non-Fossil Fuel Type (Less than 10% Fossil Fuel) |  | Eastern
EXCLUDE | ME | ME-Eastern | ReEnergy Ashland | 10356 | GEN1 | WDS | ST | 39.6 | 34 | 0 | 0 | 0 |  | IPP Non-CHP | N | OS |  | Non-Fossil Fuel Type (Less than 10% Fossil Fuel) |  | Eastern
EXCLUDE | WI | WI-Eastern | Green Bay West Mill | 10360 | GEN1 | PC | ST | 1.5 | 1.4 | 0 | 0 | 0 |  | Industrial CHP | Y | RE | 2002 | Commercial/Industrial Unit |  | Eastern
EXCLUDE | WI | WI-Eastern | Green Bay West Mill | 10360 | GEN10 | BIT | ST | 28.2 | 26.4 | 0 | 123998 | 240166.1 |  | Industrial CHP | Y | OP |  | Commercial/Industrial Unit |  | Eastern
EXCLUDE | WI | WI-Eastern | Green Bay West Mill | 10360 | GEN2 | PC | ST | 3 | 2.8 | 0 | 0 | 0 |  | Industrial CHP | Y | RE | 2002 | Commercial/Industrial Unit |  | Eastern
EXCLUDE | WI | WI-Eastern | Green Bay West Mill | 10360 | GEN3 | PC | ST | 3 | 2.8 | 0 | 0 | 0 |  | Industrial CHP | Y | RE | 2002 | Commercial/Industrial Unit |  | Eastern
EXCLUDE | WI | WI-Eastern | Green Bay West Mill | 10360 | GEN4 | PC | ST | 2.5 | 2.3 | 0 | 0 | 0 |  | Industrial CHP | Y | RE | 2002 | Commercial/Industrial Unit |  | Eastern
EXCLUDE | WI | WI-Eastern | Green Bay West Mill | 10360 | GEN5 | BIT | ST | 10 | 7.5 | 0 | 10331 | 20009.65 |  | Industrial CHP | Y | OP |  | Commercial/Industrial Unit |  | Eastern
EXCLUDE | WI | WI-Eastern | Green Bay West Mill | 10360 | GEN6 | BIT | ST | 18.7 | 18 | 0 | 104781 | 202945.57 |  | Industrial CHP | Y | OP |  | Commercial/Industrial Unit |  | Eastern
EXCLUDE | WI | WI-Eastern | Green Bay West Mill | 10360 | GEN7 | BIT | ST | 28.9 | 23 | 0 | 105903 | 205118.72 |  | Industrial CHP | Y | OP |  | Commercial/Industrial Unit |  | Eastern
EXCLUDE | WI | WI-Eastern | Green Bay West Mill | 10360 | GEN8 | PC | ST | 25 | 20 | 0 | 0 | 0 |  | Industrial CHP | Y | RE | 2004 | Commercial/Industrial Unit |  | Eastern
EXCLUDE | WI | WI-Eastern | Green Bay West Mill | 10360 | GEN9 | BIT | ST | 43.2 | 38 | 0 | 195234 | 378139.88 |  | Industrial CHP | Y | OP |  | Commercial/Industrial Unit |  | Eastern
EXCLUDE | GA | GA-Eastern | Savannah River Mill | 10361 | GEN1 | NG | GT | 25.2 | 21.4 | 0 | 55786.5 | 55660.79 |  | Industrial CHP | Y | SB |  | Commercial/Industrial Unit |  | Eastern
EXCLUDE | GA | GA-Eastern | Savannah River Mill | 10361 | GEN2 | NG | GT | 25.2 | 21.4 | 0 | 55786.5 | 55660.79 |  | Industrial CHP | Y | SB |  | Commercial/Industrial Unit |  | Eastern
EXCLUDE | GA | GA-Eastern | Savannah River Mill | 10361 | GEN3 | PC | ST | 45 | 41.9 | 0 | 217487.78 | 446949.34 |  | Industrial CHP | Y | OP |  | Commercial/Industrial Unit |  | Eastern
EXCLUDE | GA | GA-Eastern | Savannah River Mill | 10361 | GEN4 | PC | ST | 45 | 41.9 | 0 | 167430.23 | 344078.32 |  | Industrial CHP | Y | OP |  | Commercial/Industrial Unit |  | Eastern
EXCLUDE | OK | OK-Eastern | Muskogee Mill | 10362 | GEN1 | SUB | ST | 25 | 13.4 | 0 | 72229 | 178489.93 |  | Industrial CHP | Y | OP |  | Commercial/Industrial Unit |  | Eastern
EXCLUDE | OK | OK-Eastern | Muskogee Mill | 10362 | GEN2 | SUB | ST | 44.5 | 17.6 | 0 | 121978 | 301428.03 |  | Industrial CHP | Y | OP |  | Commercial/Industrial Unit |  | Eastern
EXCLUDE | OK | OK-Eastern | Muskogee Mill | 10362 | GEN3 | SUB | ST | 44.5 | 32.9 | 0 | 211279 | 522105.73 |  | Industrial CHP | Y | OP |  | Commercial/Industrial Unit |  | Eastern
EXCLUDE | CA | CA-Western | East Third Street Power Plant | 10367 | GEN1 | PC | ST | 20.5 | 18.7 | 0 | 9694 | 12608.32 |  | IPP Non-CHP | N | RE | 2012 | Steam unit (PRMVR=ST) less than or equal to 25MW (i.e. 250 MMBtu/hr) |  | Western
EXCLUDE | CA | CA-Western | Loveridge Road Power Plant | 10368 | GEN1 | PC | ST | 20.5 | 18 | 0 | 17957 | 25623.55 |  | IPP Non-CHP | N | RE | 2012 | Steam unit (PRMVR=ST) less than or equal to 25MW (i.e. 250 MMBtu/hr) |  | Western
EXCLUDE | CA | CA-Western | Wilbur West Power Plant | 10369 | GEN1 | PC | ST | 20.5 | 18.2 | 0 | 15142 | 21067.55 |  | IPP Non-CHP | N | RE | 2012 | Steam unit (PRMVR=ST) less than or equal to 25MW (i.e. 250 MMBtu/hr) |  | Western
EXCLUDE | CA | CA-Western | Wilbur East Power Plant | 10370 | GEN1 | PC | ST | 20.5 | 18.1 | 0 | 17256 | 25636.83 |  | IPP Non-CHP | N | RE | 2012 | Steam unit (PRMVR=ST) less than or equal to 25MW (i.e. 250 MMBtu/hr) |  | Western
EXCLUDE | CA | CA-Western | Nichols Road Power Plant | 10371 | GEN1 | PC | ST | 20.5 | 17.8 | 0 | 17666 | 26177.02 |  | IPP Non-CHP | N | RE | 2012 | Steam unit (PRMVR=ST) less than or equal to 25MW (i.e. 250 MMBtu/hr) |  | Western
COALST | CA | CA-Western | Hanford | 10373 | GEN1 | PC | ST | 27 | 25.3 | 0 | 0 | 0 |  | IPP Non-CHP | N | RE | 2012 |  |  | Western
COALST | VA | VA-Eastern | James River Genco LLC | 10377 | GEN1 | BIT | ST | 57.4 | 46.3 | 600 | 17322 | 335071.24 |  | IPP CHP | Y | OP |  |  |  | Eastern
COALST | VA | VA-Eastern | James River Genco LLC | 10377 | GEN2 | BIT | ST | 57.4 | 46.3 | 600 | 18234 | 128498.57 |  | IPP CHP | Y | OP |  |  |  | Eastern
EXCLUDE | NC | NC-Eastern | CPI USA NC Southport | 10378 | GEN1 | WDS | ST | 67.5 | 53.5 | 669 | 207968 | 410250.41 |  | IPP CHP | Y | OP |  | Non-Fossil Fuel Type (Less than 10% Fossil Fuel) |  | Eastern
EXCLUDE | NC | NC-Eastern | CPI USA NC Southport | 10378 | GEN2 | WDS | ST | 67.5 | 53.5 | 669 | 208369 | 411041.45 |  | IPP CHP | Y | OP |  | Non-Fossil Fuel Type (Less than 10% Fossil Fuel) |  | Eastern
EXCLUDE | NC | NC-Eastern | CPI USA NC Roxboro | 10379 | GEN1 | WDS | ST | 67.5 | 56 | 660 | 239290 | 389281.85 |  | IPP CHP | Y | OP |  | Non-Fossil Fuel Type (Less than 10% Fossil Fuel) |  | Eastern
COALST | NC | NC-Eastern | Elizabethtown Power LLC | 10380 | GEN1 | BIT | ST | 34.7 | 32 | 0 | 0 | 0 |  | IPP CHP | Y | OS |  |  |  | Eastern
EXCLUDE | NC | NC-Eastern | Coastal Carolina Clean Power | 10381 | GEN1 | WDS | ST | 44.1 | 27 | 572 | 195620 | 397430.56 |  | IPP CHP | Y | OP |  | Non-Fossil Fuel Type (Less than 10% Fossil Fuel) |  | Eastern
COALST | NC | NC-Eastern | Lumberton | 10382 | GEN1 | BIT | ST | 34.7 | 32 | 0 | 0 | 0 |  | IPP CHP | Y | OS |  |  |  | Eastern
COALST | NC | NC-Eastern | Edgecombe Genco LLC | 10384 | GEN1 | BIT | ST | 57.4 | 57.8 | 1500 | 62858 | 196007.9 |  | IPP CHP | Y | OP |  |  |  | Eastern
COALST | NC | NC-Eastern | Edgecombe Genco LLC | 10384 | GEN2 | BIT | ST | 57.4 | 57.8 | 1500 | 60608 | 220402.83 |  | IPP CHP | Y | OP |  |  |  | Eastern
EXCLUDE | CA | CA-Western | Sycamore Energy 1 | 10387 | 1 | LFG | GT | 0.9 | 0.7 | 0 | 0 | 0 |  | IPP Non-CHP | N | RE | 2010 | Retired prior to 2012 |  | Western
EXCLUDE | CA | CA-Western | Sycamore Energy 1 | 10387 | 1A | LFG | GT | 1.2 | 1.2 | 0 | 3222.22 | 3598.01 |  | IPP Non-CHP | N | OP |  | Non-Fossil Fuel Type (Less than 10% Fossil Fuel) |  | Western
EXCLUDE | CA | CA-Western | Sycamore Energy 1 | 10387 | 2 | LFG | GT | 0.9 | 0.7 | 0 | 0 | 0 |  | IPP Non-CHP | N | RE | 2010 | Retired prior to 2012 |  | Western
EXCLUDE | CA | CA-Western | Sycamore Energy 1 | 10387 | 2A | LFG | GT | 1.2 | 1.2 | 0 | 3222.22 | 3598.01 |  | IPP Non-CHP | N | OP |  | Non-Fossil Fuel Type (Less than 10% Fossil Fuel) |  | Western
EXCLUDE | CA | CA-Western | Sycamore Energy 1 | 10387 | 3 | LFG | GT | 3 | 2.8 | 0 | 8055.56 | 8995.03 |  | IPP Non-CHP | N | OP |  | Non-Fossil Fuel Type (Less than 10% Fossil Fuel) |  | Western
EXCLUDE | CA | CA-Western | GRS Newby I | 10388 | 1 | LFG | IC | 0.5 | 0.5 | 0 | 0 | 0 |  | IPP Non-CHP | N | OP |  | Non-Fossil Fuel Type (Less than 10% Fossil Fuel) |  | Western
EXCLUDE | CA | CA-Western | GRS Newby I | 10388 | 2 | LFG | IC | 0.5 | 0.5 | 0 | 0 | 0 |  | IPP Non-CHP | N | OS |  | Non-Fossil Fuel Type (Less than 10% Fossil Fuel) |  | Western
EXCLUDE | CA | CA-Western | GRS Newby I | 10388 | 3 | LFG | IC | 0.5 | 0.5 | 0 | 0 | 0 |  | IPP Non-CHP | N | OP |  | Non-Fossil Fuel Type (Less than 10% Fossil Fuel) |  | Western
EXCLUDE | CA | CA-Western | GRS Newby I | 10388 | 4 | LFG | IC | 0.5 | 0.5 | 0 | 0 | 0 |  | IPP Non-CHP | N | OP |  | Non-Fossil Fuel Type (Less than 10% Fossil Fuel) |  | Western
EXCLUDE | CA | CA-Western | GRS Newby II | 10389 | 1 | LFG | IC | 1.1 | 1 | 0 | 0 | 0 |  | IPP Non-CHP | N | RE | 2012 | Non-Fossil Fuel Type (Less than 10% Fossil Fuel) |  | Western
EXCLUDE | CA | CA-Western | GRS Newby II | 10389 | 2 | LFG | IC | 1.1 | 1 | 0 | 0 | 0 |  | IPP Non-CHP | N | RE | 2012 | Non-Fossil Fuel Type (Less than 10% Fossil Fuel) |  | Western
EXCLUDE | CA | CA-Western | GRS Newby II | 10389 | 3 | LFG | IC | 1.1 | 1 | 0 | 0 | 0 |  | IPP Non-CHP | N | RE | 2012 | Non-Fossil Fuel Type (Less than 10% Fossil Fuel) |  | Western
EXCLUDE | CA | CA-Western | Guadalupe Power Plant | 10390 | 1 | LFG | IC | 0.5 | 0.5 | 0 | 0 | 0 |  | IPP Non-CHP | N | OP |  | Non-Fossil Fuel Type (Less than 10% Fossil Fuel) |  | Western
EXCLUDE | CA | CA-Western | Guadalupe Power Plant | 10390 | 2 | LFG | IC | 0.5 | 0.5 | 0 | 0 | 0 |  | IPP Non-CHP | N | OP |  | Non-Fossil Fuel Type (Less than 10% Fossil Fuel) |  | Western
EXCLUDE | CA | CA-Western | Guadalupe Power Plant | 10390 | 3 | LFG | IC | 0.5 | 0.5 | 0 | 0 | 0 |  | IPP Non-CHP | N | OP |  | Non-Fossil Fuel Type (Less than 10% Fossil Fuel) |  | Western
EXCLUDE | CA | CA-Western | Guadalupe Power Plant | 10390 | 4 | LFG | IC | 1.1 | 1 | 0 | 0 | 0 |  | IPP Non-CHP | N | OP |  | Non-Fossil Fuel Type (Less than 10% Fossil Fuel) |  | Western
EXCLUDE | CA | CA-Western | GRS Menlo Park | 10391 | 1 | LFG | IC | 0.5 | 0.5 | 0 | 0 | 0 |  | IPP Non-CHP | N | OP |  | Non-Fossil Fuel Type (Less than 10% Fossil Fuel) |  | Western
EXCLUDE | CA | CA-Western | GRS Menlo Park | 10391 | 2 | LFG | IC | 0.5 | 0.5 | 0 | 0 | 0 |  | IPP Non-CHP | N | OP |  | Non-Fossil Fuel Type (Less than 10% Fossil Fuel) |  | Western
EXCLUDE | CA | CA-Western | GRS Menlo Park | 10391 | 3 | LFG | IC | 0.5 | 0.5 | 0 | 0 | 0 |  | IPP Non-CHP | N | OS |  | Non-Fossil Fuel Type (Less than 10% Fossil Fuel) |  | Western
EXCLUDE | CA | CA-Western | GRS Menlo Park | 10391 | 4 | LFG | IC | 0.5 | 0.5 | 0 | 0 | 0 |  | IPP Non-CHP | N | OP |  | Non-Fossil Fuel Type (Less than 10% Fossil Fuel) |  | Western
EXCLUDE | CA | CA-Western | GRS American Canyon | 10392 | 1 | LFG | IC | 0.8 | 0.7 | 0 | 0 | 0 |  | IPP Non-CHP | N | OP |  | Non-Fossil Fuel Type (Less than 10% Fossil Fuel) |  | Western
EXCLUDE | CA | CA-Western | GRS American Canyon | 10392 | 2 | LFG | IC | 0.8 | 0.7 | 0 | 0 | 0 |  | IPP Non-CHP | N | OP |  | Non-Fossil Fuel Type (Less than 10% Fossil Fuel) |  | Western
EXCLUDE | CA | CA-Western | GRS Coyote Canyon | 10395 | GEN1 | LFG | ST | 20 | 17 | 0 | 51121 | 54352.86 |  | IPP Non-CHP | N | OP |  | Non-Fossil Fuel Type (Less than 10% Fossil Fuel) |  | Western
EXCLUDE | IN | IN-Eastern | ArcelorMittal Indiana Harbor West | 10397 | GEN5 | BFG | ST | 12.5 | 3.1 | 0 | 27709.02 | 70138.5 |  | Industrial CHP | Y | OP |  | Commercial/Industrial Unit |  | Eastern
EXCLUDE | IN | IN-Eastern | ArcelorMittal Indiana Harbor West | 10397 | GEN6 | BFG | ST | 12.5 | 3.1 | 0 | 350.17 | 886.37 |  | Industrial CHP | Y | SB |  | Commercial/Industrial Unit |  | Eastern
EXCLUDE | IN | IN-Eastern | ArcelorMittal Indiana Harbor West | 10397 | GEN7 | BFG | ST | 32 | 11.7 | 0 | 59802.44 | 151375.02 |  | Industrial CHP | Y | SB |  | Commercial/Industrial Unit |  | Eastern
EXCLUDE | IN | IN-Eastern | ArcelorMittal Indiana Harbor West | 10397 | GEN8 | BFG | ST | 40 | 11.7 | 0 | 58297 | 147564.38 |  | Industrial CHP | Y | OP |  | Commercial/Industrial Unit |  | Eastern
EXCLUDE | IN | IN-Eastern | ArcelorMittal Indiana Harbor West | 10397 | GEN9 | BFG | ST | 55 | 23.6 | 0 | 197705.4 | 500442.12 |  | Industrial CHP | Y | OP |  | Commercial/Industrial Unit |  | Eastern
EXCLUDE | OH | OH-Eastern | Arcelormittal Cleveland Inc | 10398 | GEN3 | BFG | ST | 10 | 10 | 0 | 53307 | 92546.93 |  | Industrial CHP | Y | OP |  | Commercial/Industrial Unit |  | Eastern
EXCLUDE | OH | OH-Eastern | Arcelormittal Cleveland Inc | 10398 | GEN5 | BFG | ST | 10 | 10 | 0 | 24432 | 42416.69 |  | Industrial CHP | Y | OP |  | Commercial/Industrial Unit |  | Eastern
EXCLUDE | OH | OH-Eastern | Arcelormittal Cleveland Inc | 10398 | GENA | BFG | ST | 15 | 15 | 0 | 43172.87 | 74952.94 |  | Industrial CHP | Y | OS |  | Commercial/Industrial Unit |  | Eastern
EXCLUDE | OH | OH-Eastern | Arcelormittal Cleveland Inc | 10398 | GENB | BFG | ST | 10 | 10 | 0 | 10468 | 18173.62 |  | Industrial CHP | Y | OP |  | Commercial/Industrial Unit |  | Eastern
EXCLUDE | OH | OH-Eastern | Arcelormittal Cleveland Inc | 10398 | GENC | BFG | ST | 23 | 23 | 0 | 107510 | 186649.42 |  | Industrial CHP | Y | OP |  | Commercial/Industrial Unit |  | Eastern
EXCLUDE | IL | IL-Eastern | Little Company of Mary Hospital | 10400 | GEN1 | NG | GT | 3.8 | 3.2 | 0 | 7755.72 | 12525.3 |  | Commercial CHP | Y | RE | 2012 | Commercial/Industrial Unit |  | Eastern
EXCLUDE | CA | CA-Western | Kingsburg Cogen | 10405 | GEN1 | NG | CC | 23.1 | 22 | 390 | 29332.12 | 15780.24 |  | IPP CHP | Y | OP |  | Combined cycle unit (PRMVR=CC) less than or equal to 25MW |  | Western
EXCLUDE | CA | CA-Western | Kingsburg Cogen | 10405 | GEN2 | NG | CC | 13.1 | 11.8 | 390 | 16634.24 | 8948.97 |  | IPP CHP | Y | OP |  | Combined cycle unit (PRMVR=CC) less than or equal to 25MW |  | Western
EXCLUDE | MA | MA-Eastern | Clark University | 10408 | GEN1 | NG | IC | 1.8 | 1.8 | 0 | 0 | 0 |  | Commercial CHP | Y | RE | 2012 | Commercial/Industrial Unit |  | Eastern
EXCLUDE | MA | MA-Eastern | Clark University | 10408 | GEN2 | NG | IC | 2 | 2 | 0 | 0 | 0 |  | Commercial CHP | Y | TS |  | Commercial/Industrial Unit |  | Eastern
EXCLUDE | HI | HI-Hawaii | Kalaheo Hydro | 10412 | KAL | WAT | HY | 1.1 | 1.1 | 0 | 5162 | 0 |  | Industrial Non-CHP | N | OP |  | State not covered under final 111(d) |  | Hawaii
EXCLUDE | HI | HI-Hawaii | Wainiha Hydro | 10413 | WAIA | WAT | HY | 1.8 | 1.7 | 0 | 12615 | 0 |  | Industrial Non-CHP | N | OP |  | State not covered under final 111(d) |  | Hawaii
EXCLUDE | HI | HI-Hawaii | Wainiha Hydro | 10413 | WAIB | WAT | HY | 1.8 | 1.7 | 0 | 12615 | 0 |  | Industrial Non-CHP | N | OP |  | State not covered under final 111(d) |  | Hawaii
EXCLUDE | FL | FL-Eastern | Pensacola Florida Plant | 10416 | GEN1 | NG | ST | 5 | 5 | 0 | 18796 | 81914.13 |  | Industrial CHP | Y | OP |  | Commercial/Industrial Unit |  | Eastern
EXCLUDE | FL | FL-Eastern | Pensacola Florida Plant | 10416 | GEN2 | NG | ST | 5 | 5 | 0 | 23466 | 102266.28 |  | Industrial CHP | Y | OP |  | Commercial/Industrial Unit |  | Eastern
EXCLUDE | FL | FL-Eastern | Pensacola Florida Plant | 10416 | GEN3 | NG | ST | 6 | 6 | 0 | 720 | 3137.8 |  | Industrial CHP | Y | OP |  | Commercial/Industrial Unit |  | Eastern
EXCLUDE | FL | FL-Eastern | Pensacola Florida Plant | 10416 | GEN4 | NG | GT | 86 | 82 | 0 | 645759 | 447015.53 |  | Industrial CHP | Y | OP |  | Commercial/Industrial Unit |  | Eastern
EXCLUDE | MA | MA-Eastern | Indian Orchard Plant 1 | 10417 | TG | BIT | ST | 5.7 | 3.5 | 0 | 23509 | 143342.9 |  | Industrial CHP | Y | OP |  | Commercial/Industrial Unit |  | Eastern
EXCLUDE | TX | TX-ERCOT | Ascend Performance Materials Texas Inc. | 10418 | GEN1 | OG | ST | 6 | 5.2 | 0 | 6704.64 | 5694.53 |  | Industrial CHP | Y | OP |  | Commercial/Industrial Unit |  | ERCOT
EXCLUDE | TX | TX-ERCOT | Ascend Performance Materials Texas Inc. | 10418 | GEN2 | OG | ST | 1.2 | 1.2 | 0 | 0 | 0 |  | Industrial CHP | Y | RE | 2005 | Commercial/Industrial Unit |  | ERCOT
EXCLUDE | TX | TX-ERCOT | Ascend Performance Materials Texas Inc. | 10418 | GEN3 | OG | ST | 2 | 2 | 0 | 0 | 0 |  | Industrial CHP | Y | RE | 2005 | Commercial/Industrial Unit |  | ERCOT
EXCLUDE | TX | TX-ERCOT | Ascend Performance Materials Texas Inc. | 10418 | GEN4 | OG | ST | 46.1 | 42.5 | 0 | 233399.46 | 198235.97 |  | Industrial CHP | Y | OP |  | Commercial/Industrial Unit |  | ERCOT
EXCLUDE | CO | CO-Western | Manchief Electric Generating Station | 55127 | UN2 | NG | GT | 150 | 132 | 1553 | 88699 | 59139.78 |  | IPP Non-CHP | N | OP |  | Simple cycle unit |  | Western
EXCLUDE | CO | CO-Western | Manitou Springs | 494 | 1 | WAT | HY | 2.5 | 2.5 | 0 | 6867.92 | 0 |  | Electric Utility | N | OP |  | Non Combustion (NUC, WAT, WND, GEO, or SUN) |  | Western
EXCLUDE | CO | CO-Western | Manitou Springs | 494 | 2 | WAT | HY | 2.5 | 2.6 | 0 | 6867.92 | 0 |  | Electric Utility | N | OP |  | Non Combustion (NUC, WAT, WND, GEO, or SUN) |  | Western
EXCLUDE | CO | CO-Western | Manitou Springs | 494 | 3 | WAT | HY | 1 | 0.5 | 0 | 2747.17 | 0 |  | Electric Utility | N | OP |  | Non Combustion (NUC, WAT, WND, GEO, or SUN) |  | Western
COALST | CO | CO-Western | Martin Drake | 492 | 5 | SUB | ST | 50 | 46 | 625 | 334776 | 438632.92 |  | Electric Utility | N | OP |  |  |  | Western
EXCLUDE | TX | TX-Eastern | TempleInland | 10425 | TG | BLQ | ST | 48 | 36.8 | 0 | 259850.46 | 1402894.16 |  | Industrial CHP | Y | OP |  | Commercial/Industrial Unit |  | Eastern
EXCLUDE | GA | GA-Eastern | Inland Paperboard Packaging Rome | 10426 | GEN1 | BLQ | ST | 7.5 | 7 | 0 | 0 | 0 |  | Industrial CHP | Y | RE | 2001 | Commercial/Industrial Unit |  | Eastern
EXCLUDE | GA | GA-Eastern | Inland Paperboard Packaging Rome | 10426 | GEN2 | BLQ | ST | 5 | 5 | 0 | 42059.22 | 206194.85 |  | Industrial CHP | Y | OP |  | Commercial/Industrial Unit |  | Eastern
EXCLUDE | GA | GA-Eastern | Inland Paperboard Packaging Rome | 10426 | GEN3 | BLQ | ST | 5 | 5 | 0 | 39724.73 | 194750.06 |  | Industrial CHP | Y | OP |  | Commercial/Industrial Unit |  | Eastern
EXCLUDE | GA | GA-Eastern | Inland Paperboard Packaging Rome | 10426 | GEN4 | BLQ | ST | 22 | 20 | 0 | 135182.39 | 661198.34 |  | Industrial CHP | Y | OP |  | Commercial/Industrial Unit |  | Eastern
EXCLUDE | GA | GA-Eastern | Inland Paperboard Packaging Rome | 10426 | GEN5 | BLQ | ST | 38.4 | 31 | 0 | 214617.45 | 1052159.64 |  | Industrial CHP | Y | OP |  | Commercial/Industrial Unit |  | Eastern
EXCLUDE | CA | CA-Western | New-Indy Ontario Mill | 10427 | GEN1 | NG | GT | 34 | 34 | 0 | 275868 | 192495.01 |  | Industrial CHP | Y | OP |  | Commercial/Industrial Unit |  | Western
EXCLUDE | MO | MO-Eastern | Anheuser-Busch St Louis | 10430 | GEN1 | BIT | ST | 11 | 11 | 0 | 21613.08 | 88705.25 |  | Industrial CHP | Y | OP |  | Commercial/Industrial Unit |  | Eastern
EXCLUDE | MO | MO-Eastern | Anheuser-Busch St Louis | 10430 | GEN3 | BIT | ST | 11 | 11 | 0 | 50412.87 | 206906.48 |  | Industrial CHP | Y | OP |  | Commercial/Industrial Unit |  | Eastern
EXCLUDE | MO | MO-Eastern | Anheuser-Busch St Louis | 10430 | GEN4 | BIT | ST | 4.1 | 4.1 | 0 | 869.07 | 3566.88 |  | Industrial CHP | Y | OP |  | Commercial/Industrial Unit |  | Eastern
EXCLUDE | FL | FL-Eastern | Anheuser-Busch Jacksonville | 10431 | GEN1 | NG | GT | 8.6 | 8.6 | 0 | 58390.36 | 47936.43 |  | Industrial CHP | Y | OP |  | Commercial/Industrial Unit |  | Eastern
EXCLUDE | PA | PA-Eastern | Oakland Dam Hydroelectric | 10433 | 1 | WAT | HY | 0.5 | 0.5 | 0 | 0 | 0 |  | IPP Non-CHP | N | OS |  | Non Combustion (NUC, WAT, WND, GEO, or SUN) |  | Eastern
EXCLUDE | PA | PA-Eastern | Oakland Dam Hydroelectric | 10433 | 2 | WAT | HY | 0.5 | 0.5 | 0 | 0 | 0 |  | IPP Non-CHP | N | OS |  | Non Combustion (NUC, WAT, WND, GEO, or SUN) |  | Eastern
EXCLUDE | PA | PA-Eastern | Oakland Dam Hydroelectric | 10433 | 3 | WAT | HY | 0.5 | 0.5 | 0 | 0 | 0 |  | IPP Non-CHP | N | OS |  | Non Combustion (NUC, WAT, WND, GEO, or SUN) |  | Eastern
EXCLUDE | FL | FL-Eastern | Mosiac New Wales Operations | 10434 | TG1 | WH | ST | 10 | 8 | 0 | 40383.98 | 0 |  | Industrial CHP | Y | OS |  | Commercial/Industrial Unit |  | Eastern
EXCLUDE | FL | FL-Eastern | Mosiac New Wales Operations | 10434 | TG2 | WH | ST | 58.5 | 48 | 0 | 236246.28 | 0 |  | Industrial CHP | Y | OP |  | Commercial/Industrial Unit |  | Eastern
EXCLUDE | FL | FL-Eastern | Mosiac New Wales Operations | 10434 | TG3 | WH | ST | 32 | 32 | 0 | 129228.74 | 0 |  | Industrial CHP | Y | OP |  | Commercial/Industrial Unit |  | Eastern
EXCLUDE | NJ | NJ-Eastern | Camden Resource Recovery Facility | 10435 | TGA | MSW | ST | 17.5 | 15 | 0 | 60675 | 144608.23 |  | IPP Non-CHP | N | OP |  | Non-Fossil Fuel Type (Less than 10% Fossil Fuel) |  | Eastern
EXCLUDE | NJ | NJ-Eastern | Camden Resource Recovery Facility | 10435 | TGB | MSW | ST | 17.5 | 15 | 0 | 78364 | 186766.86 |  | IPP Non-CHP | N | OP |  | Non-Fossil Fuel Type (Less than 10% Fossil Fuel) |  | Eastern
EXCLUDE | TX | TX-ERCOT | ExxonMobil Baytown Refinery | 10436 | GT35 | NG | GT | 14.5 | 12.3 | 0 | 0 | 0 |  | Industrial CHP | Y | RE | 2005 | Commercial/Industrial Unit |  | ERCOT
EXCLUDE | TX | TX-ERCOT | ExxonMobil Baytown Refinery | 10436 | GT36 | NG | GT | 15.2 | 12.9 | 0 | 0 | 0 |  | Industrial CHP | Y | RE | 2005 | Commercial/Industrial Unit |  | ERCOT
EXCLUDE | TX | TX-ERCOT | ExxonMobil Baytown Refinery | 10436 | GT37 | NG | GT | 17.2 | 14.6 | 0 | 0 | 0 |  | Industrial CHP | Y | RE | 2005 | Commercial/Industrial Unit |  | ERCOT
EXCLUDE | TX | TX-ERCOT | ExxonMobil Baytown Refinery | 10436 | GT38 | NG | GT | 36.5 | 31 | 0 | 226947.24 | 193318.86 |  | Industrial CHP | Y | OP |  | Commercial/Industrial Unit |  | ERCOT
EXCLUDE | TX | TX-ERCOT | ExxonMobil Baytown Refinery | 10436 | GT41 | NG | GT | 24.2 | 17 | 0 | 150469.13 | 128173.05 |  | Industrial CHP | Y | OP |  | Commercial/Industrial Unit |  | ERCOT
EXCLUDE | TX | TX-ERCOT | ExxonMobil Baytown Refinery | 10436 | GT42 | NG | GT | 24.2 | 17 | 0 | 150469.13 | 128173.05 |  | Industrial CHP | Y | OP |  | Commercial/Industrial Unit |  | ERCOT
EXCLUDE | TX | TX-ERCOT | ExxonMobil Baytown Refinery | 10436 | GT43 | NG | GT | 24.2 | 17 | 0 | 150469.13 | 128173.05 |  | Industrial CHP | Y | OP |  | Commercial/Industrial Unit |  | ERCOT
EXCLUDE | TX | TX-ERCOT | ExxonMobil Baytown Refinery | 10436 | GT44 | NG | GT | 24.2 | 17 | 0 | 150469.13 | 128173.05 |  | Industrial CHP | Y | OP |  | Commercial/Industrial Unit |  | ERCOT
EXCLUDE | TX | TX-ERCOT | ExxonMobil Baytown Refinery | 10436 | GT45 | NG | GT | 36.5 | 31 | 0 | 226947.24 | 193318.86 |  | Industrial CHP | Y | OP |  | Commercial/Industrial Unit |  | ERCOT
EXCLUDE | TX | TX-ERCOT | ExxonMobil Baytown Refinery | 10436 | ST33 | NG | ST | 7.5 | 7 | 0 | 0 | 0 |  | Industrial CHP | Y | RE | 2003 | Commercial/Industrial Unit |  | ERCOT
EXCLUDE | TX | TX-ERCOT | ExxonMobil Baytown Refinery | 10436 | ST34 | WH | ST | 7.5 | 7 | 0 | 0 | 0 |  | Industrial CHP | N | OP |  | Commercial/Industrial Unit |  | ERCOT
EXCLUDE | CA | CA-Western | SEGS I | 10437 | GEN1 | SUN | ST | 13.8 | 13.8 | 0 | 3042 | 0 |  | IPP Non-CHP | N | OP |  | Non Combustion (NUC, WAT, WND, GEO, or SUN) |  | Western
EXCLUDE | CA | CA-Western | SEGS II | 10438 | GEN1 | SUN | ST | 30 | 30 | 0 | 12079 | 0 |  | IPP Non-CHP | N | OP |  | Non Combustion (NUC, WAT, WND, GEO, or SUN) |  | Western
EXCLUDE | CA | CA-Western | SEGS III | 10439 | GEN1 | SUN | ST | 34.2 | 36 | 0 | 14060 | 0 |  | IPP Non-CHP | N | OP |  | Non Combustion (NUC, WAT, WND, GEO, or SUN) |  | Western
EXCLUDE | CA | CA-Western | SEGS IV | 10440 | GEN1 | SUN | ST | 34.2 | 36 | 0 | 16303 | 0 |  | IPP Non-CHP | N | OP |  | Non Combustion (NUC, WAT, WND, GEO, or SUN) |  | Western
EXCLUDE | CA | CA-Western | SEGS V | 10441 | GEN1 | SUN | ST | 34.2 | 36 | 0 | 18504 | 0 |  | IPP Non-CHP | N | OP |  | Non Combustion (NUC, WAT, WND, GEO, or SUN) |  | Western
EXCLUDE | CA | CA-Western | SEGS VI | 10442 | GEN1 | SUN | ST | 35 | 36 | 0 | 22546 | 0 |  | IPP Non-CHP | N | OP |  | Non Combustion (NUC, WAT, WND, GEO, or SUN) |  | Western
EXCLUDE | CA | CA-Western | SEGS VII | 10443 | GEN1 | SUN | ST | 35 | 36 | 0 | 23815 | 0 |  | IPP Non-CHP | N | OP |  | Non Combustion (NUC, WAT, WND, GEO, or SUN) |  | Western
EXCLUDE | CA | CA-Western | SEGS VIII | 10444 | GEN1 | SUN | ST | 92 | 88 | 0 | 56880 | 0 |  | IPP Non-CHP | N | OP |  | Non Combustion (NUC, WAT, WND, GEO, or SUN) |  | Western
EXCLUDE | CA | CA-Western | SEGS IX | 10446 | GEN1 | SUN | ST | 92 | 88 | 0 | 60255 | 0 |  | IPP Non-CHP | N | OP |  | Non Combustion (NUC, WAT, WND, GEO, or SUN) |  | Western
EXCLUDE | WI | WI-Eastern | LAC Courte Oreilles Hydroelect | 10453 | U1 | WAT | HY | 0.2 | 0.2 | 0 | 131.24 | 0 |  | Commercial Non-CHP | N | OA |  | Commercial/Industrial Unit |  | Eastern
EXCLUDE | WI | WI-Eastern | LAC Courte Oreilles Hydroelect | 10453 | U2 | WAT | HY | 1.6 | 1.5 | 0 | 1049.88 | 0 |  | Commercial Non-CHP | N | OA |  | Commercial/Industrial Unit |  | Eastern
EXCLUDE | WI | WI-Eastern | LAC Courte Oreilles Hydroelect | 10453 | U3 | WAT | HY | 1.6 | 1.5 | 0 | 1049.88 | 0 |  | Commercial Non-CHP | N | OA |  | Commercial/Industrial Unit |  | Eastern
EXCLUDE | CA | CA-Western | Muck Valley Hydroelectric | 10458 | GEN1 | WAT | HY | 29.9 | 29.9 | 0 | 29435 | 0 |  | IPP Non-CHP | N | OP |  | Non Combustion (NUC, WAT, WND, GEO, or SUN) |  | Western
COALST | NY | NY-Eastern | Black River Generation | 10464 | GEN1 | BIT | ST | 55.5 | 55 | 0 | 0 | 0 |  | Electric Utility | N | OA |  |  |  | Eastern
EXCLUDE | WI | WI-Eastern | Wisconsin Rapids Paper Mill | 10466 | GEN1 | PUR | ST | 7.5 | 7.5 | 0 | 11628.25 | 0 |  | Industrial CHP | Y | SB |  | Commercial/Industrial Unit |  | Eastern
EXCLUDE | WI | WI-Eastern | Wisconsin Rapids Paper Mill | 10466 | GEN2 | PUR | ST | 8.3 | 8.6 | 0 | 12868.59 | 0 |  | Industrial CHP | Y | OP |  | Commercial/Industrial Unit |  | Eastern
EXCLUDE | WI | WI-Eastern | Wisconsin Rapids Paper Mill | 10466 | GEN3 | PUR | ST | 5 | 5 | 0 | 7752.16 | 0 |  | Industrial CHP | Y | SB |  | Commercial/Industrial Unit |  | Eastern
EXCLUDE | NY | NY-Eastern | Fourth Branch Hydroelectric Facility | 10467 | 1 | WAT | HY | 3.3 | 0.8 | 0 | 15013 | 0 |  | IPP Non-CHP | N | OP |  | Non Combustion (NUC, WAT, WND, GEO, or SUN) |  | Eastern
EXCLUDE | CA | CA-Western | Bear Canyon Power Plant | 10469 | BVC1 | GEO | ST | 12.2 | 10 | 0 | 49169 | 0 |  | IPP Non-CHP | N | OP |  | Non Combustion (NUC, WAT, WND, GEO, or SUN) |  | Western
EXCLUDE | CA | CA-Western | Bear Canyon Power Plant | 10469 | BVC2 | GEO | ST | 12.2 | 10 | 0 | 49169 | 0 |  | IPP Non-CHP | N | OP |  | Non Combustion (NUC, WAT, WND, GEO, or SUN) |  | Western
EXCLUDE | CA | CA-Western | Spadra Landfill Gas to Energy | 10471 | GEN1 | LFG | ST | 10.6 | 5 | 0 | 35971 | 31939.48 |  | Commercial Non-CHP | N | OP |  | Commercial/Industrial Unit |  | Western
EXCLUDE | CA | CA-Western | Puente Hills Energy Recovery | 10472 | GEN1 | LFG | ST | 50 | 45 | 0 | 401639 | 265117.55 |  | Commercial Non-CHP | N | OP |  | Commercial/Industrial Unit |  | Western
EXCLUDE | CA | CA-Western | Puente Hills Energy Recovery | 10472 | GEN2 | LFG | GT | 2.8 | 1.1 | 0 | 5654 | 6691.4 |  | Commercial Non-CHP | N | OP |  | Commercial/Industrial Unit |  | Western
EXCLUDE | CA | CA-Western | Puente Hills Energy Recovery | 10472 | GEN3 | LFG | IC | 3.3 | 2.7 | 0 | 0 | 0 |  | Commercial Non-CHP | N | OP |  | Commercial/Industrial Unit |  | Western
EXCLUDE | CA | CA-Western | Puente Hills Energy Recovery | 10472 | GEN4 | LFG | IC | 3.3 | 2.7 | 0 | 0 | 0 |  | Commercial Non-CHP | N | OP |  | Commercial/Industrial Unit |  | Western
EXCLUDE | CA | CA-Western | Puente Hills Energy Recovery | 10472 | GEN5 | LFG | IC | 3.3 | 2.7 | 0 | 0 | 0 |  | Commercial Non-CHP | N | OP |  | Commercial/Industrial Unit |  | Western
EXCLUDE | CA | CA-Western | Palos Verdes Gas to Energy | 10473 | GEN1 | LFG | ST | 13 | 2.5 | 0 | 0 | 0 |  | Commercial Non-CHP | N | RE | 2011 | Commercial/Industrial Unit |  | Western
EXCLUDE | IN | IN-Eastern | 4 AC Station | 10474 | 14TG | BIT | ST | 67.5 | 63.3 | 0 | 0 | 0 |  | Industrial CHP | Y | RE | 1999 | Commercial/Industrial Unit |  | Eastern
EXCLUDE | IN | IN-Eastern | 4 AC Station | 10474 | 15TG | BIT | ST | 67.5 | 63.3 | 0 | 0 | 0 |  | Industrial CHP | Y | RE | 1999 | Commercial/Industrial Unit |  | Eastern
EXCLUDE | IN | IN-Eastern | Expander Turbine | 10475 | 16TG | BFG | OT | 20 | 18.8 | 0 | 108105 | 0 |  | Industrial Non-CHP | N | OP |  | Commercial/Industrial Unit |  | Eastern
EXCLUDE | WI | WI-Eastern | Whiting Mill | 10476 | GEN4 | SUB | ST | 4.1 | 4.1 | 0 | 0 | 0 |  | Industrial CHP | Y | OP |  | Commercial/Industrial Unit |  | Eastern
EXCLUDE | WI | WI-Eastern | Wisconsin Rapids Pulp Mill | 10477 | GEN1 | BLQ | ST | 32 | 27.2 | 0 | 199751 | 861644.79 |  | Industrial CHP | Y | OP |  | Commercial/Industrial Unit |  | Eastern
EXCLUDE | WI | WI-Eastern | Wisconsin Rapids Pulp Mill | 10477 | GEN2 | BLQ | ST | 40.3 | 37.5 | 0 | 162580 | 701304.18 |  | Industrial CHP | Y | OP |  | Commercial/Industrial Unit |  | Eastern
EXCLUDE | CA | CA-Western | Pitchess Cogen Station | 10478 | GEN1 | NG | CC | 20.9 | 21.5 | 0 | 148844.93 | 80328.31 |  | Commercial CHP | Y | OP |  | Commercial/Industrial Unit |  | Western
EXCLUDE | CA | CA-Western | Pitchess Cogen Station | 10478 | GEN2 | NG | CC | 7.4 | 5.7 | 0 | 52701.07 | 28441.6 |  | Commercial CHP | Y | OP |  | Commercial/Industrial Unit |  | Western
EXCLUDE | CA | CA-Western | Ples I | 10479 | T101 | GEO | BT | 5 | 4.5 | 0 | 35940.33 | 0 |  | IPP Non-CHP | N | OP |  | Non Combustion (NUC, WAT, WND, GEO, or SUN) |  | Western
EXCLUDE | CA | CA-Western | Ples I | 10479 | T102 | GEO | BT | 5 | 5.5 | 0 | 35940.33 | 0 |  | IPP Non-CHP | N | OP |  | Non Combustion (NUC, WAT, WND, GEO, or SUN) |  | Western
EXCLUDE | CA | CA-Western | Ples I | 10479 | T103 | GEO | BT | 5 | 5.5 | 0 | 35940.33 | 0 |  | IPP Non-CHP | N | OP |  | Non Combustion (NUC, WAT, WND, GEO, or SUN) |  | Western
EXCLUDE | CA | CA-Western | Mammoth Pacific I | 10480 | GEN1 | GEO | BT | 5 | 3.2 | 0 | 8943 | 0 |  | IPP Non-CHP | N | OP |  | Non Combustion (NUC, WAT, WND, GEO, or SUN) |  | Western
EXCLUDE | CA | CA-Western | Mammoth Pacific I | 10480 | GEN2 | GEO | BT | 5 | 2.6 | 0 | 8943 | 0 |  | IPP Non-CHP | N | OP |  | Non Combustion (NUC, WAT, WND, GEO, or SUN) |  | Western
EXCLUDE | CA | CA-Western | Mammoth Pacific II | 10481 | 1 | GEO | BT | 5 | 3 | 0 | 14259.5 | 0 |  | IPP Non-CHP | N | OP |  | Non Combustion (NUC, WAT, WND, GEO, or SUN) |  | Western
EXCLUDE | CA | CA-Western | Mammoth Pacific II | 10481 | 2 | GEO | BT | 5 | 3 | 0 | 14259.5 | 0 |  | IPP Non-CHP | N | OP |  | Non Combustion (NUC, WAT, WND, GEO, or SUN) |  | Western
EXCLUDE | CA | CA-Western | Mammoth Pacific II | 10481 | 3 | GEO | BT | 5 | 3 | 0 | 14259.5 | 0 |  | IPP Non-CHP | N | OP |  | Non Combustion (NUC, WAT, WND, GEO, or SUN) |  | Western
EXCLUDE | CA | CA-Western | Mammoth Pacific II | 10481 | T101 | GEO | BT | 5 | 3.8 | 0 | 14259.5 | 0 |  | IPP Non-CHP | N | OP |  | Non Combustion (NUC, WAT, WND, GEO, or SUN) |  | Western
EXCLUDE | CA | CA-Western | Mammoth Pacific II | 10481 | T102 | GEO | BT | 5 | 4.6 | 0 | 14259.5 | 0 |  | IPP Non-CHP | N | OP |  | Non Combustion (NUC, WAT, WND, GEO, or SUN) |  | Western
EXCLUDE | CA | CA-Western | Mammoth Pacific II | 10481 | T103 | GEO | BT | 5 | 4.2 | 0 | 14259.5 | 0 |  | IPP Non-CHP | N | OP |  | Non Combustion (NUC, WAT, WND, GEO, or SUN) |  | Western
EXCLUDE | MD | MD-Eastern | RG Steel Sparrows Point, LLC | 10485 | GEN1 | BFG | ST | 30 | 152.3 | 632.75 | 26331 | 115535.11 |  | Industrial CHP | Y | RE | 2012 | Commercial/Industrial Unit |  | Eastern
EXCLUDE | MD | MD-Eastern | RG Steel Sparrows Point, LLC | 10485 | GEN2 | BFG | ST | 30 |  | 632.75 | 61217 | 268607.83 |  | Industrial CHP | Y | RE | 2012 | Commercial/Industrial Unit |  | Eastern
EXCLUDE | MD | MD-Eastern | RG Steel Sparrows Point, LLC | 10485 | GEN3 | BFG | ST | 30 |  | 632.75 | 0 | 0 |  | Industrial CHP | Y | RE | 2012 | Commercial/Industrial Unit |  | Eastern
EXCLUDE | MD | MD-Eastern | RG Steel Sparrows Point, LLC | 10485 | GEN4 | BFG | ST | 30 |  | 632.75 | 61928 | 271727.55 |  | Industrial CHP | Y | RE | 2012 | Commercial/Industrial Unit |  | Eastern
EXCLUDE | MN | MN-Eastern | Boise Cascade International Falls | 10486 | GEN1 | NG | ST | 4 | 4 | 0 | 25396.1 | 79394.98 |  | Industrial CHP | Y | OP |  | Commercial/Industrial Unit |  | Eastern
EXCLUDE | MN | MN-Eastern | Boise Cascade International Falls | 10486 | GEN2 | NG | ST | 4 | 4 | 0 | 11387.24 | 35599.55 |  | Industrial CHP | Y | OP |  | Commercial/Industrial Unit |  | Eastern
EXCLUDE | MN | MN-Eastern | Boise Cascade International Falls | 10486 | GEN3 | NG | ST | 7.5 | 7.5 | 0 | 58170.17 | 181855.51 |  | Industrial CHP | Y | OP |  | Commercial/Industrial Unit |  | Eastern
EXCLUDE | MN | MN-Eastern | Boise Cascade International Falls | 10486 | GEN4 | NG | ST | 7.5 | 7.5 | 0 | 48036.13 | 151538.38 |  | Industrial CHP | Y | OP |  | Commercial/Industrial Unit |  | Eastern
EXCLUDE | MN | MN-Eastern | Boise Cascade International Falls | 10486 | GEN5 | NG | ST | 6.2 | 6.2 | 0 | 45730.45 | 142965.6 |  | Industrial CHP | Y | OP |  | Commercial/Industrial Unit |  | Eastern
EXCLUDE | MN | MN-Eastern | International Falls Power | 10487 | GEN1 | WAT | HY | 2.2 | 2.2 | 0 | 7700 | 0 |  | Industrial Non-CHP | N | OP |  | Commercial/Industrial Unit |  | Eastern
EXCLUDE | MN | MN-Eastern | International Falls Power | 10487 | GEN2 | WAT | HY | 2.2 | 2.2 | 0 | 7700 | 0 |  | Industrial Non-CHP | N | OP |  | Commercial/Industrial Unit |  | Eastern
EXCLUDE | MN | MN-Eastern | International Falls Power | 10487 | GEN3 | WAT | HY | 2.2 | 2.2 | 0 | 7700 | 0 |  | Industrial Non-CHP | N | OP |  | Commercial/Industrial Unit |  | Eastern
EXCLUDE | MN | MN-Eastern | International Falls Power | 10487 | GEN4 | WAT | HY | 2.2 | 2.2 | 0 | 7700 | 0 |  | Industrial Non-CHP | N | OP |  | Commercial/Industrial Unit |  | Eastern
EXCLUDE | MN | MN-Eastern | International Falls Power | 10487 | GEN5 | WAT | HY | 2.2 | 2.2 | 0 | 7700 | 0 |  | Industrial Non-CHP | N | OP |  | Commercial/Industrial Unit |  | Eastern
EXCLUDE | MN | MN-Eastern | International Falls Power | 10487 | GEN6 | WAT | HY | 1.6 | 1.6 | 0 | 5600 | 0 |  | Industrial Non-CHP | N | OP |  | Commercial/Industrial Unit |  | Eastern
EXCLUDE | MN | MN-Eastern | International Falls Power | 10487 | GEN7 | WAT | HY | 1.6 | 1.6 | 0 | 5600 | 0 |  | Industrial Non-CHP | N | OP |  | Commercial/Industrial Unit |  | Eastern
EXCLUDE | LA | LA-Eastern | DeRidder Mill | 10488 | TG | BLQ | ST | 61.5 | 61.5 | 0 | 352465 | 1599680.57 |  | Industrial CHP | Y | OP |  | Commercial/Industrial Unit |  | Eastern
EXCLUDE | ME | ME-Eastern | Mead Rumford Cogen | 10491 | 3STG | RFO | ST | 12.5 | 12.5 | 0 | 0 | 14165.6 |  | Industrial CHP | Y | SB |  | Commercial/Industrial Unit |  | Eastern
EXCLUDE | ME | ME-Eastern | Rumford Falls Hydro Facility | 10493 | GEN1 | WAT | HY | 8.1 | 8.1 | 0 | 52000 | 0 |  | IPP Non-CHP | N | OP |  | Non Combustion (NUC, WAT, WND, GEO, or SUN) |  | Eastern
EXCLUDE | ME | ME-Eastern | Rumford Falls Hydro Facility | 10493 | GEN2 | WAT | HY | 8.1 | 8.1 | 0 | 52000 | 0 |  | IPP Non-CHP | N | OP |  | Non Combustion (NUC, WAT, WND, GEO, or SUN) |  | Eastern
EXCLUDE | ME | ME-Eastern | Rumford Falls Hydro Facility | 10493 | GEN3 | WAT | HY | 8.8 | 8.8 | 0 | 56493.82 | 0 |  | IPP Non-CHP | N | OP |  | Non Combustion (NUC, WAT, WND, GEO, or SUN) |  | Eastern
EXCLUDE | ME | ME-Eastern | Rumford Falls Hydro Facility | 10493 | GEN4 | WAT | HY | 4.3 | 4.3 | 0 | 27604.94 | 0 |  | IPP Non-CHP | N | SB |  | Non Combustion (NUC, WAT, WND, GEO, or SUN) |  | Eastern
EXCLUDE | ME | ME-Eastern | Rumford Falls Hydro Facility | 10493 | GEN5 | WAT | HY | 7.6 | 7.6 | 0 | 48790.12 | 0 |  | IPP Non-CHP | N | OP |  | Non Combustion (NUC, WAT, WND, GEO, or SUN) |  | Eastern
EXCLUDE | ME | ME-Eastern | Rumford Falls Hydro Facility | 10493 | GEN6 | WAT | HY | 7.6 | 7.6 | 0 | 48790.12 | 0 |  | IPP Non-CHP | N | OP |  | Non Combustion (NUC, WAT, WND, GEO, or SUN) |  | Eastern
EXCLUDE | VT | VT-Eastern | Sheldon Springs Hydroelectric | 10494 | IG-1 | WAT | HY | 1.8 | 1.7 | 0 | 4006.43 | 0 |  | IPP Non-CHP | N | OP |  | State not covered under final 111(d) |  | Eastern
EXCLUDE | VT | VT-Eastern | Sheldon Springs Hydroelectric | 10494 | IG-2 | WAT | HY | 1.8 | 1.7 | 0 | 4006.43 | 0 |  | IPP Non-CHP | N | OP |  | State not covered under final 111(d) |  | Eastern
EXCLUDE | VT | VT-Eastern | Sheldon Springs Hydroelectric | 10494 | IG-3 | WAT | HY | 0.2 | 0.2 | 0 | 445.16 | 0 |  | IPP Non-CHP | N | OP |  | State not covered under final 111(d) |  | Eastern
EXCLUDE | VT | VT-Eastern | Sheldon Springs Hydroelectric | 10494 | SG-1 | WAT | HY | 10.2 | 9.7 | 0 | 22703.1 | 0 |  | IPP Non-CHP | N | OP |  | State not covered under final 111(d) |  | Eastern
EXCLUDE | VT | VT-Eastern | Sheldon Springs Hydroelectric | 10494 | SG-2 | WAT | HY | 10.2 | 9.7 | 0 | 22703.1 | 0 |  | IPP Non-CHP | N | OP |  | State not covered under final 111(d) |  | Eastern
EXCLUDE | VT | VT-Eastern | Sheldon Springs Hydroelectric | 10494 | SG-3 | WAT | HY | 1 | 1 | 0 | 2225.79 | 0 |  | IPP Non-CHP | N | OP |  | State not covered under final 111(d) |  | Eastern
EXCLUDE | ME | ME-Eastern | Rumford Cogeneration | 10495 | GEN1 | BLQ | ST | 102.6 | 85 | 0 | 622028 | 1312573.13 |  | IPP CHP | Y | OP |  | Other steam unit |  | Eastern
EXCLUDE | CA | CA-Western | Kern River Cogeneration | 10496 | GTAG | NG | GT | 75 | 72 | 0 | 323967.5 | 232939.47 |  | IPP CHP | Y | OP |  | Simple cycle unit |  | Western
EXCLUDE | CA | CA-Western | Kern River Cogeneration | 10496 | GTBG | NG | GT | 75 | 72 | 0 | 323967.5 | 232939.47 |  | IPP CHP | Y | OP |  | Simple cycle unit |  | Western
EXCLUDE | CA | CA-Western | Kern River Cogeneration | 10496 | GTCG | NG | GT | 75 | 72 | 0 | 323967.5 | 232939.47 |  | IPP CHP | Y | OP |  | Simple cycle unit |  | Western
EXCLUDE | CA | CA-Western | Kern River Cogeneration | 10496 | GTDG | NG | GT | 75 | 72 | 0 | 323967.5 | 232939.47 |  | IPP CHP | Y | OP |  | Simple cycle unit |  | Western
EXCLUDE | IL | IL-Eastern | Klein Tools Chicago | 10498 | 17 | DFO | IC | 1.5 | 1.5 | 0 | 0 | 0 |  | Industrial Non-CHP | N | RE | 2012 | Commercial/Industrial Unit |  | Eastern
EXCLUDE | KS | KS-Eastern | Klein Tools Moran | 10499 | 696 | DFO | IC | 1.5 | 1.5 | 0 | 0 | 0 |  | Industrial Non-CHP | N | RE | 2003 | Commercial/Industrial Unit |  | Eastern
EXCLUDE | KS | KS-Eastern | Klein Tools Moran | 10499 | 697 | DFO | IC | 1.5 | 1.5 | 0 | 0 | 0 |  | Industrial Non-CHP | N | RE | 2003 | Commercial/Industrial Unit |  | Eastern
EXCLUDE | CA | CA-Western | Mid-Set Cogeneration | 10501 | K100 | NG | GT | 39.1 | 36 | 0 | 273074 | 212188.75 |  | IPP CHP | Y | OP |  | Simple cycle unit |  | Western
EXCLUDE | CA | CA-Western | Thermal Energy Dev Partnshp LP | 10502 | GEN1 | WDS | ST | 23 | 19.5 | 0 | 126877 | 241914.57 |  | IPP Non-CHP | N | OP |  | Non-Fossil Fuel Type (Less than 10% Fossil Fuel) |  | Western
EXCLUDE | NY | NY-Eastern | Wheelabrator Hudson Falls | 10503 | GEN1 | MSW | ST | 14.4 | 11.5 | 0 | 81239 | 182765.66 |  | IPP Non-CHP | N | OP |  | Non-Fossil Fuel Type (Less than 10% Fossil Fuel) |  | Eastern
EXCLUDE | ID | ID-Western | Amalgamated Sugar Twin Falls | 10504 | 1500 | BIT | ST | 1.5 | 1.2 | 0 | 7584 | 46734.65 |  | Industrial CHP | Y | OP |  | Commercial/Industrial Unit |  | Western
EXCLUDE | ID | ID-Western | Amalgamated Sugar Twin Falls | 10504 | 2500 | BIT | ST | 2.5 | 2.3 | 0 | 17366 | 107013.97 |  | Industrial CHP | Y | OP |  | Commercial/Industrial Unit |  | Western
EXCLUDE | ID | ID-Western | Amalgamated Sugar Twin Falls | 10504 | 4000 | BIT | ST | 6.2 | 5 | 0 | 26101 | 160841.4 |  | Industrial CHP | Y | OP |  | Commercial/Industrial Unit |  | Western
EXCLUDE | NY | NY-Eastern | Finch Paper | 10511 | GEN6 | RFO | ST | 29 | 23 | 0 | 153247.55 | 502596.55 |  | Industrial CHP | Y | OP |  | Commercial/Industrial Unit |  | Eastern
EXCLUDE | VA | VA-Eastern | Oilseed Plant | 10515 | GEN1 | BIT | ST | 1.7 | 1.6 | 0 | 0 | 0 |  | Industrial CHP | Y | OS | 2015 | Commercial/Industrial Unit |  | Eastern
EXCLUDE | NH | NH-Eastern | Milton Hydro | 10519 | 1 | WAT | HY | 0.2 | 0.1 | 0 | 0 | 0 |  | IPP Non-CHP | N | OS |  | Non Combustion (NUC, WAT, WND, GEO, or SUN) |  | Eastern
EXCLUDE | NH | NH-Eastern | Milton Hydro | 10519 | 2 | WAT | HY | 0.4 | 0.1 | 0 | 0 | 0 |  | IPP Non-CHP | N | OS |  | Non Combustion (NUC, WAT, WND, GEO, or SUN) |  | Eastern
EXCLUDE | NH | NH-Eastern | Milton Hydro | 10519 | 3 | WAT | HY | 0.3 | 0.1 | 0 | 0 | 0 |  | IPP Non-CHP | N | OS |  | Non Combustion (NUC, WAT, WND, GEO, or SUN) |  | Eastern
EXCLUDE | NH | NH-Eastern | Milton Hydro | 10519 | 4 | WAT | HY | 0.5 | 0.1 | 0 | 0 | 0 |  | IPP Non-CHP | N | OS |  | Non Combustion (NUC, WAT, WND, GEO, or SUN) |  | Eastern
EXCLUDE | IL | IL-Eastern | Dayton Hydro | 10520 | 1 | WAT | HY | 1.6 | 1.6 | 0 | 5555.11 | 0 |  | IPP Non-CHP | N | OP |  | Non Combustion (NUC, WAT, WND, GEO, or SUN) |  | Eastern
EXCLUDE | IL | IL-Eastern | Dayton Hydro | 10520 | 2 | WAT | HY | 1 | 1 | 0 | 3471.94 | 0 |  | IPP Non-CHP | N | OP |  | Non Combustion (NUC, WAT, WND, GEO, or SUN) |  | Eastern
EXCLUDE | IL | IL-Eastern | Dayton Hydro | 10520 | 3 | WAT | HY | 1 | 1 | 0 | 3471.94 | 0 |  | IPP Non-CHP | N | OP |  | Non Combustion (NUC, WAT, WND, GEO, or SUN) |  | Eastern
EXCLUDE | NY | NY-Eastern | Lederle Laboratories | 10521 | 3A | NG | CC | 1.5 | 1.5 | 0 | 9436.61 | 6238.47 |  | Industrial CHP | Y | OP |  | Commercial/Industrial Unit |  | Eastern
EXCLUDE | NY | NY-Eastern | Lederle Laboratories | 10521 | GEN1 | NG | CC | 8.3 | 8.3 | 0 | 52215.9 | 34519.54 |  | Industrial CHP | Y | OP |  | Commercial/Industrial Unit |  | Eastern
EXCLUDE | NY | NY-Eastern | Lederle Laboratories | 10521 | GEN2 | NG | CC | 8.3 | 8.3 | 0 | 52215.9 | 34519.54 |  | Industrial CHP | Y | OP |  | Commercial/Industrial Unit |  | Eastern
EXCLUDE | NY | NY-Eastern | Lederle Laboratories | 10521 | GEN3 | NG | CC | 2.2 | 2.2 | 0 | 13840.36 | 9149.76 |  | Industrial CHP | Y | OP |  | Commercial/Industrial Unit |  | Eastern
EXCLUDE | NY | NY-Eastern | Lederle Laboratories | 10521 | TG4 | NG | CC | 3.1 | 2 | 0 | 19502.32 | 12892.84 |  | Industrial CHP | Y | OP |  | Commercial/Industrial Unit |  | Eastern
EXCLUDE | ME | ME-Eastern | Benton Falls Associates | 10523 | GEN1 | WAT | HY | 3.5 | 3.3 | 0 | 14927.5 | 0 |  | IPP Non-CHP | N | OP |  | Non Combustion (NUC, WAT, WND, GEO, or SUN) |  | Eastern
EXCLUDE | ME | ME-Eastern | Benton Falls Associates | 10523 | GEN2 | WAT | HY | 0.7 | 0.7 | 0 | 2985.5 | 0 |  | IPP Non-CHP | N | OP |  | Non Combustion (NUC, WAT, WND, GEO, or SUN) |  | Eastern
EXCLUDE | NC | NC-Eastern | Craven County Wood Energy LP | 10525 | 1UNI | WDS | ST | 50 | 48 | 785 | 383910 | 557923.29 |  | IPP Non-CHP | N | OP |  | Non-Fossil Fuel Type (Less than 10% Fossil Fuel) |  | Eastern
EXCLUDE | NH | NH-Eastern | Dodge Falls Associates | 10526 | 1UNI | WAT | HY | 5 | 5 | 0 | 25516 | 0 |  | IPP Non-CHP | N | OP |  | Non Combustion (NUC, WAT, WND, GEO, or SUN) |  | Eastern
EXCLUDE | NY | NY-Eastern | Feeder Dam Hydro Plant | 10530 | 1 | WAT | HY | 1 | 0.9 | 0 | 5001 | 0 |  | IPP Non-CHP | N | OP |  | Non Combustion (NUC, WAT, WND, GEO, or SUN) |  | Eastern
EXCLUDE | NY | NY-Eastern | Feeder Dam Hydro Plant | 10530 | 2 | WAT | HY | 1 | 0.9 | 0 | 5001 | 0 |  | IPP Non-CHP | N | OP |  | Non Combustion (NUC, WAT, WND, GEO, or SUN) |  | Eastern
EXCLUDE | NY | NY-Eastern | Feeder Dam Hydro Plant | 10530 | 3 | WAT | HY | 1 | 1 | 0 | 5001 | 0 |  | IPP Non-CHP | N | OP |  | Non Combustion (NUC, WAT, WND, GEO, or SUN) |  | Eastern
EXCLUDE | NY | NY-Eastern | Feeder Dam Hydro Plant | 10530 | 4 | WAT | HY | 1 | 0.9 | 0 | 5001 | 0 |  | IPP Non-CHP | N | OP |  | Non Combustion (NUC, WAT, WND, GEO, or SUN) |  | Eastern
EXCLUDE | NY | NY-Eastern | Feeder Dam Hydro Plant | 10530 | 5 | WAT | HY | 1 | 1 | 0 | 5001 | 0 |  | IPP Non-CHP | N | OP |  | Non Combustion (NUC, WAT, WND, GEO, or SUN) |  | Eastern
EXCLUDE | NY | NY-Eastern | Beebee Island Hydro Plant | 10531 | 1 | WAT | HY | 4 | 4.4 | 0 | 18213.78 | 0 |  | IPP Non-CHP | N | OP |  | Non Combustion (NUC, WAT, WND, GEO, or SUN) |  | Eastern
EXCLUDE | NY | NY-Eastern | Beebee Island Hydro Plant | 10531 | 2 | WAT | HY | 5 | 4.4 | 0 | 22767.22 | 0 |  | IPP Non-CHP | N | OP |  | Non Combustion (NUC, WAT, WND, GEO, or SUN) |  | Eastern
EXCLUDE | MI | MI-Eastern | Granger Electric Generating Station #2 | 10532 | 2-1 | LFG | IC | 0.8 | 0.8 | 0 | 0 | 0 |  | IPP Non-CHP | N | OP |  | Non-Fossil Fuel Type (Less than 10% Fossil Fuel) |  | Eastern
EXCLUDE | MI | MI-Eastern | Granger Electric Generating Station #2 | 10532 | 2-2 | LFG | IC | 0.8 | 0.8 | 0 | 0 | 0 |  | IPP Non-CHP | N | RE | 2006 | Retired prior to 2012 |  | Eastern
EXCLUDE | MI | MI-Eastern | Granger Electric Generating Station #2 | 10532 | 2-3 | LFG | IC | 0.8 | 0.8 | 0 | 0 | 0 |  | IPP Non-CHP | N | OP |  | Non-Fossil Fuel Type (Less than 10% Fossil Fuel) |  | Eastern
EXCLUDE | MI | MI-Eastern | Granger Electric Generating Station #2 | 10532 | 2-4 | LFG | IC | 0.8 | 0.8 | 0 | 0 | 0 |  | IPP Non-CHP | N | OP |  | Non-Fossil Fuel Type (Less than 10% Fossil Fuel) |  | Eastern
EXCLUDE | MI | MI-Eastern | Granger Electric Generating Station #2 | 10532 | 2-5 | LFG | IC | 0.8 | 0.8 | 0 | 0 | 0 |  | IPP Non-CHP | N | OP |  | Non-Fossil Fuel Type (Less than 10% Fossil Fuel) |  | Eastern
EXCLUDE | NY | NY-Eastern | Dexter Plant | 10538 | GEN1 | WAT | HY | 0.5 | 0.5 | 0 | 2238.81 | 0 |  | IPP Non-CHP | N | OP |  | Non Combustion (NUC, WAT, WND, GEO, or SUN) |  | Eastern
EXCLUDE | NY | NY-Eastern | Dexter Plant | 10538 | GEN2 | WAT | HY | 0.5 | 0.5 | 0 | 2238.81 | 0 |  | IPP Non-CHP | N | OP |  | Non Combustion (NUC, WAT, WND, GEO, or SUN) |  | Eastern
EXCLUDE | NY | NY-Eastern | Dexter Plant | 10538 | GEN3 | WAT | HY | 0.2 | 0.2 | 0 | 895.52 | 0 |  | IPP Non-CHP | N | OP |  | Non Combustion (NUC, WAT, WND, GEO, or SUN) |  | Eastern
EXCLUDE | NY | NY-Eastern | Dexter Plant | 10538 | GEN4 | WAT | HY | 0.2 | 0.2 | 0 | 895.52 | 0 |  | IPP Non-CHP | N | OP |  | Non Combustion (NUC, WAT, WND, GEO, or SUN) |  | Eastern
EXCLUDE | NY | NY-Eastern | Dexter Plant | 10538 | GEN5 | WAT | HY | 0.2 | 0.2 | 0 | 895.52 | 0 |  | IPP Non-CHP | N | OP |  | Non Combustion (NUC, WAT, WND, GEO, or SUN) |  | Eastern
EXCLUDE | NY | NY-Eastern | Dexter Plant | 10538 | GEN6 | WAT | HY | 1.3 | 1.2 | 0 | 5820.9 | 0 |  | IPP Non-CHP | N | OP |  | Non Combustion (NUC, WAT, WND, GEO, or SUN) |  | Eastern
EXCLUDE | NY | NY-Eastern | Dexter Plant | 10538 | GEN7 | WAT | HY | 1.3 | 1.2 | 0 | 5820.9 | 0 |  | IPP Non-CHP | N | OP |  | Non Combustion (NUC, WAT, WND, GEO, or SUN) |  | Eastern
EXCLUDE | NY | NY-Eastern | Theresa Plant | 10539 | GEN1 | WAT | HY | 1 | 1 | 0 | 4973.08 | 0 |  | IPP Non-CHP | N | OP |  | Non Combustion (NUC, WAT, WND, GEO, or SUN) |  | Eastern
EXCLUDE | NY | NY-Eastern | Theresa Plant | 10539 | GEN2 | WAT | HY | 0.3 | 0.3 | 0 | 1491.92 | 0 |  | IPP Non-CHP | N | OP |  | Non Combustion (NUC, WAT, WND, GEO, or SUN) |  | Eastern
EXCLUDE | NY | NY-Eastern | Diamond Island Plant | 10540 | GEN1 | WAT | HY | 0.4 | 0.4 | 0 | 1864.33 | 0 |  | IPP Non-CHP | N | OP |  | Non Combustion (NUC, WAT, WND, GEO, or SUN) |  | Eastern
EXCLUDE | NY | NY-Eastern | Diamond Island Plant | 10540 | GEN2 | WAT | HY | 0.4 | 0.4 | 0 | 1864.33 | 0 |  | IPP Non-CHP | N | OP |  | Non Combustion (NUC, WAT, WND, GEO, or SUN) |  | Eastern
EXCLUDE | NY | NY-Eastern | Diamond Island Plant | 10540 | GEN3 | WAT | HY | 0.4 | 0.4 | 0 | 1864.33 | 0 |  | IPP Non-CHP | N | OP |  | Non Combustion (NUC, WAT, WND, GEO, or SUN) |  | Eastern
EXCLUDE | NY | NY-Eastern | Hailesboro 4 Plant | 10544 | GEN1 | WAT | HY | 0.8 | 0.8 | 0 | 5987.43 | 0 |  | IPP Non-CHP | N | OP |  | Non Combustion (NUC, WAT, WND, GEO, or SUN) |  | Eastern
EXCLUDE | NY | NY-Eastern | Hailesboro 4 Plant | 10544 | GEN2 | WAT | HY | 0.6 | 0.6 | 0 | 4490.57 | 0 |  | IPP Non-CHP | N | OP |  | Non Combustion (NUC, WAT, WND, GEO, or SUN) |  | Eastern
EXCLUDE | NY | NY-Eastern | Copenhagen Plant | 10545 | GEN1 | WAT | HY | 1.5 | 1.4 | 0 | 4461.82 | 0 |  | IPP Non-CHP | N | OP |  | Non Combustion (NUC, WAT, WND, GEO, or SUN) |  | Eastern
EXCLUDE | NY | NY-Eastern | Copenhagen Plant | 10545 | GEN2 | WAT | HY | 1.5 | 1.4 | 0 | 4461.82 | 0 |  | IPP Non-CHP | N | OP |  | Non Combustion (NUC, WAT, WND, GEO, or SUN) |  | Eastern
EXCLUDE | NY | NY-Eastern | Copenhagen Plant | 10545 | GEN3 | WAT | HY | 0.3 | 0.3 | 0 | 892.36 | 0 |  | IPP Non-CHP | N | OP |  | Non Combustion (NUC, WAT, WND, GEO, or SUN) |  | Eastern
EXCLUDE | PA | PA-Eastern | Beaver Valley Patterson Dam | 10546 | GEN1 | WAT | HY | 0.4 | 0.4 | 0 | 989.33 | 0 |  | IPP Non-CHP | N | OP |  | Non Combustion (NUC, WAT, WND, GEO, or SUN) |  | Eastern
EXCLUDE | PA | PA-Eastern | Beaver Valley Patterson Dam | 10546 | GEN2 | WAT | HY | 0.4 | 0.4 | 0 | 989.33 | 0 |  | IPP Non-CHP | N | OP |  | Non Combustion (NUC, WAT, WND, GEO, or SUN) |  | Eastern
EXCLUDE | PA | PA-Eastern | Beaver Valley Patterson Dam | 10546 | GEN3 | WAT | HY | 0.4 | 0.4 | 0 | 989.33 | 0 |  | IPP Non-CHP | N | OP |  | Non Combustion (NUC, WAT, WND, GEO, or SUN) |  | Eastern
EXCLUDE | NY | NY-Eastern | Pyrites Plant | 10547 | GEN1 | WAT | HY | 1.2 | 1.1 | 0 | 4023.51 | 0 |  | IPP Non-CHP | N | OP |  | Non Combustion (NUC, WAT, WND, GEO, or SUN) |  | Eastern
EXCLUDE | NY | NY-Eastern | Pyrites Plant | 10547 | GEN2 | WAT | HY | 3.5 | 3.3 | 0 | 11735.24 | 0 |  | IPP Non-CHP | N | OP |  | Non Combustion (NUC, WAT, WND, GEO, or SUN) |  | Eastern
EXCLUDE | NY | NY-Eastern | Pyrites Plant | 10547 | GEN3 | WAT | HY | 3.5 | 3.3 | 0 | 11735.24 | 0 |  | IPP Non-CHP | N | OP |  | Non Combustion (NUC, WAT, WND, GEO, or SUN) |  | Eastern
EXCLUDE | CA | CA-Western | San Jose Cogeneration | 10548 | GEN1 | NG | GT | 6 | 5.6 | 0 | 39647 | 31867.44 |  | Commercial CHP | Y | OP |  | Commercial/Industrial Unit |  | Western
EXCLUDE | NY | NY-Eastern | Al Turi | 10549 | 2 | LFG | IC | 0.8 | 0.8 | 0 | 0 | 0 |  | IPP Non-CHP | N | OP |  | Non-Fossil Fuel Type (Less than 10% Fossil Fuel) |  | Eastern
EXCLUDE | NY | NY-Eastern | Al Turi | 10549 | 3 | LFG | IC | 0.8 | 0.8 | 0 | 0 | 0 |  | IPP Non-CHP | N | OP |  | Non-Fossil Fuel Type (Less than 10% Fossil Fuel) |  | Eastern
EXCLUDE | NY | NY-Eastern | Al Turi | 10549 | 3010 | LFG | IC | 0.8 | 0.8 | 0 | 0 | 0 |  | IPP Non-CHP | N | OS | 2017 | Non-Fossil Fuel Type (Less than 10% Fossil Fuel) |  | Eastern
EXCLUDE | NC | NC-Eastern | High Shoals Hydro | 10550 | GEN1 | WAT | HY | 1.8 | 1.8 | 0 | 2317 | 0 |  | IPP Non-CHP | N | OP |  | Non Combustion (NUC, WAT, WND, GEO, or SUN) |  | Eastern
EXCLUDE | MA | MA-Eastern | Anderson Power Products Division | 10553 | 3622 | DFO | IC | 0.1 | 0.1 | 0 | 0 | 0 |  | Industrial Non-CHP | N | OS |  | Commercial/Industrial Unit |  | Eastern
EXCLUDE | MA | MA-Eastern | Anderson Power Products Division | 10553 | 6033 | DFO | IC | 0.3 | 0.3 | 0 | 0 | 0 |  | Industrial Non-CHP | N | SB |  | Commercial/Industrial Unit |  | Eastern
EXCLUDE | MA | MA-Eastern | Anderson Power Products Division | 10553 | 6035 | DFO | IC | 0.3 | 0.3 | 0 | 0 | 0 |  | Industrial Non-CHP | N | SB |  | Commercial/Industrial Unit |  | Eastern
EXCLUDE | MA | MA-Eastern | Anderson Power Products Division | 10553 | 6046 | DFO | IC | 0.3 | 0.3 | 0 | 0 | 0 |  | Industrial Non-CHP | N | SB |  | Commercial/Industrial Unit |  | Eastern
EXCLUDE | TX | TX-ERCOT | Formosa Utility Venture Ltd | 10554 | BO3 | NG | CC | 36.2 | 32 | 0 | 192373.07 | 88369.29 |  | Industrial CHP | Y | OP |  | Commercial/Industrial Unit |  | ERCOT
EXCLUDE | TX | TX-ERCOT | Formosa Utility Venture Ltd | 10554 | ST1 | NG | CC | 33.5 | 28.5 | 0 | 178024.8 | 81778.21 |  | Industrial CHP | Y | OP |  | Commercial/Industrial Unit |  | ERCOT
EXCLUDE | TX | TX-ERCOT | Formosa Utility Venture Ltd | 10554 | ST2 | NG | CC | 66.3 | 57.5 | 0 | 352329.68 | 161847.62 |  | Industrial CHP | Y | OP |  | Commercial/Industrial Unit |  | ERCOT
EXCLUDE | TX | TX-ERCOT | Formosa Utility Venture Ltd | 10554 | ST3 | NG | CC | 55 | 47.3 | 0 | 292279.53 | 134262.73 |  | Industrial CHP | Y | OP |  | Commercial/Industrial Unit |  | ERCOT
EXCLUDE | TX | TX-ERCOT | Formosa Utility Venture Ltd | 10554 | TBG1 | NG | CC | 82.5 | 72 | 0 | 438419.29 | 201394.1 |  | Industrial CHP | Y | OP |  | Commercial/Industrial Unit |  | ERCOT
EXCLUDE | TX | TX-ERCOT | Formosa Utility Venture Ltd | 10554 | TBG2 | NG | CC | 82.5 | 72 | 0 | 438419.29 | 201394.1 |  | Industrial CHP | Y | OP |  | Commercial/Industrial Unit |  | ERCOT
EXCLUDE | TX | TX-ERCOT | Formosa Utility Venture Ltd | 10554 | TBG3 | NG | CC | 82.5 | 72 | 0 | 438419.29 | 201394.1 |  | Industrial CHP | Y | OP |  | Commercial/Industrial Unit |  | ERCOT
EXCLUDE | TX | TX-ERCOT | Formosa Utility Venture Ltd | 10554 | TBG4 | NG | CC | 82.5 | 72 | 0 | 438419.29 | 201394.1 |  | Industrial CHP | Y | OP |  | Commercial/Industrial Unit |  | ERCOT
EXCLUDE | TX | TX-ERCOT | Formosa Utility Venture Ltd | 10554 | TBG5 | NG | CC | 82.5 | 72 | 0 | 438419.29 | 201394.1 |  | Industrial CHP | Y | OP |  | Commercial/Industrial Unit |  | ERCOT
EXCLUDE | TX | TX-ERCOT | Formosa Utility Venture Ltd | 10554 | TBG6 | NG | CC | 85.9 | 72 | 0 | 456487.48 | 209693.97 |  | Industrial CHP | Y | OP |  | Commercial/Industrial Unit |  | ERCOT
EXCLUDE | ME | ME-Eastern | Brassua Hydroelectric Project | 10555 | 1 | WAT | HY | 3.6 | 3.6 | 0 | 18927 | 0 |  | IPP Non-CHP | N | OP |  | Non Combustion (NUC, WAT, WND, GEO, or SUN) |  | Eastern
EXCLUDE | MA | MA-Eastern | Boott Hydropower | 10556 | GEN1 | WAT | HY | 7.5 | 7.1 | 0 | 31546.18 | 0 |  | IPP Non-CHP | N | OP |  | Non Combustion (NUC, WAT, WND, GEO, or SUN) |  | Eastern
EXCLUDE | MA | MA-Eastern | Boott Hydropower | 10556 | GEN2 | WAT | HY | 7.5 | 7.1 | 0 | 31546.18 | 0 |  | IPP Non-CHP | N | OP |  | Non Combustion (NUC, WAT, WND, GEO, or SUN) |  | Eastern
EXCLUDE | MA | MA-Eastern | Boott Hydropower | 10556 | GEN3 | WAT | HY | 7.9 | 7.5 | 0 | 33228.64 | 0 |  | IPP Non-CHP | N | OP |  | Non Combustion (NUC, WAT, WND, GEO, or SUN) |  | Eastern
EXCLUDE | GA | GA-Eastern | Rayonier Jesup Mill | 10560 | GEN1 | WDS | ST | 5 | 4.7 | 0 | 0 | 0 |  | Industrial CHP | Y | RE | 2000 | Commercial/Industrial Unit |  | Eastern
EXCLUDE | GA | GA-Eastern | Rayonier Jesup Mill | 10560 | GEN2 | WDS | ST | 5 | 4.7 | 0 | 37828 | 194108.73 |  | Industrial CHP | N | OP |  | Commercial/Industrial Unit |  | Eastern
EXCLUDE | GA | GA-Eastern | Rayonier Jesup Mill | 10560 | GEN3 | WDS | ST | 7.5 | 7 | 0 | 47075 | 239772.16 |  | Industrial CHP | N | OP |  | Commercial/Industrial Unit |  | Eastern
EXCLUDE | GA | GA-Eastern | Rayonier Jesup Mill | 10560 | GEN4 | WDS | ST | 7.5 | 7 | 0 | 51472 | 264120.88 |  | Industrial CHP | N | OP |  | Commercial/Industrial Unit |  | Eastern
EXCLUDE | GA | GA-Eastern | Rayonier Jesup Mill | 10560 | GEN5 | BLQ | ST | 30 | 27.9 | 0 | 193464 | 992731.61 |  | Industrial CHP | N | OP |  | Commercial/Industrial Unit |  | Eastern
EXCLUDE | GA | GA-Eastern | Rayonier Jesup Mill | 10560 | GEN6 | BLQ | ST | 27 | 25.1 | 0 | 153639 | 788375.57 |  | Industrial CHP | N | OP |  | Commercial/Industrial Unit |  | Eastern
EXCLUDE | FL | FL-Eastern | Rayonier Fernandina Mill | 10562 | GEN2 | RFO | ST | 5 | 5 | 0 | 0 | 0 |  | Industrial CHP | Y | RE | 2005 | Commercial/Industrial Unit |  | Eastern
EXCLUDE | FL | FL-Eastern | Rayonier Fernandina Mill | 10562 | GEN3 | WDS | ST | 7.5 | 6.5 | 0 | 22864 | 75150.91 |  | Industrial CHP | Y | OS |  | Commercial/Industrial Unit |  | Eastern
EXCLUDE | FL | FL-Eastern | Rayonier Fernandina Mill | 10562 | GEN4 | WDL | ST | 20 | 21 | 0 | 169876 | 558359.71 |  | Industrial CHP | Y | OP |  | Commercial/Industrial Unit |  | Eastern
EXCLUDE | FL | FL-Eastern | Rayonier Fernandina Mill | 10562 | GEN5 | WDL | ST | 22 | 21 | 0 | 28861 | 94862.25 |  | Industrial CHP | N | OP |  | Commercial/Industrial Unit | Yes | Eastern
COALST | NJ | NJ-Eastern | Chambers Cogeneration LP | 10566 | GEN1 | BIT | ST | 285 | 262 | 3166 | 620626 | 1091754.05 |  | IPP CHP | Y | OP |  |  |  | Eastern
NGCC | CT | CT-Eastern | Algonquin Windsor Locks | 10567 | GTG | NG | CC | 40 | 35 | 335.21 | 110478.88 | 37187.54 |  | IPP CHP | Y | OP |  |  |  | Eastern
EXCLUDE | CT | CT-Eastern | Algonquin Windsor Locks | 10567 | GTG2 | NG | CC | 15 | 13 | 125.7 | 41429.58 | 13945.33 |  | IPP CHP | Y | OP |  | Combined cycle unit (PRMVR=CC) less than or equal to 25MW | Yes | Eastern
EXCLUDE | CT | CT-Eastern | Algonquin Windsor Locks | 10567 | STG | NG | CC | 16 | 16 | 134.08 | 44191.55 | 14875.01 |  | IPP CHP | Y | OP |  | Combined cycle unit (PRMVR=CC) less than or equal to 25MW |  | Eastern
EXCLUDE | TX | TX-Eastern | Port Arthur Texas Refinery | 10568 | GEN1 | NG | GT | 38.4 | 28.7 | 0 | 264776 | 221760.64 |  | Industrial CHP | Y | OP |  | Commercial/Industrial Unit |  | Eastern
EXCLUDE | TX | TX-ERCOT | Big Spring Texas Refinery | 10569 | GENA | PUR | ST | 1.5 | 1.5 | 0 | 0 | 0 |  | Industrial Non-CHP | N | OP |  | Commercial/Industrial Unit |  | ERCOT
EXCLUDE | NH | NH-Eastern | Errol Hydroelectric Project | 10570 | 1 | WAT | HY | 3 | 3 | 0 | 16602 | 0 |  | IPP Non-CHP | N | OP |  | Non Combustion (NUC, WAT, WND, GEO, or SUN) |  | Eastern
EXCLUDE | CA | CA-Western | Cameron Ridge LLC | 10586 | EXIS | WND | WT | 59.6 | 59.6 | 0 | 168645 | 0 |  | IPP Non-CHP | N | OP |  | Non Combustion (NUC, WAT, WND, GEO, or SUN) |  | Western
EXCLUDE | LA | LA-Eastern | Agrilectric Power Partners Ltd | 10593 | GEN1 | AB | ST | 12.1 | 10.9 | 0 | 60029 | 129035.12 |  | IPP Non-CHP | N | OP |  | Non-Fossil Fuel Type (Less than 10% Fossil Fuel) |  | Eastern
EXCLUDE | LA | LA-Eastern | Agrilectric Power Partners Ltd | 10593 | GEN2 | AB | ST | 1.5 | 1.3 | 0 | 0 | 0 |  | IPP Non-CHP | N | RE | 2007 | Retired prior to 2012 |  | Eastern
EXCLUDE | CA | CA-Western | Ridgetop Energy LLC | 10597 | WGN1 | WND | WT | 29 | 29 | 0 | 62838 | 0 |  | IPP Non-CHP | N | OP |  | Non Combustion (NUC, WAT, WND, GEO, or SUN) |  | Western
EXCLUDE | CA | CA-Western | Union Tribune Publishing | 10600 | GEN1 | NG | GT | 3.1 | 3.1 | 0 | 9204 | 10865.55 |  | Industrial CHP | Y | OP |  | Commercial/Industrial Unit |  | Western
EXCLUDE | CA | CA-Western | BP Wilmington Calciner | 10601 | GEN1 | WH | ST | 34 | 30.7 | 0 | 240117 | 0 |  | Industrial CHP | Y | OP |  | Commercial/Industrial Unit |  | Western
COALST | PA | PA-Eastern | Ebensburg Power | 10603 | GEN1 | WC | ST | 57.6 | 50 | 860 | 429747 | 679274.48 |  | IPP CHP | Y | OP |  |  |  | Eastern
EXCLUDE | HI | HI-Hawaii | Hawaiian Comm & Sugar Puunene Mill | 10604 | PAI2 | AB | ST | 4 | 4 | 0 | 0 | 0 |  | Industrial CHP | Y | RE | 2002 | State not covered under final 111(d) |  | Hawaii
EXCLUDE | HI | HI-Hawaii | Hawaiian Comm & Sugar Puunene Mill | 10604 | PAI3 | AB | ST | 12 | 12 | 0 | 0 | 0 |  | Industrial CHP | Y | RE | 2002 | State not covered under final 111(d) |  | Hawaii
EXCLUDE | HI | HI-Hawaii | Hawaiian Comm & Sugar Puunene Mill | 10604 | PUU3 | AB | ST | 10 | 10 | 0 | 32542.38 | 141626.82 |  | Industrial CHP | Y | OP |  | State not covered under final 111(d) |  | Hawaii
EXCLUDE | HI | HI-Hawaii | Hawaiian Comm & Sugar Puunene Mill | 10604 | PUU4 | AB | ST | 20 | 20 | 0 | 92085.34 | 400762.17 |  | Industrial CHP | Y | OP |  | State not covered under final 111(d) |  | Hawaii
EXCLUDE | HI | HI-Hawaii | Hawaiian Comm & Sugar Puunene Mill | 10604 | PUU5 | AB | ST | 16.1 | 16.1 | 0 | 57935.02 | 252137.45 |  | Industrial CHP | Y | OP |  | State not covered under final 111(d) |  | Hawaii
EXCLUDE | GA | GA-Eastern | Brunswick Cellulose | 10605 | GEN3 | BLQ | ST | 9.2 | 9.2 | 0 | 40844 | 221804.04 |  | Industrial CHP | Y | OP |  | Commercial/Industrial Unit |  | Eastern
EXCLUDE | GA | GA-Eastern | Brunswick Cellulose | 10605 | GEN4 | BLQ | ST | 50 | 50 | 0 | 321040 | 1743413.22 |  | Industrial CHP | Y | OP |  | Commercial/Industrial Unit |  | Eastern
EXCLUDE | GA | GA-Eastern | Brunswick Cellulose | 10605 | GEN5 | BLQ | ST | 13 | 13 | 0 | 81083 | 440322.62 |  | Industrial CHP | Y | OP |  | Commercial/Industrial Unit |  | Eastern
EXCLUDE | AR | AR-Eastern | Georgia-Pacific Crossett | 10606 | GEN4 | BLQ | ST | 28 | 28 | 0 | 135130.54 | 564859.79 |  | Industrial CHP | Y | OP |  | Commercial/Industrial Unit |  | Eastern
EXCLUDE | AR | AR-Eastern | Georgia-Pacific Crossett | 10606 | GEN5 | BLQ | ST | 30 | 30 | 0 | 175699.37 | 734441.75 |  | Industrial CHP | Y | OP |  | Commercial/Industrial Unit |  | Eastern
EXCLUDE | AR | AR-Eastern | Georgia-Pacific Crossett | 10606 | GEN6 | BLQ | ST | 34 | 34 | 0 | 221377 | 925379.02 |  | Industrial CHP | Y | OP |  | Commercial/Industrial Unit |  | Eastern
EXCLUDE | VT | VT-Eastern | Gilman Mill | 10608 | GEN1 | WAT | HY | 2.2 | 2.1 | 0 | 10664.5 | 0 |  | Industrial CHP | N | OP |  | State not covered under final 111(d) |  | Eastern
EXCLUDE | VT | VT-Eastern | Gilman Mill | 10608 | GEN2 | WAT | HY | 1 | 0.9 | 0 | 4847.5 | 0 |  | Industrial CHP | N | OP |  | State not covered under final 111(d) |  | Eastern
EXCLUDE | VT | VT-Eastern | Gilman Mill | 10608 | GEN3 | WAT | HY | 0.8 | 0.7 | 0 | 3878 | 0 |  | Industrial CHP | N | OP |  | State not covered under final 111(d) |  | Eastern
EXCLUDE | VT | VT-Eastern | Gilman Mill | 10608 | GEN4 | WAT | HY | 0.8 | 0.6 | 0 | 3878 | 0 |  | Industrial CHP | N | OP |  | State not covered under final 111(d) |  | Eastern
EXCLUDE | VT | VT-Eastern | Gilman Mill | 10608 | GEN5 | WDS | ST | 4 | 3.7 | 0 | 0 | 0 |  | Industrial CHP | Y | OS |  | State not covered under final 111(d) |  | Eastern
EXCLUDE | MS | MS-Eastern | Georgia-Pacific Monticello Paper | 10610 | GEN1 | BLQ | ST | 32.6 | 36 | 0 | 247013 | 309317.06 |  | Industrial CHP | Y | OP |  | Commercial/Industrial Unit |  | Eastern
EXCLUDE | MS | MS-Eastern | Georgia-Pacific Monticello Paper | 10610 | GEN2 | BLQ | ST | 32.2 | 32 | 0 | 248306 | 305521.76 |  | Industrial CHP | Y | OP |  | Commercial/Industrial Unit |  | Eastern
EXCLUDE | FL | FL-Eastern | Georgia-Pacific Palatka Operations | 10611 | GEN2 | NG | ST | 9.7 | 7 | 0 | 20277 | 77016.25 |  | Industrial CHP | Y | OP |  | Commercial/Industrial Unit |  | Eastern
EXCLUDE | FL | FL-Eastern | Georgia-Pacific Palatka Operations | 10611 | GEN3 | BLQ | ST | 14 | 4.7 | 0 | 0 | 0 |  | Industrial CHP | Y | RE | 2007 | Commercial/Industrial Unit |  | Eastern
EXCLUDE | FL | FL-Eastern | Georgia-Pacific Palatka Operations | 10611 | GEN4 | BLQ | ST | 47.8 | 44.6 | 0 | 160678 | 610288.36 |  | Industrial CHP | Y | OP |  | Commercial/Industrial Unit |  | Eastern
EXCLUDE | FL | FL-Eastern | Georgia-Pacific Palatka Operations | 10611 | GEN8 | BLQ | ST | 32 | 25.1 | 0 | 187692 | 712893.13 |  | Industrial CHP | Y | OP |  | Commercial/Industrial Unit |  | Eastern
EXCLUDE | LA | LA-Eastern | Georgia-Pacific Port Hudson | 10612 | GEN1 | BLQ | ST | 67.7 | 67.7 | 0 | 485388.44 | 1334334.85 |  | Industrial CHP | Y | OP |  | Commercial/Industrial Unit |  | Eastern
EXCLUDE | LA | LA-Eastern | Georgia-Pacific Port Hudson | 10612 | GEN2 | PC | ST | 60 | 60 | 0 | 379873.55 | 1044273.97 |  | Industrial CHP | Y | OP |  | Commercial/Industrial Unit |  | Eastern
EXCLUDE | ME | ME-Eastern | Domtar - Woodland Mill | 10613 | HG1 | WAT | HY | 3 | 2.9 | 0 | 16733.84 | 0 |  | Industrial CHP | N | OP |  | Commercial/Industrial Unit |  | Eastern
EXCLUDE | ME | ME-Eastern | Domtar - Woodland Mill | 10613 | HG10 | WAT | HY | 1.2 | 1.1 | 0 | 6693.54 | 0 |  | Industrial CHP | N | SB |  | Commercial/Industrial Unit |  | Eastern
EXCLUDE | ME | ME-Eastern | Domtar - Woodland Mill | 10613 | HG2 | WAT | HY | 3 | 2.9 | 0 | 16733.84 | 0 |  | Industrial CHP | N | SB |  | Commercial/Industrial Unit |  | Eastern
EXCLUDE | ME | ME-Eastern | Domtar - Woodland Mill | 10613 | HG3 | WAT | HY | 3.3 | 3.1 | 0 | 18407.22 | 0 |  | Industrial CHP | N | OP |  | Commercial/Industrial Unit |  | Eastern
EXCLUDE | ME | ME-Eastern | Domtar - Woodland Mill | 10613 | HG4 | WAT | HY | 0.8 | 0.8 | 0 | 4462.36 | 0 |  | Industrial CHP | N | SB |  | Commercial/Industrial Unit |  | Eastern
EXCLUDE | ME | ME-Eastern | Domtar - Woodland Mill | 10613 | HG5 | WAT | HY | 0.8 | 0.8 | 0 | 4462.36 | 0 |  | Industrial CHP | N | SB |  | Commercial/Industrial Unit |  | Eastern
EXCLUDE | ME | ME-Eastern | Domtar - Woodland Mill | 10613 | HG6 | WAT | HY | 0.8 | 0.8 | 0 | 4462.36 | 0 |  | Industrial CHP | N | SB |  | Commercial/Industrial Unit |  | Eastern
EXCLUDE | ME | ME-Eastern | Domtar - Woodland Mill | 10613 | HG7 | WAT | HY | 1.6 | 1.5 | 0 | 8924.71 | 0 |  | Industrial CHP | N | OP |  | Commercial/Industrial Unit |  | Eastern
EXCLUDE | ME | ME-Eastern | Domtar - Woodland Mill | 10613 | HG8 | WAT | HY | 2 | 1.9 | 0 | 11155.89 | 0 |  | Industrial CHP | N | OP |  | Commercial/Industrial Unit |  | Eastern
EXCLUDE | ME | ME-Eastern | Domtar - Woodland Mill | 10613 | HG9 | WAT | HY | 2 | 1.9 | 0 | 11155.89 | 0 |  | Industrial CHP | N | OP |  | Commercial/Industrial Unit |  | Eastern
EXCLUDE | ME | ME-Eastern | Domtar - Woodland Mill | 10613 | TG10 | BLQ | ST | 23 | 26 | 0 | 211439 | 470891.47 |  | Industrial CHP | Y | OP |  | Commercial/Industrial Unit |  | Eastern
EXCLUDE | ME | ME-Eastern | Domtar - Woodland Mill | 10613 | TG11 | BLQ | ST | 26.8 | 20 | 0 | 123558 | 275173.49 |  | Industrial CHP | Y | OP |  | Commercial/Industrial Unit |  | Eastern
NGCC | NY | NY-Eastern | CH Resources Beaver Falls | 10617 | GEN1 | NG | CC | 65.5 | 52.5 | 812 | 3950.66 | 2155.11 |  | IPP CHP | Y | OP |  |  |  | Eastern
NGCC | NY | NY-Eastern | CH Resources Beaver Falls | 10617 | GEN2 | NG | CC | 42.3 | 34 | 812 | 2551.34 | 1391.77 |  | IPP CHP | Y | OP |  |  |  | Eastern
NGCC | NY | NY-Eastern | Carthage Energy LLC | 10620 | GEN1 | NG | CC | 40.9 | 38.2 | 583 | 15875.57 | 8472.91 |  | IPP Non-CHP | N | SB |  |  |  | Eastern
NGCC | NY | NY-Eastern | Carthage Energy LLC | 10620 | GEN2 | NG | CC | 22 | 21 | 583 | 8539.43 | 4557.56 | 1 | IPP Non-CHP | N | SB |  |  |  | Eastern
NGCC | NY | NY-Eastern | CH Resources Syracuse | 10621 | GEN1 | NG | CC | 65.5 | 59 | 800 | 9740.18 | 5233.15 |  | IPP Non-CHP | N | SB |  |  |  | Eastern
NGCC | NY | NY-Eastern | CH Resources Syracuse | 10621 | GEN2 | NG | CC | 37.2 | 33.5 | 800 | 5531.82 | 2972.11 |  | IPP Non-CHP | N | SB |  |  |  | Eastern
EXCLUDE | CA | CA-Western | Civic Center | 10623 | GEN1 | NG | CC | 22.1 | 22.1 | 0 | 86031.14 | 71408.09 |  | Commercial CHP | Y | OP |  | Commercial/Industrial Unit |  | Western
EXCLUDE | CA | CA-Western | Civic Center | 10623 | GEN2 | NG | CC | 12.4 | 1.5 | 0 | 48270.86 | 40066.08 |  | Commercial CHP | Y | OP |  | Commercial/Industrial Unit |  | Western
EXCLUDE | AR | AR-Eastern | Pine Bluff Mill | 10627 | 1TG1 | BLQ | ST | 40 | 32 | 0 | 227853 | 1150300.07 |  | Industrial CHP | Y | OP |  | Commercial/Industrial Unit |  | Eastern
EXCLUDE | AR | AR-Eastern | Pine Bluff Mill | 10627 | 2TG1 | BLQ | ST | 20 | 15 | 0 | 115502 | 583103.84 |  | Industrial CHP | Y | OP |  | Commercial/Industrial Unit |  | Eastern
EXCLUDE | AR | AR-Eastern | Pine Bluff Mill | 10627 | 3TG1 | BLQ | ST | 25 | 13 | 0 | 12766 | 64448.27 |  | Industrial CHP | Y | OP |  | Commercial/Industrial Unit |  | Eastern
EXCLUDE | MD | MD-Eastern | Wheelabrator Baltimore Refuse | 10629 | GEN1 | MSW | ST | 60.2 | 57 | 0 | 290435 | 726047.96 |  | IPP CHP | Y | OP |  | Non-Fossil Fuel Type (Less than 10% Fossil Fuel) |  | Eastern
EXCLUDE | MD | MD-Eastern | Wheelabrator Baltimore Refuse | 10629 | GEN2 | MSW | ST | 4.3 | 4.3 | 0 | 9396 | 23488.72 |  | IPP CHP | Y | OP |  | Non-Fossil Fuel Type (Less than 10% Fossil Fuel) |  | Eastern
EXCLUDE | CA | CA-Western | CE Leathers | 10631 | GEN1 | GEO | ST | 49 | 35.8 | 0 | 349945 | 0 |  | IPP Non-CHP | N | OP |  | Non Combustion (NUC, WAT, WND, GEO, or SUN) |  | Western
EXCLUDE | CA | CA-Western | Del Ranch Company | 10632 | GEN1 | GEO | ST | 49 | 35.8 | 0 | 271143 | 0 |  | IPP Non-CHP | N | OP |  | Non Combustion (NUC, WAT, WND, GEO, or SUN) |  | Western
NGCC | VA | VA-Eastern | Hopewell Cogeneration | 10633 | GT1 | NG | CC | 101 | 84.1 | 1517 | 315455.91 | 173327.66 |  | IPP CHP | Y | OP |  |  |  | Eastern
NGCC | VA | VA-Eastern | Hopewell Cogeneration | 10633 | GT2 | NG | CC | 101 | 84.1 | 1517 | 315455.91 | 173327.66 |  | IPP CHP | Y | OP |  |  |  | Eastern
NGCC | VA | VA-Eastern | Hopewell Cogeneration | 10633 | GT3 | NG | CC | 101 | 84.1 | 1517 | 315455.91 | 173327.66 |  | IPP CHP | Y | OP |  |  |  | Eastern
NGCC | VA | VA-Eastern | Hopewell Cogeneration | 10633 | ST1 | NG | CC | 96 | 96 | 1517 | 299839.28 | 164747.09 |  | IPP CHP | Y | OP |  |  |  | Eastern
EXCLUDE | CA | CA-Western | Elmore Company | 10634 | GEN1 | GEO | ST | 49 | 35.8 | 0 | 354274 | 0 |  | IPP Non-CHP | N | OP |  | Non Combustion (NUC, WAT, WND, GEO, or SUN) |  | Western
EXCLUDE | CA | CA-Western | Corona Cogen | 10635 | GEN1 | NG | GT | 47 | 40 | 0 | 135668 | 77208.66 |  | IPP CHP | Y | OP |  | Simple cycle unit |  | Western
EXCLUDE | TX | TX-ERCOT | Pasadena | 10638 | GEN1 | NG | GT | 6.5 | 2.6 | 0 | 218 | 68.5 |  | Industrial CHP | Y | RE | 2012 | Commercial/Industrial Unit |  | ERCOT
EXCLUDE | LA | LA-Eastern | New Orleans | 10639 | GEN1 | NG | GT | 23.4 | 19 | 0 | 0 | 0 |  | Industrial CHP | Y | RE | 2005 | Commercial/Industrial Unit |  | Eastern
EXCLUDE | LA | LA-Eastern | New Orleans | 10639 | GEN2 | NG | ST | 7.8 | 4 | 0 | 0 | 0 |  | Industrial CHP | Y | RE | 2010 | Commercial/Industrial Unit |  | Eastern
COALST | CA | CA-Western | Stockton Cogen | 10640 | GEN1 | BIT | ST | 60 | 53.7 | 0 | 87259 | 125881.39 |  | IPP CHP | Y | OP |  |  |  | Western
COALST | PA | PA-Eastern | Cambria Cogen | 10641 | GEN1 | WC | ST | 98 | 87.5 | 1360 | 609656 | 993591.16 |  | IPP CHP | Y | OP |  |  |  | Eastern
EXCLUDE | NY | NY-Eastern | Covanta Hempstead | 10642 | GEN1 | MSW | ST | 78.6 | 71.8 | 0 | 547200 | 1027058.73 |  | IPP Non-CHP | N | OP |  | Non-Fossil Fuel Type (Less than 10% Fossil Fuel) |  | Eastern
EXCLUDE | NJ | NJ-Eastern | Covanta Essex Company | 10643 | GEN1 | MSW | ST | 34.9 | 30 | 0 | 226034 | 272219.56 |  | IPP Non-CHP | N | OP |  | Non-Fossil Fuel Type (Less than 10% Fossil Fuel) |  | Eastern
EXCLUDE | NJ | NJ-Eastern | Covanta Essex Company | 10643 | GEN2 | MSW | ST | 34.9 | 30 | 0 | 239022 | 287861.4 |  | IPP Non-CHP | N | OP |  | Non-Fossil Fuel Type (Less than 10% Fossil Fuel) |  | Eastern
EXCLUDE | CT | CT-Eastern | Covanta Southeastern Connecticut Company | 10646 | GEN1 | MSW | ST | 16.9 | 12 | 0 | 130035 | 264777.05 |  | IPP Non-CHP | N | OP |  | Non-Fossil Fuel Type (Less than 10% Fossil Fuel) |  | Eastern
EXCLUDE | CA | CA-Western | Olinda Landfill Gas Recovery Plant | 10648 | GEN1 | LFG | IC | 1.8 | 1.7 | 0 | 0 | 0 |  | IPP Non-CHP | N | OP |  | Non-Fossil Fuel Type (Less than 10% Fossil Fuel) |  | Western
EXCLUDE | CA | CA-Western | Olinda Landfill Gas Recovery Plant | 10648 | GEN2 | LFG | IC | 1.8 | 1.7 | 0 | 0 | 0 |  | IPP Non-CHP | N | OP |  | Non-Fossil Fuel Type (Less than 10% Fossil Fuel) |  | Western
EXCLUDE | CA | CA-Western | Olinda Landfill Gas Recovery Plant | 10648 | GEN3 | LFG | IC | 1.8 | 1.7 | 0 | 0 | 0 |  | IPP Non-CHP | N | OP |  | Non-Fossil Fuel Type (Less than 10% Fossil Fuel) |  | Western
EXCLUDE | CA | CA-Western | Bear Mountain Cogen | 10649 | GEN1 | NG | GT | 46 | 46 | 0 | 213461 | 116016.78 |  | IPP CHP | Y | OP |  | Simple cycle unit |  | Western
EXCLUDE | CA | CA-Western | Badger Creek Cogen | 10650 | GEN1 | NG | GT | 46 | 46 | 0 | 210209 | 114975.14 |  | IPP CHP | Y | OP |  | Simple cycle unit |  | Western
EXCLUDE | CA | CA-Western | Burney Forest Products | 10652 | GEN1 | WDS | ST | 31 | 31 | 0 | 224904 | 436900.53 |  | IPP CHP | Y | OP |  | Non-Fossil Fuel Type (Less than 10% Fossil Fuel) |  | Western
EXCLUDE | IA | IA-Eastern | Iowa Methodist Medical Center | 10655 | 1 | DFO | IC | 1.5 | 1.5 | 0 | 0 | 0 |  | Commercial CHP | Y | SB |  | Commercial/Industrial Unit |  | Eastern
EXCLUDE | IA | IA-Eastern | Iowa Methodist Medical Center | 10655 | 2 | DFO | IC | 1.5 | 1.5 | 0 | 0 | 0 |  | Commercial CHP | Y | SB |  | Commercial/Industrial Unit |  | Eastern
EXCLUDE | IA | IA-Eastern | Iowa Methodist Medical Center | 10655 | 3 | DFO | IC | 0.5 | 0.5 | 0 | 0 | 0 |  | Commercial CHP | Y | SB |  | Commercial/Industrial Unit |  | Eastern
EXCLUDE | MI | MI-Eastern | French Paper Hydro | 10656 | 1 | WAT | HY | 0.3 | 0.3 | 0 | 1883.54 | 0 |  | Industrial Non-CHP | N | OP |  | Commercial/Industrial Unit |  | Eastern
EXCLUDE | MI | MI-Eastern | French Paper Hydro | 10656 | 2 | WAT | HY | 0.4 | 0.4 | 0 | 2511.38 | 0 |  | Industrial Non-CHP | N | OP |  | Commercial/Industrial Unit |  | Eastern
EXCLUDE | MI | MI-Eastern | French Paper Hydro | 10656 | 3 | WAT | HY | 0.4 | 0.3 | 0 | 2511.38 | 0 |  | Industrial Non-CHP | N | OP |  | Commercial/Industrial Unit |  | Eastern
EXCLUDE | MI | MI-Eastern | French Paper Hydro | 10656 | 4 | WAT | HY | 0.2 | 0.2 | 0 | 1255.69 | 0 |  | Industrial Non-CHP | N | OP |  | Commercial/Industrial Unit |  | Eastern
EXCLUDE | CA | CA-Western | Collins Pine Project | 10661 | GEN4 | WDS | ST | 12 | 12 | 0 | 31746 | 78012.95 |  | Industrial CHP | Y | OP |  | Commercial/Industrial Unit |  | Western
COALST | TX | TX-ERCOT | AES Deepwater | 10670 | GEN1 | PC | ST | 165.2 | 138 | 2175 | 55890 | 89299.65 |  | IPP Non-CHP | N | OA |  |  |  | ERCOT
EXCLUDE | TX | TX-ERCOT | AES Deepwater | 10670 | REDST | MWH | BA | 1 | 1 | 0 | 0 | 0 |  | IPP Non-CHP | N | OP |  | Non-Fossil Fuel Type (Less than 10% Fossil Fuel) |  | ERCOT
COALST | OK | OK-Eastern | AES Shady Point LLC | 10671 | GEN1 | BIT | ST | 175 | 160 | 0 | 961319 | 1170780.07 |  | IPP CHP | Y | OP |  |  |  | Eastern
COALST | OK | OK-Eastern | AES Shady Point LLC | 10671 | GEN2 | BIT | ST | 175 | 160 | 0 | 821701 | 1000740.81 |  | IPP CHP | Y | OP |  |  |  | Eastern
COALST | FL | FL-Eastern | Cedar Bay Generating Company LP | 10672 | GEN1 | BIT | ST | 291.6 | 250 | 3507 | 680653 | 1222635.99 |  | IPP CHP | Y | OP |  |  |  | Eastern
EXCLUDE | HI | HI-Hawaii | AES Hawaii | 10673 | GEN1 | BIT | ST | 203 | 180 | 0 | 1502308 | 1591909 |  | IPP CHP | Y | OP |  | State not covered under final 111(d) |  | Hawaii
COALST | CT | CT-Eastern | AES Thames | 10675 | GEN1 | BIT | ST | 213.9 | 181 | 0 | 0 | 0 |  | IPP CHP | Y | RE | 2012 |  |  | Eastern
COALST | PA | PA-Eastern | AES Beaver Valley Partners Beaver Valley | 10676 | GEN2 | BIT | ST | 35 | 32 | 454.53 | 191383 | 261068.29 |  | IPP CHP | Y | OP |  |  |  | Eastern
COALST | PA | PA-Eastern | AES Beaver Valley Partners Beaver Valley | 10676 | GEN3 | BIT | ST | 114 | 114 | 1480.47 | 796387 | 1086033.3 |  | IPP CHP | Y | OP |  |  |  | Eastern
EXCLUDE | CA | CA-Western | CES Placerita Power Plant | 10677 | UNT1 | NG | CC | 60 | 46 | 0 | 0 | 0 |  | IPP Non-CHP | N | RE | 2008 | Retired prior to 2012 |  | Western
NGCC | CA | CA-Western | CES Placerita Power Plant | 10677 | UNT2 | NG | CC | 60 | 46 | 0 | 0 | 0 |  | IPP Non-CHP | N | OS |  |  |  | Western
NGCC | CA | CA-Western | CES Placerita Power Plant | 10677 | UNT3 | NG | CC | 30 | 23 | 0 | 0 | 0 |  | IPP Non-CHP | N | OS |  |  |  | Western
COALST | MD | MD-Eastern | AES Warrior Run Cogeneration Facility | 10678 | GEN1 | BIT | ST | 229 | 180 | 2250 | 1314894 | 1539522.4 |  | IPP CHP | Y | OP |  |  |  | Eastern
EXCLUDE | NV | NV-Western | Dixie Valley Power Partnership | 10681 | GEN1 | GEO | ST | 28 | 25 | 0 | 0 | 0 |  | IPP Non-CHP | N | P |  | Status of Operation (IP, L, P, T) |  | Western
COALST | CO | CO-Western | Martin Drake | 492 | 6 | SUB | ST | 75 | 77 | 1075 | 445206 | 618191.02 |  | Electric Utility | N | OP |  |  |  | Western
COALST | CO | CO-Western | Martin Drake | 492 | 7 | SUB | ST | 132 | 131 | 1600 | 628755 | 714965.21 |  | Electric Utility | N | OP |  |  |  | Western
EXCLUDE | CO | CO-Western | Marys Lake | 517 | 1 | WAT | HY | 8.1 | 9.3 | 0 | 50019 | 0 |  | Electric Utility | N | OP |  | Non Combustion (NUC, WAT, WND, GEO, or SUN) |  | Western
EXCLUDE | CO | CO-Western | McPhee | 7372 | 1 | WAT | HY | 1.2 | 1.2 | 0 | 4826 | 0 |  | Electric Utility | N | OP |  | Non Combustion (NUC, WAT, WND, GEO, or SUN) |  | Western
EXCLUDE | CO | CO-Western | Metro Wastewater Reclamation District | 10180 | 1 | OBG | IC | 2 | 1.2 | 0 | 0 | 0 |  | IPP CHP | Y | SB |  | Non-Fossil Fuel Type (Less than 10% Fossil Fuel) |  | Western
EXCLUDE | CO | CO-Western | Metro Wastewater Reclamation District | 10180 | 2 | OBG | IC | 2 | 1.2 | 0 | 0 | 0 |  | IPP CHP | Y | SB |  | Non-Fossil Fuel Type (Less than 10% Fossil Fuel) |  | Western
EXCLUDE | CO | CO-Western | Metro Wastewater Reclamation District | 10180 | 3 | OBG | IC | 2 | 1.2 | 0 | 0 | 0 |  | IPP CHP | Y | SB |  | Non-Fossil Fuel Type (Less than 10% Fossil Fuel) |  | Western
EXCLUDE | CO | CO-Western | Metro Wastewater Reclamation District | 10180 | 4 | OBG | IC | 2 | 1.2 | 0 | 0 | 0 |  | IPP CHP | Y | SB |  | Non-Fossil Fuel Type (Less than 10% Fossil Fuel) |  | Western
EXCLUDE | CA | CA-Western | Argus Cogen Plant | 10684 | TG5 | BIT | ST | 7.5 | 7 | 0 | 78 | 319.36 |  | Industrial CHP | Y | SB |  | Commercial/Industrial Unit |  | Western
EXCLUDE | CA | CA-Western | Argus Cogen Plant | 10684 | TG8 | BIT | ST | 27.5 | 25 | 0 | 188475.61 | 771688.14 |  | Industrial CHP | Y | OP |  | Commercial/Industrial Unit |  | Western
EXCLUDE | CA | CA-Western | Argus Cogen Plant | 10684 | TG9 | BIT | ST | 27.5 | 25 | 0 | 187287.04 | 766821.7 |  | Industrial CHP | Y | OP |  | Commercial/Industrial Unit |  | Western
EXCLUDE | CA | CA-Western | Westend Facility | 10685 | PINA | NG | GT | 20 | 15 | 0 | 0 | 0 |  | Industrial CHP | Y | OS |  | Commercial/Industrial Unit |  | Western
EXCLUDE | MN | MN-Eastern | Rapids Energy Center | 10686 | 6 | WDS | ST | 12.5 | 14.6 | 0 | 41437.91 | 127389.61 |  | Electric Utility | Y | OP |  | Non-Fossil Fuel Type (Less than 10% Fossil Fuel) |  | Eastern
EXCLUDE | MN | MN-Eastern | Rapids Energy Center | 10686 | 7 | WDS | ST | 14 | 13.4 | 0 | 62630.77 | 192541.32 |  | Electric Utility | Y | OP |  | Non-Fossil Fuel Type (Less than 10% Fossil Fuel) |  | Eastern
EXCLUDE | MN | MN-Eastern | Rapids Energy Center | 10686 | HYD | WAT | HY | 1.9 | 0.8 | 0 | 4778.73 | 0 |  | Electric Utility | N | OP |  | Non Combustion (NUC, WAT, WND, GEO, or SUN) |  | Eastern
EXCLUDE | NY | NY-Eastern | Black River Hydro Associates | 10687 | DE1 | WAT | HY | 1.6 | 1.5 | 0 | 2350.04 | 0 |  | IPP Non-CHP | N | OP |  | Non Combustion (NUC, WAT, WND, GEO, or SUN) |  | Eastern
EXCLUDE | NY | NY-Eastern | Black River Hydro Associates | 10687 | PL1 | WAT | HY | 2.2 | 2.1 | 0 | 3231.3 | 0 |  | IPP Non-CHP | N | OP |  | Non Combustion (NUC, WAT, WND, GEO, or SUN) |  | Eastern
EXCLUDE | NY | NY-Eastern | Black River Hydro Associates | 10687 | RI1 | WAT | HY | 1.9 | 1.8 | 0 | 2790.67 | 0 |  | IPP Non-CHP | N | OP |  | Non Combustion (NUC, WAT, WND, GEO, or SUN) |  | Eastern
EXCLUDE | LA | LA-Eastern | ExxonMobil Baton Rouge Turbine Generator | 10690 | CTG1 | NG | GT | 85.3 | 76.7 | 0 | 636697 | 445022.36 |  | Industrial CHP | Y | OP |  | Commercial/Industrial Unit |  | Eastern
EXCLUDE | TX | TX-ERCOT | ExxonMobil Baytown Turbine | 10692 | GEN1 | NG | GT | 39.7 | 31.7 | 0 | 285617.69 | 205679.47 |  | Industrial CHP | Y | OP |  | Commercial/Industrial Unit |  | ERCOT
EXCLUDE | TX | TX-ERCOT | ExxonMobil Baytown Turbine | 10692 | GEN2 | NG | GT | 39.7 | 31.7 | 0 | 285617.69 | 205679.47 |  | Industrial CHP | Y | OP |  | Commercial/Industrial Unit |  | ERCOT
EXCLUDE | TX | TX-ERCOT | ExxonMobil Baytown Turbine | 10692 | GEN3 | NG | GT | 39.7 | 31.7 | 0 | 285617.69 | 205679.47 |  | Industrial CHP | Y | OP |  | Commercial/Industrial Unit |  | ERCOT
EXCLUDE | TX | TX-ERCOT | ExxonMobil Baytown Turbine | 10692 | GEN4 | NG | GT | 98.9 | 85 | 0 | 711526.18 | 512385.39 |  | Industrial CHP | Y | OP |  | Commercial/Industrial Unit |  | ERCOT
EXCLUDE | TX | TX-ERCOT | ExxonMobil Baytown Turbine | 10692 | GEN5 | NG | GT | 163.8 | 140.3 | 0 | 1178442.75 | 848622.11 |  | Industrial CHP | Y | OP |  | Commercial/Industrial Unit |  | ERCOT
EXCLUDE | MD | MD-Eastern | Eastern Correctional Institute | 10693 | 1147 | WDS | ST | 1.9 | 1.3 | 0 | 8941.95 | 52117.42 |  | Commercial CHP | Y | OP |  | Commercial/Industrial Unit |  | Eastern
EXCLUDE | MD | MD-Eastern | Eastern Correctional Institute | 10693 | 1148 | WDS | ST | 1.9 | 1.3 | 0 | 8941.95 | 52117.42 |  | Commercial CHP | Y | OP |  | Commercial/Industrial Unit |  | Eastern
EXCLUDE | MD | MD-Eastern | Eastern Correctional Institute | 10693 | DG1 | DFO | IC | 1 | 1 | 0 | 0 | 0 |  | Commercial CHP | N | SB |  | Commercial/Industrial Unit |  | Eastern
EXCLUDE | MD | MD-Eastern | Eastern Correctional Institute | 10693 | DG2 | DFO | IC | 1 | 1 | 0 | 0 | 0 |  | Commercial CHP | N | SB |  | Commercial/Industrial Unit |  | Eastern
EXCLUDE | MA | MA-Eastern | Pepperell Hydro Power Plant | 10694 | 2121 | WAT | HY | 0.8 | 0.8 | 0 | 1469.09 | 0 |  | Industrial Non-CHP | N | OA |  | Commercial/Industrial Unit |  | Eastern
EXCLUDE | MA | MA-Eastern | Pepperell Hydro Power Plant | 10694 | 8281 | WAT | HY | 0.8 | 0.8 | 0 | 1469.09 | 0 |  | Industrial Non-CHP | N | OP |  | Commercial/Industrial Unit |  | Eastern
EXCLUDE | MA | MA-Eastern | Pepperell Hydro Power Plant | 10694 | G3 | WAT | HY | 0.6 | 0.6 | 0 | 1101.82 | 0 |  | Industrial Non-CHP | N | OP |  | Commercial/Industrial Unit |  | Eastern
EXCLUDE | LA | LA-Eastern | St Francisville Mill | 10697 | GEN1 | NG | GT | 45 | 38.3 | 0 | 0 | 0 |  | Industrial CHP | Y | RE | 1999 | Commercial/Industrial Unit |  | Eastern
EXCLUDE | LA | LA-Eastern | St Francisville Mill | 10697 | GEN2 | BLQ | ST | 12.5 | 16.5 | 0 | 0 | 0 |  | Industrial CHP | Y | OS |  | Commercial/Industrial Unit |  | Eastern
EXCLUDE | MI | MI-Eastern | Graphic Packaging | 10698 | GEN1 | NG | ST | 10 | 5 | 0 | -105411.86 | 113519.49 |  | Industrial CHP | Y | OP |  | Commercial/Industrial Unit |  | Eastern
EXCLUDE | MI | MI-Eastern | Graphic Packaging | 10698 | GEN2 | NG | ST | 1.8 | 1.5 | 0 | -18974.14 | 20433.51 |  | Industrial CHP | Y | OP |  | Commercial/Industrial Unit |  | Eastern
EXCLUDE | AL | AL-Eastern | Georgia-Pacific Consr Prods LP-Naheola | 10699 | GEN1 | BLQ | ST | 15.6 | 14.5 | 0 | 71764 | 443351.9 |  | Industrial CHP | Y | OP |  | Commercial/Industrial Unit |  | Eastern
EXCLUDE | AL | AL-Eastern | Georgia-Pacific Consr Prods LP-Naheola | 10699 | GEN2 | BLQ | ST | 15.6 | 14.5 | 0 | 26403 | 163115.49 |  | Industrial CHP | Y | OP |  | Commercial/Industrial Unit |  | Eastern
EXCLUDE | AL | AL-Eastern | Georgia-Pacific Consr Prods LP-Naheola | 10699 | GT3 | BLQ | ST | 47.1 | 43.8 | 0 | 186909 | 1154707.93 |  | Industrial CHP | Y | OP |  | Commercial/Industrial Unit |  | Eastern
EXCLUDE | ME | ME-Eastern | Red Shield Envir Old Town Facility | 10700 | TG1 | RFO | ST | 3.5 | 3.3 | 0 | 0 | 0 |  | Industrial CHP | Y | RE | 2002 | Commercial/Industrial Unit |  | Eastern
EXCLUDE | ME | ME-Eastern | Red Shield Envir Old Town Facility | 10700 | TG2 | RFO | ST | 3 | 3 | 0 | 8578 | 45749.5 |  | Industrial CHP | Y | SB |  | Commercial/Industrial Unit |  | Eastern
EXCLUDE | ME | ME-Eastern | Red Shield Envir Old Town Facility | 10700 | TG4 | BLQ | ST | 12.5 | 7.5 | 0 | 35741.67 | 169788.7 |  | Industrial CHP | Y | OP |  | Commercial/Industrial Unit |  | Eastern
EXCLUDE | ME | ME-Eastern | Red Shield Envir Old Town Facility | 10700 | TG5 | NG | GT | 9.5 | 8.8 | 0 | 0 | 0 |  | Industrial CHP | Y | SB |  | Commercial/Industrial Unit |  | Eastern
EXCLUDE | ME | ME-Eastern | Red Shield Envir Old Town Facility | 10700 | TG6 | WDS | ST | 16 | 14 | 0 | 45749.33 | 421324.83 |  | Industrial CHP | Y | OP |  | Commercial/Industrial Unit |  | Eastern
EXCLUDE | CA | CA-Western | Burney Creek | 10706 | GEN1 | WAT | HY | 3 | 3 | 0 | 3907 | 0 |  | IPP Non-CHP | N | OP |  | Non Combustion (NUC, WAT, WND, GEO, or SUN) |  | Western
EXCLUDE | CA | CA-Western | Cove Hydroelectric | 10707 | GEN1 | WAT | HY | 5 | 5 | 0 | 10394 | 0 |  | IPP Non-CHP | N | OP |  | Non Combustion (NUC, WAT, WND, GEO, or SUN) |  | Western
EXCLUDE | CA | CA-Western | Lost Creek I | 10708 | GEN1 | WAT | HY | 1.1 | 1.1 | 0 | 4558 | 0 |  | IPP Non-CHP | N | OP |  | Non Combustion (NUC, WAT, WND, GEO, or SUN) |  | Western
EXCLUDE | CA | CA-Western | Ponderosa Bailey Creek | 10709 | GEN1 | WAT | HY | 1.1 | 1.1 | 0 | 1613 | 0 |  | IPP Non-CHP | N | OP |  | Non Combustion (NUC, WAT, WND, GEO, or SUN) |  | Western
EXCLUDE | CA | CA-Western | Karen Avenue Windfarm | 10718 | WND | WND | WT | 11.7 | 11.7 | 0 | 30489 | 0 |  | IPP Non-CHP | N | OP |  | Non Combustion (NUC, WAT, WND, GEO, or SUN) |  | Western
EXCLUDE | CA | CA-Western | Kyocera America Project | 10720 | 0287 | NG | IC | 1.7 | 1.7 | 0 | 0 | 0 |  | Industrial CHP | Y | OP |  | Commercial/Industrial Unit | Yes | Western
EXCLUDE | CA | CA-Western | Kyocera America Project | 10720 | 0333 | NG | IC | 2.1 | 2.1 | 0 | 0 | 0 |  | Industrial CHP | Y | OP |  | Commercial/Industrial Unit | Yes | Western
EXCLUDE | MI | MI-Eastern | Jackson County Resource Recovery | 10722 | 1 | MSW | ST | 3.7 | 3 | 0 | 15033.06 | 52485.32 |  | Commercial CHP | Y | OP |  | Commercial/Industrial Unit |  | Eastern
NGCC | NY | NY-Eastern | Selkirk Cogen | 10725 | GEN1 | NG | CC | 95.2 | 77.1 | 1215 | 355395.47 | 184547.88 |  | IPP CHP | Y | OP |  |  |  | Eastern
NGCC | NY | NY-Eastern | Selkirk Cogen | 10725 | GEN2 | NG | CC | 12 |  | 1215 | 44797.75 | 23262.34 | 1 | IPP CHP | Y | SB |  |  |  | Eastern
NGCC | NY | NY-Eastern | Selkirk Cogen | 10725 | GEN3 | NG | CC | 95.2 | 276.8 | 1259 | 355395.47 | 184547.88 |  | IPP CHP | Y | OP |  |  |  | Eastern
NGCC | NY | NY-Eastern | Selkirk Cogen | 10725 | GEN4 | NG | CC | 95.2 |  | 1206 | 355395.47 | 184547.88 |  | IPP CHP | Y | OP |  |  |  | Eastern
NGCC | NY | NY-Eastern | Selkirk Cogen | 10725 | GEN5 | NG | CC | 148.4 |  | 1259 | 553998.83 | 287677.58 |  | IPP CHP | Y | OP |  |  |  | Eastern
NGCC | MA | MA-Eastern | Masspower | 10726 | GEN1 | NG | CC | 90 | 90 | 1250 | 300182.25 | 147792.94 |  | IPP CHP | Y | OP |  |  |  | Eastern
NGCC | MA | MA-Eastern | Masspower | 10726 | GEN2 | NG | CC | 90 | 90 | 1250 | 300182.25 | 147792.94 |  | IPP CHP | Y | OP |  |  |  | Eastern
NGCC | MA | MA-Eastern | Masspower | 10726 | GEN3 | NG | CC | 80.9 | 80.9 | 1250 | 269830.49 | 132849.43 |  | IPP CHP | Y | OP |  |  |  | Eastern
EXCLUDE | ME | ME-Eastern | Barker Lower | 10728 | GEN1 | WAT | HY | 1.5 | 1.5 | 0 | 5868 | 0 |  | IPP Non-CHP | N | OP |  | Non Combustion (NUC, WAT, WND, GEO, or SUN) |  | Eastern
EXCLUDE | TN | TN-Eastern | Cargill Corn Wet Milling Plant | 10729 | GEN1 | BIT | ST | 25 | 10.3 | 0 | 25063 | 251365.08 |  | Industrial CHP | Y | OP |  | Commercial/Industrial Unit |  | Eastern
EXCLUDE | TN | TN-Eastern | Cargill Corn Wet Milling Plant | 10729 | GEN2 | NG | GT | 4.8 | 4.3 | 0 | 0 | 0 |  | Industrial CHP | Y | RE | 2010 | Commercial/Industrial Unit |  | Eastern
EXCLUDE | PA | PA-Eastern | Koppers Susquehanna Plant | 10731 | GEN1 | WDS | ST | 12.5 | 12 | 0 | 37384 | 90007.97 |  | IPP CHP | Y | OP |  | Non-Fossil Fuel Type (Less than 10% Fossil Fuel) |  | Eastern
EXCLUDE | IL | IL-Eastern | Koppers Chicago Plant | 10732 | GEN1 | WH | ST | 7.5 | 5 | 0 | 0 | 0 |  | Industrial CHP | Y | OS |  | Commercial/Industrial Unit |  | Eastern
EXCLUDE | CA | CA-Western | Santa Maria Cogen Plant | 10733 | GEN1 | NG | GT | 9 | 7 | 0 | 0 | 0 |  | IPP CHP | Y | OP |  | Simple cycle unit |  | Western
EXCLUDE | ID | ID-Western | Barber Dam | 10735 | GEN1 | WAT | HY | 4.1 | 4 | 0 | 14703 | 0 |  | IPP Non-CHP | N | OP |  | Non Combustion (NUC, WAT, WND, GEO, or SUN) |  | Western
EXCLUDE | OR | OR-Western | Sprague Hydro | 10737 | GEN1 | WAT | HY | 1.2 | 1 | 0 | 2684 | 0 |  | IPP Non-CHP | N | OP |  | Non Combustion (NUC, WAT, WND, GEO, or SUN) |  | Western
EXCLUDE | CA | CA-Western | Northwind Energy | 10738 | GEN1 | WND | WT | 13 | 12.1 | 0 | 8056 | 0 |  | IPP Non-CHP | N | RE | 2012 | Non Combustion (NUC, WAT, WND, GEO, or SUN) |  | Western
EXCLUDE | OH | OH-Eastern | Hoge Lumber | 10739 | AC3M | WDS | ST | 3 | 1.2 | 0 | 1094.59 | 3650.64 |  | Industrial Non-CHP | N | OP |  | Commercial/Industrial Unit |  | Eastern
EXCLUDE | OH | OH-Eastern | Hoge Lumber | 10739 | W750 | WDS | ST | 0.7 | 0.3 | 0 | 255.41 | 851.82 |  | Industrial Non-CHP | N | OS |  | Commercial/Industrial Unit |  | Eastern
EXCLUDE | ID | ID-Western | Magic Dam Hydroelectric Project | 10740 | GEN1 | WAT | HY | 3 | 2.9 | 0 | 9650 | 0 |  | IPP Non-CHP | N | OP |  | Non Combustion (NUC, WAT, WND, GEO, or SUN) |  | Western
EXCLUDE | ID | ID-Western | Magic Dam Hydroelectric Project | 10740 | GEN2 | WAT | HY | 3 | 2.9 | 0 | 9650 | 0 |  | IPP Non-CHP | N | OP |  | Non Combustion (NUC, WAT, WND, GEO, or SUN) |  | Western
EXCLUDE | ID | ID-Western | Magic Dam Hydroelectric Project | 10740 | GEN3 | WAT | HY | 3 | 2.9 | 0 | 9650 | 0 |  | IPP Non-CHP | N | OP |  | Non Combustion (NUC, WAT, WND, GEO, or SUN) |  | Western
NGCC | TX | TX-ERCOT | Clear Lake Cogeneration Ltd | 10741 | G102 | NG | CC | 129 | 100 | 1331 | 142818.97 | 87268.41 |  | IPP CHP | Y | OP |  |  |  | ERCOT
NGCC | TX | TX-ERCOT | Clear Lake Cogeneration Ltd | 10741 | G103 | NG | CC | 129 | 100 | 1331 | 142818.97 | 87268.41 |  | IPP CHP | Y | OP |  |  |  | ERCOT
NGCC | TX | TX-ERCOT | Clear Lake Cogeneration Ltd | 10741 | G104 | NG | CC | 129 | 100 | 1331 | 142818.97 | 87268.41 |  | IPP CHP | Y | OP |  |  |  | ERCOT
NGCC | TX | TX-ERCOT | Clear Lake Cogeneration Ltd | 10741 | S101 | NG | CC | 59 | 52 | 1331 | 65320.31 | 39913.46 |  | IPP CHP | Y | OP |  |  |  | ERCOT
NGCC | TX | TX-ERCOT | Clear Lake Cogeneration Ltd | 10741 | S102 | NG | CC | 19.2 | 14 | 1331 | 21256.78 | 12988.79 | 1 | IPP CHP | Y | OP |  |  |  | ERCOT
COALST | WV | WV-Eastern | Morgantown Energy Facility | 10743 | GEN1 | WC | ST | 68.9 | 50 | 951.2 | 408719 | 714917.3 |  | IPP CHP | Y | OP |  |  |  | Eastern
EXCLUDE | MI | MI-Eastern | Midland Cogeneration Venture | 10745 | 1G12 | DFO | IC | 5.2 | 5.2 | 0 | 0 | 0 |  | IPP CHP | Y | SB |  | Internal Combustion |  | Eastern
NGCC | MI | MI-Eastern | Midland Cogeneration Venture | 10745 | BP15 | NG | CC | 13.4 | 13.4 | 127.9 | 45210.69 | 25071.65 | 1 | IPP CHP | Y | OP |  |  |  | Eastern
NGCC | MI | MI-Eastern | Midland Cogeneration Venture | 10745 | GT10 | NG | CC | 87.1 | 87.1 | 831.37 | 293869.47 | 162965.69 |  | IPP CHP | Y | OP |  |  |  | Eastern
NGCC | MI | MI-Eastern | Midland Cogeneration Venture | 10745 | GT11 | NG | CC | 87.1 | 87.1 | 831.37 | 293869.47 | 162965.69 |  | IPP CHP | Y | OP |  |  |  | Eastern
NGCC | MI | MI-Eastern | Midland Cogeneration Venture | 10745 | GT12 | NG | CC | 87.1 | 87.1 | 831.37 | 293869.47 | 162965.69 |  | IPP CHP | Y | OP |  |  |  | Eastern
NGCC | MI | MI-Eastern | Midland Cogeneration Venture | 10745 | GT13 | NG | CC | 87.1 | 87.1 | 831.37 | 293869.47 | 162965.69 |  | IPP CHP | Y | OP |  |  |  | Eastern
NGCC | MI | MI-Eastern | Midland Cogeneration Venture | 10745 | GT14 | NG | CC | 87.1 | 87.1 | 831.37 | 293869.47 | 162965.69 |  | IPP CHP | Y | OP |  |  |  | Eastern
NGCC | MI | MI-Eastern | Midland Cogeneration Venture | 10745 | GT3 | NG | CC | 87.1 | 87.1 | 831.37 | 293869.47 | 162965.69 |  | IPP CHP | Y | OP |  |  |  | Eastern
NGCC | MI | MI-Eastern | Midland Cogeneration Venture | 10745 | GT4 | NG | CC | 87.1 | 87.1 | 831.37 | 293869.47 | 162965.69 |  | IPP CHP | Y | OP |  |  |  | Eastern
NGCC | MI | MI-Eastern | Midland Cogeneration Venture | 10745 | GT5 | NG | CC | 87.1 | 87.1 | 831.37 | 293869.47 | 162965.69 |  | IPP CHP | Y | OP |  |  |  | Eastern
NGCC | MI | MI-Eastern | Midland Cogeneration Venture | 10745 | GT6 | NG | CC | 87.1 | 87.1 | 831.37 | 293869.47 | 162965.69 |  | IPP CHP | Y | OP |  |  |  | Eastern
NGCC | MI | MI-Eastern | Midland Cogeneration Venture | 10745 | GT7 | NG | CC | 87.1 | 87.1 | 831.37 | 293869.47 | 162965.69 |  | IPP CHP | Y | OP |  |  |  | Eastern
NGCC | MI | MI-Eastern | Midland Cogeneration Venture | 10745 | GT8 | NG | CC | 87.1 | 87.1 | 831.37 | 293869.47 | 162965.69 |  | IPP CHP | Y | OP |  |  |  | Eastern
NGCC | MI | MI-Eastern | Midland Cogeneration Venture | 10745 | GT9 | NG | CC | 87.1 | 87.1 | 831.37 | 293869.47 | 162965.69 |  | IPP CHP | Y | OP |  |  |  | Eastern
NGCC | MI | MI-Eastern | Midland Cogeneration Venture | 10745 | ST1 | NG | CC | 410 | 410 | 3913.48 | 1383312.1 | 767117.5 |  | IPP CHP | Y | OP |  |  |  | Eastern
NGCC | MI | MI-Eastern | Midland Cogeneration Venture | 10745 | ST2 | NG | CC | 380 | 380 | 3627.12 | 1282094.14 | 710986.95 |  | IPP CHP | Y | SB |  |  |  | Eastern
EXCLUDE | PA | PA-Eastern | Covanta Delaware Valley | 10746 | GEN1 | MSW | ST | 90 | 80 | 0 | 610148 | 1195385.37 |  | IPP Non-CHP | N | OP |  | Non-Fossil Fuel Type (Less than 10% Fossil Fuel) |  | Eastern
EXCLUDE | CA | CA-Western | Marina Landfill Gas | 10748 | G4 | LFG | IC | 0.9 | 0.9 | 0 | 0 | 0 |  | Commercial Non-CHP | N | RE | 2008 | Commercial/Industrial Unit |  | Western
EXCLUDE | CA | CA-Western | Marina Landfill Gas | 10748 | LL1 | LFG | IC | 0.8 | 0.7 | 0 | 0 | 0 |  | Commercial Non-CHP | N | RE | 2006 | Commercial/Industrial Unit |  | Western
EXCLUDE | CA | CA-Western | Marina Landfill Gas | 10748 | U1C06 | LFG | IC | 1.6 | 1.6 | 0 | 0 | 0 |  | Commercial Non-CHP | N | OP |  | Commercial/Industrial Unit |  | Western
EXCLUDE | CA | CA-Western | Marina Landfill Gas | 10748 | U2J02 | LFG | IC | 1 | 1 | 0 | 0 | 0 |  | Commercial Non-CHP | N | OP |  | Commercial/Industrial Unit |  | Western
EXCLUDE | CA | CA-Western | Marina Landfill Gas | 10748 | U3J98 | LFG | IC | 1 | 1 | 0 | 0 | 0 |  | Commercial Non-CHP | N | OP |  | Commercial/Industrial Unit |  | Western
EXCLUDE | CA | CA-Western | Marina Landfill Gas | 10748 | U4J08 | LFG | IC | 1.4 | 1.4 | 0 | 0 | 0 |  | Commercial Non-CHP | N | OP |  | Commercial/Industrial Unit |  | Western
NGCC | NJ | NJ-Eastern | Camden Plant Holding LLC | 10751 | GEN1 | NG | CC | 95.2 | 94.9 | 1369 | 312052.73 | 169057.63 |  | IPP Non-CHP | N | OP |  |  |  | Eastern
NGCC | NJ | NJ-Eastern | Camden Plant Holding LLC | 10751 | GEN2 | NG | CC | 61.8 | 50.1 | 1369 | 202572.04 | 109745.39 |  | IPP Non-CHP | N | OP |  |  |  | Eastern
EXCLUDE | NY | NY-Eastern | Lachute Hydro Lower | 10752 | GEN1 | WAT | HY | 3.8 | 3.6 | 0 | 9218 | 0 |  | IPP Non-CHP | N | OP |  | Non Combustion (NUC, WAT, WND, GEO, or SUN) |  | Eastern
EXCLUDE | NY | NY-Eastern | Lachute Hydro Upper | 10753 | GEN1 | WAT | HY | 5.2 | 4.9 | 0 | 9218 | 0 |  | IPP Non-CHP | N | OP |  | Non Combustion (NUC, WAT, WND, GEO, or SUN) |  | Eastern
EXCLUDE | CO | CO-Western | Metro Wastewater Reclamation District | 10180 | 5 | OBG | GT | 3.5 | 2.5 | 0 | 18191.74 | 16217.79 |  | IPP CHP | Y | OP |  | Non-Fossil Fuel Type (Less than 10% Fossil Fuel) |  | Western
EXCLUDE | CO | CO-Western | Metro Wastewater Reclamation District | 10180 | 6 | OBG | GT | 3.5 | 2.5 | 0 | 18191.74 | 16217.79 |  | IPP CHP | Y | OP |  | Non-Fossil Fuel Type (Less than 10% Fossil Fuel) |  | Western
EXCLUDE | CO | CO-Western | Morrow Point | 514 | 1 | WAT | HY | 86.6 | 86.6 | 0 | 117096.5 | 0 |  | Electric Utility | N | OP |  | Non Combustion (NUC, WAT, WND, GEO, or SUN) |  | Western
EXCLUDE | CO | CO-Western | Morrow Point | 514 | 2 | WAT | HY | 86.6 | 86.6 | 0 | 117096.5 | 0 |  | Electric Utility | N | OP |  | Non Combustion (NUC, WAT, WND, GEO, or SUN) |  | Western
EXCLUDE | CA | CA-Western | Salton Sea Power Gen Co - Unit 3 | 10759 | GEN1 | GEO | ST | 53.9 | 47.5 | 0 | 353823 | 0 |  | IPP Non-CHP | N | OP |  | Non Combustion (NUC, WAT, WND, GEO, or SUN) |  | Western
NGCC | NV | NV-Western | Las Vegas Cogeneration LP | 10761 | GEN1 | NG | CC | 49.8 | 41 | 420 | 40327.44 | 18077.83 |  | IPP CHP | Y | OP |  |  |  | Western
NGCC | NV | NV-Western | Las Vegas Cogeneration LP | 10761 | GEN2 | NG | CC | 11.5 | 9 | 420 | 9312.56 | 4174.6 | 1 | IPP CHP | Y | OP |  |  |  | Western
EXCLUDE | CA | CA-Western | Geo East Mesa III | 10763 | GBU | GEO | BT | 8 | 6.5 | 0 | 0 | 0 |  | IPP Non-CHP | N | OP |  | Non Combustion (NUC, WAT, WND, GEO, or SUN) |  | Western
EXCLUDE | CA | CA-Western | Geo East Mesa III | 10763 | GEN1 | GEO | ST | 21.6 | 14.6 | 0 | 105314 | 0 |  | IPP Non-CHP | N | OP |  | Non Combustion (NUC, WAT, WND, GEO, or SUN) |  | Western
EXCLUDE | CA | CA-Western | Blue Lake Power LLC | 10764 | GEN1 | WDS | ST | 13.8 | 11.5 | 0 | 53100 | 138420.1 |  | IPP Non-CHP | N | OP |  | Non-Fossil Fuel Type (Less than 10% Fossil Fuel) |  | Western
EXCLUDE | ME | ME-Eastern | Indeck Jonesboro Energy Center | 10765 | GEN1 | WDS | ST | 27.5 | 20.2 | 0 | 45017 | 85225.95 |  | IPP Non-CHP | N | SB |  | Non-Fossil Fuel Type (Less than 10% Fossil Fuel) |  | Eastern
EXCLUDE | ME | ME-Eastern | Indeck West Enfield Energy Center | 10766 | GEN1 | WDS | ST | 27.5 | 20.4 | 0 | 107923 | 201166.93 |  | IPP Non-CHP | N | OP |  | Non-Fossil Fuel Type (Less than 10% Fossil Fuel) |  | Eastern
EXCLUDE | CA | CA-Western | Rio Bravo Fresno | 10767 | GEN1 | WDS | ST | 28 | 24.3 | 0 | 181027 | 277494.24 |  | IPP Non-CHP | N | OP |  | Non-Fossil Fuel Type (Less than 10% Fossil Fuel) |  | Western
COALST | CA | CA-Western | Rio Bravo Jasmin | 10768 | UP9 | SUB | ST | 38.2 | 33 | 0 | 172963 | 220213.33 |  | IPP CHP | Y | OP |  |  |  | Western
COALST | CA | CA-Western | Rio Bravo Poso | 10769 | UP8 | BIT | ST | 38.2 | 33 | 0 | 117499 | 155525.12 |  | IPP CHP | Y | OP |  |  |  | Western
COALST | VA | VA-Eastern | Hopewell Power Station | 10771 | 1 | BIT | ST | 71.1 | 63 | 793.3 | 24935 | 34941.28 |  | Electric Utility | N | OP |  |  |  | Eastern
EXCLUDE | CA | CA-Western | Rio Bravo Rocklin | 10772 | GEN1 | WDS | ST | 27.9 | 24.4 | 0 | 177424 | 288143.03 |  | IPP Non-CHP | N | OP |  | Non-Fossil Fuel Type (Less than 10% Fossil Fuel) |  | Western
COALST | VA | VA-Eastern | Altavista Power Station | 10773 | 1 | BIT | ST | 71.1 | 63 | 0 | 0 | 60.67 |  | Electric Utility | N | OP |  |  |  | Eastern
COALST | VA | VA-Eastern | Southampton Power Station | 10774 | 1 | BIT | ST | 71.1 | 63 | 800 | 37440 | 75805.69 |  | Electric Utility | Y | OP |  |  |  | Eastern
EXCLUDE | CA | CA-Western | E F Oxnard Energy Facility | 10776 | GTG | NG | GT | 48.5 | 48.5 | 0 | 172563 | 91159.58 |  | IPP CHP | Y | OP |  | Simple cycle unit |  | Western
EXCLUDE | CA | CA-Western | HL Power | 10777 | GEN1 | WDS | ST | 36.2 | 30 | 0 | 198044 | 305793.6 |  | IPP Non-CHP | N | OP |  | Non-Fossil Fuel Type (Less than 10% Fossil Fuel) |  | Western
EXCLUDE | ID | ID-Western | Koyle Ranch Hydroelectric Project | 10781 | GEN1 | WAT | HY | 0.2 | 0.2 | 0 | 561.54 | 0 |  | IPP Non-CHP | N | OP |  | Non Combustion (NUC, WAT, WND, GEO, or SUN) |  | Western
EXCLUDE | ID | ID-Western | Koyle Ranch Hydroelectric Project | 10781 | GEN2 | WAT | HY | 0.3 | 0.3 | 0 | 842.31 | 0 |  | IPP Non-CHP | N | OP |  | Non Combustion (NUC, WAT, WND, GEO, or SUN) |  | Western
EXCLUDE | ID | ID-Western | Koyle Ranch Hydroelectric Project | 10781 | GEN3 | WAT | HY | 0.8 | 0.8 | 0 | 2246.15 | 0 |  | IPP Non-CHP | N | OP |  | Non Combustion (NUC, WAT, WND, GEO, or SUN) |  | Western
COALST | MT | MT-Western | Colstrip Energy LP | 10784 | GEN1 | WC | ST | 46.1 | 35 | 0 | 301608 | 436050.66 |  | IPP Non-CHP | N | OP |  |  |  | Western
EXCLUDE | SC | SC-Eastern | Piedmont Hydro Power Project | 10787 | GEN1 | WAT | HY | 1 | 1 | 0 | 4961 | 0 |  | IPP Non-CHP | N | OP |  | Non Combustion (NUC, WAT, WND, GEO, or SUN) |  | Eastern
EXCLUDE | WV | WV-Eastern | Belle West Virginia Plant | 10788 | GEN1 | NG | ST | 13.5 | 2 | 0 | 0 | 0 |  | Industrial CHP | Y | RE | 2005 | Commercial/Industrial Unit |  | Eastern
EXCLUDE | TX | TX-Eastern | Sabine River Works | 10789 | GEN1 | NG | CC | 89.9 | 82 | 0 | 191447.71 | 105218.68 |  | Industrial CHP | Y | OP |  | Commercial/Industrial Unit |  | Eastern
EXCLUDE | TX | TX-Eastern | Sabine River Works | 10789 | GEN2 | NG | CC | 3.1 | 2.5 | 0 | 0 | 0 |  | Industrial CHP | Y | RE | 1996 | Commercial/Industrial Unit |  | Eastern
EXCLUDE | TX | TX-Eastern | Sabine River Works | 10789 | GEN3 | NG | CC | 6.2 | 5 | 0 | 13203.29 | 7256.46 |  | Industrial CHP | Y | OP |  | Commercial/Industrial Unit |  | Eastern
EXCLUDE | TX | TX-Eastern | Sabine River Works | 10789 | GEN4 | NG | CC | 6.2 | 5 | 0 | 0 | 0 |  | Industrial CHP | Y | RE | 2008 | Commercial/Industrial Unit |  | Eastern
EXCLUDE | TX | TX-ERCOT | Victoria Texas Plant | 10790 | GEN1 | NG | GT | 102.4 | 75 | 0 | 520030 | 351638.35 |  | Industrial CHP | Y | OP |  | Commercial/Industrial Unit |  | ERCOT
EXCLUDE | NC | NC-Eastern | Unifi Kinston LLC | 10792 | GEN1 | BIT | ST | 7.5 | 8 | 0 | 0 | 0 |  | Industrial CHP | Y | RE | 2008 | Commercial/Industrial Unit |  | Eastern
EXCLUDE | NC | NC-Eastern | Unifi Kinston LLC | 10792 | GEN2 | BIT | ST | 7.5 | 8 | 0 | 0 | 0 |  | Industrial CHP | Y | RE | 2008 | Commercial/Industrial Unit |  | Eastern
EXCLUDE | DE | DE-Eastern | Seaford Delaware Plant | 10793 | GEN1 | NG | ST | 10 | 9 | 0 | 0 | 0 |  | Industrial CHP | Y | RE | 2010 | Commercial/Industrial Unit |  | Eastern
EXCLUDE | DE | DE-Eastern | Seaford Delaware Plant | 10793 | GEN2 | BIT | ST | 10 | 9 | 0 | 0 | 0 |  | Industrial CHP | Y | RE | 2009 | Commercial/Industrial Unit |  | Eastern
EXCLUDE | DE | DE-Eastern | Seaford Delaware Plant | 10793 | GEN3 | NG | ST | 10 | 9 | 0 | 0 | 0 |  | Industrial CHP | Y | RE | 2010 | Commercial/Industrial Unit |  | Eastern
EXCLUDE | SC | SC-Eastern | Camden South Carolina | 10795 | GEN1 | BIT | ST | 5.5 | 5.5 | 0 | 17961.45 | 18663.31 |  | Industrial CHP | Y | OP |  | Commercial/Industrial Unit |  | Eastern
EXCLUDE | SC | SC-Eastern | Camden South Carolina | 10795 | GEN2 | BIT | ST | 5.5 | 5.5 | 0 | 9792.53 | 10175.18 |  | Industrial CHP | Y | OS |  | Commercial/Industrial Unit |  | Eastern
EXCLUDE | SC | SC-Eastern | Camden South Carolina | 10795 | GEN3 | BIT | ST | 19 | 17.5 | 0 | 35452.36 | 36837.69 |  | Industrial CHP | Y | OP |  | Commercial/Industrial Unit |  | Eastern
EXCLUDE | VA | VA-Eastern | Waynesboro Virginia Plant | 10796 | GEN1 | BIT | ST | 3 | 3 | 0 | 0 | 0 |  | Industrial CHP | Y | RE | 2010 | Commercial/Industrial Unit |  | Eastern
EXCLUDE | VA | VA-Eastern | Waynesboro Virginia Plant | 10796 | GEN2 | BIT | ST | 3 | 3 | 0 | 0 | 0 |  | Industrial CHP | Y | RE | 2010 | Commercial/Industrial Unit |  | Eastern
EXCLUDE | VA | VA-Eastern | Waynesboro Virginia Plant | 10796 | GEN3 | BIT | ST | 3 | 3 | 0 | 0 | 0 |  | Industrial CHP | Y | RE | 2008 | Commercial/Industrial Unit |  | Eastern
EXCLUDE | VA | VA-Eastern | Waynesboro Virginia Plant | 10796 | GEN4 | BIT | ST | 3.4 | 3 | 0 | 0 | 0 |  | Industrial CHP | Y | RE | 2010 | Commercial/Industrial Unit |  | Eastern
EXCLUDE | TN | TN-Eastern | Old Hickory Plant | 10797 | G10 | NG | ST | 3 | 2.8 | 0 | 0 | 0 |  | Industrial CHP | Y | RE | 2002 | Commercial/Industrial Unit |  | Eastern
EXCLUDE | TN | TN-Eastern | Old Hickory Plant | 10797 | IG | NG | ST | 1 | 1 | 0 | 0 | 0 |  | Industrial CHP | Y | RE | 2010 | Commercial/Industrial Unit |  | Eastern
EXCLUDE | VA | VA-Eastern | Fries Hydroelectric Project | 10798 | GEN1 | WAT | HY | 2 | 2 | 0 | 10004.81 | 0 |  | IPP Non-CHP | N | OP |  | Non Combustion (NUC, WAT, WND, GEO, or SUN) |  | Eastern
EXCLUDE | VA | VA-Eastern | Fries Hydroelectric Project | 10798 | GEN2 | WAT | HY | 0.8 | 0.8 | 0 | 4001.93 | 0 |  | IPP Non-CHP | N | OP |  | Non Combustion (NUC, WAT, WND, GEO, or SUN) |  | Eastern
EXCLUDE | VA | VA-Eastern | Fries Hydroelectric Project | 10798 | GEN3 | WAT | HY | 0.2 | 0.2 | 0 | 1000.48 | 0 |  | IPP Non-CHP | N | OP |  | Non Combustion (NUC, WAT, WND, GEO, or SUN) |  | Eastern
EXCLUDE | VA | VA-Eastern | Fries Hydroelectric Project | 10798 | GEN4 | WAT | HY | 2.4 | 2 | 0 | 12005.78 | 0 |  | IPP Non-CHP | N | OP |  | Non Combustion (NUC, WAT, WND, GEO, or SUN) |  | Eastern
EXCLUDE | SC | SC-Eastern | Pelzer Upper | 10799 | GEN1 | WAT | HY | 2 | 1.9 | 0 | 6984 | 0 |  | IPP Non-CHP | N | OP |  | Non Combustion (NUC, WAT, WND, GEO, or SUN) |  | Eastern
EXCLUDE | SC | SC-Eastern | Pelzer Lower | 10800 | GEN1 | WAT | HY | 3.3 | 3.1 | 0 | 6984 | 0 |  | IPP Non-CHP | N | OP |  | Non Combustion (NUC, WAT, WND, GEO, or SUN) |  | Eastern
EXCLUDE | SC | SC-Eastern | Ware Shoals Hydro Project | 10801 | GEN1 | WAT | HY | 3 | 3 | 0 | 7083.87 | 0 |  | IPP Non-CHP | N | OP |  | Non Combustion (NUC, WAT, WND, GEO, or SUN) |  | Eastern
EXCLUDE | SC | SC-Eastern | Ware Shoals Hydro Project | 10801 | GEN2 | WAT | HY | 3.2 | 3 | 0 | 7556.13 | 0 |  | IPP Non-CHP | N | OP |  | Non Combustion (NUC, WAT, WND, GEO, or SUN) |  | Eastern
EXCLUDE | MA | MA-Eastern | Lowell Cogeneration Company LP | 10802 | GEN1 | NG | CC | 25 | 20 | 310 | 2041.04 | 1843.15 |  | IPP CHP | Y | OP |  | Combined cycle unit (PRMVR=CC) less than or equal to 25MW |  | Eastern
EXCLUDE | MA | MA-Eastern | Lowell Cogeneration Company LP | 10802 | GEN2 | NG | CC | 8.5 | 8.5 | 310 | 693.96 | 626.67 | 1 | IPP CHP | Y | OP |  |  |  | Eastern
EXCLUDE | NY | NY-Eastern | Ogdensburg Power | 10803 | GEN1 | NG | CC | 48.8 | 36 | 0 | 0 | 0 |  | IPP CHP | Y | RE | 2007 | Retired prior to 2012 |  | Eastern
EXCLUDE | NY | NY-Eastern | Ogdensburg Power | 10803 | GEN2 | NG | CC | 23.6 | 19.6 | 0 | 0 | 0 |  | IPP CHP | Y | RE | 2007 | Retired prior to 2012 |  | Eastern
NGCC | NY | NY-Eastern | Ogdensburg Power | 10803 | GEN3 | NG | CC | 26.9 | 23 | 0 | 0 | 0 |  | IPP CHP | Y | OS |  |  |  | Eastern
EXCLUDE | NJ | NJ-Eastern | Kenilworth Energy Facility | 10805 | GEN1 | NG | CC | 22 | 20 | 328 | 119974.86 | 75010.54 |  | IPP CHP | Y | OP |  | Combined cycle unit (PRMVR=CC) less than or equal to 25MW |  | Eastern
EXCLUDE | NJ | NJ-Eastern | Kenilworth Energy Facility | 10805 | GEN2 | NG | CC | 6.8 | 4.5 | 328 | 37083.14 | 23185.08 |  | IPP CHP | Y | OP |  | Combined cycle unit (PRMVR=CC) less than or equal to 25MW |  | Eastern
EXCLUDE | ID | ID-Western | Crystal Springs | 10806 | GEN1 | WAT | HY | 2.3 | 2 | 0 | 11087 | 0 |  | IPP Non-CHP | N | OP |  | Non Combustion (NUC, WAT, WND, GEO, or SUN) |  | Western
EXCLUDE | ID | ID-Western | Dietrich Drop | 10807 | GEN1 | WAT | HY | 4.8 | 4.8 | 0 | 15385 | 0 |  | IPP Non-CHP | N | OP |  | Non Combustion (NUC, WAT, WND, GEO, or SUN) |  | Western
EXCLUDE | ID | ID-Western | Low Line Rapids | 10808 | GEN1 | WAT | HY | 2.8 | 2.7 | 0 | 8576 | 0 |  | IPP Non-CHP | N | OP |  | Non Combustion (NUC, WAT, WND, GEO, or SUN) |  | Western
EXCLUDE | ID | ID-Western | Rock Creek II | 10809 | GEN1 | WAT | HY | 1.9 | 1.8 | 0 | 6673 | 0 |  | IPP Non-CHP | N | OP |  | Non Combustion (NUC, WAT, WND, GEO, or SUN) |  | Western
EXCLUDE | CA | CA-Western | NTC/MCRD Energy Facility | 10810 | GEN1 | NG | CC | 23 | 21.6 | 0 | 155121.52 | 95787.93 |  | IPP CHP | Y | OP |  | Combined cycle unit (PRMVR=CC) less than or equal to 25MW |  | Western
EXCLUDE | CA | CA-Western | NTC/MCRD Energy Facility | 10810 | GEN2 | NG | CC | 2.6 | 2.2 | 0 | 17535.48 | 10828.2 |  | IPP CHP | Y | OP |  | Combined cycle unit (PRMVR=CC) less than or equal to 25MW |  | Western
NGCC | CA | CA-Western | Naval Station Energy Facility | 10811 | GEN1 | NG | CC | 38.3 | 36.7 | 0 | 198668.18 | 125904.29 |  | IPP CHP | Y | OP |  |  |  | Western
NGCC | CA | CA-Western | Naval Station Energy Facility | 10811 | GEN2 | NG | CC | 11.6 | 9.8 | 0 | 60171.04 | 38132.89 | 1 | IPP CHP | Y | OP |  |  |  | Western
NGCC | CA | CA-Western | Naval Station Energy Facility | 10811 | GEN3 | NG | CC | 5.2 | 4.8 | 0 | 26973.22 | 17094.05 | 1 | IPP CHP | Y | OP |  |  |  | Western
NGCC | CA | CA-Western | North Island Energy Facility | 10812 | GEN1 | NG | CC | 36.3 | 38 | 456.6 | 262546.28 | 150962.34 |  | IPP CHP | Y | OP |  |  |  | Western
NGCC | CA | CA-Western | North Island Energy Facility | 10812 | GEN2 | NG | CC | 4 | 3.5 | 456.6 | 28930.72 | 16634.97 | 1 | IPP CHP | Y | OP |  |  |  | Western
EXCLUDE | CA | CA-Western | Difwind Farms Ltd VII | 10815 | GEN1 | WND | WT | 24 | 24 | 0 | 38617 | 0 |  | IPP Non-CHP | N | OP |  | Non Combustion (NUC, WAT, WND, GEO, or SUN) |  | Western
EXCLUDE | NY | NY-Eastern | Port Leyden Hydroelectric Project | 10817 | GEN1 | WAT | HY | 0.5 | 0.5 | 0 | 1953.5 | 0 |  | IPP Non-CHP | N | OP |  | Non Combustion (NUC, WAT, WND, GEO, or SUN) |  | Eastern
EXCLUDE | NY | NY-Eastern | Port Leyden Hydroelectric Project | 10817 | GEN2 | WAT | HY | 0.5 | 0.5 | 0 | 1953.5 | 0 |  | IPP Non-CHP | N | OP |  | Non Combustion (NUC, WAT, WND, GEO, or SUN) |  | Eastern
EXCLUDE | MI | MI-Eastern | Ada Cogeneration LP | 10819 | GEN1 | NG | CC | 23 | 23 | 0 | 109361.18 | 68057.47 |  | IPP CHP | Y | OP |  | Combined cycle unit (PRMVR=CC) less than or equal to 25MW |  | Eastern
EXCLUDE | MI | MI-Eastern | Ada Cogeneration LP | 10819 | GEN2 | NG | CC | 10.1 | 6.4 | 0 | 48023.82 | 29886.11 |  | IPP CHP | Y | OP |  | Combined cycle unit (PRMVR=CC) less than or equal to 25MW |  | Eastern
EXCLUDE | CA | CA-Western | Aliso Water Management Agency | 10820 | GEN1 | OBG | IC | 0.4 | 0.4 | 0 | 0 | 0 |  | Commercial CHP | Y | OP |  | Commercial/Industrial Unit |  | Western
EXCLUDE | CA | CA-Western | Aliso Water Management Agency | 10820 | GEN2 | OBG | IC | 0.4 | 0.4 | 0 | 0 | 0 |  | Commercial CHP | Y | OP |  | Commercial/Industrial Unit |  | Western
EXCLUDE | CA | CA-Western | Aliso Water Management Agency | 10820 | GEN3 | OBG | IC | 0.4 | 0.4 | 0 | 0 | 0 |  | Commercial CHP | Y | OP |  | Commercial/Industrial Unit |  | Western
EXCLUDE | MI | MI-Eastern | Grayling Generating Station | 10822 | GEN1 | WDS | ST | 38 | 38 | 635 | 164338 | 270449.2 |  | IPP Non-CHP | N | OP |  | Non-Fossil Fuel Type (Less than 10% Fossil Fuel) |  | Eastern
EXCLUDE | MA | MA-Eastern | Deer Island Treatment Plant | 10823 | 6ENT | OBG | IC | 6 | 6 | 0 | 0 | 0 |  | Commercial CHP | N | RE | 2004 | Commercial/Industrial Unit |  | Eastern
EXCLUDE | MA | MA-Eastern | Deer Island Treatment Plant | 10823 | 7ENT | OBG | IC | 6 | 6 | 0 | 0 | 0 |  | Commercial CHP | N | RE | 2004 | Commercial/Industrial Unit |  | Eastern
EXCLUDE | MA | MA-Eastern | Deer Island Treatment Plant | 10823 | F101 | OBG | FC | 0.2 | 0.2 | 0 | 0 | 0 |  | Commercial CHP | N | RE | 2001 | Commercial/Industrial Unit |  | Eastern
EXCLUDE | MA | MA-Eastern | Deer Island Treatment Plant | 10823 | G101 | DFO | GT | 26 | 22 | 278.45 | 1087.8 | 1273.63 |  | Commercial CHP | N | SB |  | Simple cycle unit |  | Eastern
EXCLUDE | MA | MA-Eastern | Deer Island Treatment Plant | 10823 | G201 | DFO | GT | 26 | 22 | 278.45 | 1087.8 | 1273.63 |  | Commercial CHP | N | SB |  | Simple cycle unit |  | Eastern
EXCLUDE | MA | MA-Eastern | Deer Island Treatment Plant | 10823 | H101 | WAT | HY | 1 | 1 | 0 | 2670.53 | 0 |  | Commercial CHP | N | OP |  | Commercial/Industrial Unit |  | Eastern
EXCLUDE | MA | MA-Eastern | Deer Island Treatment Plant | 10823 | H201 | WAT | HY | 1 | 1 | 0 | 2670.53 | 0 |  | Commercial CHP | N | OP |  | Commercial/Industrial Unit |  | Eastern
EXCLUDE | MA | MA-Eastern | Deer Island Treatment Plant | 10823 | PV101 | SUN | PV | 0.1 | 0.1 | 0 | 879.12 | 0 |  | Commercial CHP | N | OP |  | Commercial/Industrial Unit |  | Eastern
EXCLUDE | MA | MA-Eastern | Deer Island Treatment Plant | 10823 | S101 | OBG | ST | 17.5 | 9 | 0 | 14135 | 48980.79 |  | Commercial CHP | Y | OP |  | Commercial/Industrial Unit |  | Eastern
EXCLUDE | MA | MA-Eastern | Deer Island Treatment Plant | 10823 | WT101 | WND | WT | 0.6 | 0.6 | 0 | 821.7 | 0 |  | Commercial CHP | N | OP |  | Commercial/Industrial Unit |  | Eastern
EXCLUDE | MA | MA-Eastern | Deer Island Treatment Plant | 10823 | WT102 | WND | WT | 0.6 | 0.6 | 0 | 821.7 | 0 |  | Commercial CHP | N | OP |  | Commercial/Industrial Unit |  | Eastern
EXCLUDE | MA | MA-Eastern | Oakdale Power Station | 10824 | OAKD | WAT | HY | 3.5 | 3 | 0 | 13853 | 0 |  | IPP Non-CHP | N | OP |  | Non Combustion (NUC, WAT, WND, GEO, or SUN) |  | Eastern
EXCLUDE | MA | MA-Eastern | Cosgrove Intake and Power Station | 10825 | UNI1 | WAT | HY | 1.6 | 1 | 0 | 2050 | 0 |  | IPP Non-CHP | N | OP |  | Non Combustion (NUC, WAT, WND, GEO, or SUN) |  | Eastern
EXCLUDE | MA | MA-Eastern | Cosgrove Intake and Power Station | 10825 | UNI2 | WAT | HY | 1.6 | 1 | 0 | 2050 | 0 |  | IPP Non-CHP | N | OP |  | Non Combustion (NUC, WAT, WND, GEO, or SUN) |  | Eastern
EXCLUDE | MA | MA-Eastern | Winsor Dam Power Station | 10826 | WINS | WAT | HY | 1.2 | 0.6 | 0 | 0 | 0 |  | IPP Non-CHP | N | RE | 1991 | Retired prior to 2012 |  | Eastern
EXCLUDE | CA | CA-Western | Woodland Biomass Power Ltd | 10836 | GEN1 | WDS | ST | 28 | 25 | 0 | 183264 | 455641.02 |  | IPP Non-CHP | N | OP |  | Non-Fossil Fuel Type (Less than 10% Fossil Fuel) |  | Western
EXCLUDE | CA | CA-Western | Covanta Mendota | 10837 | GEN1 | WDS | ST | 28 | 25 | 0 | 168150 | 301090.46 |  | IPP Non-CHP | N | OP |  | Non-Fossil Fuel Type (Less than 10% Fossil Fuel) |  | Western
EXCLUDE | NH | NH-Eastern | Springfield Power LLC | 10838 | GEN1 | WDS | ST | 20 | 16.1 | 0 | 134134 | 193452.91 |  | IPP Non-CHP | N | OP |  | Non-Fossil Fuel Type (Less than 10% Fossil Fuel) |  | Eastern
EXCLUDE | NH | NH-Eastern | DG Whitefield LLC | 10839 | GEN1 | WDS | ST | 19.9 | 17 | 0 | 137195 | 181109.99 |  | IPP Non-CHP | N | OP |  | Non-Fossil Fuel Type (Less than 10% Fossil Fuel) |  | Eastern
EXCLUDE | CA | CA-Western | Covanta Delano Energy | 10840 | GEN1 | WDS | ST | 31.8 | 27 | 0 | 247956 | 346230.46 |  | IPP Non-CHP | N | OP |  | Non-Fossil Fuel Type (Less than 10% Fossil Fuel) |  | Western
EXCLUDE | CA | CA-Western | Covanta Delano Energy | 10840 | GEN2 | WDS | ST | 25.2 | 22 | 0 | 73156 | 102150.52 |  | IPP Non-CHP | N | OP |  | Non-Fossil Fuel Type (Less than 10% Fossil Fuel) |  | Western
EXCLUDE | NY | NY-Eastern | Walden | 10848 | GEN1 | WAT | HY | 1.2 | 1.1 | 0 | 2650 | 0 |  | IPP Non-CHP | N | OP |  | Non Combustion (NUC, WAT, WND, GEO, or SUN) |  | Eastern
EXCLUDE | NY | NY-Eastern | Walden | 10848 | GEN2 | WAT | HY | 0.8 | 0.8 | 0 | 1766.67 | 0 |  | IPP Non-CHP | N | OP |  | Non Combustion (NUC, WAT, WND, GEO, or SUN) |  | Eastern
EXCLUDE | NY | NY-Eastern | Walden | 10848 | GEN3 | WAT | HY | 0.4 | 0.4 | 0 | 883.33 | 0 |  | IPP Non-CHP | N | OP |  | Non Combustion (NUC, WAT, WND, GEO, or SUN) |  | Eastern
EXCLUDE | MN | MN-Eastern | Silver Bay Power | 10849 | GEN1 | SUB | ST | 50 | 36 | 0 | 124897 | 176443.3 |  | Industrial CHP | Y | OP |  | Commercial/Industrial Unit |  | Eastern
EXCLUDE | MN | MN-Eastern | Silver Bay Power | 10849 | GEN2 | SUB | ST | 81.6 | 69 | 0 | 375270 | 530147.87 |  | Industrial CHP | Y | OP |  | Commercial/Industrial Unit |  | Eastern
NGCC | CA | CA-Western | Mojave Cogen | 10850 | GEN1 | NG | CC | 41.1 | 41 | 0 | 265311.66 | 301004.4 |  | IPP CHP | Y | OP |  |  |  | Western
NGCC | CA | CA-Western | Mojave Cogen | 10850 | GEN2 | NG | CC | 16 | 15.3 | 0 | 103284.34 | 117179.33 | 1 | IPP CHP | Y | OP |  |  |  | Western
EXCLUDE | NY | NY-Eastern | Center Falls | 10853 | 1 | WAT | HY | 0.4 | 0.3 | 0 | 0.36 | 0 |  | Industrial Non-CHP | N | OP |  | Commercial/Industrial Unit |  | Eastern
EXCLUDE | NY | NY-Eastern | Center Falls | 10853 | 2 | WAT | HY | 0.4 | 0.3 | 0 | 0.36 | 0 |  | Industrial Non-CHP | N | OP |  | Commercial/Industrial Unit |  | Eastern
EXCLUDE | NY | NY-Eastern | Center Falls | 10853 | 3 | WAT | HY | 0.3 | 0.2 | 0 | 0.27 | 0 |  | Industrial Non-CHP | N | OP |  | Commercial/Industrial Unit |  | Eastern
EXCLUDE | IA | IA-Eastern | Cargill Corn Milling Division | 10855 | GEN1 | SUB | ST | 20 | 18.7 | 0 | 1788.08 | 10049.86 |  | Industrial CHP | Y | SB |  | Commercial/Industrial Unit |  | Eastern
EXCLUDE | IA | IA-Eastern | Cargill Corn Milling Division | 10855 | GEN2 | SUB | ST | 20 | 18 | 0 | 101897.44 | 572712.54 |  | Industrial CHP | Y | OP |  | Commercial/Industrial Unit |  | Eastern
EXCLUDE | KS | KS-Eastern | Archer Daniels Midland Fredonia | 10857 | GEN1 | NG | GT | 2.7 | 2.5 | 0 | 0 | 0 |  | Industrial Non-CHP | N | RE | 2003 | Commercial/Industrial Unit |  | Eastern
EXCLUDE | KS | KS-Eastern | Archer Daniels Midland Fredonia | 10857 | GEN2 | DFO | IC | 1 | 1 | 0 | 0 | 0 |  | Industrial Non-CHP | N | RE | 2003 | Commercial/Industrial Unit |  | Eastern
EXCLUDE | KS | KS-Eastern | Archer Daniels Midland Fredonia | 10857 | GEN3 | DFO | IC | 0.4 | 0.4 | 0 | 0 | 0 |  | Industrial Non-CHP | N | RE | 2003 | Commercial/Industrial Unit |  | Eastern
EXCLUDE | GA | GA-Eastern | Valdosta | 10859 | GEN1 | WDS | ST | 2.5 | 2.5 | 0 | 0 | 0 |  | Industrial Non-CHP | N | RE | 1995 | Commercial/Industrial Unit |  | Eastern
EXCLUDE | IA | IA-Eastern | Archer Daniels Midland Clinton | 10860 | 1A | SUB | ST | 75 | 75 | 0 | 337355 | 834192.48 |  | Industrial CHP | Y | OP |  | Commercial/Industrial Unit |  | Eastern
EXCLUDE | IA | IA-Eastern | Archer Daniels Midland Clinton | 10860 | 2A | SUB | ST | 105 | 105 | 0 | 388080 | 959622.41 |  | Industrial CHP | Y | OP |  | Commercial/Industrial Unit |  | Eastern
EXCLUDE | IA | IA-Eastern | Archer Daniels Midland Clinton | 10860 | GEN1 | BIT | ST | 7.5 | 7.5 | 0 | 0 | 0 |  | Industrial CHP | Y | RE | 2008 | Commercial/Industrial Unit |  | Eastern
EXCLUDE | IA | IA-Eastern | Archer Daniels Midland Clinton | 10860 | GEN2 | BIT | ST | 3.5 | 3.5 | 0 | 0 | 0 |  | Industrial CHP | Y | RE | 2008 | Commercial/Industrial Unit |  | Eastern
EXCLUDE | IA | IA-Eastern | Archer Daniels Midland Clinton | 10860 | GEN3 | BIT | ST | 9.4 | 9.4 | 0 | 0 | 0 |  | Industrial CHP | Y | RE | 2008 | Commercial/Industrial Unit |  | Eastern
EXCLUDE | IA | IA-Eastern | Archer Daniels Midland Clinton | 10860 | GEN4 | BIT | ST | 4 | 4 | 0 | 0 | 0 |  | Industrial CHP | Y | RE | 2008 | Commercial/Industrial Unit |  | Eastern
EXCLUDE | IA | IA-Eastern | Archer Daniels Midland Clinton | 10860 | GEN5 | BIT | ST | 7 | 7 | 0 | 0 | 0 |  | Industrial CHP | Y | RE | 2008 | Commercial/Industrial Unit |  | Eastern
EXCLUDE | IA | IA-Eastern | Archer Daniels Midland Des Moines | 10861 | GEN1 | SUB | ST | 7.9 | 7.9 | 0 | 20698 | 141381.11 |  | Industrial CHP | Y | OP |  | Commercial/Industrial Unit |  | Eastern
EXCLUDE | NE | NE-Eastern | Archer Daniels Midland Lincoln | 10862 | GEN1 | SUB | ST | 7.9 | 7.9 | 0 | 46088 | 156959.68 |  | Industrial CHP | Y | OP |  | Commercial/Industrial Unit |  | Eastern
EXCLUDE | MN | MN-Eastern | Archer Daniels Midland Mankato | 10863 | GEN1 | SUB | ST | 6.1 | 6.2 | 0 | 8427 | 63541.44 |  | Industrial CHP | Y | OP |  | Commercial/Industrial Unit |  | Eastern
EXCLUDE | MN | MN-Eastern | Archer Daniels Midland Mankato | 10863 | GEN2 | NG | ST | 4.4 | 4.4 | 0 | 0 | 0 |  | Industrial CHP | Y | RE | 1999 | Commercial/Industrial Unit |  | Eastern
EXCLUDE | IA | IA-Eastern | Archer Daniels Midland Cedar Rapids | 10864 | GEN1 | SUB | ST | 31 | 31 | 0 | 101692 | 279850.88 |  | Industrial CHP | Y | OP |  | Commercial/Industrial Unit |  | Eastern
EXCLUDE | IA | IA-Eastern | Archer Daniels Midland Cedar Rapids | 10864 | GEN2 | SUB | ST | 31 | 31 | 0 | 104752 | 288271.83 |  | Industrial CHP | Y | OP |  | Commercial/Industrial Unit |  | Eastern
EXCLUDE | IA | IA-Eastern | Archer Daniels Midland Cedar Rapids | 10864 | GEN3 | SUB | ST | 31 | 31 | 0 | 134219 | 369363.42 |  | Industrial CHP | Y | OP |  | Commercial/Industrial Unit |  | Eastern
EXCLUDE | IA | IA-Eastern | Archer Daniels Midland Cedar Rapids | 10864 | GEN4 | SUB | ST | 31 | 31 | 0 | 122379 | 336780.38 |  | Industrial CHP | Y | OP |  | Commercial/Industrial Unit |  | Eastern
EXCLUDE | IA | IA-Eastern | Archer Daniels Midland Cedar Rapids | 10864 | GEN5 | SUB | ST | 31 | 31 | 0 | 138412 | 380902.33 |  | Industrial CHP | Y | OP |  | Commercial/Industrial Unit |  | Eastern
EXCLUDE | IA | IA-Eastern | Archer Daniels Midland Cedar Rapids | 10864 | GEN6 | SUB | ST | 101.1 | 105 | 0 | 389626 | 1076688.75 |  | Industrial CHP | Y | OP |  | Commercial/Industrial Unit |  | Eastern
EXCLUDE | IL | IL-Eastern | Archer Daniels Midland Decatur | 10865 | GEN2 | BIT | ST | 31 | 31 | 203.58 | 43246 | 45834.48 |  | Industrial CHP | Y | OP |  | Commercial/Industrial Unit |  | Eastern
EXCLUDE | IL | IL-Eastern | Archer Daniels Midland Decatur | 10865 | GEN3 | BIT | ST | 31 | 31 | 203.58 | 100449 | 106461.35 |  | Industrial CHP | Y | OP |  | Commercial/Industrial Unit |  | Eastern
EXCLUDE | IL | IL-Eastern | Archer Daniels Midland Decatur | 10865 | GEN4 | BIT | ST | 31 | 31 | 203.58 | 56926 | 60333.29 |  | Industrial CHP | Y | OP |  | Commercial/Industrial Unit |  | Eastern
EXCLUDE | IL | IL-Eastern | Archer Daniels Midland Decatur | 10865 | GEN5 | BIT | ST | 31 | 31 | 203.58 | 100153 | 106147.64 |  | Industrial CHP | Y | OP |  | Commercial/Industrial Unit |  | Eastern
EXCLUDE | IL | IL-Eastern | Archer Daniels Midland Decatur | 10865 | GEN6 | BIT | ST | 31 | 31 | 203.58 | 80068 | 84860.45 |  | Industrial CHP | Y | OP |  | Commercial/Industrial Unit |  | Eastern
EXCLUDE | IL | IL-Eastern | Archer Daniels Midland Decatur | 10865 | GEN7 | BIT | ST | 75 | 75 | 492.54 | 430646 | 456422.22 |  | Industrial CHP | Y | OP |  | Commercial/Industrial Unit |  | Eastern
EXCLUDE | IL | IL-Eastern | Archer Daniels Midland Decatur | 10865 | GEN8 | BIT | ST | 105 | 105 | 689.55 | 346500 | 367239.68 |  | Industrial CHP | Y | OP |  | Commercial/Industrial Unit |  | Eastern
EXCLUDE | IL | IL-Eastern | Archer Daniels Midland Peoria | 10866 | GEN1 | BIT | ST | 1.5 | 1.5 | 0 | 12560 | 636776.28 |  | Industrial CHP | Y | OP |  | Commercial/Industrial Unit |  | Eastern
EXCLUDE | IL | IL-Eastern | Archer Daniels Midland Peoria | 10866 | GEN2 | BIT | ST | 1.5 | 1.5 | 0 | 1549.3 | 78547.57 |  | Industrial CHP | Y | OP |  | Commercial/Industrial Unit |  | Eastern
EXCLUDE | IL | IL-Eastern | Archer Daniels Midland Peoria | 10866 | GEN3 | BIT | ST | 4 | 4 | 0 | 4131.47 | 209460.19 |  | Industrial CHP | Y | OP |  | Commercial/Industrial Unit |  | Eastern
EXCLUDE | IL | IL-Eastern | Archer Daniels Midland Peoria | 10866 | GEN4 | BIT | ST | 4 | 4 | 0 | 4131.47 | 209460.19 |  | Industrial CHP | Y | OP |  | Commercial/Industrial Unit |  | Eastern
EXCLUDE | IL | IL-Eastern | Archer Daniels Midland Peoria | 10866 | GEN5 | BIT | ST | 4 | 4 | 0 | 2933 | 148699.43 |  | Industrial CHP | Y | OP |  | Commercial/Industrial Unit |  | Eastern
EXCLUDE | IL | IL-Eastern | Archer Daniels Midland Peoria | 10866 | GEN6 | NG | GT | 18 | 15 | 0 | 49807.84 | 48448.78 |  | Industrial CHP | Y | OP |  | Commercial/Industrial Unit |  | Eastern
EXCLUDE | IL | IL-Eastern | Archer Daniels Midland Peoria | 10866 | GEN7 | NG | GT | 18 | 15 | 0 | 49807.84 | 48448.78 |  | Industrial CHP | Y | OP |  | Commercial/Industrial Unit |  | Eastern
EXCLUDE | IL | IL-Eastern | Archer Daniels Midland Peoria | 10866 | GEN8 | NG | GT | 13 | 10 | 0 | 35972.33 | 34990.79 |  | Industrial CHP | Y | OP |  | Commercial/Industrial Unit |  | Eastern
EXCLUDE | IL | IL-Eastern | Tate & Lyle Decatur Plant Cogen | 10867 | GEN1 | BIT | ST | 62 | 58.1 | 940 | 241207 | 832479.29 |  | Industrial CHP | Y | OP |  | Commercial/Industrial Unit |  | Eastern
EXCLUDE | OR | OR-Western | Biomass One LP | 10869 | BBC | WDS | ST | 10 | 8.5 | 0 | 21331 | 42311.44 |  | IPP Non-CHP | N | OP |  | Non-Fossil Fuel Type (Less than 10% Fossil Fuel) |  | Western
EXCLUDE | OR | OR-Western | Biomass One LP | 10869 | GE | WDS | ST | 15 | 14 | 0 | 63034 | 125032.08 |  | IPP Non-CHP | N | OP |  | Non-Fossil Fuel Type (Less than 10% Fossil Fuel) |  | Western
EXCLUDE | OR | OR-Western | Biomass One LP | 10869 | GE-2 | WDS | ST | 15 | 14 | 0 | 43341 | 85969.72 |  | IPP Non-CHP | N | OP |  | Non-Fossil Fuel Type (Less than 10% Fossil Fuel) |  | Western
EXCLUDE | PA | PA-Eastern | Hazelton | 10870 | GEN1 | NG | GT | 72.5 | 62 | 860 | 1057.27 | 829.13 |  | IPP Non-CHP | N | SB |  | Simple cycle unit |  | Eastern
EXCLUDE | PA | PA-Eastern | Hazelton | 10870 | GEN2 | NG | GT | 33 | 27.8 | 355 | 481.24 | 394.59 |  | IPP Non-CHP | N | SB |  | Simple cycle unit |  | Eastern
EXCLUDE | PA | PA-Eastern | Hazelton | 10870 | GEN3 | NG | GT | 33 | 28.4 | 355 | 481.24 | 395.97 |  | IPP Non-CHP | N | SB |  | Simple cycle unit |  | Eastern
EXCLUDE | PA | PA-Eastern | Hazelton | 10870 | GEN4 | NG | GT | 33 | 29 | 355 | 481.24 | 382.13 |  | IPP Non-CHP | N | SB |  | Simple cycle unit |  | Eastern
EXCLUDE | NY | NY-Eastern | Kings Falls Hydroelectric | 10872 | 1 | WAT | HY | 1.6 | 0.2 | 0 | 0 | 0 |  | IPP Non-CHP | N | OS |  | Non Combustion (NUC, WAT, WND, GEO, or SUN) |  | Eastern
EXCLUDE | CA | CA-Western | Coso Finance Partners | 10873 | GEN1 | GEO | ST | 32.2 | 27.5 | 0 | 181605.9 | 0 |  | IPP Non-CHP | N | OP |  | Non Combustion (NUC, WAT, WND, GEO, or SUN) |  | Western
EXCLUDE | CA | CA-Western | Coso Finance Partners | 10873 | GEN2 | GEO | ST | 30 | 27 | 0 | 169198.05 | 0 |  | IPP Non-CHP | N | OP |  | Non Combustion (NUC, WAT, WND, GEO, or SUN) |  | Western
EXCLUDE | CA | CA-Western | Coso Finance Partners | 10873 | GEN3 | GEO | ST | 30 | 26.7 | 0 | 169198.05 | 0 |  | IPP Non-CHP | N | OP |  | Non Combustion (NUC, WAT, WND, GEO, or SUN) |  | Western
EXCLUDE | CA | CA-Western | Coso Power Developers | 10874 | GEN4 | GEO | ST | 30 | 30 | 0 | 175669.67 | 0 |  | IPP Non-CHP | N | OP |  | Non Combustion (NUC, WAT, WND, GEO, or SUN) |  | Western
EXCLUDE | CA | CA-Western | Coso Power Developers | 10874 | GEN5 | GEO | ST | 30 | 23.4 | 0 | 175669.67 | 0 |  | IPP Non-CHP | N | OP |  | Non Combustion (NUC, WAT, WND, GEO, or SUN) |  | Western
EXCLUDE | CA | CA-Western | Coso Power Developers | 10874 | GEN6 | GEO | ST | 30 | 26.9 | 0 | 175669.67 | 0 |  | IPP Non-CHP | N | OP |  | Non Combustion (NUC, WAT, WND, GEO, or SUN) |  | Western
EXCLUDE | CA | CA-Western | Coso Energy Developers | 10875 | GEN7 | GEO | ST | 30 | 21.8 | 0 | 119616.33 | 0 |  | IPP Non-CHP | N | OP |  | Non Combustion (NUC, WAT, WND, GEO, or SUN) |  | Western
EXCLUDE | CA | CA-Western | Coso Energy Developers | 10875 | GEN8 | GEO | ST | 30 | 22.5 | 0 | 119616.33 | 0 |  | IPP Non-CHP | N | OP |  | Non Combustion (NUC, WAT, WND, GEO, or SUN) |  | Western
EXCLUDE | CA | CA-Western | Coso Energy Developers | 10875 | GEN9 | GEO | ST | 30 | 23.5 | 0 | 119616.33 | 0 |  | IPP Non-CHP | N | OP |  | Non Combustion (NUC, WAT, WND, GEO, or SUN) |  | Western
EXCLUDE | CA | CA-Western | Salton Sea Power Gen Co Unit 1 | 10878 | EE11 | GEO | ST | 10 | 10 | 0 | 55433 | 0 |  | IPP Non-CHP | N | OP |  | Non Combustion (NUC, WAT, WND, GEO, or SUN) |  | Western
EXCLUDE | CA | CA-Western | Salton Sea Power Gen Co - Unit 2 | 10879 | GEN1 | GEO | ST | 11.5 | 10 | 0 | 66218.73 | 0 |  | IPP Non-CHP | N | OP |  | Non Combustion (NUC, WAT, WND, GEO, or SUN) |  | Western
EXCLUDE | CA | CA-Western | Salton Sea Power Gen Co - Unit 2 | 10879 | GEN2 | GEO | ST | 5 | 4 | 0 | 28790.75 | 0 |  | IPP Non-CHP | N | OP |  | Non Combustion (NUC, WAT, WND, GEO, or SUN) |  | Western
EXCLUDE | CA | CA-Western | Salton Sea Power Gen Co - Unit 2 | 10879 | GEN3 | GEO | ST | 3.5 | 2.1 | 0 | 20153.53 | 0 |  | IPP Non-CHP | N | OP |  | Non Combustion (NUC, WAT, WND, GEO, or SUN) |  | Western
EXCLUDE | CA | CA-Western | Bidwell Ditch Project | 10880 | GEN1 | WAT | HY | 1.8 | 1.8 | 0 | 9673 | 0 |  | IPP Non-CHP | N | OP |  | Non Combustion (NUC, WAT, WND, GEO, or SUN) |  | Western
EXCLUDE | CA | CA-Western | Roaring Creek Water Power | 10881 | GEN1 | WAT | HY | 2 | 2 | 0 | 4166 | 0 |  | IPP Non-CHP | N | OP |  | Non Combustion (NUC, WAT, WND, GEO, or SUN) |  | Western
EXCLUDE | CA | CA-Western | Hatchet Creek Project | 10882 | GEN1 | WAT | HY | 6.8 | 6.8 | 0 | 12967 | 0 |  | IPP Non-CHP | N | OP |  | Non Combustion (NUC, WAT, WND, GEO, or SUN) |  | Western
EXCLUDE | MA | MA-Eastern | Medical Area Total Energy Plant | 10883 | CT1 | NG | GT | 12.5 | 12.5 | 0 | 65068.08 | 41549.64 |  | Commercial CHP | Y | OP |  | Commercial/Industrial Unit |  | Eastern
EXCLUDE | MA | MA-Eastern | Medical Area Total Energy Plant | 10883 | CT2 | NG | GT | 12.5 | 12.5 | 0 | 65068.08 | 41549.64 |  | Commercial CHP | Y | OP |  | Commercial/Industrial Unit |  | Eastern
EXCLUDE | MA | MA-Eastern | Medical Area Total Energy Plant | 10883 | DEG1 | DFO | IC | 6.8 | 6 | 0 | 0 | 0 |  | Commercial CHP | Y | SB |  | Commercial/Industrial Unit |  | Eastern
EXCLUDE | MA | MA-Eastern | Medical Area Total Energy Plant | 10883 | DEG2 | DFO | IC | 6.8 | 6 | 0 | 0 | 0 |  | Commercial CHP | Y | SB |  | Commercial/Industrial Unit |  | Eastern
EXCLUDE | MA | MA-Eastern | Medical Area Total Energy Plant | 10883 | DEG3 | DFO | IC | 6.8 | 6 | 0 | 0 | 0 |  | Commercial CHP | Y | SB |  | Commercial/Industrial Unit |  | Eastern
EXCLUDE | MA | MA-Eastern | Medical Area Total Energy Plant | 10883 | DEG4 | DFO | IC | 6.8 | 6 | 0 | 0 | 0 |  | Commercial CHP | Y | SB |  | Commercial/Industrial Unit |  | Eastern
EXCLUDE | MA | MA-Eastern | Medical Area Total Energy Plant | 10883 | DEG5 | DFO | IC | 6.8 | 6 | 0 | 0 | 0 |  | Commercial CHP | Y | SB |  | Commercial/Industrial Unit |  | Eastern
EXCLUDE | MA | MA-Eastern | Medical Area Total Energy Plant | 10883 | DEG6 | DFO | IC | 6.8 | 6 | 0 | 0 | 0 |  | Commercial CHP | Y | SB |  | Commercial/Industrial Unit |  | Eastern
EXCLUDE | MA | MA-Eastern | Medical Area Total Energy Plant | 10883 | STG2 | NG | ST | 11 | 11 | 0 | 35163.47 | 65957.12 |  | Commercial CHP | Y | OP |  | Commercial/Industrial Unit |  | Eastern
EXCLUDE | MA | MA-Eastern | Medical Area Total Energy Plant | 10883 | STG3 | NG | ST | 11 | 11 | 0 | 37787.32 | 70878.75 |  | Commercial CHP | Y | OP |  | Commercial/Industrial Unit |  | Eastern
EXCLUDE | CA | CA-Western | Olive View Medical Center | 10884 | CTC1 | NG | CC | 2.8 | 2.7 | 0 | 2421.5 | 9231.37 |  | Commercial CHP | Y | OP |  | Commercial/Industrial Unit |  | Western
EXCLUDE | CA | CA-Western | Olive View Medical Center | 10884 | CTC2 | NG | CC | 2.8 | 2.7 | 0 | 2421.5 | 9231.37 |  | Commercial CHP | Y | OP |  | Commercial/Industrial Unit |  | Western
EXCLUDE | NY | NY-Eastern | Victory Mills | 10902 | GEN1 | WAT | HY | 1.7 | 1.6 | 0 | 5406 | 0 |  | IPP Non-CHP | N | OP |  | Non Combustion (NUC, WAT, WND, GEO, or SUN) |  | Eastern
EXCLUDE | IL | IL-Eastern | Lockport Powerhouse | 10903 | 1GEN | WAT | HY | 8 | 6 | 0 | 11656.5 | 0 |  | IPP Non-CHP | N | OP |  | Non Combustion (NUC, WAT, WND, GEO, or SUN) |  | Eastern
EXCLUDE | IL | IL-Eastern | Lockport Powerhouse | 10903 | 2GEN | WAT | HY | 8 | 6 | 0 | 11656.5 | 0 |  | IPP Non-CHP | N | OP |  | Non Combustion (NUC, WAT, WND, GEO, or SUN) |  | Eastern
EXCLUDE | IL | IL-Eastern | Lockport Powerhouse | 10903 | GEN1 | WAT | HY | 8 | 6 | 0 | 0 | 0 |  | IPP Non-CHP | N | RE | 1950 | Retired prior to 2012 |  | Eastern
EXCLUDE | IL | IL-Eastern | Lockport Powerhouse | 10903 | GEN2 | WAT | HY | 8 | 6 | 0 | 0 | 0 |  | IPP Non-CHP | N | RE | 1950 | Retired prior to 2012 |  | Eastern
EXCLUDE | CA | CA-Western | Altamont Midway Ltd | 50001 | WTGS | WND | WT | 10.9 | 10.9 | 0 | 0 | 0 |  | IPP Non-CHP | N | OP |  | Non Combustion (NUC, WAT, WND, GEO, or SUN) |  | Western
NGCC | MA | MA-Eastern | Pittsfield Generating LP | 50002 | GEN1 | NG | CC | 40 | 35.2 | 595 | 67396.54 | 36051.66 |  | IPP CHP | Y | OP |  |  |  | Eastern
NGCC | MA | MA-Eastern | Pittsfield Generating LP | 50002 | GEN2 | NG | CC | 40 | 35.2 | 595 | 67396.54 | 36051.66 |  | IPP CHP | Y | OP |  |  |  | Eastern
NGCC | MA | MA-Eastern | Pittsfield Generating LP | 50002 | GEN3 | NG | CC | 40 | 35.2 | 595 | 67396.54 | 36051.66 |  | IPP CHP | Y | OP |  |  |  | Eastern
NGCC | MA | MA-Eastern | Pittsfield Generating LP | 50002 | GEN4 | NG | CC | 53.4 | 48.7 | 595 | 89974.38 | 48128.96 |  | IPP CHP | Y | OP |  |  |  | Eastern
EXCLUDE | CA | CA-Western | Chalk Cliff Cogen | 50003 | GEN1 | NG | GT | 46 | 46 | 0 | 211088 | 112611.2 |  | IPP CHP | Y | OP |  | Simple cycle unit |  | Western
NGCC | NJ | NJ-Eastern | Linden Cogen Plant | 50006 | GTG1 | NG | CC | 95.2 | 94.5 | 2119 | 393514.05 | 210961.57 |  | IPP CHP | Y | OP |  |  |  | Eastern
NGCC | NJ | NJ-Eastern | Linden Cogen Plant | 50006 | GTG2 | NG | CC | 95.2 | 94.5 | 1416 | 393514.05 | 210961.57 |  | IPP CHP | Y | OP |  |  |  | Eastern
NGCC | NJ | NJ-Eastern | Linden Cogen Plant | 50006 | GTG3 | NG | CC | 95.2 | 94.5 | 1416 | 393514.05 | 210961.57 |  | IPP CHP | Y | OP |  |  |  | Eastern
NGCC | NJ | NJ-Eastern | Linden Cogen Plant | 50006 | GTG4 | NG | CC | 95.2 | 94.5 | 1416 | 393514.05 | 210961.57 |  | IPP CHP | Y | OP |  |  |  | Eastern
NGCC | NJ | NJ-Eastern | Linden Cogen Plant | 50006 | GTG5 | NG | CC | 95.2 | 94.5 | 2832 | 393514.05 | 210961.57 |  | IPP CHP | Y | OP |  |  |  | Eastern
NGCC | NJ | NJ-Eastern | Linden Cogen Plant | 50006 | GTG6 | NG | CC | 212.5 | 160.4 | 2119 | 878379.58 | 470896.35 |  | IPP CHP | Y | OP |  |  |  | Eastern
NGCC | NJ | NJ-Eastern | Linden Cogen Plant | 50006 | STG1 | NG | CC | 95.2 | 94.5 | 1416 | 393514.05 | 210961.57 |  | IPP CHP | Y | OP |  |  |  | Eastern
NGCC | NJ | NJ-Eastern | Linden Cogen Plant | 50006 | STG2 | NG | CC | 95.2 | 94.5 | 1416 | 393514.05 | 210961.57 |  | IPP CHP | Y | OP |  |  |  | Eastern
NGCC | NJ | NJ-Eastern | Linden Cogen Plant | 50006 | STG3 | NG | CC | 95.2 | 94.5 | 1416 | 393514.05 | 210961.57 |  | IPP CHP | Y | OP |  |  |  | Eastern
EXCLUDE | WV | WV-Eastern | Glen Ferris Hydro | 50010 | GEN1 | WAT | HY | 0.4 | 0.4 | 0 | 1401.87 | 0 |  | Industrial Non-CHP | N | OA |  | Commercial/Industrial Unit |  | Eastern
EXCLUDE | WV | WV-Eastern | Glen Ferris Hydro | 50010 | GEN2 | WAT | HY | 0.4 | 0.4 | 0 | 1401.87 | 0 |  | Industrial Non-CHP | N | OA |  | Commercial/Industrial Unit |  | Eastern
EXCLUDE | WV | WV-Eastern | Glen Ferris Hydro | 50010 | GEN3 | WAT | HY | 0.4 | 0.4 | 0 | 1401.87 | 0 |  | Industrial Non-CHP | N | OA |  | Commercial/Industrial Unit |  | Eastern
EXCLUDE | WV | WV-Eastern | Glen Ferris Hydro | 50010 | GEN4 | WAT | HY | 0.4 | 0.4 | 0 | 1401.87 | 0 |  | Industrial Non-CHP | N | OA |  | Commercial/Industrial Unit |  | Eastern
EXCLUDE | WV | WV-Eastern | Glen Ferris Hydro | 50010 | GEN5 | WAT | HY | 0.4 | 0.4 | 0 | 1401.87 | 0 |  | Industrial Non-CHP | N | OA |  | Commercial/Industrial Unit |  | Eastern
EXCLUDE | WV | WV-Eastern | Glen Ferris Hydro | 50010 | GEN6 | WAT | HY | 0.4 | 0.4 | 0 | 1401.87 | 0 |  | Industrial Non-CHP | N | OA |  | Commercial/Industrial Unit |  | Eastern
EXCLUDE | WV | WV-Eastern | Glen Ferris Hydro | 50010 | GEN7 | WAT | HY | 1.9 | 1.9 | 0 | 6658.89 | 0 |  | Industrial Non-CHP | N | OP |  | Commercial/Industrial Unit |  | Eastern
EXCLUDE | WV | WV-Eastern | Glen Ferris Hydro | 50010 | GEN8 | WAT | HY | 1.9 | 1.9 | 0 | 6658.89 | 0 |  | Industrial Non-CHP | N | OP |  | Commercial/Industrial Unit |  | Eastern
EXCLUDE | WV | WV-Eastern | Hawks Nest Hydro | 50011 | GEN1 | WAT | HY | 25.5 | 24.2 | 0 | 131303.75 | 0 |  | Industrial Non-CHP | N | OP |  | Commercial/Industrial Unit |  | Eastern
EXCLUDE | WV | WV-Eastern | Hawks Nest Hydro | 50011 | GEN2 | WAT | HY | 25.5 | 24.2 | 0 | 131303.75 | 0 |  | Industrial Non-CHP | N | OP |  | Commercial/Industrial Unit |  | Eastern
EXCLUDE | WV | WV-Eastern | Hawks Nest Hydro | 50011 | GEN3 | WAT | HY | 25.5 | 24.2 | 0 | 131303.75 | 0 |  | Industrial Non-CHP | N | OP |  | Commercial/Industrial Unit |  | Eastern
EXCLUDE | WV | WV-Eastern | Hawks Nest Hydro | 50011 | GEN4 | WAT | HY | 25.5 | 24.2 | 0 | 131303.75 | 0 |  | Industrial Non-CHP | N | OP |  | Commercial/Industrial Unit |  | Eastern
EXCLUDE | WV | WV-Eastern | Alloy Steam Station | 50012 | GEN3 | BIT | ST | 40 | 38 | 0 | 0 | 0 |  | Industrial Non-CHP | N | OS |  | Commercial/Industrial Unit |  | Eastern
EXCLUDE | CA | CA-Western | HGST San Jose Standby Generator | 50024 | 50MW | DFO | GT | 55.3 | 42 | 0 | 226 | 270 |  | Industrial Non-CHP | N | SB |  | Commercial/Industrial Unit |  | Western
EXCLUDE | TX | TX-ERCOT | Corpus Refinery | 50026 | FCCE | OTH | OT | 9.7 | 9.7 | 0 | 0 | 0 |  | Industrial CHP | N | OS |  | Commercial/Industrial Unit |  | ERCOT
EXCLUDE | TX | TX-ERCOT | Corpus Refinery | 50026 | FR6 | NG | GT | 47 | 32 | 0 | 287460 | 267843.05 |  | Industrial CHP | Y | OP |  | Commercial/Industrial Unit |  | ERCOT
EXCLUDE | LA | LA-Eastern | Plant 31 Paper Mill | 50028 | GEN2 | NG | ST | 6 | 6 | 0 | 0 | 0 |  | Industrial CHP | Y | RE | 2011 | Commercial/Industrial Unit |  | Eastern
EXCLUDE | LA | LA-Eastern | Plant 31 Paper Mill | 50028 | GEN3 | NG | ST | 6 | 6 | 0 | 0 | 0 |  | Industrial CHP | Y | RE | 2011 | Commercial/Industrial Unit |  | Eastern
EXCLUDE | LA | LA-Eastern | Plant 31 Paper Mill | 50028 | GEN4 | NG | ST | 6 | 6 | 0 | 0 | 0 |  | Industrial CHP | Y | RE | 2011 | Commercial/Industrial Unit |  | Eastern
EXCLUDE | LA | LA-Eastern | Plant 31 Paper Mill | 50028 | GEN5 | NG | ST | 25 | 25 | 0 | 168000 | 527505.19 |  | Industrial CHP | Y | OP |  | Commercial/Industrial Unit |  | Eastern
EXCLUDE | LA | LA-Eastern | Plant 31 Paper Mill | 50028 | GEN6 | NG | ST | 20 | 20 | 0 | 123600 | 388093.1 |  | Industrial CHP | Y | OP |  | Commercial/Industrial Unit |  | Eastern
EXCLUDE | NY | NY-Eastern | Mt Ida Hydroelectric | 50031 | 3983 | WAT | HY | 1.5 | 1.5 | 0 | 3140 | 0 |  | IPP Non-CHP | N | OP |  | Non Combustion (NUC, WAT, WND, GEO, or SUN) |  | Eastern
EXCLUDE | NY | NY-Eastern | Mt Ida Hydroelectric | 50031 | 3986 | WAT | HY | 1.5 | 1.5 | 0 | 3140 | 0 |  | IPP Non-CHP | N | OP |  | Non Combustion (NUC, WAT, WND, GEO, or SUN) |  | Eastern
EXCLUDE | NY | NY-Eastern | Valley Falls Hydroelectric Facility | 50034 | GEN1 | WAT | HY | 2.5 | 2.5 | 0 | 7053 | 0 |  | IPP Non-CHP | N | OP |  | Non Combustion (NUC, WAT, WND, GEO, or SUN) |  | Eastern
EXCLUDE | ME | ME-Eastern | MMWAC Resource Recovery Facility | 50035 | ST1 | MSW | ST | 5 | 2.7 | 0 | 15632 | 76368.35 |  | Commercial Non-CHP | N | OP |  | Commercial/Industrial Unit |  | Eastern
EXCLUDE | WV | WV-Eastern | New Martinsville Hannibal Hydro | 50036 | UNT1 | WAT | HY | 18.7 | 6.8 | 0 | 97456 | 0 |  | IPP Non-CHP | N | OP |  | Non Combustion (NUC, WAT, WND, GEO, or SUN) |  | Eastern
EXCLUDE | WV | WV-Eastern | New Martinsville Hannibal Hydro | 50036 | UNT2 | WAT | HY | 18.7 | 7.2 | 0 | 97456 | 0 |  | IPP Non-CHP | N | OP |  | Non Combustion (NUC, WAT, WND, GEO, or SUN) |  | Eastern
EXCLUDE | CA | CA-Western | Rio Bravo Hydro Project | 50037 | UNT1 | WAT | HY | 7 | 6.7 | 0 | 11124.5 | 0 |  | IPP Non-CHP | N | SB |  | Non Combustion (NUC, WAT, WND, GEO, or SUN) |  | Western
EXCLUDE | CA | CA-Western | Rio Bravo Hydro Project | 50037 | UNT2 | WAT | HY | 7 | 6.7 | 0 | 11124.5 | 0 |  | IPP Non-CHP | N | OP |  | Non Combustion (NUC, WAT, WND, GEO, or SUN) |  | Western
COALST | PA | PA-Eastern | Kline Township Cogen Facility | 50039 | GEN1 | WC | ST | 59 | 52 | 750 | 370033 | 637683.15 |  | IPP CHP | Y | OP |  |  |  | Eastern
EXCLUDE | MA | MA-Eastern | Norton Powerhouse | 50041 | GEN1 | NG | ST | 2.5 | 2.5 | 0 | 4263.39 | 14056.08 |  | Industrial CHP | Y | OP |  | Commercial/Industrial Unit |  | Eastern
EXCLUDE | MA | MA-Eastern | Norton Powerhouse | 50041 | GEN2 | NG | ST | 3.1 | 3.1 | 0 | 5286.61 | 17429.54 |  | Industrial CHP | Y | OP |  | Commercial/Industrial Unit |  | Eastern
EXCLUDE | TX | TX-ERCOT | Houston Chemical Complex Battleground | 50043 | GT1 | NG | CC | 98.3 | 66 | 0 | 498144.91 | 311471.49 |  | Industrial CHP | Y | OP |  | Commercial/Industrial Unit |  | ERCOT
EXCLUDE | TX | TX-ERCOT | Houston Chemical Complex Battleground | 50043 | GT2 | NG | CC | 98.3 | 66 | 0 | 498144.91 | 311471.49 |  | Industrial CHP | Y | OP |  | Commercial/Industrial Unit |  | ERCOT
EXCLUDE | TX | TX-ERCOT | Houston Chemical Complex Battleground | 50043 | GT3 | NG | CC | 84.9 | 69 | 0 | 430239.09 | 269012.51 |  | Industrial CHP | Y | OP |  | Commercial/Industrial Unit |  | ERCOT
EXCLUDE | TX | TX-ERCOT | Houston Chemical Complex Battleground | 50043 | ST | NG | CC | 87.4 | 62 | 0 | 442908.09 | 276933.96 |  | Industrial CHP | Y | OP |  | Commercial/Industrial Unit |  | ERCOT
EXCLUDE | ME | ME-Eastern | International Paper Jay Hydro | 50047 | GEN1 | WAT | HY | 0.5 | 0.5 | 0 | 1775.97 | 0 |  | Industrial Non-CHP | N | OA |  | Commercial/Industrial Unit |  | Eastern
EXCLUDE | ME | ME-Eastern | International Paper Jay Hydro | 50047 | GEN2 | WAT | HY | 0.5 | 0.5 | 0 | 1775.97 | 0 |  | Industrial Non-CHP | N | OA |  | Commercial/Industrial Unit |  | Eastern
EXCLUDE | ME | ME-Eastern | International Paper Jay Hydro | 50047 | GEN3 | WAT | HY | 0.5 | 0.5 | 0 | 1775.97 | 0 |  | Industrial Non-CHP | N | OP |  | Commercial/Industrial Unit |  | Eastern
EXCLUDE | ME | ME-Eastern | International Paper Jay Hydro | 50047 | GEN4 | WAT | HY | 0.5 | 0.5 | 0 | 1775.97 | 0 |  | Industrial Non-CHP | N | OP |  | Commercial/Industrial Unit |  | Eastern
EXCLUDE | ME | ME-Eastern | International Paper Jay Hydro | 50047 | GEN5 | WAT | HY | 0.5 | 0.5 | 0 | 1775.97 | 0 |  | Industrial Non-CHP | N | OP |  | Commercial/Industrial Unit |  | Eastern
EXCLUDE | ME | ME-Eastern | International Paper Jay Hydro | 50047 | GEN6 | WAT | HY | 0.6 | 0.6 | 0 | 2131.16 | 0 |  | Industrial Non-CHP | N | OA |  | Commercial/Industrial Unit |  | Eastern
EXCLUDE | CA | CA-Western | Eel River Power | 50049 | GEN1 | WDS | ST | 12.5 | 13 | 0 | 91809 | 174883.53 |  | Industrial CHP | Y | OP |  | Commercial/Industrial Unit |  | Western
EXCLUDE | CA | CA-Western | Eel River Power | 50049 | GEN2 | WDS | ST | 12.5 | 13 | 0 | 60917 | 116935.85 |  | Industrial CHP | Y | OP |  | Commercial/Industrial Unit |  | Western
EXCLUDE | CA | CA-Western | Eel River Power | 50049 | GEN3 | WDS | ST | 7.5 | 7.5 | 0 | 6883 | 13111.17 |  | Industrial CHP | N | OP |  | Commercial/Industrial Unit |  | Western
EXCLUDE | ME | ME-Eastern | Penobscot Energy Recovery | 50051 | GEN1 | MSW | ST | 25.3 | 21.2 | 0 | 166261 | 264304.56 |  | Commercial Non-CHP | N | OP |  | Commercial/Industrial Unit |  | Eastern
EXCLUDE | TX | TX-ERCOT | Rice University | 50054 | GEN1 | NG | GT | 3.1 | 3.1 | 0 | 10165.85 | 16005.29 |  | Commercial CHP | Y | SB |  | Commercial/Industrial Unit |  | ERCOT
EXCLUDE | TX | TX-ERCOT | Rice University | 50054 | GEN2 | NG | GT | 3.8 | 3.8 | 0 | 12461.37 | 19619.39 |  | Commercial CHP | Y | OP |  | Commercial/Industrial Unit |  | ERCOT
EXCLUDE | MD | MD-Eastern | Brown Station Road Plant I | 50060 | 3972 | LFG | IC | 0.9 | 0.8 | 0 | 0 | 0 |  | Commercial Non-CHP | N | OP |  | Commercial/Industrial Unit |  | Eastern
EXCLUDE | MD | MD-Eastern | Brown Station Road Plant I | 50060 | 9314 | LFG | IC | 0.9 | 0.8 | 0 | 0 | 0 |  | Commercial Non-CHP | N | OA |  | Commercial/Industrial Unit |  | Eastern
EXCLUDE | MD | MD-Eastern | Brown Station Road Plant I | 50060 | 9340 | LFG | IC | 0.9 | 0.8 | 0 | 0 | 0 |  | Commercial Non-CHP | N | OA |  | Commercial/Industrial Unit |  | Eastern
EXCLUDE | CA | CA-Western | San Diego State University | 50061 | GEN1 | NG | CC | 2.5 | 2.9 | 0 | 0 | 0 |  | Commercial CHP | Y | RE | 2002 | Commercial/Industrial Unit |  | Western
EXCLUDE | CA | CA-Western | San Diego State University | 50061 | GEN2 | NG | CC | 5.1 | 4.6 | 0 | 23688.61 | 17159.05 |  | Commercial CHP | Y | OP |  | Commercial/Industrial Unit |  | Western
EXCLUDE | CA | CA-Western | San Diego State University | 50061 | GEN3 | NG | CC | 5.1 | 4.6 | 0 | 23688.61 | 17159.05 |  | Commercial CHP | Y | OP |  | Commercial/Industrial Unit |  | Western
EXCLUDE | CA | CA-Western | San Diego State University | 50061 | GEN4 | NG | CC | 4.1 | 4.1 | 0 | 19043.78 | 13794.53 |  | Commercial CHP | Y | OP |  | Commercial/Industrial Unit |  | Western
EXCLUDE | CA | CA-Western | San Joaquin Cogen | 50062 | GEN1 | NG | GT | 46 | 48 | 0 | 11328 | 6457.18 |  | IPP Non-CHP | N | OP |  | Simple cycle unit |  | Western
EXCLUDE | CA | CA-Western | Univ of Calif Santa Cruz Cogeneration | 50064 | 001 | NG | IC | 2.6 | 2.6 | 0 | 0 | 0 |  | Commercial CHP | Y | OP |  | Commercial/Industrial Unit |  | Western
EXCLUDE | CA | CA-Western | Univ of Calif Santa Cruz Cogeneration | 50064 | 002 | NG | IC | 0.2 | 0.2 | 0 | 0 | 0 |  | Commercial CHP | Y | RE | 2009 | Commercial/Industrial Unit |  | Western
EXCLUDE | CA | CA-Western | Calistoga Power Plant | 50066 | UNT1 | GEO | ST | 88.2 | 55 | 0 | 268217.5 | 0 |  | IPP Non-CHP | N | OP |  | Non Combustion (NUC, WAT, WND, GEO, or SUN) |  | Western
EXCLUDE | CA | CA-Western | Calistoga Power Plant | 50066 | UNT2 | GEO | ST | 88.2 | 55 | 0 | 268217.5 | 0 |  | IPP Non-CHP | N | OP |  | Non Combustion (NUC, WAT, WND, GEO, or SUN) |  | Western
EXCLUDE | TX | TX-Eastern | Borger Plant | 50067 | GEN1 | BFG | ST | 37.5 | 32 | 0 | 90301.18 | 107283.04 |  | Industrial CHP | Y | OP |  | Commercial/Industrial Unit |  | Eastern
EXCLUDE | CA | CA-Western | Sierra Power | 50068 | WEST | WDS | ST | 7.5 | 7 | 0 | 54688 | 131344.61 |  | Industrial CHP | Y | OP |  | Commercial/Industrial Unit |  | Western
EXCLUDE | FL | FL-Eastern | Palm Beach Renewable Energy Facility#1 | 50071 | GEN1 | MSW | ST | 62.3 | 50 | 0 | 370129 | 688173.09 |  | IPP Non-CHP | N | OP |  | Non-Fossil Fuel Type (Less than 10% Fossil Fuel) |  | Eastern
EXCLUDE | PA | PA-Eastern | Marcus Hook Refinery Cogen | 50074 | GEN1 | NG | GT | 50.5 | 50 | 696 | 129 | 179.99 |  | IPP CHP | Y | SB |  | Simple cycle unit |  | Eastern
EXCLUDE | CA | CA-Western | Santa Felicia Dam | 50076 | UNT1 | WAT | HY | 0.2 | 0.2 | 0 | 0 | 0 |  | IPP Non-CHP | N | OS |  | Non Combustion (NUC, WAT, WND, GEO, or SUN) |  | Western
EXCLUDE | CA | CA-Western | Santa Felicia Dam | 50076 | UNT2 | WAT | HY | 1.1 | 1.1 | 0 | 0 | 0 |  | IPP Non-CHP | N | OS |  | Non Combustion (NUC, WAT, WND, GEO, or SUN) |  | Western
EXCLUDE | MI | MI-Eastern | EQ Waste Energy Services | 50077 | CAT1 | LFG | IC | 0.5 | 0.5 | 0 | 0 | 0 |  | IPP CHP | Y | OP |  | Non-Fossil Fuel Type (Less than 10% Fossil Fuel) |  | Eastern
EXCLUDE | MI | MI-Eastern | EQ Waste Energy Services | 50077 | CAT2 | LFG | IC | 0.3 | 0.3 | 0 | 0 | 0 |  | IPP CHP | Y | OP |  | Non-Fossil Fuel Type (Less than 10% Fossil Fuel) |  | Eastern
EXCLUDE | MI | MI-Eastern | EQ Waste Energy Services | 50077 | CAT3 | LFG | IC | 0.3 | 0.3 | 0 | 0 | 0 |  | IPP CHP | Y | OP |  | Non-Fossil Fuel Type (Less than 10% Fossil Fuel) |  | Eastern
EXCLUDE | MI | MI-Eastern | EQ Waste Energy Services | 50077 | CAT4 | LFG | IC | 0.3 | 0.3 | 0 | 0 | 0 |  | IPP CHP | Y | OP |  | Non-Fossil Fuel Type (Less than 10% Fossil Fuel) |  | Eastern
EXCLUDE | NY | NY-Eastern | Goodyear Lake Plant | 50079 | GEN1 | WAT | HY | 0.8 | 0.8 | 0 | 2036 | 0 |  | IPP Non-CHP | N | OP |  | Non Combustion (NUC, WAT, WND, GEO, or SUN) |  | Eastern
EXCLUDE | NY | NY-Eastern | Goodyear Lake Plant | 50079 | GEN2 | WAT | HY | 0.6 | 0.6 | 0 | 1527 | 0 |  | IPP Non-CHP | N | OP |  | Non Combustion (NUC, WAT, WND, GEO, or SUN) |  | Eastern
EXCLUDE | ME | ME-Eastern | Otis Hydro | 50080 | GEN1 | WAT | HY | 5.1 | 5.1 | 0 | 29007 | 0 |  | Industrial Non-CHP | N | OP |  | Commercial/Industrial Unit |  | Eastern
EXCLUDE | ME | ME-Eastern | Otis Hydro | 50080 | GEN2 | WAT | HY | 5.1 | 5.1 | 0 | 29007 | 0 |  | Industrial Non-CHP | N | OP |  | Commercial/Industrial Unit |  | Eastern
EXCLUDE | ME | ME-Eastern | International Paper Riley Hydro | 50081 | GEN1 | WAT | HY | 1.1 | 1.1 | 0 | 5213.33 | 0 |  | Industrial Non-CHP | N | OP |  | Commercial/Industrial Unit |  | Eastern
EXCLUDE | ME | ME-Eastern | International Paper Riley Hydro | 50081 | GEN2 | WAT | HY | 1.1 | 1.1 | 0 | 5213.33 | 0 |  | Industrial Non-CHP | N | OP |  | Commercial/Industrial Unit |  | Eastern
EXCLUDE | ME | ME-Eastern | International Paper Riley Hydro | 50081 | GEN3 | WAT | HY | 1.1 | 1.1 | 0 | 5213.33 | 0 |  | Industrial Non-CHP | N | OP |  | Commercial/Industrial Unit |  | Eastern
EXCLUDE | ME | ME-Eastern | International Paper Riley Hydro | 50081 | GEN4 | WAT | HY | 1.1 | 1.1 | 0 | 5213.33 | 0 |  | Industrial Non-CHP | N | OP |  | Commercial/Industrial Unit |  | Eastern
EXCLUDE | ME | ME-Eastern | International Paper Riley Hydro | 50081 | GEN5 | WAT | HY | 1.1 | 1.1 | 0 | 5213.33 | 0 |  | Industrial Non-CHP | N | OP |  | Commercial/Industrial Unit |  | Eastern
EXCLUDE | ME | ME-Eastern | International Paper Riley Hydro | 50081 | GEN6 | WAT | HY | 1.1 | 1.1 | 0 | 5213.33 | 0 |  | Industrial Non-CHP | N | OP |  | Commercial/Industrial Unit |  | Eastern
EXCLUDE | ME | ME-Eastern | International Paper Livermore Hydro | 50082 | GEN1 | WAT | HY | 1.1 | 1.1 | 0 | 4502.83 | 0 |  | Industrial Non-CHP | N | OS |  | Commercial/Industrial Unit |  | Eastern
EXCLUDE | ME | ME-Eastern | International Paper Livermore Hydro | 50082 | GEN2 | WAT | HY | 1.1 | 1.1 | 0 | 4502.83 | 0 |  | Industrial Non-CHP | N | OP |  | Commercial/Industrial Unit |  | Eastern
EXCLUDE | ME | ME-Eastern | International Paper Livermore Hydro | 50082 | GEN3 | WAT | HY | 1.1 | 1.1 | 0 | 4502.83 | 0 |  | Industrial Non-CHP | N | OP |  | Commercial/Industrial Unit |  | Eastern
EXCLUDE | ME | ME-Eastern | International Paper Livermore Hydro | 50082 | GEN4 | WAT | HY | 1.2 | 1.2 | 0 | 4912.17 | 0 |  | Industrial Non-CHP | N | OA |  | Commercial/Industrial Unit |  | Eastern
EXCLUDE | ME | ME-Eastern | International Paper Livermore Hydro | 50082 | GEN5 | WAT | HY | 1.1 | 1.1 | 0 | 4502.83 | 0 |  | Industrial Non-CHP | N | OP |  | Commercial/Industrial Unit |  | Eastern
EXCLUDE | ME | ME-Eastern | International Paper Livermore Hydro | 50082 | GEN6 | WAT | HY | 0.7 | 0.7 | 0 | 2865.43 | 0 |  | Industrial Non-CHP | N | OP |  | Commercial/Industrial Unit |  | Eastern
EXCLUDE | ME | ME-Eastern | International Paper Livermore Hydro | 50082 | GEN7 | WAT | HY | 0.9 | 0.9 | 0 | 3684.13 | 0 |  | Industrial Non-CHP | N | OP |  | Commercial/Industrial Unit |  | Eastern
EXCLUDE | ME | ME-Eastern | International Paper Livermore Hydro | 50082 | GEN8 | WAT | HY | 1 | 1 | 0 | 4093.48 | 0 |  | Industrial Non-CHP | N | OS |  | Commercial/Industrial Unit |  | Eastern
EXCLUDE | ME | ME-Eastern | International Paper Livermore Hydro | 50082 | GEN9 | WAT | HY | 1 | 1 | 0 | 4093.48 | 0 |  | Industrial Non-CHP | N | OP |  | Commercial/Industrial Unit |  | Eastern
EXCLUDE | WA | WA-Western | Washington State University | 50083 | GEN1 | BIT | ST | 2 | 2 | 0 | 0 | 0 |  | Commercial CHP | Y | RE | 2005 | Commercial/Industrial Unit |  | Western
EXCLUDE | MA | MA-Eastern | Univ of Massachusetts Medical Center | 50087 | GEN1 | NG | ST | 2.5 | 1.5 | 0 | 9967 | 30771.38 |  | Commercial CHP | Y | OP |  | Commercial/Industrial Unit |  | Eastern
EXCLUDE | MA | MA-Eastern | Univ of Massachusetts Medical Center | 50087 | GEN2 | NG | ST | 2.5 | 1.5 | 0 | 7177 | 22157.74 |  | Commercial CHP | Y | OP |  | Commercial/Industrial Unit |  | Eastern
EXCLUDE | MA | MA-Eastern | Univ of Massachusetts Medical Center | 50087 | GEN3 | NG | ST | 5 | 3 | 0 | 9732 | 30045.86 |  | Commercial CHP | Y | OP |  | Commercial/Industrial Unit |  | Eastern
EXCLUDE | MA | MA-Eastern | Univ of Massachusetts Medical Center | 50087 | GEN4 | NG | GT | 7.5 | 6 | 0 | 0 | 0 |  | Commercial CHP | N | TS |  | Commercial/Industrial Unit |  | Eastern
EXCLUDE | IA | IA-Eastern | University of Northern Iowa | 50088 | GEN1 | BIT | ST | 7.5 | 7.5 | 0 | 12245 | 79971.96 |  | Commercial CHP | Y | OP |  | Commercial/Industrial Unit |  | Eastern
EXCLUDE | CA | CA-Western | Univ of San Francisco Cogen | 50089 | S-17 | NG | IC | 1.5 | 1.4 | 0 | 0 | 0 |  | Commercial CHP | Y | OP |  | Commercial/Industrial Unit |  | Western
EXCLUDE | WA | WA-Western | Sheep Creek Hydro | 50091 | TB1 | WAT | HY | 1.3 | 1.3 | 0 | 6723.44 | 0 |  | IPP Non-CHP | N | OP |  | Non Combustion (NUC, WAT, WND, GEO, or SUN) |  | Western
EXCLUDE | WA | WA-Western | Sheep Creek Hydro | 50091 | TB2 | WAT | HY | 0.3 | 0.3 | 0 | 1551.56 | 0 |  | IPP Non-CHP | N | SB |  | Non Combustion (NUC, WAT, WND, GEO, or SUN) |  | Western
EXCLUDE | NY | NY-Eastern | Chateaugay High Falls Hydro | 50093 | WT | WAT | HY | 1.7 | 1.6 | 0 | 7199 | 0 |  | IPP Non-CHP | N | OP |  | Non Combustion (NUC, WAT, WND, GEO, or SUN) |  | Eastern
EXCLUDE | NJ | NJ-Eastern | Veolia Energy Trenton L.P. | 50094 | 1 | NG | GT | 4.6 |  | 0 | 0 | 0 |  | Commercial CHP | Y | IP |  | Commercial/Industrial Unit |  | Eastern
EXCLUDE | NJ | NJ-Eastern | Veolia Energy Trenton L.P. | 50094 | 2 | NG | GT | 4.6 | 1.1 | 0 | 0 | 0 |  | Commercial CHP | Y | IP |  | Commercial/Industrial Unit |  | Eastern
EXCLUDE | NJ | NJ-Eastern | Veolia Energy Trenton L.P. | 50094 | 7213 | NG | IC | 6 | 3 | 0 | 0 | 0 |  | Commercial CHP | Y | RE | 2008 | Commercial/Industrial Unit |  | Eastern
EXCLUDE | NJ | NJ-Eastern | Veolia Energy Trenton L.P. | 50094 | 7214 | NG | IC | 6 | 0.1 | 0 | 0 | 0 |  | Commercial CHP | Y | OP | 2020 | Commercial/Industrial Unit |  | Eastern
EXCLUDE | NH | NH-Eastern | Tillotson Rubber | 50095 | HG1 | WAT | HY | 0.1 | 0.1 | 0 | 0 | 0 |  | Industrial CHP | N | RE | 2011 | Commercial/Industrial Unit |  | Eastern
EXCLUDE | NH | NH-Eastern | Tillotson Rubber | 50095 | IC1 | DFO | IC | 0.4 | 0.4 | 0 | 0 | 0 |  | Industrial CHP | N | RE | 2011 | Commercial/Industrial Unit |  | Eastern
EXCLUDE | NH | NH-Eastern | Tillotson Rubber | 50095 | IC2 | DFO | IC | 0.6 | 0.6 | 0 | 0 | 0 |  | Industrial CHP | N | RE | 2011 | Commercial/Industrial Unit |  | Eastern
EXCLUDE | NH | NH-Eastern | Tillotson Rubber | 50095 | TG2 | WDS | ST | 0.6 | 0.6 | 0 | 0 | 0 |  | Industrial CHP | Y | RE | 2011 | Commercial/Industrial Unit |  | Eastern
EXCLUDE | NH | NH-Eastern | Tillotson Rubber | 50095 | TGI | WDS | ST | 0.7 | 0.7 | 0 | 0 | 0 |  | Industrial CHP | Y | RE | 2011 | Commercial/Industrial Unit |  | Eastern
EXCLUDE | ID | ID-Western | Tamarack Energy Partnership | 50099 | GEN1 | WDS | ST | 6.2 | 5.8 | 0 | 36046 | 68630.04 |  | IPP CHP | Y | OP |  | Non-Fossil Fuel Type (Less than 10% Fossil Fuel) |  | Western
EXCLUDE | TX | TX-ERCOT | MeadWestvaco Evadale | 50101 | GEN1 | BLQ | ST | 7.5 | 9.5 | 0 | 75869.93 | 404395.23 |  | Industrial CHP | Y | OP |  | Commercial/Industrial Unit |  | ERCOT
EXCLUDE | TX | TX-ERCOT | MeadWestvaco Evadale | 50101 | GEN2 | BLQ | ST | 32.6 | 36 | 0 | 221814.39 | 1182295.52 |  | Industrial CHP | Y | OP |  | Commercial/Industrial Unit |  | ERCOT
EXCLUDE | TX | TX-ERCOT | MeadWestvaco Evadale | 50101 | GEN3 | BLQ | ST | 17.6 | 18 | 0 | 136075.77 | 725299.08 |  | Industrial CHP | Y | OP |  | Commercial/Industrial Unit |  | ERCOT
EXCLUDE | NH | NH-Eastern | China Mill Hydro | 50103 | GEN1 | WAT | HY | 1.7 | 1.7 | 0 | 1229 | 0 |  | IPP Non-CHP | N | OP |  | Non Combustion (NUC, WAT, WND, GEO, or SUN) |  | Eastern
EXCLUDE | CA | CA-Western | United Cogen | 50104 | G-1 | NG | CC | 23 | 22 | 0 | 10093.29 | 5954.94 |  | Commercial CHP | Y | RE | 2012 | Commercial/Industrial Unit |  | Western
EXCLUDE | CA | CA-Western | United Cogen | 50104 | G-2 | NG | CC | 8 | 7 | 0 | 3510.71 | 2071.28 |  | Commercial CHP | Y | RE | 2012 | Commercial/Industrial Unit |  | Western
EXCLUDE | OR | OR-Western | Ground Water Pumping Station | 50105 | GPS1 | WAT | HY | 0.9 | 0.9 | 0 | 0 | 0 |  | IPP Non-CHP | N | OS |  | Non Combustion (NUC, WAT, WND, GEO, or SUN) |  | Western
EXCLUDE | OR | OR-Western | Ground Water Pumping Station | 50105 | GPS2 | WAT | HY | 0.9 | 0.9 | 0 | 0 | 0 |  | IPP Non-CHP | N | OS |  | Non Combustion (NUC, WAT, WND, GEO, or SUN) |  | Western
EXCLUDE | OR | OR-Western | Ground Water Pumping Station | 50105 | GPS3 | WAT | HY | 0.9 | 0.9 | 0 | 0 | 0 |  | IPP Non-CHP | N | OS |  | Non Combustion (NUC, WAT, WND, GEO, or SUN) |  | Western
EXCLUDE | OR | OR-Western | Ground Water Pumping Station | 50105 | GPS4 | WAT | HY | 0.9 | 0.9 | 0 | 0 | 0 |  | IPP Non-CHP | N | OS |  | Non Combustion (NUC, WAT, WND, GEO, or SUN) |  | Western
EXCLUDE | OR | OR-Western | Ground Water Pumping Station | 50105 | GPS5 | WAT | HY | 0.9 | 0.9 | 0 | 0 | 0 |  | IPP Non-CHP | N | OS |  | Non Combustion (NUC, WAT, WND, GEO, or SUN) |  | Western
EXCLUDE | OR | OR-Western | Ground Water Pumping Station | 50105 | GPS6 | WAT | HY | 0.9 | 0.9 | 0 | 0 | 0 |  | IPP Non-CHP | N | OS |  | Non Combustion (NUC, WAT, WND, GEO, or SUN) |  | Western
NGCC | TX | TX-ERCOT | Paris Energy Center | 50109 | GEN1 | NG | CC | 80 | 78 | 1281 | 129124.16 | 70830.72 |  | IPP Non-CHP | N | OP |  |  |  | ERCOT
NGCC | TX | TX-ERCOT | Paris Energy Center | 50109 | GEN2 | NG | CC | 80 | 82 | 1281 | 129124.16 | 70830.72 |  | IPP Non-CHP | N | OP |  |  |  | ERCOT
NGCC | TX | TX-ERCOT | Paris Energy Center | 50109 | GEN3 | NG | CC | 90 | 78 | 1281 | 145264.68 | 79684.56 |  | IPP Non-CHP | N | OP |  |  |  | ERCOT
EXCLUDE | CA | CA-Western | Sierra Pacific Burney Facility | 50110 | GEN1 | WDS | ST | 20 | 16.6 | 0 | 114968 | 282083.44 |  | Industrial CHP | Y | OP |  | Commercial/Industrial Unit |  | Western
EXCLUDE | CA | CA-Western | Sierra Pacific Loyalton Facility | 50111 | GEN1 | WDS | ST | 20 | 11.8 | 0 | 0 | 0 |  | IPP Non-CHP | N | RE | 2010 | Retired prior to 2012 |  | Western
EXCLUDE | CA | CA-Western | Sierra Pacific Quincy Facility | 50112 | GEN1 | WDS | ST | 20 | 22.7 | 0 | 32759.68 | 74266.12 |  | Industrial CHP | Y | OP |  | Commercial/Industrial Unit |  | Western
EXCLUDE | CA | CA-Western | Sierra Pacific Quincy Facility | 50112 | GEN2 | WDS | ST | 7.5 | 5.9 | 0 | 158485.03 | 359285.24 |  | Industrial CHP | Y | OP |  | Commercial/Industrial Unit |  | Western
EXCLUDE | CA | CA-Western | US Borax | 50115 | GEN1 | NG | GT | 48.2 | 39 | 0 | 313505 | 243920.6 |  | Industrial CHP | Y | OP |  | Commercial/Industrial Unit |  | Western
EXCLUDE | TX | TX-ERCOT | Hal C Weaver Power Plant | 50118 | GEN1 | NG | ST | 1.5 | 1.4 | 0 | 0 | 0 |  | Commercial CHP | Y | RE | 2001 | Commercial/Industrial Unit |  | ERCOT
EXCLUDE | TX | TX-ERCOT | Hal C Weaver Power Plant | 50118 | GEN10 | NG | CC | 34.4 | 33 | 0 | 76334.62 | 52181.95 |  | Commercial CHP | Y | OP |  | Commercial/Industrial Unit |  | ERCOT
EXCLUDE | TX | TX-ERCOT | Hal C Weaver Power Plant | 50118 | GEN2 | NG | ST | 1.5 | 1.4 | 0 | 0 | 0 |  | Commercial CHP | Y | RE | 2001 | Commercial/Industrial Unit |  | ERCOT
EXCLUDE | TX | TX-ERCOT | Hal C Weaver Power Plant | 50118 | GEN3 | NG | ST | 2.5 | 2.3 | 0 | 0 | 0 |  | Commercial CHP | Y | RE | 2001 | Commercial/Industrial Unit |  | ERCOT
EXCLUDE | TX | TX-ERCOT | Hal C Weaver Power Plant | 50118 | GEN4 | NG | CC | 7.6 | 7.6 | 0 | 16864.62 | 11528.57 |  | Commercial CHP | Y | OP |  | Commercial/Industrial Unit |  | ERCOT
EXCLUDE | TX | TX-ERCOT | Hal C Weaver Power Plant | 50118 | GEN5 | NG | CC | 6 | 6 | 0 | 13314.18 | 9101.5 |  | Commercial CHP | Y | OP |  | Commercial/Industrial Unit |  | ERCOT
EXCLUDE | TX | TX-ERCOT | Hal C Weaver Power Plant | 50118 | GEN6 | NG | CC | 12.5 | 12.5 | 0 | 0 | 0 |  | Commercial CHP | Y | RE | 2008 | Commercial/Industrial Unit |  | ERCOT
EXCLUDE | TX | TX-ERCOT | Hal C Weaver Power Plant | 50118 | GEN7 | NG | CC | 28.8 | 27.6 | 0 | 63908.05 | 43687.21 |  | Commercial CHP | Y | OP |  | Commercial/Industrial Unit |  | ERCOT
EXCLUDE | TX | TX-ERCOT | Hal C Weaver Power Plant | 50118 | GEN8 | NG | CC | 48.5 | 46.5 | 0 | 107622.93 | 73570.48 |  | Commercial CHP | Y | OP |  | Commercial/Industrial Unit |  | ERCOT
EXCLUDE | TX | TX-ERCOT | Hal C Weaver Power Plant | 50118 | GEN9 | NG | CC | 27.2 | 26.1 | 0 | 60357.6 | 41260.14 |  | Commercial CHP | Y | OP |  | Commercial/Industrial Unit |  | ERCOT
EXCLUDE | CA | CA-Western | Phillips 66 Rodeo Refinery | 50119 | GENA | OG | GT | 18.3 | 15.6 | 0 | 132190.33 | 142370.33 |  | Industrial CHP | Y | OP |  | Commercial/Industrial Unit |  | Western
EXCLUDE | CA | CA-Western | Phillips 66 Rodeo Refinery | 50119 | GENB | OG | GT | 18.3 | 16.1 | 0 | 132190.33 | 142370.33 |  | Industrial CHP | Y | OP |  | Commercial/Industrial Unit |  | Western
EXCLUDE | CA | CA-Western | Phillips 66 Rodeo Refinery | 50119 | GENC | OG | GT | 18.3 | 15.5 | 0 | 132190.33 | 142370.33 |  | Industrial CHP | Y | OP |  | Commercial/Industrial Unit |  | Western
EXCLUDE | WA | WA-Western | Vaagen Brothers Lumber | 50120 | 0001 | WDS | ST | 4 | 3.7 | 0 | 0 | 0 |  | Industrial CHP | Y | RE | 2009 | Commercial/Industrial Unit |  | Western
EXCLUDE | TX | TX-ERCOT | Valero Refinery Corpus Christi West | 50121 | PRU | WH | ST | 12 | 12 | 0 | 33483.29 | 0 |  | Industrial CHP | N | OP |  | Commercial/Industrial Unit |  | ERCOT
EXCLUDE | TX | TX-ERCOT | Valero Refinery Corpus Christi West | 50121 | TG1 | OG | ST | 28.6 | 26.6 | 0 | 79801.85 | 68469.51 |  | Industrial CHP | N | OP |  | Commercial/Industrial Unit |  | ERCOT
EXCLUDE | TX | TX-ERCOT | Valero Refinery Corpus Christi West | 50121 | TG2 | OG | ST | 28.6 | 26.6 | 0 | 79801.85 | 66021.21 |  | Industrial CHP | N | OP |  | Commercial/Industrial Unit |  | ERCOT
EXCLUDE | TX | TX-ERCOT | Valero Refinery Corpus Christi West | 50121 | TG3 | OG | ST | 7.5 | 7 | 0 | 0 | 0 |  | Industrial CHP | Y | RE | 2006 | Commercial/Industrial Unit |  | ERCOT
EXCLUDE | NY | NY-Eastern | Normanskill Hydro Project | 50123 | GEN1 | WAT | HY | 1.2 | 1.2 | 0 | 1970 | 0 |  | IPP Non-CHP | N | OP |  | Non Combustion (NUC, WAT, WND, GEO, or SUN) |  | Eastern
EXCLUDE | VT | VT-Eastern | Ottauquechee Hydro | 50126 | 1 | WAT | HY | 1.2 | 1.1 | 0 | 2506.67 | 0 |  | IPP Non-CHP | N | OP |  | State not covered under final 111(d) |  | Eastern
EXCLUDE | VT | VT-Eastern | Ottauquechee Hydro | 50126 | 2 | WAT | HY | 0.6 | 0.6 | 0 | 1253.33 | 0 |  | IPP Non-CHP | N | OP |  | State not covered under final 111(d) |  | Eastern
EXCLUDE | TX | TX-ERCOT | CCI Signal Hill LLC | 50127 | GTA | NG | CC | 20 | 20 | 0 | 7436.25 | 4479.77 |  | IPP Non-CHP | N | OP |  | Combined cycle unit (PRMVR=CC) less than or equal to 25MW |  | ERCOT
EXCLUDE | TX | TX-ERCOT | CCI Signal Hill LLC | 50127 | GTB | NG | CC | 20 | 20 | 0 | 7436.25 | 4479.77 |  | IPP Non-CHP | N | OP |  | Combined cycle unit (PRMVR=CC) less than or equal to 25MW |  | ERCOT
EXCLUDE | TX | TX-ERCOT | CCI Signal Hill LLC | 50127 | GTC | NG | CC | 20 | 20 | 0 | 7436.25 | 4479.77 |  | IPP Non-CHP | N | OP |  | Combined cycle unit (PRMVR=CC) less than or equal to 25MW |  | ERCOT
EXCLUDE | TX | TX-ERCOT | CCI Signal Hill LLC | 50127 | STD | NG | CC | 20 | 17 | 0 | 7436.25 | 4479.77 |  | IPP Non-CHP | N | OP |  | Combined cycle unit (PRMVR=CC) less than or equal to 25MW |  | ERCOT
EXCLUDE | CA | CA-Western | Clear Lake Hydro Project | 50128 | 3381 | WAT | HY | 2.5 | 2.4 | 0 | 0 | 0 |  | IPP Non-CHP | N | OS |  | Non Combustion (NUC, WAT, WND, GEO, or SUN) |  | Western
EXCLUDE | CA | CA-Western | Indian Valley Dam Hydro Project | 50129 | 1641 | WAT | HY | 1.4 | 1.3 | 0 | 3486.97 | 0 |  | IPP Non-CHP | N | SB |  | Non Combustion (NUC, WAT, WND, GEO, or SUN) |  | Western
EXCLUDE | CA | CA-Western | Indian Valley Dam Hydro Project | 50129 | 1642 | WAT | HY | 1.4 | 1.3 | 0 | 3486.97 | 0 |  | IPP Non-CHP | N | SB |  | Non Combustion (NUC, WAT, WND, GEO, or SUN) |  | Western
EXCLUDE | CA | CA-Western | Indian Valley Dam Hydro Project | 50129 | 8332 | WAT | HY | 0.1 | 0.1 | 0 | 249.07 | 0 |  | IPP Non-CHP | N | OP |  | Non Combustion (NUC, WAT, WND, GEO, or SUN) |  | Western
EXCLUDE | PA | PA-Eastern | G F Weaton Power Station | 50130 | GEN1 | SUB | ST | 60 | 56 | 0 | 0 | 0 |  | Industrial Non-CHP | N | OS |  | Commercial/Industrial Unit |  | Eastern
EXCLUDE | PA | PA-Eastern | G F Weaton Power Station | 50130 | GEN2 | SUB | ST | 60 | 56 | 0 | 0 | 0 |  | Industrial Non-CHP | N | OS |  | Commercial/Industrial Unit |  | Eastern
EXCLUDE | CA | CA-Western | Coalinga Cogeneration | 50131 | K100 | NG | GT | 38.4 | 36 | 550 | 275360 | 204262.1 |  | IPP CHP | Y | OP |  | Simple cycle unit |  | Western
EXCLUDE | CA | CA-Western | Sycamore Cogeneration | 50134 | GTAG | NG | GT | 75 | 75 | 0 | 357150.75 | 254174.2 |  | IPP CHP | Y | OP |  | Simple cycle unit |  | Western
EXCLUDE | CA | CA-Western | Sycamore Cogeneration | 50134 | GTBG | NG | GT | 75 | 75 | 0 | 357150.75 | 254174.2 |  | IPP CHP | Y | OP |  | Simple cycle unit |  | Western
EXCLUDE | CA | CA-Western | Sycamore Cogeneration | 50134 | GTCG | NG | GT | 75 | 75 | 0 | 357150.75 | 254174.2 |  | IPP CHP | Y | OP |  | Simple cycle unit |  | Western
EXCLUDE | CA | CA-Western | Sycamore Cogeneration | 50134 | GTDG | NG | GT | 75 | 75 | 0 | 357150.75 | 254174.2 |  | IPP CHP | Y | OP |  | Simple cycle unit |  | Western
EXCLUDE | NY | NY-Eastern | South Oaks Hospital | 50136 | CG1 | NG | IC | 0.2 | 0.1 | 0 | 0 | 0 |  | Commercial CHP | Y | OP |  | Commercial/Industrial Unit |  | Eastern
EXCLUDE | NY | NY-Eastern | South Oaks Hospital | 50136 | CG2 | NG | IC | 0.2 | 0.1 | 0 | 0 | 0 |  | Commercial CHP | Y | OP |  | Commercial/Industrial Unit |  | Eastern
EXCLUDE | NY | NY-Eastern | South Oaks Hospital | 50136 | CG3 | NG | IC | 0.2 | 0.1 | 0 | 0 | 0 |  | Commercial CHP | Y | OP |  | Commercial/Industrial Unit |  | Eastern
EXCLUDE | NY | NY-Eastern | South Oaks Hospital | 50136 | CG4 | NG | IC | 0.2 | 0.1 | 0 | 0 | 0 |  | Commercial CHP | Y | OP |  | Commercial/Industrial Unit |  | Eastern
EXCLUDE | NY | NY-Eastern | South Oaks Hospital | 50136 | CG5 | NG | IC | 0.2 | 0.1 | 0 | 0 | 0 |  | Commercial CHP | Y | OP |  | Commercial/Industrial Unit |  | Eastern
EXCLUDE | NY | NY-Eastern | South Oaks Hospital | 50136 | GEN1 | NG | IC | 0.6 | 0.1 | 0 | 0 | 0 |  | Commercial CHP | Y | RE | 2005 | Commercial/Industrial Unit |  | Eastern
EXCLUDE | NY | NY-Eastern | South Oaks Hospital | 50136 | GEN2 | NG | IC | 0.6 | 0.1 | 0 | 0 | 0 |  | Commercial CHP | Y | RE | 2006 | Commercial/Industrial Unit |  | Eastern
EXCLUDE | TX | TX-ERCOT | Newgulf Cogen | 50137 | GEN1 | NG | GT | 101.9 | 72 | 900 | 2619 | 1988.46 |  | IPP Non-CHP | N | OP |  | Simple cycle unit |  | ERCOT
EXCLUDE | TX | TX-ERCOT | Newgulf Cogen | 50137 | GEN2 | NG | CC | 12.5 | 12 | 0 | 0 | 0 |  | IPP Non-CHP | N | RE | 2005 | Retired prior to 2012 |  | ERCOT
EXCLUDE | TX | TX-Eastern | Snider Industries | 50141 | WGN1 | WDS | ST | 5 | 5 | 0 | 13023 | 79654.66 |  | Industrial CHP | Y | OP |  | Commercial/Industrial Unit |  | Eastern
EXCLUDE | GA | GA-Eastern | Imperial Savannah LP | 50146 | GENA | BIT | ST | 2.7 | 2.7 | 0 | 12254 | 75778.35 |  | Industrial CHP | Y | OP |  | Commercial/Industrial Unit |  | Eastern
EXCLUDE | GA | GA-Eastern | Imperial Savannah LP | 50146 | GENB | BIT | ST | 3 | 3 | 0 | 18100 | 111929.83 |  | Industrial CHP | Y | OP |  | Commercial/Industrial Unit |  | Eastern
EXCLUDE | GA | GA-Eastern | Imperial Savannah LP | 50146 | GENC | BIT | ST | 1 | 1 | 0 | 4925 | 30456.05 |  | Industrial CHP | Y | OP |  | Commercial/Industrial Unit |  | Eastern
EXCLUDE | GA | GA-Eastern | Imperial Savannah LP | 50146 | GEND | BIT | ST | 5 | 4.5 | 0 | 9515 | 58840.46 |  | Industrial CHP | Y | OP |  | Commercial/Industrial Unit |  | Eastern
EXCLUDE | CA | CA-Western | R E Badger Filtration Plant | 50147 | 1 | WAT | HY | 1.4 | 1 | 0 | 0 | 0 |  | IPP Non-CHP | N | OP |  | Non Combustion (NUC, WAT, WND, GEO, or SUN) |  | Western
EXCLUDE | CA | CA-Western | Linde Wilmington | 50148 | GEN1 | NG | CC | 25 | 21 | 0 | 0 | 0 |  | Industrial CHP | Y | SB |  | Commercial/Industrial Unit |  | Western
EXCLUDE | CA | CA-Western | Linde Wilmington | 50148 | GEN2 | NG | CC | 6 | 6 | 0 | 0 | 0 |  | Industrial CHP | Y | SB |  | Commercial/Industrial Unit |  | Western
EXCLUDE | TX | TX-ERCOT | Union Carbide Seadrift Cogen | 50150 | GE10 | NG | CC | 15 | 15 | 0 | 57135.86 | 39800.61 |  | Industrial CHP | Y | OP |  | Commercial/Industrial Unit |  | ERCOT
EXCLUDE | TX | TX-ERCOT | Union Carbide Seadrift Cogen | 50150 | GE11 | NG | CC | 35 | 35 | 0 | 133317 | 92868.1 |  | Industrial CHP | Y | OP |  | Commercial/Industrial Unit |  | ERCOT
EXCLUDE | TX | TX-ERCOT | Union Carbide Seadrift Cogen | 50150 | GEN5 | NG | CC | 15 | 15 | 0 | 57135.86 | 39800.61 |  | Industrial CHP | Y | OP |  | Commercial/Industrial Unit |  | ERCOT
EXCLUDE | TX | TX-ERCOT | Union Carbide Seadrift Cogen | 50150 | GEN6 | NG | CC | 35 | 35 | 0 | 133317 | 92868.1 |  | Industrial CHP | Y | OP |  | Commercial/Industrial Unit |  | ERCOT
EXCLUDE | TX | TX-ERCOT | Union Carbide Seadrift Cogen | 50150 | GEN7 | NG | CC | 6 | 6 | 0 | 22854.34 | 15920.25 |  | Industrial CHP | Y | OP |  | Commercial/Industrial Unit |  | ERCOT
EXCLUDE | TX | TX-ERCOT | Union Carbide Seadrift Cogen | 50150 | GEN8 | NG | CC | 35 | 35 | 0 | 133317 | 92868.1 |  | Industrial CHP | Y | OP |  | Commercial/Industrial Unit |  | ERCOT
EXCLUDE | TX | TX-ERCOT | Union Carbide Seadrift Cogen | 50150 | GEN9 | NG | CC | 15 | 15 | 0 | 57135.86 | 39800.61 |  | Industrial CHP | Y | OP |  | Commercial/Industrial Unit |  | ERCOT
EXCLUDE | TX | TX-ERCOT | Union Carbide Seadrift Cogen | 50150 | IGT | NG | CC | 12 | 12 | 0 | 45708.69 | 31840.49 |  | Industrial CHP | N | OS |  | Commercial/Industrial Unit |  | ERCOT
EXCLUDE | WV | WV-Eastern | Union Carbide South Charleston | 50151 | GEN8 | NG | ST | 6 | 5.6 | 323 | 15276 | 5757.28 |  | Industrial CHP | Y | OP |  | Commercial/Industrial Unit |  | Eastern
EXCLUDE | LA | LA-Eastern | Dow St Charles Operations | 50152 | CGN1 | NG | CC | 125.8 | 100 | 0 | 721800.96 | 556999.74 |  | Industrial CHP | Y | OP |  | Commercial/Industrial Unit |  | Eastern
EXCLUDE | LA | LA-Eastern | Dow St Charles Operations | 50152 | CGN2 | NG | CC | 125.8 | 100 | 0 | 721800.96 | 556999.74 |  | Industrial CHP | Y | OP |  | Commercial/Industrial Unit |  | Eastern
EXCLUDE | LA | LA-Eastern | Dow St Charles Operations | 50152 | CSTG | NG | CC | 50 | 50 | 0 | 286884.32 | 221383.04 |  | Industrial CHP | Y | OP |  | Commercial/Industrial Unit |  | Eastern
EXCLUDE | LA | LA-Eastern | Dow St Charles Operations | 50152 | CTG | NG | CC | 10 | 10 | 0 | 57376.86 | 44276.61 |  | Industrial CHP | Y | OS |  | Commercial/Industrial Unit |  | Eastern
EXCLUDE | LA | LA-Eastern | Dow St Charles Operations | 50152 | IGT | NG | CC | 9.6 | 9.6 | 0 | 55081.79 | 42505.54 |  | Industrial CHP | Y | OS |  | Commercial/Industrial Unit |  | Eastern
EXCLUDE | LA | LA-Eastern | Dow St Charles Operations | 50152 | STG | NG | CC | 22 | 20 | 0 | 126229.1 | 97408.54 |  | Industrial CHP | Y | OP |  | Commercial/Industrial Unit |  | Eastern
EXCLUDE | TX | TX-ERCOT | Texas City Plant Union Carbide | 50153 | GTG | NG | GT | 40 | 32 | 0 | 0 | 0 |  | Industrial CHP | Y | OP |  | Commercial/Industrial Unit |  | ERCOT
EXCLUDE | TX | TX-ERCOT | Texas City Plant Union Carbide | 50153 | STG | PUR | ST | 56 | 38 | 0 | 97786.67 | 0 |  | Industrial CHP | Y | OP |  | Commercial/Industrial Unit |  | ERCOT
EXCLUDE | CA | CA-Western | Bear Creek | 50156 | GEN1 | WAT | HY | 3.2 | 3 | 0 | 3320 | 0 |  | IPP Non-CHP | N | OP |  | Non Combustion (NUC, WAT, WND, GEO, or SUN) |  | Western
EXCLUDE | MI | MI-Eastern | Sanford | 50157 | 1 | WAT | HY | 1.2 | 1.2 | 0 | 2339 | 0 |  | IPP Non-CHP | N | OP |  | Non Combustion (NUC, WAT, WND, GEO, or SUN) |  | Eastern
EXCLUDE | MI | MI-Eastern | Sanford | 50157 | 2 | WAT | HY | 1.2 | 1.2 | 0 | 2339 | 0 |  | IPP Non-CHP | N | SB |  | Non Combustion (NUC, WAT, WND, GEO, or SUN) |  | Eastern
EXCLUDE | MI | MI-Eastern | Sanford | 50157 | 3 | WAT | HY | 1.2 | 1.2 | 0 | 2339 | 0 |  | IPP Non-CHP | N | SB |  | Non Combustion (NUC, WAT, WND, GEO, or SUN) |  | Eastern
EXCLUDE | MI | MI-Eastern | Edenville | 50158 | 1 | WAT | HY | 2.4 | 2.4 | 0 | 7256 | 0 |  | IPP Non-CHP | N | OP |  | Non Combustion (NUC, WAT, WND, GEO, or SUN) |  | Eastern
EXCLUDE | MI | MI-Eastern | Edenville | 50158 | 2 | WAT | HY | 2.4 | 2.4 | 0 | 7256 | 0 |  | IPP Non-CHP | N | SB |  | Non Combustion (NUC, WAT, WND, GEO, or SUN) |  | Eastern
EXCLUDE | MI | MI-Eastern | Secord | 50159 | 1 | WAT | HY | 1.2 | 1.2 | 0 | 2980 | 0 |  | IPP Non-CHP | N | OP |  | Non Combustion (NUC, WAT, WND, GEO, or SUN) |  | Eastern
EXCLUDE | MI | MI-Eastern | Smallwood | 50160 | 1 | WAT | HY | 1.2 | 1.2 | 0 | 2915 | 0 |  | IPP Non-CHP | N | OP |  | Non Combustion (NUC, WAT, WND, GEO, or SUN) |  | Eastern
EXCLUDE | MA | MA-Eastern | International Paper Woronoco Mill | 50166 | GEN2 | WAT | HY | 1.8 | 1.7 | 0 | 0 | 0 |  | Industrial Non-CHP | N | OS |  | Commercial/Industrial Unit |  | Eastern
EXCLUDE | KS | KS-Eastern | Wichita Plant | 50169 | GEN1 | NG | GT | 43.7 | 27 | 0 | 192 | 211.16 |  | Industrial CHP | Y | SB |  | Commercial/Industrial Unit |  | Eastern
EXCLUDE | CA | CA-Western | Berry Cogen | 50170 | GEN1 | NG | GT | 38.7 | 35 | 0 | 303884 | 246453.91 |  | Industrial CHP | Y | OP |  | Commercial/Industrial Unit |  | Western
EXCLUDE | VA | VA-Eastern | Emporia | 50175 | GEN1 | WAT | HY | 2 | 2 | 0 | 3255.2 | 0 |  | IPP Non-CHP | N | OP |  | Non Combustion (NUC, WAT, WND, GEO, or SUN) |  | Eastern
EXCLUDE | VA | VA-Eastern | Emporia | 50175 | GEN2 | WAT | HY | 0.5 | 0.5 | 0 | 813.8 | 0 |  | IPP Non-CHP | N | OP |  | Non Combustion (NUC, WAT, WND, GEO, or SUN) |  | Eastern
EXCLUDE | NY | NY-Eastern | Union Falls | 50176 | GEN1 | WAT | HY | 1.3 | 1.3 | 0 | 6466 | 0 |  | IPP Non-CHP | N | OP |  | Non Combustion (NUC, WAT, WND, GEO, or SUN) |  | Eastern
EXCLUDE | NY | NY-Eastern | Union Falls | 50176 | GEN2 | WAT | HY | 1.3 | 1.3 | 0 | 6466 | 0 |  | IPP Non-CHP | N | OP |  | Non Combustion (NUC, WAT, WND, GEO, or SUN) |  | Eastern
EXCLUDE | RI | RI-Eastern | Blackstone/Tupperware | 50177 | GEN1 | WAT | HY | 0.4 | 0.4 | 0 | 1066.5 | 0 |  | IPP Non-CHP | N | OP |  | Non Combustion (NUC, WAT, WND, GEO, or SUN) |  | Eastern
EXCLUDE | RI | RI-Eastern | Blackstone/Tupperware | 50177 | GEN2 | WAT | HY | 0.4 | 0.4 | 0 | 1066.5 | 0 |  | IPP Non-CHP | N | OP |  | Non Combustion (NUC, WAT, WND, GEO, or SUN) |  | Eastern
EXCLUDE | RI | RI-Eastern | Blackstone/Tupperware | 50177 | GEN3 | WAT | HY | 0.4 | 0.4 | 0 | 1066.5 | 0 |  | IPP Non-CHP | N | OP |  | Non Combustion (NUC, WAT, WND, GEO, or SUN) |  | Eastern
EXCLUDE | RI | RI-Eastern | Blackstone/Tupperware | 50177 | GEN4 | WAT | HY | 0.4 | 0.4 | 0 | 1066.5 | 0 |  | IPP Non-CHP | N | OP |  | Non Combustion (NUC, WAT, WND, GEO, or SUN) |  | Eastern
EXCLUDE | VA | VA-Eastern | Halifax | 50178 | GEN1 | WAT | HY | 0.8 | 0.8 | 0 | 693 | 0 |  | IPP Non-CHP | N | OP |  | Non Combustion (NUC, WAT, WND, GEO, or SUN) |  | Eastern
EXCLUDE | VA | VA-Eastern | Halifax | 50178 | GEN2 | WAT | HY | 0.4 | 0.4 | 0 | 346.5 | 0 |  | IPP Non-CHP | N | OP |  | Non Combustion (NUC, WAT, WND, GEO, or SUN) |  | Eastern
EXCLUDE | VA | VA-Eastern | Halifax | 50178 | GEN3 | WAT | HY | 0.4 | 0.4 | 0 | 346.5 | 0 |  | IPP Non-CHP | N | OP |  | Non Combustion (NUC, WAT, WND, GEO, or SUN) |  | Eastern
EXCLUDE | CA | CA-Western | Box Canyon | 50179 | GEN1 | WAT | HY | 2.5 | 2.5 | 0 | 7793 | 0 |  | IPP Non-CHP | N | OP |  | Non Combustion (NUC, WAT, WND, GEO, or SUN) |  | Western
EXCLUDE | CA | CA-Western | Box Canyon | 50179 | GEN2 | WAT | HY | 2.5 | 2.5 | 0 | 7793 | 0 |  | IPP Non-CHP | N | OP |  | Non Combustion (NUC, WAT, WND, GEO, or SUN) |  | Western
EXCLUDE | CA | CA-Western | Olsen | 50180 | GEN1 | WAT | HY | 5 | 4.8 | 0 | 936 | 0 |  | IPP Non-CHP | N | OP |  | Non Combustion (NUC, WAT, WND, GEO, or SUN) |  | Western
EXCLUDE | MS | MS-Eastern | Weyerhaeuser Columbus MS | 50184 | TG1 | BLQ | ST | 64 | 64 | 0 | 130703 | 456201.47 |  | Industrial CHP | Y | OP |  | Commercial/Industrial Unit |  | Eastern
EXCLUDE | MS | MS-Eastern | Weyerhaeuser Columbus MS | 50184 | TG2 | BLQ | ST | 46 | 46 | 0 | 270625 | 944580.63 |  | Industrial CHP | Y | OP |  | Commercial/Industrial Unit |  | Eastern
EXCLUDE | MS | MS-Eastern | Weyerhaeuser Columbus MS | 50184 | TG3 | BLQ | ST | 14.6 | 14.6 | 0 | 71508 | 249589.18 |  | Industrial CHP | Y | OP |  | Commercial/Industrial Unit |  | Eastern
EXCLUDE | MS | MS-Eastern | Weyerhaeuser Columbus MS | 50184 | TG4 | BLQ | ST | 4 | 4 | 0 | 231 | 806.27 |  | Industrial CHP | Y | SB |  | Commercial/Industrial Unit |  | Eastern
EXCLUDE | WA | WA-Western | Cosmo Specialty Fibers Plant | 50185 | TG1 | WDL | ST | 7.5 | 8.5 | 0 | 45339 | 229644.49 |  | Industrial CHP | Y | OP |  | Commercial/Industrial Unit |  | Western
EXCLUDE | WA | WA-Western | Cosmo Specialty Fibers Plant | 50185 | TG2 | WDL | ST | 7.5 | 8.5 | 0 | 66007 | 334329.02 |  | Industrial CHP | Y | OP |  | Commercial/Industrial Unit |  | Western
EXCLUDE | WA | WA-Western | Weyerhaeuser Longview WA | 50187 | TG1 | BLQ | ST | 5 | 4.7 | 0 | 44651.02 | 260247.34 |  | Industrial CHP | Y | OP |  | Commercial/Industrial Unit |  | Western
EXCLUDE | WA | WA-Western | Weyerhaeuser Longview WA | 50187 | TG2 | BLQ | ST | 5 | 4.7 | 0 | 34914.15 | 203496.21 |  | Industrial CHP | Y | OP |  | Commercial/Industrial Unit |  | Western
EXCLUDE | WA | WA-Western | Weyerhaeuser Longview WA | 50187 | TG4 | BLQ | ST | 18 | 18 | 0 | 98659.8 | 575036.14 |  | Industrial CHP | Y | OP |  | Commercial/Industrial Unit |  | Western
EXCLUDE | WA | WA-Western | Weyerhaeuser Longview WA | 50187 | TG5 | WDS | ST | 31.4 | 29.2 | 0 | 128537.38 | 749176.85 |  | Industrial CHP | Y | OP |  | Commercial/Industrial Unit |  | Western
EXCLUDE | NC | NC-Eastern | Weyerhaeuser New Bern NC | 50188 | TG1 | BLQ | ST | 29.7 | 29.7 | 0 | 208875.68 | 917438.79 |  | Industrial CHP | Y | OP |  | Commercial/Industrial Unit |  | Eastern
EXCLUDE | NC | NC-Eastern | Domtar Paper Co LLC Plymouth NC | 50189 | TG10 | WDS | ST | 72 | 74 | 0 | 190441.47 | 696644.65 |  | Industrial CHP | Y | OP |  | Commercial/Industrial Unit |  | Eastern
EXCLUDE | NC | NC-Eastern | Domtar Paper Co LLC Plymouth NC | 50189 | TG4 | BIT | ST | 7.5 | 7.5 | 0 | 0 | 0 |  | Industrial CHP | Y | RE | 2002 | Commercial/Industrial Unit |  | Eastern
EXCLUDE | NC | NC-Eastern | Domtar Paper Co LLC Plymouth NC | 50189 | TG6 | BIT | ST | 7.5 | 7.5 | 0 | 0 | 0 |  | Industrial CHP | Y | RE | 2006 | Commercial/Industrial Unit |  | Eastern
EXCLUDE | NC | NC-Eastern | Domtar Paper Co LLC Plymouth NC | 50189 | TG7 | BLQ | ST | 7.5 | 7.5 | 0 | 1224.91 | 4480.78 |  | Industrial CHP | Y | SB |  | Commercial/Industrial Unit |  | Eastern
EXCLUDE | NC | NC-Eastern | Domtar Paper Co LLC Plymouth NC | 50189 | TG8 | BLQ | ST | 25 | 23.8 | 0 | 106398.63 | 389211.64 |  | Industrial CHP | Y | OP |  | Commercial/Industrial Unit |  | Eastern
EXCLUDE | NC | NC-Eastern | Domtar Paper Co LLC Plymouth NC | 50189 | TG9 | BLQ | ST | 42 | 40.8 | 0 | 214401.28 | 784290.86 |  | Industrial CHP | Y | OP |  | Commercial/Industrial Unit |  | Eastern
EXCLUDE | WI | WI-Eastern | Domtar Paper Company Rothschild | 50190 | HG1 | WAT | HY | 0.6 | 0.6 | 0 | 1379.3 | 0 |  | Industrial CHP | N | OP |  | Commercial/Industrial Unit |  | Eastern
EXCLUDE | WI | WI-Eastern | Domtar Paper Company Rothschild | 50190 | HG2 | WAT | HY | 0.5 | 0.5 | 0 | 1149.41 | 0 |  | Industrial CHP | N | OP |  | Commercial/Industrial Unit |  | Eastern
EXCLUDE | WI | WI-Eastern | Domtar Paper Company Rothschild | 50190 | HG3 | WAT | HY | 0.6 | 0.6 | 0 | 1379.3 | 0 |  | Industrial CHP | N | OP |  | Commercial/Industrial Unit |  | Eastern
EXCLUDE | WI | WI-Eastern | Domtar Paper Company Rothschild | 50190 | HG4 | WAT | HY | 0.5 | 0.5 | 0 | 1149.41 | 0 |  | Industrial CHP | N | OP |  | Commercial/Industrial Unit |  | Eastern
EXCLUDE | WI | WI-Eastern | Domtar Paper Company Rothschild | 50190 | HG5 | WAT | HY | 1 | 1 | 0 | 2298.83 | 0 |  | Industrial CHP | N | OP |  | Commercial/Industrial Unit |  | Eastern
EXCLUDE | WI | WI-Eastern | Domtar Paper Company Rothschild | 50190 | HG6 | WAT | HY | 0.7 | 0.7 | 0 | 1609.18 | 0 |  | Industrial CHP | N | OP |  | Commercial/Industrial Unit |  | Eastern
EXCLUDE | WI | WI-Eastern | Domtar Paper Company Rothschild | 50190 | HG7 | WAT | HY | 0.5 | 0.5 | 0 | 1149.41 | 0 |  | Industrial CHP | N | OP |  | Commercial/Industrial Unit |  | Eastern
EXCLUDE | WI | WI-Eastern | Domtar Paper Company Rothschild | 50190 | TG2 | NG | ST | 5 | 4.7 | 0 | 21820.15 | 43564.35 |  | Industrial CHP | Y | OP | 2013 | Commercial/Industrial Unit |  | Eastern
EXCLUDE | OR | OR-Western | IP Springfield Oregon | 50191 | TG1 | BLQ | ST | 7.5 | 7.5 | 0 | 6634.04 | 81970.91 |  | Industrial CHP | N | OS |  | Commercial/Industrial Unit |  | Western
EXCLUDE | OR | OR-Western | IP Springfield Oregon | 50191 | TG2 | BLQ | ST | 5 | 5 | 0 | 4422.69 | 54647.27 |  | Industrial CHP | N | OS |  | Commercial/Industrial Unit |  | Western
EXCLUDE | OR | OR-Western | IP Springfield Oregon | 50191 | TG3 | BLQ | ST | 12.5 | 12.5 | 0 | 11056.73 | 136618.18 |  | Industrial CHP | Y | OS |  | Commercial/Industrial Unit |  | Western
EXCLUDE | OR | OR-Western | IP Springfield Oregon | 50191 | TG4 | BLQ | ST | 40 | 33 | 0 | 57495 | 710414.52 |  | Industrial CHP | Y | OP |  | Commercial/Industrial Unit |  | Western
EXCLUDE | OK | OK-Eastern | International Paper Valliant OK | 50192 | TG1 | BLQ | ST | 68 | 57.8 | 0 | 428635 | 1985011.31 |  | Industrial CHP | Y | OP |  | Commercial/Industrial Unit |  | Eastern
EXCLUDE | CA | CA-Western | B Braun Medical | 50200 | GEN1 | NG | GT | 2.8 | 2.7 | 0 | 17779.54 | 16304.62 |  | Industrial CHP | Y | OP |  | Commercial/Industrial Unit |  | Western
EXCLUDE | CA | CA-Western | B Braun Medical | 50200 | GEN2 | NG | GT | 3.3 | 3 | 0 | 20954.46 | 19216.15 |  | Industrial CHP | Y | OP |  | Commercial/Industrial Unit |  | Western
EXCLUDE | GA | GA-Eastern | Rabun Gap Cogen Facility | 50201 | ST1 | WDS | ST | 4.1 | 4.1 | 0 | 0 | 0 |  | IPP Non-CHP | N | RE | 2010 | Retired prior to 2012 |  | Eastern
EXCLUDE | GA | GA-Eastern | Rabun Gap Cogen Facility | 50201 | ST2 | WDS | ST | 20 | 17 | 0 | 125424 | 247913.37 |  | IPP Non-CHP | N | OP |  | Non-Fossil Fuel Type (Less than 10% Fossil Fuel) |  | Eastern
EXCLUDE | NY | NY-Eastern | WPS Power Niagara | 50202 | GEN1 | WDS | ST | 56 | 49.1 | 692 | 112707 | 186614.81 |  | IPP Non-CHP | N | OP |  | Non-Fossil Fuel Type (Less than 10% Fossil Fuel) |  | Eastern
EXCLUDE | NY | NY-Eastern | US Gypsum Oakfield | 50203 | GEN1 | NG | GT | 5.8 | 4.9 | 0 | 21737.38 | 18770.44 |  | Industrial CHP | Y | OP |  | Commercial/Industrial Unit |  | Eastern
EXCLUDE | CO | CO-Western | Mount Elbert | 6208 | 1 | WAT | PS | 100 | 115 | 0 | -49315.5 | 0 |  | Electric Utility | N | OP |  | Non Combustion (NUC, WAT, WND, GEO, or SUN) |  | Western
EXCLUDE | CO | CO-Western | Mount Elbert | 6208 | 2 | WAT | PS | 100 | 115 | 0 | -49315.5 | 0 |  | Electric Utility | N | OP |  | Non Combustion (NUC, WAT, WND, GEO, or SUN) |  | Western
EXCLUDE | CO | CO-Western | North Fork Hydro Plant | 10423 | GEN1 | WAT | HY | 5.5 | 5.5 | 0 | 0 | 0 |  | IPP Non-CHP | N | OP |  | Non Combustion (NUC, WAT, WND, GEO, or SUN) |  | Western
EXCLUDE | CO | CO-Western | Northern Colorado Wind LLC | 57290 | GE | WND | WT | 22.5 | 22.5 | 0 | 68286.02 | 0 |  | IPP Non-CHP | N | OP |  | Non Combustion (NUC, WAT, WND, GEO, or SUN) |  | Western
EXCLUDE | NH | NH-Eastern | Pinetree Power | 50208 | GEN1 | WDS | ST | 17.5 | 15 | 0 | 130808 | 216279.31 |  | IPP Non-CHP | N | OP |  | Non-Fossil Fuel Type (Less than 10% Fossil Fuel) |  | Eastern
EXCLUDE | CA | CA-Western | Vulcan-BN Geothermal Power Company | 50210 | GEN1 | GEO | ST | 30.1 | 23.5 | 0 | 184880.13 | 0 |  | IPP Non-CHP | N | OP |  | Non Combustion (NUC, WAT, WND, GEO, or SUN) |  | Western
EXCLUDE | CA | CA-Western | Vulcan-BN Geothermal Power Company | 50210 | GEN2 | GEO | ST | 9.5 | 6 | 0 | 58350.87 | 0 |  | IPP Non-CHP | N | OP |  | Non Combustion (NUC, WAT, WND, GEO, or SUN) |  | Western
EXCLUDE | PA | PA-Eastern | York County Resource Recovery | 50215 | GEN1 | MSW | ST | 36.5 | 28.9 | 0 | 228511 | 449194.54 |  | IPP Non-CHP | N | OP |  | Non-Fossil Fuel Type (Less than 10% Fossil Fuel) |  | Eastern
EXCLUDE | CA | CA-Western | Watson Cogeneration | 50216 | GN91 | NG | CC | 82 | 82 | 0 | 620786.16 | 426107.59 |  | Industrial CHP | Y | OP |  | Commercial/Industrial Unit |  | Western
EXCLUDE | CA | CA-Western | Watson Cogeneration | 50216 | GN92 | NG | CC | 82 | 82 | 0 | 620786.16 | 426107.59 |  | Industrial CHP | Y | OP |  | Commercial/Industrial Unit |  | Western
EXCLUDE | CA | CA-Western | Watson Cogeneration | 50216 | GN93 | NG | CC | 82 | 82 | 0 | 620786.16 | 426107.59 |  | Industrial CHP | Y | OP |  | Commercial/Industrial Unit |  | Western
EXCLUDE | CA | CA-Western | Watson Cogeneration | 50216 | GN94 | NG | CC | 82 | 82 | 0 | 620786.16 | 426107.59 |  | Industrial CHP | Y | OP |  | Commercial/Industrial Unit |  | Western
EXCLUDE | CA | CA-Western | Watson Cogeneration | 50216 | GN95 | NG | CC | 38.5 | 35 | 0 | 291466.67 | 200062.71 |  | Industrial CHP | Y | OP |  | Commercial/Industrial Unit |  | Western
EXCLUDE | CA | CA-Western | Watson Cogeneration | 50216 | GN96 | NG | CC | 38.5 | 35 | 0 | 291466.67 | 200062.71 |  | Industrial CHP | Y | OP |  | Commercial/Industrial Unit |  | Western
EXCLUDE | CA | CA-Western | Watson Cogeneration | 50216 | GN97 | NG | CC | 94.2 | 79.6 | 0 | 0 | 0 |  | Industrial CHP | Y | L |  | Commercial/Industrial Unit |  | Western
EXCLUDE | CA | CA-Western | Woodward Power Plant | 50218 | U1 | WAT | HY | 2.8 | 2.7 | 0 | 4233 | 0 |  | IPP Non-CHP | N | SB |  | Non Combustion (NUC, WAT, WND, GEO, or SUN) |  | Western
EXCLUDE | CA | CA-Western | Frankenheimer Power Plant | 50219 | U1 | WAT | HY | 5.3 | 4 | 0 | 13389 | 0 |  | IPP Non-CHP | N | OP |  | Non Combustion (NUC, WAT, WND, GEO, or SUN) |  | Western
EXCLUDE | CA | CA-Western | Nelson Creek | 50223 | 1296 | WAT | HY | 1.2 | 0.1 | 0 | 2074 | 0 |  | IPP Non-CHP | N | OP |  | Non Combustion (NUC, WAT, WND, GEO, or SUN) |  | Western
EXCLUDE | CA | CA-Western | Oxnard Wastewater Treatment Plant | 50224 | 7610 | OBG | IC | 0.5 | 0.4 | 0 | 0 | 0 |  | Commercial CHP | Y | OP |  | Commercial/Industrial Unit |  | Western
EXCLUDE | CA | CA-Western | Oxnard Wastewater Treatment Plant | 50224 | 7710 | OBG | IC | 0.5 | 0.4 | 0 | 0 | 0 |  | Commercial CHP | Y | OP |  | Commercial/Industrial Unit |  | Western
EXCLUDE | CA | CA-Western | Oxnard Wastewater Treatment Plant | 50224 | 7810 | OBG | IC | 0.5 | 0.4 | 0 | 0 | 0 |  | Commercial CHP | Y | OP |  | Commercial/Industrial Unit |  | Western
EXCLUDE | ME | ME-Eastern | Regional Waste Systems | 50225 | TG1 | MSW | ST | 13.3 | 11.5 | 0 | 87173 | 179923.92 |  | IPP Non-CHP | N | OP |  | Non-Fossil Fuel Type (Less than 10% Fossil Fuel) |  | Eastern
EXCLUDE | WA | WA-Western | Rocky Brook Hydroelectric | 50228 | GEN1 | WAT | HY | 1.6 | 0.1 | 0 | 2601 | 0 |  | IPP Non-CHP | N | SB |  | Non Combustion (NUC, WAT, WND, GEO, or SUN) |  | Western
EXCLUDE | TX | TX-ERCOT | Texas Petrochemicals | 50229 | GT1 | NG | CC | 105 | 105 | 0 | 0 | 0 |  | Industrial CHP | Y | IP |  | Commercial/Industrial Unit |  | ERCOT
EXCLUDE | TX | TX-ERCOT | Texas Petrochemicals | 50229 | GT2 | NG | CC | 105 | 105 | 0 | 0 | 0 |  | Industrial CHP | Y | IP |  | Commercial/Industrial Unit |  | ERCOT
EXCLUDE | TX | TX-ERCOT | Texas Petrochemicals | 50229 | ST#1 | NG | CC | 420 | 420 | 0 | 0 | 0 |  | Industrial CHP | Y | IP |  | Commercial/Industrial Unit |  | ERCOT
EXCLUDE | TX | TX-ERCOT | Texas Petrochemicals | 50229 | TG2 | NG | ST | 35 | 35 | 0 | 212436 | 586728.71 |  | Industrial CHP | Y | OP |  | Commercial/Industrial Unit |  | ERCOT
EXCLUDE | ME | ME-Eastern | Robbins Lumber | 50230 | CAT | DFO | IC | 2 | 1.8 | 0 | 0 | 0 |  | Industrial CHP | N | SB |  | Commercial/Industrial Unit |  | Eastern
EXCLUDE | ME | ME-Eastern | Robbins Lumber | 50230 | WEST | WDS | ST | 1.2 | 1.1 | 0 | 0 | 16209.23 |  | Industrial CHP | Y | OS |  | Commercial/Industrial Unit |  | Eastern
EXCLUDE | WA | WA-Western | SDS Lumber Gorge Energy Division | 50231 | TG1 | WDS | ST | 3.5 | 3.5 | 0 | 0 | 0 |  | Industrial CHP | Y | RE | 2001 | Commercial/Industrial Unit |  | Western
EXCLUDE | WA | WA-Western | SDS Lumber Gorge Energy Division | 50231 | TG2 | WDS | ST | 5 | 5 | 0 | 1528.5 | 24866.36 |  | Industrial CHP | Y | SB |  | Commercial/Industrial Unit |  | Western
EXCLUDE | WA | WA-Western | SDS Lumber Gorge Energy Division | 50231 | TG3 | WDS | ST | 5 | 4.7 | 0 | 1528.5 | 49732.71 |  | Industrial CHP | Y | OP |  | Commercial/Industrial Unit |  | Western
EXCLUDE | CA | CA-Western | San Dimas Wash Generating Station | 50233 | 4011 | WAT | HY | 1 | 1 | 0 | 2962 | 0 |  | IPP Non-CHP | N | SB |  | Non Combustion (NUC, WAT, WND, GEO, or SUN) |  | Western
EXCLUDE | CA | CA-Western | San Antonio Community Hospital | 50234 | 2074 | NG | IC | 0.9 | 0.1 | 0 | 0 | 0 |  | Commercial CHP | Y | OP |  | Commercial/Industrial Unit |  | Western
EXCLUDE | CA | CA-Western | San Antonio Community Hospital | 50234 | 2075 | NG | IC | 0.9 | 0.1 | 0 | 0 | 0 |  | Commercial CHP | Y | OP |  | Commercial/Industrial Unit |  | Western
EXCLUDE | CA | CA-Western | San Antonio Community Hospital | 50234 | 2076 | NG | IC | 0.9 | 0.1 | 0 | 0 | 0 |  | Commercial CHP | Y | OP |  | Commercial/Industrial Unit |  | Western
EXCLUDE | IN | IN-Eastern | Purdue University | 50240 | GEN1 | BIT | ST | 30.8 | 30.8 | 1048.99 | 79469.22 | 307428.91 |  | Commercial CHP | Y | OP |  | Commercial/Industrial Unit |  | Eastern
EXCLUDE | IN | IN-Eastern | Purdue University | 50240 | GEN2 | BIT | ST | 10.6 | 7 | 361.01 | 38239.57 | 147930.84 |  | Commercial CHP | Y | OP |  | Commercial/Industrial Unit |  | Eastern
EXCLUDE | IN | IN-Eastern | Purdue University | 50240 | GEN3 | DFO | IC | 1.8 | 1.8 | 0 | 0 | 0 |  | Commercial CHP | Y | SB |  | Commercial/Industrial Unit |  | Eastern
EXCLUDE | TX | TX-ERCOT | Providence Memorial Hospital | 50241 | 9541 | NG | IC | 2.1 | 2.1 | 0 | 0 | 0 |  | Commercial CHP | Y | SB |  | Commercial/Industrial Unit |  | ERCOT
EXCLUDE | TX | TX-ERCOT | Providence Memorial Hospital | 50241 | 9542 | NG | IC | 2.1 | 2.1 | 0 | 0 | 0 |  | Commercial CHP | Y | SB |  | Commercial/Industrial Unit |  | ERCOT
EXCLUDE | GA | GA-Eastern | VC Porterdale Hydroelectric | 50242 | TB-1 | WAT | HY | 1.5 | 1.2 | 0 | 1005.5 | 0 |  | IPP Non-CHP | N | OP |  | Non Combustion (NUC, WAT, WND, GEO, or SUN) |  | Eastern
EXCLUDE | GA | GA-Eastern | VC Porterdale Hydroelectric | 50242 | TB-2 | WAT | HY | 1.5 | 1.2 | 0 | 1005.5 | 0 |  | IPP Non-CHP | N | OS |  | Non Combustion (NUC, WAT, WND, GEO, or SUN) |  | Eastern
EXCLUDE | ME | ME-Eastern | Verso Paper | 50243 | GEN2 | NG | ST | 15.6 | 21 | 0 | 81199 | 22481.72 |  | Industrial CHP | Y | OP |  | Commercial/Industrial Unit |  | Eastern
EXCLUDE | ME | ME-Eastern | Verso Paper | 50243 | GEN3 | NG | ST | 72 | 72 | 0 | 445419 | 123324.01 |  | Industrial CHP | Y | OP |  | Commercial/Industrial Unit |  | Eastern
EXCLUDE | ME | ME-Eastern | Verso Paper | 50243 | GEN4 | NG | GT | 186.8 | 156.8 | 2082 | 1382575 | 787071.33 |  | Industrial CHP | Y | OP |  | Commercial/Industrial Unit |  | Eastern
EXCLUDE | ME | ME-Eastern | Verso Paper | 50243 | GEN5 | NG | ST | 24 | 24 | 0 | 30533 | 8453.73 |  | Industrial CHP | Y | OP |  | Commercial/Industrial Unit | Yes | Eastern
EXCLUDE | NC | NC-Eastern | Canton North Carolina | 50244 | GEN8 | BIT | ST | 7.5 | 7.5 | 0 | 49046 | 318180.16 |  | Industrial CHP | Y | OP |  | Commercial/Industrial Unit |  | Eastern
EXCLUDE | NC | NC-Eastern | Canton North Carolina | 50244 | GEN9 | BIT | ST | 7.5 | 7.5 | 0 | 53410 | 346491.09 |  | Industrial CHP | Y | OP |  | Commercial/Industrial Unit |  | Eastern
EXCLUDE | NC | NC-Eastern | Canton North Carolina | 50244 | GN10 | BIT | ST | 7.5 | 7.5 | 0 | 49925 | 323882.57 |  | Industrial CHP | Y | OP |  | Commercial/Industrial Unit |  | Eastern
EXCLUDE | NC | NC-Eastern | Canton North Carolina | 50244 | GN11 | BIT | ST | 7.5 | 7.5 | 0 | 44597 | 289317.79 |  | Industrial CHP | Y | OP |  | Commercial/Industrial Unit |  | Eastern
EXCLUDE | NC | NC-Eastern | Canton North Carolina | 50244 | GN12 | BIT | ST | 10 | 10 | 0 | 62902 | 408069.33 |  | Industrial CHP | Y | OP |  | Commercial/Industrial Unit |  | Eastern
EXCLUDE | NC | NC-Eastern | Canton North Carolina | 50244 | GN13 | BIT | ST | 12.5 | 12.5 | 0 | 75778 | 491600.86 |  | Industrial CHP | Y | OP |  | Commercial/Industrial Unit |  | Eastern
EXCLUDE | AL | AL-Eastern | International Paper Courtland Mill | 50245 | ABB | BLQ | ST | 61.2 | 62 | 0 | 296830.79 | 1056880.24 |  | Industrial CHP | Y | OP |  | Commercial/Industrial Unit |  | Eastern
EXCLUDE | AL | AL-Eastern | International Paper Courtland Mill | 50245 | GE | BLQ | ST | 27.5 | 27 | 0 | 60140.79 | 214134.15 |  | Industrial CHP | Y | OP |  | Commercial/Industrial Unit |  | Eastern
EXCLUDE | AL | AL-Eastern | International Paper Courtland Mill | 50245 | GT | NG | GT | 38.4 | 30 | 0 | 115350.9 | 95440.13 |  | Industrial CHP | Y | OP |  | Commercial/Industrial Unit |  | Eastern
EXCLUDE | OH | OH-Eastern | Smart Papers LLC | 50247 | 1 | BIT | ST | 1 | 1 | 0 | 0 | 0 |  | Industrial CHP | Y | RE | 2012 | Commercial/Industrial Unit |  | Eastern
EXCLUDE | OH | OH-Eastern | Smart Papers LLC | 50247 | 2 | BIT | ST | 1.5 | 1.5 | 0 | 0 | 0 |  | Industrial CHP | Y | RE | 2012 | Commercial/Industrial Unit |  | Eastern
EXCLUDE | OH | OH-Eastern | Smart Papers LLC | 50247 | 7 | BIT | ST | 9.4 | 9.4 | 0 | 0 | 0 |  | Industrial CHP | N | RE | 2012 | Commercial/Industrial Unit |  | Eastern
EXCLUDE | OH | OH-Eastern | Smart Papers LLC | 50247 | 8 | BIT | ST | 9.4 | 9.4 | 0 | 0 | 0 |  | Industrial CHP | N | RE | 2012 | Commercial/Industrial Unit |  | Eastern
EXCLUDE | OH | OH-Eastern | Smart Papers LLC | 50247 | GEN3 | BIT | ST | 6 | 6 | 0 | 0 | 0 |  | Industrial CHP | Y | RE | 2012 | Commercial/Industrial Unit |  | Eastern
EXCLUDE | OH | OH-Eastern | Smart Papers LLC | 50247 | GEN4 | BIT | ST | 1.5 | 1.5 | 0 | 0 | 0 |  | Industrial CHP | Y | RE | 2009 | Commercial/Industrial Unit |  | Eastern
EXCLUDE | OH | OH-Eastern | Smart Papers LLC | 50247 | GEN5 | BIT | ST | 7.5 | 7.5 | 0 | 0 | 0 |  | Industrial CHP | Y | RE | 2012 | Commercial/Industrial Unit |  | Eastern
EXCLUDE | OH | OH-Eastern | Smart Papers LLC | 50247 | GEN6 | BIT | ST | 10.5 | 10.5 | 0 | 0 | 0 |  | Industrial CHP | Y | RE | 2012 | Commercial/Industrial Unit |  | Eastern
EXCLUDE | FL | FL-Eastern | International Paper Pensacola | 50250 | GEN1 | BLQ | ST | 39.6 | 36 | 0 | 232744.21 | 860540.73 |  | Industrial CHP | Y | OP |  | Commercial/Industrial Unit |  | Eastern
EXCLUDE | FL | FL-Eastern | International Paper Pensacola | 50250 | GEN2 | BLQ | ST | 43.2 | 40 | 0 | 270995.88 | 1001971.19 |  | Industrial CHP | Y | OP |  | Commercial/Industrial Unit |  | Eastern
EXCLUDE | MI | MI-Eastern | Verso Paper Quinnesec Mich Mill | 50251 | GEN1 | BLQ | ST | 28 | 28 | 0 | 217265 | 707423.46 |  | Industrial CHP | Y | OP |  | Commercial/Industrial Unit |  | Eastern
EXCLUDE | MI | MI-Eastern | Verso Paper Quinnesec Mich Mill | 50251 | GEN2 | WDS | ST | 28 | 31 | 0 | 189375.96 | 616615.64 |  | Industrial CHP | N | OP |  | Commercial/Industrial Unit |  | Eastern
EXCLUDE | MN | MN-Eastern | International Paper Sartell Mill | 50252 | ABB2 | BIT | ST | 20.4 | 20.4 | 0 | 0 | 0 |  | Industrial CHP | Y | RE | 2012 | Commercial/Industrial Unit |  | Eastern
EXCLUDE | MN | MN-Eastern | International Paper Sartell Mill | 50252 | HG10 | WAT | HY | 0.9 | 0.9 | 0 | 0 | 0 |  | Industrial CHP | N | RE | 2012 | Commercial/Industrial Unit |  | Eastern
EXCLUDE | MN | MN-Eastern | International Paper Sartell Mill | 50252 | HG11 | WAT | HY | 0.9 | 0.9 | 0 | 0 | 0 |  | Industrial CHP | N | RE | 2012 | Commercial/Industrial Unit |  | Eastern
EXCLUDE | MN | MN-Eastern | International Paper Sartell Mill | 50252 | HG12 | WAT | HY | 0.9 | 0.9 | 0 | 0 | 0 |  | Industrial CHP | N | RE | 2012 | Commercial/Industrial Unit |  | Eastern
EXCLUDE | MN | MN-Eastern | International Paper Sartell Mill | 50252 | HG2 | WAT | HY | 0.9 | 0.9 | 0 | 0 | 0 |  | Industrial CHP | N | RE | 2012 | Commercial/Industrial Unit |  | Eastern
EXCLUDE | MN | MN-Eastern | International Paper Sartell Mill | 50252 | HG3 | WAT | HY | 0.9 | 0.9 | 0 | 0 | 0 |  | Industrial CHP | N | RE | 2012 | Commercial/Industrial Unit |  | Eastern
EXCLUDE | MN | MN-Eastern | International Paper Sartell Mill | 50252 | HG4 | WAT | HY | 0.9 | 0.9 | 0 | 0 | 0 |  | Industrial CHP | N | RE | 2012 | Commercial/Industrial Unit |  | Eastern
EXCLUDE | MN | MN-Eastern | International Paper Sartell Mill | 50252 | HG5 | WAT | HY | 0.9 | 0.9 | 0 | 0 | 0 |  | Industrial CHP | N | RE | 2012 | Commercial/Industrial Unit |  | Eastern
EXCLUDE | MN | MN-Eastern | International Paper Sartell Mill | 50252 | HG6 | WAT | HY | 0.8 | 0.8 | 0 | 0 | 0 |  | Industrial CHP | N | RE | 2012 | Commercial/Industrial Unit |  | Eastern
EXCLUDE | MN | MN-Eastern | International Paper Sartell Mill | 50252 | HG7 | WAT | HY | 0.8 | 0.8 | 0 | 0 | 0 |  | Industrial CHP | N | RE | 2012 | Commercial/Industrial Unit |  | Eastern
EXCLUDE | MN | MN-Eastern | International Paper Sartell Mill | 50252 | HG8 | WAT | HY | 0.7 | 0.7 | 0 | 0 | 0 |  | Industrial CHP | N | RE | 2012 | Commercial/Industrial Unit |  | Eastern
EXCLUDE | MN | MN-Eastern | International Paper Sartell Mill | 50252 | HG9 | WAT | HY | 0.7 | 0.7 | 0 | 0 | 0 |  | Industrial CHP | N | RE | 2012 | Commercial/Industrial Unit |  | Eastern
EXCLUDE | NC | NC-Eastern | KapStone Kraft Paper Corp | 50254 | GEN1 | BIT | ST | 22.5 | 30 | 600 | 162807.86 | 444602.74 |  | Industrial CHP | Y | OP |  | Commercial/Industrial Unit |  | Eastern
EXCLUDE | MI | MI-Eastern | Oakwood Hospital & Medical Center | 50260 | 12M | DFO | IC | 2 | 2 | 0 | 0 | 0 |  | Commercial CHP | N | SB |  | Commercial/Industrial Unit |  | Eastern
EXCLUDE | MI | MI-Eastern | Oakwood Hospital & Medical Center | 50260 | 22M | DFO | IC | 2 | 2 | 0 | 0 | 0 |  | Commercial CHP | N | SB |  | Commercial/Industrial Unit |  | Eastern
EXCLUDE | MI | MI-Eastern | Oakwood Hospital & Medical Center | 50260 | 300KW | DFO | IC | 0.3 | 0.3 | 0 | 0 | 0 |  | Commercial CHP | N | RE | 2005 | Commercial/Industrial Unit |  | Eastern
EXCLUDE | MI | MI-Eastern | Oakwood Hospital & Medical Center | 50260 | 500A | DFO | IC | 0.5 | 0.5 | 0 | 0 | 0 |  | Commercial CHP | N | SB |  | Commercial/Industrial Unit |  | Eastern
EXCLUDE | MI | MI-Eastern | Oakwood Hospital & Medical Center | 50260 | 500KW | DFO | IC | 0.5 | 0.5 | 0 | 0 | 0 |  | Commercial CHP | N | SB |  | Commercial/Industrial Unit |  | Eastern
EXCLUDE | MI | MI-Eastern | Oakwood Hospital & Medical Center | 50260 | EG#1 | NG | IC | 0.5 | 0.5 | 0 | 0 | 0 |  | Commercial CHP | Y | RE | 2004 | Commercial/Industrial Unit |  | Eastern
EXCLUDE | MI | MI-Eastern | Oakwood Hospital & Medical Center | 50260 | EG#2 | NG | IC | 0.5 | 0.5 | 0 | 0 | 0 |  | Commercial CHP | Y | RE | 2004 | Commercial/Industrial Unit |  | Eastern
EXCLUDE | MI | MI-Eastern | Oakwood Hospital & Medical Center | 50260 | EG#3 | NG | IC | 0.5 | 0.5 | 0 | 0 | 0 |  | Commercial CHP | Y | RE | 2004 | Commercial/Industrial Unit |  | Eastern
EXCLUDE | NV | NV-Western | New Lahontan | 50261 | GEN1 | WAT | HY | 4 | 3.8 | 0 | 9703 | 0 |  | IPP Non-CHP | N | OP |  | Non Combustion (NUC, WAT, WND, GEO, or SUN) |  | Western
EXCLUDE | TX | TX-ERCOT | Southwest Texas State University | 50263 | GEN1 | NG | IC | 6 | 6 | 0 | 0 | 0 |  | Commercial CHP | Y | OS | 2013 | Commercial/Industrial Unit |  | ERCOT
EXCLUDE | CO | CO-Western | Northern Colorado Wind LLC | 57290 | SIEM | WND | WT | 151.8 | 151.8 | 0 | 460702.98 | 0 |  | IPP Non-CHP | N | OP |  | Non Combustion (NUC, WAT, WND, GEO, or SUN) |  | Western
EXCLUDE | NY | NY-Eastern | Hewittville Hydroelectric | 50268 | HY1 | WAT | HY | 3 | 2.9 | 0 | 13403 | 0 |  | IPP Non-CHP | N | OP |  | Non Combustion (NUC, WAT, WND, GEO, or SUN) |  | Eastern
EXCLUDE | NY | NY-Eastern | Unionville Hydro Project 2499 NY | 50269 | HY1 | WAT | HY | 3 | 2.9 | 0 | 13038 | 0 |  | IPP Non-CHP | N | OP |  | Non Combustion (NUC, WAT, WND, GEO, or SUN) |  | Eastern
EXCLUDE | CA | CA-Western | ExxonMobil Santa Ynez Facility | 50270 | GTG1 | NG | CC | 39.5 | 40.2 | 0 | 268063.55 | 174107.29 |  | Industrial CHP | Y | OP |  | Commercial/Industrial Unit |  | Western
EXCLUDE | CA | CA-Western | ExxonMobil Santa Ynez Facility | 50270 | STG1 | NG | CC | 9.8 | 8.9 | 0 | 66506.91 | 43196.24 |  | Industrial CHP | Y | OP |  | Commercial/Industrial Unit |  | Western
EXCLUDE | NC | NC-Eastern | New Hanover County WASTEC | 50271 | 1TG | MSW | ST | 3.9 | 2.2 | 0 | 0 | 0 |  | IPP Non-CHP | N | RE | 2001 | Retired prior to 2012 |  | Eastern
EXCLUDE | NC | NC-Eastern | New Hanover County WASTEC | 50271 | 1TGA | MSW | ST | 4.2 | 1.9 | 0 | 0 | 0 |  | IPP Non-CHP | N | RE | 2010 | Retired prior to 2012 |  | Eastern
EXCLUDE | NC | NC-Eastern | New Hanover County WASTEC | 50271 | 1TGB | MSW | ST | 4 | 2 | 0 | 0 | 0 |  | IPP Non-CHP | N | OS |  | Non-Fossil Fuel Type (Less than 10% Fossil Fuel) |  | Eastern
EXCLUDE | NC | NC-Eastern | New Hanover County WASTEC | 50271 | 2BP | MSW | ST | 0.1 | 0.1 | 0 | 0 | 0 |  | IPP Non-CHP | N | RE | 2002 | Retired prior to 2012 |  | Eastern
EXCLUDE | NC | NC-Eastern | New Hanover County WASTEC | 50271 | 3TG | MSW | ST | 6.3 | 1.7 | 0 | 0 | 0 |  | IPP Non-CHP | N | OS |  | Non-Fossil Fuel Type (Less than 10% Fossil Fuel) |  | Eastern
EXCLUDE | MA | MA-Eastern | Pioneer Valley Resource Recovery | 50273 | DLV1 | MSW | ST | 9.4 | 7.5 | 0 | 38729 | 110484.56 |  | IPP Non-CHP | N | OP |  | Non-Fossil Fuel Type (Less than 10% Fossil Fuel) |  | Eastern
EXCLUDE | ID | ID-Western | Simplot Leasing Don Plant | 50274 | GEN1 | OTH | ST | 15.9 | 14.8 | 0 | 69258.97 | 0 |  | Industrial CHP | Y | OP |  | Commercial/Industrial Unit |  | Western
EXCLUDE | VA | VA-Eastern | Park 500 Philip Morris USA | 50275 | TG2 | BIT | ST | 6.1 | 2 | 0 | 73.94 | 244 |  | Industrial CHP | Y | SB | 2014 | Commercial/Industrial Unit |  | Eastern
EXCLUDE | VA | VA-Eastern | Park 500 Philip Morris USA | 50275 | TG3 | BIT | ST | 13 | 10.5 | 0 | 45665.15 | 150689.07 |  | Industrial CHP | Y | OP |  | Commercial/Industrial Unit |  | Eastern
EXCLUDE | CA | CA-Western | Wintec Energy Ltd | 50276 | EXIS | WND | WT | 7.5 | 5.9 | 0 | 9767 | 0 |  | IPP Non-CHP | N | OP |  | Non Combustion (NUC, WAT, WND, GEO, or SUN) |  | Western
EXCLUDE | NY | NY-Eastern | ReEnergy Chateaugay Power Station | 50277 | GEN1 | WDS | ST | 19.7 | 18 | 0 | 35524 | 55291.18 |  | IPP Non-CHP | N | OP |  | Non-Fossil Fuel Type (Less than 10% Fossil Fuel) |  | Eastern
EXCLUDE | ME | ME-Eastern | Worumbo Hydro Station | 50278 | GEN1 | WAT | HY | 9.7 | 4.6 | 0 | 46476 | 0 |  | IPP Non-CHP | N | OP |  | Non Combustion (NUC, WAT, WND, GEO, or SUN) |  | Eastern
EXCLUDE | ME | ME-Eastern | Worumbo Hydro Station | 50278 | GEN2 | WAT | HY | 9.7 | 4.6 | 0 | 46476 | 0 |  | IPP Non-CHP | N | OP |  | Non Combustion (NUC, WAT, WND, GEO, or SUN) |  | Eastern
EXCLUDE | PA | PA-Eastern | Archbald Power Station | 50279 | GEN1 | LFG | ST | 23.2 | 20 | 0 | 154790 | 116053.76 |  | IPP CHP | Y | OP |  | Non-Fossil Fuel Type (Less than 10% Fossil Fuel) |  | Eastern
EXCLUDE | PA | PA-Eastern | Archbald Power Station | 50279 | Gen2 | NG | GT | 60.5 | 43.7 | 468.72 | 16851.11 | 8507.33 |  | IPP CHP | Y | OP |  | Simple cycle unit |  | Eastern
EXCLUDE | PA | PA-Eastern | Archbald Power Station | 50279 | GEN5 | LFG | GT | 4.6 | 4 | 35.64 | 4042.19 | 646.84 |  | IPP CHP | Y | OP |  | Non-Fossil Fuel Type (Less than 10% Fossil Fuel) |  | Eastern
EXCLUDE | PA | PA-Eastern | Archbald Power Station | 50279 | GEN6 | LFG | GT | 4.6 | 4 | 35.64 | 4042.19 | 646.84 |  | IPP CHP | Y | OP |  | Non-Fossil Fuel Type (Less than 10% Fossil Fuel) |  | Eastern
EXCLUDE | NY | NY-Eastern | Dahowa Hydro | 50280 | GEN1 | WAT | HY | 10.5 | 1.5 | 0 | 29945 | 0 |  | IPP Non-CHP | N | OP |  | Non Combustion (NUC, WAT, WND, GEO, or SUN) |  | Eastern
EXCLUDE | CA | CA-Western | San Gorgonio Farms Wind Farm | 50281 | WGEN | WND | WT | 31 | 31 | 0 | 74539 | 0 |  | IPP Non-CHP | N | OP |  | Non Combustion (NUC, WAT, WND, GEO, or SUN) |  | Western
EXCLUDE | MD | MD-Eastern | Luke Mill | 50282 | GEN1 | BIT | ST | 35 | 32 | 0 | 190281 | 1005163.66 |  | Industrial CHP | Y | OP |  | Commercial/Industrial Unit |  | Eastern
EXCLUDE | MD | MD-Eastern | Luke Mill | 50282 | GEN2 | BIT | ST | 30 | 28 | 0 | 143217 | 756547.02 |  | Industrial CHP | Y | OP |  | Commercial/Industrial Unit |  | Eastern
EXCLUDE | PA | PA-Eastern | American Eagle Paper Mills | 50284 | TG3 | BIT | ST | 2.5 | 2.5 | 0 | 6416.86 | 24121.62 |  | Industrial CHP | Y | SB |  | Commercial/Industrial Unit |  | Eastern
EXCLUDE | PA | PA-Eastern | American Eagle Paper Mills | 50284 | TG4 | BIT | ST | 4.5 | 4.5 | 0 | 11550.34 | 43418.91 |  | Industrial CHP | Y | SB |  | Commercial/Industrial Unit |  | Eastern
EXCLUDE | PA | PA-Eastern | American Eagle Paper Mills | 50284 | TG5 | BIT | ST | 3 | 3 | 0 | 7700.23 | 28945.94 |  | Industrial CHP | Y | SB |  | Commercial/Industrial Unit |  | Eastern
EXCLUDE | PA | PA-Eastern | American Eagle Paper Mills | 50284 | TG6 | BIT | ST | 7.5 | 7 | 0 | 19250.57 | 168851.31 |  | Industrial CHP | Y | OP |  | Commercial/Industrial Unit |  | Eastern
EXCLUDE | NH | NH-Eastern | Lower Village Water Power Project | 50285 | 0001 | WAT | HY | 0.6 | 0.6 | 0 | 0 | 0 |  | IPP Non-CHP | N | OP |  | Non Combustion (NUC, WAT, WND, GEO, or SUN) |  | Eastern
EXCLUDE | NH | NH-Eastern | Lower Village Water Power Project | 50285 | 0002 | WAT | HY | 0.6 | 0.6 | 0 | 0 | 0 |  | IPP Non-CHP | N | OP |  | Non Combustion (NUC, WAT, WND, GEO, or SUN) |  | Eastern
EXCLUDE | MA | MA-Eastern | SEMASS Resource Recovery | 50290 | GEN1 | MSW | ST | 64.5 | 53.3 | 0 | 409251 | 769185.34 |  | IPP Non-CHP | N | OP |  | Non-Fossil Fuel Type (Less than 10% Fossil Fuel) |  | Eastern
EXCLUDE | MA | MA-Eastern | SEMASS Resource Recovery | 50290 | GEN2 | MSW | ST | 34 | 26.7 | 0 | 191414 | 359761.72 |  | IPP Non-CHP | N | OP |  | Non-Fossil Fuel Type (Less than 10% Fossil Fuel) |  | Eastern
NGCC | NY | NY-Eastern | Bethpage Power Plant | 50292 | GEN1 | NG | CC | 33.7 | 22.2 | 416 | 75357.59 | 36431.93 |  | IPP Non-CHP | N | OP |  |  |  | Eastern
NGCC | NY | NY-Eastern | Bethpage Power Plant | 50292 | GEN2 | NG | CC | 33.7 | 22.2 | 416 | 75357.59 | 36431.93 |  | IPP Non-CHP | N | OP |  |  |  | Eastern
NGCC | NY | NY-Eastern | Bethpage Power Plant | 50292 | GEN3 | NG | CC | 16.2 | 10.6 | 416 | 36225.31 | 17513.27 | 1 | IPP Non-CHP | N | OP |  |  |  | Eastern
EXCLUDE | NY | NY-Eastern | Bethpage Power Plant | 50292 | GEN4 | DFO | IC | 0.4 | 0.4 | 0 | 0 | 0 |  | IPP Non-CHP | N | SB |  | Internal Combustion |  | Eastern
EXCLUDE | NY | NY-Eastern | Bethpage Power Plant | 50292 | GEN5 | NG | GT | 60 | 47 | 525 | 106552 | 67410.02 |  | IPP Non-CHP | N | OP |  | Simple cycle unit |  | Eastern
NGCC | NY | NY-Eastern | Bethpage Power Plant | 50292 | GEN6 | NG | CC | 60 | 49 | 730 | 134167.82 | 64863.97 |  | IPP Non-CHP | N | OP |  |  |  | Eastern
NGCC | NY | NY-Eastern | Bethpage Power Plant | 50292 | GEN7 | NG | CC | 36 | 33 | 416 | 80500.69 | 38918.38 |  | IPP Non-CHP | N | OP |  |  |  | Eastern
EXCLUDE | CA | CA-Western | Wadham Energy LP | 50293 | GEN1 | AB | ST | 28.6 | 25.5 | 0 | 183912 | 322514.86 |  | IPP Non-CHP | N | OP |  | Non-Fossil Fuel Type (Less than 10% Fossil Fuel) |  | Western
EXCLUDE | TN | TN-Eastern | Packaging Corp of America | 50296 | GEN1 | BLQ | ST | 50 | 50 | 0 | 330223.16 | 1673603.15 |  | Industrial CHP | Y | OP |  | Commercial/Industrial Unit |  | Eastern
EXCLUDE | TN | TN-Eastern | Packaging Corp of America | 50296 | GEN2 | BLQ | ST | 22.5 | 22.5 | 0 | 74860.19 | 379398.72 |  | Industrial CHP | Y | OP |  | Commercial/Industrial Unit |  | Eastern
EXCLUDE | CA | CA-Western | Wheelabrator Lassen | 50298 | GEN1 | NG | GT | 38.8 | 42.7 | 0 | 73083 | 41531.85 |  | IPP CHP | Y | OP |  | Simple cycle unit |  | Western
EXCLUDE | CA | CA-Western | Ripon Mill | 50299 | GEN1 | NG | GT | 49.5 | 46.5 | 0 | 129054 | 72877.03 |  | IPP CHP | Y | OP |  | Simple cycle unit |  | Western
EXCLUDE | CA | CA-Western | San Gabriel Facility | 50300 | GEN1 | NG | GT | 46 | 39 | 0 | 127233 | 72274.47 |  | IPP CHP | Y | OP |  | Simple cycle unit |  | Western
EXCLUDE | TX | TX-ERCOT | Shell Deer Park | 50304 | GEN1 | PUR | ST | 51 | 45 | 0 | 51630 | 0 |  | Industrial CHP | N | OP |  | Commercial/Industrial Unit |  | ERCOT
EXCLUDE | TX | TX-ERCOT | Shell Deer Park | 50304 | GEN2 | PUR | ST | 51 | 45 | 0 | 84282 | 0 |  | Industrial CHP | N | OP |  | Commercial/Industrial Unit |  | ERCOT
EXCLUDE | TX | TX-ERCOT | Shell Deer Park | 50304 | GEN3 | PUR | ST | 5 | 4.7 | 0 | 0 | 0 |  | Industrial CHP | Y | RE | 1986 | Commercial/Industrial Unit |  | ERCOT
EXCLUDE | TX | TX-ERCOT | Shell Deer Park | 50304 | GEN4 | OG | GT | 75 | 70 | 0 | 588995.5 | 430483.76 |  | Industrial CHP | Y | OP |  | Commercial/Industrial Unit |  | ERCOT
EXCLUDE | TX | TX-ERCOT | Shell Deer Park | 50304 | GEN5 | OG | GT | 75 | 70 | 0 | 588995.5 | 430483.76 |  | Industrial CHP | Y | OP |  | Commercial/Industrial Unit |  | ERCOT
EXCLUDE | MI | MI-Eastern | LaFarge Alpena | 50305 | GE10 | PC | ST | 3.2 | 3.2 | 0 | 25 | 159.61 |  | Industrial CHP | Y | OP |  | Commercial/Industrial Unit |  | Eastern
EXCLUDE | MI | MI-Eastern | LaFarge Alpena | 50305 | GEN6 | PC | ST | 12 | 12 | 0 | 75607 | 482709.35 |  | Industrial CHP | Y | OP |  | Commercial/Industrial Unit |  | Eastern
EXCLUDE | MI | MI-Eastern | LaFarge Alpena | 50305 | GEN7 | PC | ST | 10 | 10 | 0 | 3216 | 20532.4 |  | Industrial CHP | Y | OP |  | Commercial/Industrial Unit |  | Eastern
EXCLUDE | MI | MI-Eastern | LaFarge Alpena | 50305 | GEN8 | PC | ST | 11 | 11 | 0 | 57931 | 369857.75 |  | Industrial CHP | Y | OP |  | Commercial/Industrial Unit |  | Eastern
EXCLUDE | MI | MI-Eastern | LaFarge Alpena | 50305 | GEN9 | PC | ST | 11 | 11 | 0 | 65124 | 415781.13 |  | Industrial CHP | Y | OP |  | Commercial/Industrial Unit |  | Eastern
EXCLUDE | OK | OK-Eastern | University of Oklahoma | 50307 | GEN1 | NG | ST | 7.5 | 7.5 | 0 | 4875 | 26838.28 |  | Commercial CHP | Y | OP |  | Commercial/Industrial Unit |  | Eastern
EXCLUDE | OK | OK-Eastern | University of Oklahoma | 50307 | GEN2 | NG | ST | 2.5 | 2.5 | 0 | 1312 | 7222.94 |  | Commercial CHP | Y | OP |  | Commercial/Industrial Unit |  | Eastern
EXCLUDE | OK | OK-Eastern | University of Oklahoma | 50307 | GEN3 | NG | ST | 2.5 | 2.5 | 0 | 1399 | 7701.9 |  | Commercial CHP | Y | OP |  | Commercial/Industrial Unit |  | Eastern
EXCLUDE | OK | OK-Eastern | University of Oklahoma | 50307 | GEN4 | NG | ST | 4.3 | 4.3 | 0 | 2037 | 11214.27 |  | Commercial CHP | Y | OP |  | Commercial/Industrial Unit |  | Eastern
EXCLUDE | OK | OK-Eastern | University of Oklahoma | 50307 | GEN5 | DFO | IC | 1.8 | 1.8 | 0 | 0 | 0 |  | Commercial CHP | Y | OP |  | Commercial/Industrial Unit |  | Eastern
EXCLUDE | AK | AK-Alaska | Utility Plants Section | 50308 | GEN1 | SUB | ST | 5 | 24 | 0 | 33272.26 | 98448.25 |  | Commercial CHP | Y | OP |  | State not covered under final 111(d) |  | Alaska
EXCLUDE | AK | AK-Alaska | Utility Plants Section | 50308 | GEN2 | SUB | ST | 2.5 |  | 0 | 16636.13 | 58849.13 |  | Commercial CHP | Y | OS |  | State not covered under final 111(d) |  | Alaska
EXCLUDE | AK | AK-Alaska | Utility Plants Section | 50308 | GEN3 | SUB | ST | 5 |  | 0 | 33272.26 | 124707 |  | Commercial CHP | Y | OP |  | State not covered under final 111(d) |  | Alaska
EXCLUDE | AK | AK-Alaska | Utility Plants Section | 50308 | GEN4 | SUB | ST | 5 |  | 0 | 33272.26 | 160942.73 |  | Commercial CHP | Y | OP |  | State not covered under final 111(d) |  | Alaska
EXCLUDE | AK | AK-Alaska | Utility Plants Section | 50308 | GEN5 | SUB | ST | 5 |  | 0 | 33272.26 | 145544.16 |  | Commercial CHP | Y | OP |  | State not covered under final 111(d) |  | Alaska
EXCLUDE | FL | FL-Eastern | Standby Generation Plant | 50310 | 1 | NG | IC | 1.1 | 1.1 | 0 | 0 | 0 |  | Commercial Non-CHP | N | SB |  | Commercial/Industrial Unit |  | Eastern
EXCLUDE | FL | FL-Eastern | Standby Generation Plant | 50310 | 1SB | NG | IC | 1.3 | 1.3 | 0 | 0 | 0 |  | Commercial Non-CHP | N | SB |  | Commercial/Industrial Unit |  | Eastern
EXCLUDE | FL | FL-Eastern | Standby Generation Plant | 50310 | 2 | NG | IC | 1.1 | 1.1 | 0 | 0 | 0 |  | Commercial Non-CHP | N | SB |  | Commercial/Industrial Unit |  | Eastern
EXCLUDE | FL | FL-Eastern | Standby Generation Plant | 50310 | 2SB | NG | IC | 1.3 | 1.3 | 0 | 0 | 0 |  | Commercial Non-CHP | N | SB |  | Commercial/Industrial Unit |  | Eastern
EXCLUDE | FL | FL-Eastern | Standby Generation Plant | 50310 | 3 | NG | IC | 1.1 | 1.1 | 0 | 0 | 0 |  | Commercial Non-CHP | N | SB |  | Commercial/Industrial Unit |  | Eastern
EXCLUDE | FL | FL-Eastern | Standby Generation Plant | 50310 | 3SB | NG | IC | 1.3 | 1.3 | 0 | 0 | 0 |  | Commercial Non-CHP | N | SB |  | Commercial/Industrial Unit |  | Eastern
EXCLUDE | FL | FL-Eastern | Standby Generation Plant | 50310 | 4SB | NG | IC | 1.3 | 1.3 | 0 | 0 | 0 |  | Commercial Non-CHP | N | SB |  | Commercial/Industrial Unit |  | Eastern
EXCLUDE | FL | FL-Eastern | Standby Generation Plant | 50310 | 5SB | NG | IC | 1.3 | 1.3 | 0 | 0 | 0 |  | Commercial Non-CHP | N | SB |  | Commercial/Industrial Unit |  | Eastern
EXCLUDE | FL | FL-Eastern | Standby Generation Plant | 50310 | 6SB | NG | IC | 1.3 | 1.3 | 0 | 0 | 0 |  | Commercial Non-CHP | N | SB |  | Commercial/Industrial Unit |  | Eastern
EXCLUDE | FL | FL-Eastern | Standby Generation Plant | 50310 | 7SB | NG | IC | 1.3 | 1.3 | 0 | 0 | 0 |  | Commercial Non-CHP | N | SB |  | Commercial/Industrial Unit |  | Eastern
EXCLUDE | FL | FL-Eastern | Standby Generation Plant | 50310 | 8SB | NG | IC | 1.3 | 1.3 | 0 | 0 | 0 |  | Commercial Non-CHP | N | SB |  | Commercial/Industrial Unit |  | Eastern
EXCLUDE | NJ | NJ-Eastern | Passaic Valley Water Commission | 50311 | GEN1 | WAT | HY | 0.6 | 0.6 | 0 | 0 | 0 |  | IPP Non-CHP | N | OA |  | Non Combustion (NUC, WAT, WND, GEO, or SUN) |  | Eastern
EXCLUDE | NJ | NJ-Eastern | Passaic Valley Water Commission | 50311 | GEN2 | WAT | HY | 0.6 | 0.6 | 0 | 0 | 0 |  | IPP Non-CHP | N | OA |  | Non Combustion (NUC, WAT, WND, GEO, or SUN) |  | Eastern
EXCLUDE | NJ | NJ-Eastern | Passaic Valley Water Commission | 50311 | GEN3 | WAT | HY | 0.6 | 0.6 | 0 | 0 | 0 |  | IPP Non-CHP | N | OA |  | Non Combustion (NUC, WAT, WND, GEO, or SUN) |  | Eastern
EXCLUDE | NJ | NJ-Eastern | Passaic Valley Water Commission | 50311 | GEN4 | WAT | HY | 0.6 | 0.6 | 0 | 0 | 0 |  | IPP Non-CHP | N | OA |  | Non Combustion (NUC, WAT, WND, GEO, or SUN) |  | Eastern
EXCLUDE | NH | NH-Eastern | Pembroke Hydro | 50312 | 1 | WAT | HY | 2.7 | 0.6 | 0 | 7549 | 0 |  | IPP Non-CHP | N | OP |  | Non Combustion (NUC, WAT, WND, GEO, or SUN) |  | Eastern
EXCLUDE | NY | NY-Eastern | Chasm Hydro Partnership | 50315 | 1100 | WAT | HY | 1 | 0.5 | 0 | 4062.5 | 0 |  | IPP Non-CHP | N | OP |  | Non Combustion (NUC, WAT, WND, GEO, or SUN) |  | Eastern
EXCLUDE | NY | NY-Eastern | Chasm Hydro Partnership | 50315 | 2600 | WAT | HY | 0.6 | 0.5 | 0 | 2437.5 | 0 |  | IPP Non-CHP | N | OP |  | Non Combustion (NUC, WAT, WND, GEO, or SUN) |  | Eastern
EXCLUDE | IN | IN-Eastern | Bunge North America East LLC | 50316 | 3516 | BIT | ST | 2 | 2.2 | 0 | 10945 | 74206.84 |  | Industrial CHP | Y | OP |  | Commercial/Industrial Unit |  | Eastern
EXCLUDE | MI | MI-Eastern | JHP Pharmaceuticals LLC | 50318 | 38-1 | NG | GT | 2.8 | 2.8 | 0 | 20667.22 | 15548.37 |  | Industrial CHP | Y | OP |  | Commercial/Industrial Unit |  | Eastern
EXCLUDE | CA | CA-Western | Site 980 65 | 50322 | GEN1 | WAT | HY | 2.1 | 2.1 | 0 | 2774 | 0 |  | IPP Non-CHP | N | OP |  | Non Combustion (NUC, WAT, WND, GEO, or SUN) |  | Western
EXCLUDE | ID | ID-Western | Marco Ranch | 50323 | 1 | WAT | HY | 0.3 | 0.3 | 0 | 716 | 0 |  | IPP Non-CHP | N | OP |  | Non Combustion (NUC, WAT, WND, GEO, or SUN) |  | Western
EXCLUDE | ID | ID-Western | Marco Ranch | 50323 | 2 | WAT | HY | 0.3 | 0.3 | 0 | 716 | 0 |  | IPP Non-CHP | N | OP |  | Non Combustion (NUC, WAT, WND, GEO, or SUN) |  | Western
EXCLUDE | ID | ID-Western | Marco Ranch | 50323 | 3 | WAT | HY | 0.3 | 0.3 | 0 | 716 | 0 |  | IPP Non-CHP | N | OP |  | Non Combustion (NUC, WAT, WND, GEO, or SUN) |  | Western
EXCLUDE | ID | ID-Western | Marco Ranch | 50323 | 4 | WAT | HY | 0.3 | 0.3 | 0 | 716 | 0 |  | IPP Non-CHP | N | OP |  | Non Combustion (NUC, WAT, WND, GEO, or SUN) |  | Western
EXCLUDE | NH | NH-Eastern | Newfound Hydroelectric | 50324 | 1 | WAT | HY | 0.7 | 0.7 | 0 | 2796 | 0 |  | IPP Non-CHP | N | OP |  | Non Combustion (NUC, WAT, WND, GEO, or SUN) |  | Eastern
EXCLUDE | NH | NH-Eastern | Newfound Hydroelectric | 50324 | 2 | WAT | HY | 0.7 | 0.7 | 0 | 2796 | 0 |  | IPP Non-CHP | N | OP |  | Non Combustion (NUC, WAT, WND, GEO, or SUN) |  | Eastern
EXCLUDE | IL | IL-Eastern | Nalco | 50326 | AT1 | NG | CC | 4 | 3 | 0 | 13018.64 | 15367.92 |  | Commercial CHP | Y | OP |  | Commercial/Industrial Unit |  | Eastern
EXCLUDE | IL | IL-Eastern | Nalco | 50326 | DPOX | NG | CC | 0.7 | 0.7 | 0 | 2278.26 | 2689.39 |  | Commercial CHP | Y | OP |  | Commercial/Industrial Unit |  | Eastern
EXCLUDE | MN | MN-Eastern | Byllesby | 50328 | 1 | WAT | HY | 0.8 | 0.8 | 0 | 2364.16 | 0 |  | IPP Non-CHP | N | OP |  | Non Combustion (NUC, WAT, WND, GEO, or SUN) |  | Eastern
EXCLUDE | MN | MN-Eastern | Byllesby | 50328 | 2 | WAT | HY | 0.8 | 0.8 | 0 | 2364.16 | 0 |  | IPP Non-CHP | N | OP |  | Non Combustion (NUC, WAT, WND, GEO, or SUN) |  | Eastern
EXCLUDE | MN | MN-Eastern | Byllesby | 50328 | 3 | WAT | HY | 0.9 | 0.9 | 0 | 2659.68 | 0 |  | IPP Non-CHP | N | OP |  | Non Combustion (NUC, WAT, WND, GEO, or SUN) |  | Eastern
EXCLUDE | WA | WA-Western | West Point Treatment Plant | 50329 | 4 | OBG | IC | 2.3 | 2.3 | 0 | 0 | 0 |  | Commercial CHP | Y | OP |  | Commercial/Industrial Unit | Yes | Western
EXCLUDE | WA | WA-Western | West Point Treatment Plant | 50329 | 5 | OBG | IC | 2.3 | 2.3 | 0 | 0 | 0 |  | Commercial CHP | Y | OP |  | Commercial/Industrial Unit | Yes | Western
EXCLUDE | HI | HI-Hawaii | Gay Robinson | 50333 | DSL1 | DFO | IC | 0.4 | 0.4 | 0 | 0 | 0 |  | Industrial CHP | N | RE | 2009 | State not covered under final 111(d) |  | Hawaii
EXCLUDE | HI | HI-Hawaii | Gay Robinson | 50333 | DSL4 | DFO | IC | 0.4 | 0.4 | 0 | 0 | 0 |  | Industrial CHP | N | RE | 2009 | State not covered under final 111(d) |  | Hawaii
EXCLUDE | HI | HI-Hawaii | Gay Robinson | 50333 | DSL5 | DFO | IC | 0.5 | 0.5 | 0 | 0 | 0 |  | Industrial CHP | N | SB |  | State not covered under final 111(d) |  | Hawaii
EXCLUDE | HI | HI-Hawaii | Gay Robinson | 50333 | DSL6 | DFO | IC | 0.5 | 0.5 | 0 | 0 | 0 |  | Industrial CHP | N | SB |  | State not covered under final 111(d) |  | Hawaii
EXCLUDE | HI | HI-Hawaii | Gay Robinson | 50333 | HYD2 | WAT | HY | 1.2 | 0.8 | 0 | 7306 | 0 |  | Industrial CHP | N | OP |  | State not covered under final 111(d) |  | Hawaii
EXCLUDE | HI | HI-Hawaii | Gay Robinson | 50333 | ST4 | AB | ST | 4 | 2.5 | 0 | 0 | 0 |  | Industrial CHP | Y | OS |  | State not covered under final 111(d) |  | Hawaii
EXCLUDE | IL | IL-Eastern | Mooseheart Power House | 50337 | GEN1 | NG | IC | 0.5 | 0.5 | 0 | 0 | 0 |  | Commercial CHP | Y | SB |  | Commercial/Industrial Unit |  | Eastern
EXCLUDE | IL | IL-Eastern | Mooseheart Power House | 50337 | GEN2 | NG | IC | 0.5 | 0.5 | 0 | 0 | 0 |  | Commercial CHP | Y | SB |  | Commercial/Industrial Unit |  | Eastern
EXCLUDE | IL | IL-Eastern | Mooseheart Power House | 50337 | GEN3 | NG | IC | 0.3 | 0.3 | 0 | 0 | 0 |  | Commercial CHP | Y | SB |  | Commercial/Industrial Unit |  | Eastern
EXCLUDE | IL | IL-Eastern | Mooseheart Power House | 50337 | GEN4 | NG | IC | 0.5 | 0.5 | 0 | 0 | 0 |  | Commercial CHP | Y | SB |  | Commercial/Industrial Unit |  | Eastern
EXCLUDE | LA | LA-Eastern | PCS Nitrogen Fertilizer LP | 50341 | GEN1 | NG | GT | 26 | 19 | 0 | 0 | 0 |  | Industrial CHP | Y | RE | 2005 | Commercial/Industrial Unit |  | Eastern
EXCLUDE | LA | LA-Eastern | PCS Nitrogen Fertilizer LP | 50341 | GEN2 | WH | ST | 10 | 8 | 0 | 0 | 0 |  | Industrial CHP | N | OS |  | Commercial/Industrial Unit |  | Eastern
EXCLUDE | NY | NY-Eastern | Smithtown Energy Partners LP | 50344 | SW1 | LFG | IC | 0.7 | 0.6 | 0 | 0 | 0 |  | IPP Non-CHP | N | RE | 2007 | Retired prior to 2012 |  | Eastern
EXCLUDE | NY | NY-Eastern | Smithtown Energy Partners LP | 50344 | SW2 | LFG | IC | 0.7 | 0.6 | 0 | 0 | 0 |  | IPP Non-CHP | N | RE | 2007 | Retired prior to 2012 |  | Eastern
EXCLUDE | NY | NY-Eastern | Oyster Bay Energy Partners LP | 50345 | OB1 | LFG | IC | 0.7 | 0.6 | 0 | 0 | 0 |  | IPP Non-CHP | N | RE | 2001 | Retired prior to 2012 |  | Eastern
EXCLUDE | NY | NY-Eastern | Oyster Bay Energy Partners LP | 50345 | OB2 | LFG | IC | 0.7 | 0.6 | 0 | 0 | 0 |  | IPP Non-CHP | N | RE | 2001 | Retired prior to 2012 |  | Eastern
EXCLUDE | NY | NY-Eastern | Onondaga Energy Partners LP | 50346 | ON1 | LFG | IC | 0.7 | 0.6 | 0 | 0 | 0 |  | IPP Non-CHP | N | RE | 2010 | Retired prior to 2012 |  | Eastern
EXCLUDE | NY | NY-Eastern | Oceanside Energy | 50348 | GEN5 | LFG | IC | 0.7 | 0.6 | 0 | 0 | 0 |  | IPP Non-CHP | N | RE | 2002 | Retired prior to 2012 |  | Eastern
EXCLUDE | NY | NY-Eastern | Oceanside Energy | 50348 | GEN6 | LFG | IC | 0.7 | 0.6 | 0 | 0 | 0 |  | IPP Non-CHP | N | RE | 2002 | Retired prior to 2012 |  | Eastern
EXCLUDE | NY | NY-Eastern | Oceanside Energy | 50348 | OS1 | LFG | IC | 0.7 | 0.6 | 0 | 0 | 0 |  | IPP Non-CHP | N | RE | 2009 | Retired prior to 2012 |  | Eastern
EXCLUDE | NY | NY-Eastern | Oceanside Energy | 50348 | OS2 | LFG | IC | 0.7 | 0.6 | 0 | 0 | 0 |  | IPP Non-CHP | N | RE | 2008 | Retired prior to 2012 |  | Eastern
EXCLUDE | NY | NY-Eastern | Oceanside Energy | 50348 | OS3 | LFG | IC | 0.7 | 0.6 | 0 | 0 | 0 |  | IPP Non-CHP | N | OP |  | Non-Fossil Fuel Type (Less than 10% Fossil Fuel) |  | Eastern
EXCLUDE | NY | NY-Eastern | Oceanside Energy | 50348 | OS4 | LFG | IC | 0.7 | 0.7 | 0 | 0 | 0 |  | IPP Non-CHP | N | RE | 2001 | Retired prior to 2012 |  | Eastern
EXCLUDE | CA | CA-Western | Forks of Butte Hydro Project | 50350 | GEN1 | WAT | HY | 14.5 | 14.5 | 0 | 32245 | 0 |  | IPP Non-CHP | N | OP |  | Non Combustion (NUC, WAT, WND, GEO, or SUN) |  | Western
EXCLUDE | NH | NH-Eastern | Rolfe Canal Hydro | 50351 | 1 | WAT | HY | 4.3 | 4.3 | 0 | 18980 | 0 |  | IPP Non-CHP | N | OP |  | Non Combustion (NUC, WAT, WND, GEO, or SUN) |  | Eastern
EXCLUDE | CA | CA-Western | Nacimiento Hydro Project | 50352 | 1 | WAT | HY | 4 | 3.7 | 0 | 8192.73 | 0 |  | IPP Non-CHP | N | OA |  | Non Combustion (NUC, WAT, WND, GEO, or SUN) |  | Western
EXCLUDE | CA | CA-Western | Nacimiento Hydro Project | 50352 | 2 | WAT | HY | 0.4 | 0.3 | 0 | 819.27 | 0 |  | IPP Non-CHP | N | OP |  | Non Combustion (NUC, WAT, WND, GEO, or SUN) |  | Western
EXCLUDE | NH | NH-Eastern | Penacook Lower Falls | 50353 | 1 | WAT | HY | 4.6 | 4.6 | 0 | 19082 | 0 |  | IPP Non-CHP | N | OP |  | Non Combustion (NUC, WAT, WND, GEO, or SUN) |  | Eastern
EXCLUDE | NY | NY-Eastern | Newport Hydro | 50354 | 1 | WAT | HY | 0.8 | 0.8 | 0 | 3240.94 | 0 |  | IPP Non-CHP | N | OP |  | Non Combustion (NUC, WAT, WND, GEO, or SUN) |  | Eastern
EXCLUDE | NY | NY-Eastern | Newport Hydro | 50354 | 2 | WAT | HY | 0.8 | 0.8 | 0 | 3240.94 | 0 |  | IPP Non-CHP | N | OP |  | Non Combustion (NUC, WAT, WND, GEO, or SUN) |  | Eastern
EXCLUDE | NY | NY-Eastern | Newport Hydro | 50354 | 3 | WAT | HY | 0.1 | 0.1 | 0 | 405.12 | 0 |  | IPP Non-CHP | N | OP |  | Non Combustion (NUC, WAT, WND, GEO, or SUN) |  | Eastern
EXCLUDE | AL | AL-Eastern | Sloss Industries Corp | 50359 | 10 | OG | ST | 12.5 | 8.5 | 0 | 35748.38 | 87063.19 |  | Industrial CHP | Y | OP |  | Commercial/Industrial Unit |  | Eastern
EXCLUDE | AL | AL-Eastern | Sloss Industries Corp | 50359 | 9 | OG | ST | 12.5 | 7.5 | 0 | 17874.19 | 43531.59 |  | Industrial CHP | Y | SB |  | Commercial/Industrial Unit |  | Eastern
EXCLUDE | OR | OR-Western | Michell Butte Power Project | 50360 | GEN1 | WAT | HY | 1.8 | 1.8 | 0 | 4921 | 0 |  | IPP Non-CHP | N | OP |  | Non Combustion (NUC, WAT, WND, GEO, or SUN) |  | Western
EXCLUDE | OR | OR-Western | Owyhee Dam Power Project | 50361 | GEN1 | WAT | HY | 4.3 | 2.9 | 0 | 19840 | 0 |  | IPP Non-CHP | N | OP |  | Non Combustion (NUC, WAT, WND, GEO, or SUN) |  | Western
EXCLUDE | OR | OR-Western | Tunnel 1 Power Project | 50362 | GEN1 | WAT | HY | 7 | 6.7 | 0 | 15469 | 0 |  | IPP Non-CHP | N | SB |  | Non Combustion (NUC, WAT, WND, GEO, or SUN) |  | Western
EXCLUDE | CA | CA-Western | Mesquite Resource Recovery Project | 50363 | L313 | WDS | ST | 21 | 15.5 | 0 | 0 | 0 |  | IPP Non-CHP | N | OS |  | Non-Fossil Fuel Type (Less than 10% Fossil Fuel) |  | Western
EXCLUDE | RI | RI-Eastern | Ridgewood Providence Power | 50365 | GEN1 | LFG | IC | 1.9 | 1.7 | 0 | 0 | 0 |  | IPP Non-CHP | N | OP |  | Non-Fossil Fuel Type (Less than 10% Fossil Fuel) |  | Eastern
EXCLUDE | RI | RI-Eastern | Ridgewood Providence Power | 50365 | GEN2 | LFG | IC | 1.9 | 1.7 | 0 | 0 | 0 |  | IPP Non-CHP | N | OP |  | Non-Fossil Fuel Type (Less than 10% Fossil Fuel) |  | Eastern
EXCLUDE | RI | RI-Eastern | Ridgewood Providence Power | 50365 | GEN3 | LFG | IC | 1.9 | 1.7 | 0 | 0 | 0 |  | IPP Non-CHP | N | OP |  | Non-Fossil Fuel Type (Less than 10% Fossil Fuel) |  | Eastern
EXCLUDE | RI | RI-Eastern | Ridgewood Providence Power | 50365 | GEN4 | LFG | IC | 1.9 | 1.7 | 0 | 0 | 0 |  | IPP Non-CHP | N | OP |  | Non-Fossil Fuel Type (Less than 10% Fossil Fuel) |  | Eastern
EXCLUDE | RI | RI-Eastern | Ridgewood Providence Power | 50365 | GEN5 | LFG | IC | 1.9 | 1.7 | 0 | 0 | 0 |  | IPP Non-CHP | N | OP |  | Non-Fossil Fuel Type (Less than 10% Fossil Fuel) |  | Eastern
EXCLUDE | RI | RI-Eastern | Ridgewood Providence Power | 50365 | GEN6 | LFG | IC | 1.9 | 1.7 | 0 | 0 | 0 |  | IPP Non-CHP | N | OP |  | Non-Fossil Fuel Type (Less than 10% Fossil Fuel) |  | Eastern
EXCLUDE | RI | RI-Eastern | Ridgewood Providence Power | 50365 | GEN7 | LFG | IC | 1.9 | 1.7 | 0 | 0 | 0 |  | IPP Non-CHP | N | OP |  | Non-Fossil Fuel Type (Less than 10% Fossil Fuel) |  | Eastern
EXCLUDE | RI | RI-Eastern | Ridgewood Providence Power | 50365 | GEN8 | LFG | IC | 1.9 | 1.7 | 0 | 0 | 0 |  | IPP Non-CHP | N | OP |  | Non-Fossil Fuel Type (Less than 10% Fossil Fuel) |  | Eastern
EXCLUDE | RI | RI-Eastern | Ridgewood Providence Power | 50365 | GEN9 | LFG | IC | 1.9 | 1.7 | 0 | 0 | 0 |  | IPP Non-CHP | N | OP |  | Non-Fossil Fuel Type (Less than 10% Fossil Fuel) |  | Eastern
EXCLUDE | RI | RI-Eastern | Ridgewood Providence Power | 50365 | PH21 | LFG | IC | 1.6 | 1.5 | 0 | 0 | 0 |  | IPP Non-CHP | N | OP |  | Non-Fossil Fuel Type (Less than 10% Fossil Fuel) |  | Eastern
EXCLUDE | RI | RI-Eastern | Ridgewood Providence Power | 50365 | PH22 | LFG | IC | 1.6 | 1.5 | 0 | 0 | 0 |  | IPP Non-CHP | N | OP |  | Non-Fossil Fuel Type (Less than 10% Fossil Fuel) |  | Eastern
EXCLUDE | RI | RI-Eastern | Ridgewood Providence Power | 50365 | PH23 | LFG | IC | 1.6 | 1.5 | 0 | 0 | 0 |  | IPP Non-CHP | N | OP |  | Non-Fossil Fuel Type (Less than 10% Fossil Fuel) |  | Eastern
EXCLUDE | RI | RI-Eastern | Ridgewood Providence Power | 50365 | PH24 | LFG | IC | 1.6 | 1.5 | 0 | 0 | 0 |  | IPP Non-CHP | N | OP |  | Non-Fossil Fuel Type (Less than 10% Fossil Fuel) |  | Eastern
EXCLUDE | RI | RI-Eastern | Ridgewood Providence Power | 50365 | PHI1 | LFG | IC | 1.3 | 1.2 | 0 | 0 | 0 |  | IPP Non-CHP | N | OS |  | Non-Fossil Fuel Type (Less than 10% Fossil Fuel) |  | Eastern
EXCLUDE | RI | RI-Eastern | Ridgewood Providence Power | 50365 | PHI2 | LFG | IC | 1.3 | 1.2 | 0 | 0 | 0 |  | IPP Non-CHP | N | OS |  | Non-Fossil Fuel Type (Less than 10% Fossil Fuel) |  | Eastern
EXCLUDE | IN | IN-Eastern | University of Notre Dame | 50366 | GEN1 | BIT | ST | 3 | 3 | 0 | 2109.78 | 7041.06 |  | Commercial CHP | Y | OP |  | Commercial/Industrial Unit |  | Eastern
EXCLUDE | IN | IN-Eastern | University of Notre Dame | 50366 | GEN2 | BIT | ST | 1.7 | 1.7 | 0 | 1316.57 | 4393.85 |  | Commercial CHP | Y | OP |  | Commercial/Industrial Unit |  | Eastern
EXCLUDE | IN | IN-Eastern | University of Notre Dame | 50366 | GEN3 | DFO | IC | 1 | 1 | 0 | 0 | 0 |  | Commercial CHP | N | SB |  | Commercial/Industrial Unit |  | Eastern
EXCLUDE | IN | IN-Eastern | University of Notre Dame | 50366 | GEN4 | DFO | IC | 1 | 1 | 0 | 0 | 0 |  | Commercial CHP | N | SB |  | Commercial/Industrial Unit |  | Eastern
EXCLUDE | IN | IN-Eastern | University of Notre Dame | 50366 | GEN5 | BIT | ST | 2 | 2 | 0 | 18269.71 | 60972.25 |  | Commercial CHP | Y | OP |  | Commercial/Industrial Unit |  | Eastern
EXCLUDE | IN | IN-Eastern | University of Notre Dame | 50366 | GEN6 | BIT | ST | 5 | 5 | 0 | 31991.44 | 106766.35 |  | Commercial CHP | Y | OP |  | Commercial/Industrial Unit |  | Eastern
EXCLUDE | IN | IN-Eastern | University of Notre Dame | 50366 | GEN7 | BIT | ST | 9.4 | 9.4 | 0 | 17851.02 | 59574.94 |  | Commercial CHP | Y | OP |  | Commercial/Industrial Unit |  | Eastern
EXCLUDE | IN | IN-Eastern | University of Notre Dame | 50366 | GEN8 | DFO | IC | 1.9 | 1.7 | 0 | 0 | 0 |  | Commercial CHP | N | OP |  | Commercial/Industrial Unit |  | Eastern
EXCLUDE | IN | IN-Eastern | University of Notre Dame | 50366 | GEN9 | DFO | IC | 1.9 | 1.7 | 0 | 0 | 0 |  | Commercial CHP | N | OP |  | Commercial/Industrial Unit |  | Eastern
EXCLUDE | IN | IN-Eastern | University of Notre Dame | 50366 | GN10 | DFO | IC | 1.9 | 1.7 | 0 | 0 | 0 |  | Commercial CHP | N | OP |  | Commercial/Industrial Unit |  | Eastern
EXCLUDE | NY | NY-Eastern | Cornell University Central Heat | 50368 | CT1 | NG | CC | 15 | 12.3 | 0 | 81428.8 | 56954.56 |  | Commercial CHP | Y | OP |  | Commercial/Industrial Unit |  | Eastern
EXCLUDE | NY | NY-Eastern | Cornell University Central Heat | 50368 | CT2 | NG | CC | 15 | 12.3 | 0 | 81428.8 | 56954.56 |  | Commercial CHP | Y | OP |  | Commercial/Industrial Unit |  | Eastern
EXCLUDE | NY | NY-Eastern | Cornell University Central Heat | 50368 | TG1 | NG | CC | 1.8 | 1 | 0 | 9771.46 | 6834.55 |  | Commercial CHP | Y | OP |  | Commercial/Industrial Unit |  | Eastern
EXCLUDE | NY | NY-Eastern | Cornell University Central Heat | 50368 | TG2 | NG | CC | 5.7 | 5.3 | 0 | 30942.94 | 21642.73 |  | Commercial CHP | Y | OP |  | Commercial/Industrial Unit |  | Eastern
EXCLUDE | FL | FL-Eastern | CFI Plant City Phosphate Complex | 50371 | MI34 | WH | ST | 40.5 | 27.9 | 0 | 210734.44 | 0 |  | Industrial CHP | Y | OP |  | Commercial/Industrial Unit |  | Eastern
EXCLUDE | PA | PA-Eastern | Paxton Creek Cogeneration | 50373 | GEN1 | NG | IC | 6.3 | 6 | 0 | 0 | 0 |  | IPP CHP | Y | SB |  | Internal Combustion |  | Eastern
EXCLUDE | PA | PA-Eastern | Paxton Creek Cogeneration | 50373 | GEN2 | NG | IC | 6.3 | 6 | 0 | 0 | 0 |  | IPP CHP | Y | SB |  | Internal Combustion |  | Eastern
EXCLUDE | CA | CA-Western | East Portal Generator | 50375 | GEN1 | WAT | HY | 1.2 | 1.2 | 0 | 6223 | 0 |  | IPP Non-CHP | N | OP |  | Non Combustion (NUC, WAT, WND, GEO, or SUN) |  | Western
EXCLUDE | WA | WA-Western | Upriver Dam Hydro Plant | 50380 | GEN1 | WAT | HY | 2 | 0.5 | 0 | 5856.36 | 0 |  | IPP Non-CHP | N | SB |  | Non Combustion (NUC, WAT, WND, GEO, or SUN) |  | Western
EXCLUDE | WA | WA-Western | Upriver Dam Hydro Plant | 50380 | GEN2 | WAT | HY | 2 | 0.5 | 0 | 5856.36 | 0 |  | IPP Non-CHP | N | SB |  | Non Combustion (NUC, WAT, WND, GEO, or SUN) |  | Western
EXCLUDE | WA | WA-Western | Upriver Dam Hydro Plant | 50380 | GEN3 | WAT | HY | 2 | 0.5 | 0 | 5856.36 | 0 |  | IPP Non-CHP | N | SB |  | Non Combustion (NUC, WAT, WND, GEO, or SUN) |  | Western
EXCLUDE | WA | WA-Western | Upriver Dam Hydro Plant | 50380 | GEN4 | WAT | HY | 5.8 | 1.5 | 0 | 16983.45 | 0 |  | IPP Non-CHP | N | SB |  | Non Combustion (NUC, WAT, WND, GEO, or SUN) |  | Western
EXCLUDE | WA | WA-Western | Upriver Dam Hydro Plant | 50380 | GEN5 | WAT | HY | 5.8 | 1.5 | 0 | 16983.45 | 0 |  | IPP Non-CHP | N | SB |  | Non Combustion (NUC, WAT, WND, GEO, or SUN) |  | Western
EXCLUDE | WA | WA-Western | Twin Reservoirs | 50382 | GEN1 | WAT | HY | 2.2 | 1.8 | 0 | 13637 | 0 |  | IPP Non-CHP | N | OP |  | Non Combustion (NUC, WAT, WND, GEO, or SUN) |  | Western
EXCLUDE | NH | NH-Eastern | Gregg Falls | 50384 | 1 | WAT | HY | 2.1 | 0.5 | 0 | 4881.26 | 0 |  | IPP Non-CHP | N | OP |  | Non Combustion (NUC, WAT, WND, GEO, or SUN) |  | Eastern
EXCLUDE | NH | NH-Eastern | Gregg Falls | 50384 | 2 | WAT | HY | 1.3 | 0.3 | 0 | 3021.74 | 0 |  | IPP Non-CHP | N | OP |  | Non Combustion (NUC, WAT, WND, GEO, or SUN) |  | Eastern
NGCC | NJ | NJ-Eastern | Newark Bay Cogeneration Partnership LP | 50385 | GEN1 | NG | CC | 58 | 42 | 640 | 221318.71 | 164152.81 |  | IPP CHP | Y | OP |  |  |  | Eastern
NGCC | NJ | NJ-Eastern | Newark Bay Cogeneration Partnership LP | 50385 | GEN2 | NG | CC | 58 | 42 | 640 | 221318.71 | 164152.81 |  | IPP CHP | Y | OP |  |  |  | Eastern
NGCC | NJ | NJ-Eastern | Newark Bay Cogeneration Partnership LP | 50385 | GEN3 | NG | CC | 40 | 36.2 | 640 | 152633.59 | 113208.83 |  | IPP CHP | Y | OP |  |  |  | Eastern
EXCLUDE | CA | CA-Western | Windland | 50386 | WING | WND | WT | 16 | 16 | 0 | 36118 | 0 |  | IPP Non-CHP | N | OP |  | Non Combustion (NUC, WAT, WND, GEO, or SUN) |  | Western
EXCLUDE | CA | CA-Western | Phillips 66 Carbon Plant | 50388 | GEN1 | WH | ST | 27.3 | 17 | 0 | 92462 | 0 |  | Industrial CHP | Y | OP |  | Commercial/Industrial Unit |  | Western
EXCLUDE | LA | LA-Eastern | Port Allen | 50389 | GEN1 | NG | GT | 3.8 | 3 | 0 | 24939.53 | 26744.77 |  | Industrial CHP | Y | OP |  | Commercial/Industrial Unit |  | Eastern
EXCLUDE | LA | LA-Eastern | Port Allen | 50389 | GEN2 | NG | GT | 3.8 | 2.7 | 0 | 24939.53 | 26744.77 |  | Industrial CHP | Y | OP |  | Commercial/Industrial Unit |  | Eastern
EXCLUDE | AK | AK-Alaska | Eielson AFB Central Heat & Power Plant | 50392 | DG01 | DFO | IC | 1.5 | 1.1 | 0 | 0 | 0 |  | Commercial CHP | N | SB |  | State not covered under final 111(d) |  | Alaska
EXCLUDE | AK | AK-Alaska | Eielson AFB Central Heat & Power Plant | 50392 | DG02 | DFO | IC | 1.5 | 1.1 | 0 | 0 | 0 |  | Commercial CHP | N | SB |  | State not covered under final 111(d) |  | Alaska
EXCLUDE | AK | AK-Alaska | Eielson AFB Central Heat & Power Plant | 50392 | DG03 | DFO | IC | 1.5 | 1.1 | 0 | 0 | 0 |  | Commercial CHP | N | SB |  | State not covered under final 111(d) |  | Alaska
EXCLUDE | AK | AK-Alaska | Eielson AFB Central Heat & Power Plant | 50392 | DG04 | DFO | IC | 1.5 | 1.1 | 0 | 0 | 0 |  | Commercial CHP | N | SB |  | State not covered under final 111(d) |  | Alaska
EXCLUDE | AK | AK-Alaska | Eielson AFB Central Heat & Power Plant | 50392 | DG1 | DFO | IC | 2.5 | 1.8 | 0 | 0 | 0 |  | Commercial CHP | N | SB |  | State not covered under final 111(d) |  | Alaska
EXCLUDE | AK | AK-Alaska | Eielson AFB Central Heat & Power Plant | 50392 | TG1 | SUB | ST | 2.5 | 0.5 | 0 | 1015 | 3926.67 |  | Commercial CHP | Y | OP |  | State not covered under final 111(d) |  | Alaska
EXCLUDE | AK | AK-Alaska | Eielson AFB Central Heat & Power Plant | 50392 | TG2 | SUB | ST | 2.5 | 0.5 | 0 | 29 | 112.19 |  | Commercial CHP | Y | OP |  | State not covered under final 111(d) |  | Alaska
EXCLUDE | AK | AK-Alaska | Eielson AFB Central Heat & Power Plant | 50392 | TG3 | SUB | ST | 5 | 5 | 0 | 10846 | 41959.24 |  | Commercial CHP | Y | OP |  | State not covered under final 111(d) |  | Alaska
EXCLUDE | AK | AK-Alaska | Eielson AFB Central Heat & Power Plant | 50392 | TG4 | SUB | ST | 5 | 5 | 0 | 18794 | 72707.16 |  | Commercial CHP | Y | OP |  | State not covered under final 111(d) |  | Alaska
EXCLUDE | AK | AK-Alaska | Eielson AFB Central Heat & Power Plant | 50392 | TG5 | SUB | ST | 10 | 9 | 0 | 41761 | 161558.15 |  | Commercial CHP | Y | OP |  | State not covered under final 111(d) |  | Alaska
EXCLUDE | CA | CA-Western | Friant Hydro Facility | 50393 | FR1 | WAT | HY | 18.4 | 20 | 0 | 33664.18 | 0 |  | IPP Non-CHP | N | OP |  | Non Combustion (NUC, WAT, WND, GEO, or SUN) |  | Western
EXCLUDE | CA | CA-Western | Friant Hydro Facility | 50393 | M1 | WAT | HY | 9.8 | 8 | 0 | 17929.84 | 0 |  | IPP Non-CHP | N | OP |  | Non Combustion (NUC, WAT, WND, GEO, or SUN) |  | Western
EXCLUDE | CA | CA-Western | Friant Hydro Facility | 50393 | RO1 | WAT | HY | 2.4 | 2.3 | 0 | 4390.98 | 0 |  | IPP Non-CHP | N | OP |  | Non Combustion (NUC, WAT, WND, GEO, or SUN) |  | Western
EXCLUDE | CA | CA-Western | Friant Hydro Facility | 50393 | RO2 | WAT | HY | 6.9 | 9 | 0 | 0 | 0 |  | IPP Non-CHP | N | T |  | Status of Operation (IP, L, P, T) |  | Western
EXCLUDE | WI | WI-Eastern | Georgia-Pacific Corp - Nekoosa Mill | 50395 | HY1 | WAT | HY | 0.8 | 0.8 | 0 | 4875.06 | 0 |  | Industrial CHP | N | OP |  | Commercial/Industrial Unit |  | Eastern
EXCLUDE | WI | WI-Eastern | Georgia-Pacific Corp - Nekoosa Mill | 50395 | HY2 | WAT | HY | 0.8 | 0.8 | 0 | 4875.06 | 0 |  | Industrial CHP | N | OP |  | Commercial/Industrial Unit |  | Eastern
EXCLUDE | WI | WI-Eastern | Georgia-Pacific Corp - Nekoosa Mill | 50395 | HY3 | WAT | HY | 0.8 | 0.8 | 0 | 4875.06 | 0 |  | Industrial CHP | N | OP |  | Commercial/Industrial Unit |  | Eastern
EXCLUDE | WI | WI-Eastern | Georgia-Pacific Corp - Nekoosa Mill | 50395 | HY4 | WAT | HY | 0.6 | 0.6 | 0 | 3656.3 | 0 |  | Industrial CHP | N | SB |  | Commercial/Industrial Unit |  | Eastern
EXCLUDE | WI | WI-Eastern | Georgia-Pacific Corp - Nekoosa Mill | 50395 | HY5 | WAT | HY | 0.7 | 0.7 | 0 | 4265.68 | 0 |  | Industrial CHP | N | OS |  | Commercial/Industrial Unit |  | Eastern
EXCLUDE | WI | WI-Eastern | Georgia-Pacific Corp - Nekoosa Mill | 50395 | NHG1 | WAT | HY | 0.2 | 0.2 | 0 | 1218.77 | 0 |  | Industrial CHP | N | SB |  | Commercial/Industrial Unit |  | Eastern
EXCLUDE | WI | WI-Eastern | Georgia-Pacific Corp - Nekoosa Mill | 50395 | TG14 | BLQ | ST | 13.1 | 12.5 | 0 | 71696.96 | 255685.47 |  | Industrial CHP | Y | OP |  | Commercial/Industrial Unit |  | Eastern
EXCLUDE | WI | WI-Eastern | Georgia-Pacific Corp - Nekoosa Mill | 50395 | TG6 | BIT | ST | 6 | 5.7 | 0 | 31055.14 | 110748.75 |  | Industrial CHP | Y | OP |  | Commercial/Industrial Unit |  | Eastern
EXCLUDE | WI | WI-Eastern | Georgia-Pacific Corp - Nekoosa Mill | 50395 | TG8 | BIT | ST | 16 | 13 | 0 | 95377 | 340133.15 |  | Industrial CHP | Y | OP |  | Commercial/Industrial Unit |  | Eastern
EXCLUDE | OR | OR-Western | Dillard Complex | 50396 | GEN1 | WDS | ST | 5 | 5 | 0 | 11805.34 | 99645.62 |  | Industrial CHP | Y | OP |  | Commercial/Industrial Unit |  | Western
EXCLUDE | OR | OR-Western | Dillard Complex | 50396 | GEN2 | WDS | ST | 5 | 5 | 0 | 11805.34 | 98666.83 |  | Industrial CHP | Y | OP |  | Commercial/Industrial Unit |  | Western
EXCLUDE | OR | OR-Western | Dillard Complex | 50396 | GEN3 | WDS | ST | 7 | 7 | 0 | 16527.48 | 10122.54 |  | Industrial CHP | Y | OP |  | Commercial/Industrial Unit |  | Western
EXCLUDE | OR | OR-Western | Dillard Complex | 50396 | GEN4 | WDS | ST | 11.5 | 11.5 | 0 | 27152.28 | 131790.88 |  | Industrial CHP | Y | OP |  | Commercial/Industrial Unit |  | Western
EXCLUDE | OR | OR-Western | Dillard Complex | 50396 | GEN5 | WDS | ST | 11.5 | 11.5 | 0 | 27152.28 | 97707.05 |  | Industrial CHP | Y | OP |  | Commercial/Industrial Unit |  | Western
EXCLUDE | OR | OR-Western | Dillard Complex | 50396 | GEN6 | WDS | ST | 11.5 | 11.5 | 0 | 27152.28 | 97707.05 |  | Industrial CHP | Y | OS |  | Commercial/Industrial Unit |  | Western
EXCLUDE | PA | PA-Eastern | P H Glatfelter | 50397 | GEN1 | BIT | ST | 6 | 5 | 95.34 | 25747.57 | 45725.6 |  | Industrial CHP | Y | OP |  | Commercial/Industrial Unit |  | Eastern
EXCLUDE | PA | PA-Eastern | P H Glatfelter | 50397 | GEN2 | BIT | ST | 5.9 | 4 | 93.75 | 0 | 0 |  | Industrial CHP | Y | SB |  | Commercial/Industrial Unit |  | Eastern
EXCLUDE | PA | PA-Eastern | P H Glatfelter | 50397 | GEN3 | BIT | ST | 5.1 | 4 | 81.04 | 25314.47 | 44956.46 |  | Industrial CHP | Y | OP |  | Commercial/Industrial Unit |  | Eastern
EXCLUDE | PA | PA-Eastern | P H Glatfelter | 50397 | GEN4 | BIT | ST | 7.5 | 8.7 | 119.18 | 63922.37 | 113520.99 |  | Industrial CHP | Y | OP |  | Commercial/Industrial Unit |  | Eastern
EXCLUDE | PA | PA-Eastern | P H Glatfelter | 50397 | GEN5 | BIT | ST | 45.9 | 36.1 | 729.37 | 188121.81 | 334089.2 |  | Industrial CHP | Y | OP |  | Commercial/Industrial Unit |  | Eastern
EXCLUDE | PA | PA-Eastern | P H Glatfelter | 50397 | GEN6 | BLQ | ST | 39.1 | 31.2 | 621.32 | 176291.88 | 313080.2 |  | Industrial CHP | Y | OP |  | Commercial/Industrial Unit |  | Eastern
EXCLUDE | GA | GA-Eastern | International Paper Savanna Mill | 50398 | GE10 | BLQ | ST | 82.8 | 82.7 | 0 | 302963 | 1002096.87 |  | Industrial CHP | Y | OP |  | Commercial/Industrial Unit |  | Eastern
EXCLUDE | GA | GA-Eastern | International Paper Savanna Mill | 50398 | GEN3 | BIT | ST | 7.5 | 7 | 0 | 0 | 0 |  | Industrial CHP | Y | RE | 2001 | Commercial/Industrial Unit |  | Eastern
EXCLUDE | GA | GA-Eastern | International Paper Savanna Mill | 50398 | GEN4 | BLQ | ST | 7.5 | 7 | 0 | 0 | 0 |  | Industrial CHP | Y | RE | 2001 | Commercial/Industrial Unit |  | Eastern
EXCLUDE | GA | GA-Eastern | International Paper Savanna Mill | 50398 | GEN5 | WDS | ST | 7.5 | 7 | 0 | 0 | 0 |  | Industrial CHP | Y | RE | 2002 | Commercial/Industrial Unit |  | Eastern
EXCLUDE | GA | GA-Eastern | International Paper Savanna Mill | 50398 | GEN6 | BIT | ST | 10 | 9.4 | 0 | 0 | 0 |  | Industrial CHP | Y | RE | 2001 | Commercial/Industrial Unit |  | Eastern
EXCLUDE | GA | GA-Eastern | International Paper Savanna Mill | 50398 | GEN7 | BIT | ST | 20 | 18.7 | 0 | 0 | 0 |  | Industrial CHP | Y | RE | 2001 | Commercial/Industrial Unit |  | Eastern
EXCLUDE | GA | GA-Eastern | International Paper Savanna Mill | 50398 | GEN9 | BIT | ST | 71.2 | 71.2 | 0 | 347865 | 1150617.16 |  | Industrial CHP | Y | OP |  | Commercial/Industrial Unit |  | Eastern
EXCLUDE | CA | CA-Western | Sand Bar Power Plant | 50400 | GEN1 | WAT | HY | 16.2 | 15 | 0 | 55787 | 0 |  | IPP Non-CHP | N | OP |  | Non Combustion (NUC, WAT, WND, GEO, or SUN) |  | Western
EXCLUDE | TX | TX-ERCOT | BP Chemicals Green Lake Plant | 50404 | TG2 | WH | ST | 15 | 15 | 0 | 13956.96 | 0 |  | Industrial CHP | Y | OP |  | Commercial/Industrial Unit |  | ERCOT
EXCLUDE | TX | TX-ERCOT | BP Chemicals Green Lake Plant | 50404 | TG3 | WH | ST | 23.8 | 23.8 | 0 | 22145.04 | 0 |  | Industrial CHP | Y | OP |  | Commercial/Industrial Unit |  | ERCOT
EXCLUDE | MA | MA-Eastern | Somerset Plant | 50406 | GEN1 | BLQ | ST | 48.5 | 50 | 0 | 304754 | 1055695.98 |  | Industrial CHP | Y | OP |  | Commercial/Industrial Unit |  | Eastern
EXCLUDE | MA | MA-Eastern | Somerset Plant | 50406 | GEN2 | BLQ | ST | 68.4 | 65 | 0 | 314946 | 1091002.01 |  | Industrial CHP | Y | OP |  | Commercial/Industrial Unit |  | Eastern
EXCLUDE | AL | AL-Eastern | Mobile Energy Services LLC | 50407 | GEN3 | BIT | ST | 12.5 | 11.6 | 0 | 0 | 0 |  | IPP CHP | Y | RE | 2004 | Retired prior to 2012 |  | Eastern
EXCLUDE | AL | AL-Eastern | Mobile Energy Services LLC | 50407 | GEN5 | WDS | ST | 61 | 56.1 | 0 | 216409.96 | 703000.02 |  | IPP CHP | Y | OP |  | Non-Fossil Fuel Type (Less than 10% Fossil Fuel) |  | Eastern
EXCLUDE | AL | AL-Eastern | Mobile Energy Services LLC | 50407 | GEN6 | WDS | ST | 35.7 | 33.2 | 0 | 126653.04 | 259535.68 |  | IPP CHP | Y | OS |  | Non-Fossil Fuel Type (Less than 10% Fossil Fuel) |  | Eastern
EXCLUDE | WI | WI-Eastern | Park Mill | 50408 | 1 | WAT | HY | 0.4 | 0.4 | 0 | 2376.38 | 0 |  | Industrial Non-CHP | N | OP |  | Commercial/Industrial Unit |  | Eastern
EXCLUDE | WI | WI-Eastern | Park Mill | 50408 | 10 | WAT | HY | 0.3 | 0.3 | 0 | 1782.29 | 0 |  | Industrial Non-CHP | N | OP |  | Commercial/Industrial Unit |  | Eastern
EXCLUDE | WI | WI-Eastern | Park Mill | 50408 | 2 | WAT | HY | 0.2 | 0.2 | 0 | 1188.19 | 0 |  | Industrial Non-CHP | N | OP |  | Commercial/Industrial Unit |  | Eastern
EXCLUDE | WI | WI-Eastern | Park Mill | 50408 | 3 | WAT | HY | 0.4 | 0.4 | 0 | 2376.38 | 0 |  | Industrial Non-CHP | N | OP |  | Commercial/Industrial Unit |  | Eastern
EXCLUDE | WI | WI-Eastern | Park Mill | 50408 | 6 | WAT | HY | 0.4 | 0.4 | 0 | 2376.38 | 0 |  | Industrial Non-CHP | N | OP |  | Commercial/Industrial Unit |  | Eastern
EXCLUDE | WI | WI-Eastern | Park Mill | 50408 | 7 | WAT | HY | 0.4 | 0.4 | 0 | 2376.38 | 0 |  | Industrial Non-CHP | N | OP |  | Commercial/Industrial Unit |  | Eastern
EXCLUDE | MI | MI-Eastern | Menominee Mill Marinette | 50409 | 4 | WAT | HY | 0.4 | 0.4 | 0 | 2594 | 0 |  | Industrial Non-CHP | N | OP |  | Commercial/Industrial Unit |  | Eastern
EXCLUDE | MI | MI-Eastern | Menominee Mill Marinette | 50409 | 5 | WAT | HY | 0.4 | 0.4 | 0 | 2594 | 0 |  | Industrial Non-CHP | N | OP |  | Commercial/Industrial Unit |  | Eastern
EXCLUDE | MI | MI-Eastern | Menominee Mill Marinette | 50409 | 8 | WAT | HY | 0.5 | 0.5 | 0 | 3242.5 | 0 |  | Industrial Non-CHP | N | OP |  | Commercial/Industrial Unit |  | Eastern
EXCLUDE | MI | MI-Eastern | Menominee Mill Marinette | 50409 | 9 | WAT | HY | 0.5 | 0.5 | 0 | 3242.5 | 0 |  | Industrial Non-CHP | N | OP |  | Commercial/Industrial Unit |  | Eastern
EXCLUDE | PA | PA-Eastern | Chester Operations | 50410 | 5 | WC | ST | 67 | 67 | 1077 | 70191 | 657879.52 |  | Industrial CHP | Y | OP |  | Commercial/Industrial Unit |  | Eastern
EXCLUDE | NJ | NJ-Eastern | University of Medicine Dentistry NJ | 50411 | GEN1 | NG | GT | 3.5 | 3.4 | 0 | 18026.77 | 14134.82 |  | Commercial CHP | Y | OP |  | Commercial/Industrial Unit |  | Eastern
EXCLUDE | NJ | NJ-Eastern | University of Medicine Dentistry NJ | 50411 | GEN2 | NG | GT | 3.5 | 3.4 | 0 | 18026.77 | 14134.82 |  | Commercial CHP | Y | OP |  | Commercial/Industrial Unit |  | Eastern
EXCLUDE | NJ | NJ-Eastern | University of Medicine Dentistry NJ | 50411 | GEN3 | NG | GT | 3.5 | 3.4 | 0 | 18026.77 | 14134.82 |  | Commercial CHP | Y | OP |  | Commercial/Industrial Unit |  | Eastern
EXCLUDE | MN | MN-Eastern | Olmsted Waste Energy | 50413 | DG1 | DFO | IC | 0.8 | 0.6 | 0 | 0 | 0 |  | Commercial CHP | N | RE | 2008 | Commercial/Industrial Unit |  | Eastern
EXCLUDE | MN | MN-Eastern | Olmsted Waste Energy | 50413 | DGCAT | DFO | IC | 1.7 | 1.3 | 0 | 0 | 0 |  | Commercial CHP | N | SB |  | Commercial/Industrial Unit |  | Eastern
EXCLUDE | MN | MN-Eastern | Olmsted Waste Energy | 50413 | TG2 | MSW | ST | 2.2 | 1.3 | 0 | 4620.92 | 22631.32 |  | Commercial CHP | Y | OP |  | Commercial/Industrial Unit |  | Eastern
EXCLUDE | MN | MN-Eastern | Olmsted Waste Energy | 50413 | TG3 | MSW | ST | 5.5 | 4.5 | 0 | 11552.29 | 56578.29 |  | Commercial CHP | Y | OP |  | Commercial/Industrial Unit |  | Eastern
EXCLUDE | MN | MN-Eastern | Olmsted Waste Energy | 50413 | TGI | MSW | ST | 1.9 | 1.4 | 0 | 3990.79 | 19545.23 |  | Commercial CHP | Y | OP |  | Commercial/Industrial Unit |  | Eastern
EXCLUDE | NH | NH-Eastern | Penacook Upper Falls Hydro | 50414 | 1 | WAT | HY | 3.4 | 3.4 | 0 | 12634 | 0 |  | IPP Non-CHP | N | OP |  | Non Combustion (NUC, WAT, WND, GEO, or SUN) |  | Eastern
EXCLUDE | NY | NY-Eastern | Tannery Island Power | 50416 | GEN1 | WAT | HY | 0.3 | 0.2 | 0 | 1547.6 | 0 |  | IPP Non-CHP | N | OP |  | Non Combustion (NUC, WAT, WND, GEO, or SUN) |  | Eastern
EXCLUDE | NY | NY-Eastern | Tannery Island Power | 50416 | GEN2 | WAT | HY | 0.3 | 0.2 | 0 | 1547.6 | 0 |  | IPP Non-CHP | N | OP |  | Non Combustion (NUC, WAT, WND, GEO, or SUN) |  | Eastern
EXCLUDE | NY | NY-Eastern | Tannery Island Power | 50416 | GEN3 | WAT | HY | 0.3 | 0.2 | 0 | 1547.6 | 0 |  | IPP Non-CHP | N | OP |  | Non Combustion (NUC, WAT, WND, GEO, or SUN) |  | Eastern
EXCLUDE | NY | NY-Eastern | Tannery Island Power | 50416 | GEN4 | WAT | HY | 0.3 | 0.2 | 0 | 1547.6 | 0 |  | IPP Non-CHP | N | OP |  | Non Combustion (NUC, WAT, WND, GEO, or SUN) |  | Eastern
EXCLUDE | NY | NY-Eastern | Tannery Island Power | 50416 | GEN5 | WAT | HY | 0.3 | 0.2 | 0 | 1547.6 | 0 |  | IPP Non-CHP | N | OP |  | Non Combustion (NUC, WAT, WND, GEO, or SUN) |  | Eastern
EXCLUDE | MA | MA-Eastern | Ware Energy | 50419 | GEN1 | WDS | ST | 9.3 | 8.7 | 0 | 0 | 0 |  | IPP Non-CHP | N | RE | 2012 | Non-Fossil Fuel Type (Less than 10% Fossil Fuel) |  | Eastern
EXCLUDE | WA | WA-Western | Orchard Avenue 1 | 50421 | 201 | WAT | HY | 0.8 | 0.8 | 0 | 1510 | 0 |  | IPP Non-CHP | N | OP |  | Non Combustion (NUC, WAT, WND, GEO, or SUN) |  | Western
EXCLUDE | WA | WA-Western | Orchard Avenue 1 | 50421 | 301 | WAT | HY | 0.8 | 0.8 | 0 | 1510 | 0 |  | IPP Non-CHP | N | OP |  | Non Combustion (NUC, WAT, WND, GEO, or SUN) |  | Western
EXCLUDE | WA | WA-Western | Cowiche | 50423 | 983 | WAT | HY | 1.7 | 1.6 | 0 | 3843 | 0 |  | IPP Non-CHP | N | OP |  | Non Combustion (NUC, WAT, WND, GEO, or SUN) |  | Western
EXCLUDE | MN | MN-Eastern | Duluth Paper Mill | 50424 | GEN1 | PUR | ST | 10.6 | 10.6 | 0 | 52309 | 0 |  | Industrial CHP | Y | OP |  | Commercial/Industrial Unit |  | Eastern
EXCLUDE | MA | MA-Eastern | Kraft Foods Atlantic Gelatin | 50425 | GEN1 | NG | ST | 7.5 | 2.5 | 0 | 0 | 0 |  | Industrial Non-CHP | N | RE | 2002 | Commercial/Industrial Unit |  | Eastern
EXCLUDE | MA | MA-Eastern | Kraft Foods Atlantic Gelatin | 50425 | GEN2 | NG | ST | 0.7 | 0.3 | 0 | 0 | 0 |  | Industrial Non-CHP | N | RE | 2012 | Commercial/Industrial Unit |  | Eastern
EXCLUDE | MA | MA-Eastern | Kraft Foods Atlantic Gelatin | 50425 | GEN3 | DFO | IC | 1 | 0.3 | 0 | 0 | 0 |  | Industrial Non-CHP | N | RE | 2012 | Commercial/Industrial Unit |  | Eastern
EXCLUDE | OR | OR-Western | Warm Springs Forest Products | 50426 | GEN1 | WDS | ST | 3 | 2.6 | 0 | 1210.56 | 10914.71 |  | Industrial CHP | Y | SB |  | Commercial/Industrial Unit |  | Western
EXCLUDE | OR | OR-Western | Warm Springs Forest Products | 50426 | GEN2 | WDS | ST | 3 | 2.6 | 0 | 1210.56 | 10914.71 |  | Industrial CHP | Y | OP |  | Commercial/Industrial Unit |  | Western
EXCLUDE | OR | OR-Western | Warm Springs Forest Products | 50426 | GEN3 | WDS | ST | 3 | 2.6 | 0 | 1210.56 | 10914.71 |  | Industrial CHP | Y | OP |  | Commercial/Industrial Unit |  | Western
EXCLUDE | NY | NY-Eastern | Bronx Zoo | 50427 | GEN1 | NG | IC | 0.5 | 0.5 | 0 | 0 | 0 |  | Commercial CHP | Y | OP |  | Commercial/Industrial Unit |  | Eastern
EXCLUDE | NY | NY-Eastern | Bronx Zoo | 50427 | GEN2 | NG | IC | 0.5 | 0.5 | 0 | 0 | 0 |  | Commercial CHP | Y | SB |  | Commercial/Industrial Unit |  | Eastern
EXCLUDE | NY | NY-Eastern | Bronx Zoo | 50427 | GEN3 | NG | IC | 1.1 | 1.1 | 0 | 0 | 0 |  | Commercial CHP | Y | OP |  | Commercial/Industrial Unit |  | Eastern
EXCLUDE | NY | NY-Eastern | Bronx Zoo | 50427 | GEN4 | NG | IC | 1.5 | 1.5 | 0 | 0 | 0 |  | Commercial CHP | Y | OP |  | Commercial/Industrial Unit |  | Eastern
EXCLUDE | MI | MI-Eastern | University of Michigan | 50431 | TG1 | NG | CC | 12.5 | 11.5 | 0 | 51575.84 | 61237.63 |  | Commercial CHP | Y | OP |  | Commercial/Industrial Unit |  | Eastern
EXCLUDE | MI | MI-Eastern | University of Michigan | 50431 | TG10 | NG | CC | 3.5 | 3 | 0 | 14441.24 | 17146.54 |  | Commercial CHP | Y | OP |  | Commercial/Industrial Unit |  | Eastern
EXCLUDE | MI | MI-Eastern | University of Michigan | 50431 | TG2 | NG | ST | 4 | 3.7 | 0 | 0 | 0 |  | Commercial CHP | Y | RE | 2002 | Commercial/Industrial Unit |  | Eastern
EXCLUDE | MI | MI-Eastern | University of Michigan | 50431 | TG7 | NG | CC | 12.5 | 11.5 | 0 | 51575.84 | 61237.63 |  | Commercial CHP | Y | OP |  | Commercial/Industrial Unit |  | Eastern
EXCLUDE | MI | MI-Eastern | University of Michigan | 50431 | TG8 | NG | CC | 12.5 | 11.5 | 0 | 51575.84 | 61237.63 |  | Commercial CHP | Y | OP |  | Commercial/Industrial Unit |  | Eastern
EXCLUDE | MI | MI-Eastern | University of Michigan | 50431 | TG9 | NG | CC | 3.5 | 3 | 0 | 14441.24 | 17146.54 |  | Commercial CHP | Y | OP |  | Commercial/Industrial Unit |  | Eastern
EXCLUDE | MI | MI-Eastern | Ada Dam | 50433 | ADA1 | WAT | HY | 1.4 | 1.4 | 0 | 5823 | 0 |  | IPP Non-CHP | N | OP |  | Non Combustion (NUC, WAT, WND, GEO, or SUN) |  | Eastern
EXCLUDE | CO | CO-Western | Nucla | 527 | 1 | BIT | ST | 11.5 | 12 | 1725 | 59728 | 79489.79 |  | Electric Utility | N | OP |  | Steam unit (PRMVR=ST) less than or equal to 25MW (i.e. 250 MMBtu/hr) |  | Western
EXCLUDE | MI | MI-Eastern | Cascade Dam | 50436 | CAS1 | WAT | HY | 1.6 | 1.6 | 0 | 6743 | 0 |  | IPP Non-CHP | N | OP |  | Non Combustion (NUC, WAT, WND, GEO, or SUN) |  | Eastern
EXCLUDE | MI | MI-Eastern | French Landing Dam | 50437 | FRL1 | WAT | HY | 1.6 | 1.6 | 0 | 6269 | 0 |  | IPP Non-CHP | N | OP |  | Non Combustion (NUC, WAT, WND, GEO, or SUN) |  | Eastern
EXCLUDE | WI | WI-Eastern | Oconto Falls Lower | 50439 | GEN1 | WAT | HY | 0.3 | 0.3 | 0 | 804.9 | 0 |  | Industrial Non-CHP | N | OP |  | Commercial/Industrial Unit |  | Eastern
EXCLUDE | WI | WI-Eastern | Oconto Falls Lower | 50439 | GEN2 | WAT | HY | 1.7 | 1.7 | 0 | 4561.1 | 0 |  | Industrial Non-CHP | N | OP |  | Commercial/Industrial Unit |  | Eastern
EXCLUDE | ME | ME-Eastern | S D Warren Westbrook | 50447 | GEN1 | WAT | HY | 0.6 | 0.6 | 0 | 2566.5 | 0 |  | Industrial CHP | N | OP |  | Commercial/Industrial Unit |  | Eastern
EXCLUDE | ME | ME-Eastern | S D Warren Westbrook | 50447 | GEN2 | WAT | HY | 0.6 | 0.6 | 0 | 2566.5 | 0 |  | Industrial CHP | N | OP |  | Commercial/Industrial Unit |  | Eastern
EXCLUDE | ME | ME-Eastern | S D Warren Westbrook | 50447 | GEN3 | WAT | HY | 0.6 | 0.6 | 0 | 2566.5 | 0 |  | Industrial CHP | N | OP |  | Commercial/Industrial Unit |  | Eastern
EXCLUDE | ME | ME-Eastern | S D Warren Westbrook | 50447 | GEN4 | WAT | HY | 0.8 | 0.8 | 0 | 3422 | 0 |  | Industrial CHP | N | OP |  | Commercial/Industrial Unit |  | Eastern
EXCLUDE | ME | ME-Eastern | S D Warren Westbrook | 50447 | GEN5 | WAT | HY | 0.8 | 0.8 | 0 | 3422 | 0 |  | Industrial CHP | N | OP |  | Commercial/Industrial Unit |  | Eastern
EXCLUDE | ME | ME-Eastern | S D Warren Westbrook | 50447 | GEN6 | WAT | HY | 0.8 | 0.8 | 0 | 3422 | 0 |  | Industrial CHP | N | OP |  | Commercial/Industrial Unit |  | Eastern
EXCLUDE | ME | ME-Eastern | S D Warren Westbrook | 50447 | GEN7 | WAT | HY | 0.6 | 0.6 | 0 | 2566.5 | 0 |  | Industrial CHP | N | OP |  | Commercial/Industrial Unit |  | Eastern
EXCLUDE | ME | ME-Eastern | S D Warren Westbrook | 50447 | GEN8 | WDS | ST | 10 | 10 | 0 | 0 | 0 |  | Industrial CHP | N | RE | 1999 | Commercial/Industrial Unit |  | Eastern
EXCLUDE | ME | ME-Eastern | S D Warren Westbrook | 50447 | GEN9 | WDS | ST | 47.5 | 40.5 | 0 | 68139 | 231751.13 |  | Industrial CHP | Y | OP |  | Commercial/Industrial Unit |  | Eastern
EXCLUDE | ME | ME-Eastern | S D Warren Westbrook | 50447 | GN10 | WDS | ST | 15 | 15.8 | 0 | 37872 | 128808.45 |  | Industrial CHP | Y | OP |  | Commercial/Industrial Unit |  | Eastern
EXCLUDE | ME | ME-Eastern | S D Warren Westbrook | 50447 | GN11 | WAT | HY | 0.6 | 0.6 | 0 | 2566.5 | 0 |  | Industrial CHP | N | OP |  | Commercial/Industrial Unit |  | Eastern
EXCLUDE | ME | ME-Eastern | S D Warren Westbrook | 50447 | GN12 | WAT | HY | 0.2 | 0.2 | 0 | 855.5 | 0 |  | Industrial CHP | N | OP |  | Commercial/Industrial Unit |  | Eastern
EXCLUDE | ME | ME-Eastern | S D Warren Westbrook | 50447 | GN13 | WAT | HY | 0.2 | 0.2 | 0 | 855.5 | 0 |  | Industrial CHP | N | OP |  | Commercial/Industrial Unit |  | Eastern
EXCLUDE | ME | ME-Eastern | S D Warren Westbrook | 50447 | GN14 | WAT | HY | 0.2 | 0.2 | 0 | 855.5 | 0 |  | Industrial CHP | N | OP |  | Commercial/Industrial Unit |  | Eastern
EXCLUDE | ME | ME-Eastern | S D Warren Westbrook | 50447 | GN15 | WAT | HY | 0.2 | 0.2 | 0 | 855.5 | 0 |  | Industrial CHP | N | OP |  | Commercial/Industrial Unit |  | Eastern
EXCLUDE | ME | ME-Eastern | S D Warren Westbrook | 50447 | GN16 | WAT | HY | 0.5 | 0.5 | 0 | 2138.75 | 0 |  | Industrial CHP | N | OP |  | Commercial/Industrial Unit |  | Eastern
EXCLUDE | ME | ME-Eastern | S D Warren Westbrook | 50447 | GN17 | WAT | HY | 0.5 | 0.5 | 0 | 2138.75 | 0 |  | Industrial CHP | N | OP |  | Commercial/Industrial Unit |  | Eastern
EXCLUDE | ME | ME-Eastern | S D Warren Westbrook | 50447 | GN18 | WAT | HY | 0.4 | 0.4 | 0 | 1711 | 0 |  | Industrial CHP | N | OP |  | Commercial/Industrial Unit |  | Eastern
EXCLUDE | ME | ME-Eastern | S D Warren Westbrook | 50447 | GN19 | WAT | HY | 0.4 | 0.4 | 0 | 1711 | 0 |  | Industrial CHP | N | OP |  | Commercial/Industrial Unit |  | Eastern
EXCLUDE | ME | ME-Eastern | S D Warren Westbrook | 50447 | GN20 | WAT | HY | 0.4 | 0.4 | 0 | 1711 | 0 |  | Industrial CHP | N | OP |  | Commercial/Industrial Unit |  | Eastern
NGCC | NY | NY-Eastern | Indeck Silver Springs Energy Center | 50449 | GEN1 | NG | CC | 39.4 | 33.2 | 628 | 45808.26 | 25085.18 |  | IPP CHP | Y | OP |  |  |  | Eastern
NGCC | NY | NY-Eastern | Indeck Silver Springs Energy Center | 50449 | GEN2 | NG | CC | 17.2 | 17.2 | 628 | 19997.51 | 10950.89 | 1 | IPP CHP | Y | OP |  |  |  | Eastern
NGCC | NY | NY-Eastern | Indeck Oswego Energy Center | 50450 | GEN1 | NG | CC | 41.2 | 34.1 | 570 | 18135.18 | 9930.04 |  | IPP CHP | Y | OP |  |  |  | Eastern
NGCC | NY | NY-Eastern | Indeck Oswego Energy Center | 50450 | GEN2 | NG | CC | 16.2 | 16.2 | 570 | 7130.82 | 3904.53 | 1 | IPP CHP | Y | OP |  |  |  | Eastern
NGCC | NY | NY-Eastern | Indeck Yerkes Energy Center | 50451 | GEN1 | NG | CC | 40.6 | 34.6 | 560 | 36414.61 | 21013.89 |  | IPP CHP | Y | OP |  |  |  | Eastern
NGCC | NY | NY-Eastern | Indeck Yerkes Energy Center | 50451 | GEN2 | NG | CC | 19.3 | 16.1 | 560 | 17310.39 | 9989.36 | 1 | IPP CHP | Y | OP |  |  |  | Eastern
EXCLUDE | OH | OH-Eastern | Procter & Gamble Cincinnati Plant | 50456 | GEN1 | BIT | ST | 12.5 | 11.7 | 0 | 48232 | 237760.97 |  | Industrial CHP | Y | OP |  | Commercial/Industrial Unit |  | Eastern
NGCC | NY | NY-Eastern | Indeck Corinth Energy Center | 50458 | GEN1 | NG | CC | 92 | 76 | 1279 | 410398.23 | 198281.33 |  | IPP CHP | Y | OP |  |  |  | Eastern
NGCC | NY | NY-Eastern | Indeck Corinth Energy Center | 50458 | GEN2 | NG | CC | 55 | 53.8 | 1279 | 245346.77 | 118537.75 |  | IPP CHP | Y | OP |  |  |  | Eastern
EXCLUDE | MI | MI-Eastern | Cheboygan | 50461 | GEN1 | WAT | HY | 1.5 | 0.7 | 0 | 6394 | 0 |  | Industrial Non-CHP | N | OP |  | Commercial/Industrial Unit |  | Eastern
EXCLUDE | PA | PA-Eastern | Procter & Gamble Mehoopany Mill | 50463 | GEN1 | NG | GT | 53.6 | 40 | 668 | 444101 | 273168.39 |  | Industrial CHP | Y | OP |  | Commercial/Industrial Unit |  | Eastern
EXCLUDE | PA | PA-Eastern | Procter & Gamble Mehoopany Mill | 50463 | GEN2 | NG | ST | 2.6 | 0.9 | 0 | 5299 | 7315.31 |  | Industrial CHP | Y | OP |  | Commercial/Industrial Unit |  | Eastern
EXCLUDE | PA | PA-Eastern | Procter & Gamble Mehoopany Mill | 50463 | GEN3 | NG | GT | 64 | 64 | 0 | 0 | 0 |  | Industrial CHP | N | V |  | Commercial/Industrial Unit |  | Eastern
EXCLUDE | CA | CA-Western | Oxnard | 50464 | GEN1 | NG | GT | 19.2 | 22.5 | 0 | 160075.74 | 101329.62 |  | Industrial CHP | Y | OP |  | Commercial/Industrial Unit |  | Western
EXCLUDE | CA | CA-Western | Oxnard | 50464 | GEN2 | NG | GT | 49.5 | 45 | 0 | 412695.26 | 261240.43 |  | Industrial CHP | Y | OP |  | Commercial/Industrial Unit |  | Western
EXCLUDE | GA | GA-Eastern | Flint River Operations | 50465 | GEN1 | BLQ | ST | 42 | 42 | 0 | 204271 | 1263736.75 |  | Industrial CHP | Y | OP |  | Commercial/Industrial Unit |  | Eastern
EXCLUDE | FL | FL-Eastern | Buckeye Florida LP | 50466 | GEN2 | BLQ | ST | 8.2 | 6.7 | 0 | 65035.36 | 744636.85 |  | Industrial CHP | Y | OP |  | Commercial/Industrial Unit |  | Eastern
EXCLUDE | FL | FL-Eastern | Buckeye Florida LP | 50466 | GEN3 | BLQ | ST | 10.4 | 9.7 | 0 | 79167.13 | 906441.73 |  | Industrial CHP | Y | OP |  | Commercial/Industrial Unit |  | Eastern
EXCLUDE | FL | FL-Eastern | Buckeye Florida LP | 50466 | GEN4 | BLQ | ST | 14.8 | 12.2 | 0 | 93875.09 | 1074843.74 |  | Industrial CHP | Y | OP |  | Commercial/Industrial Unit |  | Eastern
EXCLUDE | FL | FL-Eastern | Buckeye Florida LP | 50466 | GEN5 | BLQ | ST | 11 | 8.7 | 0 | 69346.14 | 793994.13 |  | Industrial CHP | Y | OP |  | Commercial/Industrial Unit |  | Eastern
EXCLUDE | FL | FL-Eastern | Buckeye Florida LP | 50466 | GEN6 | BLQ | ST | 25 | 15 | 0 | 77340.64 | 885528.94 |  | Industrial CHP | N | OP |  | Commercial/Industrial Unit |  | Eastern
EXCLUDE | NC | NC-Eastern | Rocky Mount Mill | 50468 | 1 | WAT | HY | 0.6 | 0.5 | 0 | 465.38 | 0 |  | Industrial Non-CHP | N | OP |  | Commercial/Industrial Unit |  | Eastern
EXCLUDE | NC | NC-Eastern | Rocky Mount Mill | 50468 | 2 | WAT | HY | 0.5 | 0.4 | 0 | 387.81 | 0 |  | Industrial Non-CHP | N | OP |  | Commercial/Industrial Unit |  | Eastern
EXCLUDE | NC | NC-Eastern | Rocky Mount Mill | 50468 | 3 | WAT | HY | 0.5 | 0.1 | 0 | 387.81 | 0 |  | Industrial Non-CHP | N | OP |  | Commercial/Industrial Unit |  | Eastern
EXCLUDE | TX | TX-ERCOT | Deer Park Plant | 50471 | GEN1 | NG | CC | 10 | 8.6 | 0 | 0 | 0 |  | Industrial CHP | Y | RE | 2004 | Commercial/Industrial Unit |  | ERCOT
EXCLUDE | TX | TX-ERCOT | Deer Park Plant | 50471 | GEN2 | NG | CC | 10 | 8.6 | 0 | 0 | 0 |  | Industrial CHP | Y | RE | 2004 | Commercial/Industrial Unit |  | ERCOT
EXCLUDE | TX | TX-ERCOT | Deer Park Plant | 50471 | GEN3 | NG | CC | 10 | 8.6 | 0 | 0 | 0 |  | Industrial CHP | Y | RE | 2004 | Commercial/Industrial Unit |  | ERCOT
EXCLUDE | TX | TX-ERCOT | Deer Park Plant | 50471 | GEN4 | NG | CC | 81 | 69.7 | 0 | 0 | 0 |  | Industrial CHP | Y | RE | 2004 | Commercial/Industrial Unit |  | ERCOT
EXCLUDE | NY | NY-Eastern | Covanta Niagara LP | 50472 | GEN1 | MSW | ST | 25 | 18 | 220 | 110656 | 6538.16 |  | IPP CHP | Y | OP |  | Non-Fossil Fuel Type (Less than 10% Fossil Fuel) |  | Eastern
EXCLUDE | NY | NY-Eastern | Covanta Niagara LP | 50472 | GEN2 | MSW | ST | 25 | 18 | 220 | 105404 | 6227.84 |  | IPP CHP | Y | OP |  | Non-Fossil Fuel Type (Less than 10% Fossil Fuel) |  | Eastern
EXCLUDE | FL | FL-Eastern | Suwannee River Chemical Complex | 50473 | SRC | OTH | ST | 27.3 | 27.3 | 0 | 129055 | 0 |  | Industrial CHP | Y | OP |  | Commercial/Industrial Unit |  | Eastern
EXCLUDE | FL | FL-Eastern | Swift Creek Chemical Complex | 50474 | SCC | OTH | ST | 21 | 15.9 | 0 | 103238.07 | 0 |  | Industrial CHP | Y | OP |  | Commercial/Industrial Unit |  | Eastern
EXCLUDE | TX | TX-ERCOT | Corpus Christi | 50475 | GEN1 | NG | GT | 41 | 33 | 0 | 112644 | 237366.46 |  | Industrial CHP | Y | OP |  | Commercial/Industrial Unit |  | ERCOT
EXCLUDE | WI | WI-Eastern | Packaging of America Tomahawk Mill | 50476 | GEN1 | BIT | ST | 6.3 | 5.4 | 0 | 46449 | 323416.34 |  | Industrial CHP | Y | OP |  | Commercial/Industrial Unit |  | Eastern
EXCLUDE | WI | WI-Eastern | Packaging of America Tomahawk Mill | 50476 | GEN2 | BIT | ST | 9.4 | 8.2 | 0 | 55130 | 383860.64 |  | Industrial CHP | Y | OP |  | Commercial/Industrial Unit |  | Eastern
EXCLUDE | WI | WI-Eastern | Packaging of America Tomahawk Mill | 50476 | GEN3 | WAT | HY | 1 | 0.5 | 0 | 3382.67 | 0 |  | Industrial CHP | N | SB |  | Commercial/Industrial Unit |  | Eastern
EXCLUDE | WI | WI-Eastern | Packaging of America Tomahawk Mill | 50476 | GEN4 | WAT | HY | 1 | 0.3 | 0 | 3382.67 | 0 |  | Industrial CHP | N | SB |  | Commercial/Industrial Unit |  | Eastern
EXCLUDE | WI | WI-Eastern | Packaging of America Tomahawk Mill | 50476 | GEN5 | WAT | HY | 1 | 0.3 | 0 | 3382.67 | 0 |  | Industrial CHP | N | OP |  | Commercial/Industrial Unit |  | Eastern
EXCLUDE | VA | VA-Eastern | Georgia-Pacific Big Island | 50479 | BHG1 | WAT | HY | 0.2 | 0.2 | 0 | 103 | 0 |  | Industrial CHP | N | OP |  | Commercial/Industrial Unit |  | Eastern
EXCLUDE | VA | VA-Eastern | Georgia-Pacific Big Island | 50479 | BHG2 | WAT | HY | 0.2 | 0.2 | 0 | 103 | 0 |  | Industrial CHP | N | OP |  | Commercial/Industrial Unit |  | Eastern
EXCLUDE | VA | VA-Eastern | Georgia-Pacific Big Island | 50479 | GEN1 | WDS | ST | 7.5 | 6.5 | 0 | 44537 | 512072.05 |  | Industrial CHP | Y | OP |  | Commercial/Industrial Unit |  | Eastern
EXCLUDE | TN | TN-Eastern | Tennessee Eastman Operations | 50481 | TG10 | BIT | ST | 6 | 6 | 0 | 38356 | 141374.78 |  | Industrial CHP | Y | OP |  | Commercial/Industrial Unit |  | Eastern
EXCLUDE | TN | TN-Eastern | Tennessee Eastman Operations | 50481 | TG11 | BIT | ST | 6 | 6 | 0 | 45092 | 166202.73 |  | Industrial CHP | Y | OP |  | Commercial/Industrial Unit |  | Eastern
EXCLUDE | TN | TN-Eastern | Tennessee Eastman Operations | 50481 | TG12 | BIT | ST | 6 | 6 | 0 | 45785 | 168757.03 |  | Industrial CHP | Y | OP |  | Commercial/Industrial Unit |  | Eastern
EXCLUDE | TN | TN-Eastern | Tennessee Eastman Operations | 50481 | TG13 | BIT | ST | 7 | 7 | 0 | 27070 | 99776.19 |  | Industrial CHP | Y | OP |  | Commercial/Industrial Unit |  | Eastern
EXCLUDE | TN | TN-Eastern | Tennessee Eastman Operations | 50481 | TG14 | BIT | ST | 10 | 10 | 0 | 67348 | 248235.19 |  | Industrial CHP | Y | OP |  | Commercial/Industrial Unit |  | Eastern
EXCLUDE | TN | TN-Eastern | Tennessee Eastman Operations | 50481 | TG15 | BIT | ST | 7.5 | 7.5 | 0 | 30286 | 111629.91 |  | Industrial CHP | Y | OP |  | Commercial/Industrial Unit |  | Eastern
EXCLUDE | TN | TN-Eastern | Tennessee Eastman Operations | 50481 | TG16 | BIT | ST | 10.4 | 10.4 | 0 | 50603 | 186515.49 |  | Industrial CHP | Y | OP |  | Commercial/Industrial Unit |  | Eastern
EXCLUDE | TN | TN-Eastern | Tennessee Eastman Operations | 50481 | TG17 | BIT | ST | 10.4 | 10.4 | 0 | 71996 | 265367.06 |  | Industrial CHP | Y | OP |  | Commercial/Industrial Unit |  | Eastern
EXCLUDE | TN | TN-Eastern | Tennessee Eastman Operations | 50481 | TG18 | BIT | ST | 10.4 | 10.4 | 0 | 68391 | 252079.54 |  | Industrial CHP | Y | OP |  | Commercial/Industrial Unit |  | Eastern
EXCLUDE | TN | TN-Eastern | Tennessee Eastman Operations | 50481 | TG19 | BIT | ST | 10.4 | 10.4 | 0 | 59522 | 219389.66 |  | Industrial CHP | Y | OP |  | Commercial/Industrial Unit |  | Eastern
EXCLUDE | TN | TN-Eastern | Tennessee Eastman Operations | 50481 | TG20 | BIT | ST | 10.4 | 10.4 | 0 | 64311 | 237041.24 |  | Industrial CHP | Y | OP |  | Commercial/Industrial Unit |  | Eastern
EXCLUDE | TN | TN-Eastern | Tennessee Eastman Operations | 50481 | TG21 | BIT | ST | 15 | 15 | 0 | 120486 | 444094.33 |  | Industrial CHP | Y | OP |  | Commercial/Industrial Unit |  | Eastern
EXCLUDE | TN | TN-Eastern | Tennessee Eastman Operations | 50481 | TG22 | BIT | ST | 15.4 | 15.4 | 0 | 80884 | 298126.97 |  | Industrial CHP | Y | OP |  | Commercial/Industrial Unit |  | Eastern
EXCLUDE | TN | TN-Eastern | Tennessee Eastman Operations | 50481 | TG24 | BIT | ST | 16.8 | 16.8 | 0 | 117351 | 432539.17 |  | Industrial CHP | Y | OP |  | Commercial/Industrial Unit |  | Eastern
EXCLUDE | TN | TN-Eastern | Tennessee Eastman Operations | 50481 | TG25 | BIT | ST | 18 | 18 | 0 | 105709 | 391378.06 |  | Industrial CHP | Y | OP |  | Commercial/Industrial Unit |  | Eastern
EXCLUDE | TN | TN-Eastern | Tennessee Eastman Operations | 50481 | TG26 | BIT | ST | 16.6 | 16.6 | 0 | 81944 | 302033.98 |  | Industrial CHP | Y | OP |  | Commercial/Industrial Unit |  | Eastern
EXCLUDE | TN | TN-Eastern | Tennessee Eastman Operations | 50481 | TGO7 | BIT | ST | 6 | 6 | 0 | 23738 | 87494.91 |  | Industrial CHP | Y | OP |  | Commercial/Industrial Unit |  | Eastern
EXCLUDE | TN | TN-Eastern | Tennessee Eastman Operations | 50481 | TGO8 | BIT | ST | 6 | 6 | 0 | 27164 | 100122.66 |  | Industrial CHP | Y | OP |  | Commercial/Industrial Unit |  | Eastern
EXCLUDE | TN | TN-Eastern | Tennessee Eastman Operations | 50481 | TGO9 | BIT | ST | 6 | 6 | 0 | 20158 | 74299.53 |  | Industrial CHP | Y | OP |  | Commercial/Industrial Unit |  | Eastern
EXCLUDE | FL | FL-Eastern | Clewiston Sugar House | 50482 | DGN | DFO | IC | 1 | 1 | 0 | 0 | 0 |  | Industrial CHP | N | RE | 2006 | Commercial/Industrial Unit |  | Eastern
EXCLUDE | FL | FL-Eastern | Clewiston Sugar House | 50482 | DGS | DFO | IC | 1 | 1 | 0 | 0 | 0 |  | Industrial CHP | N | RE | 2006 | Commercial/Industrial Unit |  | Eastern
EXCLUDE | FL | FL-Eastern | Clewiston Sugar House | 50482 | TG1 | AB | ST | 5 | 4.7 | 0 | 0 | 0 |  | Industrial CHP | Y | RE | 2004 | Commercial/Industrial Unit |  | Eastern
EXCLUDE | FL | FL-Eastern | Clewiston Sugar House | 50482 | TG2 | AB | ST | 3.5 | 3.3 | 0 | 0 | 0 |  | Industrial CHP | Y | RE | 2004 | Commercial/Industrial Unit |  | Eastern
EXCLUDE | FL | FL-Eastern | Clewiston Sugar House | 50482 | TG3 | AB | ST | 3.1 | 2.9 | 0 | 0 | 0 |  | Industrial CHP | Y | RE | 2007 | Commercial/Industrial Unit |  | Eastern
EXCLUDE | FL | FL-Eastern | Clewiston Sugar House | 50482 | TG4 | AB | ST | 6 | 5.6 | 0 | 0 | 0 |  | Industrial CHP | Y | RE | 2007 | Commercial/Industrial Unit |  | Eastern
EXCLUDE | FL | FL-Eastern | Clewiston Sugar House | 50482 | TG5 | AB | ST | 21.6 | 11 | 0 | 70615.78 | 584079.01 |  | Industrial CHP | Y | OS |  | Commercial/Industrial Unit |  | Eastern
EXCLUDE | FL | FL-Eastern | Clewiston Sugar House | 50482 | TG6 | AB | ST | 15 | 14 | 0 | 49038.74 | 666908.84 |  | Industrial CHP | Y | OP |  | Commercial/Industrial Unit |  | Eastern
EXCLUDE | FL | FL-Eastern | Clewiston Sugar House | 50482 | TG7 | AB | ST | 20 | 18.6 | 0 | 65384.99 | 644336.67 |  | Industrial CHP | Y | OP |  | Commercial/Industrial Unit |  | Eastern
EXCLUDE | FL | FL-Eastern | Clewiston Sugar House | 50482 | TG8 | AB | ST | 14 | 12 | 0 | 45769.49 | 597827.57 |  | Industrial CHP | Y | OP |  | Commercial/Industrial Unit |  | Eastern
EXCLUDE | FL | FL-Eastern | Bryant Sugar House | 50483 | DGE | DFO | IC | 1 | 1 | 0 | 0 | 0 |  | Industrial CHP | N | RE | 2007 | Commercial/Industrial Unit |  | Eastern
EXCLUDE | FL | FL-Eastern | Bryant Sugar House | 50483 | DGW | DFO | IC | 1 | 1 | 0 | 0 | 0 |  | Industrial CHP | N | RE | 2007 | Commercial/Industrial Unit |  | Eastern
EXCLUDE | FL | FL-Eastern | Bryant Sugar House | 50483 | TG1 | AB | ST | 2.5 | 2.3 | 0 | 0 | 0 |  | Industrial CHP | Y | RE | 2007 | Commercial/Industrial Unit |  | Eastern
EXCLUDE | FL | FL-Eastern | Bryant Sugar House | 50483 | TG2 | AB | ST | 2.5 | 2.3 | 0 | 0 | 0 |  | Industrial CHP | Y | RE | 2007 | Commercial/Industrial Unit |  | Eastern
EXCLUDE | FL | FL-Eastern | Bryant Sugar House | 50483 | TG3 | AB | ST | 3.5 | 3.3 | 0 | 0 | 0 |  | Industrial CHP | Y | RE | 2007 | Commercial/Industrial Unit |  | Eastern
EXCLUDE | FL | FL-Eastern | Bryant Sugar House | 50483 | TG4 | AB | ST | 20 | 18.6 | 0 | 0 | 0 |  | Industrial CHP | Y | RE | 2007 | Commercial/Industrial Unit |  | Eastern
EXCLUDE | CA | CA-Western | Altech III | 50485 | GEN1 | WND | WT | 21.7 | 21.7 | 0 | 34033.55 | 0 |  | IPP Non-CHP | N | OP |  | Non Combustion (NUC, WAT, WND, GEO, or SUN) |  | Western
EXCLUDE | CA | CA-Western | Altech III | 50485 | GEN2 | WND | WT | 3.4 | 3.4 | 0 | 5332.45 | 0 |  | IPP Non-CHP | N | OP |  | Non Combustion (NUC, WAT, WND, GEO, or SUN) |  | Western
EXCLUDE | LA | LA-Eastern | PPG Powerhouse A | 50487 | A1 | PUR | ST | 7.5 | 7.5 | 0 | 5462.86 | 0 |  | Industrial Non-CHP | N | OS |  | Commercial/Industrial Unit |  | Eastern
EXCLUDE | LA | LA-Eastern | PPG Powerhouse A | 50487 | A2 | PUR | ST | 7.5 | 7.5 | 0 | 5462.86 | 0 |  | Industrial Non-CHP | N | OS |  | Commercial/Industrial Unit |  | Eastern
EXCLUDE | LA | LA-Eastern | PPG Powerhouse A | 50487 | A4 | PUR | ST | 7.5 | 7.5 | 0 | 5462.86 | 0 |  | Industrial Non-CHP | N | OS |  | Commercial/Industrial Unit |  | Eastern
EXCLUDE | LA | LA-Eastern | PPG Powerhouse A | 50487 | A7 | PUR | ST | 10 | 10 | 0 | 7283.81 | 0 |  | Industrial Non-CHP | N | OP |  | Commercial/Industrial Unit |  | Eastern
EXCLUDE | LA | LA-Eastern | PPG Powerhouse A | 50487 | A9 | PUR | ST | 20 | 20 | 0 | 14567.62 | 0 |  | Industrial Non-CHP | N | OS |  | Commercial/Industrial Unit |  | Eastern
EXCLUDE | LA | LA-Eastern | PPG Riverside | 50488 | GEN1 | PUR | ST | 35 | 35 | 0 | 45496.33 | 0 |  | Industrial Non-CHP | N | OS |  | Commercial/Industrial Unit |  | Eastern
EXCLUDE | LA | LA-Eastern | PPG Riverside | 50488 | GEN2 | PUR | ST | 45 | 30 | 0 | 58495.28 | 0 |  | Industrial Non-CHP | N | OP |  | Commercial/Industrial Unit |  | Eastern
EXCLUDE | LA | LA-Eastern | PPG Riverside | 50488 | GEN3 | PUR | ST | 82 | 40 | 0 | 106591.4 | 0 |  | Industrial Non-CHP | N | OP |  | Commercial/Industrial Unit |  | Eastern
EXCLUDE | LA | LA-Eastern | PPG Powerhouse C | 50489 | C1 | NG | CC | 73.1 | 55 | 0 | 391325.53 | 301724.28 |  | Industrial CHP | Y | OP |  | Commercial/Industrial Unit |  | Eastern
EXCLUDE | LA | LA-Eastern | PPG Powerhouse C | 50489 | C2 | NG | CC | 73.1 | 55 | 0 | 391325.53 | 301724.28 |  | Industrial CHP | Y | OP |  | Commercial/Industrial Unit |  | Eastern
EXCLUDE | LA | LA-Eastern | PPG Powerhouse C | 50489 | C3 | NG | CC | 57.1 | 52 | 0 | 305672.89 | 235683.39 |  | Industrial CHP | Y | OP |  | Commercial/Industrial Unit |  | Eastern
EXCLUDE | LA | LA-Eastern | PPG Powerhouse C | 50489 | C4 | NG | CC | 77.2 | 70.6 | 0 | 413274.02 | 318647.25 |  | Industrial CHP | Y | OP |  | Commercial/Industrial Unit |  | Eastern
EXCLUDE | LA | LA-Eastern | PPG Powerhouse C | 50489 | C5 | NG | CC | 77.2 | 70.6 | 0 | 413274.02 | 318647.25 |  | Industrial CHP | Y | OP |  | Commercial/Industrial Unit |  | Eastern
EXCLUDE | LA | LA-Eastern | PPG Plant C Caustic | 50490 | TE | NG | ST | 3.4 | 2.7 | 0 | 0 | 0 |  | Industrial CHP | Y | OP |  | Commercial/Industrial Unit |  | Eastern
EXCLUDE | WV | WV-Eastern | PPG Natrium Plant | 50491 | GEN3 | BIT | ST | 7.5 | 7.5 | 140.19 | 33033.36 | 66794.5 |  | Industrial CHP | Y | OP |  | Commercial/Industrial Unit |  | Eastern
EXCLUDE | WV | WV-Eastern | PPG Natrium Plant | 50491 | GEN4 | BIT | ST | 7.5 | 7.5 | 140.19 | 2808.88 | 5679.64 |  | Industrial CHP | Y | SB |  | Commercial/Industrial Unit |  | Eastern
EXCLUDE | WV | WV-Eastern | PPG Natrium Plant | 50491 | GEN6 | BIT | ST | 26 | 26 | 485.99 | 185465.62 | 375017.38 |  | Industrial CHP | Y | OP |  | Commercial/Industrial Unit |  | Eastern
EXCLUDE | WV | WV-Eastern | PPG Natrium Plant | 50491 | GEN7 | BIT | ST | 82 | 82 | 1532.73 | 192369.22 | 388976.68 |  | Industrial CHP | Y | OP |  | Commercial/Industrial Unit |  | Eastern
EXCLUDE | CA | CA-Western | Gas Utilization Facility | 50492 | 1 | OBG | IC | 2.3 | 2.3 | 0 | 0 | 0 |  | Commercial CHP | Y | OP |  | Commercial/Industrial Unit |  | Western
EXCLUDE | CA | CA-Western | Gas Utilization Facility | 50492 | 2 | OBG | IC | 2.3 | 2.3 | 0 | 0 | 0 |  | Commercial CHP | Y | OP |  | Commercial/Industrial Unit |  | Western
EXCLUDE | CA | CA-Western | Gas Utilization Facility | 50492 | 3 | WAT | HY | 1.5 | 1 | 0 | 2281 | 0 |  | Commercial CHP | N | OP |  | Commercial/Industrial Unit |  | Western
EXCLUDE | CA | CA-Western | Double C | 50493 | DC1 | NG | GT | 24.9 | 23 | 0 | 6055 | 3718.96 |  | IPP CHP | Y | OP |  | Simple cycle unit |  | Western
EXCLUDE | CA | CA-Western | Double C | 50493 | DC2 | NG | GT | 24.9 | 23 | 0 | 6055 | 3718.96 |  | IPP CHP | Y | OP |  | Simple cycle unit |  | Western
EXCLUDE | CA | CA-Western | Kern Front | 50494 | KF1 | NG | GT | 24.9 | 23 | 0 | 5123 | 3157.9 |  | IPP CHP | Y | OP |  | Simple cycle unit |  | Western
EXCLUDE | CA | CA-Western | Kern Front | 50494 | KF2 | NG | GT | 24.9 | 23 | 0 | 5123 | 3157.9 |  | IPP CHP | Y | OP |  | Simple cycle unit |  | Western
EXCLUDE | CA | CA-Western | High Sierra | 50495 | HS1 | NG | GT | 24.9 | 23 | 0 | 6762 | 4168.22 |  | IPP CHP | Y | OP |  | Simple cycle unit |  | Western
EXCLUDE | CA | CA-Western | High Sierra | 50495 | HS2 | NG | GT | 24.9 | 23 | 0 | 6762 | 4168.22 |  | IPP CHP | Y | OP |  | Simple cycle unit |  | Western
NGCC | NJ | NJ-Eastern | Bayonne Plant Holding LLC | 50497 | GTG1 | NG | CC | 43.4 | 39.5 | 580 | 128981.59 | 70714.05 |  | IPP CHP | Y | OP |  |  |  | Eastern
NGCC | NJ | NJ-Eastern | Bayonne Plant Holding LLC | 50497 | GTG2 | NG | CC | 43.4 | 39.5 | 580 | 128981.59 | 70714.05 |  | IPP CHP | Y | OP |  |  |  | Eastern
NGCC | NJ | NJ-Eastern | Bayonne Plant Holding LLC | 50497 | GTG3 | NG | CC | 43.4 | 39.5 | 580 | 128981.59 | 70714.05 |  | IPP CHP | Y | OP |  |  |  | Eastern
NGCC | NJ | NJ-Eastern | Bayonne Plant Holding LLC | 50497 | STG1 | NG | CC | 61.4 | 39.5 | 580 | 182476.26 | 100042.46 |  | IPP CHP | Y | OP |  |  |  | Eastern
NGCC | CT | CT-Eastern | Capital District Energy Center | 50498 | GTG | NG | CC | 44.1 | 31.9 | 739 | 13866.42 | 8330.06 |  | IPP CHP | Y | SB |  |  |  | Eastern
NGCC | CT | CT-Eastern | Capital District Energy Center | 50498 | STG | NG | CC | 34.1 | 23.3 | 739 | 10722.11 | 6441.16 |  | IPP CHP | Y | SB |  |  |  | Eastern
EXCLUDE | NC | NC-Eastern | PCS Phosphate | 50509 | GEN1 | OTH | ST | 50.4 | 54 | 0 | 311034 | 0 |  | Industrial CHP | Y | OP |  | Commercial/Industrial Unit |  | Eastern
EXCLUDE | FL | FL-Eastern | Mosaic Co Mulberry Facility | 50510 | CGN1 | OTH | ST | 21 | 19.5 | 0 | 0 | 0 |  | Industrial CHP | Y | RE | 2008 | Commercial/Industrial Unit |  | Eastern
EXCLUDE | NY | NY-Eastern | Glen Park Hydroelectric Project | 50512 | GEN1 | WAT | HY | 14.5 | 14.5 | 0 | 51702.29 | 0 |  | IPP Non-CHP | N | OP |  | Non Combustion (NUC, WAT, WND, GEO, or SUN) |  | Eastern
EXCLUDE | NY | NY-Eastern | Glen Park Hydroelectric Project | 50512 | GEN2 | WAT | HY | 14.5 | 14.5 | 0 | 51702.29 | 0 |  | IPP Non-CHP | N | OP |  | Non Combustion (NUC, WAT, WND, GEO, or SUN) |  | Eastern
EXCLUDE | NY | NY-Eastern | Glen Park Hydroelectric Project | 50512 | GEN3 | WAT | HY | 3.6 | 3.6 | 0 | 12836.43 | 0 |  | IPP Non-CHP | N | OP |  | Non Combustion (NUC, WAT, WND, GEO, or SUN) |  | Eastern
EXCLUDE | NY | NY-Eastern | Stillwater Reservoir Hydro | 50513 | GEN1 | WAT | HY | 1.8 | 2.5 | 0 | 4145 | 0 |  | IPP Non-CHP | N | OP |  | Non Combustion (NUC, WAT, WND, GEO, or SUN) |  | Eastern
EXCLUDE | NY | NY-Eastern | Fort Miller Hydroelectric Facility | 50514 | GEN1 | WAT | HY | 2.5 | 2.5 | 0 | 10386 | 0 |  | IPP Non-CHP | N | OP |  | Non Combustion (NUC, WAT, WND, GEO, or SUN) |  | Eastern
EXCLUDE | NY | NY-Eastern | Fort Miller Hydroelectric Facility | 50514 | GEN2 | WAT | HY | 2.5 | 2.5 | 0 | 10386 | 0 |  | IPP Non-CHP | N | OP |  | Non Combustion (NUC, WAT, WND, GEO, or SUN) |  | Eastern
EXCLUDE | CA | CA-Western | Equilon Los Angeles Refining | 50530 | GEN1 | OG | GT | 30 | 25 | 0 | 195587.91 | 148370.94 |  | Industrial CHP | Y | OP |  | Commercial/Industrial Unit |  | Western
EXCLUDE | CA | CA-Western | Equilon Los Angeles Refining | 50530 | GEN2 | OG | GT | 30 | 25 | 0 | 195587.91 | 148370.94 |  | Industrial CHP | Y | OP |  | Commercial/Industrial Unit |  | Western
EXCLUDE | CA | CA-Western | Equilon Los Angeles Refining | 50530 | GEN3 | OG | ST | 23 | 15 | 0 | 96517.91 | 57660.68 |  | Industrial CHP | Y | OP |  | Commercial/Industrial Unit |  | Western
EXCLUDE | CA | CA-Western | Victory Garden (Tehachapi) | 50532 | WGNS | WND | WT | 17.6 | 17.6 | 0 | 0 | 0 |  | IPP Non-CHP | N | OP |  | Non Combustion (NUC, WAT, WND, GEO, or SUN) |  | Western
EXCLUDE | CA | CA-Western | Painted Hills | 50533 | WGNS | WND | WT | 19 | 19 | 0 | 30473 | 0 |  | IPP Non-CHP | N | OP |  | Non Combustion (NUC, WAT, WND, GEO, or SUN) |  | Western
EXCLUDE | CA | CA-Western | Santa Clara (85C) | 50534 | WGNS | WND | WT | 18 | 18 | 0 | 0 | 0 |  | IPP Non-CHP | N | OP |  | Non Combustion (NUC, WAT, WND, GEO, or SUN) |  | Western
EXCLUDE | CA | CA-Western | Mesa Wind Power Corp | 50535 | WGNS | WND | WT | 29.9 | 29.9 | 0 | 44332 | 0 |  | IPP Non-CHP | N | OP |  | Non Combustion (NUC, WAT, WND, GEO, or SUN) |  | Western
EXCLUDE | CA | CA-Western | Sky River LLC | 50536 | WGNS | WND | WT | 76.9 | 76.9 | 0 | 110279 | 0 |  | IPP Non-CHP | N | OP |  | Non Combustion (NUC, WAT, WND, GEO, or SUN) |  | Western
EXCLUDE | CA | CA-Western | SRI International Cogen Project | 50537 | GEN1 | NG | GT | 6 | 5.6 | 0 | 31841 | 29365.1 |  | Commercial CHP | Y | OP |  | Commercial/Industrial Unit |  | Western
EXCLUDE | VT | VT-Eastern | Boltonville Hydro Associates | 50539 | 1 | WAT | HY | 0.5 | 0.5 | 0 | 1713.64 | 0 |  | IPP Non-CHP | N | OP |  | State not covered under final 111(d) |  | Eastern
EXCLUDE | VT | VT-Eastern | Boltonville Hydro Associates | 50539 | 2 | WAT | HY | 0.3 | 0.3 | 0 | 1028.18 | 0 |  | IPP Non-CHP | N | OP |  | State not covered under final 111(d) |  | Eastern
EXCLUDE | VT | VT-Eastern | Boltonville Hydro Associates | 50539 | 3 | WAT | HY | 0.3 | 0.3 | 0 | 1028.18 | 0 |  | IPP Non-CHP | N | OP |  | State not covered under final 111(d) |  | Eastern
EXCLUDE | CA | CA-Western | BP Carson Refinery | 50540 | GEN1 | OG | OT | 12 | 6.5 | 0 | 0 | 0 |  | Industrial Non-CHP | N | SB |  | Commercial/Industrial Unit |  | Western
EXCLUDE | CA | CA-Western | BP Carson Refinery | 50540 | GEN2 | NG | ST | 1.5 | 1.5 | 0 | 0 | 0 |  | Industrial Non-CHP | N | OS |  | Commercial/Industrial Unit |  | Western
NGCC | CA | CA-Western | Harbor Cogen | 50541 | GEN1 | NG | CC | 82.3 | 80.8 | 0 | 23332.13 | 15114.08 |  | IPP Non-CHP | N | OP |  |  |  | Western
NGCC | CA | CA-Western | Harbor Cogen | 50541 | ST1 | NG | CC | 13.6 | 9.9 | 0 | 3855.61 | 2497.59 | 1 | IPP Non-CHP | N | OP |  |  |  | Western
NGCC | CA | CA-Western | Harbor Cogen | 50541 | ST2 | NG | CC | 11.5 | 11 | 0 | 3260.26 | 2111.93 | 1 | IPP Non-CHP | N | OP |  |  |  | Western
EXCLUDE | WA | WA-Western | Port Townsend Paper | 50544 | GEN2 | BLQ | ST | 3 | 3 | 0 | 0 | 0 |  | Industrial CHP | Y | RE | 2009 | Commercial/Industrial Unit |  | Western
EXCLUDE | WA | WA-Western | Port Townsend Paper | 50544 | GEN4 | BLQ | ST | 3 | 3 | 0 | 10028.86 | 196536.67 |  | Industrial CHP | Y | SB |  | Commercial/Industrial Unit |  | Western
EXCLUDE | WA | WA-Western | Port Townsend Paper | 50544 | GEN6 | BLQ | ST | 7.5 | 7.5 | 0 | 35101 | 687878.36 |  | Industrial CHP | Y | OP |  | Commercial/Industrial Unit |  | Western
EXCLUDE | WA | WA-Western | Port Townsend Paper | 50544 | HDRO | WAT | HY | 0.4 | 0.3 | 0 | 1475 | 0 |  | Industrial CHP | N | OP |  | Commercial/Industrial Unit |  | Western
EXCLUDE | MA | MA-Eastern | Lawrence Hydroelectric Associates | 50545 | GEN1 | WAT | HY | 7.4 | 7 | 0 | 39067 | 0 |  | IPP Non-CHP | N | OP |  | Non Combustion (NUC, WAT, WND, GEO, or SUN) |  | Eastern
EXCLUDE | MA | MA-Eastern | Lawrence Hydroelectric Associates | 50545 | GEN2 | WAT | HY | 7.4 | 7 | 0 | 39067 | 0 |  | IPP Non-CHP | N | OP |  | Non Combustion (NUC, WAT, WND, GEO, or SUN) |  | Eastern
EXCLUDE | CA | CA-Western | Bowman | 50546 | GEN1 | WAT | HY | 3.6 | 3.6 | 0 | 14149 | 0 |  | IPP Non-CHP | N | OP |  | Non Combustion (NUC, WAT, WND, GEO, or SUN) |  | Western
EXCLUDE | CA | CA-Western | Cabazon Wind Farm | 50552 | WGNS | WND | WT | 39.7 | 39.7 | 0 | 71929 | 0 |  | IPP Non-CHP | N | OP |  | Non Combustion (NUC, WAT, WND, GEO, or SUN) |  | Western
EXCLUDE | CA | CA-Western | Edom Hills Project 1 LLC | 50553 | 1 | WND | WT | 21.1 | 20 | 0 | 44665 | 0 |  | IPP Non-CHP | N | OP |  | Non Combustion (NUC, WAT, WND, GEO, or SUN) |  | Western
EXCLUDE | CA | CA-Western | Edom Hills Project 1 LLC | 50553 | WGNS | WND | WT | 11 | 6.5 | 0 | 0 | 0 |  | IPP Non-CHP | N | RE | 2007 | Retired prior to 2012 |  | Western
NGCC | NC | NC-Eastern | Rosemary Power Station | 50555 | GEN1 | NG | CC | 86 | 75 | 1136 | 42978.98 | 22584.61 |  | Electric Utility | N | OP |  |  |  | Eastern
NGCC | NC | NC-Eastern | Rosemary Power Station | 50555 | GEN2 | NG | CC | 40 | 36 | 541 | 19990.22 | 10504.47 |  | Electric Utility | N | OP |  |  |  | Eastern
NGCC | NC | NC-Eastern | Rosemary Power Station | 50555 | GEN3 | NG | CC | 54 | 54 | 1136 | 26986.8 | 14181.03 |  | Electric Utility | N | OP |  |  |  | Eastern
NGCC | OK | OK-Eastern | PowerSmith Cogeneration Project | 50558 | GT01 | NG | CC | 72.5 | 67.3 | 0 | 135006.37 | 66083.49 |  | IPP CHP | Y | OP |  |  |  | Eastern
NGCC | OK | OK-Eastern | PowerSmith Cogeneration Project | 50558 | ST01 | NG | CC | 49.9 | 44.1 | 0 | 92921.63 | 45483.67 |  | IPP CHP | Y | OP |  |  |  | Eastern
EXCLUDE | CA | CA-Western | Pacific-Ultrapower Chinese Station | 50560 | GEN1 | WDS | ST | 25 | 19.8 | 0 | 143892 | 192507.63 |  | IPP Non-CHP | N | OP |  | Non-Fossil Fuel Type (Less than 10% Fossil Fuel) |  | Western
NGCC | NJ | NJ-Eastern | Eagle Point Power Generation | 50561 | GTG1 | NG | CC | 90 | 75 | 1675 | 36812.4 | 21883.73 |  | IPP Non-CHP | N | OP |  |  |  | Eastern
NGCC | NJ | NJ-Eastern | Eagle Point Power Generation | 50561 | GTG2 | NG | CC | 90 | 75 | 1576 | 36812.4 | 21883.73 |  | IPP Non-CHP | N | OP |  |  |  | Eastern
NGCC | NJ | NJ-Eastern | Eagle Point Power Generation | 50561 | STG1 | NG | CC | 45 | 45 | 1675 | 18406.2 | 10941.87 |  | IPP Non-CHP | N | OP |  |  |  | Eastern
EXCLUDE | IL | IL-Eastern | Settlers Hill Gas Recovery | 50563 | GEN1 | LFG | GT | 3 | 2.9 | 0 | 21116 | 21151.48 |  | IPP Non-CHP | N | OP |  | Non-Fossil Fuel Type (Less than 10% Fossil Fuel) |  | Eastern
EXCLUDE | IL | IL-Eastern | Settlers Hill Gas Recovery | 50563 | GEN2 | LFG | GT | 3 | 2.9 | 0 | 21116 | 21151.48 |  | IPP Non-CHP | N | OP |  | Non-Fossil Fuel Type (Less than 10% Fossil Fuel) |  | Eastern
EXCLUDE | CT | CT-Eastern | New Milford Gas Recovery | 50564 | GEN1 | LFG | GT | 3 | 2.9 | 0 | 0 | 0 |  | IPP Non-CHP | N | RE | 2007 | Retired prior to 2012 |  | Eastern
EXCLUDE | CT | CT-Eastern | New Milford Gas Recovery | 50564 | GEN2 | LFG | IC | 0.8 | 0.8 | 0 | 0 | 0 |  | IPP Non-CHP | N | OP |  | Non-Fossil Fuel Type (Less than 10% Fossil Fuel) |  | Eastern
EXCLUDE | CT | CT-Eastern | New Milford Gas Recovery | 50564 | GEN3 | LFG | IC | 0.8 | 0.8 | 0 | 0 | 0 |  | IPP Non-CHP | N | OP |  | Non-Fossil Fuel Type (Less than 10% Fossil Fuel) |  | Eastern
EXCLUDE | CT | CT-Eastern | New Milford Gas Recovery | 50564 | GEN4 | LFG | IC | 0.8 | 0.8 | 0 | 0 | 0 |  | IPP Non-CHP | N | OP | 2013 | Non-Fossil Fuel Type (Less than 10% Fossil Fuel) |  | Eastern
EXCLUDE | NY | NY-Eastern | Monroe Livingston Gas Recovery | 50565 | GEN1 | LFG | IC | 0.8 | 0.8 | 0 | 0 | 0 |  | IPP Non-CHP | N | OP |  | Non-Fossil Fuel Type (Less than 10% Fossil Fuel) |  | Eastern
EXCLUDE | NY | NY-Eastern | Monroe Livingston Gas Recovery | 50565 | GEN2 | LFG | IC | 0.8 | 0.8 | 0 | 0 | 0 |  | IPP Non-CHP | N | OP | 2013 | Non-Fossil Fuel Type (Less than 10% Fossil Fuel) |  | Eastern
EXCLUDE | NY | NY-Eastern | Monroe Livingston Gas Recovery | 50565 | GEN3 | LFG | IC | 0.8 | 0.8 | 0 | 0 | 0 |  | IPP Non-CHP | N | RE | 2009 | Retired prior to 2012 |  | Eastern
EXCLUDE | IL | IL-Eastern | Milam Gas Recovery | 50566 | GEN1 | LFG | IC | 0.8 | 0.8 | 0 | 0 | 0 |  | IPP Non-CHP | N | OP |  | Non-Fossil Fuel Type (Less than 10% Fossil Fuel) |  | Eastern
EXCLUDE | IL | IL-Eastern | Milam Gas Recovery | 50566 | GEN2 | LFG | IC | 0.8 | 0.8 | 0 | 0 | 0 |  | IPP Non-CHP | N | OP |  | Non-Fossil Fuel Type (Less than 10% Fossil Fuel) |  | Eastern
EXCLUDE | IL | IL-Eastern | Milam Gas Recovery | 50566 | GEN3 | LFG | IC | 0.8 | 0.8 | 0 | 0 | 0 |  | IPP Non-CHP | N | OP |  | Non-Fossil Fuel Type (Less than 10% Fossil Fuel) |  | Eastern
EXCLUDE | NY | NY-Eastern | High Acres Gas Recovery | 50568 | GEN1 | LFG | IC | 0.8 | 0.8 | 0 | 0 | 0 |  | IPP Non-CHP | N | OP |  | Non-Fossil Fuel Type (Less than 10% Fossil Fuel) |  | Eastern
EXCLUDE | NY | NY-Eastern | High Acres Gas Recovery | 50568 | GEN2 | LFG | IC | 0.8 | 0.8 | 0 | 0 | 0 |  | IPP Non-CHP | N | OP |  | Non-Fossil Fuel Type (Less than 10% Fossil Fuel) |  | Eastern
EXCLUDE | NY | NY-Eastern | High Acres Gas Recovery | 50568 | GEN3 | LFG | IC | 0.8 | 0.8 | 0 | 0 | 0 |  | IPP Non-CHP | N | OP |  | Non-Fossil Fuel Type (Less than 10% Fossil Fuel) |  | Eastern
EXCLUDE | NY | NY-Eastern | High Acres Gas Recovery | 50568 | GEN4 | LFG | IC | 0.8 | 0.8 | 0 | 0 | 0 |  | IPP Non-CHP | N | OP |  | Non-Fossil Fuel Type (Less than 10% Fossil Fuel) |  | Eastern
EXCLUDE | NY | NY-Eastern | High Acres Gas Recovery | 50568 | GEN5 | LFG | IC | 1.6 | 1.6 | 0 | 0 | 0 |  | IPP Non-CHP | N | OP |  | Non-Fossil Fuel Type (Less than 10% Fossil Fuel) |  | Eastern
EXCLUDE | NY | NY-Eastern | High Acres Gas Recovery | 50568 | GEN6 | LFG | IC | 1.6 | 1.6 | 0 | 0 | 0 |  | IPP Non-CHP | N | OP |  | Non-Fossil Fuel Type (Less than 10% Fossil Fuel) |  | Eastern
EXCLUDE | NY | NY-Eastern | High Acres Gas Recovery | 50568 | GEN7 | LFG | IC | 1.6 | 1.6 | 0 | 0 | 0 |  | IPP Non-CHP | N | OP |  | Non-Fossil Fuel Type (Less than 10% Fossil Fuel) |  | Eastern
EXCLUDE | NY | NY-Eastern | High Acres Gas Recovery | 50568 | GEN8 | LFG | IC | 1.6 | 1.6 | 0 | 0 | 0 |  | IPP Non-CHP | N | OP |  | Non-Fossil Fuel Type (Less than 10% Fossil Fuel) |  | Eastern
EXCLUDE | TX | TX-ERCOT | DFW Gas Recovery | 50569 | GEN1 | LFG | GT | 3 | 2.9 | 0 | 16171 | 16633.23 |  | IPP Non-CHP | N | OP |  | Non-Fossil Fuel Type (Less than 10% Fossil Fuel) |  | ERCOT
EXCLUDE | TX | TX-ERCOT | DFW Gas Recovery | 50569 | GEN2 | LFG | GT | 3 | 2.9 | 0 | 16171 | 16633.23 |  | IPP Non-CHP | N | OP |  | Non-Fossil Fuel Type (Less than 10% Fossil Fuel) |  | ERCOT
EXCLUDE | TX | TX-ERCOT | DFW Gas Recovery | 50569 | GEN3 | LFG | IC | 1.6 | 1.6 | 0 | 0 | 0 |  | IPP Non-CHP | N | OP |  | Non-Fossil Fuel Type (Less than 10% Fossil Fuel) |  | ERCOT
EXCLUDE | TX | TX-ERCOT | DFW Gas Recovery | 50569 | GEN4 | LFG | IC | 1.6 | 1.6 | 0 | 0 | 0 |  | IPP Non-CHP | N | OP |  | Non-Fossil Fuel Type (Less than 10% Fossil Fuel) |  | ERCOT
EXCLUDE | TX | TX-ERCOT | DFW Gas Recovery | 50569 | GEN5 | LFG | IC | 1.6 | 1.6 | 0 | 0 | 0 |  | IPP Non-CHP | N | OP |  | Non-Fossil Fuel Type (Less than 10% Fossil Fuel) |  | ERCOT
EXCLUDE | TX | TX-ERCOT | DFW Gas Recovery | 50569 | GEN6 | LFG | IC | 1.6 | 1.6 | 0 | 0 | 0 |  | IPP Non-CHP | N | OP |  | Non-Fossil Fuel Type (Less than 10% Fossil Fuel) |  | ERCOT
EXCLUDE | TN | TN-Eastern | Chestnut Ridge Gas Recovery | 50570 | GEN1 | LFG | IC | 0.8 | 0.8 | 0 | 0 | 0 |  | IPP Non-CHP | N | OP |  | Non-Fossil Fuel Type (Less than 10% Fossil Fuel) |  | Eastern
EXCLUDE | TN | TN-Eastern | Chestnut Ridge Gas Recovery | 50570 | GEN2 | LFG | IC | 0.8 | 0.8 | 0 | 0 | 0 |  | IPP Non-CHP | N | OP |  | Non-Fossil Fuel Type (Less than 10% Fossil Fuel) |  | Eastern
EXCLUDE | TN | TN-Eastern | Chestnut Ridge Gas Recovery | 50570 | GEN3 | LFG | IC | 0.8 | 0.8 | 0 | 0 | 0 |  | IPP Non-CHP | N | OP |  | Non-Fossil Fuel Type (Less than 10% Fossil Fuel) |  | Eastern
EXCLUDE | TN | TN-Eastern | Chestnut Ridge Gas Recovery | 50570 | GEN4 | LFG | IC | 0.8 | 0.8 | 0 | 0 | 0 |  | IPP Non-CHP | N | OP |  | Non-Fossil Fuel Type (Less than 10% Fossil Fuel) |  | Eastern
EXCLUDE | TN | TN-Eastern | Chestnut Ridge Gas Recovery | 50570 | GEN5 | LFG | IC | 1.6 | 1.6 | 0 | 0 | 0 |  | IPP Non-CHP | N | OP |  | Non-Fossil Fuel Type (Less than 10% Fossil Fuel) |  | Eastern
EXCLUDE | CA | CA-Western | Altamont Gas Recovery | 50571 | GEN1 | LFG | GT | 3 | 2.9 | 0 | 20123.5 | 20833.78 |  | IPP Non-CHP | N | OP |  | Non-Fossil Fuel Type (Less than 10% Fossil Fuel) |  | Western
EXCLUDE | CA | CA-Western | Altamont Gas Recovery | 50571 | GEN2 | LFG | GT | 3 | 2.9 | 0 | 20123.5 | 20833.78 |  | IPP Non-CHP | N | OP |  | Non-Fossil Fuel Type (Less than 10% Fossil Fuel) |  | Western
EXCLUDE | CA | CA-Western | Altamont Gas Recovery | 50571 | GEN3 | LFG | IC | 1.3 | 1.3 | 0 | 0 | 0 |  | IPP Non-CHP | N | OP |  | Non-Fossil Fuel Type (Less than 10% Fossil Fuel) |  | Western
EXCLUDE | CA | CA-Western | Altamont Gas Recovery | 50571 | GEN4 | LFG | IC | 1.3 | 1.3 | 0 | 0 | 0 |  | IPP Non-CHP | N | OP |  | Non-Fossil Fuel Type (Less than 10% Fossil Fuel) |  | Western
EXCLUDE | FL | FL-Eastern | CSL Gas Recovery | 50572 | GEN1 | LFG | CC | 3 | 2.9 | 0 | 12935.36 | 10984.64 |  | IPP Non-CHP | N | OP |  | Non-Fossil Fuel Type (Less than 10% Fossil Fuel) |  | Eastern
EXCLUDE | FL | FL-Eastern | CSL Gas Recovery | 50572 | GEN2 | LFG | CC | 3 | 2.9 | 0 | 12935.36 | 10984.64 |  | IPP Non-CHP | N | OP |  | Non-Fossil Fuel Type (Less than 10% Fossil Fuel) |  | Eastern
EXCLUDE | FL | FL-Eastern | CSL Gas Recovery | 50572 | GEN3 | LFG | CC | 3 | 2.9 | 0 | 12935.36 | 10984.64 |  | IPP Non-CHP | N | OP |  | Non-Fossil Fuel Type (Less than 10% Fossil Fuel) |  | Eastern
EXCLUDE | FL | FL-Eastern | CSL Gas Recovery | 50572 | GEN4 | LFG | CC | 2.2 | 2.2 | 0 | 9485.93 | 8055.4 |  | IPP Non-CHP | N | OP |  | Non-Fossil Fuel Type (Less than 10% Fossil Fuel) |  | Eastern
EXCLUDE | IL | IL-Eastern | CID Gas Recovery | 50573 | GEN1 | LFG | GT | 3 | 2.9 | 0 | 0 | 0 |  | IPP Non-CHP | N | RE | 2011 | Retired prior to 2012 |  | Eastern
EXCLUDE | IL | IL-Eastern | CID Gas Recovery | 50573 | GEN2 | LFG | GT | 3 | 2.9 | 0 | 17799 | 19691.11 |  | IPP Non-CHP | N | OP |  | Non-Fossil Fuel Type (Less than 10% Fossil Fuel) |  | Eastern
EXCLUDE | IL | IL-Eastern | Lake Gas Recovery | 50575 | GEN1 | LFG | GT | 3 | 2.9 | 0 | 0 | 0 |  | IPP Non-CHP | N | RE | 2008 | Retired prior to 2012 |  | Eastern
EXCLUDE | IL | IL-Eastern | Lake Gas Recovery | 50575 | GEN2 | LFG | GT | 3 | 2.9 | 0 | 11640 | 13946.41 |  | IPP Non-CHP | N | OP | 2013 | Non-Fossil Fuel Type (Less than 10% Fossil Fuel) |  | Eastern
EXCLUDE | IL | IL-Eastern | Lake Gas Recovery | 50575 | GEN3 | LFG | GT | 3 | 2.9 | 0 | 11640 | 13946.41 |  | IPP Non-CHP | N | OP | 2013 | Non-Fossil Fuel Type (Less than 10% Fossil Fuel) |  | Eastern
EXCLUDE | WI | WI-Eastern | Metro Gas Recovery | 50576 | GEN1 | LFG | GT | 3 | 2.9 | 0 | 9493.5 | 12005.08 |  | IPP Non-CHP | N | OP |  | Non-Fossil Fuel Type (Less than 10% Fossil Fuel) |  | Eastern
EXCLUDE | WI | WI-Eastern | Metro Gas Recovery | 50576 | GEN2 | LFG | GT | 3 | 2.9 | 0 | 9493.5 | 12005.08 |  | IPP Non-CHP | N | OP |  | Non-Fossil Fuel Type (Less than 10% Fossil Fuel) |  | Eastern
EXCLUDE | WI | WI-Eastern | Metro Gas Recovery | 50576 | GEN3 | LFG | IC | 0.8 | 0.8 | 0 | 0 | 0 |  | IPP Non-CHP | N | OP |  | Non-Fossil Fuel Type (Less than 10% Fossil Fuel) |  | Eastern
EXCLUDE | WI | WI-Eastern | Metro Gas Recovery | 50576 | GEN4 | LFG | IC | 0.8 | 0.8 | 0 | 0 | 0 |  | IPP Non-CHP | N | OP |  | Non-Fossil Fuel Type (Less than 10% Fossil Fuel) |  | Eastern
EXCLUDE | WI | WI-Eastern | Metro Gas Recovery | 50576 | GEN5 | LFG | IC | 0.8 | 0.8 | 0 | 0 | 0 |  | IPP Non-CHP | N | OP |  | Non-Fossil Fuel Type (Less than 10% Fossil Fuel) |  | Eastern
EXCLUDE | WI | WI-Eastern | Metro Gas Recovery | 50576 | GEN6 | LFG | IC | 0.8 | 0.8 | 0 | 0 | 0 |  | IPP Non-CHP | N | OP |  | Non-Fossil Fuel Type (Less than 10% Fossil Fuel) |  | Eastern
EXCLUDE | WI | WI-Eastern | Omega Hills Gas Recovery | 50577 | GEN1 | LFG | GT | 3 | 2.9 | 0 | 21948.57 | 22309.34 |  | IPP Non-CHP | N | OP |  | Non-Fossil Fuel Type (Less than 10% Fossil Fuel) |  | Eastern
EXCLUDE | WI | WI-Eastern | Omega Hills Gas Recovery | 50577 | GEN2 | LFG | GT | 3 | 2.9 | 0 | 21948.57 | 22309.34 |  | IPP Non-CHP | N | OP |  | Non-Fossil Fuel Type (Less than 10% Fossil Fuel) |  | Eastern
EXCLUDE | WI | WI-Eastern | Omega Hills Gas Recovery | 50577 | GEN3 | LFG | GT | 3.3 | 3 | 0 | 24143.43 | 24540.27 |  | IPP Non-CHP | N | OP |  | Non-Fossil Fuel Type (Less than 10% Fossil Fuel) |  | Eastern
EXCLUDE | WI | WI-Eastern | Omega Hills Gas Recovery | 50577 | GEN4 | LFG | IC | 1.1 | 1.1 | 0 | 0 | 0 |  | IPP Non-CHP | N | RE | 2001 | Retired prior to 2012 |  | Eastern
EXCLUDE | WI | WI-Eastern | Omega Hills Gas Recovery | 50577 | GEN5 | LFG | GT | 3.3 | 2.9 | 0 | 24143.43 | 24540.27 |  | IPP Non-CHP | N | OP |  | Non-Fossil Fuel Type (Less than 10% Fossil Fuel) |  | Eastern
EXCLUDE | PA | PA-Eastern | Stowe Power Production Plant | 50578 | GEN1 | LFG | GT | 3 | 2.9 | 0 | 0 | 0 |  | IPP Non-CHP | N | RE | 2010 | Retired prior to 2012 |  | Eastern
EXCLUDE | PA | PA-Eastern | Stowe Power Production Plant | 50578 | GEN2 | LFG | GT | 3 | 2.9 | 0 | 14125 | 16934.81 |  | IPP Non-CHP | N | OP |  | Non-Fossil Fuel Type (Less than 10% Fossil Fuel) |  | Eastern
EXCLUDE | CA | CA-Western | Saint Johns Health Center | 50610 | 01 | NG | GT | 1.1 | 1 | 0 | 0 | 7091.18 |  | Commercial CHP | Y | OP |  | Commercial/Industrial Unit |  | Western
COALST | PA | PA-Eastern | Westwood Generation LLC | 50611 | GEN1 | WC | ST | 36 | 30 | 615 | 201267 | 369071.09 |  | IPP Non-CHP | N | OP |  |  |  | Eastern
EXCLUDE | CA | CA-Western | McKittrick Cogen | 50612 | GEN1 | NG | GT | 46 | 46 | 0 | 137657 | 73592.15 |  | IPP CHP | Y | OP |  | Simple cycle unit |  | Western
EXCLUDE | WI | WI-Eastern | Mosinee Paper | 50614 | GEN1 | BLQ | ST | 15 | 13 | 0 | 87500 | 393151.22 |  | Industrial CHP | Y | OP |  | Commercial/Industrial Unit |  | Eastern
EXCLUDE | WI | WI-Eastern | Mosinee Paper | 50614 | HYD1 | WAT | HY | 2.2 | 2 | 0 | 11697.53 | 0 |  | Industrial CHP | N | OP |  | Commercial/Industrial Unit |  | Eastern
EXCLUDE | WI | WI-Eastern | Mosinee Paper | 50614 | HYD2 | WAT | HY | 0.6 | 0.7 | 0 | 3190.24 | 0 |  | Industrial CHP | N | OP |  | Commercial/Industrial Unit |  | Eastern
EXCLUDE | WI | WI-Eastern | Mosinee Paper | 50614 | HYD3 | WAT | HY | 0.6 | 0.7 | 0 | 3190.24 | 0 |  | Industrial CHP | N | OP |  | Commercial/Industrial Unit |  | Eastern
EXCLUDE | WI | WI-Eastern | Mosinee Paper | 50614 | WEST | BLQ | ST | 5 | 5 | 0 | 26210 | 117765.64 |  | Industrial CHP | Y | OP |  | Commercial/Industrial Unit |  | Eastern
EXCLUDE | TX | TX-ERCOT | TXU Sweetwater Generating Plant | 50615 | GT01 | NG | CC | 45 | 41 | 0 | 0 | 0 |  | IPP CHP | Y | RE | 2009 | Retired prior to 2012 |  | ERCOT
EXCLUDE | TX | TX-ERCOT | TXU Sweetwater Generating Plant | 50615 | GT02 | NG | CC | 99 | 86 | 0 | 0 | 0 |  | IPP CHP | Y | RE | 2009 | Retired prior to 2012 |  | ERCOT
EXCLUDE | TX | TX-ERCOT | TXU Sweetwater Generating Plant | 50615 | GT03 | NG | CC | 99 | 86 | 0 | 0 | 0 |  | IPP CHP | Y | RE | 2009 | Retired prior to 2012 |  | ERCOT
EXCLUDE | TX | TX-ERCOT | TXU Sweetwater Generating Plant | 50615 | STG1 | NG | CC | 101 | 76 | 0 | 0 | 0 |  | IPP CHP | Y | RE | 2009 | Retired prior to 2012 |  | ERCOT
EXCLUDE | WI | WI-Eastern | Flambeau River Papers | 50620 | GEN1 | WDS | ST | 5.7 | 4.7 | 0 | 27528 | 167593.31 |  | Industrial CHP | Y | OP |  | Commercial/Industrial Unit |  | Eastern
EXCLUDE | RI | RI-Eastern | Central Power Plant | 50621 | GEN1 | RFO | ST | 0.7 | 0.7 | 0 | 0 | 0 |  | Commercial CHP | Y | RE | 2004 | Commercial/Industrial Unit |  | Eastern
EXCLUDE | RI | RI-Eastern | Central Power Plant | 50621 | GEN3 | RFO | ST | 2 | 2 | 0 | 3341.5 | 32.2 |  | Commercial CHP | Y | OP |  | Commercial/Industrial Unit |  | Eastern
EXCLUDE | RI | RI-Eastern | Central Power Plant | 50621 | GEN4 | RFO | ST | 2 | 2 | 0 | 3341.5 | 32.2 |  | Commercial CHP | Y | OP |  | Commercial/Industrial Unit |  | Eastern
EXCLUDE | RI | RI-Eastern | Central Power Plant | 50621 | GEN5 | DFO | GT | 3 | 2.8 | 0 | 13702.5 | 17131.69 |  | Commercial CHP | Y | OP |  | Commercial/Industrial Unit |  | Eastern
EXCLUDE | RI | RI-Eastern | Central Power Plant | 50621 | GEN6 | DFO | GT | 3 | 2.8 | 0 | 13702.5 | 17131.69 |  | Commercial CHP | Y | OP |  | Commercial/Industrial Unit |  | Eastern
EXCLUDE | CA | CA-Western | Berry Cogen Tanne Hills 18 | 50622 | GEN1 | NG | GT | 8.8 | 7 | 0 | 62435.5 | 47504.41 |  | Industrial CHP | Y | OP |  | Commercial/Industrial Unit |  | Western
EXCLUDE | CA | CA-Western | Berry Cogen Tanne Hills 18 | 50622 | GEN2 | NG | GT | 8.8 | 7 | 0 | 62435.5 | 47504.41 |  | Industrial CHP | Y | OP |  | Commercial/Industrial Unit |  | Western
EXCLUDE | CA | CA-Western | Gaviota Oil Plant | 50623 | GENA | NG | GT | 3.5 | 3 | 0 | 1030.5 | 3315.17 |  | Industrial CHP | Y | OS |  | Commercial/Industrial Unit |  | Western
EXCLUDE | CA | CA-Western | Gaviota Oil Plant | 50623 | GENB | NG | GT | 3.5 | 3 | 0 | 1030.5 | 3315.17 |  | Industrial CHP | Y | OP |  | Commercial/Industrial Unit |  | Western
EXCLUDE | CA | CA-Western | Gaviota Oil Plant | 50623 | GENC | NG | GT | 3.5 | 3 | 0 | 1030.5 | 3315.17 |  | Industrial CHP | Y | OP |  | Commercial/Industrial Unit |  | Western
EXCLUDE | CA | CA-Western | Gaviota Oil Plant | 50623 | GEND | NG | GT | 3.5 | 3 | 0 | 1030.5 | 3315.17 |  | Industrial CHP | Y | OP |  | Commercial/Industrial Unit |  | Western
EXCLUDE | CA | CA-Western | ExxonMobil Oil Torrance Refinery | 50624 | EXP1 | WH | ST | 7.5 | 7.5 | 0 | 16281.44 | 0 |  | Industrial CHP | N | OP |  | Commercial/Industrial Unit |  | Western
EXCLUDE | CA | CA-Western | ExxonMobil Oil Torrance Refinery | 50624 | GTG1 | NG | GT | 22.5 | 22.5 | 0 | 143696 | 123233.09 |  | Industrial CHP | Y | OP |  | Commercial/Industrial Unit |  | Western
EXCLUDE | CA | CA-Western | ExxonMobil Oil Torrance Refinery | 50624 | STG1 | WH | ST | 19.3 | 19.3 | 0 | 41897.56 | 0 |  | Industrial CHP | N | OP |  | Commercial/Industrial Unit |  | Western
EXCLUDE | TX | TX-Eastern | ExxonMobil Beaumont Refinery | 50625 | ETG | OG | OT | 7.5 | 5 | 0 | 0 | 0 |  | Industrial CHP | N | OP |  | Commercial/Industrial Unit |  | Eastern
EXCLUDE | TX | TX-Eastern | ExxonMobil Beaumont Refinery | 50625 | TG22 | NG | ST | 27.2 | 25 | 0 | 49912 | 79202.84 |  | Industrial CHP | Y | OP |  | Commercial/Industrial Unit |  | Eastern
EXCLUDE | TX | TX-Eastern | ExxonMobil Beaumont Refinery | 50625 | TG23 | NG | ST | 40.5 | 38.6 | 0 | 305804 | 485264.98 |  | Industrial CHP | Y | OP |  | Commercial/Industrial Unit |  | Eastern
EXCLUDE | TX | TX-Eastern | ExxonMobil Beaumont Refinery | 50625 | TG24 | NG | GT | 38.6 | 32 | 555.52 | 259007.24 | 179460.54 |  | Industrial CHP | Y | OP |  | Commercial/Industrial Unit |  | Eastern
EXCLUDE | TX | TX-Eastern | ExxonMobil Beaumont Refinery | 50625 | TG32 | NG | ST | 25 | 25 | 0 | 169749 | 269366.15 |  | Industrial CHP | Y | OP |  | Commercial/Industrial Unit |  | Eastern
EXCLUDE | TX | TX-Eastern | ExxonMobil Beaumont Refinery | 50625 | TG33 | NG | ST | 20 | 20 | 0 | 60876 | 96601.06 |  | Industrial CHP | Y | OP |  | Commercial/Industrial Unit |  | Eastern
EXCLUDE | TX | TX-Eastern | ExxonMobil Beaumont Refinery | 50625 | TG34 | NG | ST | 30 | 30 | 0 | 211037 | 334884 |  | Industrial CHP | Y | OP |  | Commercial/Industrial Unit |  | Eastern
EXCLUDE | TX | TX-Eastern | ExxonMobil Beaumont Refinery | 50625 | TG41 | NG | GT | 163 | 145 | 2345.83 | 1093735.25 | 757825.58 |  | Industrial CHP | Y | OP |  | Commercial/Industrial Unit |  | Eastern
EXCLUDE | TX | TX-Eastern | ExxonMobil Beaumont Refinery | 50625 | TG42 | NG | GT | 163 | 145 | 2345.83 | 1093735.25 | 757825.58 |  | Industrial CHP | Y | OP |  | Commercial/Industrial Unit |  | Eastern
EXCLUDE | TX | TX-Eastern | ExxonMobil Beaumont Refinery | 50625 | TG43 | NG | GT | 163 | 145 | 2345.83 | 1093735.25 | 757825.58 |  | Industrial CHP | Y | OP |  | Commercial/Industrial Unit |  | Eastern
EXCLUDE | TX | TX-Eastern | ExxonMobil Beaumont Refinery | 50625 | TG7 | OG | ST | 10 | 9.5 | 0 | 0 | 0 |  | Industrial CHP | Y | RE | 2005 | Commercial/Industrial Unit |  | Eastern
EXCLUDE | TX | TX-Eastern | ExxonMobil Beaumont Refinery | 50625 | TG9 | OG | ST | 10 | 9.5 | 0 | 0 | 0 |  | Industrial CHP | Y | RE | 2005 | Commercial/Industrial Unit |  | Eastern
EXCLUDE | LA | LA-Eastern | Chalmette Refining LLC | 50626 | GEN1 | OTH | OT | 5.7 | 1.2 | 0 | 17956 | 0 |  | Industrial Non-CHP | N | OP |  | Commercial/Industrial Unit |  | Eastern
EXCLUDE | IL | IL-Eastern | ExxonMobil Oil Joliet Refinery | 50627 | GTG1 | OG | GT | 21.9 | 22 | 0 | 112852.88 | 77925.24 |  | Industrial CHP | Y | OP |  | Commercial/Industrial Unit |  | Eastern
EXCLUDE | IL | IL-Eastern | ExxonMobil Oil Joliet Refinery | 50627 | MG | OG | ST | 11.2 | 11.2 | 0 | 27044.27 | 311337.04 |  | Industrial CHP | N | OP |  | Commercial/Industrial Unit |  | Eastern
EXCLUDE | IL | IL-Eastern | ExxonMobil Oil Joliet Refinery | 50627 | STG1 | OG | ST | 6.5 | 6.5 | 0 | 15695.33 | 114332.81 |  | Industrial CHP | N | OS |  | Commercial/Industrial Unit |  | Eastern
EXCLUDE | NJ | NJ-Eastern | Paulsboro Refinery | 50628 | GEN1 | NG | CC | 27 | 20.2 | 1031.21 | 186870.32 | 357067.33 |  | Industrial CHP | Y | OP |  | Commercial/Industrial Unit |  | Eastern
EXCLUDE | NJ | NJ-Eastern | Paulsboro Refinery | 50628 | GEN2 | NG | CC | 15 | 11.7 | 572.89 | 103816.84 | 198370.74 |  | Industrial CHP | Y | OP |  | Commercial/Industrial Unit |  | Eastern
EXCLUDE | NJ | NJ-Eastern | Paulsboro Refinery | 50628 | GEN3 | NG | CC | 15 | 11.7 | 572.89 | 103816.84 | 198370.74 |  | Industrial CHP | Y | OP |  | Commercial/Industrial Unit |  | Eastern
EXCLUDE | NJ | NJ-Eastern | Paulsboro Refinery | 50628 | GEN4 | PC | OT | 18 | 11.6 | 0 | 40412 | 36261.9 |  | Industrial CHP | N | OP |  | Commercial/Industrial Unit |  | Eastern
EXCLUDE | FL | FL-Eastern | Covanta Lake County Energy | 50629 | GEN1 | MSW | ST | 15.5 | 12.5 | 0 | 87557 | 171980.59 |  | IPP Non-CHP | N | OP |  | Non-Fossil Fuel Type (Less than 10% Fossil Fuel) |  | Eastern
EXCLUDE | OR | OR-Western | Covanta Marion Inc | 50630 | GEN1 | MSW | ST | 13.1 | 11.5 | 0 | 86049 | 178875.15 |  | IPP Non-CHP | N | OP |  | Non-Fossil Fuel Type (Less than 10% Fossil Fuel) |  | Western
EXCLUDE | CA | CA-Western | Covanta Stanislaus Energy | 50632 | GEN1 | MSW | ST | 24 | 18 | 0 | 18648 | 247843.48 |  | IPP Non-CHP | N | OP |  | Non-Fossil Fuel Type (Less than 10% Fossil Fuel) |  | Western
EXCLUDE | FL | FL-Eastern | Mosaic Co Martlow Facility | 50633 | GEN1 | OTH | ST | 36.9 | 36 | 0 | 195316.79 | 0 |  | Industrial CHP | Y | OP |  | Commercial/Industrial Unit |  | Eastern
EXCLUDE | FL | FL-Eastern | Mosaic Co Martlow Facility | 50633 | GEN2 | OTH | ST | 45 | 44 | 0 | 238191.21 | 0 |  | Industrial CHP | Y | OP |  | Commercial/Industrial Unit |  | Eastern
EXCLUDE | MN | MN-Eastern | Wausau Paper Mills LLC | 50636 | 1 | WAT | HY | 0.5 | 0.5 | 0 | 2639.04 | 0 |  | Industrial Non-CHP | N | OP |  | Commercial/Industrial Unit |  | Eastern
EXCLUDE | MN | MN-Eastern | Wausau Paper Mills LLC | 50636 | 2 | WAT | HY | 0.5 | 0.5 | 0 | 2639.04 | 0 |  | Industrial Non-CHP | N | OP |  | Commercial/Industrial Unit |  | Eastern
EXCLUDE | MN | MN-Eastern | Wausau Paper Mills LLC | 50636 | 3 | WAT | HY | 0.4 | 0.4 | 0 | 2111.23 | 0 |  | Industrial Non-CHP | N | OP |  | Commercial/Industrial Unit |  | Eastern
EXCLUDE | MN | MN-Eastern | Wausau Paper Mills LLC | 50636 | 4 | WAT | HY | 0.6 | 0.6 | 0 | 3166.85 | 0 |  | Industrial Non-CHP | N | OP |  | Commercial/Industrial Unit |  | Eastern
EXCLUDE | MN | MN-Eastern | Wausau Paper Mills LLC | 50636 | 5 | WAT | HY | 0.6 | 0.6 | 0 | 3166.85 | 0 |  | Industrial Non-CHP | N | OP |  | Commercial/Industrial Unit |  | Eastern
EXCLUDE | MN | MN-Eastern | Wausau Paper Mills LLC | 50636 | VPLS | BIT | ST | 0.6 | 0.4 | 0 | 2216 | 1690.26 |  | Industrial Non-CHP | N | OP |  | Commercial/Industrial Unit |  | Eastern
EXCLUDE | ID | ID-Western | Clearwater Paper IPP Lewiston | 50637 | GEN1 | BLQ | ST | 10 | 1 | 0 | 37043.76 | 166152.85 |  | Industrial CHP | Y | SB |  | Commercial/Industrial Unit |  | Western
EXCLUDE | ID | ID-Western | Clearwater Paper IPP Lewiston | 50637 | GEN2 | BLQ | ST | 10 | 3.3 | 0 | 37043.76 | 166152.85 |  | Industrial CHP | Y | SB |  | Commercial/Industrial Unit |  | Western
EXCLUDE | ID | ID-Western | Clearwater Paper IPP Lewiston | 50637 | GEN3 | BLQ | ST | 28.8 | 25.2 | 0 | 219010 | 982328.33 |  | Industrial CHP | Y | OP |  | Commercial/Industrial Unit |  | Western
EXCLUDE | ID | ID-Western | Clearwater Paper IPP Lewiston | 50637 | GEN4 | BLQ | ST | 65 | 24 | 0 | 202548 | 908491.11 |  | Industrial CHP | Y | OP |  | Commercial/Industrial Unit |  | Western
EXCLUDE | AR | AR-Eastern | Clearwater Paper APP CB | 50638 | GEN1 | BLQ | ST | 20 | 20 | 0 | 167319.79 | 858044.92 |  | Industrial CHP | Y | OP |  | Commercial/Industrial Unit |  | Eastern
EXCLUDE | MN | MN-Eastern | Sappi Cloquet Mill | 50639 | GEN1 | BLQ | ST | 2 | 2 | 0 | 0 | 0 |  | Industrial CHP | Y | RE | 1988 | Commercial/Industrial Unit |  | Eastern
EXCLUDE | MN | MN-Eastern | Sappi Cloquet Mill | 50639 | GEN3 | WDS | ST | 19.2 | 14.8 | 0 | 114303.55 | 427496.97 |  | Industrial CHP | Y | OP |  | Commercial/Industrial Unit |  | Eastern
EXCLUDE | MN | MN-Eastern | Sappi Cloquet Mill | 50639 | GEN4 | WDS | ST | 41.5 | 20.5 | 0 | 190420.77 | 712176.5 |  | Industrial CHP | Y | OP |  | Commercial/Industrial Unit |  | Eastern
EXCLUDE | MN | MN-Eastern | Sappi Cloquet Mill | 50639 | GEN5 | BLQ | ST | 27.6 | 14 | 0 | 65990.86 | 246806.77 |  | Industrial CHP | Y | OP |  | Commercial/Industrial Unit |  | Eastern
EXCLUDE | MN | MN-Eastern | Sappi Cloquet Mill | 50639 | HGN1 | WAT | HY | 1.8 | 1.6 | 0 | 3052.11 | 0 |  | Industrial CHP | N | OP |  | Commercial/Industrial Unit |  | Eastern
EXCLUDE | MN | MN-Eastern | Sappi Cloquet Mill | 50639 | HGN5 | WAT | HY | 0.8 | 0.5 | 0 | 1356.49 | 0 |  | Industrial CHP | N | OP |  | Commercial/Industrial Unit |  | Eastern
EXCLUDE | MN | MN-Eastern | Sappi Cloquet Mill | 50639 | HGN6 | WAT | HY | 0.8 | 0.5 | 0 | 1356.49 | 0 |  | Industrial CHP | N | OP |  | Commercial/Industrial Unit |  | Eastern
EXCLUDE | MN | MN-Eastern | Sappi Cloquet Mill | 50639 | HGN7 | WAT | HY | 2.8 | 1 | 0 | 4747.72 | 0 |  | Industrial CHP | N | OP |  | Commercial/Industrial Unit |  | Eastern
EXCLUDE | AR | AR-Eastern | Warren Lumber Mill | 50640 | GEN6 | WDS | ST | 15 | 10 | 0 | 61388 | 216701.96 |  | Industrial CHP | Y | OP |  | Commercial/Industrial Unit |  | Eastern
EXCLUDE | IN | IN-Eastern | Covanta Indianapolis Energy | 50647 | GEN1 | MSW | ST | 6.5 | 5 | 0 | 41512.12 | 812960.39 |  | Commercial CHP | Y | OP |  | Commercial/Industrial Unit |  | Eastern
EXCLUDE | CT | CT-Eastern | Covanta Bristol Energy | 50648 | GEN1 | MSW | ST | 16.3 | 13.2 | 0 | 103291 | 186633.73 |  | IPP Non-CHP | N | OP |  | Non-Fossil Fuel Type (Less than 10% Fossil Fuel) |  | Eastern
EXCLUDE | NY | NY-Eastern | Covanta Babylon Inc | 50649 | GEN1 | MSW | ST | 17 | 14.4 | 0 | 115962 | 245858.63 |  | Commercial Non-CHP | N | OP |  | Commercial/Industrial Unit |  | Eastern
EXCLUDE | ME | ME-Eastern | ReEnergy Stratton LLC | 50650 | UNI1 | WDS | ST | 45.7 | 45 | 0 | 343274 | 433381.08 |  | IPP Non-CHP | N | OP |  | Non-Fossil Fuel Type (Less than 10% Fossil Fuel) |  | Eastern
COALST | NY | NY-Eastern | Syracuse Energy | 50651 | GEN1 | BIT | ST | 90.6 | 62.8 | 1375 | 1748.41 | 8781.13 |  | IPP CHP | Y | OP |  |  |  | Eastern
EXCLUDE | NY | NY-Eastern | Syracuse Energy | 50651 | GEN2 | BIT | ST | 10.5 | 11 | 1375 | 77200.11 | 387726.6 |  | IPP CHP | Y | OP |  | Steam unit (PRMVR=ST) less than or equal to 25MW (i.e. 250 MMBtu/hr) |  | Eastern
EXCLUDE | NY | NY-Eastern | Lyonsdale Associates | 50652 | GEN1 | WAT | HY | 1.5 | 0.4 | 0 | 5255.5 | 0 |  | IPP Non-CHP | N | OP |  | Non Combustion (NUC, WAT, WND, GEO, or SUN) |  | Eastern
EXCLUDE | NY | NY-Eastern | Lyonsdale Associates | 50652 | GEN2 | WAT | HY | 1.5 | 0.5 | 0 | 5255.5 | 0 |  | IPP Non-CHP | N | OP |  | Non Combustion (NUC, WAT, WND, GEO, or SUN) |  | Eastern
EXCLUDE | NV | NV-Western | Steamboat Hills LP | 50654 | GEN1 | GEO | ST | 14.6 | 5.5 | 0 | 42069 | 0 |  | IPP Non-CHP | N | OP |  | Non Combustion (NUC, WAT, WND, GEO, or SUN) |  | Western
EXCLUDE | NV | NV-Western | Steamboat Hills LP | 50654 | OEC41 | GEO | BT | 5.5 | 2.1 | 0 | 35778 | 0 |  | IPP Non-CHP | N | OP |  | Non Combustion (NUC, WAT, WND, GEO, or SUN) |  | Western
EXCLUDE | NY | NY-Eastern | Huntington Resource Recovery Facility | 50656 | GEN1 | MSW | ST | 28 | 24.5 | 0 | 189665 | 350002.27 |  | IPP Non-CHP | N | OP |  | Non-Fossil Fuel Type (Less than 10% Fossil Fuel) |  | Eastern
EXCLUDE | MD | MD-Eastern | Montgomery County Resource Recovery | 50657 | GEN1 | MSW | ST | 67.8 | 54 | 0 | 305525 | 572439.6 |  | IPP Non-CHP | N | OP |  | Non-Fossil Fuel Type (Less than 10% Fossil Fuel) |  | Eastern
EXCLUDE | VA | VA-Eastern | Covanta Fairfax Energy | 50658 | GEN1 | MSW | ST | 62 | 49 | 0 | 361356 | 694730.35 |  | IPP Non-CHP | N | OP |  | Non-Fossil Fuel Type (Less than 10% Fossil Fuel) |  | Eastern
EXCLUDE | VA | VA-Eastern | Covanta Fairfax Energy | 50658 | GEN2 | MSW | ST | 62 | 49 | 0 | 219096 | 421226.27 |  | IPP Non-CHP | N | OP |  | Non-Fossil Fuel Type (Less than 10% Fossil Fuel) |  | Eastern
EXCLUDE | OK | OK-Eastern | Covanta WBH LLC | 50660 | GEN1 | MSW | ST | 16.8 | 15.6 | 0 | 20527 | 327287.22 |  | Industrial CHP | Y | OP |  | Commercial/Industrial Unit |  | Eastern
EXCLUDE | MA | MA-Eastern | Covanta Haverhill | 50661 | GEN1 | MSW | ST | 46 | 42.8 | 0 | 343903 | 564584.67 |  | IPP Non-CHP | N | OP |  | Non-Fossil Fuel Type (Less than 10% Fossil Fuel) |  | Eastern
EXCLUDE | NY | NY-Eastern | Onondaga County Resource Recovery | 50662 | GEN1 | MSW | ST | 39.5 | 30 | 0 | 199392 | 353335.2 |  | Commercial Non-CHP | N | OP |  | Commercial/Industrial Unit |  | Eastern
EXCLUDE | VA | VA-Eastern | Covanta Alexandria/Arlington Energy | 50663 | GEN1 | MSW | ST | 14.5 | 14.5 | 0 | 0 | 172834.32 |  | Commercial Non-CHP | N | OP |  | Commercial/Industrial Unit |  | Eastern
EXCLUDE | VA | VA-Eastern | Covanta Alexandria/Arlington Energy | 50663 | GEN2 | MSW | ST | 14.5 | 14.5 | 0 | 0 | 172834.32 |  | Commercial Non-CHP | N | OP |  | Commercial/Industrial Unit |  | Eastern
EXCLUDE | CT | CT-Eastern | Covanta Wallingford Energy | 50664 | GEN1 | MSW | ST | 11 | 8.4 | 0 | 54998 | 174515.16 |  | IPP Non-CHP | N | OP |  | Non-Fossil Fuel Type (Less than 10% Fossil Fuel) |  | Eastern
EXCLUDE | FL | FL-Eastern | Pasco Cnty Solid Waste Resource Recovery | 50666 | GEN1 | MSW | ST | 31.2 | 26 | 0 | 181530 | 340453.53 |  | IPP Non-CHP | N | OP |  | Non-Fossil Fuel Type (Less than 10% Fossil Fuel) |  | Eastern
EXCLUDE | CA | CA-Western | Municipal Cogen Plant | 50674 | GEN1 | NG | IC | 0.6 | 0.6 | 0 | 0 | 0 |  | Commercial CHP | Y | OP |  | Commercial/Industrial Unit |  | Western
EXCLUDE | CA | CA-Western | Municipal Cogen Plant | 50674 | GEN2 | NG | IC | 0.6 | 0.6 | 0 | 0 | 0 |  | Commercial CHP | Y | OP |  | Commercial/Industrial Unit |  | Western
EXCLUDE | CO | CO-Western | Nucla | 527 | 2 | BIT | ST | 11.5 | 12 | 1725 | 58696 | 78116.34 |  | Electric Utility | N | OP |  | Steam unit (PRMVR=ST) less than or equal to 25MW (i.e. 250 MMBtu/hr) |  | Western
EXCLUDE | CO | CO-Western | Nucla | 527 | 3 | BIT | ST | 11.5 | 12 | 1725 | 58524 | 77887.43 |  | Electric Utility | N | OP |  | Steam unit (PRMVR=ST) less than or equal to 25MW (i.e. 250 MMBtu/hr) |  | Western
COALST | CO | CO-Western | Nucla | 527 | ST4 | BIT | ST | 79.3 | 64 | 1725 | 376315 | 500823.72 |  | Electric Utility | N | OP |  |  |  | Western
EXCLUDE | ME | ME-Eastern | Gardiner | 50688 | GEN1 | WAT | HY | 1 | 1 | 0 | 5320 | 0 |  | IPP Non-CHP | N | OP |  | Non Combustion (NUC, WAT, WND, GEO, or SUN) |  | Eastern
EXCLUDE | CA | CA-Western | San Gorgonio Westwinds II LLC | 50690 | GEN1 | WND | WT | 43.4 | 43.4 | 0 | 125992 | 0 |  | IPP Non-CHP | N | OP |  | Non Combustion (NUC, WAT, WND, GEO, or SUN) |  | Western
EXCLUDE | NJ | NJ-Eastern | KMS Crossroads | 50693 | DG-1 | NG | IC | 1.1 | 0.1 | 0 | 0 | 0 |  | IPP CHP | Y | RE | 2011 | Retired prior to 2012 |  | Eastern
EXCLUDE | NJ | NJ-Eastern | KMS Crossroads | 50693 | DG-3 | NG | IC | 1.1 | 0.1 | 0 | 0 | 0 |  | IPP CHP | Y | RE | 2011 | Retired prior to 2012 |  | Eastern
EXCLUDE | NJ | NJ-Eastern | KMS Crossroads | 50693 | TG-4 | NG | GT | 7 | 0.1 | 0 | 0 | 0 |  | IPP CHP | Y | RE | 2011 | Retired prior to 2012 |  | Eastern
EXCLUDE | CA | CA-Western | Plant No 1 | 50696 | GEN1 | OBG | IC | 2.5 | 2.4 | 0 | 0 | 0 |  | Commercial CHP | Y | OP |  | Commercial/Industrial Unit |  | Western
EXCLUDE | CA | CA-Western | Plant No 1 | 50696 | GEN2 | OBG | IC | 2.5 | 2.4 | 0 | 0 | 0 |  | Commercial CHP | Y | OP |  | Commercial/Industrial Unit |  | Western
EXCLUDE | CA | CA-Western | Plant No 1 | 50696 | GEN3 | OBG | IC | 2.5 | 2.4 | 0 | 0 | 0 |  | Commercial CHP | Y | OP |  | Commercial/Industrial Unit |  | Western
EXCLUDE | ME | ME-Eastern | Pumpkin Hill | 50699 | GEN1 | WAT | HY | 1 | 1 | 0 | 5413 | 0 |  | IPP Non-CHP | N | OP |  | Non Combustion (NUC, WAT, WND, GEO, or SUN) |  | Eastern
EXCLUDE | WA | WA-Western | Lilliwaup Falls Generating | 50700 | 4735 | WAT | HY | 0.2 | 0.2 | 0 | 0 | 0 |  | IPP Non-CHP | N | OS |  | Non Combustion (NUC, WAT, WND, GEO, or SUN) |  | Western
EXCLUDE | WA | WA-Western | Lilliwaup Falls Generating | 50700 | 4736 | WAT | HY | 0.2 | 0.2 | 0 | 0 | 0 |  | IPP Non-CHP | N | OS |  | Non Combustion (NUC, WAT, WND, GEO, or SUN) |  | Western
EXCLUDE | WA | WA-Western | Lilliwaup Falls Generating | 50700 | 4737 | WAT | HY | 0.2 | 0.2 | 0 | 0 | 0 |  | IPP Non-CHP | N | OS |  | Non Combustion (NUC, WAT, WND, GEO, or SUN) |  | Western
EXCLUDE | WA | WA-Western | Lilliwaup Falls Generating | 50700 | 4738 | WAT | HY | 0.2 | 0.2 | 0 | 0 | 0 |  | IPP Non-CHP | N | OS |  | Non Combustion (NUC, WAT, WND, GEO, or SUN) |  | Western
EXCLUDE | WA | WA-Western | Lilliwaup Falls Generating | 50700 | 4739 | WAT | HY | 0.2 | 0.2 | 0 | 0 | 0 |  | IPP Non-CHP | N | OS |  | Non Combustion (NUC, WAT, WND, GEO, or SUN) |  | Western
EXCLUDE | WA | WA-Western | Lilliwaup Falls Generating | 50700 | 4740 | WAT | HY | 0.2 | 0.2 | 0 | 0 | 0 |  | IPP Non-CHP | N | OS |  | Non Combustion (NUC, WAT, WND, GEO, or SUN) |  | Western
EXCLUDE | WA | WA-Western | Lilliwaup Falls Generating | 50700 | 4741 | WAT | HY | 0.2 | 0.2 | 0 | 0 | 0 |  | IPP Non-CHP | N | OS |  | Non Combustion (NUC, WAT, WND, GEO, or SUN) |  | Western
EXCLUDE | ME | ME-Eastern | Salmon Falls | 50702 | GEN1 | WAT | HY | 0.4 | 0.4 | 0 | 1026 | 0 |  | IPP Non-CHP | N | OP |  | Non Combustion (NUC, WAT, WND, GEO, or SUN) |  | Eastern
EXCLUDE | ME | ME-Eastern | Salmon Falls | 50702 | GEN2 | WAT | HY | 0.4 | 0.4 | 0 | 1026 | 0 |  | IPP Non-CHP | N | OP |  | Non Combustion (NUC, WAT, WND, GEO, or SUN) |  | Eastern
EXCLUDE | ME | ME-Eastern | Salmon Falls | 50702 | GEN3 | WAT | HY | 0.4 | 0.4 | 0 | 1026 | 0 |  | IPP Non-CHP | N | OP |  | Non Combustion (NUC, WAT, WND, GEO, or SUN) |  | Eastern
EXCLUDE | NH | NH-Eastern | Somersworth Lower Great Dam | 50704 | GEN1 | WAT | HY | 1.3 | 1.2 | 0 | 3844 | 0 |  | IPP Non-CHP | N | OP |  | Non Combustion (NUC, WAT, WND, GEO, or SUN) |  | Eastern
EXCLUDE | CO | CO-Western | OREG 4 Peetz | 57134 | 1 | WH | OT | 4.5 | 3.2 | 0 | 10699 | 0 |  | IPP Non-CHP | N | OP |  | Non-Fossil Fuel Type (Less than 10% Fossil Fuel) |  | Western
COALST | CO | CO-Western | Pawnee | 6248 | 1 | SUB | ST | 552.3 | 505 | 6000 | 3264261 | 3719842.61 |  | Electric Utility | N | OP |  |  |  | Western
EXCLUDE | CO | CO-Western | Peetz Table Wind Energy | 56563 | GE | WND | WT | 199.5 | 199.5 | 0 | 648557 | 0 |  | IPP Non-CHP | N | OP |  | Non Combustion (NUC, WAT, WND, GEO, or SUN) |  | Western
EXCLUDE | CO | CO-Western | Plains End | 55650 | GE10 | NG | IC | 5.7 | 5.7 | 0 | 0 | 0 |  | IPP Non-CHP | N | OP |  | Internal Combustion |  | Western
EXCLUDE | CO | CO-Western | Plains End | 55650 | GE11 | NG | IC | 5.7 | 5.7 | 0 | 0 | 0 |  | IPP Non-CHP | N | OP |  | Internal Combustion |  | Western
EXCLUDE | CO | CO-Western | Plains End | 55650 | GE12 | NG | IC | 5.7 | 5.7 | 0 | 0 | 0 |  | IPP Non-CHP | N | OP |  | Internal Combustion |  | Western
EXCLUDE | CO | CO-Western | Plains End | 55650 | GE13 | NG | IC | 5.7 | 5.7 | 0 | 0 | 0 |  | IPP Non-CHP | N | OP |  | Internal Combustion |  | Western
EXCLUDE | CO | CO-Western | Plains End | 55650 | GE14 | NG | IC | 5.7 | 5.7 | 0 | 0 | 0 |  | IPP Non-CHP | N | OP |  | Internal Combustion |  | Western
EXCLUDE | AK | AK-Alaska | University of Alaska Fairbanks | 50711 | GEN1 | SUB | ST | 1.5 | 0.5 | 0 | 1510.55 | 3504.25 |  | Commercial CHP | Y | OP |  | State not covered under final 111(d) |  | Alaska
EXCLUDE | AK | AK-Alaska | University of Alaska Fairbanks | 50711 | GEN2 | SUB | ST | 1.5 | 0.5 | 0 | 2683.08 | 6224.34 |  | Commercial CHP | Y | OP |  | State not covered under final 111(d) |  | Alaska
EXCLUDE | AK | AK-Alaska | University of Alaska Fairbanks | 50711 | GEN3 | SUB | ST | 10 | 8.1 | 0 | 49448.73 | 114713.57 |  | Commercial CHP | Y | OP |  | State not covered under final 111(d) |  | Alaska
EXCLUDE | AK | AK-Alaska | University of Alaska Fairbanks | 50711 | GEN4 | DFO | IC | 9.6 | 9.6 | 0 | 0 | 0 |  | Commercial CHP | Y | OP |  | State not covered under final 111(d) |  | Alaska
EXCLUDE | CA | CA-Western | Altamont Pass Windplant | 50712 | GEN1 | WND | WT | 332.5 | 332.5 | 0 | 379143 | 0 |  | IPP Non-CHP | N | OP |  | Non Combustion (NUC, WAT, WND, GEO, or SUN) |  | Western
EXCLUDE | VT | VT-Eastern | Huntington Falls | 50713 | GEN1 | WAT | HY | 0.8 | 0.8 | 0 | 2577.26 | 0 |  | Electric Utility | N | OP |  | State not covered under final 111(d) |  | Eastern
EXCLUDE | VT | VT-Eastern | Huntington Falls | 50713 | GEN2 | WAT | HY | 0.8 | 0.8 | 0 | 2577.26 | 0 |  | Electric Utility | N | OP |  | State not covered under final 111(d) |  | Eastern
EXCLUDE | VT | VT-Eastern | Huntington Falls | 50713 | GEN3 | WAT | HY | 4.1 | 3.9 | 0 | 13208.47 | 0 |  | Electric Utility | N | OP |  | State not covered under final 111(d) |  | Eastern
EXCLUDE | ID | ID-Western | Notch Butte Hydro | 50718 | HYD1 | WAT | HY | 1 | 1 | 0 | 4179 | 0 |  | IPP Non-CHP | N | OP |  | Non Combustion (NUC, WAT, WND, GEO, or SUN) |  | Western
EXCLUDE | IL | IL-Eastern | Tazewell Gas Recovery | 50721 | GEN1 | LFG | IC | 0.8 | 0.8 | 0 | 0 | 0 |  | IPP Non-CHP | N | OP |  | Non-Fossil Fuel Type (Less than 10% Fossil Fuel) |  | Eastern
EXCLUDE | IL | IL-Eastern | Tazewell Gas Recovery | 50721 | GEN2 | LFG | IC | 0.8 | 0.8 | 0 | 0 | 0 |  | IPP Non-CHP | N | OP |  | Non-Fossil Fuel Type (Less than 10% Fossil Fuel) |  | Eastern
EXCLUDE | IL | IL-Eastern | Tazewell Gas Recovery | 50721 | GEN3 | LFG | IC | 0.8 | 0.8 | 0 | 0 | 0 |  | IPP Non-CHP | N | OP |  | Non-Fossil Fuel Type (Less than 10% Fossil Fuel) |  | Eastern
EXCLUDE | IL | IL-Eastern | BP Naperville Cogeneration Facility | 50722 | GEN1 | NG | GT | 8.3 | 7 | 0 | 44842 | 31858.79 |  | Industrial CHP | Y | OP |  | Commercial/Industrial Unit |  | Eastern
EXCLUDE | AL | AL-Eastern | Big Escambia Creek | 50724 | 3011 | NG | ST | 1.2 | 1.1 | 0 | 0 | 0 |  | Industrial Non-CHP | N | OS |  | Commercial/Industrial Unit |  | Eastern
EXCLUDE | AL | AL-Eastern | Big Escambia Creek | 50724 | 3012 | NG | ST | 1.2 | 1.1 | 0 | 0 | 0 |  | Industrial Non-CHP | N | OS |  | Commercial/Industrial Unit |  | Eastern
EXCLUDE | AL | AL-Eastern | Big Escambia Creek | 50724 | 3023 | NG | ST | 1.2 | 1.1 | 0 | 0 | 0 |  | Industrial Non-CHP | N | OS |  | Commercial/Industrial Unit |  | Eastern
EXCLUDE | LA | LA-Eastern | ExxonMobil Garden City Gas Plant | 50728 | 1 | NG | ST | 0.6 | 0.6 | 0 | 0 | 0 |  | Industrial CHP | Y | RE | 2002 | Commercial/Industrial Unit |  | Eastern
EXCLUDE | LA | LA-Eastern | ExxonMobil Garden City Gas Plant | 50728 | 2 | NG | ST | 0.6 | 0.6 | 0 | 0 | 0 |  | Industrial CHP | Y | RE | 2002 | Commercial/Industrial Unit |  | Eastern
EXCLUDE | LA | LA-Eastern | ExxonMobil Garden City Gas Plant | 50728 | 3 | NG | ST | 0.6 | 0.6 | 0 | 0 | 0 |  | Industrial CHP | Y | RE | 2002 | Commercial/Industrial Unit |  | Eastern
EXCLUDE | LA | LA-Eastern | ExxonMobil Garden City Gas Plant | 50728 | 4 | NG | GT | 0.8 | 0.7 | 0 | 0 | 0 |  | Industrial CHP | Y | RE | 2002 | Commercial/Industrial Unit |  | Eastern
EXCLUDE | LA | LA-Eastern | ExxonMobil Garden City Gas Plant | 50728 | 5 | NG | IC | 0.1 | 0.1 | 0 | 0 | 0 |  | Industrial CHP | Y | RE | 2002 | Commercial/Industrial Unit |  | Eastern
EXCLUDE | PA | PA-Eastern | Clairton Works | 50729 | GEN1 | OG | ST | 21 | 16 | 0 | 113503 | 330052.09 |  | Industrial CHP | Y | OP |  | Commercial/Industrial Unit |  | Eastern
EXCLUDE | PA | PA-Eastern | Clairton Works | 50729 | GEN3 | OG | ST | 10 | 6 | 0 | 17841 | 51879.33 |  | Industrial CHP | N | OP |  | Commercial/Industrial Unit |  | Eastern
EXCLUDE | AL | AL-Eastern | Fairfield Works | 50730 | GEN1 | BFG | ST | 20 | 20 | 0 | 61666.96 | 237026.63 |  | Industrial Non-CHP | N | OP |  | Commercial/Industrial Unit |  | Eastern
EXCLUDE | AL | AL-Eastern | Fairfield Works | 50730 | GEN2 | BFG | ST | 20 | 20 | 0 | 60440.08 | 232310.93 |  | Industrial Non-CHP | N | OP |  | Commercial/Industrial Unit |  | Eastern
EXCLUDE | AL | AL-Eastern | Fairfield Works | 50730 | GEN3 | BFG | ST | 20 | 20 | 0 | 37827.53 | 145396.05 |  | Industrial Non-CHP | N | OP |  | Commercial/Industrial Unit |  | Eastern
EXCLUDE | AL | AL-Eastern | Fairfield Works | 50730 | GEN4 | BFG | ST | 22 | 20 | 0 | 32985.84 | 126786.25 |  | Industrial Non-CHP | N | OP |  | Commercial/Industrial Unit |  | Eastern
EXCLUDE | PA | PA-Eastern | Mon Valley Works | 50732 | GEN1 | BFG | ST | 25 | 28 | 0 | 197981 | 328093.71 |  | Industrial CHP | N | OP |  | Commercial/Industrial Unit |  | Eastern
EXCLUDE | PA | PA-Eastern | Mon Valley Works | 50732 | GEN2 | BFG | ST | 25 | 28 | 0 | 202760 | 336013.46 |  | Industrial CHP | N | OP |  | Commercial/Industrial Unit |  | Eastern
EXCLUDE | PA | PA-Eastern | Mon Valley Works | 50732 | GEN3 | BFG | ST | 2.5 | 1.9 | 0 | 5093 | 8440.11 |  | Industrial CHP | Y | OP |  | Commercial/Industrial Unit |  | Eastern
EXCLUDE | IN | IN-Eastern | Gary Works | 50733 | STG1 | BFG | ST | 161 | 161 | 0 | 847965 | 1389318.03 |  | Industrial CHP | Y | OP |  | Commercial/Industrial Unit |  | Eastern
EXCLUDE | IN | IN-Eastern | Gary Works | 50733 | SWK6 | NG | ST | 70 | 60 | 0 | 0 | 0 |  | Industrial CHP | Y | RE | 2001 | Commercial/Industrial Unit |  | Eastern
EXCLUDE | CT | CT-Eastern | Exeter Energy LP | 50736 | GEN1 | TDF | ST | 31.3 | 26 | 0 | 141930 | 6106 |  | IPP Non-CHP | N | OP |  | Other steam unit |  | Eastern
EXCLUDE | NH | NH-Eastern | Pinetree Power Tamworth | 50739 | GEN1 | WDS | ST | 25 | 20 | 0 | 159849 | 294052.4 |  | IPP Non-CHP | N | OP |  | Non-Fossil Fuel Type (Less than 10% Fossil Fuel) |  | Eastern
EXCLUDE | NH | NH-Eastern | Pontook Hydro Facility | 50741 | GEN1 | WAT | HY | 3.5 | 3.5 | 0 | 20318.67 | 0 |  | IPP Non-CHP | N | OP |  | Non Combustion (NUC, WAT, WND, GEO, or SUN) |  | Eastern
EXCLUDE | NH | NH-Eastern | Pontook Hydro Facility | 50741 | GEN2 | WAT | HY | 3.5 | 3.5 | 0 | 20318.67 | 0 |  | IPP Non-CHP | N | OP |  | Non Combustion (NUC, WAT, WND, GEO, or SUN) |  | Eastern
EXCLUDE | NH | NH-Eastern | Pontook Hydro Facility | 50741 | GEN3 | WAT | HY | 3.5 | 3.5 | 0 | 20318.67 | 0 |  | IPP Non-CHP | N | OP |  | Non Combustion (NUC, WAT, WND, GEO, or SUN) |  | Eastern
EXCLUDE | NY | NY-Eastern | Starrett City Cogen Facility | 50743 | GEN1 | NG | ST | 6 | 5.5 | 0 | 32019.7 | 46487.77 |  | Commercial CHP | Y | OP |  | Commercial/Industrial Unit |  | Eastern
EXCLUDE | NY | NY-Eastern | Starrett City Cogen Facility | 50743 | GEN2 | NG | ST | 6 | 5.5 | 0 | 33649.3 | 48853.71 |  | Commercial CHP | Y | OP |  | Commercial/Industrial Unit |  | Eastern
EXCLUDE | NY | NY-Eastern | Starrett City Cogen Facility | 50743 | GEN3 | DFO | IC | 2 | 2 | 0 | 0 | 0 |  | Commercial CHP | Y | SB |  | Commercial/Industrial Unit |  | Eastern
EXCLUDE | NY | NY-Eastern | Starrett City Cogen Facility | 50743 | GEN4 | DFO | IC | 2 | 2 | 0 | 0 | 0 |  | Commercial CHP | Y | SB |  | Commercial/Industrial Unit |  | Eastern
EXCLUDE | NY | NY-Eastern | Starrett City Cogen Facility | 50743 | GEN5 | DFO | IC | 2 | 2 | 0 | 0 | 0 |  | Commercial CHP | Y | SB |  | Commercial/Industrial Unit |  | Eastern
NGCC | NY | NY-Eastern | Sterling Power Plant | 50744 | GEN1 | NG | CC | 47.7 | 38.8 | 551 | 28114.77 | 13551.43 |  | IPP CHP | Y | OP |  |  |  | Eastern
NGCC | NY | NY-Eastern | Sterling Power Plant | 50744 | GEN2 | NG | CC | 16.5 | 16 | 551 | 9725.23 | 4687.6 | 1 | IPP CHP | Y | OP |  |  |  | Eastern
EXCLUDE | NY | NY-Eastern | Sterling Power Plant | 50744 | GEN3 | DFO | IC | 1.1 | 1.1 | 0 | 0 | 0 |  | IPP CHP | Y | OP |  | Internal Combustion |  | Eastern
EXCLUDE | CA | CA-Western | Agnews Power Plant | 50748 | GEN1 | NG | CC | 24.4 | 23 | 0 | 110141.6 | 57632.74 |  | IPP CHP | Y | OP |  | Combined cycle unit (PRMVR=CC) less than or equal to 25MW |  | Western
EXCLUDE | CA | CA-Western | Agnews Power Plant | 50748 | GEN2 | NG | CC | 7.6 | 7.3 | 0 | 34306.4 | 17951.18 | 1 | IPP CHP | Y | OP |  |  |  | Western
EXCLUDE | CA | CA-Western | Coalinga Cogeneration Facility | 50750 | GEN1 | NG | GT | 3.4 | 3.2 | 0 | 19653 | 16782.21 |  | Industrial CHP | Y | OP |  | Commercial/Industrial Unit |  | Western
EXCLUDE | CA | CA-Western | Coalinga Cogeneration Facility | 50750 | GEN2 | NG | GT | 3.4 | 3.2 | 0 | 19653 | 16782.21 |  | Industrial CHP | Y | OP |  | Commercial/Industrial Unit |  | Western
EXCLUDE | CA | CA-Western | Southeast Kern River Cogen | 50751 | GTG1 | NG | GT | 24 | 20.8 | 0 | 119840.26 | 87349.32 |  | Industrial CHP | Y | OP |  | Commercial/Industrial Unit |  | Western
EXCLUDE | CA | CA-Western | Southeast Kern River Cogen | 50751 | GTG2 | NG | GT | 3.4 | 3 | 0 | 16977.37 | 12374.49 |  | Industrial CHP | Y | OS |  | Commercial/Industrial Unit |  | Western
EXCLUDE | CA | CA-Western | Southeast Kern River Cogen | 50751 | GTG3 | NG | GT | 3.4 | 3 | 0 | 16977.37 | 12374.49 |  | Industrial CHP | Y | OS |  | Commercial/Industrial Unit |  | Western
EXCLUDE | CA | CA-Western | South Belridge Cogeneration Facility | 50752 | GEN1 | NG | GT | 31.4 | 19 | 0 | 116152.21 | 75588.22 |  | Industrial CHP | Y | OP |  | Commercial/Industrial Unit |  | Western
EXCLUDE | CA | CA-Western | South Belridge Cogeneration Facility | 50752 | GEN2 | NG | GT | 31.4 | 19 | 0 | 116152.21 | 75588.22 |  | Industrial CHP | Y | OP |  | Commercial/Industrial Unit |  | Western
EXCLUDE | CA | CA-Western | South Belridge Cogeneration Facility | 50752 | GEN3 | NG | GT | 31.4 | 19 | 0 | 116152.21 | 75588.22 |  | Industrial CHP | Y | OP |  | Commercial/Industrial Unit |  | Western
EXCLUDE | CA | CA-Western | Oak Creek Energy Systems I | 50754 | GEN1 | WND | WT | 3.5 | 3.5 | 0 | 6639.86 | 0 |  | IPP Non-CHP | N | OP |  | Non Combustion (NUC, WAT, WND, GEO, or SUN) |  | Western
EXCLUDE | CA | CA-Western | Oak Creek Energy Systems I | 50754 | GEN2 | WND | WT | 4.2 | 4.2 | 0 | 7967.83 | 0 |  | IPP Non-CHP | N | OP |  | Non Combustion (NUC, WAT, WND, GEO, or SUN) |  | Western
EXCLUDE | CA | CA-Western | Oak Creek Energy Systems I | 50754 | GEN3 | WND | WT | 23.1 | 23.1 | 0 | 43823.04 | 0 |  | IPP Non-CHP | N | OP |  | Non Combustion (NUC, WAT, WND, GEO, or SUN) |  | Western
EXCLUDE | CA | CA-Western | Oak Creek Energy Systems I | 50754 | GEN4 | WND | WT | 3.7 | 3.7 | 0 | 7019.28 | 0 |  | IPP Non-CHP | N | OP |  | Non Combustion (NUC, WAT, WND, GEO, or SUN) |  | Western
EXCLUDE | CA | CA-Western | New Hogan Power Plant | 50755 | GEN1 | WAT | HY | 1.9 | 1.9 | 0 | 4745.93 | 0 |  | Electric Utility | N | OP |  | Non Combustion (NUC, WAT, WND, GEO, or SUN) |  | Western
EXCLUDE | CA | CA-Western | New Hogan Power Plant | 50755 | GEN2 | WAT | HY | 0.9 | 0.9 | 0 | 2248.07 | 0 |  | Electric Utility | N | OP |  | Non Combustion (NUC, WAT, WND, GEO, or SUN) |  | Western
EXCLUDE | ME | ME-Eastern | Pejepscot Hydroelectric Project | 50758 | GEN1 | WAT | HY | 12.3 | 11.7 | 0 | 67337.56 | 0 |  | IPP Non-CHP | N | OP |  | Non Combustion (NUC, WAT, WND, GEO, or SUN) |  | Eastern
EXCLUDE | ME | ME-Eastern | Pejepscot Hydroelectric Project | 50758 | GEN2 | WAT | HY | 0.4 | 0.4 | 0 | 2189.84 | 0 |  | IPP Non-CHP | N | OP |  | Non Combustion (NUC, WAT, WND, GEO, or SUN) |  | Eastern
EXCLUDE | ME | ME-Eastern | Pejepscot Hydroelectric Project | 50758 | GEN3 | WAT | HY | 0.5 | 0.5 | 0 | 2737.3 | 0 |  | IPP Non-CHP | N | OP |  | Non Combustion (NUC, WAT, WND, GEO, or SUN) |  | Eastern
EXCLUDE | ME | ME-Eastern | Pejepscot Hydroelectric Project | 50758 | GEN4 | WAT | HY | 0.5 | 0.5 | 0 | 2737.3 | 0 |  | IPP Non-CHP | N | OP |  | Non Combustion (NUC, WAT, WND, GEO, or SUN) |  | Eastern
EXCLUDE | NY | NY-Eastern | West End Dam Hydroelectric Project | 50759 | GEN1 | WAT | HY | 2.2 | 2.1 | 0 | 9755.5 | 0 |  | IPP Non-CHP | N | OP |  | Non Combustion (NUC, WAT, WND, GEO, or SUN) |  | Eastern
EXCLUDE | NY | NY-Eastern | West End Dam Hydroelectric Project | 50759 | GEN2 | WAT | HY | 2.2 | 2.1 | 0 | 9755.5 | 0 |  | IPP Non-CHP | N | OP |  | Non Combustion (NUC, WAT, WND, GEO, or SUN) |  | Eastern
EXCLUDE | NV | NV-Western | Empire | 50760 | OE11 | GEO | ST | 1.2 | 0.6 | 0 | 0 | 0 |  | IPP Non-CHP | N | RE | 2011 | Retired prior to 2012 |  | Western
EXCLUDE | NV | NV-Western | Empire | 50760 | OE12 | GEO | ST | 1.2 | 0.9 | 0 | 0 | 0 |  | IPP Non-CHP | N | RE | 2011 | Retired prior to 2012 |  | Western
EXCLUDE | NV | NV-Western | Empire | 50760 | OE13 | GEO | ST | 1.2 | 0.9 | 0 | 0 | 0 |  | IPP Non-CHP | N | RE | 2011 | Retired prior to 2012 |  | Western
EXCLUDE | NV | NV-Western | Empire | 50760 | OE14 | GEO | ST | 1.2 | 0.9 | 0 | 0 | 0 |  | IPP Non-CHP | N | RE | 2011 | Retired prior to 2012 |  | Western
EXCLUDE | CA | CA-Western | Ormesa IH | 50762 | OE11 | GEO | ST | 1.2 | 1 | 0 | 3174.33 | 0 |  | IPP Non-CHP | N | OP |  | Non Combustion (NUC, WAT, WND, GEO, or SUN) |  | Western
EXCLUDE | CA | CA-Western | Ormesa IH | 50762 | OE12 | GEO | ST | 1.2 | 1 | 0 | 3174.33 | 0 |  | IPP Non-CHP | N | OP |  | Non Combustion (NUC, WAT, WND, GEO, or SUN) |  | Western
EXCLUDE | CA | CA-Western | Ormesa IH | 50762 | OE13 | GEO | ST | 1.2 | 1 | 0 | 3174.33 | 0 |  | IPP Non-CHP | N | OP |  | Non Combustion (NUC, WAT, WND, GEO, or SUN) |  | Western
EXCLUDE | CA | CA-Western | Ormesa IH | 50762 | OE14 | GEO | ST | 1.2 | 1 | 0 | 3174.33 | 0 |  | IPP Non-CHP | N | OP |  | Non Combustion (NUC, WAT, WND, GEO, or SUN) |  | Western
EXCLUDE | CA | CA-Western | Ormesa IH | 50762 | OE15 | GEO | ST | 1.2 | 1 | 0 | 3174.33 | 0 |  | IPP Non-CHP | N | OP |  | Non Combustion (NUC, WAT, WND, GEO, or SUN) |  | Western
EXCLUDE | CA | CA-Western | Ormesa IH | 50762 | OE16 | GEO | ST | 1.2 | 1 | 0 | 3174.33 | 0 |  | IPP Non-CHP | N | OP |  | Non Combustion (NUC, WAT, WND, GEO, or SUN) |  | Western
EXCLUDE | CA | CA-Western | Ormesa IH | 50762 | OE21 | GEO | ST | 1.2 | 0.6 | 0 | 3174.33 | 0 |  | IPP Non-CHP | N | OP |  | Non Combustion (NUC, WAT, WND, GEO, or SUN) |  | Western
EXCLUDE | CA | CA-Western | Ormesa IH | 50762 | OE22 | GEO | ST | 1.2 | 0.6 | 0 | 3174.33 | 0 |  | IPP Non-CHP | N | OP |  | Non Combustion (NUC, WAT, WND, GEO, or SUN) |  | Western
EXCLUDE | CA | CA-Western | Ormesa IH | 50762 | OE23 | GEO | ST | 1.2 | 0.6 | 0 | 3174.33 | 0 |  | IPP Non-CHP | N | OP |  | Non Combustion (NUC, WAT, WND, GEO, or SUN) |  | Western
EXCLUDE | CA | CA-Western | Ormesa IH | 50762 | OE24 | GEO | ST | 1.2 | 0.6 | 0 | 3174.33 | 0 |  | IPP Non-CHP | N | OP |  | Non Combustion (NUC, WAT, WND, GEO, or SUN) |  | Western
EXCLUDE | CA | CA-Western | Ormesa IH | 50762 | OE25 | GEO | ST | 1.2 | 0.6 | 0 | 3174.33 | 0 |  | IPP Non-CHP | N | OP |  | Non Combustion (NUC, WAT, WND, GEO, or SUN) |  | Western
EXCLUDE | CA | CA-Western | Ormesa IH | 50762 | OE26 | GEO | ST | 1.2 | 0.6 | 0 | 3174.33 | 0 |  | IPP Non-CHP | N | OP |  | Non Combustion (NUC, WAT, WND, GEO, or SUN) |  | Western
EXCLUDE | NV | NV-Western | Steamboat 1 | 50763 | OE11 | GEO | BT | 1.2 | 0.9 | 0 | 0 | 0 |  | IPP Non-CHP | N | OS |  | Non Combustion (NUC, WAT, WND, GEO, or SUN) |  | Western
EXCLUDE | NV | NV-Western | Steamboat 1 | 50763 | OE12 | GEO | BT | 1.2 | 0.9 | 0 | 0 | 0 |  | IPP Non-CHP | N | OS |  | Non Combustion (NUC, WAT, WND, GEO, or SUN) |  | Western
EXCLUDE | NV | NV-Western | Steamboat 1 | 50763 | OE13 | GEO | BT | 1.2 | 0.9 | 0 | 0 | 0 |  | IPP Non-CHP | N | OS |  | Non Combustion (NUC, WAT, WND, GEO, or SUN) |  | Western
EXCLUDE | NV | NV-Western | Steamboat 1 | 50763 | OE14 | GEO | BT | 1.2 | 0.9 | 0 | 0 | 0 |  | IPP Non-CHP | N | OS |  | Non Combustion (NUC, WAT, WND, GEO, or SUN) |  | Western
EXCLUDE | NV | NV-Western | Steamboat 1 | 50763 | OE21 | GEO | BT | 1.2 | 0.9 | 0 | 0 | 0 |  | IPP Non-CHP | N | OS |  | Non Combustion (NUC, WAT, WND, GEO, or SUN) |  | Western
EXCLUDE | NV | NV-Western | Steamboat 1 | 50763 | OE22 | GEO | BT | 1.2 | 0.9 | 0 | 0 | 0 |  | IPP Non-CHP | N | OS |  | Non Combustion (NUC, WAT, WND, GEO, or SUN) |  | Western
EXCLUDE | NV | NV-Western | Steamboat 1 | 50763 | OE23 | GEO | BT | 1.2 | 0.9 | 0 | 0 | 0 |  | IPP Non-CHP | N | OS |  | Non Combustion (NUC, WAT, WND, GEO, or SUN) |  | Western
EXCLUDE | CA | CA-Western | Ormesa IE | 50764 | OE10 | GEO | ST | 1.2 | 0.6 | 0 | 0 | 0 |  | IPP Non-CHP | N | RE | 2009 | Retired prior to 2012 |  | Western
EXCLUDE | CA | CA-Western | Ormesa IE | 50764 | OE11 | GEO | ST | 1.2 | 1 | 0 | 0 | 0 |  | IPP Non-CHP | N | RE | 2009 | Retired prior to 2012 |  | Western
EXCLUDE | CA | CA-Western | Ormesa IE | 50764 | OE12 | GEO | ST | 1.2 | 0.6 | 0 | 0 | 0 |  | IPP Non-CHP | N | RE | 2009 | Retired prior to 2012 |  | Western
EXCLUDE | CA | CA-Western | Ormesa IE | 50764 | OEC1 | GEO | ST | 1.2 | 1 | 0 | 0 | 0 |  | IPP Non-CHP | N | RE | 2009 | Retired prior to 2012 |  | Western
EXCLUDE | CA | CA-Western | Ormesa IE | 50764 | OEC2 | GEO | ST | 1.2 | 0.6 | 0 | 0 | 0 |  | IPP Non-CHP | N | RE | 2009 | Retired prior to 2012 |  | Western
EXCLUDE | CA | CA-Western | Ormesa IE | 50764 | OEC3 | GEO | ST | 1.2 | 1 | 0 | 0 | 0 |  | IPP Non-CHP | N | RE | 2009 | Retired prior to 2012 |  | Western
EXCLUDE | CA | CA-Western | Ormesa IE | 50764 | OEC4 | GEO | ST | 1.2 | 0.6 | 0 | 0 | 0 |  | IPP Non-CHP | N | RE | 2009 | Retired prior to 2012 |  | Western
EXCLUDE | CA | CA-Western | Ormesa IE | 50764 | OEC5 | GEO | ST | 1.2 | 1 | 0 | 0 | 0 |  | IPP Non-CHP | N | RE | 2009 | Retired prior to 2012 |  | Western
EXCLUDE | CA | CA-Western | Ormesa IE | 50764 | OEC6 | GEO | ST | 1.2 | 0.6 | 0 | 0 | 0 |  | IPP Non-CHP | N | RE | 2009 | Retired prior to 2012 |  | Western
EXCLUDE | CA | CA-Western | Ormesa IE | 50764 | OEC7 | GEO | ST | 1.2 | 1 | 0 | 0 | 0 |  | IPP Non-CHP | N | RE | 2009 | Retired prior to 2012 |  | Western
EXCLUDE | CA | CA-Western | Ormesa IE | 50764 | OEC8 | GEO | ST | 1.2 | 0.6 | 0 | 0 | 0 |  | IPP Non-CHP | N | RE | 2009 | Retired prior to 2012 |  | Western
EXCLUDE | CA | CA-Western | Ormesa IE | 50764 | OEC9 | GEO | ST | 1.2 | 1 | 0 | 0 | 0 |  | IPP Non-CHP | N | RE | 2009 | Retired prior to 2012 |  | Western
EXCLUDE | NV | NV-Western | Stillwater Facility | 50765 | 1 | SUN | PV | 22 | 21.8 | 0 | 0 | 0 |  | IPP Non-CHP | N | OP |  | Non Combustion (NUC, WAT, WND, GEO, or SUN) | Yes | Western
EXCLUDE | NV | NV-Western | Stillwater Facility | 50765 | 1-1 | GEO | BT | 11.8 | 10.1 | 0 | 37924.25 | 0 |  | IPP Non-CHP | N | OP |  | Non Combustion (NUC, WAT, WND, GEO, or SUN) |  | Western
EXCLUDE | NV | NV-Western | Stillwater Facility | 50765 | 1-2 | GEO | BT | 11.8 | 10.1 | 0 | 37924.25 | 0 |  | IPP Non-CHP | N | OP |  | Non Combustion (NUC, WAT, WND, GEO, or SUN) |  | Western
EXCLUDE | NV | NV-Western | Stillwater Facility | 50765 | 2-1 | GEO | BT | 11.8 | 10.1 | 0 | 37924.25 | 0 |  | IPP Non-CHP | N | OP |  | Non Combustion (NUC, WAT, WND, GEO, or SUN) |  | Western
EXCLUDE | NV | NV-Western | Stillwater Facility | 50765 | 2-2 | GEO | BT | 11.8 | 10.1 | 0 | 37924.25 | 0 |  | IPP Non-CHP | N | OP |  | Non Combustion (NUC, WAT, WND, GEO, or SUN) |  | Western
EXCLUDE | NV | NV-Western | Stillwater Facility | 50765 | OE11 | GEO | BT | 1.5 | 0.6 | 0 | 0 | 0 |  | IPP Non-CHP | N | RE | 2009 | Retired prior to 2012 |  | Western
EXCLUDE | NV | NV-Western | Stillwater Facility | 50765 | OE12 | GEO | BT | 1.5 | 0.6 | 0 | 0 | 0 |  | IPP Non-CHP | N | RE | 2009 | Retired prior to 2012 |  | Western
EXCLUDE | NV | NV-Western | Stillwater Facility | 50765 | OE13 | GEO | BT | 1.5 | 0.7 | 0 | 0 | 0 |  | IPP Non-CHP | N | RE | 2009 | Retired prior to 2012 |  | Western
EXCLUDE | NV | NV-Western | Stillwater Facility | 50765 | OE14 | GEO | BT | 1.5 | 0.7 | 0 | 0 | 0 |  | IPP Non-CHP | N | RE | 2009 | Retired prior to 2012 |  | Western
EXCLUDE | NV | NV-Western | Stillwater Facility | 50765 | OE15 | GEO | BT | 1.5 | 0.6 | 0 | 0 | 0 |  | IPP Non-CHP | N | RE | 2009 | Retired prior to 2012 |  | Western
EXCLUDE | NV | NV-Western | Stillwater Facility | 50765 | OE16 | GEO | BT | 1.5 | 0.7 | 0 | 0 | 0 |  | IPP Non-CHP | N | RE | 2009 | Retired prior to 2012 |  | Western
EXCLUDE | NV | NV-Western | Stillwater Facility | 50765 | OE17 | GEO | BT | 1.5 | 0.6 | 0 | 0 | 0 |  | IPP Non-CHP | N | RE | 2009 | Retired prior to 2012 |  | Western
EXCLUDE | NV | NV-Western | Stillwater Facility | 50765 | OE21 | GEO | BT | 1.5 | 0.6 | 0 | 0 | 0 |  | IPP Non-CHP | N | RE | 2009 | Retired prior to 2012 |  | Western
EXCLUDE | NV | NV-Western | Stillwater Facility | 50765 | OE22 | GEO | BT | 1.5 | 0.5 | 0 | 0 | 0 |  | IPP Non-CHP | N | RE | 2009 | Retired prior to 2012 |  | Western
EXCLUDE | NV | NV-Western | Stillwater Facility | 50765 | OE23 | GEO | BT | 1.5 | 0.6 | 0 | 0 | 0 |  | IPP Non-CHP | N | RE | 2009 | Retired prior to 2012 |  | Western
EXCLUDE | NV | NV-Western | Stillwater Facility | 50765 | OE24 | GEO | BT | 1.5 | 0.6 | 0 | 0 | 0 |  | IPP Non-CHP | N | RE | 2009 | Retired prior to 2012 |  | Western
EXCLUDE | NV | NV-Western | Stillwater Facility | 50765 | OE25 | GEO | BT | 1.5 | 0.6 | 0 | 0 | 0 |  | IPP Non-CHP | N | RE | 2009 | Retired prior to 2012 |  | Western
EXCLUDE | NV | NV-Western | Stillwater Facility | 50765 | OE26 | GEO | BT | 1.5 | 0.6 | 0 | 0 | 0 |  | IPP Non-CHP | N | RE | 2009 | Retired prior to 2012 |  | Western
EXCLUDE | NV | NV-Western | Stillwater Facility | 50765 | OE27 | GEO | BT | 1.5 | 0.5 | 0 | 0 | 0 |  | IPP Non-CHP | N | RE | 2009 | Retired prior to 2012 |  | Western
EXCLUDE | CA | CA-Western | Ormesa I | 50766 | ITLU1 | GEO | ST | 12 | 11.5 | 0 | 28.71 | 0 |  | IPP CHP | Y | OP |  | Non Combustion (NUC, WAT, WND, GEO, or SUN) |  | Western
EXCLUDE | CA | CA-Western | Ormesa I | 50766 | ITLU2 | GEO | ST | 12 | 8.5 | 0 | 28.71 | 0 |  | IPP CHP | Y | OP |  | Non Combustion (NUC, WAT, WND, GEO, or SUN) |  | Western
EXCLUDE | CA | CA-Western | Ormesa I | 50766 | OE1 | GEO | ST | 1.2 | 0.7 | 0 | 0 | 0 |  | IPP CHP | Y | RE | 2003 | Retired prior to 2012 |  | Western
EXCLUDE | CA | CA-Western | Ormesa I | 50766 | OE10 | GEO | ST | 1.2 | 0.7 | 0 | 0 | 0 |  | IPP CHP | Y | RE | 2003 | Retired prior to 2012 |  | Western
EXCLUDE | CA | CA-Western | Ormesa I | 50766 | OE11 | GEO | ST | 1.2 | 0.5 | 0 | 2.87 | 0 |  | IPP CHP | Y | OP |  | Non Combustion (NUC, WAT, WND, GEO, or SUN) |  | Western
EXCLUDE | CA | CA-Western | Ormesa I | 50766 | OE12 | GEO | ST | 1.2 | 0.5 | 0 | 2.87 | 0 |  | IPP CHP | Y | OP |  | Non Combustion (NUC, WAT, WND, GEO, or SUN) |  | Western
EXCLUDE | CA | CA-Western | Ormesa I | 50766 | OE13 | GEO | ST | 1.2 | 0.7 | 0 | 0 | 0 |  | IPP CHP | Y | RE | 2003 | Retired prior to 2012 |  | Western
EXCLUDE | CA | CA-Western | Ormesa I | 50766 | OE14 | GEO | ST | 1.2 | 0.5 | 0 | 2.87 | 0 |  | IPP CHP | Y | OP |  | Non Combustion (NUC, WAT, WND, GEO, or SUN) |  | Western
EXCLUDE | CA | CA-Western | Ormesa I | 50766 | OE15 | GEO | ST | 1.2 | 0.5 | 0 | 2.87 | 0 |  | IPP CHP | Y | OP |  | Non Combustion (NUC, WAT, WND, GEO, or SUN) |  | Western
EXCLUDE | CA | CA-Western | Ormesa I | 50766 | OE16 | GEO | ST | 1.2 | 0.7 | 0 | 0 | 0 |  | IPP CHP | Y | RE | 2003 | Retired prior to 2012 |  | Western
EXCLUDE | CA | CA-Western | Ormesa I | 50766 | OE2 | GEO | ST | 1.2 | 0.7 | 0 | 0 | 0 |  | IPP CHP | Y | RE | 2003 | Retired prior to 2012 |  | Western
EXCLUDE | CA | CA-Western | Ormesa I | 50766 | OE21 | GEO | ST | 1.2 | 0.5 | 0 | 2.87 | 0 |  | IPP CHP | Y | OP |  | Non Combustion (NUC, WAT, WND, GEO, or SUN) |  | Western
EXCLUDE | CA | CA-Western | Ormesa I | 50766 | OE22 | GEO | ST | 1.2 | 0.5 | 0 | 2.87 | 0 |  | IPP CHP | Y | OP |  | Non Combustion (NUC, WAT, WND, GEO, or SUN) |  | Western
EXCLUDE | CA | CA-Western | Ormesa I | 50766 | OE23 | GEO | ST | 1.2 | 0.9 | 0 | 0 | 0 |  | IPP CHP | Y | RE | 2008 | Retired prior to 2012 |  | Western
EXCLUDE | CA | CA-Western | Ormesa I | 50766 | OE24 | GEO | ST | 1.2 | 0.5 | 0 | 2.87 | 0 |  | IPP CHP | Y | OP |  | Non Combustion (NUC, WAT, WND, GEO, or SUN) |  | Western
EXCLUDE | CA | CA-Western | Ormesa I | 50766 | OE25 | GEO | ST | 1.2 | 0.5 | 0 | 2.87 | 0 |  | IPP CHP | Y | OP |  | Non Combustion (NUC, WAT, WND, GEO, or SUN) |  | Western
EXCLUDE | CA | CA-Western | Ormesa I | 50766 | OE26 | GEO | ST | 1.2 | 0.9 | 0 | 2.87 | 0 |  | IPP CHP | Y | RE | 2012 | Non Combustion (NUC, WAT, WND, GEO, or SUN) |  | Western
EXCLUDE | CA | CA-Western | Ormesa I | 50766 | OE27 | GEO | ST | 1.2 | 0.9 | 0 | 0 | 0 |  | IPP CHP | Y | RE | 2003 | Retired prior to 2012 |  | Western
EXCLUDE | CA | CA-Western | Ormesa I | 50766 | OE28 | GEO | ST | 1.2 | 0.9 | 0 | 0 | 0 |  | IPP CHP | Y | RE | 2003 | Retired prior to 2012 |  | Western
EXCLUDE | CA | CA-Western | Ormesa I | 50766 | OE3 | GEO | ST | 1.2 | 0.9 | 0 | 0 | 0 |  | IPP CHP | Y | RE | 2003 | Retired prior to 2012 |  | Western
EXCLUDE | CA | CA-Western | Ormesa I | 50766 | OE31 | GEO | ST | 1.2 | 0.9 | 0 | 2.87 | 0 |  | IPP CHP | Y | OP |  | Non Combustion (NUC, WAT, WND, GEO, or SUN) |  | Western
EXCLUDE | CA | CA-Western | Ormesa I | 50766 | OE32 | GEO | ST | 1.2 | 0.9 | 0 | 2.87 | 0 |  | IPP CHP | Y | OP |  | Non Combustion (NUC, WAT, WND, GEO, or SUN) |  | Western
EXCLUDE | CA | CA-Western | Ormesa I | 50766 | OE4 | GEO | ST | 1.2 | 0.7 | 0 | 0 | 0 |  | IPP CHP | Y | RE | 2003 | Retired prior to 2012 |  | Western
EXCLUDE | CA | CA-Western | Ormesa I | 50766 | OE5 | GEO | ST | 1.2 | 1.1 | 0 | 0 | 0 |  | IPP CHP | Y | RE | 2003 | Retired prior to 2012 |  | Western
EXCLUDE | CA | CA-Western | Ormesa I | 50766 | OE6 | GEO | ST | 1.2 | 1.1 | 0 | 0 | 0 |  | IPP CHP | Y | RE | 2003 | Retired prior to 2012 |  | Western
EXCLUDE | CA | CA-Western | Ormesa I | 50766 | OE7 | GEO | ST | 1.2 | 0.7 | 0 | 0 | 0 |  | IPP CHP | Y | RE | 2003 | Retired prior to 2012 |  | Western
EXCLUDE | CA | CA-Western | Ormesa I | 50766 | OE8 | GEO | ST | 1.2 | 0.7 | 0 | 0 | 0 |  | IPP CHP | Y | RE | 2003 | Retired prior to 2012 |  | Western
EXCLUDE | CA | CA-Western | Ormesa I | 50766 | OE9 | GEO | ST | 1.2 | 0.7 | 0 | 0 | 0 |  | IPP CHP | Y | RE | 2003 | Retired prior to 2012 |  | Western
EXCLUDE | NY | NY-Eastern | Forestport | 50768 | 1 | WAT | HY | 3.4 | 0.6 | 0 | 8639 | 0 |  | IPP Non-CHP | N | OP |  | Non Combustion (NUC, WAT, WND, GEO, or SUN) |  | Eastern
EXCLUDE | MI | MI-Eastern | Viking Energy of McBain | 50770 | GEN1 | WDS | ST | 18 | 16.3 | 0 | 139173 | 184196.45 |  | IPP Non-CHP | N | OP |  | Non-Fossil Fuel Type (Less than 10% Fossil Fuel) |  | Eastern
EXCLUDE | PA | PA-Eastern | Viking Energy of Northumberland | 50771 | GEN1 | WDS | ST | 18 | 16.2 | 0 | 23792 | 40938.08 |  | IPP CHP | Y | OS |  | Non-Fossil Fuel Type (Less than 10% Fossil Fuel) |  | Eastern
EXCLUDE | MI | MI-Eastern | Viking Energy of Lincoln | 50772 | GEN1 | WDS | ST | 18 | 16.3 | 0 | 143463 | 180598.12 |  | IPP Non-CHP | N | OP |  | Non-Fossil Fuel Type (Less than 10% Fossil Fuel) |  | Eastern
EXCLUDE | FL | FL-Eastern | Telogia Power | 50774 | GEN1 | WDS | ST | 14 | 13.7 | 0 | 104303 | 238932.64 |  | IPP Non-CHP | N | OP |  | Non-Fossil Fuel Type (Less than 10% Fossil Fuel) |  | Eastern
COALST | PA | PA-Eastern | Panther Creek Energy Facility | 50776 | GEN1 | WC | ST | 94 | 83 | 1200 | 660868 | 896262.56 |  | IPP Non-CHP | N | OP |  |  |  | Eastern
EXCLUDE | PA | PA-Eastern | Taylor Energy Partners LP | 50782 | AM1 | LFG | IC | 1 | 0.6 | 0 | 0 | 0 |  | IPP Non-CHP | N | RE | 2005 | Retired prior to 2012 |  | Eastern
EXCLUDE | PA | PA-Eastern | Taylor Energy Partners LP | 50782 | AM2 | LFG | IC | 0.7 | 0.4 | 0 | 0 | 0 |  | IPP Non-CHP | N | RE | 2008 | Retired prior to 2012 |  | Eastern
EXCLUDE | PA | PA-Eastern | Taylor Energy Partners LP | 50782 | AM3 | LFG | IC | 0.7 | 0.4 | 0 | 0 | 0 |  | IPP Non-CHP | N | RE | 2005 | Retired prior to 2012 |  | Eastern
EXCLUDE | PA | PA-Eastern | Taylor Energy Partners LP | 50782 | AM4 | LFG | IC | 0.7 | 0.4 | 0 | 0 | 0 |  | IPP Non-CHP | N | RE | 2003 | Retired prior to 2012 |  | Eastern
EXCLUDE | NJ | NJ-Eastern | Lafayette Energy Partners LP | 50788 | HA1 | LFG | IC | 0.6 | 0.5 | 0 | 0 | 0 |  | IPP Non-CHP | N | RE | 2010 | Retired prior to 2012 |  | Eastern
EXCLUDE | NJ | NJ-Eastern | Lafayette Energy Partners LP | 50788 | HA2 | LFG | IC | 0.6 | 0.5 | 0 | 0 | 0 |  | IPP Non-CHP | N | RE | 2010 | Retired prior to 2012 |  | Eastern
NGCC | NJ | NJ-Eastern | Parlin Power Plant | 50799 | GEN1 | NG | CC | 45.9 | 37 | 656 | 49326.18 | 29960.86 |  | IPP CHP | Y | OP |  |  |  | Eastern
NGCC | NJ | NJ-Eastern | Parlin Power Plant | 50799 | GEN2 | NG | CC | 45.9 | 37.6 | 656 | 49326.18 | 29960.86 |  | IPP CHP | Y | OP |  |  |  | Eastern
NGCC | NJ | NJ-Eastern | Parlin Power Plant | 50799 | GEN3 | NG | CC | 21.6 | 21 | 656 | 23212.32 | 14099.23 | 1 | IPP CHP | Y | OP |  |  |  | Eastern
NGCC | NJ | NJ-Eastern | Parlin Power Plant | 50799 | GEN4 | NG | CC | 21.6 | 21 | 656 | 23212.32 | 14099.23 | 1 | IPP CHP | Y | OP |  |  |  | Eastern
EXCLUDE | CT | CT-Eastern | Uncasville Mill | 50801 | GEN1 | NG | ST | 2.8 | 1.3 | 0 | 8847 | 41486.67 |  | Industrial CHP | Y | OP |  | Commercial/Industrial Unit |  | Eastern
EXCLUDE | FL | FL-Eastern | Seminole Mill | 50803 | GEN3 | NG | ST | 30 | 13 | 0 | 127988.59 | 108311.01 |  | Industrial CHP | Y | OP |  | Commercial/Industrial Unit |  | Eastern
EXCLUDE | GA | GA-Eastern | Port Wentworth Mill | 50804 | GEN4 | BLQ | ST | 47.3 | 17 | 0 | 157288.5 | 682653.93 |  | Industrial CHP | Y | OP |  | Commercial/Industrial Unit |  | Eastern
EXCLUDE | GA | GA-Eastern | Port Wentworth Mill | 50804 | GEN5 | BLQ | ST | 25 | 22 | 0 | 130094.72 | 564629.15 |  | Industrial CHP | N | OP |  | Commercial/Industrial Unit |  | Eastern
EXCLUDE | AZ | AZ-Western | Catalyst Paper Snowflake Mill | 50805 | GEN1 | SUB | ST | 27.2 | 26 | 0 | 102116.56 | 265929.21 |  | Industrial CHP | Y | RE | 2012 | Commercial/Industrial Unit |  | Western
EXCLUDE | AZ | AZ-Western | Catalyst Paper Snowflake Mill | 50805 | GEN2 | SUB | ST | 43.3 | 42 | 0 | 90735.61 | 236291.23 |  | Industrial CHP | Y | RE | 2012 | Commercial/Industrial Unit |  | Western
EXCLUDE | SC | SC-Eastern | Florence Mill | 50806 | GEN1 | BLQ | ST | 12.5 | 12.5 | 0 | 66743.73 | 228568.06 |  | Industrial CHP | Y | OP |  | Commercial/Industrial Unit |  | Eastern
EXCLUDE | SC | SC-Eastern | Florence Mill | 50806 | GEN2 | BLQ | ST | 16 | 16 | 0 | 87350.81 | 299138.29 |  | Industrial CHP | Y | OP |  | Commercial/Industrial Unit |  | Eastern
EXCLUDE | SC | SC-Eastern | Florence Mill | 50806 | GEN3 | WDS | ST | 79.1 | 74.8 | 0 | 401018.4 | 1373312.47 |  | Industrial CHP | Y | OP |  | Commercial/Industrial Unit |  | Eastern
EXCLUDE | FL | FL-Eastern | Stone Container Panama City Mill | 50807 | GEN3 | BLQ | ST | 4 | 4 | 0 | 32236.11 | 228695.89 |  | Industrial CHP | Y | OP |  | Commercial/Industrial Unit |  | Eastern
EXCLUDE | FL | FL-Eastern | Stone Container Panama City Mill | 50807 | GEN4 | BLQ | ST | 10 | 10 | 0 | 63790.37 | 452554.47 |  | Industrial CHP | Y | OP |  | Commercial/Industrial Unit |  | Eastern
EXCLUDE | FL | FL-Eastern | Stone Container Panama City Mill | 50807 | GEN6 | WDS | ST | 20 | 21.8 | 0 | 140188.46 | 981500.97 |  | Industrial CHP | Y | OP |  | Commercial/Industrial Unit |  | Eastern
EXCLUDE | LA | LA-Eastern | Stone Container Hodge | 50810 | NO4 | NG | ST | 3 | 3 | 0 | 17447.57 | 27034.12 |  | Industrial CHP | Y | SB |  | Commercial/Industrial Unit |  | Eastern
EXCLUDE | LA | LA-Eastern | Stone Container Hodge | 50810 | NO6 | NG | ST | 5 | 5 | 0 | 29079.28 | 45056.86 |  | Industrial CHP | Y | SB |  | Commercial/Industrial Unit |  | Eastern
EXCLUDE | LA | LA-Eastern | Stone Container Hodge | 50810 | NO7 | NG | ST | 15.6 | 15.6 | 0 | 90727.35 | 140577.41 |  | Industrial CHP | Y | OP |  | Commercial/Industrial Unit |  | Eastern
EXCLUDE | LA | LA-Eastern | Stone Container Hodge | 50810 | NO8 | NG | ST | 27.5 | 27.5 | 0 | 159936.03 | 247812.74 |  | Industrial CHP | Y | OP |  | Commercial/Industrial Unit |  | Eastern
EXCLUDE | LA | LA-Eastern | Stone Container Hodge | 50810 | NO9 | NG | ST | 23.3 | 23.3 | 0 | 135509.44 | 209964.97 |  | Industrial CHP | Y | OP |  | Commercial/Industrial Unit |  | Eastern
EXCLUDE | OH | OH-Eastern | RockTenn Coshocton Mill | 50811 | GEN1 | WDS | ST | 16.5 | 12 | 0 | 113049 | 350430.09 |  | Industrial CHP | Y | OP |  | Commercial/Industrial Unit |  | Eastern
EXCLUDE | VA | VA-Eastern | Hopewell Mill | 50813 | GEN1 | BLQ | ST | 47.6 | 40.7 | 0 | 300137 | 1022415.15 |  | Industrial CHP | Y | OP |  | Commercial/Industrial Unit |  | Eastern
NGCC | TX | TX-ERCOT | Optim Energy Altura Cogen LLC | 50815 | GEN1 | NG | CC | 84.9 | 64 | 1182 | 368610.45 | 260357.55 |  | IPP CHP | Y | OP |  |  |  | ERCOT
NGCC | TX | TX-ERCOT | Optim Energy Altura Cogen LLC | 50815 | GEN2 | NG | CC | 84.9 | 64 | 1182 | 368610.45 | 260357.55 |  | IPP CHP | Y | OP |  |  |  | ERCOT
NGCC | TX | TX-ERCOT | Optim Energy Altura Cogen LLC | 50815 | GEN3 | NG | CC | 84.9 | 64 | 1080 | 368610.45 | 260357.55 |  | IPP CHP | Y | OP |  |  |  | ERCOT
NGCC | TX | TX-ERCOT | Optim Energy Altura Cogen LLC | 50815 | GEN4 | NG | CC | 84.9 | 64 | 1080 | 368610.45 | 260357.55 |  | IPP CHP | Y | OP |  |  |  | ERCOT
NGCC | TX | TX-ERCOT | Optim Energy Altura Cogen LLC | 50815 | GEN5 | NG | CC | 84.9 | 64 | 1080 | 368610.45 | 260357.55 |  | IPP CHP | Y | OP |  |  |  | ERCOT
NGCC | TX | TX-ERCOT | Optim Energy Altura Cogen LLC | 50815 | GEN6 | NG | CC | 129.2 | 109 | 1080 | 560947.82 | 396209.61 |  | IPP CHP | Y | OP |  |  |  | ERCOT
NGCC | TX | TX-ERCOT | Optim Energy Altura Cogen LLC | 50815 | GEN7 | NG | CC | 89.9 | 64 | 1080 | 390318.95 | 275690.74 |  | IPP CHP | Y | OP |  |  |  | ERCOT
EXCLUDE | CA | CA-Western | Altech | 50818 | GEN1 | WND | WT | 10.5 | 10.5 | 0 | 0 | 0 |  | IPP Non-CHP | N | OP |  | Non Combustion (NUC, WAT, WND, GEO, or SUN) |  | Western
EXCLUDE | CA | CA-Western | ESI Project | 50819 | GEN1 | WND | WT | 1.2 | 1.2 | 0 | 0 | 0 |  | IPP Non-CHP | N | RE | 2006 | Retired prior to 2012 |  | Western
EXCLUDE | CA | CA-Western | East Winds Project | 50820 | GEN1 | WND | WT | 4.2 | 4.2 | 0 | 15156 | 0 |  | IPP Non-CHP | N | OP |  | Non Combustion (NUC, WAT, WND, GEO, or SUN) |  | Western
EXCLUDE | CA | CA-Western | Mojave 16 | 50821 | GEN1 | WND | WT | 30 | 30 | 0 | 28670 | 0 |  | IPP Non-CHP | N | OP |  | Non Combustion (NUC, WAT, WND, GEO, or SUN) |  | Western
EXCLUDE | CA | CA-Western | Mojave 17 | 50822 | GEN1 | WND | WT | 25 | 25 | 0 | 27137 | 0 |  | IPP Non-CHP | N | OP |  | Non Combustion (NUC, WAT, WND, GEO, or SUN) |  | Western
EXCLUDE | CA | CA-Western | Mojave 18 | 50823 | GEN1 | WND | WT | 30 | 30 | 0 | 41374 | 0 |  | IPP Non-CHP | N | OP |  | Non Combustion (NUC, WAT, WND, GEO, or SUN) |  | Western
EXCLUDE | CA | CA-Western | Tres Vaqueros Wind Farms LLC | 50826 | 1 | WND | WT | 28.3 | 28.3 | 0 | 0 | 0 |  | IPP Non-CHP | N | OS |  | Non Combustion (NUC, WAT, WND, GEO, or SUN) |  | Western
EXCLUDE | WA | WA-Western | Twin Falls Hydro | 50827 | UNI1 | WAT | HY | 12 | 11.4 | 0 | 47868 | 0 |  | IPP Non-CHP | N | OP |  | Non Combustion (NUC, WAT, WND, GEO, or SUN) |  | Western
EXCLUDE | WA | WA-Western | Twin Falls Hydro | 50827 | UNI2 | WAT | HY | 12 | 11.4 | 0 | 47868 | 0 |  | IPP Non-CHP | N | OP |  | Non Combustion (NUC, WAT, WND, GEO, or SUN) |  | Western
EXCLUDE | CA | CA-Western | Nove Power Plant | 50831 | GEN1 | LFG | IC | 1 | 1 | 0 | 0 | 0 |  | IPP Non-CHP | N | OP |  | Non-Fossil Fuel Type (Less than 10% Fossil Fuel) |  | Western
EXCLUDE | CA | CA-Western | Nove Power Plant | 50831 | GEN2 | LFG | IC | 1 | 1 | 0 | 0 | 0 |  | IPP Non-CHP | N | OP |  | Non-Fossil Fuel Type (Less than 10% Fossil Fuel) |  | Western
EXCLUDE | CA | CA-Western | Nove Power Plant | 50831 | GEN3 | LFG | IC | 1 | 1 | 0 | 0 | 0 |  | IPP Non-CHP | N | OP |  | Non-Fossil Fuel Type (Less than 10% Fossil Fuel) |  | Western
EXCLUDE | MA | MA-Eastern | Chicopee Hydroelectric Station | 50832 | 1 | WAT | HY | 1.2 | 1.2 | 0 | 4221.5 | 0 |  | IPP Non-CHP | N | OP |  | Non Combustion (NUC, WAT, WND, GEO, or SUN) |  | Eastern
EXCLUDE | MA | MA-Eastern | Chicopee Hydroelectric Station | 50832 | 2 | WAT | HY | 1.2 | 1.2 | 0 | 4221.5 | 0 |  | IPP Non-CHP | N | OP |  | Non Combustion (NUC, WAT, WND, GEO, or SUN) |  | Eastern
COALST | MI | MI-Eastern | TES Filer City Station | 50835 | GEN1 | BIT | ST | 70 | 60 | 900 | 492294 | 675278 |  | IPP CHP | Y | OP |  |  |  | Eastern
EXCLUDE | CA | CA-Western | Southeast Resource Recovery | 50837 | GEN1 | MSW | ST | 35.6 | 28 | 0 | 218175 | 447225.82 |  | IPP CHP | Y | OP |  | Non-Fossil Fuel Type (Less than 10% Fossil Fuel) |  | Western
EXCLUDE | LA | LA-Eastern | Noranda Alumina LLC | 50846 | GT1 | NG | GT | 16 | 15 | 0 | 29679.45 | 92747.25 |  | Industrial CHP | Y | OS |  | Commercial/Industrial Unit |  | Eastern
EXCLUDE | LA | LA-Eastern | Noranda Alumina LLC | 50846 | GT2 | NG | GT | 16 | 15 | 0 | 29679.45 | 92747.25 |  | Industrial CHP | Y | OS |  | Commercial/Industrial Unit |  | Eastern
EXCLUDE | LA | LA-Eastern | Noranda Alumina LLC | 50846 | GT3 | NG | GT | 16 | 15 | 0 | 29679.45 | 92747.25 |  | Industrial CHP | Y | OP |  | Commercial/Industrial Unit |  | Eastern
EXCLUDE | LA | LA-Eastern | Noranda Alumina LLC | 50846 | GT4 | NG | GT | 24.7 | 21 | 0 | 45817.65 | 143178.56 |  | Industrial CHP | Y | OP |  | Commercial/Industrial Unit |  | Eastern
EXCLUDE | LA | LA-Eastern | Noranda Alumina LLC | 50846 | ST1 | NG | ST | 18.7 | 17 | 0 | 59296 | 204373.31 |  | Industrial CHP | Y | OP |  | Commercial/Industrial Unit |  | Eastern
EXCLUDE | LA | LA-Eastern | Noranda Alumina LLC | 50846 | ST2 | NG | ST | 18.7 | 17 | 0 | 8174 | 28173.02 |  | Industrial CHP | Y | OP |  | Commercial/Industrial Unit |  | Eastern
EXCLUDE | LA | LA-Eastern | Noranda Alumina LLC | 50846 | ST3 | NG | ST | 7.2 | 6 | 0 | 61099 | 210587.65 |  | Industrial CHP | Y | OP |  | Commercial/Industrial Unit |  | Eastern
EXCLUDE | CA | CA-Western | PE Berkeley | 50849 | GEN1 | NG | CC | 23 | 21 | 0 | 163071.61 | 113848 |  | Commercial CHP | Y | OP |  | Commercial/Industrial Unit |  | Western
EXCLUDE | CA | CA-Western | PE Berkeley | 50849 | GEN2 | NG | CC | 5.5 | 2 | 0 | 38995.39 | 27224.52 |  | Commercial CHP | Y | OP |  | Commercial/Industrial Unit |  | Western
EXCLUDE | CA | CA-Western | OLS Energy Chino | 50850 | GEN1 | NG | CC | 23.5 | 22.5 | 0 | 164771.62 | 87193.05 |  | IPP CHP | Y | OP |  | Combined cycle unit (PRMVR=CC) less than or equal to 25MW |  | Western
EXCLUDE | CA | CA-Western | OLS Energy Chino | 50850 | GEN2 | NG | CC | 7.3 | 6.5 | 0 | 51184.38 | 27085.5 | 1 | IPP CHP | Y | OP |  |  |  | Western
EXCLUDE | CA | CA-Western | OLS Energy Camarillo | 50851 | GEN1 | NG | CC | 23.5 | 21.5 | 0 | 171187.3 | 88476.14 |  | IPP CHP | Y | OP |  | Combined cycle unit (PRMVR=CC) less than or equal to 25MW |  | Western
EXCLUDE | CA | CA-Western | OLS Energy Camarillo | 50851 | GEN2 | NG | CC | 7.6 | 6.8 | 0 | 55362.7 | 28613.56 |  | IPP CHP | Y | OP |  | Combined cycle unit (PRMVR=CC) less than or equal to 25MW |  | Western
NGCC | NJ | NJ-Eastern | Elmwood Energy Holdings LLC | 50852 | GEN1 | NG | CC | 59 | 51 | 765 | 34452.45 | 20219.91 |  | IPP CHP | Y | OP |  |  |  | Eastern
NGCC | NJ | NJ-Eastern | Elmwood Energy Holdings LLC | 50852 | GEN2 | NG | CC | 24 | 13.9 | 765 | 14014.55 | 8225.05 | 1 | IPP CHP | Y | OP |  |  |  | Eastern
EXCLUDE | FL | FL-Eastern | Hillsborough County Resource Recovery | 50858 | GEN1 | MSW | ST | 29 | 26 | 0 | 184730.62 | 629580.61 |  | IPP Non-CHP | N | OP |  | Non-Fossil Fuel Type (Less than 10% Fossil Fuel) |  | Eastern
EXCLUDE | FL | FL-Eastern | Hillsborough County Resource Recovery | 50858 | GEN2 | MSW | ST | 18 | 16 | 0 | 114660.38 | 241115.98 |  | IPP Non-CHP | N | OP |  | Non-Fossil Fuel Type (Less than 10% Fossil Fuel) |  | Eastern
EXCLUDE | PA | PA-Eastern | Lancaster County Resource Recovery | 50859 | GEN1 | MSW | ST | 35.7 | 32.4 | 0 | 225404 | 462991.72 |  | IPP Non-CHP | N | OP |  | Non-Fossil Fuel Type (Less than 10% Fossil Fuel) |  | Eastern
EXCLUDE | MI | MI-Eastern | Kent County Waste to Energy Facility | 50860 | GEN1 | MSW | ST | 18 | 15.7 | 0 | 96480 | 212887.45 |  | Commercial Non-CHP | N | OP |  | Commercial/Industrial Unit |  | Eastern
EXCLUDE | CA | CA-Western | Sargent Canyon Cogeneration | 50864 | K100 | NG | GT | 38.2 | 30 | 550 | 255063 | 205209.23 |  | IPP CHP | Y | OP |  | Simple cycle unit |  | Western
EXCLUDE | CA | CA-Western | Salinas River Cogeneration | 50865 | K100 | NG | GT | 38.9 | 33 | 525 | 277532 | 221718.17 |  | IPP CHP | Y | OP |  | Simple cycle unit |  | Western
EXCLUDE | NH | NH-Eastern | Wheelabrator Claremont Facility | 50872 | GEN1 | MSW | ST | 4.5 | 4.5 | 0 | 30699 | 77353.33 |  | IPP Non-CHP | N | OP |  | Non-Fossil Fuel Type (Less than 10% Fossil Fuel) |  | Eastern
EXCLUDE | NH | NH-Eastern | Wheelabrator Concord Facility | 50873 | GEN1 | MSW | ST | 14 | 12 | 0 | 102998 | 206217.24 |  | IPP Non-CHP | N | OP |  | Non-Fossil Fuel Type (Less than 10% Fossil Fuel) |  | Eastern
EXCLUDE | ME | ME-Eastern | Boralex Sherman LLC | 50874 | GEN1 | WDS | ST | 21 | 21 | 0 | 0 | 0 |  | IPP CHP | Y | RE | 2009 | Retired prior to 2012 |  | Eastern
EXCLUDE | FL | FL-Eastern | McKay Bay Facility | 50875 | GEN1 | MSW | ST | 22.1 | 18 | 0 | 148446 | 322047.6 |  | IPP Non-CHP | N | OP |  | Non-Fossil Fuel Type (Less than 10% Fossil Fuel) |  | Eastern
EXCLUDE | CA | CA-Western | Wheelabrator Norwalk Energy | 50876 | GEN1 | NG | CC | 23 | 23.6 | 0 | 66241.5 | 40255.61 |  | IPP CHP | Y | OP |  | Combined cycle unit (PRMVR=CC) less than or equal to 25MW |  | Western
EXCLUDE | CA | CA-Western | Wheelabrator Norwalk Energy | 50876 | GEN2 | NG | CC | 7.7 | 3.7 | 0 | 22176.5 | 13476.88 |  | IPP CHP | Y | OP |  | Combined cycle unit (PRMVR=CC) less than or equal to 25MW |  | Western
EXCLUDE | MA | MA-Eastern | Wheelabrator North Andover | 50877 | GEN1 | MSW | ST | 40.3 | 30 | 0 | 238685 | 485217.23 |  | IPP Non-CHP | N | OP |  | Non-Fossil Fuel Type (Less than 10% Fossil Fuel) |  | Eastern
EXCLUDE | MA | MA-Eastern | Wheelabrator Millbury Facility | 50878 | GEN1 | MSW | ST | 47.6 | 40 | 0 | 322594 | 522862.18 |  | IPP Non-CHP | N | OP |  | Non-Fossil Fuel Type (Less than 10% Fossil Fuel) |  | Eastern
COALST | PA | PA-Eastern | Wheelabrator Frackville Energy | 50879 | GEN1 | WC | ST | 48 | 42.5 | 678 | 357436 | 643838.36 |  | IPP CHP | Y | OP |  |  |  | Eastern
EXCLUDE | MA | MA-Eastern | Wheelabrator Saugus | 50880 | GEN1 | MSW | ST | 53.7 | 32 | 0 | 249994 | 439193.89 |  | IPP Non-CHP | N | OP |  | Non-Fossil Fuel Type (Less than 10% Fossil Fuel) |  | Eastern
EXCLUDE | CA | CA-Western | Wheelabrator Shasta | 50881 | GEN1 | WDS | ST | 18.3 | 18.8 | 0 | 123353 | 225323.32 |  | IPP Non-CHP | N | OP |  | Non-Fossil Fuel Type (Less than 10% Fossil Fuel) |  | Western
EXCLUDE | CA | CA-Western | Wheelabrator Shasta | 50881 | GEN2 | WDS | ST | 18.3 | 18.8 | 0 | 138320 | 252662.86 |  | IPP Non-CHP | N | OP |  | Non-Fossil Fuel Type (Less than 10% Fossil Fuel) |  | Western
EXCLUDE | CA | CA-Western | Wheelabrator Shasta | 50881 | GEN3 | WDS | ST | 18.3 | 18.8 | 0 | 137970 | 252023.53 |  | IPP Non-CHP | N | OP |  | Non-Fossil Fuel Type (Less than 10% Fossil Fuel) |  | Western
EXCLUDE | CA | CA-Western | Wheelabrator Shasta | 50881 | GEN4 | WDS | ST | 7.8 | 3.5 | 0 | 49716.35 | 90814.61 |  | IPP Non-CHP | N | OP |  | Non-Fossil Fuel Type (Less than 10% Fossil Fuel) |  | Western
EXCLUDE | NY | NY-Eastern | Wheelabrator Westchester | 50882 | GEN1 | MSW | ST | 59.7 | 51 | 0 | 409387 | 755391.98 |  | IPP Non-CHP | N | OP |  | Non-Fossil Fuel Type (Less than 10% Fossil Fuel) |  | Eastern
EXCLUDE | CT | CT-Eastern | Wheelabrator Bridgeport | 50883 | GEN1 | MSW | ST | 67 | 58 | 0 | 469421 | 807274.76 |  | IPP Non-CHP | N | OP |  | Non-Fossil Fuel Type (Less than 10% Fossil Fuel) |  | Eastern
EXCLUDE | FL | FL-Eastern | GCS Energy Recovery of Pinellas, Inc | 50884 | GEN1 | MSW | ST | 50.5 | 41.1 | 0 | 224702 | 481113.25 |  | IPP Non-CHP | N | OP |  | Non-Fossil Fuel Type (Less than 10% Fossil Fuel) |  | Eastern
EXCLUDE | FL | FL-Eastern | GCS Energy Recovery of Pinellas, Inc | 50884 | GEN2 | MSW | ST | 26 | 17 | 0 | 114309 | 244748.93 |  | IPP Non-CHP | N | OP |  | Non-Fossil Fuel Type (Less than 10% Fossil Fuel) |  | Eastern
EXCLUDE | NJ | NJ-Eastern | Wheelabrator Gloucester LP | 50885 | GEN1 | MSW | ST | 14 | 12 | 0 | 88424 | 209294.5 |  | IPP Non-CHP | N | OP |  | Non-Fossil Fuel Type (Less than 10% Fossil Fuel) |  | Eastern
EXCLUDE | WA | WA-Western | Wheelabrator Spokane | 50886 | GEN1 | MSW | ST | 26 | 22.7 | 0 | 140298 | 293327.55 |  | IPP Non-CHP | N | OP |  | Non-Fossil Fuel Type (Less than 10% Fossil Fuel) |  | Western
EXCLUDE | FL | FL-Eastern | Wheelabrator South Broward | 50887 | GEN1 | MSW | ST | 66 | 54 | 0 | 412282 | 849604.24 |  | IPP Non-CHP | N | OP |  | Non-Fossil Fuel Type (Less than 10% Fossil Fuel) |  | Eastern
COALST | PA | PA-Eastern | Northampton Generating Company LP | 50888 | GEN1 | WC | ST | 114.1 | 112 | 1425 | 808859 | 1042891.39 |  | IPP CHP | Y | OP |  |  |  | Eastern
EXCLUDE | NC | NC-Eastern | Ivy River Hydro | 50890 | GEN1 | WAT | HY | 0.2 | 0.2 | 0 | 0 | 0 |  | IPP Non-CHP | N | OS |  | Non Combustion (NUC, WAT, WND, GEO, or SUN) |  | Eastern
EXCLUDE | NC | NC-Eastern | Ivy River Hydro | 50890 | GEN2 | WAT | HY | 0.2 | 0.2 | 0 | 0 | 0 |  | IPP Non-CHP | N | OS |  | Non Combustion (NUC, WAT, WND, GEO, or SUN) |  | Eastern
EXCLUDE | NC | NC-Eastern | Ivy River Hydro | 50890 | GEN3 | WAT | HY | 0.2 | 0.2 | 0 | 0 | 0 |  | IPP Non-CHP | N | OS |  | Non Combustion (NUC, WAT, WND, GEO, or SUN) |  | Eastern
EXCLUDE | NC | NC-Eastern | Ivy River Hydro | 50890 | GEN4 | WAT | HY | 0.2 | 0.2 | 0 | 0 | 0 |  | IPP Non-CHP | N | OS |  | Non Combustion (NUC, WAT, WND, GEO, or SUN) |  | Eastern
EXCLUDE | NC | NC-Eastern | Ivy River Hydro | 50890 | GEN5 | WAT | HY | 0.2 | 0.2 | 0 | 0 | 0 |  | IPP Non-CHP | N | OS |  | Non Combustion (NUC, WAT, WND, GEO, or SUN) |  | Eastern
EXCLUDE | NC | NC-Eastern | Ivy River Hydro | 50890 | GEN6 | WAT | HY | 0.2 | 0.2 | 0 | 0 | 0 |  | IPP Non-CHP | N | OS |  | Non Combustion (NUC, WAT, WND, GEO, or SUN) |  | Eastern
EXCLUDE | ID | ID-Western | El Dorado Hydro Elk Creek | 50891 | GEN1 | WAT | HY | 2.6 | 2.3 | 0 | 4586 | 0 |  | IPP Non-CHP | N | OP |  | Non Combustion (NUC, WAT, WND, GEO, or SUN) |  | Western
EXCLUDE | CA | CA-Western | Rock Creek LP | 50892 | GEN1 | WAT | HY | 1.5 | 1.5 | 0 | 1311 | 0 |  | IPP Non-CHP | N | OP |  | Non Combustion (NUC, WAT, WND, GEO, or SUN) |  | Western
EXCLUDE | CA | CA-Western | Rock Creek LP | 50892 | GEN2 | WAT | HY | 1.5 | 1.5 | 0 | 1311 | 0 |  | IPP Non-CHP | N | OP |  | Non Combustion (NUC, WAT, WND, GEO, or SUN) |  | Western
EXCLUDE | PA | PA-Eastern | FirstEnergy Allegheny Hydro Partners Ltd | 50893 | GEN1 | WAT | HY | 4.6 | 3 | 0 | 14742.5 | 0 |  | IPP Non-CHP | N | OP |  | Non Combustion (NUC, WAT, WND, GEO, or SUN) |  | Eastern
EXCLUDE | PA | PA-Eastern | FirstEnergy Allegheny Hydro Partners Ltd | 50893 | GEN2 | WAT | HY | 4.6 | 3 | 0 | 14742.5 | 0 |  | IPP Non-CHP | N | OP |  | Non Combustion (NUC, WAT, WND, GEO, or SUN) |  | Eastern
EXCLUDE | PA | PA-Eastern | Allegheny No 6 Hydro Partners | 50894 | GEN1 | WAT | HY | 4.6 | 4 | 0 | 14658 | 0 |  | IPP Non-CHP | N | OP |  | Non Combustion (NUC, WAT, WND, GEO, or SUN) |  | Eastern
EXCLUDE | PA | PA-Eastern | Allegheny No 6 Hydro Partners | 50894 | GEN2 | WAT | HY | 4.6 | 4 | 0 | 14658 | 0 |  | IPP Non-CHP | N | OP |  | Non Combustion (NUC, WAT, WND, GEO, or SUN) |  | Eastern
EXCLUDE | ID | ID-Western | Bypass | 50895 | GEN1 | WAT | HY | 3.3 | 3.3 | 0 | 9497.67 | 0 |  | IPP Non-CHP | N | SB |  | Non Combustion (NUC, WAT, WND, GEO, or SUN) |  | Western
EXCLUDE | ID | ID-Western | Bypass | 50895 | GEN2 | WAT | HY | 3.3 | 3.3 | 0 | 9497.67 | 0 |  | IPP Non-CHP | N | SB |  | Non Combustion (NUC, WAT, WND, GEO, or SUN) |  | Western
EXCLUDE | ID | ID-Western | Bypass | 50895 | GEN3 | WAT | HY | 3.3 | 3.3 | 0 | 9497.67 | 0 |  | IPP Non-CHP | N | SB |  | Non Combustion (NUC, WAT, WND, GEO, or SUN) |  | Western
EXCLUDE | ID | ID-Western | S E Hazelton A | 50896 | GEN1 | WAT | HY | 2.8 | 2.8 | 0 | 8238.67 | 0 |  | IPP Non-CHP | N | SB |  | Non Combustion (NUC, WAT, WND, GEO, or SUN) |  | Western
EXCLUDE | ID | ID-Western | S E Hazelton A | 50896 | GEN2 | WAT | HY | 2.8 | 2.8 | 0 | 8238.67 | 0 |  | IPP Non-CHP | N | SB |  | Non Combustion (NUC, WAT, WND, GEO, or SUN) |  | Western
EXCLUDE | ID | ID-Western | S E Hazelton A | 50896 | GEN3 | WAT | HY | 2.8 | 2.8 | 0 | 8238.67 | 0 |  | IPP Non-CHP | N | SB |  | Non Combustion (NUC, WAT, WND, GEO, or SUN) |  | Western
EXCLUDE | PA | PA-Eastern | Allegheny Hydro No 8 | 50897 | GEN1 | WAT | HY | 6.8 | 6.8 | 0 | 38381.5 | 0 |  | IPP Non-CHP | N | OP |  | Non Combustion (NUC, WAT, WND, GEO, or SUN) |  | Eastern
EXCLUDE | PA | PA-Eastern | Allegheny Hydro No 8 | 50897 | GEN2 | WAT | HY | 6.8 | 6.8 | 0 | 38381.5 | 0 |  | IPP Non-CHP | N | OP |  | Non Combustion (NUC, WAT, WND, GEO, or SUN) |  | Eastern
EXCLUDE | PA | PA-Eastern | Allegheny Hydro No 9 | 50898 | GEN1 | WAT | HY | 8.9 | 8.9 | 0 | 49537.5 | 0 |  | IPP Non-CHP | N | OP |  | Non Combustion (NUC, WAT, WND, GEO, or SUN) |  | Eastern
EXCLUDE | PA | PA-Eastern | Allegheny Hydro No 9 | 50898 | GEN2 | WAT | HY | 8.9 | 8.9 | 0 | 49537.5 | 0 |  | IPP Non-CHP | N | OP |  | Non Combustion (NUC, WAT, WND, GEO, or SUN) |  | Eastern
EXCLUDE | VA | VA-Eastern | Covington Facility | 50900 | GEN1 | BIT | ST | 10.5 | 10.5 | 322.28 | 102015.96 | 246276.19 |  | Industrial CHP | Y | OP |  | Commercial/Industrial Unit |  | Eastern
EXCLUDE | VA | VA-Eastern | Covington Facility | 50900 | GEN2 | BIT | ST | 10.5 | 10.5 | 322.28 | 90530.68 | 218549.63 |  | Industrial CHP | Y | OP |  | Commercial/Industrial Unit |  | Eastern
EXCLUDE | VA | VA-Eastern | Covington Facility | 50900 | GEN3 | BIT | ST | 10.5 | 10.5 | 322.28 | 44532.72 | 107506.21 |  | Industrial CHP | Y | OP |  | Commercial/Industrial Unit |  | Eastern
EXCLUDE | VA | VA-Eastern | Covington Facility | 50900 | GEN4 | BLQ | ST | 34 | 32.5 | 1043.58 | 215457.59 | 520135.03 |  | Industrial CHP | Y | OP |  | Commercial/Industrial Unit |  | Eastern
EXCLUDE | VA | VA-Eastern | Covington Facility | 50900 | GEN5 | BIT | ST | 34 | 32.5 | 1043.58 | 222301.26 | 536656.3 |  | Industrial CHP | Y | OP |  | Commercial/Industrial Unit |  | Eastern
EXCLUDE | VA | VA-Eastern | Covington Facility | 50900 | GEN6 | BLQ | ST | 5.5 | 5.5 | 0 | 0 | 0 |  | Industrial CHP | Y | RE | 2009 | Commercial/Industrial Unit |  | Eastern
EXCLUDE | VA | VA-Eastern | Covington Facility | 50900 | GEN7 | WDS | ST | 82.4 | 81 | 0 | 0 | 0 |  | Industrial CHP | Y | U |  | Commercial/Industrial Unit |  | Eastern
EXCLUDE | IN | IN-Eastern | Sagamore Plant Cogeneration | 50903 | GEN1 | BIT | ST | 7.4 | 7.4 | 0 | 37685.47 | 141825.38 |  | Industrial CHP | Y | OP |  | Commercial/Industrial Unit |  | Eastern
EXCLUDE | IL | IL-Eastern | Fox Metro Water Reclamation District | 50904 | RU3 | NG | IC | 1.1 | 1.1 | 0 | 0 | 0 |  | IPP CHP | Y | SB |  | Internal Combustion |  | Eastern
EXCLUDE | IL | IL-Eastern | Fox Metro Water Reclamation District | 50904 | RU4 | NG | IC | 1.1 | 1.1 | 0 | 0 | 0 |  | IPP CHP | Y | SB |  | Internal Combustion |  | Eastern
EXCLUDE | NM | NM-Western | Univ New Mexico Cogen Plant | 50905 | 1 | NG | GT | 2.5 | 2.1 | 0 | 0 | 0 |  | Commercial CHP | Y | RE | 2009 | Commercial/Industrial Unit |  | Western
EXCLUDE | NM | NM-Western | Ford Utilities Center | 50906 | 2 | NG | ST | 1.5 | 1.4 | 0 | 0 | 0 |  | Commercial CHP | N | RE | 2003 | Commercial/Industrial Unit |  | Western
EXCLUDE | NM | NM-Western | Ford Utilities Center | 50906 | 3 | NG | GT | 7 | 6 | 0 | 43233 | 26092.53 |  | Commercial CHP | Y | OP |  | Commercial/Industrial Unit |  | Western
EXCLUDE | NM | NM-Western | Ford Utilities Center | 50906 | 4 | NG | ST | 1.1 | 0.7 | 0 | 1634 | 0 |  | Commercial CHP | N | OP |  | Commercial/Industrial Unit |  | Western
EXCLUDE | NY | NY-Eastern | Oswego County Energy Recovery | 50907 | UNT1 | MSW | ST | 1.8 | 1.7 | 0 | 5622.12 | 36558.45 |  | Commercial CHP | Y | OP |  | Commercial/Industrial Unit |  | Eastern
EXCLUDE | NY | NY-Eastern | Oswego County Energy Recovery | 50907 | UNT2 | MSW | ST | 1.8 | 1.7 | 0 | 5622.12 | 36558.45 |  | Commercial CHP | Y | OP |  | Commercial/Industrial Unit |  | Eastern
EXCLUDE | IL | IL-Eastern | Sherman Hospital | 50909 | 1 | NG | IC | 0.8 | 0.8 | 0 | 0 | 0 |  | Commercial Non-CHP | N | RE | 2012 | Commercial/Industrial Unit |  | Eastern
EXCLUDE | IL | IL-Eastern | Sherman Hospital | 50909 | 2 | NG | IC | 0.8 | 0.8 | 0 | 0 | 0 |  | Commercial Non-CHP | N | RE | 2012 | Commercial/Industrial Unit |  | Eastern
EXCLUDE | OR | OR-Western | Middle Fork Irrigation District | 50917 | GEN1 | WAT | HY | 2 | 2 | 0 | 15265.45 | 0 |  | IPP Non-CHP | N | OP |  | Non Combustion (NUC, WAT, WND, GEO, or SUN) |  | Western
EXCLUDE | OR | OR-Western | Middle Fork Irrigation District | 50917 | GEN2 | WAT | HY | 0.5 | 0.5 | 0 | 3816.36 | 0 |  | IPP Non-CHP | N | OP |  | Non Combustion (NUC, WAT, WND, GEO, or SUN) |  | Western
EXCLUDE | OR | OR-Western | Middle Fork Irrigation District | 50917 | GEN3 | WAT | HY | 0.8 | 0.8 | 0 | 6106.18 | 0 |  | IPP Non-CHP | N | OP |  | Non Combustion (NUC, WAT, WND, GEO, or SUN) |  | Western
EXCLUDE | PA | PA-Eastern | Erie Coke | 50920 | 1 | OG | ST | 2.5 | 1 | 0 | 3854.78 | 45430.17 |  | Industrial CHP | Y | SB |  | Commercial/Industrial Unit |  | Eastern
EXCLUDE | OR | OR-Western | Co-Gen LLC | 50921 | GEN1 | WDS | ST | 7.5 | 7.5 | 0 | 0 | 0 |  | IPP CHP | Y | OP |  | Non-Fossil Fuel Type (Less than 10% Fossil Fuel) |  | Western
COALST | MT | MT-Western | Yellowstone Energy LP | 50931 | GEN1 | PC | ST | 68 | 52 | 0 | 454794 | 881744.59 |  | IPP CHP | Y | OP |  |  |  | Western
EXCLUDE | IA | IA-Eastern | Des Moines Wastewater Reclamation Fac | 50932 | 01 | OBG | IC | 0.6 | 0.6 | 0 | 0 | 0 |  | Commercial CHP | Y | OP |  | Commercial/Industrial Unit |  | Eastern
EXCLUDE | IA | IA-Eastern | Des Moines Wastewater Reclamation Fac | 50932 | 02 | OBG | IC | 0.6 | 0.6 | 0 | 0 | 0 |  | Commercial CHP | Y | OP |  | Commercial/Industrial Unit |  | Eastern
EXCLUDE | IA | IA-Eastern | Des Moines Wastewater Reclamation Fac | 50932 | 03 | OBG | IC | 0.6 | 0.6 | 0 | 0 | 0 |  | Commercial CHP | Y | OP |  | Commercial/Industrial Unit |  | Eastern
EXCLUDE | WI | WI-Eastern | Rhinelander Mill | 50933 | GEN3 | NG | ST | 4 | 0.6 | 0 | 7877.6 | 27346.08 |  | Industrial CHP | Y | OS |  | Commercial/Industrial Unit |  | Eastern
EXCLUDE | WI | WI-Eastern | Rhinelander Mill | 50933 | GEN5 | NG | ST | 10 | 4 | 0 | 19693.99 | 68365.19 |  | Industrial CHP | Y | SB |  | Commercial/Industrial Unit |  | Eastern
EXCLUDE | WI | WI-Eastern | Rhinelander Mill | 50933 | GEN6 | BIT | ST | 9.3 | 6.3 | 0 | 18315.41 | 207566.44 |  | Industrial CHP | Y | OP |  | Commercial/Industrial Unit |  | Eastern
EXCLUDE | WI | WI-Eastern | Rhinelander Mill | 50933 | HYD1 | WAT | HY | 0.5 | 0.5 | 0 | 1321 | 0 |  | Industrial CHP | N | OP |  | Commercial/Industrial Unit |  | Eastern
EXCLUDE | WI | WI-Eastern | Rhinelander Mill | 50933 | HYD2 | WAT | HY | 0.5 | 0.5 | 0 | 1321 | 0 |  | Industrial CHP | N | OP |  | Commercial/Industrial Unit |  | Eastern
EXCLUDE | WI | WI-Eastern | Rhinelander Mill | 50933 | HYD3 | WAT | HY | 1 | 1 | 0 | 2642 | 0 |  | Industrial CHP | N | OP |  | Commercial/Industrial Unit |  | Eastern
EXCLUDE | IN | IN-Eastern | Caterpillar | 50935 | 0101 | DFO | IC | 2 | 1.8 | 0 | 0 | 0 |  | Industrial Non-CHP | N | RE | 2001 | Commercial/Industrial Unit |  | Eastern
EXCLUDE | IN | IN-Eastern | Caterpillar | 50935 | 0102 | DFO | IC | 2 | 1.8 | 0 | 0 | 0 |  | Industrial Non-CHP | N | RE | 2001 | Commercial/Industrial Unit |  | Eastern
EXCLUDE | IN | IN-Eastern | Caterpillar | 50935 | 0103 | DFO | IC | 2 | 1.8 | 0 | 0 | 0 |  | Industrial Non-CHP | N | RE | 2001 | Commercial/Industrial Unit |  | Eastern
EXCLUDE | IN | IN-Eastern | Caterpillar | 50935 | 0104 | DFO | IC | 2 | 1.8 | 0 | 0 | 0 |  | Industrial Non-CHP | N | RE | 2001 | Commercial/Industrial Unit |  | Eastern
EXCLUDE | IN | IN-Eastern | Caterpillar | 50935 | 0105 | DFO | IC | 2 | 1.8 | 0 | 0 | 0 |  | Industrial Non-CHP | N | RE | 2001 | Commercial/Industrial Unit |  | Eastern
EXCLUDE | IN | IN-Eastern | Caterpillar | 50935 | 0106 | DFO | IC | 2 | 1.8 | 0 | 0 | 0 |  | Industrial Non-CHP | N | RE | 2001 | Commercial/Industrial Unit |  | Eastern
EXCLUDE | IN | IN-Eastern | Caterpillar | 50935 | 0107 | DFO | IC | 2 | 1.8 | 0 | 0 | 0 |  | Industrial Non-CHP | N | RE | 2001 | Commercial/Industrial Unit |  | Eastern
EXCLUDE | IN | IN-Eastern | Caterpillar | 50935 | 0108 | DFO | IC | 2 | 1.8 | 0 | 0 | 0 |  | Industrial Non-CHP | N | RE | 2001 | Commercial/Industrial Unit |  | Eastern
EXCLUDE | IN | IN-Eastern | Caterpillar | 50935 | 3512 | DFO | IC | 0.9 | 0.8 | 0 | 0 | 0 |  | Industrial Non-CHP | N | SB |  | Commercial/Industrial Unit |  | Eastern
EXCLUDE | IN | IN-Eastern | Caterpillar | 50935 | 3516 | DFO | IC | 1.2 | 0.8 | 0 | 0 | 0 |  | Industrial Non-CHP | N | SB |  | Commercial/Industrial Unit |  | Eastern
EXCLUDE | IN | IN-Eastern | Caterpillar | 50935 | 516A | DFO | IC | 1.8 | 1.8 | 0 | 0 | 0 |  | Industrial Non-CHP | N | SB |  | Commercial/Industrial Unit |  | Eastern
EXCLUDE | IN | IN-Eastern | Caterpillar | 50935 | ET1 | NG | IC | 2 | 2 | 0 | 0 | 0 |  | Industrial Non-CHP | N | OP |  | Commercial/Industrial Unit |  | Eastern
EXCLUDE | IN | IN-Eastern | Caterpillar | 50935 | ET2 | NG | IC | 2 | 2 | 0 | 0 | 0 |  | Industrial Non-CHP | N | OP |  | Commercial/Industrial Unit |  | Eastern
EXCLUDE | IN | IN-Eastern | Caterpillar | 50935 | ET3 | DFO | IC | 2.5 | 2.5 | 0 | 0 | 0 |  | Industrial Non-CHP | N | OP |  | Commercial/Industrial Unit |  | Eastern
EXCLUDE | IN | IN-Eastern | Caterpillar | 50935 | ET4 | NG | IC | 2.5 | 2.5 | 0 | 0 | 0 |  | Industrial Non-CHP | N | V |  | Commercial/Industrial Unit |  | Eastern
EXCLUDE | IN | IN-Eastern | Caterpillar | 50935 | R12 | DFO | IC | 0.4 | 0.3 | 0 | 0 | 0 |  | Industrial Non-CHP | N | SB |  | Commercial/Industrial Unit |  | Eastern
EXCLUDE | WI | WI-Eastern | Winnebago County Landfill Gas | 50936 | EG1 | LFG | IC | 0.9 | 0.9 | 0 | 0 | 0 |  | IPP CHP | Y | OP |  | Non-Fossil Fuel Type (Less than 10% Fossil Fuel) |  | Eastern
EXCLUDE | WI | WI-Eastern | Winnebago County Landfill Gas | 50936 | EG2 | LFG | IC | 0.9 | 0.9 | 0 | 0 | 0 |  | IPP CHP | Y | OP |  | Non-Fossil Fuel Type (Less than 10% Fossil Fuel) |  | Eastern
EXCLUDE | WI | WI-Eastern | Winnebago County Landfill Gas | 50936 | EG3 | LFG | IC | 0.9 | 0.9 | 0 | 0 | 0 |  | IPP CHP | Y | OP |  | Non-Fossil Fuel Type (Less than 10% Fossil Fuel) |  | Eastern
EXCLUDE | WI | WI-Eastern | Winnebago County Landfill Gas | 50936 | EG4 | LFG | IC | 1 | 1 | 0 | 0 | 0 |  | IPP CHP | Y | OP |  | Non-Fossil Fuel Type (Less than 10% Fossil Fuel) |  | Eastern
EXCLUDE | WI | WI-Eastern | Winnebago County Landfill Gas | 50936 | EG5 | LFG | IC | 1.4 | 1.4 | 0 | 0 | 0 |  | IPP CHP | Y | OP |  | Non-Fossil Fuel Type (Less than 10% Fossil Fuel) |  | Eastern
EXCLUDE | WI | WI-Eastern | Winnebago County Landfill Gas | 50936 | EG6 | LFG | IC | 1.4 | 1.4 | 0 | 0 | 0 |  | IPP CHP | Y | IP |  | Status of Operation (IP, L, P, T) |  | Eastern
EXCLUDE | MI | MI-Eastern | William Beaumont Hospital | 50937 | GENA | DFO | IC | 1.9 | 1.9 | 0 | 0 | 0 |  | Commercial Non-CHP | N | SB |  | Commercial/Industrial Unit |  | Eastern
EXCLUDE | MI | MI-Eastern | William Beaumont Hospital | 50937 | GENB | DFO | IC | 1.9 | 1.9 | 0 | 0 | 0 |  | Commercial Non-CHP | N | SB |  | Commercial/Industrial Unit |  | Eastern
EXCLUDE | OR | OR-Western | Galesville Project | 50938 | GV1 | WAT | HY | 0.8 | 0.8 | 0 | 3603 | 0 |  | IPP Non-CHP | N | OP |  | Non Combustion (NUC, WAT, WND, GEO, or SUN) |  | Western
EXCLUDE | OR | OR-Western | Galesville Project | 50938 | GV2 | WAT | HY | 0.8 | 1 | 0 | 3603 | 0 |  | IPP Non-CHP | N | OP |  | Non Combustion (NUC, WAT, WND, GEO, or SUN) |  | Western
EXCLUDE | UT | UT-Western | Lagoon Cogeneration Facility | 50942 | 1 | NG | IC | 1 | 0.5 | 0 | 0 | 0 |  | Commercial CHP | Y | SB |  | Commercial/Industrial Unit |  | Western
EXCLUDE | UT | UT-Western | Lagoon Cogeneration Facility | 50942 | 2 | NG | IC | 1 | 0.5 | 0 | 0 | 0 |  | Commercial CHP | Y | SB |  | Commercial/Industrial Unit |  | Western
EXCLUDE | UT | UT-Western | Lagoon Cogeneration Facility | 50942 | 3 | NG | IC | 1 | 0.5 | 0 | 0 | 0 |  | Commercial CHP | Y | SB |  | Commercial/Industrial Unit |  | Western
EXCLUDE | OR | OR-Western | R & R Lumber | 50945 | ST1 | WDS | ST | 1.5 | 1.4 | 0 | 8196 | 30703.56 |  | Industrial Non-CHP | N | OP |  | Commercial/Industrial Unit |  | Western
NGCC | FL | FL-Eastern | Hardee Power Station | 50949 | GEN1 | NG | CC | 86 | 70 | 1312.3 | 201387.67 | 100819.65 |  | IPP Non-CHP | N | OP |  |  |  | Eastern
NGCC | FL | FL-Eastern | Hardee Power Station | 50949 | GEN2 | NG | CC | 86 | 70 | 1312.3 | 201387.67 | 100819.65 |  | IPP Non-CHP | N | OP |  |  |  | Eastern
NGCC | FL | FL-Eastern | Hardee Power Station | 50949 | GEN3 | NG | CC | 86 | 78 | 1312.3 | 201387.67 | 100819.65 |  | IPP Non-CHP | N | OP |  |  |  | Eastern
EXCLUDE | FL | FL-Eastern | Hardee Power Station | 50949 | GEN4 | NG | GT | 84 | 70 | 1312.3 | 2121.72 | 2562.89 |  | IPP Non-CHP | N | OP |  | Simple cycle unit |  | Eastern
EXCLUDE | FL | FL-Eastern | Hardee Power Station | 50949 | GEN5 | NG | GT | 90 | 70 | 1109 | 2273.28 | 1556.2 |  | IPP Non-CHP | N | OP |  | Simple cycle unit |  | Eastern
EXCLUDE | CA | CA-Western | Wheelabrator Martell | 50950 | GEN1 | WDS | ST | 23 | 15 | 0 | 0 | 0 |  | Industrial CHP | Y | RE | 2003 | Commercial/Industrial Unit |  | Western
COALST | UT | UT-Western | Sunnyside Cogen Associates | 50951 | GEN1 | WC | ST | 58.1 | 51 | 0 | 418235 | 536065.75 |  | IPP Non-CHP | N | OP |  |  |  | Western
EXCLUDE | IL | IL-Eastern | Saint Francis Hospital | 50952 | GEN1 | NG | IC | 0.8 | 0.8 | 0 | 0 | 0 |  | Commercial CHP | Y | OS |  | Commercial/Industrial Unit |  | Eastern
EXCLUDE | IL | IL-Eastern | Saint Francis Hospital | 50952 | GEN2 | NG | IC | 0.8 | 0.8 | 0 | 0 | 0 |  | Commercial CHP | Y | OS |  | Commercial/Industrial Unit |  | Eastern
EXCLUDE | MA | MA-Eastern | Rousselot Inc | 50955 | GEN1 | NG | ST | 1.5 | 1.5 | 0 | 3398.28 | 10202.53 |  | Industrial CHP | Y | SB |  | Commercial/Industrial Unit |  | Eastern
EXCLUDE | MA | MA-Eastern | Rousselot Inc | 50955 | GEN2 | NG | ST | 1.5 | 1.5 | 0 | 3398.28 | 10202.53 |  | Industrial CHP | Y | SB |  | Commercial/Industrial Unit |  | Eastern
EXCLUDE | MA | MA-Eastern | Rousselot Inc | 50955 | GEN3 | NG | ST | 3.7 | 3.3 | 0 | 8382.43 | 25166.25 |  | Industrial CHP | Y | OP |  | Commercial/Industrial Unit |  | Eastern
EXCLUDE | TN | TN-Eastern | Bowater Newsprint Calhoun Operation | 50956 | GEN1 | BLQ | ST | 19 | 19 | 0 | 100746.03 | 387965.16 |  | Industrial CHP | Y | OP |  | Commercial/Industrial Unit |  | Eastern
EXCLUDE | TN | TN-Eastern | Bowater Newsprint Calhoun Operation | 50956 | GEN2 | BLQ | ST | 19.2 | 20 | 0 | 137212.47 | 528394.6 |  | Industrial CHP | Y | OP |  | Commercial/Industrial Unit |  | Eastern
EXCLUDE | TN | TN-Eastern | Bowater Newsprint Calhoun Operation | 50956 | GEN3 | BLQ | ST | 25 | 27 | 0 | 110996.28 | 427438.08 |  | Industrial CHP | Y | OP |  | Commercial/Industrial Unit |  | Eastern
EXCLUDE | NJ | NJ-Eastern | Union County Resource Recovery | 50960 | GEN1 | MSW | ST | 45 | 37.5 | 0 | 299662 | 536426.74 |  | Commercial Non-CHP | N | OP |  | Commercial/Industrial Unit |  | Eastern
EXCLUDE | CA | CA-Western | Slate Creek | 50961 | GEN1 | WAT | HY | 4.2 | 4 | 0 | 8038 | 0 |  | IPP Non-CHP | N | OP |  | Non Combustion (NUC, WAT, WND, GEO, or SUN) |  | Western
EXCLUDE | CA | CA-Western | Naval Hospital Medical Center | 50963 | 1TG | NG | GT | 0.8 | 0.7 | 0 | 0 | 0 |  | Commercial CHP | Y | RE | 2003 | Commercial/Industrial Unit |  | Western
EXCLUDE | CA | CA-Western | Naval Hospital Medical Center | 50963 | 2TG | NG | GT | 0.8 | 0.7 | 0 | 0 | 0 |  | Commercial CHP | Y | RE | 2003 | Commercial/Industrial Unit |  | Western
EXCLUDE | CA | CA-Western | Naval Hospital Medical Center | 50963 | 3TG | NG | GT | 0.8 | 0.7 | 0 | 0 | 0 |  | Commercial CHP | Y | RE | 2003 | Commercial/Industrial Unit |  | Western
EXCLUDE | CA | CA-Western | Naval Hospital Medical Center | 50963 | 4TG | NG | GT | 5.3 | 4.4 | 0 | 33855 | 26748.33 |  | Commercial CHP | Y | OP |  | Commercial/Industrial Unit |  | Western
EXCLUDE | CA | CA-Western | Amedee Geothermal Venture I | 50964 | IND | GEO | ST | 1.5 | 1.1 | 0 | 1556.5 | 0 |  | IPP Non-CHP | N | OP |  | Non Combustion (NUC, WAT, WND, GEO, or SUN) |  | Western
EXCLUDE | CA | CA-Western | Amedee Geothermal Venture I | 50964 | SYN | GEO | ST | 1.5 | 1.1 | 0 | 1556.5 | 0 |  | IPP Non-CHP | N | OP |  | Non Combustion (NUC, WAT, WND, GEO, or SUN) |  | Western
EXCLUDE | OH | OH-Eastern | Toledo Ref Power Recovery Train | 50965 | GEN1 | PC | OT | 6 | 6 | 0 | 2560.8 | 865488.44 |  | Industrial CHP | Y | OP |  | Commercial/Industrial Unit |  | Eastern
NGCC | VA | VA-Eastern | Bellmeade Power Station | 50966 | 1 | NG | CC | 110 | 95 | 1243 | 399817.32 | 206078.43 |  | Electric Utility | N | OP |  |  |  | Eastern
NGCC | VA | VA-Eastern | Bellmeade Power Station | 50966 | 2 | NG | CC | 110 | 95 | 1243 | 399817.32 | 206078.43 |  | Electric Utility | N | OP |  |  |  | Eastern
NGCC | VA | VA-Eastern | Bellmeade Power Station | 50966 | 3 | NG | CC | 110 | 77 | 1243 | 399817.32 | 206078.43 |  | Electric Utility | N | OP |  |  |  | Eastern
EXCLUDE | MO | MO-Eastern | MU Combined Heat and Power Plant | 50969 | DGT1 | DFO | IC | 2 | 2 | 0 | 0 | 0 |  | Commercial CHP | N | SB |  | Commercial/Industrial Unit |  | Eastern
EXCLUDE | MO | MO-Eastern | MU Combined Heat and Power Plant | 50969 | GEN1 | BIT | ST | 6.2 | 6 | 0 | 18348 | 50694.6 |  | Commercial CHP | Y | OP |  | Commercial/Industrial Unit |  | Eastern
EXCLUDE | MO | MO-Eastern | MU Combined Heat and Power Plant | 50969 | GEN2 | BIT | ST | 12.5 | 12.2 | 0 | 26478 | 73157.38 |  | Commercial CHP | Y | OP |  | Commercial/Industrial Unit |  | Eastern
EXCLUDE | MO | MO-Eastern | MU Combined Heat and Power Plant | 50969 | GEN3 | BIT | ST | 19.8 | 19.2 | 0 | 652 | 1801.44 |  | Commercial CHP | Y | OP |  | Commercial/Industrial Unit |  | Eastern
EXCLUDE | MO | MO-Eastern | MU Combined Heat and Power Plant | 50969 | GEN4 | BIT | ST | 14.5 | 13.3 | 0 | 29503 | 81515.3 |  | Commercial CHP | Y | OP |  | Commercial/Industrial Unit |  | Eastern
EXCLUDE | MO | MO-Eastern | MU Combined Heat and Power Plant | 50969 | GEN6 | DFO | IC | 0.5 | 0.5 | 0 | 0 | 0 |  | Commercial CHP | N | SB |  | Commercial/Industrial Unit |  | Eastern
EXCLUDE | MO | MO-Eastern | MU Combined Heat and Power Plant | 50969 | GEN7 | DFO | IC | 1 | 1 | 0 | 0 | 0 |  | Commercial CHP | N | SB |  | Commercial/Industrial Unit |  | Eastern
EXCLUDE | MO | MO-Eastern | MU Combined Heat and Power Plant | 50969 | NTG1 | NG | GT | 17.3 | 11.4 | 0 | 42225.5 | 30508.56 |  | Commercial CHP | Y | OP |  | Commercial/Industrial Unit |  | Eastern
EXCLUDE | MO | MO-Eastern | MU Combined Heat and Power Plant | 50969 | NTG2 | NG | GT | 17.3 | 11.4 | 0 | 42225.5 | 30508.56 |  | Commercial CHP | Y | OP |  | Commercial/Industrial Unit |  | Eastern
EXCLUDE | FL | FL-Eastern | Tropicana Products Bradent | 50971 | GEN1 | NG | GT | 46.8 | 31 | 0 | 199970 | 121582.81 |  | Industrial CHP | Y | OP |  | Commercial/Industrial Unit |  | Eastern
EXCLUDE | ID | ID-Western | Marsh Valley Development | 50972 | 1 | WAT | HY | 1.6 | 1.5 | 0 | 5083 | 0 |  | IPP Non-CHP | N | OP |  | Non Combustion (NUC, WAT, WND, GEO, or SUN) |  | Western
EXCLUDE | TX | TX-Eastern | Motiva Enterprises Port Arthur Refinery | 50973 | GN26 | NG | CC | 18.8 | 9.7 | 0 | 106636.49 | 134593.16 |  | Industrial CHP | Y | RE | 2012 | Commercial/Industrial Unit |  | Eastern
EXCLUDE | TX | TX-Eastern | Motiva Enterprises Port Arthur Refinery | 50973 | GN27 | NG | CC | 21.3 | 4.3 | 0 | 0 | 0 |  | Industrial CHP | Y | RE | 2011 | Commercial/Industrial Unit |  | Eastern
EXCLUDE | TX | TX-Eastern | Motiva Enterprises Port Arthur Refinery | 50973 | GN31 | NG | CC | 10 | 5.9 | 0 | 56721.54 | 71592.11 |  | Industrial CHP | Y | OP |  | Commercial/Industrial Unit |  | Eastern
EXCLUDE | TX | TX-Eastern | Motiva Enterprises Port Arthur Refinery | 50973 | GN32 | NG | CC | 15.6 | 15 | 0 | 88485.6 | 111683.69 |  | Industrial CHP | Y | OP |  | Commercial/Industrial Unit |  | Eastern
EXCLUDE | TX | TX-Eastern | Motiva Enterprises Port Arthur Refinery | 50973 | GN33 | NG | CC | 25.5 | 8 | 0 | 144639.92 | 182559.87 |  | Industrial CHP | Y | OP |  | Commercial/Industrial Unit |  | Eastern
EXCLUDE | TX | TX-Eastern | Motiva Enterprises Port Arthur Refinery | 50973 | GN34 | NG | CC | 18.8 | 15.6 | 0 | 106636.49 | 134593.16 |  | Industrial CHP | Y | OP |  | Commercial/Industrial Unit |  | Eastern
EXCLUDE | TX | TX-Eastern | Motiva Enterprises Port Arthur Refinery | 50973 | GN35 | NG | CC | 40.5 | 22.5 | 0 | 229722.23 | 289948.03 |  | Industrial CHP | Y | OP |  | Commercial/Industrial Unit |  | Eastern
EXCLUDE | TX | TX-Eastern | Motiva Enterprises Port Arthur Refinery | 50973 | GN41 | NG | CC | 41.6 | 36.1 | 0 | 235961.6 | 297823.16 |  | Industrial CHP | Y | OP |  | Commercial/Industrial Unit |  | Eastern
EXCLUDE | TX | TX-Eastern | Motiva Enterprises Port Arthur Refinery | 50973 | GN42 | NG | CC | 41.6 | 36.1 | 0 | 235961.6 | 297823.16 |  | Industrial CHP | Y | OP |  | Commercial/Industrial Unit |  | Eastern
EXCLUDE | TX | TX-Eastern | Motiva Enterprises Port Arthur Refinery | 50973 | GN43 | NG | CC | 41.6 | 36.1 | 0 | 235961.6 | 297823.16 |  | Industrial CHP | Y | OP |  | Commercial/Industrial Unit |  | Eastern
EXCLUDE | TX | TX-Eastern | Motiva Enterprises Port Arthur Refinery | 50973 | GN44 | NG | CC | 41.6 | 36.1 | 0 | 235961.6 | 297823.16 |  | Industrial CHP | Y | OP |  | Commercial/Industrial Unit |  | Eastern
COALST | PA | PA-Eastern | Scrubgrass Generating Company LP | 50974 | GEN1 | BIT | ST | 94.7 | 84.3 | 1555 | 683328 | 1041413.16 |  | IPP Non-CHP | N | OP |  |  |  | Eastern
COALST | FL | FL-Eastern | Indiantown Cogeneration LP | 50976 | GEN1 | BIT | ST | 395.4 | 330 | 3820 | 802532 | 1069506.31 |  | IPP CHP | Y | OP |  |  |  | Eastern
NGCC | NY | NY-Eastern | Carr Street Generating Station | 50978 | GEN1 | NG | CC | 48.8 | 33 | 424 | 26545.85 | 13252.34 |  | IPP Non-CHP | N | OP |  |  |  | Eastern
NGCC | NY | NY-Eastern | Carr Street Generating Station | 50978 | GEN2 | NG | CC | 48.8 | 33 | 424 | 26545.85 | 13252.34 |  | IPP Non-CHP | N | OP |  |  |  | Eastern
NGCC | NY | NY-Eastern | Carr Street Generating Station | 50978 | GEN3 | NG | CC | 25 | 22.5 | 424 | 13599.31 | 6789.11 | 1 | IPP Non-CHP | N | OP |  |  |  | Eastern
EXCLUDE | OR | OR-Western | Siphon Power Project | 50980 | GEN1 | WAT | HY | 2.7 | 2.7 | 0 | 19323 | 0 |  | IPP Non-CHP | N | OP |  | Non Combustion (NUC, WAT, WND, GEO, or SUN) |  | Western
EXCLUDE | OR | OR-Western | Siphon Power Project | 50980 | GEN2 | WAT | HY | 2.7 | 2.7 | 0 | 19323 | 0 |  | IPP Non-CHP | N | OP |  | Non Combustion (NUC, WAT, WND, GEO, or SUN) |  | Western
EXCLUDE | CA | CA-Western | Solano County Cogen Plant | 50985 | 3163 | NG | IC | 1 | 1 | 0 | 0 | 0 |  | Commercial CHP | Y | OP |  | Commercial/Industrial Unit |  | Western
EXCLUDE | CA | CA-Western | Solano County Cogen Plant | 50985 | 3164 | NG | IC | 0.4 | 0.4 | 0 | 0 | 0 |  | Commercial CHP | Y | OP |  | Commercial/Industrial Unit |  | Western
EXCLUDE | CA | CA-Western | Solano County Cogen Plant | 50985 | 3165 | NG | IC | 1.4 | 1.4 | 0 | 0 | 0 |  | Commercial CHP | Y | OP |  | Commercial/Industrial Unit |  | Western
EXCLUDE | ID | ID-Western | Rock Creek I | 50987 | GEN1 | WAT | HY | 2.1 | 2 | 0 | 9948 | 0 |  | IPP Non-CHP | N | OP |  | Non Combustion (NUC, WAT, WND, GEO, or SUN) |  | Western
EXCLUDE | IL | IL-Eastern | Ingersoll Milling Machine | 50989 | 0071 | NG | GT | 0.6 | 0.6 | 0 | 0 | 0 |  | Industrial CHP | Y | SB |  | Commercial/Industrial Unit |  | Eastern
EXCLUDE | IL | IL-Eastern | Ingersoll Milling Machine | 50989 | 0072 | NG | GT | 0.6 | 0.6 | 0 | 0 | 0 |  | Industrial CHP | Y | SB |  | Commercial/Industrial Unit |  | Eastern
EXCLUDE | IL | IL-Eastern | Ingersoll Milling Machine | 50989 | 0073 | NG | GT | 0.6 | 0.6 | 0 | 0 | 0 |  | Industrial CHP | Y | SB |  | Commercial/Industrial Unit |  | Eastern
EXCLUDE | IL | IL-Eastern | Ingersoll Milling Machine | 50989 | 0074 | NG | GT | 0.6 | 0.6 | 0 | 0 | 0 |  | Industrial CHP | Y | SB |  | Commercial/Industrial Unit |  | Eastern
EXCLUDE | IL | IL-Eastern | Ingersoll Milling Machine | 50989 | 0075 | NG | GT | 0.6 | 0.6 | 0 | 0 | 0 |  | Industrial CHP | Y | SB |  | Commercial/Industrial Unit |  | Eastern
EXCLUDE | IL | IL-Eastern | Ingersoll Milling Machine | 50989 | 0076 | NG | GT | 0.8 | 0.7 | 0 | 0 | 0 |  | Industrial CHP | N | SB |  | Commercial/Industrial Unit |  | Eastern
EXCLUDE | IL | IL-Eastern | Ingersoll Milling Machine | 50989 | 0077 | NG | GT | 0.8 | 0.7 | 0 | 0 | 0 |  | Industrial CHP | N | SB |  | Commercial/Industrial Unit |  | Eastern
EXCLUDE | WI | WI-Eastern | Marathon Electric | 50990 | P1-1 | DFO | IC | 0.4 | 0.4 | 0 | 0 | 0 |  | Industrial Non-CHP | N | SB |  | Commercial/Industrial Unit |  | Eastern
EXCLUDE | WI | WI-Eastern | Marathon Electric | 50990 | P1-2 | DFO | IC | 0.4 | 0.4 | 0 | 0 | 0 |  | Industrial Non-CHP | N | SB |  | Commercial/Industrial Unit |  | Eastern
EXCLUDE | WI | WI-Eastern | Marathon Electric | 50990 | P2-3 | DFO | IC | 0.9 | 0.9 | 0 | 0 | 0 |  | Industrial Non-CHP | N | SB |  | Commercial/Industrial Unit |  | Eastern
EXCLUDE | WI | WI-Eastern | Marathon Electric | 50990 | P2-4 | DFO | IC | 0.9 | 0.9 | 0 | 0 | 0 |  | Industrial Non-CHP | N | SB |  | Commercial/Industrial Unit |  | Eastern
EXCLUDE | WI | WI-Eastern | Marathon Electric | 50990 | P3-5 | DFO | IC | 0.7 | 0.7 | 0 | 0 | 0 |  | Industrial Non-CHP | N | RE | 2009 | Commercial/Industrial Unit |  | Eastern
EXCLUDE | OR | OR-Western | Co-Gen II LLC | 50993 | GEN1 | WDS | ST | 7.5 | 7.8 | 0 | 0 | 0 |  | IPP CHP | Y | OP |  | Non-Fossil Fuel Type (Less than 10% Fossil Fuel) |  | Western
EXCLUDE | NM | NM-Western | Gallup Refinery | 50997 | GEN1 | NG | GT | 3 | 2.9 | 0 | 0 | 0 |  | Industrial CHP | Y | OP |  | Commercial/Industrial Unit |  | Western
EXCLUDE | NM | NM-Western | Gallup Refinery | 50997 | GEN2 | NG | GT | 3 | 2.9 | 0 | 0 | 0 |  | Industrial CHP | Y | OP |  | Commercial/Industrial Unit |  | Western
EXCLUDE | ME | ME-Eastern | Aziscohos Hydroelectric Project | 50999 | GEN1 | WAT | HY | 6.7 | 6.8 | 0 | 29287 | 0 |  | IPP Non-CHP | N | OP |  | Non Combustion (NUC, WAT, WND, GEO, or SUN) |  | Eastern
EXCLUDE | LA | LA-Eastern | M A Patout Son Ltd | 51008 | 1000 | AB | ST | 1 | 1 | 0 | 416.67 | 169132.43 |  | Industrial CHP | Y | SB |  | Commercial/Industrial Unit |  | Eastern
EXCLUDE | LA | LA-Eastern | M A Patout Son Ltd | 51008 | 2000 | AB | ST | 2 | 2 | 0 | 833.33 | 338264.86 |  | Industrial CHP | Y | SB |  | Commercial/Industrial Unit |  | Eastern
EXCLUDE | VT | VT-Eastern | Ryegate Power Station | 51026 | GEN1 | WDS | ST | 21.5 | 20 | 0 | 102379 | 138227.9 |  | IPP Non-CHP | N | OP |  | State not covered under final 111(d) |  | Eastern
NGCC | RI | RI-Eastern | Ocean State Power | 51030 | GEN1 | NG | CC | 82.8 | 71.2 | 1650 | 282930.73 | 138240.84 |  | IPP Non-CHP | N | OP |  |  |  | Eastern
NGCC | RI | RI-Eastern | Ocean State Power | 51030 | GEN2 | NG | CC | 82.8 | 71.2 | 1650 | 282930.73 | 138240.84 |  | IPP Non-CHP | N | OP |  |  |  | Eastern
NGCC | RI | RI-Eastern | Ocean State Power | 51030 | GEN3 | NG | CC | 88.6 | 76.2 | 1650 | 302749.55 | 147924.38 |  | IPP Non-CHP | N | OP |  |  |  | Eastern
EXCLUDE | NY | NY-Eastern | West Delaware Tunnel Plant | 51033 | GEN1 | WAT | HY | 7.5 | 7 | 0 | 38059 | 0 |  | IPP Non-CHP | N | OP |  | Non Combustion (NUC, WAT, WND, GEO, or SUN) |  | Eastern
EXCLUDE | NY | NY-Eastern | Little Falls Hydro | 51034 | GEN1 | WAT | HY | 6.5 | 1.4 | 0 | 21758 | 0 |  | IPP Non-CHP | N | OP |  | Non Combustion (NUC, WAT, WND, GEO, or SUN) |  | Eastern
EXCLUDE | NY | NY-Eastern | Little Falls Hydro | 51034 | GEN2 | WAT | HY | 6.5 | 1.6 | 0 | 21758 | 0 |  | IPP Non-CHP | N | OP |  | Non Combustion (NUC, WAT, WND, GEO, or SUN) |  | Eastern
EXCLUDE | NY | NY-Eastern | Hofstra University | 51035 | GEN1 | NG | IC | 1.1 | 1.1 | 0 | 0 | 0 |  | Commercial CHP | Y | OP |  | Commercial/Industrial Unit |  | Eastern
EXCLUDE | NY | NY-Eastern | Hofstra University | 51035 | GEN2 | NG | IC | 1.1 | 1.1 | 0 | 0 | 0 |  | Commercial CHP | Y | OP |  | Commercial/Industrial Unit |  | Eastern
EXCLUDE | NY | NY-Eastern | MacArthur Waste to Energy Facility | 51038 | GEN1 | MSW | ST | 12.5 | 11 | 0 | 55765 | 161724.36 |  | Commercial Non-CHP | N | OP |  | Commercial/Industrial Unit |  | Eastern
EXCLUDE | LA | LA-Eastern | Plaquemine Operations | 52005 | GEN1 | NG | CS | 53 | 49 | 0 | 0 | 0 |  | Industrial CHP | Y | RE | 2002 | Commercial/Industrial Unit |  | Eastern
EXCLUDE | LA | LA-Eastern | Plaquemine Operations | 52005 | GEN2 | NG | CS | 53 | 49 | 0 | 0 | 0 |  | Industrial CHP | Y | RE | 2002 | Commercial/Industrial Unit |  | Eastern
EXCLUDE | LA | LA-Eastern | LaO Energy Systems | 52006 | GEN1 | NG | CC | 57 | 57 | 0 | 203837.12 | 93100.65 |  | Industrial CHP | Y | OP |  | Commercial/Industrial Unit |  | Eastern
EXCLUDE | LA | LA-Eastern | LaO Energy Systems | 52006 | GEN2 | NG | CC | 88 | 80 | 0 | 314695.91 | 143734.33 |  | Industrial CHP | Y | OP |  | Commercial/Industrial Unit |  | Eastern
EXCLUDE | LA | LA-Eastern | LaO Energy Systems | 52006 | GEN3 | NG | CC | 90 | 94 | 0 | 321848.09 | 147001.02 |  | Industrial CHP | Y | OP |  | Commercial/Industrial Unit |  | Eastern
EXCLUDE | LA | LA-Eastern | LaO Energy Systems | 52006 | GEN4 | NG | CC | 76.5 | 49 | 0 | 273570.88 | 124950.87 |  | Industrial CHP | Y | OP |  | Commercial/Industrial Unit |  | Eastern
EXCLUDE | LA | LA-Eastern | LaO Energy Systems | 52006 | GEN5 | NG | CC | 76.5 | 52 | 0 | 273570.88 | 124950.87 |  | Industrial CHP | Y | OP |  | Commercial/Industrial Unit |  | Eastern
EXCLUDE | LA | LA-Eastern | LaO Energy Systems | 52006 | GEN6 | NG | CC | 76.5 | 52 | 0 | 273570.88 | 124950.87 |  | Industrial CHP | Y | OP |  | Commercial/Industrial Unit |  | Eastern
EXCLUDE | LA | LA-Eastern | LaO Energy Systems | 52006 | GEN7 | NG | CC | 125 | 95 | 0 | 447011.24 | 204168.09 |  | Industrial CHP | Y | OP | 2014 | Commercial/Industrial Unit |  | Eastern
EXCLUDE | LA | LA-Eastern | LaO Energy Systems | 52006 | GEN8 | NG | CC | 125 | 95 | 0 | 0 | 0 |  | Industrial CHP | Y | RE | 2011 | Commercial/Industrial Unit |  | Eastern
COALST | VA | VA-Eastern | Mecklenburg Power Station | 52007 | GEN1 | BIT | ST | 69.9 | 69 | 1000 | 97936 | 143389.28 |  | Electric Utility | N | OP |  |  |  | Eastern
COALST | VA | VA-Eastern | Mecklenburg Power Station | 52007 | GEN2 | BIT | ST | 69.9 | 69 | 1000 | 72615 | 110521.03 |  | Electric Utility | N | OP |  |  |  | Eastern
EXCLUDE | FL | FL-Eastern | Lee County Solid Waste Energy | 52010 | GEN1 | MSW | ST | 39 | 39 | 0 | 193484 | 341178.83 |  | IPP Non-CHP | N | OP |  | Non-Fossil Fuel Type (Less than 10% Fossil Fuel) |  | Eastern
EXCLUDE | FL | FL-Eastern | Lee County Solid Waste Energy | 52010 | GEN2 | MSW | ST | 20 | 16 | 0 | 103269 | 182098.76 |  | IPP Non-CHP | N | OP |  | Non-Fossil Fuel Type (Less than 10% Fossil Fuel) |  | Eastern
EXCLUDE | NV | NV-Western | Caithness Dixie Valley | 52015 | GEN1 | GEO | ST | 60.5 | 56 | 0 | 478200 | 0 |  | IPP Non-CHP | N | OP |  | Non Combustion (NUC, WAT, WND, GEO, or SUN) |  | Western
EXCLUDE | MI | MI-Eastern | Menominee Acquisition | 52017 | ST1 | BIT | ST | 1.5 | 1.5 | 0 | 1002.13 | 6841.99 |  | Industrial CHP | Y | OS |  | Commercial/Industrial Unit |  | Eastern
EXCLUDE | MI | MI-Eastern | Menominee Acquisition | 52017 | ST2 | BIT | ST | 2.5 | 2.5 | 0 | 1670.22 | 11403.32 |  | Industrial CHP | Y | OP |  | Commercial/Industrial Unit |  | Eastern
NGCC | VA | VA-Eastern | Doswell Energy Center | 52019 | GEN1 | NG | CC | 122 | 104.7 | 1582.5 | 541882.63 | 269466.42 |  | IPP Non-CHP | N | OP |  |  |  | Eastern
NGCC | VA | VA-Eastern | Doswell Energy Center | 52019 | GEN2 | NG | CC | 122 | 104.7 | 1592.9 | 541882.63 | 269466.42 |  | IPP Non-CHP | N | OP |  |  |  | Eastern
NGCC | VA | VA-Eastern | Doswell Energy Center | 52019 | GEN3 | NG | CC | 132 | 123 | 1582.5 | 586299.24 | 291553.84 |  | IPP Non-CHP | N | OP |  |  |  | Eastern
NGCC | VA | VA-Eastern | Doswell Energy Center | 52019 | GEN4 | NG | CC | 122 | 104.7 | 1539.3 | 541882.63 | 269466.42 |  | IPP Non-CHP | N | OP |  |  |  | Eastern
NGCC | VA | VA-Eastern | Doswell Energy Center | 52019 | GEN5 | NG | CC | 122 | 104.7 | 1533.5 | 541882.63 | 269466.42 |  | IPP Non-CHP | N | OP |  |  |  | Eastern
NGCC | VA | VA-Eastern | Doswell Energy Center | 52019 | GEN6 | NG | CC | 132 | 123 | 1539.3 | 586299.24 | 291553.84 |  | IPP Non-CHP | N | OP |  |  |  | Eastern
EXCLUDE | VA | VA-Eastern | Doswell Energy Center | 52019 | GEN7 | NG | GT | 187 | 149 | 2141.9 | 97046 | 65657.79 |  | IPP Non-CHP | N | OP |  | Simple cycle unit |  | Eastern
EXCLUDE | IL | IL-Eastern | ITT Cogen Facility | 52021 | GEN1 | NG | GT | 3.7 | 3.5 | 0 | 53.5 | 8.53 |  | Commercial CHP | Y | SB |  | Commercial/Industrial Unit |  | Eastern
EXCLUDE | IL | IL-Eastern | ITT Cogen Facility | 52021 | GEN2 | NG | GT | 3.7 | 3.5 | 0 | 53.5 | 8.53 |  | Commercial CHP | Y | SB |  | Commercial/Industrial Unit |  | Eastern
EXCLUDE | RI | RI-Eastern | Rhode Island Hospital | 52024 | GEN2 | NG | ST | 1.7 | 1.7 | 0 | 1131.99 | 3507.82 |  | Commercial CHP | Y | OP |  | Commercial/Industrial Unit |  | Eastern
EXCLUDE | RI | RI-Eastern | Rhode Island Hospital | 52024 | GEN4 | NG | ST | 1.7 | 1.7 | 0 | 898.22 | 2783.41 |  | Commercial CHP | Y | OP |  | Commercial/Industrial Unit |  | Eastern
EXCLUDE | RI | RI-Eastern | Rhode Island Hospital | 52024 | NEW1 | NG | ST | 3.5 | 3.5 | 0 | 9237.31 | 28624.63 |  | Commercial CHP | Y | OP |  | Commercial/Industrial Unit |  | Eastern
EXCLUDE | RI | RI-Eastern | Rhode Island Hospital | 52024 | NEW3 | NG | ST | 3.5 | 3.5 | 0 | 6950.05 | 21536.85 |  | Commercial CHP | Y | OP |  | Commercial/Industrial Unit |  | Eastern
NGCC | MA | MA-Eastern | Dartmouth Power Associates LP | 52026 | GEN1 | NG | CC | 45 | 36 | 656 | 82204.85 | 40791.69 |  | IPP Non-CHP | N | OP |  |  |  | Eastern
NGCC | MA | MA-Eastern | Dartmouth Power Associates LP | 52026 | GEN2 | NG | CC | 32 | 26 | 656 | 58456.79 | 29007.42 |  | IPP Non-CHP | N | OP |  |  |  | Eastern
EXCLUDE | MA | MA-Eastern | Dartmouth Power Associates LP | 52026 | GEN3 | NG | GT | 24.7 | 20.6 | 267.1 | 2251 | 1604.09 |  | IPP Non-CHP | N | OP |  | Simple cycle unit |  | Eastern
EXCLUDE | HI | HI-Hawaii | Puna Geothermal Venture I | 52028 | OEC11 | GEO | ST | 3.5 | 3.1 | 0 | 26099.7 | 0 |  | IPP Non-CHP | N | OP |  | State not covered under final 111(d) |  | Hawaii
EXCLUDE | HI | HI-Hawaii | Puna Geothermal Venture I | 52028 | OEC12 | GEO | ST | 3.5 | 3.1 | 0 | 26099.7 | 0 |  | IPP Non-CHP | N | OP |  | State not covered under final 111(d) |  | Hawaii
EXCLUDE | HI | HI-Hawaii | Puna Geothermal Venture I | 52028 | OEC13 | GEO | ST | 3.5 | 3.1 | 0 | 26099.7 | 0 |  | IPP Non-CHP | N | OP |  | State not covered under final 111(d) |  | Hawaii
EXCLUDE | HI | HI-Hawaii | Puna Geothermal Venture I | 52028 | OEC14 | GEO | ST | 3.5 | 3.1 | 0 | 26099.7 | 0 |  | IPP Non-CHP | N | OP |  | State not covered under final 111(d) |  | Hawaii
EXCLUDE | HI | HI-Hawaii | Puna Geothermal Venture I | 52028 | OEC15 | GEO | ST | 3.5 | 3.1 | 0 | 26099.7 | 0 |  | IPP Non-CHP | N | OP |  | State not covered under final 111(d) |  | Hawaii
EXCLUDE | HI | HI-Hawaii | Puna Geothermal Venture I | 52028 | OEC21 | GEO | ST | 3.5 | 3.1 | 0 | 26099.7 | 0 |  | IPP Non-CHP | N | OP |  | State not covered under final 111(d) |  | Hawaii
EXCLUDE | HI | HI-Hawaii | Puna Geothermal Venture I | 52028 | OEC22 | GEO | ST | 3.5 | 3.1 | 0 | 26099.7 | 0 |  | IPP Non-CHP | N | OP |  | State not covered under final 111(d) |  | Hawaii
EXCLUDE | HI | HI-Hawaii | Puna Geothermal Venture I | 52028 | OEC23 | GEO | ST | 3.5 | 3.1 | 0 | 26099.7 | 0 |  | IPP Non-CHP | N | OP |  | State not covered under final 111(d) |  | Hawaii
EXCLUDE | HI | HI-Hawaii | Puna Geothermal Venture I | 52028 | OEC24 | GEO | ST | 3.5 | 3.1 | 0 | 26099.7 | 0 |  | IPP Non-CHP | N | OP |  | State not covered under final 111(d) |  | Hawaii
EXCLUDE | HI | HI-Hawaii | Puna Geothermal Venture I | 52028 | OEC25 | GEO | ST | 3.5 | 3.1 | 0 | 26099.7 | 0 |  | IPP Non-CHP | N | OP |  | State not covered under final 111(d) |  | Hawaii
EXCLUDE | HI | HI-Hawaii | Puna Geothermal Venture I | 52028 | OEC31 | GEO | BT | 8 | 6 | 0 | 0 | 0 |  | IPP Non-CHP | N | OP |  | State not covered under final 111(d) | Yes | Hawaii
EXCLUDE | HI | HI-Hawaii | Puna Geothermal Venture I | 52028 | OEC32 | GEO | BT | 8 | 6 | 0 | 0 | 0 |  | IPP Non-CHP | N | OP |  | State not covered under final 111(d) | Yes | Hawaii
EXCLUDE | LA | LA-Eastern | Alliance Refinery | 52031 | GEN1 | NG | OT | 6 | 6 | 0 | 0 | 0 |  | Industrial Non-CHP | N | SB |  | Commercial/Industrial Unit |  | Eastern
EXCLUDE | LA | LA-Eastern | Alliance Refinery | 52031 | GEN2 | NG | ST | 19 | 19 | 0 | 0 | 13929.24 |  | Industrial Non-CHP | N | OP |  | Commercial/Industrial Unit |  | Eastern
EXCLUDE | VT | VT-Eastern | Moretown Generating Station | 52033 | 1 | WAT | HY | 1.2 | 0.3 | 0 | 0 | 0 |  | IPP Non-CHP | N | OS |  | State not covered under final 111(d) |  | Eastern
EXCLUDE | IL | IL-Eastern | Bunge Oil | 52034 | 1 | NG | GT | 3.5 | 2.8 | 0 | 0 | 13268.82 |  | Industrial CHP | Y | OP |  | Commercial/Industrial Unit |  | Eastern
EXCLUDE | PA | PA-Eastern | Yough Hydro Power | 52036 | GEN1 | WAT | HY | 6.1 | 6.1 | 0 | 17869 | 0 |  | IPP Non-CHP | N | OP |  | Non Combustion (NUC, WAT, WND, GEO, or SUN) |  | Eastern
EXCLUDE | PA | PA-Eastern | Yough Hydro Power | 52036 | GEN2 | WAT | HY | 6.1 | 6.1 | 0 | 17869 | 0 |  | IPP Non-CHP | N | OP |  | Non Combustion (NUC, WAT, WND, GEO, or SUN) |  | Eastern
EXCLUDE | UT | UT-Western | Quail Creek Hydro Plant #1 | 52039 | 1 | WAT | HY | 2.3 | 2.3 | 0 | 8107 | 0 |  | IPP Non-CHP | N | OP |  | Non Combustion (NUC, WAT, WND, GEO, or SUN) |  | Western
EXCLUDE | TN | TN-Eastern | Vanderbilt University Power Plant | 52048 | GEN1 | BIT | ST | 6.5 | 6.5 | 0 | 23115.38 | 151055.57 |  | Commercial CHP | Y | OP |  | Commercial/Industrial Unit |  | Eastern
EXCLUDE | TN | TN-Eastern | Vanderbilt University Power Plant | 52048 | GEN2 | BIT | ST | 4.5 | 4.5 | 0 | 339.95 | 2221.5 |  | Commercial CHP | N | OP |  | Commercial/Industrial Unit |  | Eastern
EXCLUDE | TN | TN-Eastern | Vanderbilt University Power Plant | 52048 | GT1 | NG | GT | 5.2 | 4 | 0 | 23541.56 | 20274.35 |  | Commercial CHP | Y | OP |  | Commercial/Industrial Unit |  | Eastern
EXCLUDE | TN | TN-Eastern | Vanderbilt University Power Plant | 52048 | GT2 | NG | GT | 5.2 | 4 | 0 | 23541.56 | 20274.35 |  | Commercial CHP | Y | OP |  | Commercial/Industrial Unit |  | Eastern
EXCLUDE | SC | SC-Eastern | Clifton Dam 3 Power Station | 52049 | 1H | WAT | HY | 0.7 | 0.7 | 0 | 1220.92 | 0 |  | IPP Non-CHP | N | OP |  | Non Combustion (NUC, WAT, WND, GEO, or SUN) |  | Eastern
EXCLUDE | SC | SC-Eastern | Clifton Dam 3 Power Station | 52049 | 2V | WAT | HY | 0.5 | 0.5 | 0 | 872.08 | 0 |  | IPP Non-CHP | N | OP |  | Non Combustion (NUC, WAT, WND, GEO, or SUN) |  | Eastern
EXCLUDE | VA | VA-Eastern | I 95 Municipal Landfill Phase I | 52051 | UNT1 | LFG | IC | 0.8 | 0.8 | 0 | 0 | 0 |  | IPP Non-CHP | N | OP |  | Non-Fossil Fuel Type (Less than 10% Fossil Fuel) |  | Eastern
EXCLUDE | VA | VA-Eastern | I 95 Municipal Landfill Phase I | 52051 | UNT2 | LFG | IC | 0.8 | 0.8 | 0 | 0 | 0 |  | IPP Non-CHP | N | OP |  | Non-Fossil Fuel Type (Less than 10% Fossil Fuel) |  | Eastern
EXCLUDE | VA | VA-Eastern | I 95 Municipal Landfill Phase I | 52051 | UNT3 | LFG | IC | 0.8 | 0.8 | 0 | 0 | 0 |  | IPP Non-CHP | N | OP |  | Non-Fossil Fuel Type (Less than 10% Fossil Fuel) |  | Eastern
EXCLUDE | VA | VA-Eastern | I 95 Municipal Landfill Phase I | 52051 | UNT4 | LFG | IC | 0.8 | 0.8 | 0 | 0 | 0 |  | IPP Non-CHP | N | OP |  | Non-Fossil Fuel Type (Less than 10% Fossil Fuel) |  | Eastern
EXCLUDE | MN | MN-Eastern | Rapidan Hydro Facility | 52054 | GEN1 | WAT | HY | 3.4 | 3.2 | 0 | 4301.5 | 0 |  | IPP Non-CHP | N | OP |  | Non Combustion (NUC, WAT, WND, GEO, or SUN) |  | Eastern
EXCLUDE | MN | MN-Eastern | Rapidan Hydro Facility | 52054 | GEN2 | WAT | HY | 3.4 | 3.2 | 0 | 4301.5 | 0 |  | IPP Non-CHP | N | OP |  | Non Combustion (NUC, WAT, WND, GEO, or SUN) |  | Eastern
NGCC | NY | NY-Eastern | Nassau Energy Corp | 52056 | GT1 | NG | CC | 43 | 43 | 633 | 296859.93 | 185972.8 |  | IPP CHP | Y | OP |  |  |  | Eastern
NGCC | NY | NY-Eastern | Nassau Energy Corp | 52056 | ST1 | NG | CC | 12 | 12 | 633 | 82844.63 | 51899.39 | 1 | IPP CHP | Y | OP |  |  |  | Eastern
EXCLUDE | NY | NY-Eastern | Herkimer | 52057 | 01 | WAT | HY | 0.4 | 0.1 | 0 | 0 | 0 |  | IPP Non-CHP | N | OS |  | Non Combustion (NUC, WAT, WND, GEO, or SUN) |  | Eastern
EXCLUDE | NY | NY-Eastern | Herkimer | 52057 | 02 | WAT | HY | 0.4 | 0.1 | 0 | 0 | 0 |  | IPP Non-CHP | N | OS |  | Non Combustion (NUC, WAT, WND, GEO, or SUN) |  | Eastern
EXCLUDE | NY | NY-Eastern | Herkimer | 52057 | 03 | WAT | HY | 0.4 | 0.1 | 0 | 0 | 0 |  | IPP Non-CHP | N | OS |  | Non Combustion (NUC, WAT, WND, GEO, or SUN) |  | Eastern
EXCLUDE | NY | NY-Eastern | Herkimer | 52057 | 04 | WAT | HY | 0.4 | 0.1 | 0 | 0 | 0 |  | IPP Non-CHP | N | OS |  | Non Combustion (NUC, WAT, WND, GEO, or SUN) |  | Eastern
EXCLUDE | NY | NY-Eastern | Herkimer | 52057 | 05 | WAT | HY | 0.4 | 0.4 | 0 | 0 | 0 |  | IPP Non-CHP | N | RE | 2001 | Retired prior to 2012 |  | Eastern
EXCLUDE | NY | NY-Eastern | Ogdensburg | 52058 | 01 | WAT | HY | 0.7 | 0.2 | 0 | 1844.8 | 0 |  | IPP Non-CHP | N | OP |  | Non Combustion (NUC, WAT, WND, GEO, or SUN) |  | Eastern
EXCLUDE | NY | NY-Eastern | Ogdensburg | 52058 | 02 | WAT | HY | 0.7 | 0.2 | 0 | 1844.8 | 0 |  | IPP Non-CHP | N | OP |  | Non Combustion (NUC, WAT, WND, GEO, or SUN) |  | Eastern
EXCLUDE | NY | NY-Eastern | Ogdensburg | 52058 | 03 | WAT | HY | 0.7 | 0.2 | 0 | 1844.8 | 0 |  | IPP Non-CHP | N | OP |  | Non Combustion (NUC, WAT, WND, GEO, or SUN) |  | Eastern
EXCLUDE | NY | NY-Eastern | Ogdensburg | 52058 | 04 | WAT | HY | 0.7 | 0.2 | 0 | 1844.8 | 0 |  | IPP Non-CHP | N | OP |  | Non Combustion (NUC, WAT, WND, GEO, or SUN) |  | Eastern
EXCLUDE | NY | NY-Eastern | Ogdensburg | 52058 | 05 | WAT | HY | 0.7 | 0.2 | 0 | 1844.8 | 0 |  | IPP Non-CHP | N | OP |  | Non Combustion (NUC, WAT, WND, GEO, or SUN) |  | Eastern
EXCLUDE | CT | CT-Eastern | Hartford Hospital Cogeneration | 52061 | GEN2 | NG | CC | 4.2 | 2.4 | 0 | 19807.47 | 19917.87 |  | Commercial CHP | Y | OP |  | Commercial/Industrial Unit |  | Eastern
EXCLUDE | CT | CT-Eastern | Hartford Hospital Cogeneration | 52061 | GEN3 | NG | CC | 6.2 | 5.2 | 0 | 29239.61 | 29402.57 |  | Commercial CHP | Y | OP |  | Commercial/Industrial Unit |  | Eastern
EXCLUDE | CT | CT-Eastern | Hartford Hospital Cogeneration | 52061 | GEN4 | NG | FC | 1.8 | 1.8 | 0 | 0 | 0 |  | Commercial CHP | N | P |  | Commercial/Industrial Unit |  | Eastern
EXCLUDE | CA | CA-Western | Martinez Sulfuric Acid Regeneration Plt | 52063 | GEN1 | OTH | ST | 4 | 4 | 0 | 1107 | 0 |  | Industrial CHP | Y | OP |  | Commercial/Industrial Unit |  | Western
EXCLUDE | CA | CA-Western | Rhodia Dominguez Plant | 52064 | GEN1 | NG | ST | 5 | 3.5 | 0 | 5420 | 63111.4 |  | Industrial CHP | Y | OP |  | Commercial/Industrial Unit |  | Western
EXCLUDE | TX | TX-ERCOT | Rhodia Houston Plant | 52065 | GEN1 | OTH | ST | 6 | 5.8 | 0 | 10977.6 | 0 |  | Industrial CHP | Y | OP |  | Commercial/Industrial Unit |  | ERCOT
EXCLUDE | TX | TX-ERCOT | Rhodia Houston Plant | 52065 | GEN2 | OTH | ST | 1.5 | 1.5 | 0 | 2744.4 | 0 |  | Industrial CHP | Y | OP |  | Commercial/Industrial Unit |  | ERCOT
EXCLUDE | NJ | NJ-Eastern | Great Falls Hydro Project | 52068 | GEN1 | WAT | HY | 3.6 | 0.3 | 0 | 3585 | 0 |  | IPP Non-CHP | N | OP |  | Non Combustion (NUC, WAT, WND, GEO, or SUN) |  | Eastern
EXCLUDE | NJ | NJ-Eastern | Great Falls Hydro Project | 52068 | GEN2 | WAT | HY | 3.6 | 0.3 | 0 | 3585 | 0 |  | IPP Non-CHP | N | OP |  | Non Combustion (NUC, WAT, WND, GEO, or SUN) |  | Eastern
EXCLUDE | NJ | NJ-Eastern | Great Falls Hydro Project | 52068 | GEN3 | WAT | HY | 3.6 | 0.3 | 0 | 3585 | 0 |  | IPP Non-CHP | N | OP |  | Non Combustion (NUC, WAT, WND, GEO, or SUN) |  | Eastern
EXCLUDE | TX | TX-ERCOT | Point Comfort Operations | 52069 | GEN1 | NG | ST | 16 | 14.9 | 0 | 86401.78 | 208114.26 |  | Industrial CHP | Y | OP |  | Commercial/Industrial Unit |  | ERCOT
EXCLUDE | TX | TX-ERCOT | Point Comfort Operations | 52069 | GEN2 | NG | ST | 16 | 14.9 | 0 | 25162.77 | 60609.07 |  | Industrial CHP | Y | OP |  | Commercial/Industrial Unit |  | ERCOT
EXCLUDE | TX | TX-ERCOT | Point Comfort Operations | 52069 | GEN3 | NG | ST | 16 | 14.9 | 0 | 73857.74 | 177899.68 |  | Industrial CHP | Y | OP |  | Commercial/Industrial Unit |  | ERCOT
EXCLUDE | TX | TX-ERCOT | Point Comfort Operations | 52069 | GEN4 | NG | ST | 15.1 | 14 | 0 | 80370.32 | 193586.41 |  | Industrial CHP | Y | OP |  | Commercial/Industrial Unit |  | ERCOT
COALST | TX | TX-ERCOT | Sandow No 5 | 52071 | 5 | LIG | ST | 661.5 | 570 | 5920 | 4372741 | 4621065.33 |  | IPP Non-CHP | N | OP |  |  |  | ERCOT
EXCLUDE | TX | TX-ERCOT | Sandow No 5 | 52071 | GEN1 | LIG | ST | 121 | 121 | 0 | 0 | 0 |  | IPP Non-CHP | N | RE | 2006 | Retired prior to 2012 |  | ERCOT
EXCLUDE | TX | TX-ERCOT | Sandow No 5 | 52071 | GEN2 | LIG | ST | 121 | 121 | 0 | 0 | 0 |  | IPP Non-CHP | N | RE | 2006 | Retired prior to 2012 |  | ERCOT
EXCLUDE | TX | TX-ERCOT | Sandow No 5 | 52071 | GEN3 | LIG | ST | 121 | 121 | 0 | 0 | 0 |  | IPP Non-CHP | N | RE | 2006 | Retired prior to 2012 |  | ERCOT
EXCLUDE | VA | VA-Eastern | Radford Army Ammunition Plant | 52072 | GEN1 | BIT | ST | 6 | 5.6 | 0 | 15323 | 142186.64 |  | Industrial CHP | Y | OP |  | Commercial/Industrial Unit |  | Eastern
EXCLUDE | VA | VA-Eastern | Radford Army Ammunition Plant | 52072 | GEN2 | BIT | ST | 6 | 5.6 | 0 | 6266 | 58144.06 |  | Industrial CHP | Y | OP |  | Commercial/Industrial Unit |  | Eastern
EXCLUDE | VA | VA-Eastern | Radford Army Ammunition Plant | 52072 | GEN3 | BIT | ST | 6 | 5.6 | 0 | 6175 | 57299.65 |  | Industrial CHP | Y | OP |  | Commercial/Industrial Unit |  | Eastern
EXCLUDE | VA | VA-Eastern | Radford Army Ammunition Plant | 52072 | GEN4 | BIT | ST | 6 | 5.6 | 0 | 1785 | 16563.54 |  | Industrial CHP | Y | OP |  | Commercial/Industrial Unit |  | Eastern
EXCLUDE | CA | CA-Western | UCLA So Campus Cogen Project | 52073 | GEN1 | NG | CC | 14.5 | 12.5 | 0 | 94652.22 | 79060.83 |  | Commercial CHP | Y | OP |  | Commercial/Industrial Unit |  | Western
EXCLUDE | CA | CA-Western | UCLA So Campus Cogen Project | 52073 | GEN2 | NG | CC | 14.5 | 12.5 | 0 | 94652.22 | 79060.83 |  | Commercial CHP | Y | OP |  | Commercial/Industrial Unit |  | Western
EXCLUDE | CA | CA-Western | UCLA So Campus Cogen Project | 52073 | GEN3 | NG | CC | 14 | 11 | 0 | 91388.35 | 76334.59 |  | Commercial CHP | Y | OP |  | Commercial/Industrial Unit |  | Western
EXCLUDE | CA | CA-Western | McKittrick Cogen | 52076 | GEN1 | NG | GT | 3.2 | 3 | 0 | 4775.26 | 3708.01 |  | Industrial CHP | Y | RE | 2012 | Commercial/Industrial Unit |  | Western
EXCLUDE | CA | CA-Western | McKittrick Cogen | 52076 | GEN2 | NG | GT | 3.2 | 3 | 0 | 4775.26 | 3708.01 |  | Industrial CHP | Y | RE | 2012 | Commercial/Industrial Unit |  | Western
EXCLUDE | CA | CA-Western | McKittrick Cogen | 52076 | GEN3 | NG | GT | 3.2 | 3 | 0 | 4775.26 | 3708.01 |  | Industrial CHP | Y | RE | 2012 | Commercial/Industrial Unit |  | Western
EXCLUDE | CA | CA-Western | McKittrick Cogen | 52076 | UNIT1 | NG | GT | 6 | 4.8 | 0 | 8953.61 | 6952.52 |  | Industrial CHP | Y | OP |  | Commercial/Industrial Unit | Yes | Western
EXCLUDE | CA | CA-Western | McKittrick Cogen | 52076 | UNIT2 | NG | GT | 6 | 4.8 | 0 | 8953.61 | 6952.52 |  | Industrial CHP | Y | OP |  | Commercial/Industrial Unit | Yes | Western
EXCLUDE | CA | CA-Western | Lost Hills Cogeneration Plant | 52077 | GEN4 | NG | GT | 3.5 | 2.7 | 0 | 11911.57 | 11029.02 |  | Industrial CHP | Y | OP |  | Commercial/Industrial Unit |  | Western
EXCLUDE | CA | CA-Western | Lost Hills Cogeneration Plant | 52077 | GEN5 | NG | GT | 3.5 | 2.7 | 0 | 11911.57 | 11029.02 |  | Industrial CHP | Y | OP |  | Commercial/Industrial Unit |  | Western
EXCLUDE | CA | CA-Western | Lost Hills Cogeneration Plant | 52077 | GEN6 | NG | GT | 3.5 | 2.7 | 0 | 11911.57 | 11029.02 |  | Industrial CHP | Y | OP |  | Commercial/Industrial Unit |  | Western
EXCLUDE | CA | CA-Western | North Midway Cogen | 52078 | GEN7 | NG | GT | 3.5 | 3 | 0 | 0 | 0 |  | Industrial CHP | Y | OS |  | Commercial/Industrial Unit |  | Western
EXCLUDE | CA | CA-Western | North Midway Cogen | 52078 | GEN8 | NG | GT | 3.5 | 3 | 0 | 0 | 0 |  | Industrial CHP | Y | OS |  | Commercial/Industrial Unit |  | Western
EXCLUDE | CA | CA-Western | North Midway Cogen | 52078 | GEN9 | NG | GT | 3.5 | 3 | 0 | 0 | 0 |  | Industrial CHP | Y | OS |  | Commercial/Industrial Unit |  | Western
EXCLUDE | CA | CA-Western | Cymric 31X Cogen | 52081 | TG1 | NG | GT | 3.4 | 2.7 | 0 | 21638 | 17386.37 |  | Industrial CHP | Y | OP |  | Commercial/Industrial Unit |  | Western
EXCLUDE | CA | CA-Western | Cymric 31X Cogen | 52081 | TG2 | NG | GT | 3.4 | 2.7 | 0 | 21638 | 17386.37 |  | Industrial CHP | Y | OP |  | Commercial/Industrial Unit |  | Western
EXCLUDE | CA | CA-Western | Cymric 6Z Cogen | 52082 | TG1 | NG | GT | 3.4 | 2.7 | 0 | 21830 | 18376.15 |  | Industrial CHP | Y | OP |  | Commercial/Industrial Unit |  | Western
EXCLUDE | CA | CA-Western | Cymric 6Z Cogen | 52082 | TG2 | NG | GT | 3.4 | 2.7 | 0 | 21830 | 18376.15 |  | Industrial CHP | Y | OP |  | Commercial/Industrial Unit |  | Western
EXCLUDE | CA | CA-Western | Coalinga 6C Cogen | 52083 | TG1 | NG | GT | 3.4 | 2.7 | 0 | 0 | 0 |  | Industrial CHP | Y | OS |  | Commercial/Industrial Unit |  | Western
EXCLUDE | CA | CA-Western | Coalinga 6C Cogen | 52083 | TG2 | NG | GT | 3.4 | 2.7 | 0 | 0 | 0 |  | Industrial CHP | Y | OS |  | Commercial/Industrial Unit |  | Western
EXCLUDE | MS | MS-Eastern | Pascagoula Cogen | 52084 | TG1 | OG | ST | 6 | 4 | 0 | 0 | 0 |  | Industrial CHP | Y | OS | 2013 | Commercial/Industrial Unit |  | Eastern
EXCLUDE | CA | CA-Western | Taft 26C Cogen | 52085 | TG1 | NG | GT | 3.1 | 2.7 | 0 | 21831.25 | 20196.99 |  | Industrial CHP | Y | OP |  | Commercial/Industrial Unit |  | Western
EXCLUDE | CA | CA-Western | Taft 26C Cogen | 52085 | TG2 | NG | GT | 3.1 | 2.7 | 0 | 21831.25 | 20196.99 |  | Industrial CHP | Y | OP |  | Commercial/Industrial Unit |  | Western
EXCLUDE | CA | CA-Western | Taft 26C Cogen | 52085 | TG3 | NG | GT | 3.1 | 2.7 | 0 | 21831.25 | 20196.99 |  | Industrial CHP | Y | OP |  | Commercial/Industrial Unit |  | Western
EXCLUDE | CA | CA-Western | Taft 26C Cogen | 52085 | TG4 | NG | GT | 3.1 | 2.7 | 0 | 21831.25 | 20196.99 |  | Industrial CHP | Y | OP |  | Commercial/Industrial Unit |  | Western
EXCLUDE | CA | CA-Western | Coalinga 25D Cogen | 52086 | TG1 | NG | GT | 3.4 | 2.7 | 0 | 17411.25 | 15379.54 |  | Industrial CHP | Y | OP |  | Commercial/Industrial Unit |  | Western
EXCLUDE | CA | CA-Western | Coalinga 25D Cogen | 52086 | TG2 | NG | GT | 3.4 | 2.7 | 0 | 17411.25 | 15379.54 |  | Industrial CHP | Y | OP |  | Commercial/Industrial Unit |  | Western
EXCLUDE | CA | CA-Western | Coalinga 25D Cogen | 52086 | TG3 | NG | GT | 3.4 | 2.7 | 0 | 17411.25 | 15379.54 |  | Industrial CHP | Y | OP |  | Commercial/Industrial Unit |  | Western
EXCLUDE | CA | CA-Western | Coalinga 25D Cogen | 52086 | TG4 | NG | GT | 3.4 | 2.7 | 0 | 17411.25 | 15379.54 |  | Industrial CHP | Y | OS |  | Commercial/Industrial Unit |  | Western
EXCLUDE | VA | VA-Eastern | Elizabeth River Power Station | 52087 | GEN1 | NG | GT | 129.6 | 116 | 1553 | 40417.33 | 33288 |  | Electric Utility | N | SB |  | Simple cycle unit |  | Eastern
EXCLUDE | VA | VA-Eastern | Elizabeth River Power Station | 52087 | GEN2 | NG | GT | 129.6 | 116 | 1553 | 40417.33 | 23326 |  | Electric Utility | N | SB |  | Simple cycle unit |  | Eastern
EXCLUDE | VA | VA-Eastern | Elizabeth River Power Station | 52087 | GEN3 | NG | GT | 129.6 | 116 | 1553 | 40417.33 | 35923.1 |  | Electric Utility | N | SB |  | Simple cycle unit |  | Eastern
NGCC | TX | TX-ERCOT | Texas City Power Plant | 52088 | GEN1 | NG | CC | 141 | 139 | 1765 | 384551.18 | 288427.15 |  | IPP CHP | Y | OP |  |  |  | ERCOT
NGCC | TX | TX-ERCOT | Texas City Power Plant | 52088 | GEN2 | NG | CC | 103 | 104 | 1765 | 280913.27 | 210695.01 |  | IPP CHP | Y | OP |  |  |  | ERCOT
NGCC | TX | TX-ERCOT | Texas City Power Plant | 52088 | GEN3 | NG | CC | 103 | 104 | 1765 | 280913.27 | 210695.01 |  | IPP CHP | Y | OP |  |  |  | ERCOT
NGCC | TX | TX-ERCOT | Texas City Power Plant | 52088 | GEN4 | NG | CC | 103 | 104 | 1765 | 280913.27 | 210695.01 |  | IPP CHP | Y | OP |  |  |  | ERCOT
EXCLUDE | VA | VA-Eastern | Celanese Acetate LLC | 52089 | DEG1 | DFO | IC | 2.6 | 2 | 0 | 0 | 0 |  | Industrial CHP | Y | RE | 2003 | Commercial/Industrial Unit |  | Eastern
EXCLUDE | VA | VA-Eastern | Celanese Acetate LLC | 52089 | GEN1 | BIT | ST | 6 | 6 | 0 | 40048.35 | 262240.19 |  | Industrial CHP | Y | OP |  | Commercial/Industrial Unit |  | Eastern
EXCLUDE | VA | VA-Eastern | Celanese Acetate LLC | 52089 | GEN2 | BIT | ST | 6 | 6 | 0 | 41133.49 | 269345.78 |  | Industrial CHP | Y | OP |  | Commercial/Industrial Unit |  | Eastern
EXCLUDE | VA | VA-Eastern | Celanese Acetate LLC | 52089 | GEN3 | BIT | ST | 6 | 6 | 0 | 49023.32 | 321009.05 |  | Industrial CHP | Y | OP |  | Commercial/Industrial Unit |  | Eastern
EXCLUDE | VA | VA-Eastern | Celanese Acetate LLC | 52089 | GEN4 | BIT | ST | 9.2 | 9.2 | 0 | 21177.5 | 138672.14 |  | Industrial CHP | Y | OP |  | Commercial/Industrial Unit |  | Eastern
EXCLUDE | NY | NY-Eastern | New York Methodist Hospital | 52091 | 3A | NG | IC | 0.9 | 0.7 | 0 | 0 | 0 |  | IPP CHP | Y | OP |  | Internal Combustion |  | Eastern
EXCLUDE | NY | NY-Eastern | New York Methodist Hospital | 52091 | 4C | NG | IC | 0.9 | 0.7 | 0 | 0 | 0 |  | IPP CHP | Y | OP |  | Internal Combustion |  | Eastern
EXCLUDE | CA | CA-Western | Kern River Fee B Cogen | 52092 | GEN1 | NG | GT | 3.7 | 3.2 | 0 | 0 | 0 |  | Industrial CHP | Y | RE | 2011 | Commercial/Industrial Unit |  | Western
EXCLUDE | CA | CA-Western | Kern River Fee A Cogen | 52094 | GEN1 | NG | GT | 3.7 | 3.2 | 0 | 0 | 0 |  | Industrial CHP | Y | RE | 2011 | Commercial/Industrial Unit |  | Western
EXCLUDE | CA | CA-Western | Kern River Fee A Cogen | 52094 | GEN2 | NG | GT | 3.7 | 3.2 | 0 | 0 | 0 |  | Industrial CHP | Y | RE | 2011 | Commercial/Industrial Unit |  | Western
EXCLUDE | CA | CA-Western | Kern River Fee C Cogen | 52095 | GEN1 | NG | GT | 4.2 | 3.2 | 0 | 0 | 0 |  | Industrial CHP | Y | RE | 2011 | Commercial/Industrial Unit |  | Western
EXCLUDE | CA | CA-Western | Kern River Fee C Cogen | 52095 | GEN2 | NG | GT | 3.7 | 3.2 | 0 | 0 | 0 |  | Industrial CHP | Y | RE | 2011 | Commercial/Industrial Unit |  | Western
EXCLUDE | CA | CA-Western | Berry Placerita Cogen | 52096 | GEN1 | NG | GT | 21.4 | 19.6 | 0 | 168698.5 | 113070.57 |  | Industrial CHP | Y | OP |  | Commercial/Industrial Unit |  | Western
EXCLUDE | CA | CA-Western | Berry Placerita Cogen | 52096 | GEN2 | NG | GT | 21.4 | 19.6 | 0 | 168698.5 | 113070.57 |  | Industrial CHP | Y | OP |  | Commercial/Industrial Unit |  | Western
EXCLUDE | CA | CA-Western | Plant No 2 | 52099 | GEN1 | OBG | IC | 3 | 2.7 | 0 | 0 | 0 |  | Commercial CHP | Y | OP |  | Commercial/Industrial Unit |  | Western
EXCLUDE | CA | CA-Western | Plant No 2 | 52099 | GEN2 | OBG | IC | 3 | 2.7 | 0 | 0 | 0 |  | Commercial CHP | Y | OP |  | Commercial/Industrial Unit |  | Western
EXCLUDE | CA | CA-Western | Plant No 2 | 52099 | GEN3 | OBG | IC | 3 | 2.7 | 0 | 0 | 0 |  | Commercial CHP | Y | OP |  | Commercial/Industrial Unit |  | Western
EXCLUDE | CA | CA-Western | Plant No 2 | 52099 | GEN4 | OBG | IC | 3 | 2.7 | 0 | 0 | 0 |  | Commercial CHP | Y | OP |  | Commercial/Industrial Unit |  | Western
EXCLUDE | CA | CA-Western | Plant No 2 | 52099 | GEN5 | OBG | IC | 3 | 2.7 | 0 | 0 | 0 |  | Commercial CHP | Y | OP |  | Commercial/Industrial Unit |  | Western
EXCLUDE | CA | CA-Western | Plant No 2 | 52099 | GEN6 | OBG | ST | 1 | 0.9 | 0 | 1380 | 0 |  | Commercial CHP | Y | OP |  | Commercial/Industrial Unit |  | Western
EXCLUDE | CA | CA-Western | Cymric 36W Cogen | 52104 | GEN1 | NG | GT | 3.1 | 2.7 | 0 | 20957.25 | 19607.32 |  | Industrial CHP | Y | OP |  | Commercial/Industrial Unit |  | Western
EXCLUDE | CA | CA-Western | Cymric 36W Cogen | 52104 | GEN2 | NG | GT | 3.1 | 2.7 | 0 | 20957.25 | 19607.32 |  | Industrial CHP | Y | OP |  | Commercial/Industrial Unit |  | Western
EXCLUDE | CA | CA-Western | Cymric 36W Cogen | 52104 | GEN3 | NG | GT | 3.1 | 2.7 | 0 | 20957.25 | 19607.32 |  | Industrial CHP | Y | OP |  | Commercial/Industrial Unit |  | Western
EXCLUDE | CA | CA-Western | Cymric 36W Cogen | 52104 | GEN4 | NG | GT | 3.1 | 2.7 | 0 | 20957.25 | 19607.32 |  | Industrial CHP | Y | OP |  | Commercial/Industrial Unit |  | Western
EXCLUDE | CA | CA-Western | Richmond Refinery TG800 | 52105 | GEN1 | OG | ST | 4 | 3.7 | 0 | 0 | 0 |  | Industrial CHP | Y | RE | 2005 | Commercial/Industrial Unit |  | Western
EXCLUDE | CA | CA-Western | Richmond Refinery TG800 | 52105 | GEN2 | OG | ST | 4 | 3.7 | 0 | 0 | 0 |  | Industrial CHP | Y | RE | 2005 | Commercial/Industrial Unit |  | Western
EXCLUDE | CA | CA-Western | Richmond Refinery TG800 | 52105 | GEN3 | OG | ST | 4 | 3.7 | 0 | 0 | 0 |  | Industrial CHP | Y | RE | 2006 | Commercial/Industrial Unit |  | Western
EXCLUDE | CA | CA-Western | Richmond Refinery TG800 | 52105 | GEN4 | OG | ST | 9 | 8.4 | 0 | 0 | 0 |  | Industrial CHP | Y | RE | 2005 | Commercial/Industrial Unit |  | Western
EXCLUDE | CA | CA-Western | Richmond Refinery TG800 | 52105 | GEN5 | OG | ST | 30.4 | 30.4 | 0 | 105294.47 | 270892.72 |  | Industrial CHP | N | OP |  | Commercial/Industrial Unit |  | Western
EXCLUDE | PA | PA-Eastern | Philadelphia Refinery | 52106 | GEN1 | OG | ST | 10 | 5.5 | 150 | 40454.82 | 13.64 |  | Industrial CHP | Y | OP |  | Commercial/Industrial Unit |  | Eastern
EXCLUDE | PA | PA-Eastern | Philadelphia Refinery | 52106 | GEN2 | OG | ST | 10 | 6.7 | 150 | 0 | 0 |  | Industrial CHP | Y | OS |  | Commercial/Industrial Unit |  | Eastern
EXCLUDE | PA | PA-Eastern | Philadelphia Refinery | 52106 | GEN3 | OG | ST | 10 | 7.3 | 150 | 37191.74 | 12.54 |  | Industrial CHP | Y | OP |  | Commercial/Industrial Unit |  | Eastern
EXCLUDE | CA | CA-Western | Kern River Eastridge Cogen | 52107 | 101A | NG | GT | 24.4 | 20.8 | 0 | 116694 | 76505.76 |  | Industrial CHP | Y | OP |  | Commercial/Industrial Unit |  | Western
EXCLUDE | CA | CA-Western | Kern River Eastridge Cogen | 52107 | 101B | NG | GT | 24.4 | 20.8 | 0 | 116694 | 76505.76 |  | Industrial CHP | Y | OP |  | Commercial/Industrial Unit |  | Western
EXCLUDE | TX | TX-Eastern | Valero Energy Port Arthur Refinery | 52108 | GEN1 | NG | CC | 17.2 | 14 | 0 | 3397.06 | 67606.6 |  | Industrial CHP | Y | OP | 2014 | Commercial/Industrial Unit |  | Eastern
EXCLUDE | TX | TX-Eastern | Valero Energy Port Arthur Refinery | 52108 | GEN2 | NG | CC | 13.7 | 12 | 0 | 2705.8 | 53849.44 |  | Industrial CHP | Y | OS | 2014 | Commercial/Industrial Unit |  | Eastern
EXCLUDE | TX | TX-Eastern | Valero Energy Port Arthur Refinery | 52108 | GEN3 | NG | CC | 13.7 | 12 | 0 | 0 | 0 |  | Industrial CHP | Y | RE | 2006 | Commercial/Industrial Unit |  | Eastern
EXCLUDE | TX | TX-Eastern | Valero Energy Port Arthur Refinery | 52108 | GEN4 | OG | CC | 10 | 10 | 0 | 1975.04 | 39306.16 |  | Industrial CHP | Y | OS | 2014 | Commercial/Industrial Unit |  | Eastern
EXCLUDE | TX | TX-Eastern | Valero Energy Port Arthur Refinery | 52108 | GEN5 | OG | CC | 10 | 10 | 0 | 1975.04 | 39306.16 |  | Industrial CHP | Y | OS | 2014 | Commercial/Industrial Unit |  | Eastern
EXCLUDE | TX | TX-Eastern | Valero Energy Port Arthur Refinery | 52108 | GEN6 | OG | CC | 10 | 10 | 0 | 1975.04 | 39306.16 |  | Industrial CHP | Y | OS | 2014 | Commercial/Industrial Unit |  | Eastern
EXCLUDE | TX | TX-Eastern | Valero Energy Port Arthur Refinery | 52108 | GEN7 | OG | CC | 10 | 10 | 0 | 1975.04 | 39306.16 |  | Industrial CHP | Y | OS | 2014 | Commercial/Industrial Unit |  | Eastern
EXCLUDE | CA | CA-Western | Richmond Cogen | 52109 | GEN1 | NG | GT | 62.6 | 50 | 0 | 401484 | 265881.73 |  | Industrial CHP | Y | OP |  | Commercial/Industrial Unit |  | Western
EXCLUDE | CA | CA-Western | Richmond Cogen | 52109 | GEN2 | NG | GT | 62.6 | 50 | 0 | 401484 | 265881.73 |  | Industrial CHP | Y | OP |  | Commercial/Industrial Unit |  | Western
EXCLUDE | CA | CA-Western | Richmond Cogen | 52109 | GEN3 | NG | GT | 43 | 43 | 0 | 0 | 0 |  | Industrial CHP | Y | IP |  | Commercial/Industrial Unit |  | Western
EXCLUDE | CA | CA-Western | Ingredion Stockton | 52115 | GEN1 | NG | GT | 2.8 | 2.8 | 0 | 21372 | 19388.31 |  | Industrial CHP | Y | OP |  | Commercial/Industrial Unit |  | Western
EXCLUDE | VA | VA-Eastern | Multitrade of Pittsylvania LP | 52118 | GEN1 | WDS | ST | 45 | 41.5 | 0 | 340830 | 552901.89 |  | Electric Utility | N | OP |  | Non-Fossil Fuel Type (Less than 10% Fossil Fuel) |  | Eastern
EXCLUDE | VA | VA-Eastern | Multitrade of Pittsylvania LP | 52118 | GEN2 | WDS | ST | 45 | 41.5 | 0 | 170415 | 276450.94 |  | Electric Utility | N | OP |  | Non-Fossil Fuel Type (Less than 10% Fossil Fuel) |  | Eastern
EXCLUDE | TX | TX-ERCOT | Dow Chemical Texas Operation | 52120 | G-31 | NG | CC | 50 | 50 | 0 | 0 | 0 |  | Industrial CHP | Y | RE | 2003 | Commercial/Industrial Unit |  | ERCOT
EXCLUDE | TX | TX-ERCOT | Dow Chemical Texas Operation | 52120 | G-32 | NG | CC | 50 | 50 | 0 | 0 | 0 |  | Industrial CHP | Y | RE | 1995 | Commercial/Industrial Unit |  | ERCOT
EXCLUDE | TX | TX-ERCOT | Dow Chemical Texas Operation | 52120 | G-33 | NG | CC | 49 | 49 | 0 | 0 | 0 |  | Industrial CHP | Y | RE | 2007 | Commercial/Industrial Unit |  | ERCOT
EXCLUDE | TX | TX-ERCOT | Dow Chemical Texas Operation | 52120 | G-35 | NG | CC | 119 | 95.6 | 0 | 0 | 0 |  | Industrial CHP | Y | RE | 2009 | Commercial/Industrial Unit |  | ERCOT
EXCLUDE | TX | TX-ERCOT | Dow Chemical Texas Operation | 52120 | G-36 | NG | CC | 119 | 99 | 0 | 0 | 0 |  | Industrial CHP | Y | RE | 2009 | Commercial/Industrial Unit |  | ERCOT
EXCLUDE | TX | TX-ERCOT | Dow Chemical Texas Operation | 52120 | G-37 | NG | CC | 75 | 59.2 | 0 | 314847.43 | 206106.76 |  | Industrial CHP | Y | OP |  | Commercial/Industrial Unit |  | ERCOT
EXCLUDE | TX | TX-ERCOT | Dow Chemical Texas Operation | 52120 | G-41 | NG | CC | 50 | 50 | 0 | 0 | 0 |  | Industrial CHP | Y | RE | 2000 | Commercial/Industrial Unit |  | ERCOT
EXCLUDE | TX | TX-ERCOT | Dow Chemical Texas Operation | 52120 | G-42 | NG | CC | 50 | 46 | 0 | 0 | 0 |  | Industrial CHP | Y | RE | 2003 | Commercial/Industrial Unit |  | ERCOT
EXCLUDE | TX | TX-ERCOT | Dow Chemical Texas Operation | 52120 | G-45 | NG | CC | 119 | 92 | 0 | 0 | 0 |  | Industrial CHP | Y | RE | 2003 | Commercial/Industrial Unit |  | ERCOT
EXCLUDE | TX | TX-ERCOT | Dow Chemical Texas Operation | 52120 | G-61 | NG | CC | 94.5 | 68.3 | 0 | 396707.76 | 259694.51 |  | Industrial CHP | Y | OP |  | Commercial/Industrial Unit |  | ERCOT
EXCLUDE | TX | TX-ERCOT | Dow Chemical Texas Operation | 52120 | G-62 | NG | CC | 94.5 | 68.3 | 0 | 0 | 0 |  | Industrial CHP | Y | RE | 2011 | Commercial/Industrial Unit |  | ERCOT
EXCLUDE | TX | TX-ERCOT | Dow Chemical Texas Operation | 52120 | G-63 | NG | CC | 94.5 | 68.3 | 0 | 396707.76 | 259694.51 |  | Industrial CHP | Y | OP |  | Commercial/Industrial Unit |  | ERCOT
EXCLUDE | TX | TX-ERCOT | Dow Chemical Texas Operation | 52120 | G-64 | NG | CC | 64.8 | 50 | 0 | 272028.18 | 178076.24 |  | Industrial CHP | Y | OP |  | Commercial/Industrial Unit |  | ERCOT
EXCLUDE | TX | TX-ERCOT | Dow Chemical Texas Operation | 52120 | G-65 | NG | CC | 111.3 | 95.2 | 0 | 467233.58 | 305862.43 |  | Industrial CHP | Y | OP |  | Commercial/Industrial Unit |  | ERCOT
EXCLUDE | TX | TX-ERCOT | Dow Chemical Texas Operation | 52120 | G-66 | NG | CC | 119 | 95.6 | 0 | 499557.92 | 327022.72 |  | Industrial CHP | Y | OP |  | Commercial/Industrial Unit |  | ERCOT
EXCLUDE | TX | TX-ERCOT | Dow Chemical Texas Operation | 52120 | G-67 | NG | CC | 119 | 95.6 | 0 | 499557.92 | 327022.72 |  | Industrial CHP | Y | OP |  | Commercial/Industrial Unit |  | ERCOT
EXCLUDE | TX | TX-Eastern | Wasson CO2 Removal Plant | 52122 | GEN1 | NG | GT | 23.4 | 13.2 | 0 | 117980 | 115268.23 |  | Industrial CHP | Y | OP |  | Commercial/Industrial Unit |  | Eastern
EXCLUDE | WY | WY-Western | Elk Basin Gasoline Plant | 52127 | GEN1 | OG | ST | 1 | 0.8 | 0 | 5394 | 24166.37 |  | Industrial CHP | Y | OP |  | Commercial/Industrial Unit |  | Western
EXCLUDE | WY | WY-Western | Elk Basin Gasoline Plant | 52127 | GEN2 | OG | ST | 1 | 0.8 | 0 | 5394 | 24166.37 |  | Industrial CHP | Y | OP |  | Commercial/Industrial Unit |  | Western
EXCLUDE | WY | WY-Western | Elk Basin Gasoline Plant | 52127 | GEN3 | OG | ST | 0.5 | 0.4 | 0 | 0 | 0 |  | Industrial CHP | N | RE | 2007 | Commercial/Industrial Unit |  | Western
EXCLUDE | IN | IN-Eastern | Whiting Refinery | 52130 | 15TG | OG | ST | 5 | 5 | 0 | 0 | 0 |  | Industrial CHP | Y | RE | 2011 | Commercial/Industrial Unit |  | Eastern
EXCLUDE | IN | IN-Eastern | Whiting Refinery | 52130 | 17TG | OG | ST | 5 | 5 | 0 | 0 | 0 |  | Industrial CHP | Y | RE | 2004 | Commercial/Industrial Unit |  | Eastern
EXCLUDE | IN | IN-Eastern | Whiting Refinery | 52130 | 31TG | OG | ST | 12.5 | 11.2 | 0 | 66730 | 103671.07 |  | Industrial CHP | Y | OP |  | Commercial/Industrial Unit |  | Eastern
EXCLUDE | IN | IN-Eastern | Whiting Refinery | 52130 | 32TG | OG | ST | 12.5 | 11.2 | 0 | 65434 | 101657.61 |  | Industrial CHP | Y | OP |  | Commercial/Industrial Unit |  | Eastern
EXCLUDE | IN | IN-Eastern | Whiting Refinery | 52130 | 33TG | OG | ST | 18.8 | 16.4 | 0 | 65893 | 102370.71 |  | Industrial CHP | Y | OP |  | Commercial/Industrial Unit |  | Eastern
EXCLUDE | IN | IN-Eastern | Whiting Refinery | 52130 | 34TG | OG | ST | 10 | 11.8 | 0 | 29623 | 46022 |  | Industrial CHP | Y | OP |  | Commercial/Industrial Unit |  | Eastern
EXCLUDE | IN | IN-Eastern | Whiting Refinery | 52130 | 35TG | OG | ST | 30 | 38 | 0 | 232774 | 361635.38 |  | Industrial CHP | Y | OP |  | Commercial/Industrial Unit |  | Eastern
EXCLUDE | TX | TX-ERCOT | Power Station 3 | 52131 | 307A | NG | CC | 22 | 20 | 0 | 0 | 0 |  | Industrial CHP | Y | RE | 2004 | Commercial/Industrial Unit |  | ERCOT
EXCLUDE | TX | TX-ERCOT | Power Station 3 | 52131 | 307B | NG | CC | 22 | 20 | 0 | 0 | 0 |  | Industrial CHP | Y | RE | 2004 | Commercial/Industrial Unit |  | ERCOT
EXCLUDE | TX | TX-ERCOT | Power Station 3 | 52131 | 307C | NG | CC | 15.6 | 10 | 0 | 0 | 0 |  | Industrial CHP | Y | RE | 2004 | Commercial/Industrial Unit |  | ERCOT
EXCLUDE | TX | TX-ERCOT | Power Station 3 | 52131 | 307D | NG | CC | 22 | 20 | 0 | 0 | 0 |  | Industrial CHP | Y | RE | 2004 | Commercial/Industrial Unit |  | ERCOT
EXCLUDE | TX | TX-ERCOT | Power Station 3 | 52131 | 307E | NG | CC | 15.6 | 13.5 | 0 | 0 | 0 |  | Industrial CHP | Y | RE | 2004 | Commercial/Industrial Unit |  | ERCOT
EXCLUDE | TX | TX-ERCOT | Power Station 3 | 52131 | 307F | NG | CC | 20.7 | 14 | 0 | 0 | 0 |  | Industrial CHP | Y | RE | 2004 | Commercial/Industrial Unit |  | ERCOT
EXCLUDE | TX | TX-ERCOT | Power Station 4 | 52132 | GEN1 | NG | CC | 78.2 | 69 | 0 | 209845.26 | 168420.81 |  | Industrial CHP | Y | OP |  | Commercial/Industrial Unit |  | ERCOT
EXCLUDE | TX | TX-ERCOT | Power Station 4 | 52132 | GEN2 | NG | CC | 78.2 | 69 | 0 | 209845.26 | 168420.81 |  | Industrial CHP | Y | OP |  | Commercial/Industrial Unit |  | ERCOT
EXCLUDE | TX | TX-ERCOT | Power Station 4 | 52132 | GEN3 | NG | CC | 34.7 | 34 | 0 | 93115.48 | 74734.04 |  | Industrial CHP | Y | OS |  | Commercial/Industrial Unit |  | ERCOT
EXCLUDE | ND | ND-Eastern | Mandan Refinery | 52133 | GEN1 | OG | ST | 2.5 | 2.8 | 0 | 19221.33 | 76210.55 |  | Industrial CHP | Y | OP |  | Commercial/Industrial Unit |  | Eastern
EXCLUDE | ND | ND-Eastern | Mandan Refinery | 52133 | GEN2 | OG | ST | 2.5 | 2.8 | 0 | 19221.33 | 76210.55 |  | Industrial CHP | Y | OP |  | Commercial/Industrial Unit |  | Eastern
EXCLUDE | ND | ND-Eastern | Mandan Refinery | 52133 | GEN3 | OG | ST | 2.5 | 2.8 | 0 | 19221.33 | 76210.55 |  | Industrial CHP | Y | OP |  | Commercial/Industrial Unit |  | Eastern
EXCLUDE | NV | NV-Western | Steamboat 1A Power Plant | 52138 | DE31 | GEO | BT | 1.2 | 0.9 | 0 | 471 | 0 |  | IPP Non-CHP | N | OP |  | Non Combustion (NUC, WAT, WND, GEO, or SUN) |  | Western
EXCLUDE | NV | NV-Western | Steamboat 1A Power Plant | 52138 | DE32 | GEO | BT | 1.2 | 0.9 | 0 | 471 | 0 |  | IPP Non-CHP | N | OS |  | Non Combustion (NUC, WAT, WND, GEO, or SUN) |  | Western
EXCLUDE | AL | AL-Eastern | International Paper Prattville Mill | 52140 | GEN1 | BLQ | ST | 40.5 | 35.3 | 706.27 | 233309 | 353827.94 |  | Industrial CHP | Y | OP |  | Commercial/Industrial Unit |  | Eastern
EXCLUDE | AL | AL-Eastern | International Paper Prattville Mill | 52140 | GEN2 | BLQ | ST | 49.3 | 43.6 | 859.73 | 310904 | 471505.7 |  | Industrial CHP | Y | OP |  | Commercial/Industrial Unit |  | Eastern
EXCLUDE | CA | CA-Western | Mojave 4 | 52142 | GEN1 | WND | WT | 29 | 29 | 0 | 52181 | 0 |  | IPP Non-CHP | N | OP |  | Non Combustion (NUC, WAT, WND, GEO, or SUN) |  | Western
EXCLUDE | CA | CA-Western | Mojave 3 | 52143 | GEN1 | WND | WT | 23.5 | 23.5 | 0 | 45137 | 0 |  | IPP Non-CHP | N | OP |  | Non Combustion (NUC, WAT, WND, GEO, or SUN) |  | Western
EXCLUDE | CA | CA-Western | Mojave 5 | 52144 | GEN1 | WND | WT | 22.5 | 22.5 | 0 | 45909 | 0 |  | IPP Non-CHP | N | OP |  | Non Combustion (NUC, WAT, WND, GEO, or SUN) |  | Western
EXCLUDE | CA | CA-Western | C P Kelco San Diego Plant | 52147 | GEN1 | NG | GT | 8 | 8 | 0 | 24168.57 | 18105.7 |  | Industrial CHP | Y | OP |  | Commercial/Industrial Unit |  | Western
EXCLUDE | CA | CA-Western | C P Kelco San Diego Plant | 52147 | GEN2 | NG | GT | 10 | 9.3 | 0 | 30210.71 | 22632.13 |  | Industrial CHP | Y | OP |  | Commercial/Industrial Unit |  | Western
EXCLUDE | CA | CA-Western | C P Kelco San Diego Plant | 52147 | GEN3 | NG | GT | 10 | 9.3 | 0 | 30210.71 | 22632.13 |  | Industrial CHP | Y | OP |  | Commercial/Industrial Unit |  | Western
EXCLUDE | VA | VA-Eastern | Elkton | 52148 | GEN1 | NG | ST | 6.2 | 2 | 0 | 14211 | 56962.33 |  | Industrial CHP | Y | OP |  | Commercial/Industrial Unit |  | Eastern
EXCLUDE | VA | VA-Eastern | Elkton | 52148 | GEN2 | DFO | IC | 0.9 | 0.8 | 0 | 0 | 0 |  | Industrial CHP | N | SB |  | Commercial/Industrial Unit |  | Eastern
EXCLUDE | PA | PA-Eastern | West Point | 52149 | COG3 | NG | GT | 38.4 | 38.5 | 499.69 | 146645.57 | 117939.03 |  | Industrial CHP | Y | OP |  | Commercial/Industrial Unit |  | Eastern
EXCLUDE | PA | PA-Eastern | West Point | 52149 | GEN1 | NG | ST | 3 | 3 | 0 | 0 | 0 |  | Industrial CHP | Y | OA |  | Commercial/Industrial Unit |  | Eastern
EXCLUDE | PA | PA-Eastern | West Point | 52149 | GEN2 | NG | GT | 32.3 | 24.5 | 420.31 | 123350.31 | 99203.92 |  | Industrial CHP | Y | OP |  | Commercial/Industrial Unit |  | Eastern
EXCLUDE | PA | PA-Eastern | West Point | 52149 | GEN3 | DFO | IC | 2.5 | 2.4 | 0 | 0 | 0 |  | Industrial CHP | N | SB |  | Commercial/Industrial Unit |  | Eastern
EXCLUDE | PA | PA-Eastern | West Point | 52149 | GEN4 | NG | IC | 1.7 | 1.7 | 0 | 0 | 0 |  | Industrial CHP | N | SB |  | Commercial/Industrial Unit |  | Eastern
EXCLUDE | PA | PA-Eastern | West Point | 52149 | GEN5 | DFO | IC | 1.2 | 1.2 | 0 | 0 | 0 |  | Industrial CHP | N | SB |  | Commercial/Industrial Unit |  | Eastern
EXCLUDE | PA | PA-Eastern | West Point | 52149 | GEN6 | DFO | IC | 1.2 | 1.2 | 0 | 0 | 0 |  | Industrial CHP | N | SB |  | Commercial/Industrial Unit |  | Eastern
EXCLUDE | PA | PA-Eastern | West Point | 52149 | GEN7 | NG | IC | 0.7 | 0.7 | 0 | 0 | 0 |  | Industrial CHP | N | SB |  | Commercial/Industrial Unit |  | Eastern
EXCLUDE | PA | PA-Eastern | West Point | 52149 | GEN8 | NG | IC | 1 | 1 | 0 | 0 | 0 |  | Industrial CHP | N | SB |  | Commercial/Industrial Unit |  | Eastern
EXCLUDE | PA | PA-Eastern | West Point | 52149 | GEN9 | NG | IC | 1.3 | 0.9 | 0 | 0 | 0 |  | Industrial CHP | N | SB |  | Commercial/Industrial Unit |  | Eastern
EXCLUDE | PA | PA-Eastern | West Point | 52149 | GN10 | NG | IC | 1.3 | 0.9 | 0 | 0 | 0 |  | Industrial CHP | N | SB |  | Commercial/Industrial Unit |  | Eastern
EXCLUDE | PA | PA-Eastern | West Point | 52149 | GN11 | DFO | IC | 1 | 0.9 | 0 | 0 | 0 |  | Industrial CHP | N | SB |  | Commercial/Industrial Unit |  | Eastern
EXCLUDE | SC | SC-Eastern | International Paper Eastover Facility | 52151 | GEN1 | BLQ | ST | 48.4 | 46 | 0 | 236155 | 911985.07 |  | Industrial CHP | Y | OP |  | Commercial/Industrial Unit |  | Eastern
EXCLUDE | SC | SC-Eastern | International Paper Eastover Facility | 52151 | GEN2 | BLQ | ST | 61.2 | 57 | 0 | 340466 | 1314814.03 |  | Industrial CHP | Y | OP |  | Commercial/Industrial Unit |  | Eastern
EXCLUDE | VA | VA-Eastern | International Paper Franklin Mill | 52152 | GE10 | NG | GT | 46.4 | 38 | 893 | 49440.02 | 149443.7 |  | Industrial CHP | Y | OP |  | Commercial/Industrial Unit |  | Eastern
EXCLUDE | VA | VA-Eastern | International Paper Franklin Mill | 52152 | GEN1 | BLQ | ST | 5 | 5 | 0 | 6602.3 | 15513.71 |  | Industrial CHP | Y | OS |  | Commercial/Industrial Unit |  | Eastern
EXCLUDE | VA | VA-Eastern | International Paper Franklin Mill | 52152 | GEN2 | BLQ | ST | 3.7 | 3.7 | 0 | 4885.7 | 11480.15 |  | Industrial CHP | Y | OS |  | Commercial/Industrial Unit |  | Eastern
EXCLUDE | VA | VA-Eastern | International Paper Franklin Mill | 52152 | GEN3 | BLQ | ST | 2.5 | 2.5 | 0 | 3301.15 | 7756.86 |  | Industrial CHP | Y | OS |  | Commercial/Industrial Unit |  | Eastern
EXCLUDE | VA | VA-Eastern | International Paper Franklin Mill | 52152 | GEN6 | BLQ | ST | 9.3 | 9.3 | 0 | 12280.28 | 28855.5 |  | Industrial CHP | Y | OS |  | Commercial/Industrial Unit |  | Eastern
EXCLUDE | VA | VA-Eastern | International Paper Franklin Mill | 52152 | GEN7 | BLQ | ST | 15.6 | 15.6 | 0 | 20599.17 | 48402.78 |  | Industrial CHP | Y | OS |  | Commercial/Industrial Unit |  | Eastern
EXCLUDE | VA | VA-Eastern | International Paper Franklin Mill | 52152 | GEN8 | BLQ | ST | 27.5 | 27.5 | 0 | 36312.65 | 85325.41 |  | Industrial CHP | Y | OS |  | Commercial/Industrial Unit |  | Eastern
EXCLUDE | VA | VA-Eastern | International Paper Franklin Mill | 52152 | GEN9 | BLQ | ST | 36.1 | 36.1 | 0 | 47668.6 | 309343.4 |  | Industrial CHP | Y | OP |  | Commercial/Industrial Unit |  | Eastern
EXCLUDE | OR | OR-Western | Lacomb Irrigation District | 52155 | GEN1 | WAT | HY | 1 | 1 | 0 | 3641 | 0 |  | IPP Non-CHP | N | OP |  | Non Combustion (NUC, WAT, WND, GEO, or SUN) |  | Western
EXCLUDE | CA | CA-Western | Aidlin Geothermal Power Plant | 52158 | GEN1 | GEO | ST | 12.5 | 10 | 0 | 59735.5 | 0 |  | IPP Non-CHP | N | OP |  | Non Combustion (NUC, WAT, WND, GEO, or SUN) |  | Western
EXCLUDE | CA | CA-Western | Aidlin Geothermal Power Plant | 52158 | GEN2 | GEO | ST | 12.5 | 10 | 0 | 59735.5 | 0 |  | IPP Non-CHP | N | OP |  | Non Combustion (NUC, WAT, WND, GEO, or SUN) |  | Western
EXCLUDE | CA | CA-Western | Victory Garden Phase IV LLC | 52160 | WGNS | WND | WT | 22 | 22 | 0 | 33618 | 0 |  | IPP Non-CHP | N | OP |  | Non Combustion (NUC, WAT, WND, GEO, or SUN) |  | Western
EXCLUDE | CA | CA-Western | Terra-Gen 251 Wind LLC | 52161 | WGNS | WND | WT | 18.4 | 18.4 | 0 | 21309 | 0 |  | IPP Non-CHP | N | OP |  | Non Combustion (NUC, WAT, WND, GEO, or SUN) |  | Western
EXCLUDE | CA | CA-Western | 85 A | 52162 | WGNS | WND | WT | 14.1 | 14.1 | 0 | 14816 | 0 |  | IPP Non-CHP | N | OP |  | Non Combustion (NUC, WAT, WND, GEO, or SUN) |  | Western
EXCLUDE | CA | CA-Western | 85 B | 52163 | WTGN | WND | WT | 21.2 | 21.2 | 0 | 19584 | 0 |  | IPP Non-CHP | N | OP |  | Non Combustion (NUC, WAT, WND, GEO, or SUN) |  | Western
EXCLUDE | CA | CA-Western | Helzel & Schwarzhoff 88 Wind Farm | 52165 | WGNS | WND | WT | 1.8 | 1.8 | 0 | 2322 | 0 |  | IPP Non-CHP | N | OP |  | Non Combustion (NUC, WAT, WND, GEO, or SUN) |  | Western
EXCLUDE | MA | MA-Eastern | Collins Facility | 52166 | 1 | WAT | HY | 0.6 | 0.6 | 0 | 2213.5 | 0 |  | IPP Non-CHP | N | OP |  | Non Combustion (NUC, WAT, WND, GEO, or SUN) |  | Eastern
EXCLUDE | MA | MA-Eastern | Collins Facility | 52166 | 2 | WAT | HY | 0.6 | 0.6 | 0 | 2213.5 | 0 |  | IPP Non-CHP | N | OP |  | Non Combustion (NUC, WAT, WND, GEO, or SUN) |  | Eastern
EXCLUDE | NY | NY-Eastern | Riverbay | 52168 | GEN1 | RFO | ST | 6 | 5.6 | 0 | 0 | 0 |  | Commercial CHP | N | RE | 2006 | Commercial/Industrial Unit |  | Eastern
EXCLUDE | NY | NY-Eastern | Riverbay | 52168 | GEN2 | NG | CC | 16 | 13.8 | 0 | 53489.05 | 23265.63 |  | Commercial CHP | Y | OP |  | Commercial/Industrial Unit |  | Eastern
EXCLUDE | NY | NY-Eastern | Riverbay | 52168 | GEN3 | NG | CC | 12.9 | 11.1 | 0 | 43125.55 | 18757.92 |  | Commercial CHP | Y | OP |  | Commercial/Industrial Unit |  | Eastern
EXCLUDE | NY | NY-Eastern | Riverbay | 52168 | GEN4 | NG | CC | 12.9 | 11.1 | 0 | 43125.55 | 18757.92 |  | Commercial CHP | Y | OP |  | Commercial/Industrial Unit |  | Eastern
EXCLUDE | NY | NY-Eastern | Riverbay | 52168 | U0007 | DFO | IC | 1.7 | 1.5 | 0 | 0 | 0 |  | Commercial CHP | N | SB |  | Commercial/Industrial Unit |  | Eastern
EXCLUDE | CA | CA-Western | Midway Sunset Cogen | 52169 | A | NG | GT | 78 | 73 | 0 | 457785 | 313203.81 |  | Industrial CHP | Y | OP |  | Commercial/Industrial Unit |  | Western
EXCLUDE | CA | CA-Western | Midway Sunset Cogen | 52169 | B | NG | GT | 78 | 73 | 0 | 457785 | 313203.81 |  | Industrial CHP | Y | OP |  | Commercial/Industrial Unit |  | Western
EXCLUDE | CA | CA-Western | Midway Sunset Cogen | 52169 | C | NG | GT | 78 | 73 | 0 | 457785 | 313203.81 |  | Industrial CHP | Y | OP |  | Commercial/Industrial Unit |  | Western
EXCLUDE | ME | ME-Eastern | Upper Barker | 52171 | GEN1 | WAT | HY | 1 | 1 | 0 | 6118 | 0 |  | IPP Non-CHP | N | OP |  | Non Combustion (NUC, WAT, WND, GEO, or SUN) |  | Eastern
EXCLUDE | PA | PA-Eastern | Conemaugh Hydro Plant | 52173 | GEN1 | WAT | HY | 7.5 | 2 | 0 | 25134 | 0 |  | IPP Non-CHP | N | OP |  | Non Combustion (NUC, WAT, WND, GEO, or SUN) |  | Eastern
EXCLUDE | PA | PA-Eastern | Conemaugh Hydro Plant | 52173 | GEN2 | WAT | HY | 7.5 | 2 | 0 | 25134 | 0 |  | IPP Non-CHP | N | OP |  | Non Combustion (NUC, WAT, WND, GEO, or SUN) |  | Eastern
EXCLUDE | NV | NV-Western | Soda Lake Geothermal No I II | 52174 | OE11 | GEO | ST | 1.2 | 0.8 | 0 | 2961.89 | 0 |  | IPP Non-CHP | N | OP |  | Non Combustion (NUC, WAT, WND, GEO, or SUN) |  | Western
EXCLUDE | NV | NV-Western | Soda Lake Geothermal No I II | 52174 | OE12 | GEO | ST | 1.2 | 0.9 | 0 | 2961.89 | 0 |  | IPP Non-CHP | N | OP |  | Non Combustion (NUC, WAT, WND, GEO, or SUN) |  | Western
EXCLUDE | NV | NV-Western | Soda Lake Geothermal No I II | 52174 | OE13 | GEO | ST | 1.2 | 0.9 | 0 | 2961.89 | 0 |  | IPP Non-CHP | N | OP |  | Non Combustion (NUC, WAT, WND, GEO, or SUN) |  | Western
EXCLUDE | NV | NV-Western | Soda Lake Geothermal No I II | 52174 | OE21 | GEO | ST | 1.5 | 1.1 | 0 | 3702.36 | 0 |  | IPP Non-CHP | N | OP |  | Non Combustion (NUC, WAT, WND, GEO, or SUN) |  | Western
EXCLUDE | NV | NV-Western | Soda Lake Geothermal No I II | 52174 | OEC1 | GEO | ST | 3.5 | 1.2 | 0 | 8638.83 | 0 |  | IPP Non-CHP | N | OP |  | Non Combustion (NUC, WAT, WND, GEO, or SUN) |  | Western
EXCLUDE | NV | NV-Western | Soda Lake Geothermal No I II | 52174 | OEC2 | GEO | ST | 3.5 | 1.2 | 0 | 8638.83 | 0 |  | IPP Non-CHP | N | OP |  | Non Combustion (NUC, WAT, WND, GEO, or SUN) |  | Western
EXCLUDE | NV | NV-Western | Soda Lake Geothermal No I II | 52174 | OEC3 | GEO | ST | 3.5 | 1.3 | 0 | 8638.83 | 0 |  | IPP Non-CHP | N | OP |  | Non Combustion (NUC, WAT, WND, GEO, or SUN) |  | Western
EXCLUDE | NV | NV-Western | Soda Lake Geothermal No I II | 52174 | OEC4 | GEO | ST | 3.5 | 1.3 | 0 | 8638.83 | 0 |  | IPP Non-CHP | N | OP |  | Non Combustion (NUC, WAT, WND, GEO, or SUN) |  | Western
EXCLUDE | NV | NV-Western | Soda Lake Geothermal No I II | 52174 | OEC5 | GEO | ST | 3.5 | 1.3 | 0 | 8638.83 | 0 |  | IPP Non-CHP | N | OP |  | Non Combustion (NUC, WAT, WND, GEO, or SUN) |  | Western
EXCLUDE | NV | NV-Western | Soda Lake Geothermal No I II | 52174 | OEC6 | GEO | ST | 3.5 | 1.3 | 0 | 8638.83 | 0 |  | IPP Non-CHP | N | OP |  | Non Combustion (NUC, WAT, WND, GEO, or SUN) |  | Western
EXCLUDE | LA | LA-Eastern | CITGO Refinery Powerhouse | 52175 | GEN1 | OG | ST | 25 | 7.4 | 0 | 67794.59 | 307848.52 |  | Industrial CHP | Y | OS |  | Commercial/Industrial Unit |  | Eastern
EXCLUDE | LA | LA-Eastern | CITGO Refinery Powerhouse | 52175 | GEN2 | OG | ST | 25 | 9.4 | 0 | 50256.67 | 228210.55 |  | Industrial CHP | Y | OP |  | Commercial/Industrial Unit |  | Eastern
EXCLUDE | LA | LA-Eastern | CITGO Refinery Powerhouse | 52175 | GEN3 | OG | ST | 25 | 17.5 | 0 | 153127.11 | 695335 |  | Industrial CHP | Y | OP |  | Commercial/Industrial Unit |  | Eastern
NGCC | TX | TX-ERCOT | C R Wing Cogen Plant | 52176 | GEN1 | NG | CC | 77.5 | 76 | 1100 | 77183.93 | 43408.39 |  | IPP CHP | Y | OP |  |  |  | ERCOT
NGCC | TX | TX-ERCOT | C R Wing Cogen Plant | 52176 | GEN2 | NG | CC | 77.5 | 76 | 1100 | 77183.93 | 43408.39 |  | IPP CHP | Y | OP |  |  |  | ERCOT
NGCC | TX | TX-ERCOT | C R Wing Cogen Plant | 52176 | GEN3 | NG | CC | 75 | 75 | 1100 | 74694.13 | 42008.12 |  | IPP CHP | Y | OP |  |  |  | ERCOT
EXCLUDE | AK | AK-Alaska | Tesoro Alaska Petroleum | 52184 | GEN1 | NG | GT | 4 | 2.7 | 0 | 19903.31 | 18235.77 |  | Industrial CHP | Y | OP |  | State not covered under final 111(d) |  | Alaska
EXCLUDE | AK | AK-Alaska | Tesoro Alaska Petroleum | 52184 | GEN2 | NG | GT | 4 | 1.6 | 0 | 19903.31 | 18235.77 |  | Industrial CHP | Y | OP |  | State not covered under final 111(d) |  | Alaska
EXCLUDE | CA | CA-Western | Yuba City Cogen Partners | 52186 | GEN1 | NG | GT | 49 | 48.7 | 0 | 62296 | 34580.11 |  | IPP CHP | Y | OP |  | Simple cycle unit |  | Western
EXCLUDE | OR | OR-Western | Falls Creek | 52187 | GE-1 | WAT | HY | 4.1 | 3.9 | 0 | 19554 | 0 |  | IPP Non-CHP | N | OP |  | Non Combustion (NUC, WAT, WND, GEO, or SUN) |  | Western
EXCLUDE | OK | OK-Eastern | Ponca City Refinery | 52188 | G1 | OG | ST | 4 | 3 | 0 | 0 | 0 |  | Industrial CHP | Y | RE | 2010 | Commercial/Industrial Unit |  | Eastern
EXCLUDE | OK | OK-Eastern | Ponca City Refinery | 52188 | G1A | OG | ST | 4 | 3 | 0 | 0 | 0 |  | Industrial CHP | Y | P |  | Commercial/Industrial Unit |  | Eastern
EXCLUDE | OK | OK-Eastern | Ponca City Refinery | 52188 | G2 | OG | ST | 4 | 3 | 0 | 0 | 0 |  | Industrial CHP | Y | RE | 2010 | Commercial/Industrial Unit |  | Eastern
EXCLUDE | OK | OK-Eastern | Ponca City Refinery | 52188 | G3 | NG | ST | 10 | 9 | 0 | 0 | 0 |  | Industrial CHP | Y | RE | 2007 | Commercial/Industrial Unit |  | Eastern
EXCLUDE | DE | DE-Eastern | Delaware City Plant | 52193 | CT1 | NG | GT | 92 | 65 | 0 | 241040 | 195687.48 |  | Industrial CHP | Y | OP |  | Commercial/Industrial Unit |  | Eastern
EXCLUDE | DE | DE-Eastern | Delaware City Plant | 52193 | CT2 | NG | GT | 92 | 65 | 0 | 241040 | 195687.48 |  | Industrial CHP | Y | OP |  | Commercial/Industrial Unit |  | Eastern
EXCLUDE | DE | DE-Eastern | Delaware City Plant | 52193 | FGTG | NG | GT | 1.2 | 1 | 0 | 0 | 0 |  | Industrial CHP | Y | RE | 1997 | Commercial/Industrial Unit |  | Eastern
EXCLUDE | DE | DE-Eastern | Delaware City Plant | 52193 | G1 | OG | ST | 27.5 | 29.5 | 146.18 | 122889 | 79694.94 |  | Industrial CHP | Y | OP |  | Commercial/Industrial Unit |  | Eastern
EXCLUDE | DE | DE-Eastern | Delaware City Plant | 52193 | G2 | OG | ST | 27.5 | 29.5 | 146.18 | 53463 | 34671.37 |  | Industrial CHP | Y | OP |  | Commercial/Industrial Unit |  | Eastern
EXCLUDE | DE | DE-Eastern | Delaware City Plant | 52193 | G3 | OG | ST | 75 | 66 | 398.68 | 51520 | 33411.32 |  | Industrial CHP | Y | OP |  | Commercial/Industrial Unit |  | Eastern
EXCLUDE | DE | DE-Eastern | Delaware City Plant | 52193 | G4 | OG | ST | 10 | 10 | 53.16 | 61428 | 39836.77 |  | Industrial CHP | Y | OP |  | Commercial/Industrial Unit |  | Eastern
EXCLUDE | CA | CA-Western | Otay | 52204 | OTA1 | LFG | IC | 1.8 | 1.7 | 0 | 0 | 0 |  | IPP Non-CHP | N | OP |  | Non-Fossil Fuel Type (Less than 10% Fossil Fuel) |  | Western
EXCLUDE | CA | CA-Western | Otay | 52204 | OTA2 | LFG | IC | 1.8 | 1.7 | 0 | 0 | 0 |  | IPP Non-CHP | N | OP |  | Non-Fossil Fuel Type (Less than 10% Fossil Fuel) |  | Western
EXCLUDE | CA | CA-Western | Otay | 52204 | OTA3 | LFG | IC | 3.3 | 3.2 | 0 | 0 | 0 |  | IPP Non-CHP | N | OP |  | Non-Fossil Fuel Type (Less than 10% Fossil Fuel) |  | Western
EXCLUDE | CA | CA-Western | Otay | 52204 | OTA5 | LFG | IC | 1.6 | 1.5 | 0 | 0 | 0 |  | IPP Non-CHP | N | P |  | Status of Operation (IP, L, P, T) |  | Western
EXCLUDE | CA | CA-Western | Otay | 52204 | OTA6 | LFG | IC | 1.6 | 1.5 | 0 | 0 | 0 |  | IPP Non-CHP | N | P |  | Status of Operation (IP, L, P, T) |  | Western
EXCLUDE | GA | GA-Eastern | Dublin Mill | 54004 | GEN1 | BIT | ST | 45 | 44 | 0 | 176429.2 | 452858.56 |  | Industrial CHP | Y | OP |  | Commercial/Industrial Unit |  | Eastern
EXCLUDE | GA | GA-Eastern | Dublin Mill | 54004 | GEN2 | NG | GT | 37.1 | 40 | 0 | 118355.58 | 86887.68 |  | Industrial CHP | Y | OP |  | Commercial/Industrial Unit |  | Eastern
EXCLUDE | MT | MT-Western | Broadwater Power Project | 54006 | GEN1 | WAT | HY | 9.7 | 9.7 | 0 | 53500 | 0 |  | IPP Non-CHP | N | OP |  | Non Combustion (NUC, WAT, WND, GEO, or SUN) |  | Western
EXCLUDE | CA | CA-Western | MM West Covina | 54015 | GEN2 | LFG | ST | 6.8 | 4.4 | 0 | 41679 | 42837.91 |  | IPP Non-CHP | N | OP |  | Non-Fossil Fuel Type (Less than 10% Fossil Fuel) |  | Western
EXCLUDE | CA | CA-Western | MM West Covina | 54015 | GEN3 | LFG | GT | 4.9 | 4.4 | 0 | 0 | 0 |  | IPP Non-CHP | N | OS |  | Non-Fossil Fuel Type (Less than 10% Fossil Fuel) |  | Western
EXCLUDE | CA | CA-Western | San Gabriel Hydro Project | 54017 | U1 | WAT | HY | 3.9 | 3.7 | 0 | 1948.44 | 0 |  | IPP Non-CHP | N | OP |  | Non Combustion (NUC, WAT, WND, GEO, or SUN) |  | Western
EXCLUDE | CA | CA-Western | San Gabriel Hydro Project | 54017 | U2 | WAT | HY | 1.1 | 1.1 | 0 | 549.56 | 0 |  | IPP Non-CHP | N | OP |  | Non Combustion (NUC, WAT, WND, GEO, or SUN) |  | Western
EXCLUDE | FL | FL-Eastern | Wheelabrator North Broward | 54033 | GEN1 | MSW | ST | 67.6 | 56 | 0 | 430001 | 879082.65 |  | IPP Non-CHP | N | OP |  | Non-Fossil Fuel Type (Less than 10% Fossil Fuel) |  | Eastern
NGCC | NY | NY-Eastern | Rensselaer Cogen | 54034 | GEN1 | NG | CC | 57.9 | 47 | 786.8 | 41812.88 | 22056.81 |  | IPP Non-CHP | N | OP |  |  |  | Eastern
NGCC | NY | NY-Eastern | Rensselaer Cogen | 54034 | GEN2 | NG | CC | 39 | 33.4 | 786.8 | 28164.12 | 14856.92 |  | IPP Non-CHP | N | OP |  |  |  | Eastern
COALST | NC | NC-Eastern | Roanoke Valley Energy Facililty I | 54035 | GEN1 | BIT | ST | 182.3 | 165 | 1700 | 1138722 | 1083366.49 |  | IPP CHP | Y | OP |  |  |  | Eastern
EXCLUDE | CA | CA-Western | Geo East Mesa II | 54038 | GEN1 | GEO | ST | 21.6 | 18.5 | 0 | 40333 | 0 |  | IPP Non-CHP | N | OP |  | Non Combustion (NUC, WAT, WND, GEO, or SUN) |  | Western
EXCLUDE | CA | CA-Western | Geo East Mesa II | 54038 | GEN2 | GEO | ST | 21.6 | 12.8 | 0 | 40333 | 0 |  | IPP Non-CHP | N | OP |  | Non Combustion (NUC, WAT, WND, GEO, or SUN) |  | Western
NGCC | NY | NY-Eastern | Lockport Energy Associates LP | 54041 | GEN1 | NG | CC | 48.7 | 43 | 1531 | 62067.96 | 30673.63 |  | IPP CHP | Y | OP |  |  |  | Eastern
NGCC | NY | NY-Eastern | Lockport Energy Associates LP | 54041 | GEN2 | NG | CC | 48.7 | 43 | 1531 | 62067.96 | 30673.63 |  | IPP CHP | Y | OP |  |  |  | Eastern
NGCC | NY | NY-Eastern | Lockport Energy Associates LP | 54041 | GEN3 | NG | CC | 48.7 | 43 | 1531 | 62067.96 | 30673.63 |  | IPP CHP | Y | OP |  |  |  | Eastern
NGCC | NY | NY-Eastern | Lockport Energy Associates LP | 54041 | GEN4 | NG | CC | 75.2 | 75.2 | 1531 | 95842.11 | 47364.62 |  | IPP CHP | Y | OP |  |  |  | Eastern
EXCLUDE | IL | IL-Eastern | University of Illinois Cogen Facility | 54044 | CT1 | NG | GT | 7.8 | 6.4 | 0 | 38106.65 | 26412.9 |  | Commercial CHP | Y | OP |  | Commercial/Industrial Unit |  | Eastern
EXCLUDE | IL | IL-Eastern | University of Illinois Cogen Facility | 54044 | CT2 | NG | GT | 7.8 | 6.4 | 0 | 38106.65 | 26412.9 |  | Commercial CHP | Y | OP |  | Commercial/Industrial Unit |  | Eastern
EXCLUDE | IL | IL-Eastern | University of Illinois Cogen Facility | 54044 | CT3 | NG | GT | 7.8 | 6.4 | 0 | 38106.65 | 26412.9 |  | Commercial CHP | Y | OP |  | Commercial/Industrial Unit |  | Eastern
EXCLUDE | IL | IL-Eastern | University of Illinois Cogen Facility | 54044 | GEN1 | NG | IC | 6.3 | 6.3 | 0 | 0 | 0 |  | Commercial CHP | Y | OP |  | Commercial/Industrial Unit |  | Eastern
EXCLUDE | IL | IL-Eastern | University of Illinois Cogen Facility | 54044 | GEN2 | NG | IC | 6.3 | 6.3 | 0 | 0 | 0 |  | Commercial CHP | Y | OP |  | Commercial/Industrial Unit |  | Eastern
EXCLUDE | IL | IL-Eastern | University of Illinois Cogen Facility | 54044 | GEN3 | NG | IC | 3.7 | 3.7 | 0 | 0 | 0 |  | Commercial CHP | Y | OP |  | Commercial/Industrial Unit |  | Eastern
EXCLUDE | IL | IL-Eastern | University of Illinois Cogen Facility | 54044 | GEN4 | NG | IC | 3.7 | 3.7 | 0 | 0 | 0 |  | Commercial CHP | Y | OP |  | Commercial/Industrial Unit |  | Eastern
EXCLUDE | IL | IL-Eastern | University of Illinois Cogen Facility | 54044 | RE1 | NG | IC | 5.5 | 5.5 | 0 | 0 | 0 |  | Commercial CHP | Y | OP |  | Commercial/Industrial Unit |  | Eastern
EXCLUDE | IL | IL-Eastern | University of Illinois Cogen Facility | 54044 | RE2 | NG | IC | 5.5 | 5.5 | 0 | 0 | 0 |  | Commercial CHP | Y | OP |  | Commercial/Industrial Unit |  | Eastern
EXCLUDE | IL | IL-Eastern | University of Illinois Cogen Facility | 54044 | RE3 | NG | IC | 5.5 | 5.5 | 0 | 0 | 0 |  | Commercial CHP | Y | OP |  | Commercial/Industrial Unit |  | Eastern
EXCLUDE | VA | VA-Eastern | Wythe Park Power Petersburg Plant | 54045 | 1 | WO | IC | 3 | 3 | 0 | 0 | 0 |  | IPP CHP | Y | OP |  | Internal Combustion |  | Eastern
EXCLUDE | VA | VA-Eastern | Wythe Park Power 3 Richmond Plant | 54047 | EXIS | DFO | IC | 3 | 3 | 0 | 0 | 0 |  | IPP Non-CHP | N | RE | 2010 | Retired prior to 2012 |  | Eastern
EXCLUDE | WA | WA-Western | Glines Hydroelectric Project | 54050 | GEN1 | WAT | HY | 16.3 | 6 | 0 | 0 | 0 |  | Electric Utility | N | RE | 2011 | Retired prior to 2012 |  | Western
EXCLUDE | WA | WA-Western | Elwha Hydroelectric Project | 54051 | GEN1 | WAT | HY | 3 | 3 | 0 | 0 | 0 |  | Electric Utility | N | RE | 2011 | Retired prior to 2012 |  | Western
EXCLUDE | WA | WA-Western | Elwha Hydroelectric Project | 54051 | GEN2 | WAT | HY | 3 | 3 | 0 | 0 | 0 |  | Electric Utility | N | RE | 2011 | Retired prior to 2012 |  | Western
EXCLUDE | WA | WA-Western | Elwha Hydroelectric Project | 54051 | GEN3 | WAT | HY | 3.3 | 3.2 | 0 | 0 | 0 |  | Electric Utility | N | RE | 2011 | Retired prior to 2012 |  | Western
EXCLUDE | WA | WA-Western | Elwha Hydroelectric Project | 54051 | GEN4 | WAT | HY | 3.3 | 3.3 | 0 | 0 | 0 |  | Electric Utility | N | RE | 2011 | Retired prior to 2012 |  | Western
NGCC | RI | RI-Eastern | Pawtucket Power Associates | 54056 | GEN1 | NG | CC | 41.8 | 36 | 1300 | 3805.9 | 2159.88 |  | IPP Non-CHP | N | OP |  |  |  | Eastern
NGCC | RI | RI-Eastern | Pawtucket Power Associates | 54056 | GEN2 | NG | CC | 27 | 27 | 1300 | 2458.36 | 1395.14 |  | IPP Non-CHP | N | OP |  |  |  | Eastern
EXCLUDE | MI | MI-Eastern | Riverview Energy Systems | 54057 | GEN1 | LFG | GT | 3.3 | 2.8 | 0 | 11042 | 12077.66 |  | IPP Non-CHP | N | OP |  | Non-Fossil Fuel Type (Less than 10% Fossil Fuel) |  | Eastern
EXCLUDE | MI | MI-Eastern | Riverview Energy Systems | 54057 | GEN2 | LFG | GT | 3.3 | 2.8 | 0 | 11042 | 12077.66 |  | IPP Non-CHP | N | OP |  | Non-Fossil Fuel Type (Less than 10% Fossil Fuel) |  | Eastern
NGCC | NY | NY-Eastern | Indeck Olean Energy Center | 54076 | GEN1 | NG | CC | 46 | 31.7 | 789 | 64666.5 | 35299.69 |  | IPP CHP | Y | OP |  |  |  | Eastern
NGCC | NY | NY-Eastern | Indeck Olean Energy Center | 54076 | GEN2 | NG | CC | 44.6 | 44.6 | 789 | 62698.38 | 34225.36 |  | IPP CHP | Y | OP |  |  |  | Eastern
COALST | VA | VA-Eastern | Spruance Genco LLC | 54081 | GEN1 | BIT | ST | 57.4 | 52.5 | 1050 | 53959 | 219196.71 |  | IPP CHP | Y | OP |  |  |  | Eastern
COALST | VA | VA-Eastern | Spruance Genco LLC | 54081 | GEN2 | BIT | ST | 57.4 | 52.5 | 1050 | 64385 | 265174.94 |  | IPP CHP | Y | OP |  |  |  | Eastern
COALST | VA | VA-Eastern | Spruance Genco LLC | 54081 | GEN3 | BIT | ST | 57.4 | 42.5 | 1050 | 42912 | 292952.7 |  | IPP CHP | Y | OP |  |  |  | Eastern
COALST | VA | VA-Eastern | Spruance Genco LLC | 54081 | GEN4 | BIT | ST | 57.4 | 42.5 | 1050 | 41420 | 285361.63 |  | IPP CHP | Y | OP |  |  |  | Eastern
EXCLUDE | ME | ME-Eastern | Androscoggin Mill | 54085 | GEN1 | BLQ | ST | 25 | 25 | 0 | 130488 | 418585.43 |  | Industrial CHP | Y | OP |  | Commercial/Industrial Unit |  | Eastern
EXCLUDE | ME | ME-Eastern | Androscoggin Mill | 54085 | GEN2 | BLQ | ST | 25 | 25 | 0 | 135191 | 433671.93 |  | Industrial CHP | Y | OP |  | Commercial/Industrial Unit |  | Eastern
EXCLUDE | ME | ME-Eastern | Androscoggin Mill | 54085 | GEN3 | BLQ | ST | 30 | 30 | 0 | 210410 | 674962.91 |  | Industrial CHP | Y | OP |  | Commercial/Industrial Unit |  | Eastern
EXCLUDE | SC | SC-Eastern | International Paper Georgetown Mill | 54087 | GEN1 | BLQ | ST | 25.6 | 23.8 | 0 | 203822.72 | 863755.6 |  | Industrial CHP | Y | OP |  | Commercial/Industrial Unit |  | Eastern
EXCLUDE | SC | SC-Eastern | International Paper Georgetown Mill | 54087 | GEN2 | WDS | ST | 29.5 | 27.4 | 0 | 177570.03 | 752502.51 |  | Industrial CHP | Y | OP |  | Commercial/Industrial Unit |  | Eastern
EXCLUDE | SC | SC-Eastern | International Paper Georgetown Mill | 54087 | GEN3 | WDS | ST | 40.5 | 37.7 | 0 | 132865.19 | 563053.28 |  | Industrial CHP | Y | OP |  | Commercial/Industrial Unit |  | Eastern
EXCLUDE | LA | LA-Eastern | Mansfield Mill | 54091 | GEN1 | BLQ | ST | 40 | 24.6 | 0 | 188332 | 176351.48 |  | Industrial CHP | Y | OP |  | Commercial/Industrial Unit |  | Eastern
EXCLUDE | LA | LA-Eastern | Mansfield Mill | 54091 | GEN2 | BLQ | ST | 40 | 25.6 | 0 | 217642 | 205144.5 |  | Industrial CHP | Y | OP |  | Commercial/Industrial Unit |  | Eastern
EXCLUDE | LA | LA-Eastern | Mansfield Mill | 54091 | GEN3 | BLQ | ST | 30 | 22.1 | 0 | 196499 | 183998.94 |  | Industrial CHP | Y | OP |  | Commercial/Industrial Unit |  | Eastern
EXCLUDE | LA | LA-Eastern | Mansfield Mill | 54091 | GEN4 | NG | GT | 25 | 29 | 0 | 173642 | 151489.22 |  | Industrial CHP | Y | OP |  | Commercial/Industrial Unit |  | Eastern
EXCLUDE | AL | AL-Eastern | International Paper Riverdale Mill | 54096 | GEN1 | NG | ST | 11.6 | 7 | 0 | 63629 | 143195.83 |  | Industrial CHP | N | OP |  | Commercial/Industrial Unit |  | Eastern
EXCLUDE | AL | AL-Eastern | International Paper Riverdale Mill | 54096 | GEN2 | NG | ST | 37.4 | 31 | 0 | 248244 | 558668.32 |  | Industrial CHP | N | OP |  | Commercial/Industrial Unit |  | Eastern
EXCLUDE | AL | AL-Eastern | International Paper Riverdale Mill | 54096 | GEN3 | NG | CC | 17 | 5 | 0 | 92544.67 | 70811.88 |  | Industrial CHP | N | OP |  | Commercial/Industrial Unit |  | Eastern
EXCLUDE | AL | AL-Eastern | International Paper Riverdale Mill | 54096 | GEN4 | NG | CC | 38.2 | 32 | 0 | 207953.33 | 159118.47 |  | Industrial CHP | Y | SB |  | Commercial/Industrial Unit |  | Eastern
EXCLUDE | TX | TX-Eastern | International Paper Texarkana Mill | 54097 | GEN1 | BLQ | ST | 25 | 25 | 0 | 116414.02 | 574739.41 |  | Industrial CHP | Y | OP |  | Commercial/Industrial Unit |  | Eastern
EXCLUDE | TX | TX-Eastern | International Paper Texarkana Mill | 54097 | GEN2 | BLQ | ST | 40 | 40 | 0 | 270922.29 | 1337551.23 |  | Industrial CHP | Y | OP |  | Commercial/Industrial Unit |  | Eastern
EXCLUDE | WI | WI-Eastern | Kaukauna Paper Mill | 54098 | GEN1 | BLQ | ST | 6 | 6 | 0 | 17002 | 81404.46 |  | Industrial CHP | Y | OP |  | Commercial/Industrial Unit |  | Eastern
EXCLUDE | WI | WI-Eastern | Kaukauna Paper Mill | 54098 | GEN2 | BLQ | ST | 11 | 11 | 0 | 50144 | 240086.19 |  | Industrial CHP | Y | OP |  | Commercial/Industrial Unit |  | Eastern
EXCLUDE | WI | WI-Eastern | Kaukauna Paper Mill | 54098 | GEN3 | BLQ | ST | 15.6 | 15.6 | 0 | 33900 | 162310.98 |  | Industrial CHP | Y | OP |  | Commercial/Industrial Unit |  | Eastern
EXCLUDE | WI | WI-Eastern | Kaukauna Paper Mill | 54098 | GEN4 | BIT | ST | 12 | 12 | 0 | 44104 | 211167.07 |  | Industrial CHP | Y | OP |  | Commercial/Industrial Unit |  | Eastern
EXCLUDE | NY | NY-Eastern | Ticonderoga Mill | 54099 | GEN1 | RFO | ST | 42.1 | 41 | 855 | 197203.17 | 280933.38 |  | Industrial CHP | Y | OP |  | Commercial/Industrial Unit |  | Eastern
EXCLUDE | MS | MS-Eastern | International Paper Vicksburg Mill | 54100 | GEN1 | BLQ | ST | 2.5 | 1.5 | 0 | 12679.41 | 129620.95 |  | Industrial CHP | Y | OP |  | Commercial/Industrial Unit |  | Eastern
EXCLUDE | MS | MS-Eastern | International Paper Vicksburg Mill | 54100 | GEN2 | BLQ | ST | 48 | 37 | 0 | 256124 | 2618343.13 |  | Industrial CHP | Y | OP |  | Commercial/Industrial Unit |  | Eastern
EXCLUDE | GA | GA-Eastern | Georgia-Pacific Cedar Springs | 54101 | GEN1 | BLQ | ST | 50 | 45 | 0 | 292845 | 574267.8 |  | Industrial CHP | Y | OP |  | Commercial/Industrial Unit |  | Eastern
EXCLUDE | GA | GA-Eastern | Georgia-Pacific Cedar Springs | 54101 | GEN2 | BLQ | ST | 51.2 | 45 | 0 | 257210 | 504387.72 |  | Industrial CHP | Y | OP |  | Commercial/Industrial Unit |  | Eastern
EXCLUDE | WI | WI-Eastern | Port Edwards Mill | 54103 | GEN4 | RFO | ST | 1.9 | 1.8 | 0 | 0 | 0 |  | Industrial CHP | Y | OS |  | Commercial/Industrial Unit |  | Eastern
EXCLUDE | WI | WI-Eastern | Port Edwards Mill | 54103 | GEN7 | RFO | ST | 5 | 4.7 | 0 | 0 | 0 |  | Industrial CHP | Y | OS |  | Commercial/Industrial Unit |  | Eastern
EXCLUDE | WI | WI-Eastern | Port Edwards Mill | 54103 | HG1 | WAT | HY | 0.4 | 0.4 | 0 | 1878.1 | 0 |  | Industrial CHP | N | SB |  | Commercial/Industrial Unit |  | Eastern
EXCLUDE | WI | WI-Eastern | Port Edwards Mill | 54103 | HG2 | WAT | HY | 0.4 | 0.4 | 0 | 1878.1 | 0 |  | Industrial CHP | N | OP |  | Commercial/Industrial Unit |  | Eastern
EXCLUDE | WI | WI-Eastern | Port Edwards Mill | 54103 | HG3 | WAT | HY | 0.4 | 0.4 | 0 | 1878.1 | 0 |  | Industrial CHP | N | OP |  | Commercial/Industrial Unit |  | Eastern
EXCLUDE | WI | WI-Eastern | Port Edwards Mill | 54103 | HG4 | WAT | HY | 0.4 | 0.4 | 0 | 1878.1 | 0 |  | Industrial CHP | N | OP |  | Commercial/Industrial Unit |  | Eastern
EXCLUDE | WI | WI-Eastern | Port Edwards Mill | 54103 | HG5 | WAT | HY | 0.8 | 0.8 | 0 | 3756.21 | 0 |  | Industrial CHP | N | OP |  | Commercial/Industrial Unit |  | Eastern
EXCLUDE | WI | WI-Eastern | Port Edwards Mill | 54103 | HG6 | WAT | HY | 0.8 | 0.8 | 0 | 3756.21 | 0 |  | Industrial CHP | N | OP |  | Commercial/Industrial Unit |  | Eastern
EXCLUDE | WI | WI-Eastern | Port Edwards Mill | 54103 | JHG1 | WAT | HY | 1.3 | 1.2 | 0 | 6103.84 | 0 |  | Industrial CHP | N | OP |  | Commercial/Industrial Unit |  | Eastern
EXCLUDE | WI | WI-Eastern | Port Edwards Mill | 54103 | JHG2 | WAT | HY | 0.6 | 0.6 | 0 | 2817.16 | 0 |  | Industrial CHP | N | OP |  | Commercial/Industrial Unit |  | Eastern
EXCLUDE | WI | WI-Eastern | Port Edwards Mill | 54103 | JHG3 | WAT | HY | 0.6 | 0.6 | 0 | 2817.16 | 0 |  | Industrial CHP | N | OP |  | Commercial/Industrial Unit |  | Eastern
EXCLUDE | WI | WI-Eastern | Port Edwards Mill | 54103 | JHG4 | WAT | HY | 0.4 | 0.4 | 0 | 1878.1 | 0 |  | Industrial CHP | N | SB |  | Commercial/Industrial Unit |  | Eastern
EXCLUDE | WI | WI-Eastern | Port Edwards Mill | 54103 | JHG5 | WAT | HY | 0.6 | 0.6 | 0 | 2817.16 | 0 |  | Industrial CHP | N | OP |  | Commercial/Industrial Unit |  | Eastern
EXCLUDE | AR | AR-Eastern | Ashdown | 54104 | GEN1 | BLQ | ST | 19.5 | 17 | 0 | 116192 | 400221.77 |  | Industrial CHP | Y | OP |  | Commercial/Industrial Unit |  | Eastern
EXCLUDE | AR | AR-Eastern | Ashdown | 54104 | GEN2 | BLQ | ST | 47 | 40 | 0 | 276688 | 953048.07 |  | Industrial CHP | Y | OP |  | Commercial/Industrial Unit |  | Eastern
EXCLUDE | AR | AR-Eastern | Ashdown | 54104 | GEN3 | BLQ | ST | 45 | 33 | 0 | 217673 | 749771.7 |  | Industrial CHP | Y | OP |  | Commercial/Industrial Unit |  | Eastern
EXCLUDE | AR | AR-Eastern | Ashdown | 54104 | GEN4 | BLQ | ST | 45 | 38 | 0 | 203072 | 699478.76 |  | Industrial CHP | Y | OP |  | Commercial/Industrial Unit |  | Eastern
EXCLUDE | CA | CA-Western | Second Imperial Geothermal | 54111 | GE10 | GEO | BT | 4.5 | 5 | 0 | 13684.78 | 0 |  | IPP Non-CHP | N | OP |  | Non Combustion (NUC, WAT, WND, GEO, or SUN) |  | Western
EXCLUDE | CA | CA-Western | Second Imperial Geothermal | 54111 | GE11 | GEO | BT | 4.5 | 5 | 0 | 13684.78 | 0 |  | IPP Non-CHP | N | OP |  | Non Combustion (NUC, WAT, WND, GEO, or SUN) |  | Western
EXCLUDE | CA | CA-Western | Second Imperial Geothermal | 54111 | GE12 | GEO | BT | 4.5 | 5 | 0 | 13684.78 | 0 |  | IPP Non-CHP | N | OP |  | Non Combustion (NUC, WAT, WND, GEO, or SUN) |  | Western
EXCLUDE | CA | CA-Western | Second Imperial Geothermal | 54111 | GE13 | GEO | BT | 16 | 16 | 0 | 48657 | 0 |  | IPP Non-CHP | N | OP |  | Non Combustion (NUC, WAT, WND, GEO, or SUN) |  | Western
EXCLUDE | CA | CA-Western | Second Imperial Geothermal | 54111 | GEN1 | GEO | BT | 3.5 | 3.7 | 0 | 10643.72 | 0 |  | IPP Non-CHP | N | OP |  | Non Combustion (NUC, WAT, WND, GEO, or SUN) |  | Western
EXCLUDE | CA | CA-Western | Second Imperial Geothermal | 54111 | GEN14 | GEO | BT | 16 | 16 | 0 | 48657 | 0 |  | IPP Non-CHP | N | OP |  | Non Combustion (NUC, WAT, WND, GEO, or SUN) |  | Western
EXCLUDE | CA | CA-Western | Second Imperial Geothermal | 54111 | GEN2 | GEO | BT | 3.5 | 3.7 | 0 | 10643.72 | 0 |  | IPP Non-CHP | N | OP |  | Non Combustion (NUC, WAT, WND, GEO, or SUN) |  | Western
EXCLUDE | CA | CA-Western | Second Imperial Geothermal | 54111 | GEN3 | GEO | BT | 3.5 | 3.7 | 0 | 10643.72 | 0 |  | IPP Non-CHP | N | OP |  | Non Combustion (NUC, WAT, WND, GEO, or SUN) |  | Western
EXCLUDE | CA | CA-Western | Second Imperial Geothermal | 54111 | GEN4 | GEO | BT | 3.5 | 3.7 | 0 | 10643.72 | 0 |  | IPP Non-CHP | N | OP |  | Non Combustion (NUC, WAT, WND, GEO, or SUN) |  | Western
EXCLUDE | CA | CA-Western | Second Imperial Geothermal | 54111 | GEN5 | GEO | BT | 3.5 | 3.7 | 0 | 10643.72 | 0 |  | IPP Non-CHP | N | OP |  | Non Combustion (NUC, WAT, WND, GEO, or SUN) |  | Western
EXCLUDE | CA | CA-Western | Second Imperial Geothermal | 54111 | GEN6 | GEO | BT | 3.5 | 3.7 | 0 | 10643.72 | 0 |  | IPP Non-CHP | N | OP |  | Non Combustion (NUC, WAT, WND, GEO, or SUN) |  | Western
EXCLUDE | CA | CA-Western | Second Imperial Geothermal | 54111 | GEN7 | GEO | BT | 4.5 | 5 | 0 | 13684.78 | 0 |  | IPP Non-CHP | N | OP |  | Non Combustion (NUC, WAT, WND, GEO, or SUN) |  | Western
EXCLUDE | CA | CA-Western | Second Imperial Geothermal | 54111 | GEN8 | GEO | BT | 4.5 | 5 | 0 | 13684.78 | 0 |  | IPP Non-CHP | N | OP |  | Non Combustion (NUC, WAT, WND, GEO, or SUN) |  | Western
EXCLUDE | CA | CA-Western | Second Imperial Geothermal | 54111 | GEN9 | GEO | BT | 4.5 | 5 | 0 | 13684.78 | 0 |  | IPP Non-CHP | N | OP |  | Non Combustion (NUC, WAT, WND, GEO, or SUN) |  | Western
EXCLUDE | NY | NY-Eastern | Kennedy International Airport Cogen | 54114 | CT-3 | NG | GT | 50 | 47 | 0 | 0 | 0 |  | IPP CHP | Y | IP |  | Status of Operation (IP, L, P, T) |  | Eastern
NGCC | NY | NY-Eastern | Kennedy International Airport Cogen | 54114 | GEN1 | NG | CC | 47.1 | 47.1 | 718 | 258879.79 | 136905.33 |  | IPP CHP | Y | OP |  |  |  | Eastern
NGCC | NY | NY-Eastern | Kennedy International Airport Cogen | 54114 | GEN2 | NG | CC | 47.1 | 47.1 | 718 | 258879.79 | 136905.33 |  | IPP CHP | Y | OP |  |  |  | Eastern
NGCC | NY | NY-Eastern | Kennedy International Airport Cogen | 54114 | GEN3 | NG | CC | 27 | 26.3 | 718 | 148402.43 | 78480.76 |  | IPP CHP | Y | OP |  |  |  | Eastern
EXCLUDE | ME | ME-Eastern | Mechanic Falls | 54123 | GEN1 | WAT | HY | 1 | 1 | 0 | 2330.71 | 0 |  | IPP Non-CHP | N | OP |  | Non Combustion (NUC, WAT, WND, GEO, or SUN) |  | Eastern
EXCLUDE | ME | ME-Eastern | Mechanic Falls | 54123 | GEN2 | WAT | HY | 0.4 | 0.4 | 0 | 932.29 | 0 |  | IPP Non-CHP | N | OP |  | Non Combustion (NUC, WAT, WND, GEO, or SUN) |  | Eastern
EXCLUDE | ME | ME-Eastern | Pittsfield | 54124 | GEN1 | WAT | HY | 0.4 | 0.4 | 0 | 1699.64 | 0 |  | IPP Non-CHP | N | OP |  | Non Combustion (NUC, WAT, WND, GEO, or SUN) |  | Eastern
EXCLUDE | ME | ME-Eastern | Pittsfield | 54124 | GEN2 | WAT | HY | 0.3 | 0.3 | 0 | 1274.73 | 0 |  | IPP Non-CHP | N | OP |  | Non Combustion (NUC, WAT, WND, GEO, or SUN) |  | Eastern
EXCLUDE | ME | ME-Eastern | Pittsfield | 54124 | GEN3 | WAT | HY | 0.4 | 0.4 | 0 | 1699.64 | 0 |  | IPP Non-CHP | N | OP |  | Non Combustion (NUC, WAT, WND, GEO, or SUN) |  | Eastern
NGCC | NY | NY-Eastern | Fortistar North Tonawanda | 54131 | GEN1 | NG | CC | 38.3 | 38.8 | 570 | 52054.06 | 27265.81 |  | IPP CHP | Y | OP |  |  |  | Eastern
NGCC | NY | NY-Eastern | Fortistar North Tonawanda | 54131 | GEN2 | NG | CC | 17 | 15.7 | 570 | 23104.94 | 12102.32 | 1 | IPP CHP | Y | OP |  |  |  | Eastern
EXCLUDE | ME | ME-Eastern | Great Lakes Hydro America - ME | 54134 | DOH2 | WAT | HY | 1.3 | 1.3 | 0 | 6854.44 | 0 |  | IPP Non-CHP | N | OP |  | Non Combustion (NUC, WAT, WND, GEO, or SUN) |  | Eastern
EXCLUDE | ME | ME-Eastern | Great Lakes Hydro America - ME | 54134 | DOH3 | WAT | HY | 1.3 | 1.3 | 0 | 6854.44 | 0 |  | IPP Non-CHP | N | OS |  | Non Combustion (NUC, WAT, WND, GEO, or SUN) |  | Eastern
EXCLUDE | ME | ME-Eastern | Great Lakes Hydro America - ME | 54134 | DOH4 | WAT | HY | 1.8 | 1.8 | 0 | 9490.76 | 0 |  | IPP Non-CHP | N | OS |  | Non Combustion (NUC, WAT, WND, GEO, or SUN) |  | Eastern
EXCLUDE | ME | ME-Eastern | Great Lakes Hydro America - ME | 54134 | DOH5 | WAT | HY | 5.3 | 5 | 0 | 27945.02 | 0 |  | IPP Non-CHP | N | OP |  | Non Combustion (NUC, WAT, WND, GEO, or SUN) |  | Eastern
EXCLUDE | ME | ME-Eastern | Great Lakes Hydro America - ME | 54134 | DOH6 | WAT | HY | 4.1 | 3.9 | 0 | 21617.84 | 0 |  | IPP Non-CHP | N | OP |  | Non Combustion (NUC, WAT, WND, GEO, or SUN) |  | Eastern
EXCLUDE | ME | ME-Eastern | Great Lakes Hydro America - ME | 54134 | DOH7 | WAT | HY | 4.1 | 3.9 | 0 | 21617.84 | 0 |  | IPP Non-CHP | N | OP |  | Non Combustion (NUC, WAT, WND, GEO, or SUN) |  | Eastern
EXCLUDE | ME | ME-Eastern | Great Lakes Hydro America - ME | 54134 | DOH8 | WAT | HY | 3 | 2.9 | 0 | 15817.93 | 0 |  | IPP Non-CHP | N | OP |  | Non Combustion (NUC, WAT, WND, GEO, or SUN) |  | Eastern
EXCLUDE | ME | ME-Eastern | Great Lakes Hydro America - ME | 54134 | EMH1 | WAT | HY | 1.6 | 1.5 | 0 | 8436.23 | 0 |  | IPP Non-CHP | N | OP |  | Non Combustion (NUC, WAT, WND, GEO, or SUN) |  | Eastern
EXCLUDE | ME | ME-Eastern | Great Lakes Hydro America - ME | 54134 | EMH2 | WAT | HY | 1.6 | 1.5 | 0 | 8436.23 | 0 |  | IPP Non-CHP | N | OP |  | Non Combustion (NUC, WAT, WND, GEO, or SUN) |  | Eastern
EXCLUDE | ME | ME-Eastern | Great Lakes Hydro America - ME | 54134 | EMH3 | WAT | HY | 1.6 | 1.5 | 0 | 8436.23 | 0 |  | IPP Non-CHP | N | OP |  | Non Combustion (NUC, WAT, WND, GEO, or SUN) |  | Eastern
EXCLUDE | ME | ME-Eastern | Great Lakes Hydro America - ME | 54134 | EMH4 | WAT | HY | 1.6 | 1.5 | 0 | 8436.23 | 0 |  | IPP Non-CHP | N | OP |  | Non Combustion (NUC, WAT, WND, GEO, or SUN) |  | Eastern
EXCLUDE | ME | ME-Eastern | Great Lakes Hydro America - ME | 54134 | EMH5 | WAT | HY | 1.6 | 1.5 | 0 | 8436.23 | 0 |  | IPP Non-CHP | N | OP |  | Non Combustion (NUC, WAT, WND, GEO, or SUN) |  | Eastern
EXCLUDE | ME | ME-Eastern | Great Lakes Hydro America - ME | 54134 | EMH6 | WAT | HY | 1.6 | 1.5 | 0 | 8436.23 | 0 |  | IPP Non-CHP | N | OP |  | Non Combustion (NUC, WAT, WND, GEO, or SUN) |  | Eastern
EXCLUDE | ME | ME-Eastern | Great Lakes Hydro America - ME | 54134 | MCH1 | WAT | HY | 12.2 | 11.6 | 0 | 64326.27 | 0 |  | IPP Non-CHP | N | OP |  | Non Combustion (NUC, WAT, WND, GEO, or SUN) |  | Eastern
EXCLUDE | ME | ME-Eastern | Great Lakes Hydro America - ME | 54134 | MCH2 | WAT | HY | 12.2 | 11.6 | 0 | 64326.27 | 0 |  | IPP Non-CHP | N | OP |  | Non Combustion (NUC, WAT, WND, GEO, or SUN) |  | Eastern
EXCLUDE | ME | ME-Eastern | Great Lakes Hydro America - ME | 54134 | MCH3 | WAT | HY | 13.2 | 12.5 | 0 | 69598.91 | 0 |  | IPP Non-CHP | N | OP |  | Non Combustion (NUC, WAT, WND, GEO, or SUN) |  | Eastern
EXCLUDE | ME | ME-Eastern | Great Lakes Hydro America - ME | 54134 | MIH2 | WAT | HY | 5.5 | 5.3 | 0 | 28999.55 | 0 |  | IPP Non-CHP | N | OP |  | Non Combustion (NUC, WAT, WND, GEO, or SUN) |  | Eastern
EXCLUDE | ME | ME-Eastern | Great Lakes Hydro America - ME | 54134 | MIH3 | WAT | HY | 5.5 | 5.3 | 0 | 28999.55 | 0 |  | IPP Non-CHP | N | OP |  | Non Combustion (NUC, WAT, WND, GEO, or SUN) |  | Eastern
EXCLUDE | ME | ME-Eastern | Great Lakes Hydro America - ME | 54134 | MIH4 | WAT | HY | 5.1 | 4.9 | 0 | 26890.49 | 0 |  | IPP Non-CHP | N | OP |  | Non Combustion (NUC, WAT, WND, GEO, or SUN) |  | Eastern
EXCLUDE | ME | ME-Eastern | Great Lakes Hydro America - ME | 54134 | MIH5 | WAT | HY | 5.1 | 4.9 | 0 | 26890.49 | 0 |  | IPP Non-CHP | N | OP |  | Non Combustion (NUC, WAT, WND, GEO, or SUN) |  | Eastern
EXCLUDE | ME | ME-Eastern | Great Lakes Hydro America - ME | 54134 | MIH6 | WAT | HY | 5.1 | 4.9 | 0 | 26890.49 | 0 |  | IPP Non-CHP | N | OP |  | Non Combustion (NUC, WAT, WND, GEO, or SUN) |  | Eastern
EXCLUDE | ME | ME-Eastern | Great Lakes Hydro America - ME | 54134 | MIH7 | WAT | HY | 4 | 3.8 | 0 | 21090.58 | 0 |  | IPP Non-CHP | N | OP |  | Non Combustion (NUC, WAT, WND, GEO, or SUN) |  | Eastern
EXCLUDE | ME | ME-Eastern | Great Lakes Hydro America - ME | 54134 | MIH8 | WAT | HY | 5.4 | 5.1 | 0 | 28472.28 | 0 |  | IPP Non-CHP | N | OP |  | Non Combustion (NUC, WAT, WND, GEO, or SUN) |  | Eastern
EXCLUDE | ME | ME-Eastern | Great Lakes Hydro America - ME | 54134 | MIHI | WAT | HY | 5.4 | 5.1 | 0 | 28472.28 | 0 |  | IPP Non-CHP | N | OP |  | Non Combustion (NUC, WAT, WND, GEO, or SUN) |  | Eastern
EXCLUDE | ME | ME-Eastern | Great Lakes Hydro America - ME | 54134 | NOH1 | WAT | HY | 3.2 | 3 | 0 | 16872.46 | 0 |  | IPP Non-CHP | N | OP |  | Non Combustion (NUC, WAT, WND, GEO, or SUN) |  | Eastern
EXCLUDE | ME | ME-Eastern | Great Lakes Hydro America - ME | 54134 | NOH2 | WAT | HY | 3.2 | 3 | 0 | 16872.46 | 0 |  | IPP Non-CHP | N | OP |  | Non Combustion (NUC, WAT, WND, GEO, or SUN) |  | Eastern
EXCLUDE | ME | ME-Eastern | Great Lakes Hydro America - ME | 54134 | NOH3 | WAT | HY | 3.2 | 3 | 0 | 16872.46 | 0 |  | IPP Non-CHP | N | OP |  | Non Combustion (NUC, WAT, WND, GEO, or SUN) |  | Eastern
EXCLUDE | ME | ME-Eastern | Great Lakes Hydro America - ME | 54134 | WEH1 | WAT | HY | 4.8 | 4.6 | 0 | 25308.7 | 0 |  | IPP Non-CHP | N | OP |  | Non Combustion (NUC, WAT, WND, GEO, or SUN) |  | Eastern
EXCLUDE | ME | ME-Eastern | Great Lakes Hydro America - ME | 54134 | WEH2 | WAT | HY | 4.8 | 4.6 | 0 | 25308.7 | 0 |  | IPP Non-CHP | N | OP |  | Non Combustion (NUC, WAT, WND, GEO, or SUN) |  | Eastern
EXCLUDE | ME | ME-Eastern | Great Lakes Hydro America - ME | 54134 | WEH3 | WAT | HY | 4.8 | 4.6 | 0 | 25308.7 | 0 |  | IPP Non-CHP | N | OP |  | Non Combustion (NUC, WAT, WND, GEO, or SUN) |  | Eastern
EXCLUDE | ME | ME-Eastern | Great Lakes Hydro America - ME | 54134 | WEH4 | WAT | HY | 4.8 | 4.6 | 0 | 25308.7 | 0 |  | IPP Non-CHP | N | OP |  | Non Combustion (NUC, WAT, WND, GEO, or SUN) |  | Eastern
EXCLUDE | CO | CO-Western | Plains End | 55650 | GE15 | NG | IC | 5.7 | 5.7 | 0 | 0 | 0 |  | IPP Non-CHP | N | OP |  | Internal Combustion |  | Western
COALST | PA | PA-Eastern | Piney Creek Project | 54144 | GEN1 | WC | ST | 36.2 | 32.5 | 450 | 270528 | 386422.5 |  | IPP Non-CHP | N | OP |  |  |  | Eastern
EXCLUDE | ME | ME-Eastern | Hydro Kennebec Project | 54148 | GEN1 | WAT | HY | 7.7 | 7.7 | 0 | 43661 | 0 |  | IPP Non-CHP | N | OP |  | Non Combustion (NUC, WAT, WND, GEO, or SUN) |  | Eastern
EXCLUDE | ME | ME-Eastern | Hydro Kennebec Project | 54148 | GEN2 | WAT | HY | 7.7 | 7.7 | 0 | 43661 | 0 |  | IPP Non-CHP | N | OP |  | Non Combustion (NUC, WAT, WND, GEO, or SUN) |  | Eastern
EXCLUDE | NY | NY-Eastern | Stony Brook Cogen Plant | 54149 | GEN1 | NG | GT | 47 | 44.5 | 670 | 309900 | 209263.78 |  | IPP CHP | Y | OP |  | Simple cycle unit |  | Eastern
EXCLUDE | IA | IA-Eastern | Iowa State University | 54201 | 1 | BIT | ST | 3 | 3 | 0 | 0 | 0 |  | Commercial CHP | Y | RE | 2004 | Commercial/Industrial Unit |  | Eastern
EXCLUDE | IA | IA-Eastern | Iowa State University | 54201 | GEN3 | BIT | ST | 13.2 | 13.3 | 0 | 60164 | 147310.02 |  | Commercial CHP | Y | OP |  | Commercial/Industrial Unit |  | Eastern
EXCLUDE | IA | IA-Eastern | Iowa State University | 54201 | GEN4 | BIT | ST | 6.2 | 6.3 | 0 | 36 | 88.15 |  | Commercial CHP | Y | SB |  | Commercial/Industrial Unit |  | Eastern
EXCLUDE | IA | IA-Eastern | Iowa State University | 54201 | GEN5 | BIT | ST | 11.5 | 11.5 | 0 | 36505 | 89381.56 |  | Commercial CHP | Y | OP |  | Commercial/Industrial Unit |  | Eastern
EXCLUDE | IA | IA-Eastern | Iowa State University | 54201 | GEN6 | BIT | ST | 15.1 | 15.1 | 0 | 33866 | 82920.04 |  | Commercial CHP | Y | OP |  | Commercial/Industrial Unit |  | Eastern
EXCLUDE | ME | ME-Eastern | Upper Androscoggin | 54202 | 1 | WAT | HY | 0.7 | 0.7 | 0 | 0 | 0 |  | IPP Non-CHP | N | OS |  | Non Combustion (NUC, WAT, WND, GEO, or SUN) |  | Eastern
EXCLUDE | ME | ME-Eastern | Upper Androscoggin | 54202 | 2 | WAT | HY | 0.5 | 0.5 | 0 | 0 | 0 |  | IPP Non-CHP | N | OS |  | Non Combustion (NUC, WAT, WND, GEO, or SUN) |  | Eastern
EXCLUDE | ME | ME-Eastern | Upper Androscoggin | 54202 | 3 | WAT | HY | 0.4 | 0.5 | 0 | 0 | 0 |  | IPP Non-CHP | N | OP |  | Non Combustion (NUC, WAT, WND, GEO, or SUN) |  | Eastern
EXCLUDE | MS | MS-Eastern | Mississippi Baptist Medical Center | 54203 | A | NG | GT | 4.2 | 4 | 0 | 21552 | 19591.99 |  | Commercial CHP | Y | OP |  | Commercial/Industrial Unit |  | Eastern
EXCLUDE | OH | OH-Eastern | ArcelorMittal Warren | 54207 | GEN1 | BFG | ST | 3 | 2.8 | 0 | 8257.2 | 24787.04 |  | Industrial CHP | Y | OP |  | Commercial/Industrial Unit |  | Eastern
EXCLUDE | OH | OH-Eastern | ArcelorMittal Warren | 54207 | GEN2 | BFG | ST | 7.5 | 7 | 0 | 32286.45 | 96919.72 |  | Industrial CHP | Y | OP |  | Commercial/Industrial Unit |  | Eastern
EXCLUDE | OH | OH-Eastern | ArcelorMittal Warren | 54207 | GEN3 | BFG | ST | 10 | 9.3 | 0 | 28749.83 | 86303.25 |  | Industrial CHP | Y | OP |  | Commercial/Industrial Unit |  | Eastern
EXCLUDE | ND | ND-Eastern | American Crystal Sugar Hillsboro | 54210 | G1 | SUB | ST | 13.3 | 13.3 | 0 | 59400.86 | 318360.55 |  | Industrial CHP | Y | OP |  | Commercial/Industrial Unit |  | Eastern
EXCLUDE | MN | MN-Eastern | American Crystal Sugar Moorhead | 54211 | G1 | SUB | ST | 3 | 3 | 0 | 28168.8 | 99567.76 |  | Industrial CHP | Y | OP |  | Commercial/Industrial Unit |  | Eastern
EXCLUDE | MN | MN-Eastern | American Crystal Sugar Moorhead | 54211 | G2 | SUB | ST | 2 | 2 | 0 | 18779.2 | 66378.51 |  | Industrial CHP | Y | OP |  | Commercial/Industrial Unit |  | Eastern
EXCLUDE | MN | MN-Eastern | American Crystal Sugar Crookston | 54212 | G1 | SUB | ST | 3.5 | 3.5 | 0 | 17047.08 | 98985.38 |  | Industrial CHP | Y | OP |  | Commercial/Industrial Unit |  | Eastern
EXCLUDE | MN | MN-Eastern | American Crystal Sugar Crookston | 54212 | G2 | SUB | ST | 3 | 3 | 0 | 14611.78 | 84844.62 |  | Industrial CHP | Y | OP |  | Commercial/Industrial Unit |  | Eastern
EXCLUDE | ND | ND-Eastern | American Crystal Sugar Drayton | 54213 | G1 | SUB | ST | 6 | 6 | 0 | 0 | 213308.69 |  | Industrial CHP | Y | OP |  | Commercial/Industrial Unit |  | Eastern
EXCLUDE | MN | MN-Eastern | American Crystal Sugar East Grand Forks | 54214 | G1 | SUB | ST | 2.5 | 2.5 | 0 | 11087.75 | 92198.12 |  | Industrial CHP | Y | OP |  | Commercial/Industrial Unit |  | Eastern
EXCLUDE | MN | MN-Eastern | American Crystal Sugar East Grand Forks | 54214 | G2 | SUB | ST | 5 | 5 | 0 | 22175.49 | 184396.24 |  | Industrial CHP | Y | OP |  | Commercial/Industrial Unit |  | Eastern
EXCLUDE | AL | AL-Eastern | U S Alliance Coosa Pines | 54216 | AOW1 | BIT | ST | 5 | 4.7 | 0 | 0 | 0 |  | Industrial CHP | Y | RE | 2008 | Commercial/Industrial Unit |  | Eastern
EXCLUDE | AL | AL-Eastern | U S Alliance Coosa Pines | 54216 | AOW2 | BIT | ST | 5 | 4.7 | 0 | 0 | 0 |  | Industrial CHP | Y | RE | 2008 | Commercial/Industrial Unit |  | Eastern
EXCLUDE | AL | AL-Eastern | U S Alliance Coosa Pines | 54216 | AOW3 | BIT | ST | 5 | 4.7 | 0 | 0 | 0 |  | Industrial CHP | Y | RE | 2003 | Commercial/Industrial Unit |  | Eastern
EXCLUDE | AL | AL-Eastern | U S Alliance Coosa Pines | 54216 | AOW4 | BIT | ST | 5 | 4.7 | 0 | 0 | 0 |  | Industrial CHP | Y | RE | 2008 | Commercial/Industrial Unit |  | Eastern
EXCLUDE | AL | AL-Eastern | U S Alliance Coosa Pines | 54216 | AOW5 | BIT | ST | 5 | 4.7 | 0 | 0 | 0 |  | Industrial CHP | Y | RE | 2008 | Commercial/Industrial Unit |  | Eastern
EXCLUDE | AL | AL-Eastern | U S Alliance Coosa Pines | 54216 | AOW6 | BIT | ST | 12.5 | 11.6 | 0 | 34523.44 | 341215.99 |  | Industrial CHP | Y | OP |  | Commercial/Industrial Unit |  | Eastern
EXCLUDE | AL | AL-Eastern | U S Alliance Coosa Pines | 54216 | GEN7 | BLQ | ST | 17.9 | 15 | 0 | 83961 | 837724.37 |  | Industrial CHP | Y | OP |  | Commercial/Industrial Unit |  | Eastern
EXCLUDE | CA | CA-Western | Burney Mountain Power | 54219 | GEN1 | WDS | ST | 11.4 | 9.8 | 0 | 0 | 0 |  | IPP Non-CHP | N | OS |  | Non-Fossil Fuel Type (Less than 10% Fossil Fuel) |  | Western
EXCLUDE | NM | NM-Western | Blanco Compressor Station | 54221 | 1 | NG | ST | 1.5 | 1 | 0 | 0 | 0 |  | Industrial Non-CHP | N | RE | 2011 | Commercial/Industrial Unit |  | Western
EXCLUDE | NM | NM-Western | Blanco Compressor Station | 54221 | 2 | NG | ST | 1.5 | 1 | 0 | 0 | 0 |  | Industrial Non-CHP | N | RE | 2011 | Commercial/Industrial Unit |  | Western
EXCLUDE | MN | MN-Eastern | Franklin Heating Station | 54224 | DG4 | DFO | IC | 2 | 2 | 0 | 0 | 0 |  | Commercial CHP | N | OP |  | Commercial/Industrial Unit |  | Eastern
EXCLUDE | MN | MN-Eastern | Franklin Heating Station | 54224 | DG5 | DFO | IC | 2 | 2 | 0 | 0 | 0 |  | Commercial CHP | N | OP |  | Commercial/Industrial Unit |  | Eastern
EXCLUDE | MN | MN-Eastern | Franklin Heating Station | 54224 | DG6 | NG | IC | 2.4 | 2.3 | 0 | 0 | 0 |  | Commercial CHP | N | SB |  | Commercial/Industrial Unit |  | Eastern
EXCLUDE | MN | MN-Eastern | Franklin Heating Station | 54224 | DG7 | NG | IC | 2.4 | 2.3 | 0 | 0 | 0 |  | Commercial CHP | N | SB |  | Commercial/Industrial Unit |  | Eastern
EXCLUDE | MN | MN-Eastern | Franklin Heating Station | 54224 | EG1 | DFO | IC | 2 | 2 | 0 | 0 | 0 |  | Commercial CHP | N | SB |  | Commercial/Industrial Unit |  | Eastern
EXCLUDE | MN | MN-Eastern | Franklin Heating Station | 54224 | EG2 | DFO | IC | 2 | 2 | 0 | 0 | 0 |  | Commercial CHP | N | SB |  | Commercial/Industrial Unit |  | Eastern
EXCLUDE | MN | MN-Eastern | Franklin Heating Station | 54224 | EG3 | DFO | IC | 2 | 2 | 0 | 0 | 0 |  | Commercial CHP | N | SB |  | Commercial/Industrial Unit |  | Eastern
EXCLUDE | MN | MN-Eastern | Franklin Heating Station | 54224 | GEN1 | NG | ST | 2.5 | 2 | 0 | 9013.33 | 8836.07 |  | Commercial CHP | Y | OP |  | Commercial/Industrial Unit |  | Eastern
EXCLUDE | MN | MN-Eastern | Franklin Heating Station | 54224 | GEN2 | NG | ST | 2.5 | 2 | 0 | 9013.33 | 8566.46 |  | Commercial CHP | Y | OP |  | Commercial/Industrial Unit |  | Eastern
EXCLUDE | MN | MN-Eastern | Franklin Heating Station | 54224 | GEN3 | NG | ST | 6.3 | 6.1 | 0 | 22713.6 | 38688.55 |  | Commercial CHP | Y | OP |  | Commercial/Industrial Unit |  | Eastern
EXCLUDE | MN | MN-Eastern | Franklin Heating Station | 54224 | GEN6 | PUR | ST | 6.5 | 2.8 | 0 | 23434.67 | 0 |  | Commercial CHP | Y | OP |  | Commercial/Industrial Unit |  | Eastern
EXCLUDE | MA | MA-Eastern | Gillette SBMC | 54225 | CTG3 | NG | GT | 7.2 | 7.2 | 0 | 51438 | 34718.1 |  | Industrial CHP | Y | OP |  | Commercial/Industrial Unit |  | Eastern
EXCLUDE | MA | MA-Eastern | Gillette SBMC | 54225 | DG | DFO | IC | 0.5 | 0.5 | 0 | 0 | 0 |  | Industrial CHP | N | SB |  | Commercial/Industrial Unit |  | Eastern
EXCLUDE | MA | MA-Eastern | Gillette SBMC | 54225 | DG2 | DFO | IC | 0.5 | 0.5 | 0 | 0 | 0 |  | Industrial CHP | N | SB |  | Commercial/Industrial Unit |  | Eastern
EXCLUDE | MA | MA-Eastern | Gillette SBMC | 54225 | DG3 | DFO | IC | 1 | 1 | 0 | 0 | 0 |  | Industrial CHP | N | SB |  | Commercial/Industrial Unit |  | Eastern
EXCLUDE | MA | MA-Eastern | Gillette SBMC | 54225 | TG1 | NG | ST | 7.1 | 6.3 | 0 | 0 | 0 |  | Industrial CHP | Y | IP |  | Commercial/Industrial Unit |  | Eastern
EXCLUDE | MA | MA-Eastern | Gillette SBMC | 54225 | TG2 | NG | ST | 5 | 5 | 0 | 22796 | 0 |  | Industrial CHP | Y | OP |  | Commercial/Industrial Unit |  | Eastern
EXCLUDE | OH | OH-Eastern | Rittman Paperboard | 54235 | GEN1 | BIT | ST | 3 | 3 | 0 | 0 | 0 |  | Industrial CHP | Y | SB |  | Commercial/Industrial Unit |  | Eastern
EXCLUDE | OH | OH-Eastern | Rittman Paperboard | 54235 | GEN2 | BIT | ST | 5 | 5 | 0 | 0 | 0 |  | Industrial CHP | Y | SB |  | Commercial/Industrial Unit |  | Eastern
EXCLUDE | OH | OH-Eastern | Rittman Paperboard | 54235 | GEN3 | BIT | ST | 6 | 6 | 0 | 0 | 0 |  | Industrial CHP | Y | SB |  | Commercial/Industrial Unit |  | Eastern
EXCLUDE | CT | CT-Eastern | Pfizer Groton Plant | 54236 | GT-1 | NG | GT | 10 | 9.5 | 0 | 59746 | 43791.11 |  | Industrial CHP | Y | OP |  | Commercial/Industrial Unit |  | Eastern
EXCLUDE | CT | CT-Eastern | Pfizer Groton Plant | 54236 | TG1 | NG | ST | 2.5 | 2.5 | 0 | 0 | 0 |  | Industrial CHP | Y | RE | 2005 | Commercial/Industrial Unit |  | Eastern
EXCLUDE | CT | CT-Eastern | Pfizer Groton Plant | 54236 | TG2 | NG | ST | 2.5 | 2.5 | 0 | 1044 | 4590.48 |  | Industrial CHP | Y | OP |  | Commercial/Industrial Unit |  | Eastern
EXCLUDE | CT | CT-Eastern | Pfizer Groton Plant | 54236 | TG3 | NG | ST | 10 | 9.4 | 0 | 24639 | 18361.94 |  | Industrial CHP | Y | OP |  | Commercial/Industrial Unit |  | Eastern
EXCLUDE | CT | CT-Eastern | Pfizer Groton Plant | 54236 | TG4 | NG | ST | 10 | 10 | 0 | 1193 | 18361.94 |  | Industrial CHP | Y | OP |  | Commercial/Industrial Unit |  | Eastern
EXCLUDE | CT | CT-Eastern | Pfizer Groton Plant | 54236 | TG5 | NG | ST | 7.5 | 7.5 | 0 | 5150 | 8858.18 |  | Industrial CHP | Y | OP |  | Commercial/Industrial Unit |  | Eastern
COALST | CA | CA-Western | Port of Stockton Energy Facility | 54238 | STG | BIT | ST | 54 | 44 | 0 | 0 | 0 |  | IPP CHP | Y | OA |  |  |  | Western
EXCLUDE | GA | GA-Eastern | Naval Submarine Base Kings Bay | 54239 | 3023 | DFO | IC | 2.5 | 2.5 | 0 | 0 | 0 |  | Commercial Non-CHP | N | SB |  | Commercial/Industrial Unit |  | Eastern
EXCLUDE | GA | GA-Eastern | Naval Submarine Base Kings Bay | 54239 | 3024 | DFO | IC | 2.5 | 2.5 | 0 | 0 | 0 |  | Commercial Non-CHP | N | SB |  | Commercial/Industrial Unit |  | Eastern
EXCLUDE | GA | GA-Eastern | Naval Submarine Base Kings Bay | 54239 | 3025 | DFO | IC | 2.5 | 2.5 | 0 | 0 | 0 |  | Commercial Non-CHP | N | SB |  | Commercial/Industrial Unit |  | Eastern
EXCLUDE | GA | GA-Eastern | Naval Submarine Base Kings Bay | 54239 | 3027 | DFO | IC | 2.5 | 2.5 | 0 | 0 | 0 |  | Commercial Non-CHP | N | SB |  | Commercial/Industrial Unit |  | Eastern
EXCLUDE | GA | GA-Eastern | Naval Submarine Base Kings Bay | 54239 | 3028 | DFO | IC | 2.5 | 2.5 | 0 | 0 | 0 |  | Commercial Non-CHP | N | SB |  | Commercial/Industrial Unit |  | Eastern
EXCLUDE | GA | GA-Eastern | Naval Submarine Base Kings Bay | 54239 | 3029 | DFO | IC | 2.5 | 2.5 | 0 | 0 | 0 |  | Commercial Non-CHP | N | SB |  | Commercial/Industrial Unit |  | Eastern
EXCLUDE | GA | GA-Eastern | Naval Submarine Base Kings Bay | 54239 | 5876 | DFO | IC | 2.5 | 2.5 | 0 | 0 | 0 |  | Commercial Non-CHP | N | SB |  | Commercial/Industrial Unit |  | Eastern
EXCLUDE | GA | GA-Eastern | Naval Submarine Base Kings Bay | 54239 | 5877 | DFO | IC | 2.5 | 2.5 | 0 | 0 | 0 |  | Commercial Non-CHP | N | SB |  | Commercial/Industrial Unit |  | Eastern
EXCLUDE | GA | GA-Eastern | Naval Submarine Base Kings Bay | 54239 | 5878 | DFO | IC | 2.5 | 2.5 | 0 | 0 | 0 |  | Commercial Non-CHP | N | SB |  | Commercial/Industrial Unit |  | Eastern
EXCLUDE | GA | GA-Eastern | Naval Submarine Base Kings Bay | 54239 | 5879 | DFO | IC | 2.5 | 2.5 | 0 | 0 | 0 |  | Commercial Non-CHP | N | SB |  | Commercial/Industrial Unit |  | Eastern
EXCLUDE | GA | GA-Eastern | Naval Submarine Base Kings Bay | 54239 | 5880 | DFO | IC | 2.5 | 2.5 | 0 | 0 | 0 |  | Commercial Non-CHP | N | SB |  | Commercial/Industrial Unit |  | Eastern
EXCLUDE | GA | GA-Eastern | Naval Submarine Base Kings Bay | 54239 | 5881 | DFO | IC | 2.5 | 2.5 | 0 | 0 | 0 |  | Commercial Non-CHP | N | SB |  | Commercial/Industrial Unit |  | Eastern
EXCLUDE | LA | LA-Eastern | Louisiana Tech University Power Plant | 54240 | TG1 | NG | ST | 2.5 | 2.5 | 0 | 0 | 0 |  | Commercial CHP | Y | RE | 2002 | Commercial/Industrial Unit |  | Eastern
EXCLUDE | LA | LA-Eastern | Louisiana Tech University Power Plant | 54240 | TG2 | NG | ST | 5 | 4.6 | 0 | 0 | 0 |  | Commercial CHP | Y | RE | 2008 | Commercial/Industrial Unit |  | Eastern
EXCLUDE | LA | LA-Eastern | Louisiana Tech University Power Plant | 54240 | TG3 | NG | GT | 7.5 | 6.4 | 0 | 45015.32 | 37677.41 |  | Commercial CHP | Y | OP |  | Commercial/Industrial Unit |  | Eastern
EXCLUDE | CA | CA-Western | Alvarado Hydro Facility | 54242 | AHF | WAT | HY | 2.1 | 1.4 | 0 | 0 | 0 |  | IPP Non-CHP | N | RE | 2011 | Retired prior to 2012 |  | Western
EXCLUDE | AZ | AZ-Western | Nelson Plant Generators | 54245 | EXI1 | DFO | IC | 1.1 | 1.1 | 0 | 0 | 0 |  | Industrial Non-CHP | N | RE | 2011 | Commercial/Industrial Unit |  | Western
EXCLUDE | AZ | AZ-Western | Nelson Plant Generators | 54245 | EXI2 | DFO | IC | 1.1 | 1.1 | 0 | 0 | 0 |  | Industrial Non-CHP | N | RE | 2010 | Commercial/Industrial Unit |  | Western
EXCLUDE | ID | ID-Western | Smith Falls Hydro Project | 54249 | GEN1 | WAT | HY | 18 | 9 | 0 | 36710.08 | 0 |  | Electric Utility | N | OP |  | Non Combustion (NUC, WAT, WND, GEO, or SUN) |  | Western
EXCLUDE | ID | ID-Western | Smith Falls Hydro Project | 54249 | GEN2 | WAT | HY | 18 | 9 | 0 | 36710.08 | 0 |  | Electric Utility | N | OP |  | Non Combustion (NUC, WAT, WND, GEO, or SUN) |  | Western
EXCLUDE | ID | ID-Western | Smith Falls Hydro Project | 54249 | GEN3 | WAT | HY | 2.1 | 2.1 | 0 | 4282.84 | 0 |  | Electric Utility | N | OP |  | Non Combustion (NUC, WAT, WND, GEO, or SUN) |  | Western
EXCLUDE | PA | PA-Eastern | Newman | 54250 | 001 | NG | ST | 1.8 | 1.8 | 0 | 12018 | 33829.69 |  | Industrial CHP | Y | OP |  | Commercial/Industrial Unit |  | Eastern
EXCLUDE | OR | OR-Western | Opal Springs Hydro | 54251 | 1 | WAT | HY | 4.3 | 3.3 | 0 | 28867 | 0 |  | IPP Non-CHP | N | OP |  | Non Combustion (NUC, WAT, WND, GEO, or SUN) |  | Western
EXCLUDE | CA | CA-Western | Westwind Trust | 54258 | WIN1 | WND | WT | 16 | 16 | 0 | 17995 | 0 |  | IPP Non-CHP | N | OP |  | Non Combustion (NUC, WAT, WND, GEO, or SUN) |  | Western
EXCLUDE | CA | CA-Western | Warm Springs Hydro Project | 54261 | 3385 | WAT | HY | 2.7 | 1.2 | 0 | 11305 | 0 |  | IPP Non-CHP | N | OP |  | Non Combustion (NUC, WAT, WND, GEO, or SUN) |  | Western
EXCLUDE | MN | MN-Eastern | Saint Marys Hospital Power Plant | 54262 | 1 | NG | CC | 4.7 | 4.5 | 0 | 32734.8 | 32709.82 |  | Commercial CHP | Y | OP |  | Commercial/Industrial Unit |  | Eastern
EXCLUDE | MN | MN-Eastern | Saint Marys Hospital Power Plant | 54262 | 4 | NG | CC | 3 | 2.7 | 0 | 20894.56 | 20878.61 |  | Commercial CHP | Y | OP |  | Commercial/Industrial Unit |  | Eastern
EXCLUDE | MN | MN-Eastern | Saint Marys Hospital Power Plant | 54262 | 5 | DFO | IC | 2.5 | 2.5 | 0 | 0 | 0 |  | Commercial CHP | N | SB |  | Commercial/Industrial Unit |  | Eastern
EXCLUDE | MN | MN-Eastern | Saint Marys Hospital Power Plant | 54262 | 6 | NG | IC | 2.7 | 2.7 | 0 | 0 | 0 |  | Commercial CHP | N | SB |  | Commercial/Industrial Unit |  | Eastern
EXCLUDE | MN | MN-Eastern | Saint Marys Hospital Power Plant | 54262 | 7 | DFO | IC | 2.5 | 2.5 | 0 | 0 | 0 |  | Commercial CHP | N | OP |  | Commercial/Industrial Unit |  | Eastern
EXCLUDE | OH | OH-Eastern | Akron Recycle Energy Plant | 54265 | 1 | WDS | ST | 2 | 2 | 0 | 0 | 0 |  | Commercial CHP | Y | OS |  | Commercial/Industrial Unit |  | Eastern
EXCLUDE | OH | OH-Eastern | Akron Recycle Energy Plant | 54265 | 2 | WDS | ST | 2 | 2 | 0 | 0 | 0 |  | Commercial CHP | Y | OS |  | Commercial/Industrial Unit |  | Eastern
EXCLUDE | WA | WA-Western | Koma Kulshan Associates | 54267 | GEN1 | WAT | HY | 12 | 12.4 | 0 | 42901 | 0 |  | IPP Non-CHP | N | OP |  | Non Combustion (NUC, WAT, WND, GEO, or SUN) |  | Western
NGCC | WA | WA-Western | March Point Cogeneration | 54268 | GTG1 | NG | CC | 46.6 | 39.6 | 0 | 300556.87 | 224411.55 |  | IPP CHP | Y | OP |  |  |  | Western
NGCC | WA | WA-Western | March Point Cogeneration | 54268 | GTG2 | NG | CC | 46.6 | 40 | 0 | 300556.87 | 224411.55 |  | IPP CHP | Y | OP |  |  |  | Western
NGCC | WA | WA-Western | March Point Cogeneration | 54268 | GTG3 | NG | CC | 46.6 | 40.6 | 0 | 300556.87 | 224411.55 |  | IPP CHP | Y | OP |  |  |  | Western
NGCC | WA | WA-Western | March Point Cogeneration | 54268 | STG1 | NG | CC | 27 | 26 | 0 | 174142.39 | 130023.86 |  | IPP CHP | Y | OP |  |  |  | Western
NGCC | NV | NV-Western | Saguaro Power | 54271 | CTG1 | NG | CC | 45.1 | 36 | 0 | 253441.08 | 145640.48 |  | IPP CHP | Y | OP |  |  |  | Western
NGCC | NV | NV-Western | Saguaro Power | 54271 | CTG2 | NG | CC | 45.1 | 36 | 0 | 253441.08 | 145640.48 |  | IPP CHP | Y | OP |  |  |  | Western
NGCC | NV | NV-Western | Saguaro Power | 54271 | STG | NG | CC | 37 | 29 | 0 | 207922.84 | 119483.32 |  | IPP CHP | Y | OP |  |  |  | Western
EXCLUDE | NC | NC-Eastern | Univ of NC Chapel Hill Cogen Facility | 54276 | ES001 | DFO | IC | 2 | 1.8 | 0 | 0 | 0 |  | Commercial CHP | N | SB |  | Commercial/Industrial Unit |  | Eastern
EXCLUDE | NC | NC-Eastern | Univ of NC Chapel Hill Cogen Facility | 54276 | ES002 | DFO | IC | 2 | 1.8 | 0 | 0 | 0 |  | Commercial CHP | N | SB |  | Commercial/Industrial Unit |  | Eastern
EXCLUDE | NC | NC-Eastern | Univ of NC Chapel Hill Cogen Facility | 54276 | TG3 | BIT | ST | 28 | 28.7 | 0 | 34824 | 218439.75 |  | Commercial CHP | Y | OP |  | Commercial/Industrial Unit |  | Eastern
EXCLUDE | NC | NC-Eastern | Univ of NC Chapel Hill Cogen Facility | 54276 | TG4 | BIT | ST | 24 | 20 | 0 | 0 | 0 |  | Commercial CHP | Y | IP |  | Commercial/Industrial Unit |  | Eastern
EXCLUDE | GA | GA-Eastern | Interstate Paper LLC Riceboro | 54281 | 577A | BLQ | ST | 12.5 | 14 | 0 | 105869 | 573135.65 |  | Industrial CHP | Y | OP |  | Commercial/Industrial Unit |  | Eastern
EXCLUDE | AR | AR-Eastern | Lee Creek Water Treatment Facility | 54283 | 0209 | WAT | HY | 1.3 | 1.3 | 0 | -3150 | 0 |  | IPP Non-CHP | N | SB |  | Non Combustion (NUC, WAT, WND, GEO, or SUN) |  | Eastern
EXCLUDE | MN | MN-Eastern | Hastings City Hydroelectric | 54285 | 1 | WAT | HY | 2.2 | 2 | 0 | 10630.5 | 0 |  | IPP Non-CHP | N | OP |  | Non Combustion (NUC, WAT, WND, GEO, or SUN) |  | Eastern
EXCLUDE | MN | MN-Eastern | Hastings City Hydroelectric | 54285 | 2 | WAT | HY | 2.2 | 2 | 0 | 10630.5 | 0 |  | IPP Non-CHP | N | OP |  | Non Combustion (NUC, WAT, WND, GEO, or SUN) |  | Eastern
EXCLUDE | IN | IN-Eastern | Rolls Royce | 54286 | 63F5 | NG | GT | 2.5 | 2.1 | 0 | 0 | 0 |  | Industrial CHP | N | RE | 2011 | Commercial/Industrial Unit |  | Eastern
EXCLUDE | IN | IN-Eastern | Rolls Royce | 54286 | N8OT | LFG | GT | 5 | 4 | 0 | 16930 | 15366.43 |  | Industrial CHP | Y | OP |  | Commercial/Industrial Unit |  | Eastern
EXCLUDE | IN | IN-Eastern | Rolls Royce | 54286 | RIOT | NG | GT | 4 | 3.3 | 0 | 0 | 0 |  | Industrial CHP | N | RE | 2008 | Commercial/Industrial Unit |  | Eastern
EXCLUDE | IN | IN-Eastern | Rolls Royce | 54286 | RO9T | NG | GT | 4 | 3.3 | 0 | 0 | 0 |  | Industrial CHP | N | RE | 2008 | Commercial/Industrial Unit |  | Eastern
EXCLUDE | GA | GA-Eastern | Inforum | 54290 | BUG1 | DFO | IC | 1.3 | 1.3 | 0 | 0 | 0 |  | Commercial Non-CHP | N | OP |  | Commercial/Industrial Unit |  | Eastern
EXCLUDE | TX | TX-ERCOT | Sherwin Alumina | 54291 | 1 | PUR | ST | 6 | 6 | 0 | 36238 | 0 |  | Industrial CHP | Y | OP |  | Commercial/Industrial Unit |  | ERCOT
EXCLUDE | TX | TX-ERCOT | Sherwin Alumina | 54291 | 2 | PUR | ST | 6 | 6 | 0 | 36238 | 0 |  | Industrial CHP | Y | OP |  | Commercial/Industrial Unit |  | ERCOT
EXCLUDE | TX | TX-ERCOT | Sherwin Alumina | 54291 | 3 | PUR | ST | 6 | 6 | 0 | 36238 | 0 |  | Industrial CHP | Y | OP |  | Commercial/Industrial Unit |  | ERCOT
EXCLUDE | TX | TX-ERCOT | Sherwin Alumina | 54291 | 4 | PUR | ST | 6 | 6 | 0 | 36238 | 0 |  | Industrial CHP | Y | OP |  | Commercial/Industrial Unit |  | ERCOT
EXCLUDE | MN | MN-Eastern | West Group Data Center | 54294 | 1 | DFO | IC | 2 | 0.6 | 0 | 0 | 0 |  | Commercial Non-CHP | N | SB |  | Commercial/Industrial Unit |  | Eastern
EXCLUDE | MN | MN-Eastern | West Group Data Center | 54294 | 2 | DFO | IC | 2 | 0.6 | 0 | 0 | 0 |  | Commercial Non-CHP | N | SB |  | Commercial/Industrial Unit |  | Eastern
EXCLUDE | MN | MN-Eastern | West Group Data Center | 54294 | 2178 | DFO | IC | 1.5 | 0.7 | 0 | 0 | 0 |  | Commercial Non-CHP | N | RE | 2005 | Commercial/Industrial Unit |  | Eastern
EXCLUDE | MN | MN-Eastern | West Group Data Center | 54294 | 2179 | DFO | IC | 1.5 | 0.7 | 0 | 0 | 0 |  | Commercial Non-CHP | N | RE | 2005 | Commercial/Industrial Unit |  | Eastern
EXCLUDE | MN | MN-Eastern | West Group Data Center | 54294 | 2180 | DFO | IC | 2 | 0.7 | 0 | 0 | 0 |  | Commercial Non-CHP | N | RE | 2005 | Commercial/Industrial Unit |  | Eastern
EXCLUDE | MN | MN-Eastern | West Group Data Center | 54294 | 3 | DFO | IC | 2 | 0.6 | 0 | 0 | 0 |  | Commercial Non-CHP | N | SB |  | Commercial/Industrial Unit |  | Eastern
EXCLUDE | MN | MN-Eastern | West Group Data Center | 54294 | 4 | DFO | IC | 2 | 0.6 | 0 | 0 | 0 |  | Commercial Non-CHP | N | SB |  | Commercial/Industrial Unit |  | Eastern
EXCLUDE | CA | CA-Western | Biola University | 54296 | EG1 | NG | IC | 0.6 | 0.6 | 0 | 0 | 0 |  | Commercial CHP | Y | OP |  | Commercial/Industrial Unit |  | Western
EXCLUDE | CA | CA-Western | Biola University | 54296 | EG2 | NG | IC | 0.6 | 0.6 | 0 | 0 | 0 |  | Commercial CHP | Y | OP |  | Commercial/Industrial Unit |  | Western
EXCLUDE | CA | CA-Western | Biola University | 54296 | EG3 | NG | IC | 1 | 1 | 0 | 0 | 0 |  | Commercial CHP | Y | OP |  | Commercial/Industrial Unit |  | Western
EXCLUDE | CA | CA-Western | Coram Energy LLC | 54297 | SX15 | WND | WT | 1 | 1 | 0 | 0 | 0 |  | IPP Non-CHP | N | RE | 2004 | Retired prior to 2012 |  | Western
EXCLUDE | CA | CA-Western | Coram Energy LLC (ECT) | 54298 | GEWE | WND | WT | 7.5 | 7.5 | 0 | 28740 | 0 |  | IPP Non-CHP | N | OP |  | Non Combustion (NUC, WAT, WND, GEO, or SUN) |  | Western
EXCLUDE | CA | CA-Western | Coram Energy LLC (ECT) | 54298 | SX1S | WND | WT | 3.3 | 3.3 | 0 | 0 | 0 |  | IPP Non-CHP | N | RE | 2005 | Retired prior to 2012 |  | Western
EXCLUDE | CA | CA-Western | Coram Energy LLC | 54299 | GEWE | WND | WT | 3 | 3 | 0 | 7380 | 0 |  | IPP Non-CHP | N | OP |  | Non Combustion (NUC, WAT, WND, GEO, or SUN) |  | Western
EXCLUDE | CA | CA-Western | Coram Energy LLC | 54299 | SX15 | WND | WT | 1.4 | 1.4 | 0 | 0 | 0 |  | IPP Non-CHP | N | RE | 2005 | Retired prior to 2012 |  | Western
EXCLUDE | CA | CA-Western | CTV Power Purchase Contract Trust | 54300 | GEWE | WND | WT | 4.5 | 4.5 | 0 | 9049.89 | 0 |  | IPP Non-CHP | N | OP |  | Non Combustion (NUC, WAT, WND, GEO, or SUN) |  | Western
EXCLUDE | CA | CA-Western | CTV Power Purchase Contract Trust | 54300 | SX1S | WND | WT | 0.1 | 0.1 | 0 | 201.11 | 0 |  | IPP Non-CHP | N | OS |  | Non Combustion (NUC, WAT, WND, GEO, or SUN) |  | Western
EXCLUDE | CT | CT-Eastern | Colebrook Hydroelectric | 54301 | BK1 | WAT | HY | 1.5 | 1.4 | 0 | 1870.5 | 0 |  | IPP Non-CHP | N | OA |  | Non Combustion (NUC, WAT, WND, GEO, or SUN) |  | Eastern
EXCLUDE | CT | CT-Eastern | Colebrook Hydroelectric | 54301 | BK2 | WAT | HY | 1.5 | 1.4 | 0 | 1870.5 | 0 |  | IPP Non-CHP | N | OP |  | Non Combustion (NUC, WAT, WND, GEO, or SUN) |  | Eastern
EXCLUDE | CT | CT-Eastern | Goodwin Hydroelectric | 54302 | G1 | WAT | HY | 1.6 | 1.6 | 0 | 5370.5 | 0 |  | IPP Non-CHP | N | OP |  | Non Combustion (NUC, WAT, WND, GEO, or SUN) |  | Eastern
EXCLUDE | CT | CT-Eastern | Goodwin Hydroelectric | 54302 | G2 | WAT | HY | 1.6 | 1.6 | 0 | 5370.5 | 0 |  | IPP Non-CHP | N | OP |  | Non Combustion (NUC, WAT, WND, GEO, or SUN) |  | Eastern
COALST | VA | VA-Eastern | Birchwood Power | 54304 | 1 | BIT | ST | 258.3 | 243.5 | 2857 | 406071 | 454865.01 |  | IPP Non-CHP | N | OP |  |  |  | Eastern
EXCLUDE | AK | AK-Alaska | Westward Seafoods | 54305 | 2 | DFO | IC | 2.2 | 2.2 | 0 | 0 | 0 |  | Industrial CHP | Y | OP |  | State not covered under final 111(d) |  | Alaska
EXCLUDE | AK | AK-Alaska | Westward Seafoods | 54305 | 3 | DFO | IC | 2.2 | 2.2 | 0 | 0 | 0 |  | Industrial CHP | Y | OP |  | State not covered under final 111(d) |  | Alaska
EXCLUDE | AK | AK-Alaska | Westward Seafoods | 54305 | 4 | DFO | IC | 2.2 | 2.2 | 0 | 0 | 0 |  | Industrial CHP | Y | OP |  | State not covered under final 111(d) |  | Alaska
EXCLUDE | ID | ID-Western | Wilson Lake Hydroelectric Project | 54306 | 1 | WAT | HY | 4.2 | 4.2 | 0 | 13974.5 | 0 |  | IPP Non-CHP | N | OP |  | Non Combustion (NUC, WAT, WND, GEO, or SUN) |  | Western
EXCLUDE | ID | ID-Western | Wilson Lake Hydroelectric Project | 54306 | 2 | WAT | HY | 4.2 | 4.2 | 0 | 13974.5 | 0 |  | IPP Non-CHP | N | OP |  | Non Combustion (NUC, WAT, WND, GEO, or SUN) |  | Western
EXCLUDE | CA | CA-Western | Three Forks Water Power Project | 54308 | 1 | WAT | HY | 1.3 | 1.2 | 0 | 6622 | 0 |  | IPP Non-CHP | N | OP |  | Non Combustion (NUC, WAT, WND, GEO, or SUN) |  | Western
EXCLUDE | IL | IL-Eastern | Galesburg | 54310 | GEN1 | NG | IC | 1 | 1 | 0 | 0 | 0 |  | Industrial CHP | Y | RE | 2012 | Commercial/Industrial Unit |  | Eastern
EXCLUDE | IL | IL-Eastern | Galesburg | 54310 | GEN2 | NG | IC | 1 | 1 | 0 | 0 | 0 |  | Industrial CHP | Y | RE | 2012 | Commercial/Industrial Unit |  | Eastern
EXCLUDE | IL | IL-Eastern | Galesburg | 54310 | GEN3 | NG | IC | 1 | 1 | 0 | 0 | 0 |  | Industrial CHP | Y | RE | 2012 | Commercial/Industrial Unit |  | Eastern
EXCLUDE | AR | AR-Eastern | Archer Daniels Midland Little Rock | 54311 | GEN1 | NG | IC | 1 | 1 | 0 | 0 | 0 |  | Industrial CHP | Y | RE | 2001 | Commercial/Industrial Unit |  | Eastern
EXCLUDE | AR | AR-Eastern | Archer Daniels Midland Little Rock | 54311 | GEN2 | NG | IC | 1 | 1 | 0 | 0 | 0 |  | Industrial CHP | Y | RE | 2001 | Commercial/Industrial Unit |  | Eastern
EXCLUDE | AR | AR-Eastern | Archer Daniels Midland Little Rock | 54311 | GEN3 | NG | IC | 1 | 1 | 0 | 0 | 0 |  | Industrial CHP | Y | RE | 2001 | Commercial/Industrial Unit |  | Eastern
EXCLUDE | AR | AR-Eastern | Archer Daniels Midland Little Rock | 54311 | GEN4 | NG | IC | 1 | 1 | 0 | 0 | 0 |  | Industrial CHP | Y | RE | 2001 | Commercial/Industrial Unit |  | Eastern
EXCLUDE | IL | IL-Eastern | Archer Daniels Midland Taylorville | 54312 | GEN1 | NG | GT | 4.6 | 4 | 0 | 0 | 0 |  | Industrial CHP | Y | RE | 2003 | Commercial/Industrial Unit |  | Eastern
EXCLUDE | NC | NC-Eastern | Archer Daniels Midland Southport | 54316 | GEN1 | NG | GT | 18 | 15 | 0 | 695.31 | 1439.12 |  | Industrial CHP | Y | SB |  | Commercial/Industrial Unit |  | Eastern
EXCLUDE | NC | NC-Eastern | Archer Daniels Midland Southport | 54316 | GEN2 | NG | GT | 17.5 | 15 | 0 | 676 | 1399.15 |  | Industrial CHP | Y | SB |  | Commercial/Industrial Unit |  | Eastern
EXCLUDE | NC | NC-Eastern | Archer Daniels Midland Southport | 54316 | GEN3 | NG | GT | 17 | 15 | 0 | 656.69 | 1359.17 |  | Industrial CHP | Y | SB |  | Commercial/Industrial Unit |  | Eastern
EXCLUDE | WY | WY-Western | General Chemical | 54318 | TG1 | BIT | ST | 15 | 15 | 0 | 108781.83 | 672807.05 |  | Industrial CHP | Y | OP |  | Commercial/Industrial Unit |  | Western
EXCLUDE | WY | WY-Western | General Chemical | 54318 | TG2 | BIT | ST | 15 | 15 | 0 | 113411.43 | 701440.76 |  | Industrial CHP | Y | OP |  | Commercial/Industrial Unit |  | Western
EXCLUDE | TX | TX-Eastern | Goodyear Beaumont Chemical Plant | 54321 | 2N80 | NG | GT | 5 | 4 | 0 | 37295.86 | 32371.68 |  | Industrial CHP | Y | OP |  | Commercial/Industrial Unit |  | Eastern
EXCLUDE | TX | TX-Eastern | Goodyear Beaumont Chemical Plant | 54321 | 3N80 | NG | ST | 14.8 | 13 | 0 | 85703.38 | 348692.71 |  | Industrial CHP | Y | OP |  | Commercial/Industrial Unit |  | Eastern
EXCLUDE | TX | TX-Eastern | Goodyear Beaumont Chemical Plant | 54321 | N802 | NG | GT | 5 | 4 | 0 | 37295.86 | 32371.68 |  | Industrial CHP | Y | OP |  | Commercial/Industrial Unit |  | Eastern
EXCLUDE | TX | TX-Eastern | Goodyear Beaumont Chemical Plant | 54321 | N803 | NG | GT | 5 | 4 | 0 | 37295.86 | 32371.68 |  | Industrial CHP | Y | OP |  | Commercial/Industrial Unit |  | Eastern
EXCLUDE | TX | TX-Eastern | Goodyear Beaumont Chemical Plant | 54321 | N804 | NG | GT | 5 | 4 | 0 | 37295.86 | 32371.68 |  | Industrial CHP | Y | OP |  | Commercial/Industrial Unit |  | Eastern
EXCLUDE | GA | GA-Eastern | Sibley Mill | 54322 | 2 | WAT | HY | 0.6 | 0.6 | 0 | 4139.43 | 0 |  | Industrial Non-CHP | N | OP |  | Commercial/Industrial Unit |  | Eastern
EXCLUDE | GA | GA-Eastern | Sibley Mill | 54322 | 3 | WAT | HY | 0.7 | 0.7 | 0 | 4829.33 | 0 |  | Industrial Non-CHP | N | OP |  | Commercial/Industrial Unit |  | Eastern
EXCLUDE | GA | GA-Eastern | Sibley Mill | 54322 | 4 | WAT | HY | 0.8 | 0.8 | 0 | 5519.24 | 0 |  | Industrial Non-CHP | N | OP |  | Commercial/Industrial Unit |  | Eastern
EXCLUDE | GA | GA-Eastern | CNN Center | 54323 | D4_1 | DFO | IC | 1.5 | 1.5 | 0 | 0 | 0 |  | Commercial Non-CHP | N | SB |  | Commercial/Industrial Unit |  | Eastern
EXCLUDE | GA | GA-Eastern | CNN Center | 54323 | D4_2 | DFO | IC | 2 | 2 | 0 | 0 | 0 |  | Commercial Non-CHP | N | SB |  | Commercial/Industrial Unit |  | Eastern
EXCLUDE | GA | GA-Eastern | CNN Center | 54323 | D4_3 | DFO | IC | 2 | 2 | 0 | 0 | 0 |  | Commercial Non-CHP | N | SB |  | Commercial/Industrial Unit |  | Eastern
EXCLUDE | GA | GA-Eastern | CNN Center | 54323 | D5_1 | DFO | IC | 2 | 2 | 0 | 0 | 0 |  | Commercial Non-CHP | N | SB |  | Commercial/Industrial Unit |  | Eastern
EXCLUDE | GA | GA-Eastern | CNN Center | 54323 | D5_2 | DFO | IC | 2 | 2 | 0 | 0 | 0 |  | Commercial Non-CHP | N | SB |  | Commercial/Industrial Unit |  | Eastern
EXCLUDE | GA | GA-Eastern | CNN Center | 54323 | D5_3 | DFO | IC | 2 | 2 | 0 | 0 | 0 |  | Commercial Non-CHP | N | SB |  | Commercial/Industrial Unit |  | Eastern
EXCLUDE | GA | GA-Eastern | CNN Center | 54323 | DK2 | DFO | IC | 1.5 | 1.3 | 0 | 0 | 0 |  | Commercial Non-CHP | N | SB |  | Commercial/Industrial Unit |  | Eastern
NGCC | RI | RI-Eastern | Ocean State Power II | 54324 | GEN1 | NG | CC | 82.8 | 71.2 | 1650 | 222306.27 | 115050.51 |  | IPP Non-CHP | N | OP |  |  |  | Eastern
NGCC | RI | RI-Eastern | Ocean State Power II | 54324 | GEN2 | NG | CC | 82.8 | 71.2 | 1650 | 222306.27 | 115050.51 |  | IPP Non-CHP | N | OP |  |  |  | Eastern
NGCC | RI | RI-Eastern | Ocean State Power II | 54324 | GEN3 | NG | CC | 88.6 | 76.2 | 1650 | 237878.45 | 123109.6 |  | IPP Non-CHP | N | OP |  |  |  | Eastern
EXCLUDE | CA | CA-Western | Toyon Power Station | 54327 | TOY1 | LFG | IC | 1.8 | 1.7 | 0 | 0 | 0 |  | IPP Non-CHP | N | RE | 2004 | Retired prior to 2012 |  | Western
EXCLUDE | CA | CA-Western | Toyon Power Station | 54327 | TOY2 | LFG | IC | 1.8 | 1.7 | 0 | 0 | 0 |  | IPP Non-CHP | N | RE | 2004 | Retired prior to 2012 |  | Western
EXCLUDE | CA | CA-Western | Toyon Power Station | 54327 | TOY3 | LFG | IC | 1.8 | 1.7 | 0 | 0 | 0 |  | IPP Non-CHP | N | RE | 2004 | Retired prior to 2012 |  | Western
EXCLUDE | CA | CA-Western | Toyon Power Station | 54327 | TOY4 | LFG | IC | 1.8 | 1.7 | 0 | 0 | 0 |  | IPP Non-CHP | N | OP |  | Non-Fossil Fuel Type (Less than 10% Fossil Fuel) |  | Western
EXCLUDE | CA | CA-Western | Toyon Power Station | 54327 | TOY5 | LFG | IC | 1.8 | 1.7 | 0 | 0 | 0 |  | IPP Non-CHP | N | OP |  | Non-Fossil Fuel Type (Less than 10% Fossil Fuel) |  | Western
EXCLUDE | TX | TX-ERCOT | Westhollow Technology Center | 54330 | 1 | NG | GT | 3.7 | 3.7 | 0 | 16430 | 9871.42 |  | Industrial CHP | Y | OP |  | Commercial/Industrial Unit |  | ERCOT
EXCLUDE | PA | PA-Eastern | Bucknell University | 54333 | G001 | NG | CC | 4.7 | 4.3 | 0 | 35027.75 | 25686.08 |  | Commercial CHP | Y | OP |  | Commercial/Industrial Unit |  | Eastern
EXCLUDE | PA | PA-Eastern | Bucknell University | 54333 | G502 | NG | CC | 1.2 | 0.5 | 0 | 8943.25 | 6558.15 |  | Commercial CHP | Y | OP |  | Commercial/Industrial Unit |  | Eastern
EXCLUDE | OH | OH-Eastern | Morton Salt Rittman | 54335 | GEN1 | BIT | ST | 1.5 | 1.5 | 0 | 6586.3 | 49835 |  | Industrial CHP | Y | OP | 2014 | Commercial/Industrial Unit |  | Eastern
EXCLUDE | CA | CA-Western | NRG Energy San Diego | 54337 | 0001 | NG | IC | 0.8 | 0.8 | 0 | 0 | 0 |  | IPP CHP | Y | OP |  | Internal Combustion |  | Western
EXCLUDE | CA | CA-Western | NRG Energy San Diego | 54337 | 0002 | NG | IC | 0.8 | 0.8 | 0 | 0 | 0 |  | IPP CHP | Y | OP |  | Internal Combustion |  | Western
EXCLUDE | TX | TX-ERCOT | Rio Grande Valley Sugar Growers | 54338 | GENA | AB | ST | 2.5 | 2.5 | 0 | 237 | 14404.79 |  | Industrial CHP | Y | OP |  | Commercial/Industrial Unit |  | ERCOT
EXCLUDE | TX | TX-ERCOT | Rio Grande Valley Sugar Growers | 54338 | GENB | AB | ST | 2.5 | 2.5 | 0 | 267 | 16228.18 |  | Industrial CHP | Y | OP |  | Commercial/Industrial Unit |  | ERCOT
EXCLUDE | TX | TX-ERCOT | Rio Grande Valley Sugar Growers | 54338 | GENC | AB | ST | 2.5 | 2.5 | 0 | 224 | 13614.65 |  | Industrial CHP | Y | OP |  | Commercial/Industrial Unit |  | ERCOT
EXCLUDE | TX | TX-ERCOT | Rio Grande Valley Sugar Growers | 54338 | GEND | AB | ST | 16 | 10 | 0 | 5509 | 334835.32 |  | Industrial CHP | Y | OP |  | Commercial/Industrial Unit |  | ERCOT
EXCLUDE | TX | TX-ERCOT | Rio Grande Valley Sugar Growers | 54338 | GENE | DFO | IC | 1.4 | 1.4 | 0 | 0 | 0 |  | Industrial CHP | N | OP |  | Commercial/Industrial Unit |  | ERCOT
EXCLUDE | MI | MI-Eastern | Norway Point Hydropower Project | 54340 | 1 | WAT | HY | 2.8 | 2.8 | 0 | 7889.7 | 0 |  | IPP Non-CHP | N | OP |  | Non Combustion (NUC, WAT, WND, GEO, or SUN) |  | Eastern
EXCLUDE | MI | MI-Eastern | Norway Point Hydropower Project | 54340 | 2 | WAT | HY | 1.2 | 1.2 | 0 | 3381.3 | 0 |  | IPP Non-CHP | N | OP |  | Non Combustion (NUC, WAT, WND, GEO, or SUN) |  | Eastern
EXCLUDE | MI | MI-Eastern | Four Mile Hydropower Project | 54341 | 1 | WAT | HY | 0.6 | 0.6 | 0 | 2657.7 | 0 |  | IPP Non-CHP | N | OP |  | Non Combustion (NUC, WAT, WND, GEO, or SUN) |  | Eastern
EXCLUDE | MI | MI-Eastern | Four Mile Hydropower Project | 54341 | 2 | WAT | HY | 0.6 | 0.6 | 0 | 2657.7 | 0 |  | IPP Non-CHP | N | OP |  | Non Combustion (NUC, WAT, WND, GEO, or SUN) |  | Eastern
EXCLUDE | MI | MI-Eastern | Four Mile Hydropower Project | 54341 | 3 | WAT | HY | 0.6 | 0.6 | 0 | 2657.7 | 0 |  | IPP Non-CHP | N | OP |  | Non Combustion (NUC, WAT, WND, GEO, or SUN) |  | Eastern
EXCLUDE | MI | MI-Eastern | Four Mile Hydropower Project | 54341 | 4 | WAT | HY | 0.2 | 0.2 | 0 | 885.9 | 0 |  | IPP Non-CHP | N | OP |  | Non Combustion (NUC, WAT, WND, GEO, or SUN) |  | Eastern
EXCLUDE | MI | MI-Eastern | Four Mile Hydropower Project | 54341 | 5 | WAT | HY | 0.1 | 0.1 | 0 | 0 | 0 |  | IPP Non-CHP | N | IP |  | Status of Operation (IP, L, P, T) |  | Eastern
EXCLUDE | MI | MI-Eastern | Ninth Street Hydropower Project | 54342 | 1 | WAT | HY | 0.4 | 0.4 | 0 | 1986.33 | 0 |  | IPP Non-CHP | N | OP |  | Non Combustion (NUC, WAT, WND, GEO, or SUN) |  | Eastern
EXCLUDE | MI | MI-Eastern | Ninth Street Hydropower Project | 54342 | 2 | WAT | HY | 0.4 | 0.4 | 0 | 1986.33 | 0 |  | IPP Non-CHP | N | OP |  | Non Combustion (NUC, WAT, WND, GEO, or SUN) |  | Eastern
EXCLUDE | MI | MI-Eastern | Ninth Street Hydropower Project | 54342 | 3 | WAT | HY | 0.4 | 0.4 | 0 | 1986.33 | 0 |  | IPP Non-CHP | N | OP |  | Non Combustion (NUC, WAT, WND, GEO, or SUN) |  | Eastern
EXCLUDE | MI | MI-Eastern | Ninth Street Hydropower Project | 54342 | 4 | WAT | HY | 0.4 | 0.4 | 0 | 0 | 0 |  | IPP Non-CHP | N | IP |  | Status of Operation (IP, L, P, T) |  | Eastern
EXCLUDE | CA | CA-Western | Terminus Hydroelectric Project | 54343 | GEN1 | WAT | HY | 20.1 | 20 | 0 | 24528 | 0 |  | IPP Non-CHP | N | OP |  | Non Combustion (NUC, WAT, WND, GEO, or SUN) |  | Western
EXCLUDE | FL | FL-Eastern | Howard F Curren Advncd Wastewater Plant | 54347 | 1 | OBG | IC | 0.5 | 0.5 | 0 | 0 | 0 |  | Commercial CHP | Y | OS | 2013 | Commercial/Industrial Unit |  | Eastern
EXCLUDE | FL | FL-Eastern | Howard F Curren Advncd Wastewater Plant | 54347 | 2 | OBG | IC | 0.5 | 0.5 | 0 | 0 | 0 |  | Commercial CHP | Y | OP | 2013 | Commercial/Industrial Unit |  | Eastern
EXCLUDE | FL | FL-Eastern | Howard F Curren Advncd Wastewater Plant | 54347 | 3 | OBG | IC | 0.5 | 0.5 | 0 | 0 | 0 |  | Commercial CHP | Y | OP | 2013 | Commercial/Industrial Unit |  | Eastern
EXCLUDE | FL | FL-Eastern | Howard F Curren Advncd Wastewater Plant | 54347 | 4 | OBG | IC | 0.5 | 0.5 | 0 | 0 | 0 |  | Commercial CHP | Y | OP | 2013 | Commercial/Industrial Unit |  | Eastern
EXCLUDE | FL | FL-Eastern | Howard F Curren Advncd Wastewater Plant | 54347 | 5 | OBG | IC | 0.5 | 0.5 | 0 | 0 | 0 |  | Commercial CHP | Y | OP | 2013 | Commercial/Industrial Unit |  | Eastern
EXCLUDE | NV | NV-Western | Nevada Cogen Associates 2 Black Mountain | 54349 | GTA | NG | CC | 22.2 | 21.7 | 0 | 167986.22 | 92653.74 |  | IPP CHP | Y | OP |  | Combined cycle unit (PRMVR=CC) less than or equal to 25MW |  | Western
EXCLUDE | NV | NV-Western | Nevada Cogen Associates 2 Black Mountain | 54349 | GTB | NG | CC | 22.2 | 21.7 | 0 | 167986.22 | 92653.74 |  | IPP CHP | Y | OP |  | Combined cycle unit (PRMVR=CC) less than or equal to 25MW |  | Western
EXCLUDE | NV | NV-Western | Nevada Cogen Associates 2 Black Mountain | 54349 | GTC | NG | CC | 22.2 | 21.7 | 0 | 167986.22 | 92653.74 |  | IPP CHP | Y | OP |  | Combined cycle unit (PRMVR=CC) less than or equal to 25MW |  | Western
NGCC | NV | NV-Western | Nevada Cogen Associates 2 Black Mountain | 54349 | STM | NG | CC | 29.7 | 19.9 | 0 | 224738.33 | 123955.68 |  | IPP CHP | Y | OP |  |  |  | Western
EXCLUDE | NV | NV-Western | Nevada Cogen Assoc#1 GarnetVly | 54350 | GTA | NG | CC | 22.2 | 21.7 | 0 | 162217.22 | 86453 |  | IPP CHP | Y | OP |  | Combined cycle unit (PRMVR=CC) less than or equal to 25MW |  | Western
EXCLUDE | NV | NV-Western | Nevada Cogen Assoc#1 GarnetVly | 54350 | GTB | NG | CC | 22.2 | 21.7 | 0 | 162217.22 | 86453 |  | IPP CHP | Y | OP |  | Combined cycle unit (PRMVR=CC) less than or equal to 25MW |  | Western
EXCLUDE | NV | NV-Western | Nevada Cogen Assoc#1 GarnetVly | 54350 | GTC | NG | CC | 22.2 | 21.7 | 0 | 162217.22 | 86453 |  | IPP CHP | Y | OP |  | Combined cycle unit (PRMVR=CC) less than or equal to 25MW |  | Western
NGCC | NV | NV-Western | Nevada Cogen Assoc#1 GarnetVly | 54350 | STM | NG | CC | 29.7 | 19.9 | 0 | 217020.34 | 115660.09 |  | IPP CHP | Y | OP |  |  |  | Western
EXCLUDE | VT | VT-Eastern | Chace Mill Winooski One | 54355 | GEN1 | WAT | HY | 2.5 | 2.5 | 0 | 9366.67 | 0 |  | IPP Non-CHP | N | OP |  | State not covered under final 111(d) |  | Eastern
EXCLUDE | VT | VT-Eastern | Chace Mill Winooski One | 54355 | GEN2 | WAT | HY | 2.5 | 2.5 | 0 | 9366.67 | 0 |  | IPP Non-CHP | N | OP |  | State not covered under final 111(d) |  | Eastern
EXCLUDE | VT | VT-Eastern | Chace Mill Winooski One | 54355 | GEN3 | WAT | HY | 2.5 | 2.5 | 0 | 9366.67 | 0 |  | IPP Non-CHP | N | OP |  | State not covered under final 111(d) |  | Eastern
EXCLUDE | GA | GA-Eastern | International Paper Augusta Mill | 54358 | 1 | BLQ | ST | 27 | 25.3 | 0 | 198895 | 818145.6 |  | Industrial CHP | Y | OP |  | Commercial/Industrial Unit |  | Eastern
EXCLUDE | GA | GA-Eastern | International Paper Augusta Mill | 54358 | 2 | BLQ | ST | 39 | 36.5 | 0 | 143861 | 591765.73 |  | Industrial CHP | Y | OP |  | Commercial/Industrial Unit |  | Eastern
EXCLUDE | GA | GA-Eastern | International Paper Augusta Mill | 54358 | 3 | BLQ | ST | 18.7 | 17.5 | 0 | 102814 | 422920.75 |  | Industrial CHP | Y | OP |  | Commercial/Industrial Unit |  | Eastern
EXCLUDE | IL | IL-Eastern | PPG Industries Works 14 | 54360 | 1200 | DFO | IC | 1.2 | 1.2 | 0 | 0 | 0 |  | Industrial Non-CHP | N | RE | 2005 | Commercial/Industrial Unit |  | Eastern
EXCLUDE | IL | IL-Eastern | PPG Industries Works 14 | 54360 | PORT | DFO | IC | 0.7 | 0.7 | 0 | 0 | 0 |  | Industrial Non-CHP | N | SB |  | Commercial/Industrial Unit |  | Eastern
EXCLUDE | IL | IL-Eastern | PPG Industries Works 14 | 54360 | TK1 | DFO | IC | 2 | 2 | 0 | 0 | 0 |  | Industrial Non-CHP | N | SB |  | Commercial/Industrial Unit |  | Eastern
EXCLUDE | IL | IL-Eastern | PPG Industries Works 14 | 54360 | TK2 | DFO | IC | 2 | 2 | 0 | 0 | 0 |  | Industrial Non-CHP | N | SB |  | Commercial/Industrial Unit |  | Eastern
EXCLUDE | NC | NC-Eastern | PPG Industries Shelby NC Works | 54363 | GEN2 | DFO | IC | 0.9 | 0.6 | 0 | 0 | 0 |  | Industrial Non-CHP | N | SB |  | Commercial/Industrial Unit |  | Eastern
EXCLUDE | NC | NC-Eastern | PPG Industries Shelby NC Works | 54363 | GEN3 | DFO | IC | 0.9 | 0.6 | 0 | 0 | 0 |  | Industrial Non-CHP | N | SB |  | Commercial/Industrial Unit |  | Eastern
EXCLUDE | NC | NC-Eastern | PPG Industries Shelby NC Works | 54363 | GEN4 | DFO | IC | 1.2 | 0.8 | 0 | 0 | 0 |  | Industrial Non-CHP | N | SB |  | Commercial/Industrial Unit |  | Eastern
EXCLUDE | NC | NC-Eastern | PPG Industries Shelby NC Works | 54363 | GEN5 | DFO | IC | 1.2 | 0.8 | 0 | 0 | 0 |  | Industrial Non-CHP | N | SB |  | Commercial/Industrial Unit |  | Eastern
EXCLUDE | TX | TX-ERCOT | PPG Industries Works 4 | 54364 | L1G | DFO | IC | 2 | 2 | 0 | 0 | 0 |  | Industrial Non-CHP | N | SB |  | Commercial/Industrial Unit |  | ERCOT
EXCLUDE | TX | TX-ERCOT | PPG Industries Works 4 | 54364 | L1PG | DFO | IC | 0.9 | 0.9 | 0 | 0 | 0 |  | Industrial Non-CHP | N | SB |  | Commercial/Industrial Unit |  | ERCOT
EXCLUDE | TX | TX-ERCOT | PPG Industries Works 4 | 54364 | L2G | DFO | IC | 2 | 2 | 0 | 0 | 0 |  | Industrial Non-CHP | N | SB |  | Commercial/Industrial Unit |  | ERCOT
EXCLUDE | TX | TX-ERCOT | PPG Industries Works 4 | 54364 | L2PG | DFO | IC | 1.1 | 1.1 | 0 | 0 | 0 |  | Industrial Non-CHP | N | SB |  | Commercial/Industrial Unit |  | ERCOT
NGCC | FL | FL-Eastern | Orange Cogeneration Facility | 54365 | APC1 | NG | CC | 54 | 43 | 385 | 127114.18 | 56739.85 |  | IPP CHP | Y | OP |  |  |  | Eastern
NGCC | FL | FL-Eastern | Orange Cogeneration Facility | 54365 | APC2 | NG | CC | 54 | 43 | 385 | 127114.18 | 56739.85 |  | IPP CHP | Y | OP |  |  |  | Eastern
NGCC | FL | FL-Eastern | Orange Cogeneration Facility | 54365 | APC3 | NG | CC | 28.6 | 24.6 | 385 | 67323.44 | 30051.1 |  | IPP CHP | Y | OP |  |  |  | Eastern
EXCLUDE | CA | CA-Western | Oildale Energy LLC | 54371 | ODC1 | NG | GT | 42.2 | 39 | 0 | 320373 | 180490.1 |  | IPP CHP | Y | OP |  | Simple cycle unit |  | Western
EXCLUDE | CO | CO-Western | Plains End | 55650 | GE16 | NG | IC | 5.7 | 5.7 | 0 | 0 | 0 |  | IPP Non-CHP | N | OP |  | Internal Combustion |  | Western
EXCLUDE | CO | CO-Western | Plains End | 55650 | GE17 | NG | IC | 5.7 | 5.7 | 0 | 0 | 0 |  | IPP Non-CHP | N | OP |  | Internal Combustion |  | Western
EXCLUDE | CO | CO-Western | Plains End | 55650 | GE18 | NG | IC | 5.7 | 5.7 | 0 | 0 | 0 |  | IPP Non-CHP | N | OP |  | Internal Combustion |  | Western
EXCLUDE | MA | MA-Eastern | Southbridge Energy Center LLC | 54373 | AO1 | NG | ST | 5 | 4.7 | 0 | 0 | 0 |  | Industrial CHP | Y | RE | 2000 | Commercial/Industrial Unit |  | Eastern
EXCLUDE | MA | MA-Eastern | Southbridge Energy Center LLC | 54373 | AO2 | NG | ST | 3 | 2.8 | 0 | 0 | 0 |  | Industrial CHP | Y | RE | 2000 | Commercial/Industrial Unit |  | Eastern
EXCLUDE | MA | MA-Eastern | Southbridge Energy Center LLC | 54373 | ENG1 | NG | IC | 1.3 | 1.3 | 0 | 0 | 0 |  | Industrial CHP | Y | OP |  | Commercial/Industrial Unit |  | Eastern
EXCLUDE | MA | MA-Eastern | Southbridge Energy Center LLC | 54373 | ENG2 | NG | IC | 1.3 | 1.3 | 0 | 0 | 0 |  | Industrial CHP | Y | OP |  | Commercial/Industrial Unit |  | Eastern
EXCLUDE | MA | MA-Eastern | Southbridge Energy Center LLC | 54373 | ENG3 | NG | IC | 1.3 | 1.3 | 0 | 0 | 0 |  | Industrial CHP | Y | OP |  | Commercial/Industrial Unit |  | Eastern
EXCLUDE | MA | MA-Eastern | Southbridge Energy Center LLC | 54373 | ENG4 | NG | IC | 1.3 | 1.3 | 0 | 0 | 0 |  | Industrial CHP | Y | OP |  | Commercial/Industrial Unit |  | Eastern
EXCLUDE | MA | MA-Eastern | Southbridge Energy Center LLC | 54373 | ENG5 | NG | IC | 1.3 | 1.3 | 0 | 0 | 0 |  | Industrial CHP | Y | OP |  | Commercial/Industrial Unit |  | Eastern
EXCLUDE | WY | WY-Western | Sinclair Oil Refinery | 54374 | 2002 | NG | IC | 1.3 | 1.3 | 0 | 0 | 0 |  | Industrial CHP | N | RE | 2012 | Commercial/Industrial Unit |  | Western
EXCLUDE | WY | WY-Western | Sinclair Oil Refinery | 54374 | 2004 | NG | IC | 1.3 | 1.3 | 0 | 0 | 0 |  | Industrial CHP | N | OP |  | Commercial/Industrial Unit | Yes | Western
EXCLUDE | WY | WY-Western | Sinclair Oil Refinery | 54374 | 2006 | NG | IC | 1.3 | 1.3 | 0 | 0 | 0 |  | Industrial CHP | N | OP |  | Commercial/Industrial Unit | Yes | Western
EXCLUDE | WY | WY-Western | Sinclair Oil Refinery | 54374 | 2008 | NG | IC | 1.3 | 1.3 | 0 | 0 | 0 |  | Industrial CHP | N | OP |  | Commercial/Industrial Unit | Yes | Western
EXCLUDE | WY | WY-Western | Sinclair Oil Refinery | 54374 | NO1 | NG | ST | 0.4 | 0.4 | 0 | 1443.05 | 24692 |  | Industrial CHP | Y | OS | 2013 | Commercial/Industrial Unit |  | Western
EXCLUDE | WY | WY-Western | Sinclair Oil Refinery | 54374 | NO2 | NG | ST | 0.4 | 0.4 | 0 | 1443.05 | 24692 |  | Industrial CHP | Y | OP |  | Commercial/Industrial Unit |  | Western
EXCLUDE | WY | WY-Western | Sinclair Oil Refinery | 54374 | NO3 | NG | ST | 1.3 | 1.3 | 0 | 4689.9 | 80249 |  | Industrial CHP | Y | OP |  | Commercial/Industrial Unit |  | Western
EXCLUDE | WY | WY-Western | Sinclair Oil Refinery | 54374 | NO5 | DFO | IC | 1.1 | 1.1 | 0 | 0 | 0 |  | Industrial CHP | N | SB |  | Commercial/Industrial Unit |  | Western
EXCLUDE | NH | NH-Eastern | EHC West Hopkinton | 54384 | GEN1 | WAT | HY | 1 | 1 | 0 | 2485 | 0 |  | IPP Non-CHP | N | OP |  | Non Combustion (NUC, WAT, WND, GEO, or SUN) |  | Eastern
EXCLUDE | CT | CT-Eastern | Kinneytown New Old | 54385 | GEN1 | WAT | HY | 0.8 | 0.8 | 0 | 1601.74 | 0 |  | IPP Non-CHP | N | OP |  | Non Combustion (NUC, WAT, WND, GEO, or SUN) |  | Eastern
EXCLUDE | CT | CT-Eastern | Kinneytown New Old | 54385 | GEN2 | WAT | HY | 1.5 | 1.4 | 0 | 3003.26 | 0 |  | IPP Non-CHP | N | OP |  | Non Combustion (NUC, WAT, WND, GEO, or SUN) |  | Eastern
EXCLUDE | ID | ID-Western | Little Wood Hydro Project | 54386 | GEN1 | WAT | HY | 2.8 | 2.4 | 0 | 6539 | 0 |  | IPP Non-CHP | N | SB |  | Non Combustion (NUC, WAT, WND, GEO, or SUN) |  | Western
EXCLUDE | WA | WA-Western | Weeks Falls | 54387 | GEN1 | WAT | HY | 4.3 | 4.2 | 0 | 17114 | 0 |  | IPP Non-CHP | N | OP |  | Non Combustion (NUC, WAT, WND, GEO, or SUN) |  | Western
EXCLUDE | HI | HI-Hawaii | Kamaoa Wind Farm | 54390 | GEN1 | WND | WT | 9.2 | 9.2 | 0 | 0 | 0 |  | IPP Non-CHP | N | RE | 2006 | State not covered under final 111(d) |  | Hawaii
EXCLUDE | NY | NY-Eastern | Alice Falls Hydro Project | 54391 | 1 | WAT | HY | 1.5 | 1.5 | 0 | 0 | 0 |  | IPP Non-CHP | N | OA |  | Non Combustion (NUC, WAT, WND, GEO, or SUN) |  | Eastern
EXCLUDE | NY | NY-Eastern | Alice Falls Hydro Project | 54391 | 2 | WAT | HY | 0.6 | 0.7 | 0 | 0 | 0 |  | IPP Non-CHP | N | OA |  | Non Combustion (NUC, WAT, WND, GEO, or SUN) |  | Eastern
EXCLUDE | GA | GA-Eastern | BJ Gas Recovery | 54392 | GEN1 | LFG | IC | 0.8 | 0.8 | 0 | 0 | 0 |  | IPP Non-CHP | N | OP | 2013 | Non-Fossil Fuel Type (Less than 10% Fossil Fuel) |  | Eastern
EXCLUDE | GA | GA-Eastern | BJ Gas Recovery | 54392 | GEN2 | LFG | IC | 0.8 | 0.8 | 0 | 0 | 0 |  | IPP Non-CHP | N | RE | 2007 | Retired prior to 2012 |  | Eastern
EXCLUDE | GA | GA-Eastern | BJ Gas Recovery | 54392 | GEN3 | LFG | IC | 0.8 | 0.8 | 0 | 0 | 0 |  | IPP Non-CHP | N | OP | 2013 | Non-Fossil Fuel Type (Less than 10% Fossil Fuel) |  | Eastern
EXCLUDE | ID | ID-Western | Dry Creek Project | 54394 | GEN1 | WAT | HY | 3.6 | 2.5 | 0 | 10268 | 0 |  | IPP Non-CHP | N | OP |  | Non Combustion (NUC, WAT, WND, GEO, or SUN) |  | Western
EXCLUDE | NY | NY-Eastern | Stillwater Hydro Electric Project | 54395 | 1 | WAT | HY | 1.7 | 1.7 | 0 | 7500 | 0 |  | IPP Non-CHP | N | OP |  | Non Combustion (NUC, WAT, WND, GEO, or SUN) |  | Eastern
EXCLUDE | NY | NY-Eastern | Stillwater Hydro Electric Project | 54395 | 2 | WAT | HY | 1.7 | 1.7 | 0 | 7500 | 0 |  | IPP Non-CHP | N | OP |  | Non Combustion (NUC, WAT, WND, GEO, or SUN) |  | Eastern
EXCLUDE | WI | WI-Eastern | Capitol Heat and Power | 54406 | 1 | NG | ST | 1.5 | 0.9 | 0 | 0 | 0 |  | Commercial CHP | Y | RE | 2011 | Commercial/Industrial Unit |  | Eastern
EXCLUDE | WI | WI-Eastern | Capitol Heat and Power | 54406 | 2 | NG | ST | 1.5 | 1 | 0 | 0 | 0 |  | Commercial CHP | Y | RE | 2011 | Commercial/Industrial Unit |  | Eastern
EXCLUDE | WI | WI-Eastern | Capitol Heat and Power | 54406 | P31 | DFO | IC | 1 | 1 | 0 | 0 | 0 |  | Commercial CHP | N | SB |  | Commercial/Industrial Unit |  | Eastern
EXCLUDE | WI | WI-Eastern | Capitol Heat and Power | 54406 | P32 | DFO | IC | 1 | 1 | 0 | 0 | 0 |  | Commercial CHP | N | SB |  | Commercial/Industrial Unit |  | Eastern
EXCLUDE | WI | WI-Eastern | Waupun Correctional Central Heating Plt | 54407 | 1 | BIT | ST | 1 | 0.2 | 0 | 783.5 | 9759.52 |  | Commercial CHP | Y | OP |  | Commercial/Industrial Unit |  | Eastern
EXCLUDE | WI | WI-Eastern | Waupun Correctional Central Heating Plt | 54407 | 2 | BIT | ST | 1 | 0.5 | 0 | 783.5 | 9759.52 |  | Commercial CHP | Y | OP |  | Commercial/Industrial Unit |  | Eastern
EXCLUDE | WI | WI-Eastern | Waupun Correctional Central Heating Plt | 54407 | 3 | DFO | IC | 0.8 | 0.8 | 0 | 0 | 0 |  | Commercial CHP | N | SB |  | Commercial/Industrial Unit |  | Eastern
EXCLUDE | WI | WI-Eastern | Waupun Correctional Central Heating Plt | 54407 | 4 | DFO | IC | 1.5 | 1.5 | 0 | 0 | 0 |  | Commercial CHP | N | SB |  | Commercial/Industrial Unit |  | Eastern
EXCLUDE | WI | WI-Eastern | UW Madison Charter Street Plant | 54408 | 1 | BIT | ST | 9.7 | 5.5 | 0 | 9852.29 | 252986.45 |  | Commercial CHP | Y | OP |  | Commercial/Industrial Unit |  | Eastern
EXCLUDE | WI | WI-Eastern | UW Madison Charter Street Plant | 54408 | 2 | WDS | ST | 22 | 12 | 0 | 0 | 0 |  | Commercial CHP | Y | IP |  | Commercial/Industrial Unit |  | Eastern
EXCLUDE | NH | NH-Eastern | Dartmouth College Heating Plant | 54409 | GEN1 | RFO | ST | 2 | 2 | 0 | 223.14 | 13328.3 |  | Commercial CHP | Y | OP |  | Commercial/Industrial Unit |  | Eastern
EXCLUDE | NH | NH-Eastern | Dartmouth College Heating Plant | 54409 | GEN2 | RFO | ST | 2 | 2 | 0 | 223.14 | 13328.3 |  | Commercial CHP | Y | OP |  | Commercial/Industrial Unit |  | Eastern
EXCLUDE | NH | NH-Eastern | Dartmouth College Heating Plant | 54409 | GEN3 | RFO | ST | 3 | 3 | 0 | 334.71 | 19992.45 |  | Commercial CHP | Y | OP |  | Commercial/Industrial Unit |  | Eastern
EXCLUDE | CA | CA-Western | Western Power & Steam Inc | 54410 | CTG | NG | CC | 27.7 | 22.6 | 0 | 170084.93 | 88117.25 |  | Industrial CHP | Y | OP |  | Commercial/Industrial Unit |  | Western
EXCLUDE | CA | CA-Western | Western Power & Steam Inc | 54410 | STG | NG | CC | 8.3 | 7.3 | 0 | 50964.08 | 26403.37 |  | Industrial CHP | Y | OP |  | Commercial/Industrial Unit |  | Western
EXCLUDE | IA | IA-Eastern | John Deere Dubuque Works | 54414 | GE10 | DFO | IC | 1.5 | 1.4 | 0 | 0 | 0 |  | Industrial CHP | N | SB |  | Commercial/Industrial Unit |  | Eastern
EXCLUDE | IA | IA-Eastern | John Deere Dubuque Works | 54414 | GEN2 | BIT | ST | 3.5 | 3.5 | 0 | 0 | 0 |  | Industrial CHP | Y | RE | 2010 | Commercial/Industrial Unit |  | Eastern
EXCLUDE | IA | IA-Eastern | John Deere Dubuque Works | 54414 | GEN3 | BIT | ST | 3 | 1.5 | 0 | 0 | 0 |  | Industrial CHP | Y | RE | 2009 | Commercial/Industrial Unit |  | Eastern
EXCLUDE | IA | IA-Eastern | John Deere Dubuque Works | 54414 | GEN4 | BIT | ST | 7.5 | 7.5 | 0 | 0 | 0 |  | Industrial CHP | Y | RE | 2010 | Commercial/Industrial Unit |  | Eastern
EXCLUDE | IA | IA-Eastern | John Deere Dubuque Works | 54414 | GEN5 | DFO | IC | 1.5 | 1.4 | 0 | 0 | 0 |  | Industrial CHP | N | SB |  | Commercial/Industrial Unit |  | Eastern
EXCLUDE | IA | IA-Eastern | John Deere Dubuque Works | 54414 | GEN6 | DFO | IC | 1.5 | 1.4 | 0 | 0 | 0 |  | Industrial CHP | N | SB |  | Commercial/Industrial Unit |  | Eastern
EXCLUDE | IA | IA-Eastern | John Deere Dubuque Works | 54414 | GEN7 | DFO | IC | 1.5 | 1.4 | 0 | 0 | 0 |  | Industrial CHP | N | SB |  | Commercial/Industrial Unit |  | Eastern
EXCLUDE | IA | IA-Eastern | John Deere Dubuque Works | 54414 | GEN8 | DFO | IC | 1.5 | 1.4 | 0 | 0 | 0 |  | Industrial CHP | N | SB |  | Commercial/Industrial Unit |  | Eastern
EXCLUDE | IA | IA-Eastern | John Deere Dubuque Works | 54414 | GEN9 | DFO | IC | 1.5 | 1.4 | 0 | 0 | 0 |  | Industrial CHP | N | SB |  | Commercial/Industrial Unit |  | Eastern
EXCLUDE | MI | MI-Eastern | Cadillac Renewable Energy | 54415 | GEN1 | WDS | ST | 44 | 39.6 | 650 | 154112 | 298690.34 |  | IPP Non-CHP | N | OP |  | Non-Fossil Fuel Type (Less than 10% Fossil Fuel) |  | Eastern
EXCLUDE | NH | NH-Eastern | Rollinsford | 54418 | GEN1 | WAT | HY | 0.7 | 0.7 | 0 | 2846.5 | 0 |  | IPP Non-CHP | N | OP |  | Non Combustion (NUC, WAT, WND, GEO, or SUN) |  | Eastern
EXCLUDE | NH | NH-Eastern | Rollinsford | 54418 | GEN2 | WAT | HY | 0.7 | 0.7 | 0 | 2846.5 | 0 |  | IPP Non-CHP | N | OP |  | Non Combustion (NUC, WAT, WND, GEO, or SUN) |  | Eastern
EXCLUDE | AK | AK-Alaska | Unisea G 2 | 54422 | CAT1 | DFO | IC | 0.8 | 0.8 | 0 | 0 | 0 |  | Industrial Non-CHP | N | RE | 2011 | State not covered under final 111(d) |  | Alaska
EXCLUDE | AK | AK-Alaska | Unisea G 2 | 54422 | CAT2 | DFO | IC | 0.9 | 0.9 | 0 | 0 | 0 |  | Industrial Non-CHP | N | RE | 2011 | State not covered under final 111(d) |  | Alaska
EXCLUDE | AK | AK-Alaska | Unisea G 2 | 54422 | CAT4 | DFO | IC | 1 | 1 | 0 | 0 | 0 |  | Industrial Non-CHP | N | OP |  | State not covered under final 111(d) | Yes | Alaska
EXCLUDE | AK | AK-Alaska | Unisea G 2 | 54422 | CAT5 | DFO | IC | 1 | 1 | 0 | 0 | 0 |  | Industrial Non-CHP | N | OP |  | State not covered under final 111(d) | Yes | Alaska
EXCLUDE | AK | AK-Alaska | Unisea G 2 | 54422 | GEN1 | DFO | IC | 2.5 | 2.2 | 0 | 0 | 0 |  | Industrial Non-CHP | N | OP |  | State not covered under final 111(d) |  | Alaska
EXCLUDE | AK | AK-Alaska | Unisea G 2 | 54422 | GEN2 | DFO | IC | 2.6 | 2.3 | 0 | 0 | 0 |  | Industrial Non-CHP | N | OP |  | State not covered under final 111(d) |  | Alaska
EXCLUDE | AK | AK-Alaska | Unisea G 2 | 54422 | GEN3 | DFO | IC | 2.7 | 2.3 | 0 | 0 | 0 |  | Industrial Non-CHP | N | OP |  | State not covered under final 111(d) |  | Alaska
EXCLUDE | AK | AK-Alaska | Unisea G 2 | 54422 | GEN4 | DFO | IC | 2.5 | 2.2 | 0 | 0 | 0 |  | Industrial Non-CHP | N | OP |  | State not covered under final 111(d) |  | Alaska
EXCLUDE | AK | AK-Alaska | Unisea G 2 | 54422 | GEN5 | DFO | IC | 2.7 | 2.3 | 0 | 0 | 0 |  | Industrial Non-CHP | N | OP |  | State not covered under final 111(d) |  | Alaska
EXCLUDE | AK | AK-Alaska | Unisea G 2 | 54422 | GEN6 | DFO | IC | 2.5 | 2.2 | 0 | 0 | 0 |  | Industrial Non-CHP | N | OP |  | State not covered under final 111(d) |  | Alaska
NGCC | FL | FL-Eastern | Lake Cogen Ltd | 54423 | GT1 | NG | CC | 57.4 | 48.5 | 590 | 192501.11 | 93812.26 |  | IPP CHP | Y | OP |  |  |  | Eastern
NGCC | FL | FL-Eastern | Lake Cogen Ltd | 54423 | GT2 | NG | CC | 69.2 | 48.5 | 590 | 232074.51 | 113097.71 |  | IPP CHP | Y | OP |  |  |  | Eastern
NGCC | FL | FL-Eastern | Lake Cogen Ltd | 54423 | ST1 | NG | CC | 31.1 | 24 | 590 | 104299.38 | 50828.59 |  | IPP CHP | Y | OP |  |  |  | Eastern
EXCLUDE | FL | FL-Eastern | Pasco Cogen Ltd | 54424 | EDG1 | DFO | IC | 1.2 | 1.2 | 0 | 0 | 0 |  | IPP CHP | Y | SB |  | Internal Combustion |  | Eastern
EXCLUDE | FL | FL-Eastern | Pasco Cogen Ltd | 54424 | EDG2 | DFO | IC | 1.2 | 1.2 | 0 | 0 | 0 |  | IPP CHP | Y | SB |  | Internal Combustion |  | Eastern
NGCC | FL | FL-Eastern | Pasco Cogen Ltd | 54424 | GT1 | NG | CC | 57.4 | 48.5 | 590 | 101612.22 | 51036.83 |  | IPP CHP | Y | OP |  |  |  | Eastern
NGCC | FL | FL-Eastern | Pasco Cogen Ltd | 54424 | GT2 | NG | CC | 57.4 | 48.5 | 590 | 101612.22 | 51036.83 |  | IPP CHP | Y | OP |  |  |  | Eastern
NGCC | FL | FL-Eastern | Pasco Cogen Ltd | 54424 | ST1 | NG | CC | 26.5 | 24 | 590 | 46911.56 | 23562.3 |  | IPP CHP | Y | OP |  |  |  | Eastern
NGCC | FL | FL-Eastern | Mulberry Cogeneration Facility | 54426 | GT1 | NG | CC | 82 | 76 | 1077 | 251277.5 | 129987.97 |  | IPP CHP | Y | OP |  |  |  | Eastern
NGCC | FL | FL-Eastern | Mulberry Cogeneration Facility | 54426 | ST1 | NG | CC | 49.5 | 37 | 1077 | 151685.81 | 78468.35 |  | IPP CHP | Y | OP |  |  |  | Eastern
EXCLUDE | LA | LA-Eastern | Gaylord Container Bogalusa | 54427 | NO10 | WDS | ST | 37 | 34.4 | 0 | 106959.18 | 397712.88 |  | Industrial CHP | Y | OP |  | Commercial/Industrial Unit |  | Eastern
EXCLUDE | LA | LA-Eastern | Gaylord Container Bogalusa | 54427 | NO8 | WDS | ST | 25 | 23.3 | 0 | 90284.53 | 335710.49 |  | Industrial CHP | N | OP |  | Commercial/Industrial Unit |  | Eastern
EXCLUDE | LA | LA-Eastern | Gaylord Container Bogalusa | 54427 | NO9 | WDS | ST | 37.5 | 34.9 | 0 | 237705.94 | 883876.58 |  | Industrial CHP | N | OP |  | Commercial/Industrial Unit |  | Eastern
EXCLUDE | AL | AL-Eastern | Alabama Pine Pulp | 54429 | GEN2 | BLQ | ST | 69 | 64.2 | 0 | 62935 | 1416739.29 |  | Industrial CHP | Y | OP |  | Commercial/Industrial Unit |  | Eastern
EXCLUDE | FL | FL-Eastern | Jackson Mill | 54430 | GEN1 | NG | ST | 43.5 | 40.5 | 0 | 0 | 0 |  | Industrial Non-CHP | N | RE | 1998 | Commercial/Industrial Unit |  | Eastern
EXCLUDE | CA | CA-Western | Welport Lease Project | 54447 | TI | NG | GT | 5 | 4 | 0 | 14529 | 10151.54 |  | Industrial CHP | Y | OP |  | Commercial/Industrial Unit |  | Western
EXCLUDE | CA | CA-Western | Dome Project | 54449 | T1 | NG | GT | 3 | 2.5 | 0 | 20217.5 | 28190.61 |  | Industrial CHP | Y | OP |  | Commercial/Industrial Unit |  | Western
EXCLUDE | CA | CA-Western | Dome Project | 54449 | T2 | NG | GT | 3 | 2.6 | 0 | 20217.5 | 28190.61 |  | Industrial CHP | Y | OP |  | Commercial/Industrial Unit |  | Western
EXCLUDE | CA | CA-Western | Los Angeles Refinery Wilmington | 54451 | G1 | NG | OT | 10 | 6 | 0 | 0 | 0 |  | Industrial CHP | N | OS |  | Commercial/Industrial Unit |  | Western
EXCLUDE | CA | CA-Western | Los Angeles Refinery Wilmington | 54451 | G2 | OG | GT | 58.5 | 45 | 0 | 318618 | 227477.69 |  | Industrial CHP | Y | OP |  | Commercial/Industrial Unit |  | Western
EXCLUDE | AK | AK-Alaska | Agrium Kenai Nitrogen Operations | 54452 | 644A | NG | IC | 1.3 | 1.3 | 0 | 0 | 0 |  | Industrial CHP | N | RE | 2001 | State not covered under final 111(d) |  | Alaska
EXCLUDE | AK | AK-Alaska | Agrium Kenai Nitrogen Operations | 54452 | 644B | NG | IC | 1.3 | 1.3 | 0 | 0 | 0 |  | Industrial CHP | N | RE | 2001 | State not covered under final 111(d) |  | Alaska
EXCLUDE | AK | AK-Alaska | Agrium Kenai Nitrogen Operations | 54452 | 644C | NG | IC | 1.3 | 1.3 | 0 | 0 | 0 |  | Industrial CHP | N | RE | 2001 | State not covered under final 111(d) |  | Alaska
EXCLUDE | AK | AK-Alaska | Agrium Kenai Nitrogen Operations | 54452 | 644D | NG | IC | 1.3 | 1.3 | 0 | 0 | 0 |  | Industrial CHP | N | RE | 2001 | State not covered under final 111(d) |  | Alaska
EXCLUDE | AK | AK-Alaska | Agrium Kenai Nitrogen Operations | 54452 | 644E | NG | IC | 1.3 | 1.3 | 0 | 0 | 0 |  | Industrial CHP | N | RE | 2001 | State not covered under final 111(d) |  | Alaska
EXCLUDE | AK | AK-Alaska | Agrium Kenai Nitrogen Operations | 54452 | 644F | NG | IC | 1.3 | 1.3 | 0 | 0 | 0 |  | Industrial CHP | N | RE | 2001 | State not covered under final 111(d) |  | Alaska
EXCLUDE | AK | AK-Alaska | Agrium Kenai Nitrogen Operations | 54452 | 644G | NG | IC | 1.3 | 1.3 | 0 | 0 | 0 |  | Industrial CHP | N | RE | 2001 | State not covered under final 111(d) |  | Alaska
EXCLUDE | AK | AK-Alaska | Agrium Kenai Nitrogen Operations | 54452 | 744A | NG | GT | 2.5 | 2.5 | 0 | 0 | 0 |  | Industrial CHP | Y | OS |  | State not covered under final 111(d) |  | Alaska
EXCLUDE | AK | AK-Alaska | Agrium Kenai Nitrogen Operations | 54452 | 744B | NG | GT | 2.5 | 2.5 | 0 | 0 | 0 |  | Industrial CHP | Y | OS |  | State not covered under final 111(d) |  | Alaska
EXCLUDE | AK | AK-Alaska | Agrium Kenai Nitrogen Operations | 54452 | 744C | NG | GT | 2.5 | 2.5 | 0 | 0 | 0 |  | Industrial CHP | Y | OS |  | State not covered under final 111(d) |  | Alaska
EXCLUDE | AK | AK-Alaska | Agrium Kenai Nitrogen Operations | 54452 | 744D | NG | GT | 2.5 | 2.5 | 0 | 0 | 0 |  | Industrial CHP | Y | OS |  | State not covered under final 111(d) |  | Alaska
EXCLUDE | AK | AK-Alaska | Agrium Kenai Nitrogen Operations | 54452 | 744E | NG | GT | 2.5 | 2.5 | 0 | 0 | 0 |  | Industrial CHP | Y | OS |  | State not covered under final 111(d) |  | Alaska
EXCLUDE | CA | CA-Western | EDF Renewable Windfarm V Inc | 54453 | GEN2 | WND | WT | 60 | 60 | 0 | 44345 | 0 |  | IPP Non-CHP | N | OP |  | Non Combustion (NUC, WAT, WND, GEO, or SUN) |  | Western
EXCLUDE | CA | CA-Western | San Gorgonio Windplant WPP1993 | 54454 | GEN11 | WND | WT | 49.5 | 49.5 | 0 | 178487 | 0 |  | IPP Non-CHP | N | OP |  | Non Combustion (NUC, WAT, WND, GEO, or SUN) |  | Western
EXCLUDE | CA | CA-Western | San Gorgonio Windplant WPP1993 | 54454 | GEN3 | WND | WT | 34.5 | 34.5 | 0 | 0 | 0 |  | IPP Non-CHP | N | RE | 2011 | Retired prior to 2012 |  | Western
EXCLUDE | GA | GA-Eastern | Hewlett Packard Alpharetta | 54457 | ALF1 | DFO | IC | 1 | 1 | 0 | 0 | 0 |  | Commercial Non-CHP | N | SB |  | Commercial/Industrial Unit |  | Eastern
EXCLUDE | GA | GA-Eastern | Hewlett Packard Alpharetta | 54457 | ALF2 | DFO | IC | 1 | 1 | 0 | 0 | 0 |  | Commercial Non-CHP | N | SB |  | Commercial/Industrial Unit |  | Eastern
EXCLUDE | GA | GA-Eastern | Hewlett Packard Alpharetta | 54457 | ALF3 | DFO | IC | 1 | 1 | 0 | 0 | 0 |  | Commercial Non-CHP | N | SB |  | Commercial/Industrial Unit |  | Eastern
EXCLUDE | GA | GA-Eastern | Hewlett Packard Alpharetta | 54457 | ALF4 | DFO | IC | 1 | 1 | 0 | 0 | 0 |  | Commercial Non-CHP | N | SB |  | Commercial/Industrial Unit |  | Eastern
EXCLUDE | GA | GA-Eastern | Hewlett Packard Alpharetta | 54457 | ALF5 | DFO | IC | 1 | 1 | 0 | 0 | 0 |  | Commercial Non-CHP | N | SB |  | Commercial/Industrial Unit |  | Eastern
EXCLUDE | GA | GA-Eastern | Hewlett Packard Alpharetta | 54457 | B1GN1 | DFO | IC | 1.5 | 1.4 | 0 | 0 | 0 |  | Commercial Non-CHP | N | SB |  | Commercial/Industrial Unit |  | Eastern
EXCLUDE | GA | GA-Eastern | Hewlett Packard Alpharetta | 54457 | B1GN2 | DFO | IC | 1.5 | 1.4 | 0 | 0 | 0 |  | Commercial Non-CHP | N | SB |  | Commercial/Industrial Unit |  | Eastern
EXCLUDE | TX | TX-ERCOT | Benedum Plant | 54458 | BG3A | NG | IC | 1 | 1 | 0 | 0 | 0 |  | Industrial Non-CHP | N | OP |  | Commercial/Industrial Unit |  | ERCOT
EXCLUDE | TX | TX-ERCOT | Benedum Plant | 54458 | BG6 | NG | IC | 1 | 1 | 0 | 0 | 0 |  | Industrial Non-CHP | N | OP |  | Commercial/Industrial Unit |  | ERCOT
EXCLUDE | TX | TX-ERCOT | Midkiff Plant | 54459 | 1 | NG | IC | 1.2 | 1.2 | 0 | 0 | 0 |  | Industrial Non-CHP | N | RE | 2009 | Commercial/Industrial Unit |  | ERCOT
EXCLUDE | TX | TX-ERCOT | Midkiff Plant | 54459 | 2 | NG | IC | 1.2 | 1.2 | 0 | 0 | 0 |  | Industrial Non-CHP | N | RE | 2009 | Commercial/Industrial Unit |  | ERCOT
EXCLUDE | TX | TX-ERCOT | Midkiff Plant | 54459 | 3 | NG | IC | 1.2 | 1.2 | 0 | 0 | 0 |  | Industrial Non-CHP | N | RE | 2009 | Commercial/Industrial Unit |  | ERCOT
EXCLUDE | GA | GA-Eastern | Graniteville Enterprise Division | 54462 | 1 | WAT | HY | 0.6 | 0.5 | 0 | 2061 | 0 |  | Industrial Non-CHP | N | OP |  | Commercial/Industrial Unit |  | Eastern
EXCLUDE | GA | GA-Eastern | Graniteville Enterprise Division | 54462 | 2 | WAT | HY | 0.6 | 0.5 | 0 | 2061 | 0 |  | Industrial Non-CHP | N | OP |  | Commercial/Industrial Unit |  | Eastern
EXCLUDE | GA | GA-Eastern | Riverwood International Macon Mill | 54464 | 0001 | BLQ | ST | 7.5 | 9 | 0 | 0 | 0 |  | Industrial CHP | Y | OP |  | Commercial/Industrial Unit |  | Eastern
EXCLUDE | GA | GA-Eastern | Riverwood International Macon Mill | 54464 | 0002 | BLQ | ST | 5 | 4.7 | 0 | 0 | 0 |  | Industrial CHP | Y | OP |  | Commercial/Industrial Unit |  | Eastern
EXCLUDE | GA | GA-Eastern | Riverwood International Macon Mill | 54464 | 0003 | BLQ | ST | 5 | 4.7 | 0 | 0 | 0 |  | Industrial CHP | Y | OP |  | Commercial/Industrial Unit |  | Eastern
EXCLUDE | GA | GA-Eastern | Riverwood International Macon Mill | 54464 | 0004 | BLQ | ST | 15.9 | 21.6 | 0 | 0 | 0 |  | Industrial CHP | Y | OP |  | Commercial/Industrial Unit |  | Eastern
EXCLUDE | GA | GA-Eastern | Riverwood International Macon Mill | 54464 | 0005 | WDS | ST | 40 | 39.5 | 0 | 0 | 0 |  | Industrial CHP | Y | V |  | Commercial/Industrial Unit |  | Eastern
NGCC | FL | FL-Eastern | Orlando Cogen LP | 54466 | GEN1 | NG | CC | 122.4 | 120 | 1256 | 807098 | 406989.53 |  | IPP CHP | Y | OP |  |  |  | Eastern
EXCLUDE | CA | CA-Western | Mt Lassen Power | 54468 | GEN1 | WDS | ST | 11.4 | 10.5 | 0 | 0 | 0 |  | IPP Non-CHP | N | OS |  | Non-Fossil Fuel Type (Less than 10% Fossil Fuel) |  | Western
EXCLUDE | CA | CA-Western | Pacific Oroville Power Inc | 54469 | GEN1 | WDS | ST | 9 | 8.3 | 0 | 47356 | 120012.26 |  | IPP Non-CHP | N | OS |  | Non-Fossil Fuel Type (Less than 10% Fossil Fuel) |  | Western
EXCLUDE | CA | CA-Western | Pacific Oroville Power Inc | 54469 | GEN2 | WDS | ST | 9 | 8.3 | 0 | 48062 | 120012.26 |  | IPP Non-CHP | N | OS |  | Non-Fossil Fuel Type (Less than 10% Fossil Fuel) |  | Western
EXCLUDE | NH | NH-Eastern | Mascoma Hydro | 54471 | 01 | WAT | HY | 0.5 | 0.5 | 0 | 1044 | 0 |  | IPP Non-CHP | N | OP |  | Non Combustion (NUC, WAT, WND, GEO, or SUN) |  | Eastern
EXCLUDE | NH | NH-Eastern | Mascoma Hydro | 54471 | 02 | WAT | HY | 0.5 | 0.5 | 0 | 1044 | 0 |  | IPP Non-CHP | N | OP |  | Non Combustion (NUC, WAT, WND, GEO, or SUN) |  | Eastern
EXCLUDE | NH | NH-Eastern | Mascoma Hydro | 54471 | 03 | WAT | HY | 0.5 | 0.5 | 0 | 1044 | 0 |  | IPP Non-CHP | N | OP |  | Non Combustion (NUC, WAT, WND, GEO, or SUN) |  | Eastern
EXCLUDE | WY | WY-Western | Simplot Phosphates | 54472 | GEN1 | OTH | ST | 11.5 | 11.5 | 0 | 77011.21 | 0 |  | Industrial CHP | Y | OP |  | Commercial/Industrial Unit |  | Western
NGCC | WA | WA-Western | Sumas Power Plant | 54476 | GEN1 | NG | CC | 87.8 | 84.7 | 1200 | 157917.57 | 82159.68 |  | Electric Utility | Y | OP |  |  |  | Western
NGCC | WA | WA-Western | Sumas Power Plant | 54476 | GEN2 | NG | CC | 37.7 | 40.8 | 1200 | 67807.43 | 35278.13 |  | Electric Utility | Y | OP |  |  |  | Western
EXCLUDE | CA | CA-Western | Oroville Cogeneration LP | 54477 | GEN1 | NG | IC | 1.1 | 1.1 | 0 | 0 | 0 |  | IPP CHP | Y | OP |  | Internal Combustion |  | Western
EXCLUDE | CA | CA-Western | Oroville Cogeneration LP | 54477 | GEN2 | NG | IC | 1.1 | 1.1 | 0 | 0 | 0 |  | IPP CHP | Y | OP |  | Internal Combustion |  | Western
EXCLUDE | CA | CA-Western | Oroville Cogeneration LP | 54477 | GEN3 | NG | IC | 1.1 | 1.1 | 0 | 0 | 0 |  | IPP CHP | Y | OP |  | Internal Combustion |  | Western
EXCLUDE | CA | CA-Western | Oroville Cogeneration LP | 54477 | GEN4 | NG | IC | 1.1 | 1.1 | 0 | 0 | 0 |  | IPP CHP | Y | OP |  | Internal Combustion |  | Western
EXCLUDE | CA | CA-Western | Oroville Cogeneration LP | 54477 | GEN5 | NG | IC | 1.1 | 1.1 | 0 | 0 | 0 |  | IPP CHP | Y | OP |  | Internal Combustion |  | Western
EXCLUDE | CA | CA-Western | Oroville Cogeneration LP | 54477 | GEN6 | NG | IC | 1.1 | 1.1 | 0 | 0 | 0 |  | IPP CHP | Y | OP |  | Internal Combustion |  | Western
EXCLUDE | CA | CA-Western | Oroville Cogeneration LP | 54477 | GEN7 | NG | IC | 1.1 | 1.1 | 0 | 0 | 0 |  | IPP CHP | Y | OP |  | Internal Combustion |  | Western
EXCLUDE | LA | LA-Eastern | Domino Sugar Arabi Plant | 54512 | TG1 | NG | ST | 5 | 3.6 | 0 | 21506.84 | 63639.76 |  | Industrial CHP | Y | OP |  | Commercial/Industrial Unit |  | Eastern
EXCLUDE | LA | LA-Eastern | Domino Sugar Arabi Plant | 54512 | TG2 | NG | ST | 5 | 2.3 | 0 | 14120.29 | 41782.61 |  | Industrial CHP | Y | OP |  | Commercial/Industrial Unit |  | Eastern
EXCLUDE | LA | LA-Eastern | Domino Sugar Arabi Plant | 54512 | TG3 | NG | ST | 4 | 1.6 | 0 | 7646.51 | 22626.39 |  | Industrial CHP | Y | OP |  | Commercial/Industrial Unit |  | Eastern
EXCLUDE | IL | IL-Eastern | Rock-Tenn | 54513 | E-1 | NG | IC | 0.7 | 0.7 | 0 | 0 | 0 |  | Industrial Non-CHP | N | SB |  | Commercial/Industrial Unit |  | Eastern
EXCLUDE | IL | IL-Eastern | Rock-Tenn | 54513 | E2-A | NG | IC | 0.7 | 0.7 | 0 | 0 | 0 |  | Industrial Non-CHP | N | SB |  | Commercial/Industrial Unit |  | Eastern
EXCLUDE | IL | IL-Eastern | Rock-Tenn | 54513 | E2-B | NG | IC | 0.7 | 0.7 | 0 | 0 | 0 |  | Industrial Non-CHP | N | SB |  | Commercial/Industrial Unit |  | Eastern
EXCLUDE | IL | IL-Eastern | Rock-Tenn | 54513 | E3 | NG | IC | 0.8 | 0.8 | 0 | 0 | 0 |  | Industrial Non-CHP | N | SB |  | Commercial/Industrial Unit |  | Eastern
EXCLUDE | ID | ID-Western | Blind Canyon Hydro | 54514 | 1 | WAT | HY | 1.3 | 1.3 | 0 | 4462 | 0 |  | IPP Non-CHP | N | OP |  | Non Combustion (NUC, WAT, WND, GEO, or SUN) |  | Western
EXCLUDE | NH | NH-Eastern | Crotched Mountain Rehabilitation Center | 54515 | GEN1 | DFO | IC | 0.7 | 0.7 | 0 | 0 | 0 |  | Commercial CHP | Y | SB |  | Commercial/Industrial Unit |  | Eastern
EXCLUDE | NH | NH-Eastern | Crotched Mountain Rehabilitation Center | 54515 | GEN2 | DFO | IC | 0.7 | 0.7 | 0 | 0 | 0 |  | Commercial CHP | Y | SB |  | Commercial/Industrial Unit |  | Eastern
EXCLUDE | NH | NH-Eastern | Crotched Mountain Rehabilitation Center | 54515 | GEN3 | DFO | IC | 0.7 | 0.7 | 0 | 0 | 0 |  | Commercial CHP | Y | SB |  | Commercial/Industrial Unit |  | Eastern
EXCLUDE | CA | CA-Western | Sierra Pacific Sonora | 54517 | GEN2 | WDS | ST | 7.5 | 5.2 | 0 | 24641 | 127902.19 |  | Industrial CHP | Y | OP |  | Commercial/Industrial Unit |  | Western
EXCLUDE | LA | LA-Eastern | Formosa Plastics | 54518 | GT1 | NG | GT | 38.2 | 33 | 0 | 0 | 0 |  | Industrial CHP | Y | RE | 2010 | Commercial/Industrial Unit |  | Eastern
EXCLUDE | LA | LA-Eastern | Formosa Plastics | 54518 | GT2 | NG | GT | 42.7 | 33 | 0 | 151759.47 | 101973.31 |  | Industrial CHP | Y | SB |  | Commercial/Industrial Unit |  | Eastern
EXCLUDE | LA | LA-Eastern | Formosa Plastics | 54518 | GT3 | NG | GT | 38.8 | 33 | 0 | 137898.53 | 92659.59 |  | Industrial CHP | Y | OP |  | Commercial/Industrial Unit |  | Eastern
EXCLUDE | LA | LA-Eastern | Formosa Plastics | 54518 | ST1 | NG | ST | 12 | 8 | 0 | 45710 | 23684.26 |  | Industrial CHP | Y | OP |  | Commercial/Industrial Unit |  | Eastern
EXCLUDE | LA | LA-Eastern | Formosa Plastics | 54518 | ST2 | NG | ST | 12 | 8 | 0 | 38365 | 19878.51 |  | Industrial CHP | Y | OP |  | Commercial/Industrial Unit |  | Eastern
EXCLUDE | TX | TX-ERCOT | Village Creek Wastewater Treatment Plant | 54520 | 3 | OBG | IC | 1.1 | 1.1 | 0 | 0 | 0 |  | Commercial Non-CHP | N | RE | 2003 | Commercial/Industrial Unit |  | ERCOT
EXCLUDE | TX | TX-ERCOT | Village Creek Wastewater Treatment Plant | 54520 | SD2 | NG | IC | 0.9 | 0.9 | 0 | 0 | 0 |  | Commercial Non-CHP | N | SB |  | Commercial/Industrial Unit |  | ERCOT
EXCLUDE | TX | TX-ERCOT | Village Creek Wastewater Treatment Plant | 54520 | SDI | NG | IC | 0.9 | 0.9 | 0 | 0 | 0 |  | Commercial Non-CHP | N | SB |  | Commercial/Industrial Unit |  | ERCOT
EXCLUDE | TX | TX-ERCOT | Village Creek Wastewater Treatment Plant | 54520 | TG1 | OBG | GT | 5.3 | 4.2 | 0 | 17514 | 12665.62 |  | Commercial Non-CHP | N | OP |  | Commercial/Industrial Unit |  | ERCOT
EXCLUDE | TX | TX-ERCOT | Village Creek Wastewater Treatment Plant | 54520 | TG2 | OBG | GT | 5.3 | 4.2 | 0 | 17514 | 12665.62 |  | Commercial Non-CHP | N | OP |  | Commercial/Industrial Unit |  | ERCOT
EXCLUDE | IL | IL-Eastern | Hoffer Plastics | 54523 | GEN1 | NG | IC | 0.8 | 0.8 | 0 | 0 | 0 |  | Industrial Non-CHP | N | OP |  | Commercial/Industrial Unit |  | Eastern
EXCLUDE | IL | IL-Eastern | Hoffer Plastics | 54523 | GEN2 | NG | IC | 0.8 | 0.8 | 0 | 0 | 0 |  | Industrial Non-CHP | N | OP |  | Commercial/Industrial Unit |  | Eastern
EXCLUDE | IL | IL-Eastern | Hoffer Plastics | 54523 | GEN3 | NG | IC | 0.8 | 0.8 | 0 | 0 | 0 |  | Industrial Non-CHP | N | OP |  | Commercial/Industrial Unit |  | Eastern
EXCLUDE | IL | IL-Eastern | Hoffer Plastics | 54523 | GEN4 | NG | IC | 0.8 | 0.8 | 0 | 0 | 0 |  | Industrial Non-CHP | N | OP |  | Commercial/Industrial Unit |  | Eastern
EXCLUDE | IL | IL-Eastern | Hoffer Plastics | 54523 | GEN5 | NG | IC | 0.8 | 0.8 | 0 | 0 | 0 |  | Industrial Non-CHP | N | OP |  | Commercial/Industrial Unit |  | Eastern
EXCLUDE | IL | IL-Eastern | Hoffer Plastics | 54523 | GEN6 | NG | IC | 0.8 | 0.8 | 0 | 0 | 0 |  | Industrial Non-CHP | N | OP |  | Commercial/Industrial Unit |  | Eastern
EXCLUDE | IL | IL-Eastern | Hoffer Plastics | 54523 | GEN7 | NG | IC | 0.8 | 0.8 | 0 | 0 | 0 |  | Industrial Non-CHP | N | OP |  | Commercial/Industrial Unit |  | Eastern
EXCLUDE | IL | IL-Eastern | Hoffer Plastics | 54523 | GEN8 | NG | IC | 0.8 | 0.8 | 0 | 0 | 0 |  | Industrial Non-CHP | N | OP |  | Commercial/Industrial Unit |  | Eastern
EXCLUDE | IL | IL-Eastern | Hoffer Plastics | 54523 | GEN9 | NG | IC | 0.8 | 0.8 | 0 | 0 | 0 |  | Industrial Non-CHP | N | OP |  | Commercial/Industrial Unit |  | Eastern
EXCLUDE | ID | ID-Western | Horseshoe Bend Hydroelectric Company | 54524 | GEN1 | WAT | HY | 4.7 | 4.7 | 0 | 24763.5 | 0 |  | IPP Non-CHP | N | OP |  | Non Combustion (NUC, WAT, WND, GEO, or SUN) |  | Western
EXCLUDE | ID | ID-Western | Horseshoe Bend Hydroelectric Company | 54524 | GEN2 | WAT | HY | 4.7 | 4.7 | 0 | 24763.5 | 0 |  | IPP Non-CHP | N | OP |  | Non Combustion (NUC, WAT, WND, GEO, or SUN) |  | Western
EXCLUDE | IL | IL-Eastern | Kankakee Hydro Facility | 54525 | 1 | WAT | HY | 0.4 | 0.4 | 0 | 626.33 | 0 |  | Commercial Non-CHP | N | OP |  | Commercial/Industrial Unit |  | Eastern
EXCLUDE | IL | IL-Eastern | Kankakee Hydro Facility | 54525 | 2 | WAT | HY | 0.4 | 0.4 | 0 | 626.33 | 0 |  | Commercial Non-CHP | N | OP |  | Commercial/Industrial Unit |  | Eastern
EXCLUDE | IL | IL-Eastern | Kankakee Hydro Facility | 54525 | 3 | WAT | HY | 0.4 | 0.4 | 0 | 626.33 | 0 |  | Commercial Non-CHP | N | OP |  | Commercial/Industrial Unit |  | Eastern
EXCLUDE | NY | NY-Eastern | ReEnergy Biomass LLC | 54526 | STG | WDS | ST | 21.1 | 19 | 0 | 157424 | 221501.98 |  | IPP CHP | Y | OP |  | Non-Fossil Fuel Type (Less than 10% Fossil Fuel) |  | Eastern
EXCLUDE | FL | FL-Eastern | Wheelabrator Ridge Energy | 54529 | 0001 | WDS | ST | 45.5 | 47.1 | 0 | 226108 | 663435.45 |  | IPP Non-CHP | N | OP |  | Non-Fossil Fuel Type (Less than 10% Fossil Fuel) |  | Eastern
EXCLUDE | LA | LA-Eastern | Stingray Facility | 54531 | 1S72 | NG | GT | 2.5 | 2.5 | 0 | 10941.7 | 57630.99 |  | Industrial Non-CHP | N | OP |  | Commercial/Industrial Unit |  | Eastern
EXCLUDE | MN | MN-Eastern | Southern Minnesota Beet Sugar | 54533 | 0001 | SUB | ST | 7.5 | 7.5 | 0 | 12779 | 336496.84 |  | Industrial CHP | Y | OP |  | Commercial/Industrial Unit |  | Eastern
EXCLUDE | FL | FL-Eastern | St Josephs Hospital | 54534 | 0001 | NG | IC | 1.7 | 1.6 | 0 | 0 | 0 |  | Commercial CHP | Y | SB |  | Commercial/Industrial Unit |  | Eastern
EXCLUDE | FL | FL-Eastern | St Vincents Medical Center | 54535 | 6805 | NG | GT | 1.3 | 1.3 | 0 | 0 | 0 |  | Commercial CHP | Y | RE | 2012 | Commercial/Industrial Unit |  | Eastern
EXCLUDE | MI | MI-Eastern | Sumpter Energy Associates | 54536 | 0201 | LFG | IC | 0.8 | 0.8 | 0 | 0 | 0 |  | IPP Non-CHP | N | OP |  | Non-Fossil Fuel Type (Less than 10% Fossil Fuel) |  | Eastern
EXCLUDE | MI | MI-Eastern | Sumpter Energy Associates | 54536 | 0202 | LFG | IC | 0.8 | 0.8 | 0 | 0 | 0 |  | IPP Non-CHP | N | OP |  | Non-Fossil Fuel Type (Less than 10% Fossil Fuel) |  | Eastern
EXCLUDE | MI | MI-Eastern | Sumpter Energy Associates | 54536 | 0203 | LFG | IC | 0.8 | 0.8 | 0 | 0 | 0 |  | IPP Non-CHP | N | OP |  | Non-Fossil Fuel Type (Less than 10% Fossil Fuel) |  | Eastern
EXCLUDE | MI | MI-Eastern | Sumpter Energy Associates | 54536 | 0204 | LFG | IC | 0.8 | 0.8 | 0 | 0 | 0 |  | IPP Non-CHP | N | OP |  | Non-Fossil Fuel Type (Less than 10% Fossil Fuel) |  | Eastern
EXCLUDE | MI | MI-Eastern | Sumpter Energy Associates | 54536 | 0205 | LFG | IC | 0.8 | 0.8 | 0 | 0 | 0 |  | IPP Non-CHP | N | OP |  | Non-Fossil Fuel Type (Less than 10% Fossil Fuel) |  | Eastern
EXCLUDE | MI | MI-Eastern | Sumpter Energy Associates | 54536 | 0386 | LFG | IC | 0.8 | 0.8 | 0 | 0 | 0 |  | IPP Non-CHP | N | OP |  | Non-Fossil Fuel Type (Less than 10% Fossil Fuel) |  | Eastern
EXCLUDE | MI | MI-Eastern | Sumpter Energy Associates | 54536 | 0388 | LFG | IC | 0.8 | 0.8 | 0 | 0 | 0 |  | IPP Non-CHP | N | OP |  | Non-Fossil Fuel Type (Less than 10% Fossil Fuel) |  | Eastern
EXCLUDE | MI | MI-Eastern | Sumpter Energy Associates | 54536 | 0389 | LFG | IC | 0.8 | 0.8 | 0 | 0 | 0 |  | IPP Non-CHP | N | OP |  | Non-Fossil Fuel Type (Less than 10% Fossil Fuel) |  | Eastern
EXCLUDE | MI | MI-Eastern | Sumpter Energy Associates | 54536 | 0392 | LFG | IC | 0.8 | 0.8 | 0 | 0 | 0 |  | IPP Non-CHP | N | OP |  | Non-Fossil Fuel Type (Less than 10% Fossil Fuel) |  | Eastern
EXCLUDE | MI | MI-Eastern | Sumpter Energy Associates | 54536 | 0435 | LFG | IC | 0.8 | 0.8 | 0 | 0 | 0 |  | IPP Non-CHP | N | OP |  | Non-Fossil Fuel Type (Less than 10% Fossil Fuel) |  | Eastern
EXCLUDE | MI | MI-Eastern | Sumpter Energy Associates | 54536 | 0437 | LFG | IC | 0.8 | 0.8 | 0 | 0 | 0 |  | IPP Non-CHP | N | OP |  | Non-Fossil Fuel Type (Less than 10% Fossil Fuel) |  | Eastern
EXCLUDE | MI | MI-Eastern | Sumpter Energy Associates | 54536 | 0440 | LFG | IC | 0.8 | 0.8 | 0 | 0 | 0 |  | IPP Non-CHP | N | OP |  | Non-Fossil Fuel Type (Less than 10% Fossil Fuel) |  | Eastern
EXCLUDE | MI | MI-Eastern | Sumpter Energy Associates | 54536 | 0447 | LFG | IC | 0.8 | 0.8 | 0 | 0 | 0 |  | IPP Non-CHP | N | OP |  | Non-Fossil Fuel Type (Less than 10% Fossil Fuel) |  | Eastern
EXCLUDE | MI | MI-Eastern | Sumpter Energy Associates | 54536 | 0464 | LFG | IC | 0.8 | 0.8 | 0 | 0 | 0 |  | IPP Non-CHP | N | OP |  | Non-Fossil Fuel Type (Less than 10% Fossil Fuel) |  | Eastern
EXCLUDE | MI | MI-Eastern | Sumpter Energy Associates | 54536 | 0467 | LFG | IC | 0.8 | 0.8 | 0 | 0 | 0 |  | IPP Non-CHP | N | OP |  | Non-Fossil Fuel Type (Less than 10% Fossil Fuel) |  | Eastern
NGCC | WA | WA-Western | Ferndale Generating Station | 54537 | CT1A | NG | CC | 95.9 | 86 | 1340 | 14548.25 | 5298.61 |  | Electric Utility | Y | OP |  |  |  | Western
NGCC | WA | WA-Western | Ferndale Generating Station | 54537 | CT1B | NG | CC | 95.9 | 86 | 1340 | 14548.25 | 5298.61 |  | Electric Utility | Y | OP |  |  |  | Western
NGCC | WA | WA-Western | Ferndale Generating Station | 54537 | ST1 | NG | CC | 93.7 | 98 | 1340 | 14214.5 | 5177.06 |  | Electric Utility | Y | OP |  |  |  | Western
EXCLUDE | GA | GA-Eastern | Hartwell Energy Facility | 54538 | MAG1 | NG | GT | 180 | 149 | 0 | 34465 | 16290.37 |  | Electric Utility | N | OP |  | Simple cycle unit |  | Eastern
EXCLUDE | GA | GA-Eastern | Hartwell Energy Facility | 54538 | MAG2 | NG | GT | 180 | 144 | 0 | 34465 | 38589.9 |  | Electric Utility | N | OP |  | Simple cycle unit |  | Eastern
EXCLUDE | MI | MI-Eastern | Venice Resources Gas Recovery | 54539 | GEN1 | LFG | IC | 0.8 | 0.8 | 0 | 0 | 0 |  | IPP Non-CHP | N | OP |  | Non-Fossil Fuel Type (Less than 10% Fossil Fuel) |  | Eastern
EXCLUDE | MI | MI-Eastern | Venice Resources Gas Recovery | 54539 | GEN2 | LFG | IC | 0.8 | 0.8 | 0 | 0 | 0 |  | IPP Non-CHP | N | OP |  | Non-Fossil Fuel Type (Less than 10% Fossil Fuel) |  | Eastern
EXCLUDE | IL | IL-Eastern | Wells Manufacturing Dura Bar Division | 54540 | 1A | NG | IC | 1 | 0.9 | 0 | 0 | 0 |  | Industrial Non-CHP | N | OP |  | Commercial/Industrial Unit |  | Eastern
EXCLUDE | IL | IL-Eastern | Wells Manufacturing Dura Bar Division | 54540 | 1B | NG | IC | 1 | 0.9 | 0 | 0 | 0 |  | Industrial Non-CHP | N | OP |  | Commercial/Industrial Unit |  | Eastern
EXCLUDE | IL | IL-Eastern | Wells Manufacturing Dura Bar Division | 54540 | 2A | NG | IC | 1 | 0.9 | 0 | 0 | 0 |  | Industrial Non-CHP | N | OP |  | Commercial/Industrial Unit |  | Eastern
EXCLUDE | IL | IL-Eastern | Wells Manufacturing Dura Bar Division | 54540 | 2B | NG | IC | 1 | 0.9 | 0 | 0 | 0 |  | Industrial Non-CHP | N | OP |  | Commercial/Industrial Unit |  | Eastern
EXCLUDE | IL | IL-Eastern | Wells Manufacturing Dura Bar Division | 54540 | 3A | NG | IC | 1 | 0.9 | 0 | 0 | 0 |  | Industrial Non-CHP | N | OP |  | Commercial/Industrial Unit |  | Eastern
EXCLUDE | IL | IL-Eastern | Wells Manufacturing Dura Bar Division | 54540 | 3B | NG | IC | 1 | 0.9 | 0 | 0 | 0 |  | Industrial Non-CHP | N | OP |  | Commercial/Industrial Unit |  | Eastern
EXCLUDE | NY | NY-Eastern | Entenmanns Energy Center | 54541 | 1 | NG | IC | 1.3 | 1.3 | 0 | 0 | 0 |  | IPP CHP | Y | OP |  | Internal Combustion |  | Eastern
EXCLUDE | NY | NY-Eastern | Entenmanns Energy Center | 54541 | 2 | NG | IC | 1.3 | 1.3 | 0 | 0 | 0 |  | IPP CHP | Y | OP |  | Internal Combustion |  | Eastern
EXCLUDE | NY | NY-Eastern | Entenmanns Energy Center | 54541 | 3 | NG | IC | 1.3 | 1.3 | 0 | 0 | 0 |  | IPP CHP | Y | OP |  | Internal Combustion |  | Eastern
EXCLUDE | NY | NY-Eastern | Entenmanns Energy Center | 54541 | 4 | DFO | IC | 1.3 | 1.3 | 0 | 0 | 0 |  | IPP CHP | Y | SB |  | Internal Combustion |  | Eastern
NGCC | NY | NY-Eastern | Sithe Independence Station | 54547 | 1 | NG | CC | 169.2 | 142.2 | 2133 | 850968.96 | 375674.24 |  | IPP CHP | Y | OP |  |  |  | Eastern
NGCC | NY | NY-Eastern | Sithe Independence Station | 54547 | 2 | NG | CC | 169.2 | 142.2 | 2133 | 850968.96 | 375674.24 |  | IPP CHP | Y | OP |  |  |  | Eastern
NGCC | NY | NY-Eastern | Sithe Independence Station | 54547 | 3 | NG | CC | 169.2 | 142.2 | 2133 | 850968.96 | 375674.24 |  | IPP CHP | Y | OP |  |  |  | Eastern
NGCC | NY | NY-Eastern | Sithe Independence Station | 54547 | 4 | NG | CC | 169.5 | 142.2 | 2133 | 852477.77 | 376340.33 |  | IPP CHP | Y | OP |  |  |  | Eastern
NGCC | NY | NY-Eastern | Sithe Independence Station | 54547 | 5 | NG | CC | 204.5 | 182.2 | 2133 | 1028505.63 | 454050.72 |  | IPP CHP | Y | OP |  |  |  | Eastern
NGCC | NY | NY-Eastern | Sithe Independence Station | 54547 | 6 | NG | CC | 204.5 | 182.2 | 2133 | 1028505.63 | 454050.72 |  | IPP CHP | Y | OP |  |  |  | Eastern
EXCLUDE | NY | NY-Eastern | Longfalls Facility | 54548 | 1 | WAT | HY | 3.3 | 3 | 0 | 18 | 0 |  | IPP Non-CHP | N | OP |  | Non Combustion (NUC, WAT, WND, GEO, or SUN) |  | Eastern
EXCLUDE | MI | MI-Eastern | Granger Electric Generating Station #1 | 54549 | 1-1 | LFG | IC | 0.8 | 0.8 | 0 | 0 | 0 |  | IPP Non-CHP | N | OP |  | Non-Fossil Fuel Type (Less than 10% Fossil Fuel) |  | Eastern
EXCLUDE | MI | MI-Eastern | Granger Electric Generating Station #1 | 54549 | 1-2 | LFG | IC | 0.8 | 0.8 | 0 | 0 | 0 |  | IPP Non-CHP | N | OP |  | Non-Fossil Fuel Type (Less than 10% Fossil Fuel) |  | Eastern
EXCLUDE | MI | MI-Eastern | Granger Electric Generating Station #1 | 54549 | 1-3 | LFG | IC | 0.8 | 0.8 | 0 | 0 | 0 |  | IPP Non-CHP | N | OP |  | Non-Fossil Fuel Type (Less than 10% Fossil Fuel) |  | Eastern
EXCLUDE | MI | MI-Eastern | Granger Electric Generating Station #1 | 54549 | 1-4 | LFG | IC | 0.8 | 0.8 | 0 | 0 | 0 |  | IPP Non-CHP | N | OP |  | Non-Fossil Fuel Type (Less than 10% Fossil Fuel) |  | Eastern
EXCLUDE | MI | MI-Eastern | Granger Electric Generating Station #1 | 54549 | 1-5 | LFG | IC | 1.6 | 1.6 | 0 | 0 | 0 |  | IPP Non-CHP | N | OP |  | Non-Fossil Fuel Type (Less than 10% Fossil Fuel) |  | Eastern
EXCLUDE | MI | MI-Eastern | Granger Electric Generating Station #1 | 54549 | 1-6 | LFG | IC | 1.6 | 1.6 | 0 | 0 | 0 |  | IPP Non-CHP | N | OP |  | Non-Fossil Fuel Type (Less than 10% Fossil Fuel) |  | Eastern
EXCLUDE | MI | MI-Eastern | Granger Electric Generating Station #1 | 54549 | 1-7 | LFG | IC | 1.6 | 1.6 | 0 | 0 | 0 |  | IPP Non-CHP | N | OP |  | Non-Fossil Fuel Type (Less than 10% Fossil Fuel) |  | Eastern
EXCLUDE | AL | AL-Eastern | ExxonMobil Mobile Bay Onshore | 54550 | 901 | NG | CC | 0.9 | 0.9 | 0 | 4247.07 | 3450.56 |  | Industrial CHP | Y | OP |  | Commercial/Industrial Unit |  | Eastern
EXCLUDE | AL | AL-Eastern | ExxonMobil Mobile Bay Onshore | 54550 | 901A | NG | CC | 3.7 | 3.4 | 0 | 17460.19 | 14185.62 |  | Industrial CHP | Y | OP |  | Commercial/Industrial Unit |  | Eastern
EXCLUDE | AL | AL-Eastern | ExxonMobil Mobile Bay Onshore | 54550 | 901B | NG | CC | 3.7 | 3.4 | 0 | 17460.19 | 14185.62 |  | Industrial CHP | Y | OP |  | Commercial/Industrial Unit |  | Eastern
EXCLUDE | AL | AL-Eastern | ExxonMobil Mobile Bay Onshore | 54550 | 901C | NG | CC | 3.7 | 3.4 | 0 | 17460.19 | 14185.62 |  | Industrial CHP | Y | SB |  | Commercial/Industrial Unit |  | Eastern
EXCLUDE | CA | CA-Western | Spicer Meadow Project | 54554 | GEN1 | WAT | HY | 2.7 | 2.5 | 0 | 4941.46 | 0 |  | Electric Utility | N | OP |  | Non Combustion (NUC, WAT, WND, GEO, or SUN) |  | Western
EXCLUDE | CA | CA-Western | Spicer Meadow Project | 54554 | GEN2 | WAT | HY | 2.7 | 2.5 | 0 | 4941.46 | 0 |  | Electric Utility | N | OP |  | Non Combustion (NUC, WAT, WND, GEO, or SUN) |  | Western
EXCLUDE | CA | CA-Western | Spicer Meadow Project | 54554 | GEN3 | WAT | HY | 0.5 | 0.5 | 0 | 915.08 | 0 |  | Electric Utility | N | OP |  | Non Combustion (NUC, WAT, WND, GEO, or SUN) |  | Western
EXCLUDE | CA | CA-Western | Collierville Powerhouse | 54555 | GEN1 | WAT | HY | 126.5 | 126.5 | 0 | 152485 | 0 |  | Electric Utility | N | OP |  | Non Combustion (NUC, WAT, WND, GEO, or SUN) |  | Western
EXCLUDE | CA | CA-Western | Collierville Powerhouse | 54555 | GEN2 | WAT | HY | 126.5 | 126.5 | 0 | 152485 | 0 |  | Electric Utility | N | OP |  | Non Combustion (NUC, WAT, WND, GEO, or SUN) |  | Western
EXCLUDE | IL | IL-Eastern | Ingredion Illinois | 54556 | TG03 | NG | GT | 4.8 | 4.4 | 0 | 1651.5 | 1476.32 |  | Industrial CHP | N | SB |  | Commercial/Industrial Unit |  | Eastern
EXCLUDE | IL | IL-Eastern | Ingredion Illinois | 54556 | TG04 | NG | GT | 4.8 | 4.4 | 0 | 1651.5 | 1476.32 |  | Industrial CHP | N | SB |  | Commercial/Industrial Unit |  | Eastern
EXCLUDE | IL | IL-Eastern | Ingredion Illinois | 54556 | TGO1 | BIT | ST | 22.5 | 21.1 | 3012.5 | 150393 | 967975.14 |  | Industrial CHP | Y | OP |  | Commercial/Industrial Unit |  | Eastern
EXCLUDE | IL | IL-Eastern | Ingredion Illinois | 54556 | TGO2 | BIT | ST | 22.5 | 21.1 | 3012.5 | 140010 | 901146.99 |  | Industrial CHP | Y | OP |  | Commercial/Industrial Unit |  | Eastern
EXCLUDE | ID | ID-Western | Hazelton B Hydro | 54558 | U1 | WAT | HY | 3.8 | 3.8 | 0 | 12059.5 | 0 |  | IPP Non-CHP | N | OP |  | Non Combustion (NUC, WAT, WND, GEO, or SUN) |  | Western
EXCLUDE | ID | ID-Western | Hazelton B Hydro | 54558 | U2 | WAT | HY | 3.8 | 3.8 | 0 | 12059.5 | 0 |  | IPP Non-CHP | N | OP |  | Non Combustion (NUC, WAT, WND, GEO, or SUN) |  | Western
EXCLUDE | CA | CA-Western | Jefferson Smurfit Santa Clara Mill | 54561 | GT-G | NG | CC | 24 | 23 | 0 | 180896 | 114096.92 |  | IPP CHP | Y | OP |  | Combined cycle unit (PRMVR=CC) less than or equal to 25MW |  | Western
EXCLUDE | CA | CA-Western | Jefferson Smurfit Santa Clara Mill | 54561 | ST-G | NG | CC | 3 | 3 | 0 | 22612 | 14262.12 |  | IPP CHP | Y | OP |  | Combined cycle unit (PRMVR=CC) less than or equal to 25MW |  | Western
EXCLUDE | WA | WA-Western | Longview Fibre | 54562 | 2 | BLQ | ST | 2.5 | 2.5 | 0 | 0 | 0 |  | Industrial CHP | Y | RE | 2007 | Commercial/Industrial Unit |  | Western
EXCLUDE | WA | WA-Western | Longview Fibre | 54562 | 3 | BLQ | ST | 3.5 | 3.5 | 0 | 0 | 0 |  | Industrial CHP | Y | RE | 2007 | Commercial/Industrial Unit |  | Western
EXCLUDE | WA | WA-Western | Longview Fibre | 54562 | 4 | BLQ | ST | 10 | 10 | 0 | 909 | 6899.29 |  | Industrial CHP | Y | OP |  | Commercial/Industrial Unit |  | Western
EXCLUDE | WA | WA-Western | Longview Fibre | 54562 | 5 | BLQ | ST | 6 | 5.7 | 0 | 0 | 0 |  | Industrial CHP | Y | RE | 2007 | Commercial/Industrial Unit |  | Western
EXCLUDE | WA | WA-Western | Longview Fibre | 54562 | 6 | BLQ | ST | 20 | 22 | 0 | 117293 | 890250.7 |  | Industrial CHP | Y | OP |  | Commercial/Industrial Unit |  | Western
EXCLUDE | WA | WA-Western | Longview Fibre | 54562 | 7 | BLQ | ST | 25 | 25 | 0 | 131918 | 1001254.05 |  | Industrial CHP | Y | OP |  | Commercial/Industrial Unit |  | Western
EXCLUDE | WA | WA-Western | Longview Fibre | 54562 | 8 | NG | GT | 68 | 60 | 0 | 0 | 0 |  | Industrial CHP | Y | OS |  | Commercial/Industrial Unit |  | Western
EXCLUDE | NY | NY-Eastern | General Mills Inc | 54564 | GEN1 | NG | GT | 3.8 | 3.4 | 0 | 3885 | 3150.42 |  | Industrial CHP | Y | OP |  | Commercial/Industrial Unit |  | Eastern
EXCLUDE | GA | GA-Eastern | YKK USA Chestney | 54566 | BWP1 | DFO | IC | 0.5 | 0.5 | 0 | 0 | 0 |  | Industrial Non-CHP | N | SB |  | Commercial/Industrial Unit |  | Eastern
EXCLUDE | GA | GA-Eastern | YKK USA Chestney | 54566 | GEN1 | DFO | IC | 1.6 | 1.5 | 0 | 0 | 0 |  | Industrial Non-CHP | N | RE | 2010 | Commercial/Industrial Unit |  | Eastern
EXCLUDE | GA | GA-Eastern | YKK USA Chestney | 54566 | GEN2 | DFO | IC | 1.7 | 1.5 | 0 | 0 | 0 |  | Industrial Non-CHP | N | RE | 2010 | Commercial/Industrial Unit |  | Eastern
EXCLUDE | GA | GA-Eastern | YKK USA Chestney | 54566 | GEN3 | DFO | IC | 1.7 | 1.7 | 0 | 0 | 0 |  | Industrial Non-CHP | N | RE | 2010 | Commercial/Industrial Unit |  | Eastern
EXCLUDE | GA | GA-Eastern | YKK USA Chestney | 54566 | PPD1 | DFO | IC | 0.4 | 0.4 | 0 | 0 | 0 |  | Industrial Non-CHP | N | RE | 2006 | Commercial/Industrial Unit |  | Eastern
EXCLUDE | GA | GA-Eastern | YKK USA Chestney | 54566 | PPD2 | DFO | IC | 0.4 | 0.4 | 0 | 0 | 0 |  | Industrial Non-CHP | N | RE | 2006 | Commercial/Industrial Unit |  | Eastern
EXCLUDE | GA | GA-Eastern | YKK USA Chestney | 54566 | SLD1 | DFO | IC | 0.5 | 0.5 | 0 | 0 | 0 |  | Industrial Non-CHP | N | SB |  | Commercial/Industrial Unit |  | Eastern
EXCLUDE | CA | CA-Western | MM Yolo Power | 54567 | 1 | LFG | IC | 0.6 | 0.5 | 0 | 0 | 0 |  | IPP Non-CHP | N | OP |  | Non-Fossil Fuel Type (Less than 10% Fossil Fuel) |  | Western
EXCLUDE | CA | CA-Western | MM Yolo Power | 54567 | 2 | LFG | IC | 0.6 | 0.5 | 0 | 0 | 0 |  | IPP Non-CHP | N | OP |  | Non-Fossil Fuel Type (Less than 10% Fossil Fuel) |  | Western
EXCLUDE | CA | CA-Western | MM Yolo Power | 54567 | 3 | LFG | IC | 0.6 | 0.5 | 0 | 0 | 0 |  | IPP Non-CHP | N | OP |  | Non-Fossil Fuel Type (Less than 10% Fossil Fuel) |  | Western
EXCLUDE | CA | CA-Western | MM Yolo Power | 54567 | 4 | LFG | IC | 0.6 | 0.6 | 0 | 0 | 0 |  | IPP Non-CHP | N | OP |  | Non-Fossil Fuel Type (Less than 10% Fossil Fuel) |  | Western
EXCLUDE | CA | CA-Western | MM Yolo Power | 54567 | 5 | LFG | IC | 0.4 | 0.4 | 0 | 0 | 0 |  | IPP Non-CHP | N | OS |  | Non-Fossil Fuel Type (Less than 10% Fossil Fuel) |  | Western
EXCLUDE | NJ | NJ-Eastern | Bayville Central Facility | 54569 | COG1 | OBG | IC | 0.3 | 0.3 | 0 | 0 | 0 |  | Commercial CHP | Y | OP |  | Commercial/Industrial Unit |  | Eastern
EXCLUDE | NJ | NJ-Eastern | Bayville Central Facility | 54569 | COG2 | OBG | IC | 0.3 | 0.3 | 0 | 0 | 0 |  | Commercial CHP | Y | OP |  | Commercial/Industrial Unit |  | Eastern
EXCLUDE | NJ | NJ-Eastern | Bayville Central Facility | 54569 | COG3 | OBG | IC | 0.3 | 0.3 | 0 | 0 | 0 |  | Commercial CHP | Y | OP |  | Commercial/Industrial Unit |  | Eastern
EXCLUDE | NJ | NJ-Eastern | Bayville Central Facility | 54569 | COG4 | DFO | IC | 1.5 | 1.5 | 0 | 0 | 0 |  | Commercial CHP | N | OP |  | Commercial/Industrial Unit |  | Eastern
EXCLUDE | NJ | NJ-Eastern | Bayville Central Facility | 54569 | COG5 | DFO | IC | 1.5 | 1.5 | 0 | 0 | 0 |  | Commercial CHP | N | OP |  | Commercial/Industrial Unit |  | Eastern
EXCLUDE | NJ | NJ-Eastern | Bayville Central Facility | 54569 | COG6 | DFO | IC | 1.5 | 1.5 | 0 | 0 | 0 |  | Commercial CHP | N | OP |  | Commercial/Industrial Unit |  | Eastern
EXCLUDE | NJ | NJ-Eastern | Bayville Central Facility | 54569 | COG7 | DFO | IC | 1.5 | 1.5 | 0 | 0 | 0 |  | Commercial CHP | N | OP |  | Commercial/Industrial Unit |  | Eastern
EXCLUDE | NJ | NJ-Eastern | Bayville Central Facility | 54569 | CPV1 | SUN | PV | 0.2 | 0.2 | 0 | 247 | 0 |  | Commercial CHP | N | OP |  | Commercial/Industrial Unit |  | Eastern
EXCLUDE | NJ | NJ-Eastern | Bayville Central Facility | 54569 | SBG1 | DFO | IC | 0.6 | 0.6 | 0 | 0 | 0 |  | Commercial CHP | N | RE | 2002 | Commercial/Industrial Unit |  | Eastern
EXCLUDE | NH | NH-Eastern | Lochmere Hydroelectric Plant | 54572 | UNT1 | WAT | HY | 0.3 | 0.1 | 0 | 570 | 0 |  | IPP Non-CHP | N | OP |  | Non Combustion (NUC, WAT, WND, GEO, or SUN) |  | Eastern
EXCLUDE | NH | NH-Eastern | Lochmere Hydroelectric Plant | 54572 | UNT2 | WAT | HY | 0.3 | 0.1 | 0 | 570 | 0 |  | IPP Non-CHP | N | OP |  | Non Combustion (NUC, WAT, WND, GEO, or SUN) |  | Eastern
EXCLUDE | NH | NH-Eastern | Lochmere Hydroelectric Plant | 54572 | UNT3 | WAT | HY | 0.3 | 0.1 | 0 | 570 | 0 |  | IPP Non-CHP | N | OP |  | Non Combustion (NUC, WAT, WND, GEO, or SUN) |  | Eastern
EXCLUDE | NH | NH-Eastern | Lochmere Hydroelectric Plant | 54572 | UNT4 | WAT | HY | 0.3 | 0.1 | 0 | 570 | 0 |  | IPP Non-CHP | N | OP |  | Non Combustion (NUC, WAT, WND, GEO, or SUN) |  | Eastern
EXCLUDE | NY | NY-Eastern | Wappinger Falls Hydroelectric | 54573 | 1 | WAT | HY | 1 | 1 | 0 | 3525 | 0 |  | IPP Non-CHP | N | OP |  | Non Combustion (NUC, WAT, WND, GEO, or SUN) |  | Eastern
EXCLUDE | NY | NY-Eastern | Wappinger Falls Hydroelectric | 54573 | 2 | WAT | HY | 1 | 1 | 0 | 3525 | 0 |  | IPP Non-CHP | N | SB |  | Non Combustion (NUC, WAT, WND, GEO, or SUN) |  | Eastern
NGCC | NY | NY-Eastern | Saranac Facility | 54574 | GEN1 | NG | CC | 95.2 | 82.7 | 1676 | 151062.67 | 81594.27 |  | IPP Non-CHP | N | OP |  |  |  | Eastern
NGCC | NY | NY-Eastern | Saranac Facility | 54574 | GEN2 | NG | CC | 95.2 | 82.6 | 1676 | 151062.67 | 81594.27 |  | IPP Non-CHP | N | OP |  |  |  | Eastern
NGCC | NY | NY-Eastern | Saranac Facility | 54574 | GEN3 | NG | CC | 95.2 | 86.3 | 1676 | 151062.67 | 81594.27 |  | IPP Non-CHP | N | OP |  |  |  | Eastern
EXCLUDE | ID | ID-Western | Glenns Ferry Cogen Facility | 54578 | 1001 | NG | CC | 10.4 | 10.4 | 0 | 0 | 0 |  | IPP CHP | Y | SB |  | Combined cycle unit (PRMVR=CC) less than or equal to 25MW |  | Western
EXCLUDE | ID | ID-Western | Rupert Cogen Project | 54579 | 1002 | NG | CC | 10.4 | 10.4 | 0 | 76510 | 50340.4 |  | IPP CHP | Y | OP |  | Combined cycle unit (PRMVR=CC) less than or equal to 25MW |  | Western
EXCLUDE | NY | NY-Eastern | Curtis Palmer Hydroelectric | 54580 | C1 | WAT | HY | 2.6 | 2.5 | 0 | 13230.65 | 0 |  | IPP Non-CHP | N | OP |  | Non Combustion (NUC, WAT, WND, GEO, or SUN) |  | Eastern
EXCLUDE | NY | NY-Eastern | Curtis Palmer Hydroelectric | 54580 | C2 | WAT | HY | 2.6 | 2.5 | 0 | 13230.65 | 0 |  | IPP Non-CHP | N | OP |  | Non Combustion (NUC, WAT, WND, GEO, or SUN) |  | Eastern
EXCLUDE | NY | NY-Eastern | Curtis Palmer Hydroelectric | 54580 | C3 | WAT | HY | 2.6 | 2.4 | 0 | 13230.65 | 0 |  | IPP Non-CHP | N | OP |  | Non Combustion (NUC, WAT, WND, GEO, or SUN) |  | Eastern
EXCLUDE | NY | NY-Eastern | Curtis Palmer Hydroelectric | 54580 | C4 | WAT | HY | 1 | 1.1 | 0 | 5088.71 | 0 |  | IPP Non-CHP | N | OP |  | Non Combustion (NUC, WAT, WND, GEO, or SUN) |  | Eastern
EXCLUDE | NY | NY-Eastern | Curtis Palmer Hydroelectric | 54580 | C5 | WAT | HY | 1 | 1.1 | 0 | 5088.71 | 0 |  | IPP Non-CHP | N | OP |  | Non Combustion (NUC, WAT, WND, GEO, or SUN) |  | Eastern
EXCLUDE | NY | NY-Eastern | Curtis Palmer Hydroelectric | 54580 | P1 | WAT | HY | 24.6 | 25 | 0 | 125182.31 | 0 |  | IPP Non-CHP | N | OP |  | Non Combustion (NUC, WAT, WND, GEO, or SUN) |  | Eastern
EXCLUDE | NY | NY-Eastern | Curtis Palmer Hydroelectric | 54580 | P2 | WAT | HY | 24.6 | 25 | 0 | 125182.31 | 0 |  | IPP Non-CHP | N | OP |  | Non Combustion (NUC, WAT, WND, GEO, or SUN) |  | Eastern
NGCC | MA | MA-Eastern | L'Energia Energy Center | 54586 | TRENT | NG | CC | 57.9 | 58 | 685 | 101997.29 | 50570.97 |  | IPP Non-CHP | N | OP |  |  |  | Eastern
EXCLUDE | MA | MA-Eastern | L'Energia Energy Center | 54586 | V643 | NG | CC | 65.5 | 58 | 0 | 0 | 0 |  | IPP Non-CHP | N | RE | 2007 | Retired prior to 2012 |  | Eastern
NGCC | MA | MA-Eastern | L'Energia Energy Center | 54586 | VAX | NG | CC | 27.1 | 14 | 685 | 47739.66 | 23669.66 |  | IPP Non-CHP | N | OP |  |  |  | Eastern
EXCLUDE | ME | ME-Eastern | Lincoln Paper & Tissue | 54587 | GE | BLQ | ST | 2.5 | 2 | 0 | 0 | 0 |  | Industrial CHP | Y | RE | 2005 | Commercial/Industrial Unit |  | Eastern
EXCLUDE | ME | ME-Eastern | Lincoln Paper & Tissue | 54587 | TG-3 | BLQ | ST | 13.5 | 9 | 0 | 77397 | 433092.63 |  | Industrial CHP | N | OP |  | Commercial/Industrial Unit |  | Eastern
EXCLUDE | ME | ME-Eastern | Lincoln Paper & Tissue | 54587 | WEST | BLQ | ST | 4 | 3.5 | 0 | 180 | 1007.23 |  | Industrial CHP | Y | SB |  | Commercial/Industrial Unit |  | Eastern
NGCC | NY | NY-Eastern | Massena Energy Facility | 54592 | GEN1 | NG | CC | 66.5 | 46 | 900 | 4226.43 | 2259.31 |  | IPP Non-CHP | N | OP |  |  |  | Eastern
NGCC | NY | NY-Eastern | Massena Energy Facility | 54592 | GEN2 | NG | CC | 35.6 | 35 | 900 | 2262.57 | 1209.5 |  | IPP Non-CHP | N | OP |  |  |  | Eastern
EXCLUDE | NY | NY-Eastern | Massena Energy Facility | 54592 | IC | DFO | IC | 2 | 2 | 0 | 0 | 0 |  | IPP Non-CHP | N | SB |  | Internal Combustion |  | Eastern
NGCC | NY | NY-Eastern | Batavia Power Plant | 54593 | GEN1 | NG | CC | 47.7 | 38.2 | 551 | 71345.37 | 36518.19 |  | IPP CHP | Y | OP |  |  |  | Eastern
NGCC | NY | NY-Eastern | Batavia Power Plant | 54593 | GEN2 | NG | CC | 18.5 | 17.5 | 551 | 27670.63 | 14163.24 | 1 | IPP CHP | Y | OP |  |  |  | Eastern
EXCLUDE | NY | NY-Eastern | Batavia Power Plant | 54593 | GEN3 | DFO | IC | 1.1 | 1 | 0 | 0 | 0 |  | IPP CHP | Y | SB |  | Internal Combustion |  | Eastern
EXCLUDE | AZ | AZ-Western | University of Arizona - Biosphere 2 | 54594 | G-1 | DFO | IC | 1.5 | 1.5 | 0 | 0 | 0 |  | Commercial Non-CHP | N | SB |  | Commercial/Industrial Unit |  | Western
EXCLUDE | AZ | AZ-Western | University of Arizona - Biosphere 2 | 54594 | G-4 | NG | IC | 1.6 | 1.6 | 0 | 0 | 0 |  | Commercial Non-CHP | N | SB |  | Commercial/Industrial Unit |  | Western
EXCLUDE | MI | MI-Eastern | Warner Lambert | 54604 | 016E | DFO | IC | 1 | 1 | 0 | 0 | 0 |  | Commercial CHP | N | SB |  | Commercial/Industrial Unit |  | Eastern
EXCLUDE | MI | MI-Eastern | Warner Lambert | 54604 | 0550 | DFO | IC | 1.5 | 1.5 | 0 | 0 | 0 |  | Commercial CHP | N | SB |  | Commercial/Industrial Unit |  | Eastern
EXCLUDE | MI | MI-Eastern | Warner Lambert | 54604 | 085-1 | DFO | IC | 2.3 | 2.3 | 0 | 0 | 0 |  | Commercial CHP | N | SB |  | Commercial/Industrial Unit |  | Eastern
EXCLUDE | MI | MI-Eastern | Warner Lambert | 54604 | 085-2 | DFO | IC | 2.3 | 2.3 | 0 | 0 | 0 |  | Commercial CHP | N | SB |  | Commercial/Industrial Unit |  | Eastern
EXCLUDE | MI | MI-Eastern | Warner Lambert | 54604 | 5164 | NG | GT | 3 | 2.8 | 0 | 10.78 | 0.06 |  | Commercial CHP | Y | OP |  | Commercial/Industrial Unit |  | Eastern
EXCLUDE | MI | MI-Eastern | Warner Lambert | 54604 | 800-1 | DFO | IC | 2.3 | 2.3 | 0 | 0 | 0 |  | Commercial CHP | N | SB |  | Commercial/Industrial Unit |  | Eastern
EXCLUDE | CT | CT-Eastern | Pratt & Whitney | 54605 | FT-8 | NG | GT | 25.8 | 27 | 365.7 | 44878 | 31600.87 |  | Industrial CHP | Y | OP |  | Commercial/Industrial Unit |  | Eastern
EXCLUDE | TX | TX-ERCOT | University of Texas at San Antonio | 54606 | GEN1 | NG | IC | 3.4 | 3.3 | 0 | 0 | 0 |  | Commercial CHP | Y | OP |  | Commercial/Industrial Unit |  | ERCOT
EXCLUDE | TX | TX-ERCOT | University of Texas at Dallas | 54607 | GEN1 | NG | IC | 3.5 | 3.5 | 0 | 0 | 0 |  | Commercial CHP | Y | SB | 2020 | Commercial/Industrial Unit |  | ERCOT
EXCLUDE | NC | NC-Eastern | Ingredion Winston Salem | 54618 | 7500 | WDS | ST | 7.5 | 6.6 | 0 | 46250.81 | 238935.56 |  | Industrial CHP | Y | OP |  | Commercial/Industrial Unit |  | Eastern
EXCLUDE | NC | NC-Eastern | Ingredion Winston Salem | 54618 | 900 | WDS | ST | 0.9 | 0.4 | 0 | 5550.1 | 28672.27 |  | Industrial CHP | Y | OP |  | Commercial/Industrial Unit |  | Eastern
EXCLUDE | MA | MA-Eastern | Pinetree Power Fitchburg | 54620 | NO-1 | WDS | ST | 18 | 16 | 0 | 104916 | 163713.04 |  | IPP Non-CHP | N | OP |  | Non-Fossil Fuel Type (Less than 10% Fossil Fuel) |  | Eastern
EXCLUDE | FL | FL-Eastern | Central District Wastewater Treat Plant | 54623 | 1 | OBG | IC | 1.2 | 1.2 | 0 | 0 | 0 |  | Commercial CHP | Y | OP |  | Commercial/Industrial Unit |  | Eastern
EXCLUDE | FL | FL-Eastern | Central District Wastewater Treat Plant | 54623 | 2 | OBG | IC | 1.2 | 1.2 | 0 | 0 | 0 |  | Commercial CHP | Y | OP |  | Commercial/Industrial Unit |  | Eastern
EXCLUDE | FL | FL-Eastern | Central District Wastewater Treat Plant | 54623 | 3 | OBG | IC | 1.2 | 1.2 | 0 | 0 | 0 |  | Commercial CHP | Y | RE | 2012 | Commercial/Industrial Unit |  | Eastern
EXCLUDE | FL | FL-Eastern | Central District Wastewater Treat Plant | 54623 | 3A | OBG | IC | 1.2 | 1.2 | 0 | 0 | 0 |  | Commercial CHP | Y | TS |  | Commercial/Industrial Unit |  | Eastern
EXCLUDE | FL | FL-Eastern | Central District Wastewater Treat Plant | 54623 | 4 | OBG | IC | 1.2 | 1.2 | 0 | 0 | 0 |  | Commercial CHP | Y | RE | 2012 | Commercial/Industrial Unit |  | Eastern
EXCLUDE | FL | FL-Eastern | Central District Wastewater Treat Plant | 54623 | 4A | OBG | IC | 1.2 | 1.2 | 0 | 0 | 0 |  | Commercial CHP | Y | TS |  | Commercial/Industrial Unit |  | Eastern
EXCLUDE | FL | FL-Eastern | South District Wastewater Treatment Plt | 54624 | 1 | OBG | IC | 0.9 | 0.9 | 0 | 0 | 0 |  | Commercial CHP | Y | OP |  | Commercial/Industrial Unit |  | Eastern
EXCLUDE | FL | FL-Eastern | South District Wastewater Treatment Plt | 54624 | 2 | OBG | IC | 0.9 | 0.9 | 0 | 0 | 0 |  | Commercial CHP | Y | OP |  | Commercial/Industrial Unit |  | Eastern
EXCLUDE | FL | FL-Eastern | South District Wastewater Treatment Plt | 54624 | 3 | OBG | IC | 0.9 | 0.9 | 0 | 0 | 0 |  | Commercial CHP | Y | OP |  | Commercial/Industrial Unit |  | Eastern
EXCLUDE | PA | PA-Eastern | Covanta Plymouth Renewable Energy | 54625 | TGI | MSW | ST | 32.1 | 28 | 0 | 219303 | 412687.48 |  | Commercial Non-CHP | N | OP |  | Commercial/Industrial Unit |  | Eastern
EXCLUDE | CA | CA-Western | Mt Poso Cogeneration | 54626 | TG01 | WDS | ST | 62 | 42.4 | 0 | 199611 | 372120.36 |  | IPP CHP | Y | OP |  | Non-Fossil Fuel Type (Less than 10% Fossil Fuel) |  | Western
EXCLUDE | FL | FL-Eastern | Okeelanta Cogeneration | 54627 | GEN1 | AB | ST | 74.9 | 74.9 | 0 | 126230 | 656251.93 |  | IPP CHP | Y | OP |  | Non-Fossil Fuel Type (Less than 10% Fossil Fuel) |  | Eastern
EXCLUDE | FL | FL-Eastern | Okeelanta Cogeneration | 54627 | GEN2 | AB | ST | 54 | 30 | 0 | 117748 | 612155.21 |  | IPP CHP | Y | OP |  | Non-Fossil Fuel Type (Less than 10% Fossil Fuel) |  | Eastern
EXCLUDE | TX | TX-Western | Phelps Dodge Refining | 54628 | 2607 | NG | GT | 3.5 | 2.6 | 0 | 5754.82 | 5515.82 |  | Industrial CHP | Y | OS |  | Commercial/Industrial Unit |  | Western
EXCLUDE | TX | TX-Western | Phelps Dodge Refining | 54628 | 2608 | NG | GT | 3.5 | 2.6 | 0 | 5754.82 | 5515.82 |  | Industrial CHP | Y | OS |  | Commercial/Industrial Unit |  | Western
EXCLUDE | TX | TX-Western | Phelps Dodge Refining | 54628 | 3001 | NG | GT | 4.2 | 3.2 | 0 | 6905.79 | 6618.99 |  | Industrial CHP | Y | OP |  | Commercial/Industrial Unit |  | Western
EXCLUDE | TX | TX-Western | Phelps Dodge Refining | 54628 | 3002 | NG | GT | 4.2 | 3.2 | 0 | 6905.79 | 6618.99 |  | Industrial CHP | Y | OP |  | Commercial/Industrial Unit |  | Western
EXCLUDE | TX | TX-Western | Phelps Dodge Refining | 54628 | 3003 | NG | GT | 4.2 | 3.2 | 0 | 6905.79 | 6618.99 |  | Industrial CHP | Y | OP |  | Commercial/Industrial Unit |  | Western
EXCLUDE | CO | CO-Western | Plains End | 55650 | GE19 | NG | IC | 5.7 | 5.7 | 0 | 0 | 0 |  | IPP Non-CHP | N | OP |  | Internal Combustion |  | Western
EXCLUDE | CO | CO-Western | Plains End | 55650 | GE20 | NG | IC | 5.7 | 5.7 | 0 | 0 | 0 |  | IPP Non-CHP | N | OP |  | Internal Combustion |  | Western
EXCLUDE | CO | CO-Western | Plains End | 55650 | GEN1 | NG | IC | 5.7 | 5.7 | 0 | 0 | 0 |  | IPP Non-CHP | N | OP |  | Internal Combustion |  | Western
EXCLUDE | CO | CO-Western | Plains End | 55650 | GEN2 | NG | IC | 5.7 | 5.7 | 0 | 0 | 0 |  | IPP Non-CHP | N | OP |  | Internal Combustion |  | Western
COALST | PA | PA-Eastern | St Nicholas Cogen Project | 54634 | SNCP | WC | ST | 99.2 | 86.5 | 1300 | 706609 | 1357317.69 |  | IPP CHP | Y | OP |  |  |  | Eastern
EXCLUDE | TX | TX-Eastern | JCO Oxides Olefins Plant | 54637 | GCG1 | NG | GT | 38.6 | 30.5 | 0 | 214012 | 420633.88 |  | Industrial CHP | Y | OP |  | Commercial/Industrial Unit |  | Eastern
EXCLUDE | TX | TX-Eastern | JCO Oxides Olefins Plant | 54637 | GCG2 | NG | GT | 38.6 | 30.5 | 0 | 214012 | 420633.88 |  | Industrial CHP | Y | OP |  | Commercial/Industrial Unit |  | Eastern
EXCLUDE | PA | PA-Eastern | Johnsonburg Mill | 54638 | PT1 | BLQ | ST | 54 | 49 | 0 | 257513 | 926869.54 |  | Industrial CHP | Y | OP |  | Commercial/Industrial Unit |  | Eastern
EXCLUDE | NH | NH-Eastern | Berlin Gorham | 54639 | CAS1 | WAT | HY | 2.4 | 2.4 | 0 | 14265.27 | 0 |  | IPP Non-CHP | N | OP |  | Non Combustion (NUC, WAT, WND, GEO, or SUN) |  | Eastern
EXCLUDE | NH | NH-Eastern | Berlin Gorham | 54639 | CAS2 | WAT | HY | 2.4 | 2.4 | 0 | 14265.27 | 0 |  | IPP Non-CHP | N | OP |  | Non Combustion (NUC, WAT, WND, GEO, or SUN) |  | Eastern
EXCLUDE | NH | NH-Eastern | Berlin Gorham | 54639 | CAS3 | WAT | HY | 3.1 | 3.1 | 0 | 18425.97 | 0 |  | IPP Non-CHP | N | OP |  | Non Combustion (NUC, WAT, WND, GEO, or SUN) |  | Eastern
EXCLUDE | NH | NH-Eastern | Berlin Gorham | 54639 | GOR1 | WAT | HY | 1.2 | 1.2 | 0 | 7132.63 | 0 |  | IPP Non-CHP | N | OS |  | Non Combustion (NUC, WAT, WND, GEO, or SUN) |  | Eastern
EXCLUDE | NH | NH-Eastern | Berlin Gorham | 54639 | GOR2 | WAT | HY | 1.2 | 1.2 | 0 | 7132.63 | 0 |  | IPP Non-CHP | N | OP |  | Non Combustion (NUC, WAT, WND, GEO, or SUN) |  | Eastern
EXCLUDE | NH | NH-Eastern | Berlin Gorham | 54639 | GOR3 | WAT | HY | 1.2 | 1.2 | 0 | 7132.63 | 0 |  | IPP Non-CHP | N | OP |  | Non Combustion (NUC, WAT, WND, GEO, or SUN) |  | Eastern
EXCLUDE | NH | NH-Eastern | Berlin Gorham | 54639 | GOR4 | WAT | HY | 1.2 | 1.2 | 0 | 7132.63 | 0 |  | IPP Non-CHP | N | OP |  | Non Combustion (NUC, WAT, WND, GEO, or SUN) |  | Eastern
EXCLUDE | NH | NH-Eastern | Berlin Gorham | 54639 | RS1 | WAT | HY | 3.8 | 3.8 | 0 | 22586.67 | 0 |  | IPP Non-CHP | N | OP |  | Non Combustion (NUC, WAT, WND, GEO, or SUN) |  | Eastern
EXCLUDE | NH | NH-Eastern | Berlin Gorham | 54639 | RS3 | WAT | HY | 4.1 | 4.1 | 0 | 24369.83 | 0 |  | IPP Non-CHP | N | OP |  | Non Combustion (NUC, WAT, WND, GEO, or SUN) |  | Eastern
EXCLUDE | NH | NH-Eastern | Berlin Gorham | 54639 | SH2 | WAT | HY | 0.9 | 0.9 | 0 | 5349.48 | 0 |  | IPP Non-CHP | N | OP |  | Non Combustion (NUC, WAT, WND, GEO, or SUN) |  | Eastern
EXCLUDE | NH | NH-Eastern | Berlin Gorham | 54639 | SHL1 | WAT | HY | 0.9 | 0.9 | 0 | 5349.48 | 0 |  | IPP Non-CHP | N | OP |  | Non Combustion (NUC, WAT, WND, GEO, or SUN) |  | Eastern
EXCLUDE | NH | NH-Eastern | Berlin Gorham | 54639 | SHL3 | WAT | HY | 1.8 | 1.8 | 0 | 10698.95 | 0 |  | IPP Non-CHP | N | OP |  | Non Combustion (NUC, WAT, WND, GEO, or SUN) |  | Eastern
EXCLUDE | NH | NH-Eastern | Berlin Gorham | 54639 | SM1 | WAT | HY | 0.8 | 0.8 | 0 | 4755.09 | 0 |  | IPP Non-CHP | N | OP |  | Non Combustion (NUC, WAT, WND, GEO, or SUN) |  | Eastern
EXCLUDE | NH | NH-Eastern | Berlin Gorham | 54639 | SM2 | WAT | HY | 0.8 | 0.8 | 0 | 4755.09 | 0 |  | IPP Non-CHP | N | OP |  | Non Combustion (NUC, WAT, WND, GEO, or SUN) |  | Eastern
EXCLUDE | NH | NH-Eastern | Berlin Gorham | 54639 | SM3 | WAT | HY | 0.7 | 0.8 | 0 | 4160.7 | 0 |  | IPP Non-CHP | N | OP |  | Non Combustion (NUC, WAT, WND, GEO, or SUN) |  | Eastern
EXCLUDE | NH | NH-Eastern | Berlin Gorham | 54639 | SM4 | WAT | HY | 0.8 | 0.8 | 0 | 4755.09 | 0 |  | IPP Non-CHP | N | OP |  | Non Combustion (NUC, WAT, WND, GEO, or SUN) |  | Eastern
EXCLUDE | NH | NH-Eastern | Berlin Gorham | 54639 | XP1 | WAT | HY | 0.6 | 0.6 | 0 | 3566.32 | 0 |  | IPP Non-CHP | N | OP |  | Non Combustion (NUC, WAT, WND, GEO, or SUN) |  | Eastern
EXCLUDE | NH | NH-Eastern | Berlin Gorham | 54639 | XP2 | WAT | HY | 0.6 | 0.6 | 0 | 3566.32 | 0 |  | IPP Non-CHP | N | OP |  | Non Combustion (NUC, WAT, WND, GEO, or SUN) |  | Eastern
EXCLUDE | NH | NH-Eastern | Berlin Gorham | 54639 | XP3 | WAT | HY | 0.6 | 0.6 | 0 | 3566.32 | 0 |  | IPP Non-CHP | N | OP |  | Non Combustion (NUC, WAT, WND, GEO, or SUN) |  | Eastern
EXCLUDE | NH | NH-Eastern | Berlin Gorham | 54639 | XP4 | WAT | HY | 0.5 | 0.5 | 0 | 2971.93 | 0 |  | IPP Non-CHP | N | OP |  | Non Combustion (NUC, WAT, WND, GEO, or SUN) |  | Eastern
EXCLUDE | NH | NH-Eastern | Berlin Gorham | 54639 | XP5 | WAT | HY | 0.7 | 0.7 | 0 | 4160.7 | 0 |  | IPP Non-CHP | N | OP |  | Non Combustion (NUC, WAT, WND, GEO, or SUN) |  | Eastern
NGCC | NJ | NJ-Eastern | NAEA Lakewood LLC | 54640 | GEN1 | NG | CC | 77.9 | 69.2 | 1190 | 195029.59 | 93692.68 |  | IPP Non-CHP | N | SB |  |  |  | Eastern
NGCC | NJ | NJ-Eastern | NAEA Lakewood LLC | 54640 | GEN2 | NG | CC | 77.9 | 69.2 | 1190 | 195029.59 | 93692.68 |  | IPP Non-CHP | N | SB |  |  |  | Eastern
NGCC | NJ | NJ-Eastern | NAEA Lakewood LLC | 54640 | GEN3 | NG | CC | 82.7 | 79.7 | 1190 | 207046.82 | 99465.78 |  | IPP Non-CHP | N | SB |  |  |  | Eastern
EXCLUDE | HI | HI-Hawaii | Kalaeloa Cogen Plant | 54646 | CT1 | RFO | CC | 119.2 | 82 | 0 | 527189.67 | 370303.77 |  | IPP CHP | Y | OP |  | State not covered under final 111(d) |  | Hawaii
EXCLUDE | HI | HI-Hawaii | Kalaeloa Cogen Plant | 54646 | CT2 | RFO | CC | 119.2 | 82 | 0 | 527189.67 | 370303.77 |  | IPP CHP | Y | OP |  | State not covered under final 111(d) |  | Hawaii
EXCLUDE | HI | HI-Hawaii | Kalaeloa Cogen Plant | 54646 | ST | RFO | CC | 61 | 50 | 0 | 269786.66 | 189501.09 |  | IPP CHP | Y | OP |  | State not covered under final 111(d) |  | Hawaii
EXCLUDE | CA | CA-Western | TPC Windfarms LLC | 54647 | EXIS | WND | WT | 28.7 | 28.7 | 0 | 51864 | 0 |  | IPP Non-CHP | N | OP |  | Non Combustion (NUC, WAT, WND, GEO, or SUN) |  | Western
EXCLUDE | CA | CA-Western | Swanmill Windfarm I | 54650 | EXI2 | WND | WT | 9.1 | 9.1 | 0 | 27950.14 | 0 |  | IPP Non-CHP | N | OP |  | Non Combustion (NUC, WAT, WND, GEO, or SUN) |  | Western
EXCLUDE | CA | CA-Western | Swanmill Windfarm I | 54650 | EXIS | WND | WT | 9.6 | 9.6 | 0 | 29485.86 | 0 |  | IPP Non-CHP | N | OP |  | Non Combustion (NUC, WAT, WND, GEO, or SUN) |  | Western
EXCLUDE | CA | CA-Western | Kanaka | 54653 | KAN1 | WAT | HY | 1.1 | 1.1 | 0 | 1633 | 0 |  | IPP Non-CHP | N | OP |  | Non Combustion (NUC, WAT, WND, GEO, or SUN) |  | Western
EXCLUDE | CA | CA-Western | Kekawaka Power House | 54654 | KEK1 | WAT | HY | 4.9 | 4.9 | 0 | 8450 | 0 |  | IPP Non-CHP | N | OP |  | Non Combustion (NUC, WAT, WND, GEO, or SUN) |  | Western
EXCLUDE | VA | VA-Eastern | Schoolfield Dam | 54655 | SCH1 | WAT | HY | 1.5 | 1.5 | 0 | 4212.67 | 0 |  | IPP Non-CHP | N | OP |  | Non Combustion (NUC, WAT, WND, GEO, or SUN) |  | Eastern
EXCLUDE | VA | VA-Eastern | Schoolfield Dam | 54655 | SCH2 | WAT | HY | 1.5 | 1.5 | 0 | 4212.67 | 0 |  | IPP Non-CHP | N | OP |  | Non Combustion (NUC, WAT, WND, GEO, or SUN) |  | Eastern
EXCLUDE | VA | VA-Eastern | Schoolfield Dam | 54655 | SCH3 | WAT | HY | 1.5 | 1.5 | 0 | 4212.67 | 0 |  | IPP Non-CHP | N | OP |  | Non Combustion (NUC, WAT, WND, GEO, or SUN) |  | Eastern
EXCLUDE | NC | NC-Eastern | International Paper Riegelwood Mill | 54656 | NO1 | BLQ | ST | 7.5 | 7.8 | 0 | 18840.34 | 310984.38 |  | Industrial CHP | Y | OP |  | Commercial/Industrial Unit |  | Eastern
EXCLUDE | NC | NC-Eastern | International Paper Riegelwood Mill | 54656 | NO2 | BLQ | ST | 10 | 8.3 | 0 | 57903.35 | 414645.84 |  | Industrial CHP | Y | OP |  | Commercial/Industrial Unit |  | Eastern
EXCLUDE | NC | NC-Eastern | International Paper Riegelwood Mill | 54656 | NO3 | BLQ | ST | 44 | 44.5 | 0 | 335869.57 | 2075773.29 |  | Industrial CHP | Y | OP |  | Commercial/Industrial Unit |  | Eastern
EXCLUDE | CT | CT-Eastern | Versailles Mill | 54657 | NO1 | NG | ST | 20 | 14 | 275 | 58630.68 | 107570.73 |  | Industrial CHP | Y | OP |  | Commercial/Industrial Unit |  | Eastern
NGCC | FL | FL-Eastern | Auburndale Power Partners | 54658 | CT | NG | CC | 121.5 | 111.3 | 1600 | 645404.11 | 318955.59 |  | IPP CHP | Y | OP |  |  |  | Eastern
NGCC | FL | FL-Eastern | Auburndale Power Partners | 54658 | ST | NG | CC | 52 | 44 | 1600 | 276222.33 | 136507.74 |  | IPP CHP | Y | OP |  |  |  | Eastern
EXCLUDE | IL | IL-Eastern | Kankakee Gas Recovery | 54659 | GEN1 | LFG | IC | 0.8 | 0.8 | 0 | 0 | 0 |  | IPP Non-CHP | N | OP |  | Non-Fossil Fuel Type (Less than 10% Fossil Fuel) |  | Eastern
EXCLUDE | IL | IL-Eastern | Kankakee Gas Recovery | 54659 | GEN2 | LFG | IC | 0.8 | 0.8 | 0 | 0 | 0 |  | IPP Non-CHP | N | OP |  | Non-Fossil Fuel Type (Less than 10% Fossil Fuel) |  | Eastern
EXCLUDE | WI | WI-Eastern | Pheasant Run Landfill Gas Recovery | 54661 | GE10 | LFG | IC | 0.8 | 0.8 | 0 | 0 | 0 |  | IPP Non-CHP | N | OP |  | Non-Fossil Fuel Type (Less than 10% Fossil Fuel) |  | Eastern
EXCLUDE | WI | WI-Eastern | Pheasant Run Landfill Gas Recovery | 54661 | GE11 | LFG | IC | 0.8 | 0.8 | 0 | 0 | 0 |  | IPP Non-CHP | N | OP |  | Non-Fossil Fuel Type (Less than 10% Fossil Fuel) |  | Eastern
EXCLUDE | WI | WI-Eastern | Pheasant Run Landfill Gas Recovery | 54661 | GEN1 | LFG | IC | 0.8 | 0.8 | 0 | 0 | 0 |  | IPP Non-CHP | N | OP |  | Non-Fossil Fuel Type (Less than 10% Fossil Fuel) |  | Eastern
EXCLUDE | WI | WI-Eastern | Pheasant Run Landfill Gas Recovery | 54661 | GEN2 | LFG | IC | 0.8 | 0.8 | 0 | 0 | 0 |  | IPP Non-CHP | N | OP |  | Non-Fossil Fuel Type (Less than 10% Fossil Fuel) |  | Eastern
EXCLUDE | WI | WI-Eastern | Pheasant Run Landfill Gas Recovery | 54661 | GEN3 | LFG | IC | 0.8 | 0.8 | 0 | 0 | 0 |  | IPP Non-CHP | N | OP |  | Non-Fossil Fuel Type (Less than 10% Fossil Fuel) |  | Eastern
EXCLUDE | WI | WI-Eastern | Pheasant Run Landfill Gas Recovery | 54661 | GEN4 | LFG | IC | 0.8 | 0.8 | 0 | 0 | 0 |  | IPP Non-CHP | N | OP |  | Non-Fossil Fuel Type (Less than 10% Fossil Fuel) |  | Eastern
EXCLUDE | WI | WI-Eastern | Pheasant Run Landfill Gas Recovery | 54661 | GEN5 | LFG | IC | 0.8 | 0.8 | 0 | 0 | 0 |  | IPP Non-CHP | N | OP |  | Non-Fossil Fuel Type (Less than 10% Fossil Fuel) |  | Eastern
EXCLUDE | WI | WI-Eastern | Pheasant Run Landfill Gas Recovery | 54661 | GEN6 | LFG | IC | 0.8 | 0.8 | 0 | 0 | 0 |  | IPP Non-CHP | N | OP |  | Non-Fossil Fuel Type (Less than 10% Fossil Fuel) |  | Eastern
EXCLUDE | WI | WI-Eastern | Pheasant Run Landfill Gas Recovery | 54661 | GEN7 | LFG | IC | 0.8 | 0.8 | 0 | 0 | 0 |  | IPP Non-CHP | N | OP |  | Non-Fossil Fuel Type (Less than 10% Fossil Fuel) |  | Eastern
EXCLUDE | WI | WI-Eastern | Pheasant Run Landfill Gas Recovery | 54661 | GEN8 | LFG | IC | 0.8 | 0.8 | 0 | 0 | 0 |  | IPP Non-CHP | N | OP |  | Non-Fossil Fuel Type (Less than 10% Fossil Fuel) |  | Eastern
EXCLUDE | WI | WI-Eastern | Pheasant Run Landfill Gas Recovery | 54661 | GEN9 | LFG | IC | 0.8 | 0.8 | 0 | 0 | 0 |  | IPP Non-CHP | N | OP |  | Non-Fossil Fuel Type (Less than 10% Fossil Fuel) |  | Eastern
EXCLUDE | IL | IL-Eastern | Woodland Landfill Gas Recovery | 54662 | GEN1 | LFG | IC | 0.8 | 0.8 | 0 | 0 | 0 |  | IPP Non-CHP | N | OP |  | Non-Fossil Fuel Type (Less than 10% Fossil Fuel) |  | Eastern
EXCLUDE | IL | IL-Eastern | Woodland Landfill Gas Recovery | 54662 | GEN2 | LFG | IC | 0.8 | 0.8 | 0 | 0 | 0 |  | IPP Non-CHP | N | OP |  | Non-Fossil Fuel Type (Less than 10% Fossil Fuel) |  | Eastern
EXCLUDE | IL | IL-Eastern | Woodland Landfill Gas Recovery | 54662 | GEN3 | LFG | IC | 1.6 | 1.6 | 0 | 0 | 0 |  | IPP Non-CHP | N | OP |  | Non-Fossil Fuel Type (Less than 10% Fossil Fuel) |  | Eastern
EXCLUDE | IL | IL-Eastern | Woodland Landfill Gas Recovery | 54662 | GEN4 | LFG | IC | 1.6 | 1.6 | 0 | 0 | 0 |  | IPP Non-CHP | N | OP |  | Non-Fossil Fuel Type (Less than 10% Fossil Fuel) |  | Eastern
EXCLUDE | NH | NH-Eastern | Turnkey Landfill Gas Recovery | 54663 | GEN1 | LFG | IC | 0.8 | 0.8 | 0 | 0 | 0 |  | IPP Non-CHP | N | OP |  | Non-Fossil Fuel Type (Less than 10% Fossil Fuel) |  | Eastern
EXCLUDE | NH | NH-Eastern | Turnkey Landfill Gas Recovery | 54663 | GEN2 | LFG | IC | 0.8 | 0.8 | 0 | 0 | 0 |  | IPP Non-CHP | N | OP |  | Non-Fossil Fuel Type (Less than 10% Fossil Fuel) |  | Eastern
EXCLUDE | NH | NH-Eastern | Turnkey Landfill Gas Recovery | 54663 | GEN3 | LFG | IC | 0.8 | 0.8 | 0 | 0 | 0 |  | IPP Non-CHP | N | OP |  | Non-Fossil Fuel Type (Less than 10% Fossil Fuel) |  | Eastern
EXCLUDE | NH | NH-Eastern | Turnkey Landfill Gas Recovery | 54663 | GEN4 | LFG | IC | 0.8 | 0.8 | 0 | 0 | 0 |  | IPP Non-CHP | N | OP |  | Non-Fossil Fuel Type (Less than 10% Fossil Fuel) |  | Eastern
EXCLUDE | NH | NH-Eastern | Turnkey Landfill Gas Recovery | 54663 | GEN5 | LFG | GT | 3 | 2.9 | 0 | 11371.5 | 11912.54 |  | IPP Non-CHP | N | OP |  | Non-Fossil Fuel Type (Less than 10% Fossil Fuel) |  | Eastern
EXCLUDE | NH | NH-Eastern | Turnkey Landfill Gas Recovery | 54663 | GEN6 | LFG | GT | 3 | 2.9 | 0 | 11371.5 | 11912.54 |  | IPP Non-CHP | N | OP |  | Non-Fossil Fuel Type (Less than 10% Fossil Fuel) |  | Eastern
EXCLUDE | NV | NV-Western | Steamboat II | 54665 | T201 | GEO | BT | 9.1 | 5.4 | 0 | 41190 | 0 |  | IPP Non-CHP | N | OP |  | Non Combustion (NUC, WAT, WND, GEO, or SUN) |  | Western
EXCLUDE | NV | NV-Western | Steamboat II | 54665 | T202 | GEO | BT | 9.1 | 5.4 | 0 | 41190 | 0 |  | IPP Non-CHP | N | OP |  | Non Combustion (NUC, WAT, WND, GEO, or SUN) |  | Western
EXCLUDE | NV | NV-Western | Steamboat III | 54666 | T301 | GEO | BT | 9.1 | 5.4 | 0 | 46170 | 0 |  | IPP Non-CHP | N | OP |  | Non Combustion (NUC, WAT, WND, GEO, or SUN) |  | Western
EXCLUDE | NV | NV-Western | Steamboat III | 54666 | T302 | GEO | BT | 9.1 | 5.4 | 0 | 46170 | 0 |  | IPP Non-CHP | N | OP |  | Non Combustion (NUC, WAT, WND, GEO, or SUN) |  | Western
EXCLUDE | NM | NM-Western | Chino Mines | 54667 | 4 | NG | ST | 7.5 | 7 | 0 | 0 | 0 |  | Industrial Non-CHP | N | RE | 2004 | Commercial/Industrial Unit |  | Western
EXCLUDE | NM | NM-Western | Chino Mines | 54667 | 5 | NG | ST | 10 | 9.3 | 0 | 0 | 0 |  | Industrial Non-CHP | N | RE | 2005 | Commercial/Industrial Unit |  | Western
EXCLUDE | NM | NM-Western | Chino Mines | 54667 | 7 | NG | CC | 16.5 | 15.4 | 0 | 90.75 | 75.82 |  | Industrial Non-CHP | N | SB |  | Commercial/Industrial Unit |  | Western
EXCLUDE | NM | NM-Western | Chino Mines | 54667 | 8 | NG | ST | 30 | 27.9 | 0 | 0 | 0 |  | Industrial Non-CHP | N | RE | 2005 | Commercial/Industrial Unit |  | Western
EXCLUDE | NM | NM-Western | Chino Mines | 54667 | 9 | NG | CC | 37.5 | 35 | 0 | 206.25 | 172.33 |  | Industrial Non-CHP | N | SB |  | Commercial/Industrial Unit |  | Western
EXCLUDE | ID | ID-Western | Falls River Hydro | 54668 | 1 | WAT | HY | 4.5 | 4.5 | 0 | 28578 | 0 |  | IPP Non-CHP | N | OP |  | Non Combustion (NUC, WAT, WND, GEO, or SUN) |  | Western
EXCLUDE | ID | ID-Western | Falls River Hydro | 54668 | 2 | WAT | HY | 4.5 | 4.5 | 0 | 28578 | 0 |  | IPP Non-CHP | N | OP |  | Non Combustion (NUC, WAT, WND, GEO, or SUN) |  | Western
EXCLUDE | ID | ID-Western | Ford Hydro LP | 54674 | GEN1 | WAT | HY | 0.4 | 0.2 | 0 | 1233.33 | 0 |  | IPP Non-CHP | N | OP |  | Non Combustion (NUC, WAT, WND, GEO, or SUN) |  | Western
EXCLUDE | ID | ID-Western | Ford Hydro LP | 54674 | GEN2 | WAT | HY | 0.4 | 0.2 | 0 | 1233.33 | 0 |  | IPP Non-CHP | N | OP |  | Non Combustion (NUC, WAT, WND, GEO, or SUN) |  | Western
EXCLUDE | ID | ID-Western | Ford Hydro LP | 54674 | GEN3 | WAT | HY | 0.4 | 0.2 | 0 | 1233.33 | 0 |  | IPP Non-CHP | N | OP |  | Non Combustion (NUC, WAT, WND, GEO, or SUN) |  | Western
EXCLUDE | SC | SC-Eastern | Spartanburg Water System | 54675 | DI1 | DFO | IC | 1.6 | 1.6 | 0 | 0 | 0 |  | Commercial Non-CHP | N | RE | 2011 | Commercial/Industrial Unit |  | Eastern
EXCLUDE | SC | SC-Eastern | Spartanburg Water System | 54675 | DI2 | DFO | IC | 2 | 2 | 0 | 0 | 0 |  | Commercial Non-CHP | N | SB |  | Commercial/Industrial Unit |  | Eastern
EXCLUDE | SC | SC-Eastern | Spartanburg Water System | 54675 | DI3 | DFO | IC | 1.3 | 1.3 | 0 | 0 | 0 |  | Commercial Non-CHP | N | SB |  | Commercial/Industrial Unit |  | Eastern
EXCLUDE | SC | SC-Eastern | Spartanburg Water System | 54675 | HG1 | WAT | HY | 0.5 | 0.5 | 0 | 71.5 | 0 |  | Commercial Non-CHP | N | SB |  | Commercial/Industrial Unit |  | Eastern
EXCLUDE | SC | SC-Eastern | Spartanburg Water System | 54675 | HG2 | WAT | HY | 0.5 | 0.5 | 0 | 71.5 | 0 |  | Commercial Non-CHP | N | SB |  | Commercial/Industrial Unit |  | Eastern
NGCC | TX | TX-ERCOT | Oyster Creek Unit VIII | 54676 | G81 | NG | CC | 99 | 73 | 0 | 457782.84 | 305742.62 |  | IPP CHP | Y | OP |  |  |  | ERCOT
NGCC | TX | TX-ERCOT | Oyster Creek Unit VIII | 54676 | G82 | NG | CC | 99 | 73 | 0 | 457782.84 | 305742.62 |  | IPP CHP | Y | OP |  |  |  | ERCOT
NGCC | TX | TX-ERCOT | Oyster Creek Unit VIII | 54676 | G83 | NG | CC | 99 | 73 | 0 | 457782.84 | 305742.62 |  | IPP CHP | Y | OP |  |  |  | ERCOT
NGCC | TX | TX-ERCOT | Oyster Creek Unit VIII | 54676 | G84 | NG | CC | 200.9 | 160 | 0 | 928975.48 | 620441.35 |  | IPP CHP | Y | OP |  |  |  | ERCOT
EXCLUDE | LA | LA-Eastern | CII Carbon LLC | 54677 | TG-2 | PC | ST | 23 | 23 | 0 | 25709.62 | 228751.39 |  | Industrial CHP | Y | OA |  | Commercial/Industrial Unit |  | Eastern
EXCLUDE | LA | LA-Eastern | CII Carbon LLC | 54677 | TG-3 | PC | ST | 23 | 23 | 0 | 25709.62 | 114375.69 |  | Industrial CHP | Y | OP |  | Commercial/Industrial Unit |  | Eastern
EXCLUDE | LA | LA-Eastern | Sidney A Murray Jr Hydroelectric | 54678 | 01 | WAT | HY | 24 | 24 | 0 | 84993 | 0 |  | IPP Non-CHP | N | OP |  | Non Combustion (NUC, WAT, WND, GEO, or SUN) |  | Eastern
EXCLUDE | LA | LA-Eastern | Sidney A Murray Jr Hydroelectric | 54678 | 02 | WAT | HY | 24 | 24 | 0 | 84993 | 0 |  | IPP Non-CHP | N | OP |  | Non Combustion (NUC, WAT, WND, GEO, or SUN) |  | Eastern
EXCLUDE | LA | LA-Eastern | Sidney A Murray Jr Hydroelectric | 54678 | 03 | WAT | HY | 24 | 24 | 0 | 84993 | 0 |  | IPP Non-CHP | N | OP |  | Non Combustion (NUC, WAT, WND, GEO, or SUN) |  | Eastern
EXCLUDE | LA | LA-Eastern | Sidney A Murray Jr Hydroelectric | 54678 | 04 | WAT | HY | 24 | 24 | 0 | 84993 | 0 |  | IPP Non-CHP | N | OP |  | Non Combustion (NUC, WAT, WND, GEO, or SUN) |  | Eastern
EXCLUDE | LA | LA-Eastern | Sidney A Murray Jr Hydroelectric | 54678 | 05 | WAT | HY | 24 | 24 | 0 | 84993 | 0 |  | IPP Non-CHP | N | OP |  | Non Combustion (NUC, WAT, WND, GEO, or SUN) |  | Eastern
EXCLUDE | LA | LA-Eastern | Sidney A Murray Jr Hydroelectric | 54678 | 06 | WAT | HY | 24 | 24 | 0 | 84993 | 0 |  | IPP Non-CHP | N | OP |  | Non Combustion (NUC, WAT, WND, GEO, or SUN) |  | Eastern
EXCLUDE | LA | LA-Eastern | Sidney A Murray Jr Hydroelectric | 54678 | 07 | WAT | HY | 24 | 24 | 0 | 84993 | 0 |  | IPP Non-CHP | N | OP |  | Non Combustion (NUC, WAT, WND, GEO, or SUN) |  | Eastern
EXCLUDE | LA | LA-Eastern | Sidney A Murray Jr Hydroelectric | 54678 | 08 | WAT | HY | 24 | 24 | 0 | 84993 | 0 |  | IPP Non-CHP | N | OP |  | Non Combustion (NUC, WAT, WND, GEO, or SUN) |  | Eastern
EXCLUDE | CO | CO-Western | Plains End | 55650 | GEN3 | NG | IC | 5.7 | 5.7 | 0 | 0 | 0 |  | IPP Non-CHP | N | OP |  | Internal Combustion |  | Western
EXCLUDE | CO | CO-Western | Plains End | 55650 | GEN4 | NG | IC | 5.7 | 5.7 | 0 | 0 | 0 |  | IPP Non-CHP | N | OP |  | Internal Combustion |  | Western
EXCLUDE | CA | CA-Western | Difwind Farms Ltd I | 54681 | EXIS | WND | WT | 7.3 | 7.3 | 0 | 14324 | 0 |  | IPP Non-CHP | N | OP |  | Non Combustion (NUC, WAT, WND, GEO, or SUN) |  | Western
EXCLUDE | CA | CA-Western | Difwind Farms Ltd II | 54682 | EXIS | WND | WT | 5.5 | 5.5 | 0 | 7127 | 0 |  | IPP Non-CHP | N | OP |  | Non Combustion (NUC, WAT, WND, GEO, or SUN) |  | Western
EXCLUDE | CA | CA-Western | Difwind Farms Ltd V | 54685 | EXIS | WND | WT | 11.7 | 11.7 | 0 | 8381 | 0 |  | IPP Non-CHP | N | OP |  | Non Combustion (NUC, WAT, WND, GEO, or SUN) |  | Western
EXCLUDE | CA | CA-Western | Difwind Farms Ltd VI | 54686 | EXIS | WND | WT | 27.1 | 27.1 | 0 | 43359 | 0 |  | IPP Non-CHP | N | OP |  | Non Combustion (NUC, WAT, WND, GEO, or SUN) |  | Western
EXCLUDE | CA | CA-Western | Difwind Farms Ltd VIII | 54687 | EXIS | WND | WT | 15 | 15 | 0 | 12141 | 0 |  | IPP Non-CHP | N | OP |  | Non Combustion (NUC, WAT, WND, GEO, or SUN) |  | Western
EXCLUDE | RI | RI-Eastern | Thundermist Hydro | 54688 | HYD1 | WAT | HY | 1.2 | 1.1 | 0 | 0 | 0 |  | IPP Non-CHP | N | OS |  | Non Combustion (NUC, WAT, WND, GEO, or SUN) |  | Eastern
EXCLUDE | CA | CA-Western | Heber Geothermal | 54689 | 1 | GEO | ST | 52 | 45 | 0 | 282332 | 0 |  | IPP Non-CHP | N | OP |  | Non Combustion (NUC, WAT, WND, GEO, or SUN) |  | Western
EXCLUDE | CA | CA-Western | Heber Geothermal | 54689 | 2 | GEO | BT | 7 | 5 | 0 | 25627.33 | 0 |  | IPP Non-CHP | N | OP |  | Non Combustion (NUC, WAT, WND, GEO, or SUN) |  | Western
EXCLUDE | CA | CA-Western | Heber Geothermal | 54689 | 3 | GEO | BT | 3.5 | 1 | 0 | 12813.67 | 0 |  | IPP Non-CHP | N | OP |  | Non Combustion (NUC, WAT, WND, GEO, or SUN) |  | Western
EXCLUDE | ID | ID-Western | Amalgamated Sugar LLC Nampa | 54690 | 2250 | BIT | ST | 2.2 | 2.2 | 0 | 10475 | 32121.12 |  | Industrial CHP | Y | OP |  | Commercial/Industrial Unit |  | Western
EXCLUDE | ID | ID-Western | Amalgamated Sugar LLC Nampa | 54690 | 500 | BIT | ST | 0.5 | 0.5 | 0 | 2380.68 | 7300.26 |  | Industrial CHP | Y | SB |  | Commercial/Industrial Unit |  | Western
EXCLUDE | ID | ID-Western | Amalgamated Sugar LLC Nampa | 54690 | 6500 | BIT | ST | 6 | 6 | 0 | 28568.17 | 87603.07 |  | Industrial CHP | Y | OP |  | Commercial/Industrial Unit |  | Western
EXCLUDE | PA | PA-Eastern | York Generation Company LLC | 54693 | GT#1 | NG | CC | 8.3 | 7.9 | 0 | 8426.56 | 5513.5 |  | IPP CHP | Y | OP |  | Combined cycle unit (PRMVR=CC) less than or equal to 25MW |  | Eastern
EXCLUDE | PA | PA-Eastern | York Generation Company LLC | 54693 | GT#2 | NG | CC | 8.3 | 7.7 | 0 | 8426.56 | 5513.5 |  | IPP CHP | Y | OP |  | Combined cycle unit (PRMVR=CC) less than or equal to 25MW |  | Eastern
EXCLUDE | PA | PA-Eastern | York Generation Company LLC | 54693 | GT#3 | NG | CC | 8.3 | 7.1 | 0 | 0 | 0 |  | IPP CHP | Y | RE | 2004 | Retired prior to 2012 |  | Eastern
EXCLUDE | PA | PA-Eastern | York Generation Company LLC | 54693 | GT#4 | NG | CC | 8.3 | 7.1 | 0 | 0 | 0 |  | IPP CHP | Y | RE | 2004 | Retired prior to 2012 |  | Eastern
EXCLUDE | PA | PA-Eastern | York Generation Company LLC | 54693 | GT#5 | NG | CC | 8.3 | 8.7 | 0 | 8426.56 | 5513.5 |  | IPP CHP | Y | OP |  | Combined cycle unit (PRMVR=CC) less than or equal to 25MW |  | Eastern
EXCLUDE | PA | PA-Eastern | York Generation Company LLC | 54693 | GT#6 | NG | CC | 8.3 | 7.4 | 0 | 8426.56 | 5513.5 |  | IPP CHP | Y | OP |  | Combined cycle unit (PRMVR=CC) less than or equal to 25MW |  | Eastern
EXCLUDE | PA | PA-Eastern | York Generation Company LLC | 54693 | ST#1 | NG | CC | 9.5 | 8.5 | 0 | 9644.86 | 6310.63 |  | IPP CHP | Y | OP |  | Combined cycle unit (PRMVR=CC) less than or equal to 25MW |  | Eastern
EXCLUDE | PA | PA-Eastern | York Generation Company LLC | 54693 | ST#2 | NG | CC | 9.5 | 8.3 | 0 | 9644.86 | 6310.63 |  | IPP CHP | Y | OP |  | Combined cycle unit (PRMVR=CC) less than or equal to 25MW |  | Eastern
NGCC | AZ | AZ-Western | Yuma Cogeneration Associates | 54694 | GEN1 | NG | CC | 44.1 | 35.1 | 0 | 59113.73 | 32367.96 |  | IPP CHP | Y | OP |  |  |  | Western
NGCC | AZ | AZ-Western | Yuma Cogeneration Associates | 54694 | GEN2 | NG | CC | 18.5 | 17.1 | 0 | 24798.27 | 13578.39 | 1 | IPP CHP | Y | OP |  |  |  | Western
EXCLUDE | IA | IA-Eastern | Metro Methane Recovery Facility | 54700 | GEN1 | LFG | IC | 0.8 | 0.8 | 0 | 0 | 0 |  | IPP Non-CHP | N | OP |  | Non-Fossil Fuel Type (Less than 10% Fossil Fuel) |  | Eastern
EXCLUDE | IA | IA-Eastern | Metro Methane Recovery Facility | 54700 | GEN10 | LFG | IC | 1.6 | 1.6 | 0 | 0 | 0 |  | IPP Non-CHP | N | P |  | Status of Operation (IP, L, P, T) |  | Eastern
EXCLUDE | IA | IA-Eastern | Metro Methane Recovery Facility | 54700 | GEN11 | LFG | IC | 1.6 | 1.6 | 0 | 0 | 0 |  | IPP Non-CHP | N | P |  | Status of Operation (IP, L, P, T) |  | Eastern
EXCLUDE | IA | IA-Eastern | Metro Methane Recovery Facility | 54700 | GEN12 | LFG | IC | 1.6 | 1.6 | 0 | 0 | 0 |  | IPP Non-CHP | N | P |  | Status of Operation (IP, L, P, T) |  | Eastern
EXCLUDE | IA | IA-Eastern | Metro Methane Recovery Facility | 54700 | GEN2 | LFG | IC | 0.8 | 0.8 | 0 | 0 | 0 |  | IPP Non-CHP | N | OP |  | Non-Fossil Fuel Type (Less than 10% Fossil Fuel) |  | Eastern
EXCLUDE | IA | IA-Eastern | Metro Methane Recovery Facility | 54700 | GEN3 | LFG | IC | 0.8 | 0.8 | 0 | 0 | 0 |  | IPP Non-CHP | N | OP |  | Non-Fossil Fuel Type (Less than 10% Fossil Fuel) |  | Eastern
EXCLUDE | IA | IA-Eastern | Metro Methane Recovery Facility | 54700 | GEN4 | LFG | IC | 0.8 | 0.8 | 0 | 0 | 0 |  | IPP Non-CHP | N | OP |  | Non-Fossil Fuel Type (Less than 10% Fossil Fuel) |  | Eastern
EXCLUDE | IA | IA-Eastern | Metro Methane Recovery Facility | 54700 | GEN5 | LFG | IC | 0.8 | 0.8 | 0 | 0 | 0 |  | IPP Non-CHP | N | OP |  | Non-Fossil Fuel Type (Less than 10% Fossil Fuel) |  | Eastern
EXCLUDE | IA | IA-Eastern | Metro Methane Recovery Facility | 54700 | GEN6 | LFG | IC | 0.8 | 0.8 | 0 | 0 | 0 |  | IPP Non-CHP | N | OP |  | Non-Fossil Fuel Type (Less than 10% Fossil Fuel) |  | Eastern
EXCLUDE | IA | IA-Eastern | Metro Methane Recovery Facility | 54700 | GEN7 | LFG | IC | 0.8 | 0.8 | 0 | 0 | 0 |  | IPP Non-CHP | N | OP |  | Non-Fossil Fuel Type (Less than 10% Fossil Fuel) |  | Eastern
EXCLUDE | IA | IA-Eastern | Metro Methane Recovery Facility | 54700 | GEN8 | LFG | IC | 0.8 | 0.8 | 0 | 0 | 0 |  | IPP Non-CHP | N | OP |  | Non-Fossil Fuel Type (Less than 10% Fossil Fuel) |  | Eastern
EXCLUDE | IA | IA-Eastern | Metro Methane Recovery Facility | 54700 | GEN9 | LFG | IC | 1.6 | 1.6 | 0 | 0 | 0 |  | IPP Non-CHP | N | IP |  | Status of Operation (IP, L, P, T) |  | Eastern
EXCLUDE | LA | LA-Eastern | Toca Plant | 54705 | EG-1 | NG | IC | 0.8 | 0.8 | 0 | 0 | 0 |  | Industrial Non-CHP | N | SB |  | Commercial/Industrial Unit |  | Eastern
EXCLUDE | LA | LA-Eastern | Toca Plant | 54705 | EG2A | NG | IC | 0.5 | 0.5 | 0 | 0 | 0 |  | Industrial Non-CHP | N | SB |  | Commercial/Industrial Unit |  | Eastern
EXCLUDE | LA | LA-Eastern | Toca Plant | 54705 | EG-3 | NG | IC | 0.8 | 0.8 | 0 | 0 | 0 |  | Industrial Non-CHP | N | SB |  | Commercial/Industrial Unit |  | Eastern
EXCLUDE | LA | LA-Eastern | Toca Plant | 54705 | EG-4 | NG | IC | 0.7 | 0.7 | 0 | 0 | 0 |  | Industrial Non-CHP | N | SB |  | Commercial/Industrial Unit |  | Eastern
EXCLUDE | NJ | NJ-Eastern | Hunterdon Cogen Facility | 54707 | 1 | NG | GT | 4.1 | 4.1 | 0 | 27963 | 24497.07 |  | Commercial CHP | Y | OP |  | Commercial/Industrial Unit |  | Eastern
EXCLUDE | NJ | NJ-Eastern | Montclair Cogen Facility | 54708 | 1 | NG | GT | 4.1 | 3.7 | 0 | 32354.7 | 28424.62 |  | Commercial CHP | Y | OP | 2013 | Commercial/Industrial Unit |  | Eastern
EXCLUDE | IA | IA-Eastern | Alliant SBD 9205 A Y McDonald | 54710 | 0001 | DFO | IC | 1.5 | 1.5 | 0 | 0 | 0 |  | IPP Non-CHP | N | SB |  | Internal Combustion |  | Eastern
EXCLUDE | IA | IA-Eastern | Alliant SBD 9205 A Y McDonald | 54710 | 0002 | DFO | IC | 1.6 | 1.6 | 0 | 0 | 0 |  | IPP Non-CHP | N | SB |  | Internal Combustion |  | Eastern
EXCLUDE | IA | IA-Eastern | Alliant SBD 9201 Norplex | 54712 | 0044 | DFO | IC | 1.1 | 1.1 | 0 | 0 | 0 |  | IPP Non-CHP | N | SB |  | Internal Combustion |  | Eastern
EXCLUDE | IA | IA-Eastern | Alliant SBD 8603 Donnelley | 54713 | 1233 | DFO | IC | 1 | 1 | 0 | 0 | 0 |  | IPP Non-CHP | N | RE | 2000 | Retired prior to 2012 |  | Eastern
EXCLUDE | IA | IA-Eastern | Alliant SBD 8501 Aegon LI | 54714 | 1265 | DFO | IC | 1 | 1 | 0 | 0 | 0 |  | IPP Non-CHP | N | SB |  | Internal Combustion |  | Eastern
EXCLUDE | IA | IA-Eastern | Alliant SBD 8501 Aegon LI | 54714 | 1270 | DFO | IC | 1 | 1 | 0 | 0 | 0 |  | IPP Non-CHP | N | SB |  | Internal Combustion |  | Eastern
EXCLUDE | IA | IA-Eastern | Alliant SBD 8501 Aegon LI | 54714 | 1794 | DFO | IC | 1.1 | 1.1 | 0 | 0 | 0 |  | IPP Non-CHP | N | SB |  | Internal Combustion |  | Eastern
EXCLUDE | IA | IA-Eastern | Alliant SBD 9107 JBS USA | 54715 | 2665 | DFO | IC | 1.6 | 1.6 | 0 | 0 | 0 |  | IPP Non-CHP | N | SB |  | Internal Combustion |  | Eastern
EXCLUDE | IA | IA-Eastern | Alliant SBD 9107 JBS USA | 54715 | 2688 | DFO | IC | 1.6 | 1.6 | 0 | 0 | 0 |  | IPP Non-CHP | N | SB |  | Internal Combustion |  | Eastern
EXCLUDE | IA | IA-Eastern | Alliant SBD 9107 JBS USA | 54715 | 2689 | DFO | IC | 1.6 | 1.6 | 0 | 0 | 0 |  | IPP Non-CHP | N | SB |  | Internal Combustion |  | Eastern
EXCLUDE | IA | IA-Eastern | Alliant SBD 9107 JBS USA | 54715 | 4644 | DFO | IC | 1.6 | 1.6 | 0 | 0 | 0 |  | IPP Non-CHP | N | SB |  | Internal Combustion |  | Eastern
EXCLUDE | IA | IA-Eastern | Alliant SBD 9107 JBS USA | 54715 | 4658 | DFO | IC | 1.6 | 1.6 | 0 | 0 | 0 |  | IPP Non-CHP | N | SB |  | Internal Combustion |  | Eastern
EXCLUDE | IA | IA-Eastern | Alliant SBD 9107 JBS USA | 54715 | 4659 | DFO | IC | 1.6 | 1.6 | 0 | 0 | 0 |  | IPP Non-CHP | N | SB |  | Internal Combustion |  | Eastern
EXCLUDE | IA | IA-Eastern | Alliant SBD 9107 JBS USA | 54715 | 4660 | DFO | IC | 1.8 | 1.8 | 0 | 0 | 0 |  | IPP Non-CHP | N | SB |  | Internal Combustion |  | Eastern
EXCLUDE | IA | IA-Eastern | Alliant SBD 8602 Marion Sub | 54716 | 1536 | DFO | IC | 1.5 | 1.5 | 0 | 0 | 0 |  | IPP Non-CHP | N | SB |  | Internal Combustion |  | Eastern
EXCLUDE | IA | IA-Eastern | Alliant SBD 8602 Marion Sub | 54716 | 2734 | DFO | IC | 1.5 | 1.5 | 0 | 0 | 0 |  | IPP Non-CHP | N | SB |  | Internal Combustion |  | Eastern
EXCLUDE | IA | IA-Eastern | Alliant SBD 8602 Marion Sub | 54716 | 2741 | DFO | IC | 1.1 | 1.1 | 0 | 0 | 0 |  | IPP Non-CHP | N | SB |  | Internal Combustion |  | Eastern
EXCLUDE | IA | IA-Eastern | Alliant SBD 8602 Marion Sub | 54716 | 2785 | DFO | IC | 1.5 | 1.5 | 0 | 0 | 0 |  | IPP Non-CHP | N | SB |  | Internal Combustion |  | Eastern
EXCLUDE | IA | IA-Eastern | Alliant SBD 9106 Rockwell CR | 54717 | 2671 | DFO | IC | 1.6 | 1.6 | 0 | 0 | 0 |  | IPP Non-CHP | N | SB |  | Internal Combustion |  | Eastern
EXCLUDE | IA | IA-Eastern | Alliant SBD 9106 Rockwell CR | 54717 | 2672 | DFO | IC | 1.6 | 1.6 | 0 | 0 | 0 |  | IPP Non-CHP | N | SB |  | Internal Combustion |  | Eastern
EXCLUDE | IA | IA-Eastern | Alliant SBD 9106 Rockwell CR | 54717 | 2675 | DFO | IC | 1.6 | 1.6 | 0 | 0 | 0 |  | IPP Non-CHP | N | SB |  | Internal Combustion |  | Eastern
EXCLUDE | IA | IA-Eastern | Alliant SBD 9106 Rockwell CR | 54717 | 2678 | DFO | IC | 1.6 | 1.6 | 0 | 0 | 0 |  | IPP Non-CHP | N | SB |  | Internal Combustion |  | Eastern
EXCLUDE | IA | IA-Eastern | Alliant SBD 9106 Rockwell CR | 54717 | 2679 | DFO | IC | 1.6 | 1.6 | 0 | 0 | 0 |  | IPP Non-CHP | N | SB |  | Internal Combustion |  | Eastern
EXCLUDE | IA | IA-Eastern | Alliant SBD 9106 Rockwell CR | 54717 | 2682 | DFO | IC | 1.6 | 1.6 | 0 | 0 | 0 |  | IPP Non-CHP | N | SB |  | Internal Combustion |  | Eastern
EXCLUDE | IA | IA-Eastern | Alliant SBD 9106 Rockwell CR | 54717 | 2683 | DFO | IC | 1.6 | 1.6 | 0 | 0 | 0 |  | IPP Non-CHP | N | SB |  | Internal Combustion |  | Eastern
EXCLUDE | IA | IA-Eastern | Alliant SBD 9106 Rockwell CR | 54717 | 2684 | DFO | IC | 1.6 | 1.6 | 0 | 0 | 0 |  | IPP Non-CHP | N | SB |  | Internal Combustion |  | Eastern
EXCLUDE | IA | IA-Eastern | Alliant SBD 9106 Rockwell CR | 54717 | 2685 | DFO | IC | 1.6 | 1.6 | 0 | 0 | 0 |  | IPP Non-CHP | N | SB |  | Internal Combustion |  | Eastern
EXCLUDE | IA | IA-Eastern | Alliant SBD 9106 Rockwell CR | 54717 | 2690 | DFO | IC | 1.6 | 1.6 | 0 | 0 | 0 |  | IPP Non-CHP | N | SB |  | Internal Combustion |  | Eastern
EXCLUDE | IA | IA-Eastern | Alliant SBD 9206 Donaldson | 54718 | 4632 | DFO | IC | 1.6 | 1.6 | 0 | 0 | 0 |  | IPP Non-CHP | N | SB |  | Internal Combustion |  | Eastern
EXCLUDE | IA | IA-Eastern | Alliant SBD 9203 Profol | 54719 | 6916 | DFO | IC | 1.8 | 1.8 | 0 | 0 | 0 |  | IPP Non-CHP | N | SB |  | Internal Combustion |  | Eastern
EXCLUDE | IA | IA-Eastern | Alliant SBD 9203 Profol | 54719 | 6917 | DFO | IC | 1.8 | 1.8 | 0 | 0 | 0 |  | IPP Non-CHP | N | SB |  | Internal Combustion |  | Eastern
EXCLUDE | IA | IA-Eastern | Alliant SBD 9203 Profol | 54719 | 6918 | DFO | IC | 2 | 2 | 0 | 0 | 0 |  | IPP Non-CHP | N | SB |  | Internal Combustion | Yes | Eastern
EXCLUDE | IA | IA-Eastern | Alliant SBD 8601 Quad Graphics | 54720 | 2736 | DFO | IC | 1.5 | 1.5 | 0 | 0 | 0 |  | IPP Non-CHP | N | SB |  | Internal Combustion |  | Eastern
EXCLUDE | IA | IA-Eastern | Alliant SBD 8601 Quad Graphics | 54720 | 3489 | DFO | IC | 1 | 1 | 0 | 0 | 0 |  | IPP Non-CHP | N | SB |  | Internal Combustion |  | Eastern
EXCLUDE | IA | IA-Eastern | Alliant SBD 8601 Quad Graphics | 54720 | 7164 | DFO | IC | 1.1 | 1.1 | 0 | 0 | 0 |  | IPP Non-CHP | N | SB |  | Internal Combustion |  | Eastern
EXCLUDE | OR | OR-Western | Warm Springs Power Enterprises | 54721 | 0001 | WAT | HY | 19.6 | 18.5 | 0 | 93444 | 0 |  | IPP Non-CHP | N | OP |  | Non Combustion (NUC, WAT, WND, GEO, or SUN) |  | Western
EXCLUDE | VA | VA-Eastern | I 95 Landfill Phase II | 54723 | UNT1 | LFG | IC | 0.8 | 0.8 | 0 | 0 | 0 |  | IPP Non-CHP | N | OP |  | Non-Fossil Fuel Type (Less than 10% Fossil Fuel) |  | Eastern
EXCLUDE | VA | VA-Eastern | I 95 Landfill Phase II | 54723 | UNT2 | LFG | IC | 0.8 | 0.8 | 0 | 0 | 0 |  | IPP Non-CHP | N | OP |  | Non-Fossil Fuel Type (Less than 10% Fossil Fuel) |  | Eastern
EXCLUDE | VA | VA-Eastern | I 95 Landfill Phase II | 54723 | UNT3 | LFG | IC | 0.8 | 0.8 | 0 | 0 | 0 |  | IPP Non-CHP | N | OP |  | Non-Fossil Fuel Type (Less than 10% Fossil Fuel) |  | Eastern
EXCLUDE | VA | VA-Eastern | I 95 Landfill Phase II | 54723 | UNT4 | LFG | IC | 0.8 | 0.8 | 0 | 0 | 0 |  | IPP Non-CHP | N | OP |  | Non-Fossil Fuel Type (Less than 10% Fossil Fuel) |  | Eastern
EXCLUDE | CA | CA-Western | Ormesa II | 54724 | OE10 | GEO | ST | 1.2 | 0.9 | 0 | 0 | 0 |  | IPP CHP | Y | RE | 2007 | Retired prior to 2012 |  | Western
EXCLUDE | CA | CA-Western | Ormesa II | 54724 | OE11 | GEO | ST | 1.2 | 0.9 | 0 | 0 | 0 |  | IPP CHP | Y | RE | 2007 | Retired prior to 2012 |  | Western
EXCLUDE | CA | CA-Western | Ormesa II | 54724 | OE12 | GEO | ST | 1.2 | 0.9 | 0 | 0 | 0 |  | IPP CHP | Y | RE | 2007 | Retired prior to 2012 |  | Western
EXCLUDE | CA | CA-Western | Ormesa II | 54724 | OE13 | GEO | ST | 1.2 | 0.9 | 0 | 0 | 0 |  | IPP CHP | Y | RE | 2007 | Retired prior to 2012 |  | Western
EXCLUDE | CA | CA-Western | Ormesa II | 54724 | OE21 | GEO | ST | 1.2 | 0.9 | 0 | 0 | 0 |  | IPP CHP | Y | RE | 2007 | Retired prior to 2012 |  | Western
EXCLUDE | CA | CA-Western | Ormesa II | 54724 | OE22 | GEO | ST | 1.2 | 0.9 | 0 | 0 | 0 |  | IPP CHP | Y | RE | 2007 | Retired prior to 2012 |  | Western
EXCLUDE | CA | CA-Western | Ormesa II | 54724 | OE23 | GEO | ST | 1.2 | 0.9 | 0 | 0 | 0 |  | IPP CHP | Y | RE | 2007 | Retired prior to 2012 |  | Western
EXCLUDE | CA | CA-Western | Ormesa II | 54724 | OE24 | GEO | ST | 1.2 | 0.9 | 0 | 0 | 0 |  | IPP CHP | Y | RE | 2007 | Retired prior to 2012 |  | Western
EXCLUDE | CA | CA-Western | Ormesa II | 54724 | OE25 | GEO | ST | 1.2 | 0.9 | 0 | 0 | 0 |  | IPP CHP | Y | RE | 2007 | Retired prior to 2012 |  | Western
EXCLUDE | CA | CA-Western | Ormesa II | 54724 | OE26 | GEO | ST | 1.2 | 0.9 | 0 | 0 | 0 |  | IPP CHP | Y | RE | 2007 | Retired prior to 2012 |  | Western
EXCLUDE | CA | CA-Western | Ormesa II | 54724 | OE27 | GEO | ST | 1.2 | 0.9 | 0 | 0 | 0 |  | IPP CHP | Y | RE | 2007 | Retired prior to 2012 |  | Western
EXCLUDE | CA | CA-Western | Ormesa II | 54724 | OEC1 | GEO | ST | 1.2 | 0.9 | 0 | 0 | 0 |  | IPP CHP | Y | RE | 2007 | Retired prior to 2012 |  | Western
EXCLUDE | CA | CA-Western | Ormesa II | 54724 | OEC2 | GEO | ST | 1.2 | 0.9 | 0 | 0 | 0 |  | IPP CHP | Y | RE | 2007 | Retired prior to 2012 |  | Western
EXCLUDE | CA | CA-Western | Ormesa II | 54724 | OEC21 | GEO | ST | 12 | 11.5 | 0 | 47055 | 0 |  | IPP CHP | Y | OP |  | Non Combustion (NUC, WAT, WND, GEO, or SUN) |  | Western
EXCLUDE | CA | CA-Western | Ormesa II | 54724 | OEC22 | GEO | ST | 12 | 8.5 | 0 | 47055 | 0 |  | IPP CHP | Y | OP |  | Non Combustion (NUC, WAT, WND, GEO, or SUN) |  | Western
EXCLUDE | CA | CA-Western | Ormesa II | 54724 | OEC3 | GEO | ST | 1.2 | 0.9 | 0 | 0 | 0 |  | IPP CHP | Y | RE | 2007 | Retired prior to 2012 |  | Western
EXCLUDE | CA | CA-Western | Ormesa II | 54724 | OEC4 | GEO | ST | 1.2 | 0.9 | 0 | 0 | 0 |  | IPP CHP | Y | RE | 2007 | Retired prior to 2012 |  | Western
EXCLUDE | CA | CA-Western | Ormesa II | 54724 | OEC5 | GEO | ST | 1.2 | 0.9 | 0 | 0 | 0 |  | IPP CHP | Y | RE | 2007 | Retired prior to 2012 |  | Western
EXCLUDE | CA | CA-Western | Ormesa II | 54724 | OEC6 | GEO | ST | 1.2 | 0.9 | 0 | 0 | 0 |  | IPP CHP | Y | RE | 2007 | Retired prior to 2012 |  | Western
EXCLUDE | CA | CA-Western | Ormesa II | 54724 | OEC7 | GEO | ST | 1.2 | 0.9 | 0 | 0 | 0 |  | IPP CHP | Y | RE | 2007 | Retired prior to 2012 |  | Western
EXCLUDE | CA | CA-Western | Ormesa II | 54724 | OEC8 | GEO | ST | 1.2 | 0.9 | 0 | 0 | 0 |  | IPP CHP | Y | RE | 2007 | Retired prior to 2012 |  | Western
EXCLUDE | CA | CA-Western | Ormesa II | 54724 | OEC9 | GEO | ST | 1.2 | 0.9 | 0 | 0 | 0 |  | IPP CHP | Y | RE | 2007 | Retired prior to 2012 |  | Western
EXCLUDE | CO | CO-Western | Plains End | 55650 | GEN5 | NG | IC | 5.7 | 5.7 | 0 | 0 | 0 |  | IPP Non-CHP | N | OP |  | Internal Combustion |  | Western
EXCLUDE | AL | AL-Eastern | Shell Offshore Yellowhammer | 54730 | 701 | NG | GT | 3.4 | 1.4 | 0 | 17340 | 16957.04 |  | Industrial Non-CHP | N | OP |  | Commercial/Industrial Unit |  | Eastern
EXCLUDE | IN | IN-Eastern | Hendricks Regional Health | 54731 | GE06 | DFO | IC | 1 | 1 | 0 | 0 | 0 |  | Commercial Non-CHP | N | SB |  | Commercial/Industrial Unit |  | Eastern
EXCLUDE | IN | IN-Eastern | Hendricks Regional Health | 54731 | GEO1 | DFO | IC | 0.5 | 0.5 | 0 | 0 | 0 |  | Commercial Non-CHP | N | SB |  | Commercial/Industrial Unit |  | Eastern
EXCLUDE | IN | IN-Eastern | Hendricks Regional Health | 54731 | GEO2 | DFO | IC | 0.5 | 0.5 | 0 | 0 | 0 |  | Commercial Non-CHP | N | SB |  | Commercial/Industrial Unit |  | Eastern
EXCLUDE | IN | IN-Eastern | Hendricks Regional Health | 54731 | GEO3 | DFO | IC | 0.3 | 0.3 | 0 | 0 | 0 |  | Commercial Non-CHP | N | SB |  | Commercial/Industrial Unit |  | Eastern
EXCLUDE | IN | IN-Eastern | Hendricks Regional Health | 54731 | GEO4 | DFO | IC | 1 | 1 | 0 | 0 | 0 |  | Commercial Non-CHP | N | SB |  | Commercial/Industrial Unit |  | Eastern
EXCLUDE | IN | IN-Eastern | Hendricks Regional Health | 54731 | GEO5 | DFO | IC | 1 | 1 | 0 | 0 | 0 |  | Commercial Non-CHP | N | SB |  | Commercial/Industrial Unit |  | Eastern
EXCLUDE | NM | NM-Western | Freeport McMoRan | 54734 | 1 | NG | IC | 3 | 2.9 | 0 | 0 | 0 |  | Industrial Non-CHP | N | SB |  | Commercial/Industrial Unit |  | Western
EXCLUDE | NM | NM-Western | Freeport McMoRan | 54734 | 10 | NG | IC | 3 | 2.9 | 0 | 0 | 0 |  | Industrial Non-CHP | N | OS |  | Commercial/Industrial Unit |  | Western
EXCLUDE | NM | NM-Western | Freeport McMoRan | 54734 | 11 | NG | IC | 3 | 2.9 | 0 | 0 | 0 |  | Industrial Non-CHP | N | SB |  | Commercial/Industrial Unit |  | Western
EXCLUDE | NM | NM-Western | Freeport McMoRan | 54734 | 12 | NG | IC | 3 | 2.9 | 0 | 0 | 0 |  | Industrial Non-CHP | N | SB |  | Commercial/Industrial Unit |  | Western
EXCLUDE | NM | NM-Western | Freeport McMoRan | 54734 | 13 | NG | IC | 3 | 2.9 | 0 | 0 | 0 |  | Industrial Non-CHP | N | SB |  | Commercial/Industrial Unit |  | Western
EXCLUDE | NM | NM-Western | Freeport McMoRan | 54734 | 14 | NG | IC | 3 | 2.9 | 0 | 0 | 0 |  | Industrial Non-CHP | N | SB |  | Commercial/Industrial Unit |  | Western
EXCLUDE | NM | NM-Western | Freeport McMoRan | 54734 | 15 | NG | IC | 3.1 | 2.9 | 0 | 0 | 0 |  | Industrial Non-CHP | N | SB |  | Commercial/Industrial Unit |  | Western
EXCLUDE | NM | NM-Western | Freeport McMoRan | 54734 | 2 | NG | IC | 3 | 2.9 | 0 | 0 | 0 |  | Industrial Non-CHP | N | OS |  | Commercial/Industrial Unit |  | Western
EXCLUDE | NM | NM-Western | Freeport McMoRan | 54734 | 3 | NG | IC | 3.1 | 2.9 | 0 | 0 | 0 |  | Industrial Non-CHP | N | SB |  | Commercial/Industrial Unit |  | Western
EXCLUDE | NM | NM-Western | Freeport McMoRan | 54734 | 4 | NG | IC | 3.1 | 2.9 | 0 | 0 | 0 |  | Industrial Non-CHP | N | SB |  | Commercial/Industrial Unit |  | Western
EXCLUDE | NM | NM-Western | Freeport McMoRan | 54734 | 5 | NG | IC | 3 | 2.9 | 0 | 0 | 0 |  | Industrial Non-CHP | N | OS |  | Commercial/Industrial Unit |  | Western
EXCLUDE | NM | NM-Western | Freeport McMoRan | 54734 | 6 | NG | IC | 3 | 2.9 | 0 | 0 | 0 |  | Industrial Non-CHP | N | OS |  | Commercial/Industrial Unit |  | Western
EXCLUDE | NM | NM-Western | Freeport McMoRan | 54734 | 7 | NG | IC | 3.1 | 2.9 | 0 | 0 | 0 |  | Industrial Non-CHP | N | SB |  | Commercial/Industrial Unit |  | Western
EXCLUDE | NM | NM-Western | Freeport McMoRan | 54734 | 8 | NG | IC | 3 | 2.9 | 0 | 0 | 0 |  | Industrial Non-CHP | N | SB |  | Commercial/Industrial Unit |  | Western
EXCLUDE | NM | NM-Western | Freeport McMoRan | 54734 | 9 | NG | IC | 3 | 2.9 | 0 | 0 | 0 |  | Industrial Non-CHP | N | OS |  | Commercial/Industrial Unit |  | Western
EXCLUDE | IA | IA-Eastern | Alliant SBD 9301 Prairie Farms | 54735 | 0079 | DFO | IC | 1.8 | 1.8 | 0 | 0 | 0 |  | IPP Non-CHP | N | SB |  | Internal Combustion |  | Eastern
EXCLUDE | IA | IA-Eastern | Alliant SBD 9301 Prairie Farms | 54735 | 0080 | DFO | IC | 1.1 | 1.1 | 0 | 0 | 0 |  | IPP Non-CHP | N | SB |  | Internal Combustion |  | Eastern
EXCLUDE | AL | AL-Eastern | District 100 Transco Gas Pipe Line | 54743 | 001 | WH | ST | 0.8 | 0.7 | 0 | 0 | 0 |  | Commercial Non-CHP | N | RE | 2009 | Commercial/Industrial Unit |  | Eastern
EXCLUDE | AL | AL-Eastern | District 100 Transco Gas Pipe Line | 54743 | 002 | WH | ST | 0.8 | 0.7 | 0 | 0 | 0 |  | Commercial Non-CHP | N | RE | 2009 | Commercial/Industrial Unit |  | Eastern
EXCLUDE | MS | MS-Eastern | District 70 Transco Gas Pipe Line | 54744 | 001 | WH | ST | 0.8 | 0.7 | 0 | 0 | 0 |  | Commercial Non-CHP | N | SB |  | Commercial/Industrial Unit |  | Eastern
EXCLUDE | MS | MS-Eastern | District 70 Transco Gas Pipe Line | 54744 | 002 | WH | ST | 0.8 | 0.7 | 0 | 0 | 0 |  | Commercial Non-CHP | N | SB |  | Commercial/Industrial Unit |  | Eastern
EXCLUDE | AL | AL-Eastern | M C Dixon Lumber | 54745 | GEN1 | WDS | ST | 2.5 | 2.1 | 0 | 0 | 8326.9 |  | Industrial Non-CHP | N | SB |  | Commercial/Industrial Unit |  | Eastern
EXCLUDE | PA | PA-Eastern | Wheelabrator Falls | 54746 | WFI1 | MSW | ST | 53.3 | 48.1 | 0 | 342523 | 569830.7 |  | IPP Non-CHP | N | OP |  | Non-Fossil Fuel Type (Less than 10% Fossil Fuel) |  | Eastern
EXCLUDE | TX | TX-Eastern | Port Neches Plant | 54748 | G1 | NG | GT | 38 | 32 | 0 | 260282 | 227580.26 |  | Industrial CHP | Y | OP |  | Commercial/Industrial Unit |  | Eastern
NGCC | CA | CA-Western | Goal Line LP | 54749 | CTG | NG | CC | 41.2 | 40 | 0 | 153027.54 | 80203.27 |  | IPP CHP | Y | OP |  |  |  | Western
NGCC | CA | CA-Western | Goal Line LP | 54749 | STG | NG | CC | 10.2 | 9.4 | 0 | 37885.46 | 19856.15 | 1 | IPP CHP | Y | OP |  |  |  | Western
EXCLUDE | CA | CA-Western | Coram Tehachapi | 54750 | VW1 | WND | WT | 6.9 | 6.9 | 0 | 14141 | 0 |  | IPP Non-CHP | N | OP |  | Non Combustion (NUC, WAT, WND, GEO, or SUN) |  | Western
EXCLUDE | MI | MI-Eastern | Genesee Power Station LP | 54751 | GEN1 | WDS | ST | 39.5 | 35 | 743 | 106173 | 193333.96 |  | IPP Non-CHP | N | OP |  | Non-Fossil Fuel Type (Less than 10% Fossil Fuel) |  | Eastern
EXCLUDE | AL | AL-Eastern | Weyerhaeuser Pine Hill Operations | 54752 | NO1 | WDS | ST | 40 | 40 | 0 | 312521 | 979521.22 |  | Industrial CHP | Y | OP |  | Commercial/Industrial Unit |  | Eastern
EXCLUDE | AL | AL-Eastern | Weyerhaeuser Pine Hill Operations | 54752 | NO2 | BLQ | ST | 37.4 | 34.8 | 0 | 214782 | 673182.04 |  | Industrial CHP | Y | OP |  | Commercial/Industrial Unit |  | Eastern
EXCLUDE | ID | ID-Western | Lateral 10 Ventures | 54753 | GEN1 | WAT | HY | 2.4 | 2.3 | 0 | 5570.73 | 0 |  | IPP Non-CHP | N | OP |  | Non Combustion (NUC, WAT, WND, GEO, or SUN) |  | Western
COALST | NC | NC-Eastern | Roanoke Valley Energy Facility II | 54755 | GEN2 | BIT | ST | 57.8 | 44 | 560 | 338606 | 381433.72 |  | IPP CHP | Y | OP |  |  |  | Eastern
EXCLUDE | MI | MI-Eastern | Ottawa Generating Station | 54756 | 3-1 | LFG | IC | 0.8 | 0.8 | 0 | 0 | 0 |  | IPP Non-CHP | N | OP |  | Non-Fossil Fuel Type (Less than 10% Fossil Fuel) |  | Eastern
EXCLUDE | MI | MI-Eastern | Ottawa Generating Station | 54756 | 3-2 | LFG | IC | 0.8 | 0.8 | 0 | 0 | 0 |  | IPP Non-CHP | N | OP |  | Non-Fossil Fuel Type (Less than 10% Fossil Fuel) |  | Eastern
EXCLUDE | MI | MI-Eastern | Ottawa Generating Station | 54756 | 3-3 | LFG | IC | 0.8 | 0.8 | 0 | 0 | 0 |  | IPP Non-CHP | N | OP |  | Non-Fossil Fuel Type (Less than 10% Fossil Fuel) |  | Eastern
EXCLUDE | MI | MI-Eastern | Ottawa Generating Station | 54756 | 3-4 | LFG | IC | 0.8 | 0.8 | 0 | 0 | 0 |  | IPP Non-CHP | N | OP |  | Non-Fossil Fuel Type (Less than 10% Fossil Fuel) |  | Eastern
EXCLUDE | MI | MI-Eastern | Ottawa Generating Station | 54756 | 3-5 | LFG | IC | 0.8 | 0.8 | 0 | 0 | 0 |  | IPP Non-CHP | N | OP |  | Non-Fossil Fuel Type (Less than 10% Fossil Fuel) |  | Eastern
EXCLUDE | MI | MI-Eastern | Ottawa Generating Station | 54756 | 3-6 | LFG | IC | 0.8 | 0.8 | 0 | 0 | 0 |  | IPP Non-CHP | N | OP |  | Non-Fossil Fuel Type (Less than 10% Fossil Fuel) |  | Eastern
EXCLUDE | MI | MI-Eastern | Ottawa Generating Station | 54756 | 3-7 | LFG | IC | 1.6 | 1.6 | 0 | 0 | 0 |  | IPP Non-CHP | N | OP |  | Non-Fossil Fuel Type (Less than 10% Fossil Fuel) |  | Eastern
EXCLUDE | MI | MI-Eastern | Grand Blanc Generating Station | 54757 | 4-1 | LFG | IC | 0.8 | 0.8 | 0 | 0 | 0 |  | IPP Non-CHP | N | OP |  | Non-Fossil Fuel Type (Less than 10% Fossil Fuel) |  | Eastern
EXCLUDE | MI | MI-Eastern | Grand Blanc Generating Station | 54757 | 4-2 | LFG | IC | 0.8 | 0.8 | 0 | 0 | 0 |  | IPP Non-CHP | N | OP |  | Non-Fossil Fuel Type (Less than 10% Fossil Fuel) |  | Eastern
EXCLUDE | MI | MI-Eastern | Grand Blanc Generating Station | 54757 | 4-3 | LFG | IC | 0.8 | 0.8 | 0 | 0 | 0 |  | IPP Non-CHP | N | OP |  | Non-Fossil Fuel Type (Less than 10% Fossil Fuel) |  | Eastern
EXCLUDE | MI | MI-Eastern | Grand Blanc Generating Station | 54757 | 4-4 | LFG | IC | 0.8 | 0.8 | 0 | 0 | 0 |  | IPP Non-CHP | N | OP |  | Non-Fossil Fuel Type (Less than 10% Fossil Fuel) |  | Eastern
EXCLUDE | MI | MI-Eastern | Grand Blanc Generating Station | 54757 | 4-5 | LFG | IC | 0.8 | 0.8 | 0 | 0 | 0 |  | IPP Non-CHP | N | OP |  | Non-Fossil Fuel Type (Less than 10% Fossil Fuel) |  | Eastern
EXCLUDE | CT | CT-Eastern | Wheelabrator Lisbon | 54758 | GEN1 | MSW | ST | 14.6 | 13 | 0 | 110453 | 208540.9 |  | IPP Non-CHP | N | OP |  | Non-Fossil Fuel Type (Less than 10% Fossil Fuel) |  | Eastern
NGCC | OR | OR-Western | Hermiston Generating Plant | 54761 | GEN1 | NG | CC | 106.1 | 80 | 2067 | 390435.7 | 172543.56 |  | IPP CHP | Y | OP |  |  |  | Western
NGCC | OR | OR-Western | Hermiston Generating Plant | 54761 | GEN2 | NG | CC | 204.5 | 152 | 2067 | 752536.3 | 332565.1 |  | IPP CHP | Y | OP |  |  |  | Western
NGCC | OR | OR-Western | Hermiston Generating Plant | 54761 | GEN3 | NG | CC | 106.1 | 80 | 2067 | 390435.7 | 172543.56 |  | IPP CHP | Y | OP |  |  |  | Western
NGCC | OR | OR-Western | Hermiston Generating Plant | 54761 | GEN4 | NG | CC | 204.5 | 152 | 2067 | 752536.3 | 332565.1 |  | IPP CHP | Y | OP |  |  |  | Western
EXCLUDE | AL | AL-Eastern | Rock-Tenn Mill | 54763 | 2TG | BLQ | ST | 12.5 | 8.6 | 0 | 98223 | 898846.62 |  | Industrial CHP | Y | OP |  | Commercial/Industrial Unit |  | Eastern
EXCLUDE | AL | AL-Eastern | Rock-Tenn Mill | 54763 | 3TG | BLQ | ST | 19 | 16 | 0 | 41266 | 377628.5 |  | Industrial CHP | Y | RE | 2012 | Commercial/Industrial Unit |  | Eastern
EXCLUDE | AL | AL-Eastern | Rock-Tenn Mill | 54763 | 4TG | BLQ | ST | 42.5 | 30 | 0 | 0 | 0 |  | Industrial CHP | N | P |  | Commercial/Industrial Unit |  | Eastern
EXCLUDE | AL | AL-Eastern | Rock-Tenn Mill | 54763 | ITG | BLQ | ST | 10 | 9.2 | 0 | 0 | 0 |  | Industrial CHP | Y | RE | 2003 | Commercial/Industrial Unit |  | Eastern
EXCLUDE | VA | VA-Eastern | Boydton Plank Road Cogen Plant | 54766 | GEN1 | WO | IC | 0.3 | 0.3 | 0 | 0 | 0 |  | IPP Non-CHP | N | OP |  | Internal Combustion |  | Eastern
EXCLUDE | VA | VA-Eastern | Boydton Plank Road Cogen Plant | 54766 | GEN10 | WO | IC | 0.3 | 0.3 | 0 | 0 | 0 |  | IPP Non-CHP | N | OP |  | Internal Combustion |  | Eastern
EXCLUDE | VA | VA-Eastern | Boydton Plank Road Cogen Plant | 54766 | GEN11 | WO | IC | 0.3 | 0.3 | 0 | 0 | 0 |  | IPP Non-CHP | N | OP |  | Internal Combustion |  | Eastern
EXCLUDE | VA | VA-Eastern | Boydton Plank Road Cogen Plant | 54766 | GEN12 | WO | IC | 0.3 | 0.3 | 0 | 0 | 0 |  | IPP Non-CHP | N | OP |  | Internal Combustion |  | Eastern
EXCLUDE | VA | VA-Eastern | Boydton Plank Road Cogen Plant | 54766 | GEN13 | WO | IC | 0.3 | 0.3 | 0 | 0 | 0 |  | IPP Non-CHP | N | OP |  | Internal Combustion |  | Eastern
EXCLUDE | VA | VA-Eastern | Boydton Plank Road Cogen Plant | 54766 | GEN14 | WO | IC | 0.3 | 0.3 | 0 | 0 | 0 |  | IPP Non-CHP | N | OP |  | Internal Combustion |  | Eastern
EXCLUDE | VA | VA-Eastern | Boydton Plank Road Cogen Plant | 54766 | GEN15 | WO | IC | 0.3 | 0.3 | 0 | 0 | 0 |  | IPP Non-CHP | N | OP |  | Internal Combustion |  | Eastern
EXCLUDE | VA | VA-Eastern | Boydton Plank Road Cogen Plant | 54766 | GEN16 | WO | IC | 0.3 | 0.3 | 0 | 0 | 0 |  | IPP Non-CHP | N | OP |  | Internal Combustion |  | Eastern
EXCLUDE | VA | VA-Eastern | Boydton Plank Road Cogen Plant | 54766 | GEN17 | WO | IC | 0.3 | 0.3 | 0 | 0 | 0 |  | IPP Non-CHP | N | OP |  | Internal Combustion |  | Eastern
EXCLUDE | VA | VA-Eastern | Boydton Plank Road Cogen Plant | 54766 | GEN18 | WO | IC | 0.3 | 0.3 | 0 | 0 | 0 |  | IPP Non-CHP | N | OP |  | Internal Combustion |  | Eastern
EXCLUDE | VA | VA-Eastern | Boydton Plank Road Cogen Plant | 54766 | GEN19 | WO | IC | 0.3 | 0.3 | 0 | 0 | 0 |  | IPP Non-CHP | N | OP |  | Internal Combustion |  | Eastern
EXCLUDE | VA | VA-Eastern | Boydton Plank Road Cogen Plant | 54766 | GEN2 | WO | IC | 0.3 | 0.3 | 0 | 0 | 0 |  | IPP Non-CHP | N | OP |  | Internal Combustion |  | Eastern
EXCLUDE | VA | VA-Eastern | Boydton Plank Road Cogen Plant | 54766 | GEN20 | WO | IC | 0.3 | 0.3 | 0 | 0 | 0 |  | IPP Non-CHP | N | OP |  | Internal Combustion |  | Eastern
EXCLUDE | VA | VA-Eastern | Boydton Plank Road Cogen Plant | 54766 | GEN21 | WO | IC | 0.3 | 0.3 | 0 | 0 | 0 |  | IPP Non-CHP | N | OP |  | Internal Combustion |  | Eastern
EXCLUDE | VA | VA-Eastern | Boydton Plank Road Cogen Plant | 54766 | GEN22 | WO | IC | 0.3 | 0.3 | 0 | 0 | 0 |  | IPP Non-CHP | N | OP |  | Internal Combustion |  | Eastern
EXCLUDE | VA | VA-Eastern | Boydton Plank Road Cogen Plant | 54766 | GEN23 | WO | IC | 0.3 | 0.3 | 0 | 0 | 0 |  | IPP Non-CHP | N | OP |  | Internal Combustion |  | Eastern
EXCLUDE | VA | VA-Eastern | Boydton Plank Road Cogen Plant | 54766 | GEN24 | WO | IC | 0.3 | 0.3 | 0 | 0 | 0 |  | IPP Non-CHP | N | OP |  | Internal Combustion |  | Eastern
EXCLUDE | VA | VA-Eastern | Boydton Plank Road Cogen Plant | 54766 | GEN25 | WO | IC | 0.3 | 0.3 | 0 | 0 | 0 |  | IPP Non-CHP | N | OP |  | Internal Combustion |  | Eastern
EXCLUDE | VA | VA-Eastern | Boydton Plank Road Cogen Plant | 54766 | GEN26 | WO | IC | 0.3 | 0.3 | 0 | 0 | 0 |  | IPP Non-CHP | N | OP |  | Internal Combustion |  | Eastern
EXCLUDE | VA | VA-Eastern | Boydton Plank Road Cogen Plant | 54766 | GEN27 | WO | IC | 0.3 | 0.3 | 0 | 0 | 0 |  | IPP Non-CHP | N | OP |  | Internal Combustion |  | Eastern
EXCLUDE | VA | VA-Eastern | Boydton Plank Road Cogen Plant | 54766 | GEN28 | WO | IC | 0.3 | 0.3 | 0 | 0 | 0 |  | IPP Non-CHP | N | OP |  | Internal Combustion |  | Eastern
EXCLUDE | VA | VA-Eastern | Boydton Plank Road Cogen Plant | 54766 | GEN29 | WO | IC | 0.3 | 0.3 | 0 | 0 | 0 |  | IPP Non-CHP | N | OP |  | Internal Combustion |  | Eastern
EXCLUDE | VA | VA-Eastern | Boydton Plank Road Cogen Plant | 54766 | GEN3 | WO | IC | 0.3 | 0.3 | 0 | 0 | 0 |  | IPP Non-CHP | N | OP |  | Internal Combustion |  | Eastern
EXCLUDE | VA | VA-Eastern | Boydton Plank Road Cogen Plant | 54766 | GEN30 | WO | IC | 0.3 | 0.3 | 0 | 0 | 0 |  | IPP Non-CHP | N | OP |  | Internal Combustion |  | Eastern
EXCLUDE | VA | VA-Eastern | Boydton Plank Road Cogen Plant | 54766 | GEN31 | WO | IC | 0.3 | 0.3 | 0 | 0 | 0 |  | IPP Non-CHP | N | OP |  | Internal Combustion |  | Eastern
EXCLUDE | VA | VA-Eastern | Boydton Plank Road Cogen Plant | 54766 | GEN32 | WO | IC | 0.3 | 0.3 | 0 | 0 | 0 |  | IPP Non-CHP | N | OP |  | Internal Combustion |  | Eastern
EXCLUDE | VA | VA-Eastern | Boydton Plank Road Cogen Plant | 54766 | GEN33 | WO | IC | 0.3 | 0.3 | 0 | 0 | 0 |  | IPP Non-CHP | N | OP |  | Internal Combustion |  | Eastern
EXCLUDE | VA | VA-Eastern | Boydton Plank Road Cogen Plant | 54766 | GEN34 | WO | IC | 0.3 | 0.3 | 0 | 0 | 0 |  | IPP Non-CHP | N | OP |  | Internal Combustion |  | Eastern
EXCLUDE | VA | VA-Eastern | Boydton Plank Road Cogen Plant | 54766 | GEN4 | WO | IC | 0.3 | 0.3 | 0 | 0 | 0 |  | IPP Non-CHP | N | OP |  | Internal Combustion |  | Eastern
EXCLUDE | VA | VA-Eastern | Boydton Plank Road Cogen Plant | 54766 | GEN5 | WO | IC | 0.3 | 0.3 | 0 | 0 | 0 |  | IPP Non-CHP | N | OP |  | Internal Combustion |  | Eastern
EXCLUDE | VA | VA-Eastern | Boydton Plank Road Cogen Plant | 54766 | GEN6 | WO | IC | 0.3 | 0.3 | 0 | 0 | 0 |  | IPP Non-CHP | N | OP |  | Internal Combustion |  | Eastern
EXCLUDE | VA | VA-Eastern | Boydton Plank Road Cogen Plant | 54766 | GEN7 | WO | IC | 0.3 | 0.3 | 0 | 0 | 0 |  | IPP Non-CHP | N | OP |  | Internal Combustion |  | Eastern
EXCLUDE | VA | VA-Eastern | Boydton Plank Road Cogen Plant | 54766 | GEN8 | WO | IC | 0.3 | 0.3 | 0 | 0 | 0 |  | IPP Non-CHP | N | OP |  | Internal Combustion |  | Eastern
EXCLUDE | VA | VA-Eastern | Boydton Plank Road Cogen Plant | 54766 | GEN9 | WO | IC | 0.3 | 0.3 | 0 | 0 | 0 |  | IPP Non-CHP | N | OP |  | Internal Combustion |  | Eastern
EXCLUDE | CA | CA-Western | Live Oak Cogen | 54768 | GEN1 | NG | GT | 46 | 46 | 0 | 347843 | 187776.54 |  | IPP CHP | Y | OP |  | Simple cycle unit |  | Western
EXCLUDE | NY | NY-Eastern | Lutheran Medical Center | 54769 | GEN1 | NG | IC | 0.8 | 0.8 | 0 | 0 | 0 |  | Commercial CHP | Y | OP |  | Commercial/Industrial Unit |  | Eastern
EXCLUDE | NY | NY-Eastern | Lutheran Medical Center | 54769 | GEN2 | NG | IC | 0.8 | 0.8 | 0 | 0 | 0 |  | Commercial CHP | Y | OP |  | Commercial/Industrial Unit |  | Eastern
EXCLUDE | NY | NY-Eastern | South Glens Falls Hydroelectric | 54772 | GEN1 | WAT | HY | 6.9 | 3 | 0 | 33542 | 0 |  | IPP Non-CHP | N | OP |  | Non Combustion (NUC, WAT, WND, GEO, or SUN) |  | Eastern
EXCLUDE | NY | NY-Eastern | South Glens Falls Hydroelectric | 54772 | GEN2 | WAT | HY | 6.9 | 3 | 0 | 33542 | 0 |  | IPP Non-CHP | N | OP |  | Non Combustion (NUC, WAT, WND, GEO, or SUN) |  | Eastern
EXCLUDE | IA | IA-Eastern | University of Iowa Main Power Plant | 54775 | DG7 | DFO | IC | 1.7 | 1.7 | 0 | 0 | 0 |  | Commercial CHP | N | SB |  | Commercial/Industrial Unit |  | Eastern
EXCLUDE | IA | IA-Eastern | University of Iowa Main Power Plant | 54775 | GEN1 | BIT | ST | 3 | 3 | 0 | 13169.56 | 93971.06 |  | Commercial CHP | Y | OP |  | Commercial/Industrial Unit |  | Eastern
EXCLUDE | IA | IA-Eastern | University of Iowa Main Power Plant | 54775 | GEN10 | NG | IC | 2 | 2 | 0 | 0 | 0 |  | Commercial CHP | N | T |  | Commercial/Industrial Unit |  | Eastern
EXCLUDE | IA | IA-Eastern | University of Iowa Main Power Plant | 54775 | GEN2 | BIT | ST | 3 | 3 | 0 | 17684.89 | 126190.1 |  | Commercial CHP | Y | OP |  | Commercial/Industrial Unit |  | Eastern
EXCLUDE | IA | IA-Eastern | University of Iowa Main Power Plant | 54775 | GEN6 | BIT | ST | 15 | 15 | 0 | 5756.04 | 41072.08 |  | Commercial CHP | Y | OP |  | Commercial/Industrial Unit |  | Eastern
EXCLUDE | IA | IA-Eastern | University of Iowa Main Power Plant | 54775 | GEN7 | NG | IC | 2 | 2 | 0 | 0 | 0 |  | Commercial CHP | N | T |  | Commercial/Industrial Unit |  | Eastern
EXCLUDE | IA | IA-Eastern | University of Iowa Main Power Plant | 54775 | GEN8 | NG | IC | 2 | 2 | 0 | 0 | 0 |  | Commercial CHP | N | T |  | Commercial/Industrial Unit |  | Eastern
EXCLUDE | IA | IA-Eastern | University of Iowa Main Power Plant | 54775 | GEN9 | NG | IC | 2 | 2 | 0 | 0 | 0 |  | Commercial CHP | N | T |  | Commercial/Industrial Unit |  | Eastern
EXCLUDE | OK | OK-Eastern | Oklahoma State University | 54779 | GEN1 | NG | ST | 1.5 | 1.6 | 0 | 0 | 4766.51 |  | Commercial CHP | Y | OP | 2014 | Commercial/Industrial Unit |  | Eastern
EXCLUDE | OK | OK-Eastern | Oklahoma State University | 54779 | GEN2 | NG | ST | 1.5 | 1.6 | 0 | 0 | 4766.51 |  | Commercial CHP | Y | OP | 2014 | Commercial/Industrial Unit |  | Eastern
EXCLUDE | OK | OK-Eastern | Oklahoma State University | 54779 | GEN3 | NG | ST | 1.5 | 1.6 | 0 | 0 | 0 |  | Commercial CHP | Y | RE | 2010 | Commercial/Industrial Unit |  | Eastern
EXCLUDE | OK | OK-Eastern | Oklahoma State University | 54779 | GEN4 | NG | ST | 5 | 5.2 | 0 | 0 | 15888.35 |  | Commercial CHP | N | OP | 2014 | Commercial/Industrial Unit |  | Eastern
EXCLUDE | IL | IL-Eastern | University of Illinois Abbott Power Plt | 54780 | T1 | NG | ST | 3 | 3 | 0 | 1087.05 | 2433.83 |  | Commercial CHP | Y | OP |  | Commercial/Industrial Unit |  | Eastern
EXCLUDE | IL | IL-Eastern | University of Illinois Abbott Power Plt | 54780 | T10 | BIT | ST | 12.5 | 12.5 | 0 | 150.9 | 337.86 |  | Commercial CHP | Y | OP |  | Commercial/Industrial Unit |  | Eastern
EXCLUDE | IL | IL-Eastern | University of Illinois Abbott Power Plt | 54780 | T11 | BIT | ST | 12.5 | 12.5 | 0 | 13783.3 | 33829.41 |  | Commercial CHP | Y | OP |  | Commercial/Industrial Unit |  | Eastern
EXCLUDE | IL | IL-Eastern | University of Illinois Abbott Power Plt | 54780 | T12 | BIT | ST | 7 | 7 | 0 | 24644.46 | 55177.18 |  | Commercial CHP | Y | OP |  | Commercial/Industrial Unit |  | Eastern
EXCLUDE | IL | IL-Eastern | University of Illinois Abbott Power Plt | 54780 | T2 | NG | ST | 3 | 3 | 0 | 5576.84 | 12486.14 |  | Commercial CHP | Y | OP |  | Commercial/Industrial Unit |  | Eastern
EXCLUDE | IL | IL-Eastern | University of Illinois Abbott Power Plt | 54780 | T3 | NG | ST | 3 | 3 | 0 | 3307.99 | 4614.96 |  | Commercial CHP | Y | OP |  | Commercial/Industrial Unit |  | Eastern
EXCLUDE | IL | IL-Eastern | University of Illinois Abbott Power Plt | 54780 | T4 | NG | ST | 3 | 3 | 0 | 3307.99 | 4614.96 |  | Commercial CHP | Y | OP |  | Commercial/Industrial Unit |  | Eastern
EXCLUDE | IL | IL-Eastern | University of Illinois Abbott Power Plt | 54780 | T5 | NG | ST | 3 | 3 | 0 | 0 | 0 |  | Commercial CHP | Y | RE | 2003 | Commercial/Industrial Unit |  | Eastern
EXCLUDE | IL | IL-Eastern | University of Illinois Abbott Power Plt | 54780 | T6 | BIT | ST | 7.5 | 7.5 | 0 | 13878.29 | 31072.49 |  | Commercial CHP | Y | OP |  | Commercial/Industrial Unit |  | Eastern
EXCLUDE | IL | IL-Eastern | University of Illinois Abbott Power Plt | 54780 | T7 | BIT | ST | 7.5 | 7.5 | 0 | 19719.66 | 44150.92 |  | Commercial CHP | Y | OP |  | Commercial/Industrial Unit |  | Eastern
EXCLUDE | IL | IL-Eastern | University of Illinois Abbott Power Plt | 54780 | T8 | NG | GT | 13 | 13 | 0 | 96516.28 | 62966.92 |  | Commercial CHP | Y | OP |  | Commercial/Industrial Unit |  | Eastern
EXCLUDE | IL | IL-Eastern | University of Illinois Abbott Power Plt | 54780 | T9 | NG | GT | 13 | 13 | 0 | 96516.28 | 62966.92 |  | Commercial CHP | Y | OP |  | Commercial/Industrial Unit |  | Eastern
EXCLUDE | VA | VA-Eastern | Suffolk Energy Partners LP | 54781 | SU1 | LFG | IC | 0.8 | 0.7 | 0 | 0 | 0 |  | IPP Non-CHP | N | OP |  | Non-Fossil Fuel Type (Less than 10% Fossil Fuel) |  | Eastern
EXCLUDE | VA | VA-Eastern | Suffolk Energy Partners LP | 54781 | SU2 | LFG | IC | 0.8 | 0.7 | 0 | 0 | 0 |  | IPP Non-CHP | N | OP |  | Non-Fossil Fuel Type (Less than 10% Fossil Fuel) |  | Eastern
EXCLUDE | VA | VA-Eastern | Suffolk Energy Partners LP | 54781 | SU3 | LFG | IC | 0.8 | 0.7 | 0 | 0 | 0 |  | IPP Non-CHP | N | OP |  | Non-Fossil Fuel Type (Less than 10% Fossil Fuel) |  | Eastern
EXCLUDE | VA | VA-Eastern | Suffolk Energy Partners LP | 54781 | SU4 | LFG | IC | 0.8 | 0.7 | 0 | 0 | 0 |  | IPP Non-CHP | N | OP |  | Non-Fossil Fuel Type (Less than 10% Fossil Fuel) |  | Eastern
EXCLUDE | NY | NY-Eastern | Seneca Energy | 54782 | GE10 | LFG | IC | 0.8 | 0.8 | 0 | 0 | 0 |  | IPP Non-CHP | N | OP |  | Non-Fossil Fuel Type (Less than 10% Fossil Fuel) |  | Eastern
EXCLUDE | NY | NY-Eastern | Seneca Energy | 54782 | GE11 | LFG | IC | 0.8 | 0.8 | 0 | 0 | 0 |  | IPP Non-CHP | N | OP |  | Non-Fossil Fuel Type (Less than 10% Fossil Fuel) |  | Eastern
EXCLUDE | NY | NY-Eastern | Seneca Energy | 54782 | GE12 | LFG | IC | 0.8 | 0.8 | 0 | 0 | 0 |  | IPP Non-CHP | N | OP |  | Non-Fossil Fuel Type (Less than 10% Fossil Fuel) |  | Eastern
EXCLUDE | NY | NY-Eastern | Seneca Energy | 54782 | GE13 | LFG | IC | 0.8 | 0.8 | 0 | 0 | 0 |  | IPP Non-CHP | N | OP |  | Non-Fossil Fuel Type (Less than 10% Fossil Fuel) |  | Eastern
EXCLUDE | NY | NY-Eastern | Seneca Energy | 54782 | GE14 | LFG | IC | 0.8 | 0.8 | 0 | 0 | 0 |  | IPP Non-CHP | N | OP |  | Non-Fossil Fuel Type (Less than 10% Fossil Fuel) |  | Eastern
EXCLUDE | NY | NY-Eastern | Seneca Energy | 54782 | GE15 | LFG | IC | 1.6 | 1.6 | 0 | 0 | 0 |  | IPP Non-CHP | N | OP |  | Non-Fossil Fuel Type (Less than 10% Fossil Fuel) |  | Eastern
EXCLUDE | NY | NY-Eastern | Seneca Energy | 54782 | GE16 | LFG | IC | 1.6 | 1.6 | 0 | 0 | 0 |  | IPP Non-CHP | N | OP |  | Non-Fossil Fuel Type (Less than 10% Fossil Fuel) |  | Eastern
EXCLUDE | NY | NY-Eastern | Seneca Energy | 54782 | GE17 | LFG | IC | 1.6 | 1.6 | 0 | 0 | 0 |  | IPP Non-CHP | N | OP |  | Non-Fossil Fuel Type (Less than 10% Fossil Fuel) |  | Eastern
EXCLUDE | NY | NY-Eastern | Seneca Energy | 54782 | GE18 | LFG | IC | 1.6 | 1.6 | 0 | 0 | 0 |  | IPP Non-CHP | N | OP |  | Non-Fossil Fuel Type (Less than 10% Fossil Fuel) |  | Eastern
EXCLUDE | NY | NY-Eastern | Seneca Energy | 54782 | GE19 | LFG | IC | 1.6 | 1.6 | 0 | 0 | 0 |  | IPP Non-CHP | N | L |  | Status of Operation (IP, L, P, T) |  | Eastern
EXCLUDE | NY | NY-Eastern | Seneca Energy | 54782 | GE20 | LFG | IC | 1.6 | 1.6 | 0 | 0 | 0 |  | IPP Non-CHP | N | L |  | Status of Operation (IP, L, P, T) |  | Eastern
EXCLUDE | NY | NY-Eastern | Seneca Energy | 54782 | GE21 | LFG | IC | 1.6 | 1.6 | 0 | 0 | 0 |  | IPP Non-CHP | N | L |  | Status of Operation (IP, L, P, T) |  | Eastern
EXCLUDE | NY | NY-Eastern | Seneca Energy | 54782 | GE22 | LFG | IC | 1.6 | 1.6 | 0 | 0 | 0 |  | IPP Non-CHP | N | L |  | Status of Operation (IP, L, P, T) |  | Eastern
EXCLUDE | NY | NY-Eastern | Seneca Energy | 54782 | GEN1 | LFG | IC | 0.8 | 0.8 | 0 | 0 | 0 |  | IPP Non-CHP | N | OP |  | Non-Fossil Fuel Type (Less than 10% Fossil Fuel) |  | Eastern
EXCLUDE | NY | NY-Eastern | Seneca Energy | 54782 | GEN2 | LFG | IC | 0.8 | 0.8 | 0 | 0 | 0 |  | IPP Non-CHP | N | OP |  | Non-Fossil Fuel Type (Less than 10% Fossil Fuel) |  | Eastern
EXCLUDE | NY | NY-Eastern | Seneca Energy | 54782 | GEN3 | LFG | IC | 0.8 | 0.8 | 0 | 0 | 0 |  | IPP Non-CHP | N | OP |  | Non-Fossil Fuel Type (Less than 10% Fossil Fuel) |  | Eastern
EXCLUDE | NY | NY-Eastern | Seneca Energy | 54782 | GEN4 | LFG | IC | 0.8 | 0.8 | 0 | 0 | 0 |  | IPP Non-CHP | N | OP |  | Non-Fossil Fuel Type (Less than 10% Fossil Fuel) |  | Eastern
EXCLUDE | NY | NY-Eastern | Seneca Energy | 54782 | GEN5 | LFG | IC | 0.8 | 0.8 | 0 | 0 | 0 |  | IPP Non-CHP | N | OP |  | Non-Fossil Fuel Type (Less than 10% Fossil Fuel) |  | Eastern
EXCLUDE | NY | NY-Eastern | Seneca Energy | 54782 | GEN6 | LFG | IC | 0.8 | 0.8 | 0 | 0 | 0 |  | IPP Non-CHP | N | OP |  | Non-Fossil Fuel Type (Less than 10% Fossil Fuel) |  | Eastern
EXCLUDE | NY | NY-Eastern | Seneca Energy | 54782 | GEN7 | LFG | IC | 0.8 | 0.8 | 0 | 0 | 0 |  | IPP Non-CHP | N | OP |  | Non-Fossil Fuel Type (Less than 10% Fossil Fuel) |  | Eastern
EXCLUDE | NY | NY-Eastern | Seneca Energy | 54782 | GEN8 | LFG | IC | 0.8 | 0.8 | 0 | 0 | 0 |  | IPP Non-CHP | N | OP |  | Non-Fossil Fuel Type (Less than 10% Fossil Fuel) |  | Eastern
EXCLUDE | NY | NY-Eastern | Seneca Energy | 54782 | GEN9 | LFG | IC | 0.8 | 0.8 | 0 | 0 | 0 |  | IPP Non-CHP | N | OP |  | Non-Fossil Fuel Type (Less than 10% Fossil Fuel) |  | Eastern
NGCC | PA | PA-Eastern | Grays Ferry Cogeneration | 54785 | GEN1 | NG | CC | 57.6 | 50 | 1103 | 259500.49 | 188278.43 |  | IPP CHP | Y | OP |  |  |  | Eastern
NGCC | PA | PA-Eastern | Grays Ferry Cogeneration | 54785 | GEN2 | NG | CC | 135 | 100 | 1881 | 608204.28 | 441277.56 |  | IPP CHP | Y | OP |  |  |  | Eastern
EXCLUDE | IL | IL-Eastern | Evanston Township High School | 54788 | GEN1 | NG | IC | 0.8 | 0.8 | 0 | 0 | 0 |  | Commercial Non-CHP | N | SB |  | Commercial/Industrial Unit |  | Eastern
EXCLUDE | IL | IL-Eastern | Evanston Township High School | 54788 | GEN2 | NG | IC | 0.8 | 0.8 | 0 | 0 | 0 |  | Commercial Non-CHP | N | SB |  | Commercial/Industrial Unit |  | Eastern
EXCLUDE | IL | IL-Eastern | Evanston Township High School | 54788 | GEN3 | NG | IC | 0.8 | 0.8 | 0 | 0 | 0 |  | Commercial Non-CHP | N | SB |  | Commercial/Industrial Unit |  | Eastern
EXCLUDE | AL | AL-Eastern | Georgia-Pacific Brewton Mill | 54789 | 1TG | BLQ | ST | 12.5 | 12.8 | 0 | 78785.89 | 434270.43 |  | Industrial CHP | Y | OP |  | Commercial/Industrial Unit |  | Eastern
EXCLUDE | AL | AL-Eastern | Georgia-Pacific Brewton Mill | 54789 | 2TG | BLQ | ST | 12.5 | 11.7 | 0 | 80079.42 | 441400.38 |  | Industrial CHP | Y | OP |  | Commercial/Industrial Unit |  | Eastern
EXCLUDE | AL | AL-Eastern | Georgia-Pacific Brewton Mill | 54789 | 3TG | BLQ | ST | 15.9 | 15.6 | 0 | 113542.99 | 625852.68 |  | Industrial CHP | Y | OP |  | Commercial/Industrial Unit |  | Eastern
EXCLUDE | IL | IL-Eastern | CSL Behring LLC | 54790 | GEN1 | NG | GT | 4.2 | 3.8 | 0 | 32176 | 27747.08 |  | Industrial CHP | Y | OP |  | Commercial/Industrial Unit |  | Eastern
EXCLUDE | IA | IA-Eastern | Storm Lake 1 | 54793 | 2 | WND | WT | 0.7 | 0.7 | 0 | 1693.5 | 0 |  | IPP Non-CHP | N | OP |  | Non Combustion (NUC, WAT, WND, GEO, or SUN) |  | Eastern
EXCLUDE | IA | IA-Eastern | Storm Lake 1 | 54793 | 3 | WND | WT | 0.7 | 0.7 | 0 | 1693.5 | 0 |  | IPP Non-CHP | N | OP |  | Non Combustion (NUC, WAT, WND, GEO, or SUN) |  | Eastern
EXCLUDE | IA | IA-Eastern | Storm Lake 1 | 54793 | EXIS | WND | WT | 112.5 | 112.5 | 0 | 272169.01 | 0 |  | IPP Non-CHP | N | OP |  | Non Combustion (NUC, WAT, WND, GEO, or SUN) |  | Eastern
EXCLUDE | MN | MN-Eastern | Buffalo Ridge Windplant WPP 1993 | 54794 | EXIS | WND | WT | 21.9 | 21.9 | 0 | 58286 | 0 |  | IPP Non-CHP | N | OP |  | Non Combustion (NUC, WAT, WND, GEO, or SUN) |  | Eastern
EXCLUDE | MD | MD-Eastern | Domino Sugar Baltimore | 54795 | GEN1 | NG | ST | 5 | 5 | 0 | 1186 | 2078.83 |  | Industrial CHP | Y | OP |  | Commercial/Industrial Unit |  | Eastern
EXCLUDE | MD | MD-Eastern | Domino Sugar Baltimore | 54795 | GEN2 | NG | ST | 2.5 | 2.5 | 0 | 8048 | 14106.61 |  | Industrial CHP | Y | OP |  | Commercial/Industrial Unit |  | Eastern
EXCLUDE | MD | MD-Eastern | Domino Sugar Baltimore | 54795 | GEN3 | NG | ST | 2.5 | 2.5 | 0 | 0 | 0 |  | Industrial CHP | Y | RE | 2000 | Commercial/Industrial Unit |  | Eastern
EXCLUDE | MD | MD-Eastern | Domino Sugar Baltimore | 54795 | GEN4 | NG | ST | 10 | 10 | 0 | 52427 | 91894.54 |  | Industrial CHP | Y | OP |  | Commercial/Industrial Unit |  | Eastern
EXCLUDE | CA | CA-Western | Saint Agnes Medical Center | 54800 | 9911 | NG | GT | 3.5 | 2.7 | 0 | 23467.5 | 15130.7 |  | Commercial CHP | Y | OP |  | Commercial/Industrial Unit |  | Western
EXCLUDE | CA | CA-Western | Saint Agnes Medical Center | 54800 | 9929 | NG | GT | 3.5 | 2.7 | 0 | 23467.5 | 15130.7 |  | Commercial CHP | Y | OP |  | Commercial/Industrial Unit |  | Western
EXCLUDE | CA | CA-Western | Saint Agnes Medical Center | 54800 | 9930 | NG | IC | 0.7 | 0.7 | 0 | 0 | 0 |  | Commercial CHP | N | RE | 2000 | Commercial/Industrial Unit |  | Western
EXCLUDE | NC | NC-Eastern | Avalon/Mayo Hydropower | 54801 | GEN1 | WAT | HY | 0.8 | 0.8 | 0 | 2085.33 | 0 |  | Commercial Non-CHP | N | OP |  | Commercial/Industrial Unit |  | Eastern
EXCLUDE | NC | NC-Eastern | Avalon/Mayo Hydropower | 54801 | GEN2 | WAT | HY | 0.3 | 0.3 | 0 | 782 | 0 |  | Commercial Non-CHP | N | OP |  | Commercial/Industrial Unit |  | Eastern
EXCLUDE | NC | NC-Eastern | Avalon/Mayo Hydropower | 54801 | GEN3 | WAT | HY | 0.1 | 0.1 | 0 | 260.67 | 0 |  | Commercial Non-CHP | N | OP |  | Commercial/Industrial Unit |  | Eastern
EXCLUDE | AL | AL-Eastern | Mead Coated Board | 54802 | GEN1 | WDS | ST | 32 | 32 | 0 | 237194 | 929991.3 |  | Industrial CHP | Y | OP |  | Commercial/Industrial Unit |  | Eastern
EXCLUDE | AL | AL-Eastern | Mead Coated Board | 54802 | GEN2 | WDS | ST | 55.5 | 55.5 | 0 | 368873 | 1446278.91 |  | Industrial CHP | Y | OP |  | Commercial/Industrial Unit |  | Eastern
EXCLUDE | AL | AL-Eastern | Mead Coated Board | 54802 | GEN3 | NG | GT | 25 | 21 | 0 | 182464 | 155119.41 |  | Industrial CHP | Y | OP |  | Commercial/Industrial Unit |  | Eastern
EXCLUDE | NH | NH-Eastern | Plymouth State College Cogeneration | 54803 | A | DFO | IC | 1.2 | 1.2 | 0 | 0 | 0 |  | Commercial CHP | Y | OP |  | Commercial/Industrial Unit |  | Eastern
EXCLUDE | NH | NH-Eastern | Plymouth State College Cogeneration | 54803 | B | DFO | IC | 1.6 | 1.6 | 0 | 0 | 0 |  | Commercial CHP | N | OP |  | Commercial/Industrial Unit |  | Eastern
NGCC | MA | MA-Eastern | Milford Power LP | 54805 | GT-1 | NG | CC | 128.9 | 107.9 | 1401 | 284845.1 | 138539.77 |  | IPP Non-CHP | N | OP |  |  |  | Eastern
NGCC | MA | MA-Eastern | Milford Power LP | 54805 | ST-1 | NG | CC | 49.1 | 40.1 | 1401 | 108501.9 | 52771.94 |  | IPP Non-CHP | N | OP |  |  |  | Eastern
EXCLUDE | NY | NY-Eastern | New York University Central Plant | 54808 | D2 | DFO | IC | 0.8 | 0.6 | 0 | 0 | 0 |  | Commercial CHP | Y | SB |  | Commercial/Industrial Unit |  | Eastern
EXCLUDE | NY | NY-Eastern | New York University Central Plant | 54808 | D3 | DFO | IC | 0.8 | 0.6 | 0 | 0 | 0 |  | Commercial CHP | Y | SB |  | Commercial/Industrial Unit |  | Eastern
EXCLUDE | NY | NY-Eastern | New York University Central Plant | 54808 | D4 | DFO | IC | 0.8 | 0.6 | 0 | 0 | 0 |  | Commercial CHP | Y | SB |  | Commercial/Industrial Unit |  | Eastern
EXCLUDE | NY | NY-Eastern | New York University Central Plant | 54808 | D5 | DFO | IC | 0.8 | 0.6 | 0 | 0 | 0 |  | Commercial CHP | Y | SB |  | Commercial/Industrial Unit |  | Eastern
EXCLUDE | NY | NY-Eastern | New York University Central Plant | 54808 | D6 | DFO | IC | 0.8 | 0.6 | 0 | 0 | 0 |  | Commercial CHP | Y | SB |  | Commercial/Industrial Unit |  | Eastern
EXCLUDE | NY | NY-Eastern | New York University Central Plant | 54808 | D7 | DFO | IC | 0.8 | 0.6 | 0 | 0 | 0 |  | Commercial CHP | Y | SB |  | Commercial/Industrial Unit |  | Eastern
EXCLUDE | NY | NY-Eastern | New York University Central Plant | 54808 | DI | DFO | IC | 0.8 | 0.6 | 0 | 0 | 0 |  | Commercial CHP | Y | SB |  | Commercial/Industrial Unit |  | Eastern
EXCLUDE | NY | NY-Eastern | New York University Central Plant | 54808 | GT1 | NG | CC | 5.5 | 5.5 | 0 | 28953.81 | 20162.21 |  | Commercial CHP | N | OP |  | Commercial/Industrial Unit |  | Eastern
EXCLUDE | NY | NY-Eastern | New York University Central Plant | 54808 | GT2 | NG | CC | 5.5 | 5.5 | 0 | 28953.81 | 20162.21 |  | Commercial CHP | N | OP |  | Commercial/Industrial Unit |  | Eastern
EXCLUDE | NY | NY-Eastern | New York University Central Plant | 54808 | T1 | NG | CC | 2.4 | 1.8 | 0 | 12634.39 | 8798.06 |  | Commercial CHP | Y | OP |  | Commercial/Industrial Unit |  | Eastern
EXCLUDE | WA | WA-Western | University of Washington Power Plant | 54809 | DG3 | DFO | IC | 2 | 2 | 0 | 0 | 0 |  | Commercial CHP | N | SB |  | Commercial/Industrial Unit |  | Western
EXCLUDE | WA | WA-Western | University of Washington Power Plant | 54809 | DG4 | DFO | IC | 2 | 2 | 0 | 0 | 0 |  | Commercial CHP | N | SB |  | Commercial/Industrial Unit |  | Western
EXCLUDE | WA | WA-Western | University of Washington Power Plant | 54809 | DG5 | DFO | IC | 2 | 2 | 0 | 0 | 0 |  | Commercial CHP | N | SB |  | Commercial/Industrial Unit |  | Western
EXCLUDE | WA | WA-Western | University of Washington Power Plant | 54809 | DG6 | DFO | IC | 2 | 2 | 0 | 0 | 0 |  | Commercial CHP | N | SB |  | Commercial/Industrial Unit |  | Western
EXCLUDE | WA | WA-Western | University of Washington Power Plant | 54809 | DG7 | DFO | IC | 2 | 2 | 0 | 0 | 0 |  | Commercial CHP | N | SB |  | Commercial/Industrial Unit |  | Western
EXCLUDE | WA | WA-Western | University of Washington Power Plant | 54809 | TG2 | NG | ST | 5 | 1 | 0 | 6263.29 | 88500.85 |  | Commercial CHP | Y | OP |  | Commercial/Industrial Unit |  | Western
EXCLUDE | ID | ID-Western | Mile 28 Water Power Project | 54812 | 1 | WAT | HY | 0.7 | 0.7 | 0 | 2468 | 0 |  | IPP Non-CHP | N | OP |  | Non Combustion (NUC, WAT, WND, GEO, or SUN) |  | Western
EXCLUDE | ID | ID-Western | Mile 28 Water Power Project | 54812 | 2 | WAT | HY | 0.7 | 0.7 | 0 | 2468 | 0 |  | IPP Non-CHP | N | OP |  | Non Combustion (NUC, WAT, WND, GEO, or SUN) |  | Western
EXCLUDE | GA | GA-Eastern | Shepherd Center | 54813 | 1 | DFO | IC | 0.6 | 0.6 | 0 | 0 | 0 |  | Commercial Non-CHP | N | SB |  | Commercial/Industrial Unit |  | Eastern
EXCLUDE | GA | GA-Eastern | Shepherd Center | 54813 | 2 | DFO | IC | 0.6 | 0.6 | 0 | 0 | 0 |  | Commercial Non-CHP | N | SB |  | Commercial/Industrial Unit |  | Eastern
EXCLUDE | GA | GA-Eastern | Shepherd Center | 54813 | 3 | DFO | IC | 0.2 | 0.2 | 0 | 0 | 0 |  | Commercial Non-CHP | N | SB |  | Commercial/Industrial Unit |  | Eastern
EXCLUDE | GA | GA-Eastern | Shepherd Center | 54813 | 4 | DFO | IC | 0.3 | 0.3 | 0 | 0 | 0 |  | Commercial Non-CHP | N | SB |  | Commercial/Industrial Unit |  | Eastern
EXCLUDE | GA | GA-Eastern | Shepherd Center | 54813 | 5 | DFO | IC | 0.6 | 0.6 | 0 | 0 | 0 |  | Commercial Non-CHP | N | SB |  | Commercial/Industrial Unit |  | Eastern
EXCLUDE | GA | GA-Eastern | Shepherd Center | 54813 | 6 | DFO | IC | 0.6 | 0.6 | 0 | 0 | 0 |  | Commercial Non-CHP | N | SB |  | Commercial/Industrial Unit |  | Eastern
EXCLUDE | NM | NM-Western | Milagro Cogeneration Plant | 54814 | GENA | NG | GT | 30.4 | 30.4 | 317.45 | 64142 | 69454.43 |  | IPP CHP | Y | OP |  | Simple cycle unit |  | Western
EXCLUDE | NM | NM-Western | Milagro Cogeneration Plant | 54814 | GENB | NG | GT | 30.4 | 30.4 | 317.45 | 64142 | 69454.43 |  | IPP CHP | Y | OP |  | Simple cycle unit |  | Western
EXCLUDE | NM | NM-Western | Milagro Cogeneration Plant | 54814 | GO1A | NG | GT | 30.4 | 30.4 | 317.45 | 64142 | 69454.43 |  | IPP CHP | Y | OP |  | Simple cycle unit |  | Western
EXCLUDE | NM | NM-Western | Milagro Cogeneration Plant | 54814 | GO1B | NG | GT | 30.4 | 30.4 | 317.45 | 64142 | 69454.43 |  | IPP CHP | Y | OP |  | Simple cycle unit |  | Western
EXCLUDE | GA | GA-Eastern | Riverwood 100 Building | 54816 | 11KT | DFO | IC | 1.1 | 1.1 | 0 | 0 | 0 |  | Commercial Non-CHP | N | OS |  | Commercial/Industrial Unit |  | Eastern
NGCC | TX | TX-ERCOT | Johnson County | 54817 | GT-1 | NG | CC | 178.2 | 163 | 2500 | 555148.48 | 268708.31 |  | Electric Utility | N | OP |  |  |  | ERCOT
NGCC | TX | TX-ERCOT | Johnson County | 54817 | ST-1 | NG | CC | 104.4 | 104 | 2500 | 325238.51 | 157425.07 |  | Electric Utility | N | OP |  |  |  | ERCOT
EXCLUDE | GA | GA-Eastern | 191 Peachtree Tower | 54818 | GEN1 | DFO | IC | 1.2 | 1.2 | 0 | 0 | 0 |  | Commercial Non-CHP | N | SB |  | Commercial/Industrial Unit |  | Eastern
EXCLUDE | GA | GA-Eastern | 191 Peachtree Tower | 54818 | GEN2 | DFO | IC | 1.2 | 1.2 | 0 | 0 | 0 |  | Commercial Non-CHP | N | SB |  | Commercial/Industrial Unit |  | Eastern
EXCLUDE | NC | NC-Eastern | Smithfield Packing Bladen | 54823 | GEN1 | DFO | IC | 1.5 | 1.5 | 0 | 0 | 0 |  | Industrial Non-CHP | N | SB |  | Commercial/Industrial Unit |  | Eastern
EXCLUDE | NC | NC-Eastern | Smithfield Packing Bladen | 54823 | GEN2 | DFO | IC | 1.5 | 1.5 | 0 | 0 | 0 |  | Industrial Non-CHP | N | SB |  | Commercial/Industrial Unit |  | Eastern
EXCLUDE | NC | NC-Eastern | Smithfield Packing Bladen | 54823 | GEN3 | DFO | IC | 1.5 | 1.5 | 0 | 0 | 0 |  | Industrial Non-CHP | N | SB |  | Commercial/Industrial Unit |  | Eastern
EXCLUDE | NC | NC-Eastern | Smithfield Packing Bladen | 54823 | GEN4 | DFO | IC | 1.5 | 1.5 | 0 | 0 | 0 |  | Industrial Non-CHP | N | SB |  | Commercial/Industrial Unit |  | Eastern
EXCLUDE | NC | NC-Eastern | Smithfield Packing Bladen | 54823 | GEN5 | DFO | IC | 1.5 | 1.5 | 0 | 0 | 0 |  | Industrial Non-CHP | N | SB |  | Commercial/Industrial Unit |  | Eastern
EXCLUDE | NC | NC-Eastern | Smithfield Packing Bladen | 54823 | GEN6 | DFO | IC | 1.5 | 1.5 | 0 | 0 | 0 |  | Industrial Non-CHP | N | SB |  | Commercial/Industrial Unit |  | Eastern
EXCLUDE | NC | NC-Eastern | Smithfield Packing Bladen | 54823 | GEN7 | DFO | IC | 1.5 | 1.5 | 0 | 0 | 0 |  | Industrial Non-CHP | N | SB |  | Commercial/Industrial Unit |  | Eastern
EXCLUDE | NC | NC-Eastern | Smithfield Packing Bladen | 54823 | GEN8 | DFO | IC | 1.5 | 1.5 | 0 | 0 | 0 |  | Industrial Non-CHP | N | SB |  | Commercial/Industrial Unit |  | Eastern
EXCLUDE | NC | NC-Eastern | Smithfield Packing Bladen | 54823 | GEN9 | DFO | IC | 1.5 | 1.5 | 0 | 0 | 0 |  | Industrial Non-CHP | N | SB |  | Commercial/Industrial Unit |  | Eastern
EXCLUDE | NC | NC-Eastern | Smithfield Packing Bladen | 54823 | GN10 | DFO | IC | 1.5 | 1.5 | 0 | 0 | 0 |  | Industrial Non-CHP | N | SB |  | Commercial/Industrial Unit |  | Eastern
EXCLUDE | NC | NC-Eastern | Smithfield Packing Bladen | 54823 | GN11 | DFO | IC | 1.5 | 1.5 | 0 | 0 | 0 |  | Industrial Non-CHP | N | SB |  | Commercial/Industrial Unit |  | Eastern
EXCLUDE | NC | NC-Eastern | Smithfield Packing Bladen | 54823 | GN12 | DFO | IC | 1.5 | 1.5 | 0 | 0 | 0 |  | Industrial Non-CHP | N | SB |  | Commercial/Industrial Unit |  | Eastern
EXCLUDE | NC | NC-Eastern | Smithfield Packing Bladen | 54823 | GN13 | DFO | IC | 1.5 | 1.5 | 0 | 0 | 0 |  | Industrial Non-CHP | N | SB |  | Commercial/Industrial Unit |  | Eastern
EXCLUDE | NC | NC-Eastern | Smithfield Packing Bladen | 54823 | GN14 | DFO | IC | 1.5 | 1.5 | 0 | 0 | 0 |  | Industrial Non-CHP | N | SB |  | Commercial/Industrial Unit |  | Eastern
EXCLUDE | NC | NC-Eastern | Smithfield Packing Bladen | 54823 | GN15 | DFO | IC | 1.5 | 1.5 | 0 | 0 | 0 |  | Industrial Non-CHP | N | SB |  | Commercial/Industrial Unit |  | Eastern
EXCLUDE | NC | NC-Eastern | Smithfield Packing Bladen | 54823 | GN16 | DFO | IC | 1.5 | 1.5 | 0 | 0 | 0 |  | Industrial Non-CHP | N | SB |  | Commercial/Industrial Unit |  | Eastern
EXCLUDE | NC | NC-Eastern | Smithfield Packing Bladen | 54823 | GN17 | DFO | IC | 1.5 | 1.5 | 0 | 0 | 0 |  | Industrial Non-CHP | N | SB |  | Commercial/Industrial Unit |  | Eastern
EXCLUDE | NC | NC-Eastern | Smithfield Packing Bladen | 54823 | GN18 | DFO | IC | 1.5 | 1.5 | 0 | 0 | 0 |  | Industrial Non-CHP | N | SB |  | Commercial/Industrial Unit |  | Eastern
EXCLUDE | NC | NC-Eastern | Smithfield Packing Bladen | 54823 | GN19 | DFO | IC | 1.5 | 1.5 | 0 | 0 | 0 |  | Industrial Non-CHP | N | SB |  | Commercial/Industrial Unit |  | Eastern
EXCLUDE | HI | HI-Hawaii | Wailuku River Hydroelectric | 54827 | 8101 | WAT | HY | 5.2 | 4.9 | 0 | 13466.5 | 0 |  | IPP Non-CHP | N | OP |  | State not covered under final 111(d) |  | Hawaii
EXCLUDE | HI | HI-Hawaii | Wailuku River Hydroelectric | 54827 | 8102 | WAT | HY | 5.2 | 4.9 | 0 | 13466.5 | 0 |  | IPP Non-CHP | N | OP |  | State not covered under final 111(d) |  | Hawaii
EXCLUDE | NJ | NJ-Eastern | Bristol Myers Squibb | 54829 | GEN1 | NG | GT | 9.5 | 8.8 | 0 | 49855 | 46903.9 |  | Industrial CHP | Y | OP |  | Commercial/Industrial Unit |  | Eastern
EXCLUDE | NJ | NJ-Eastern | Bristol Myers Squibb | 54829 | GEN2 | NG | ST | 1 | 0.6 | 0 | 653 | 556.5 |  | Industrial CHP | Y | SB |  | Commercial/Industrial Unit |  | Eastern
EXCLUDE | GA | GA-Eastern | Dekalb Medical Center | 54830 | 03 | DFO | IC | 1.5 | 1.2 | 0 | 0 | 0 |  | Commercial Non-CHP | N | SB |  | Commercial/Industrial Unit |  | Eastern
EXCLUDE | GA | GA-Eastern | Dekalb Medical Center | 54830 | 90 | DFO | IC | 1.2 | 1.2 | 0 | 0 | 0 |  | Commercial Non-CHP | N | SB |  | Commercial/Industrial Unit |  | Eastern
EXCLUDE | GA | GA-Eastern | Dekalb Medical Center | 54830 | 93 | DFO | IC | 1.2 | 1.2 | 0 | 0 | 0 |  | Commercial Non-CHP | N | SB |  | Commercial/Industrial Unit |  | Eastern
NGCC | MD | MD-Eastern | Panda Brandywine LP | 54832 | 1 | NG | CC | 98.7 | 230 | 1125 | 231218.97 | 112739.75 |  | IPP CHP | Y | OP |  |  |  | Eastern
NGCC | MD | MD-Eastern | Panda Brandywine LP | 54832 | 2 | NG | CC | 98.7 |  | 1125 | 231218.97 | 112739.75 |  | IPP CHP | Y | OP |  |  |  | Eastern
NGCC | MD | MD-Eastern | Panda Brandywine LP | 54832 | 3 | NG | CC | 91.4 |  | 1125 | 214117.66 | 104401.35 |  | IPP CHP | Y | OP |  |  |  | Eastern
EXCLUDE | AK | AK-Alaska | Fort Greely Power Plant | 54834 | EN-1 | DFO | IC | 1 | 1 | 0 | 0 | 0 |  | Commercial Non-CHP | N | RE | 2009 | State not covered under final 111(d) |  | Alaska
EXCLUDE | AK | AK-Alaska | Fort Greely Power Plant | 54834 | EN-2 | DFO | IC | 1 | 1 | 0 | 0 | 0 |  | Commercial Non-CHP | N | RE | 2009 | State not covered under final 111(d) |  | Alaska
EXCLUDE | AK | AK-Alaska | Fort Greely Power Plant | 54834 | EN-3 | DFO | IC | 1 | 1 | 0 | 0 | 0 |  | Commercial Non-CHP | N | RE | 2009 | State not covered under final 111(d) |  | Alaska
EXCLUDE | AK | AK-Alaska | Fort Greely Power Plant | 54834 | EN-4 | DFO | IC | 1.2 | 1.2 | 0 | 0 | 0 |  | Commercial Non-CHP | N | SB |  | State not covered under final 111(d) |  | Alaska
EXCLUDE | AK | AK-Alaska | Fort Greely Power Plant | 54834 | EN-5 | DFO | IC | 1.2 | 1.2 | 0 | 0 | 0 |  | Commercial Non-CHP | N | SB |  | State not covered under final 111(d) |  | Alaska
EXCLUDE | AK | AK-Alaska | Fort Greely Power Plant | 54834 | EN-6 | DFO | IC | 2.5 | 2.5 | 0 | 0 | 0 |  | Commercial Non-CHP | N | SB |  | State not covered under final 111(d) |  | Alaska
EXCLUDE | AK | AK-Alaska | Fort Greely Power Plant | 54834 | EN-7 | DFO | IC | 2.5 | 2.5 | 0 | 0 | 0 |  | Commercial Non-CHP | N | SB |  | State not covered under final 111(d) |  | Alaska
EXCLUDE | IN | IN-Eastern | Evonik Degussa Tippecanoe Laboratories | 54835 | T121 | DFO | IC | 1.2 | 1.2 | 0 | 0 | 0 |  | Industrial Non-CHP | N | SB |  | Commercial/Industrial Unit |  | Eastern
EXCLUDE | GA | GA-Eastern | Valdosta Water Treatment Plant | 54839 | GEN1 | DFO | IC | 1.7 | 1.7 | 0 | 0 | 0 |  | Commercial Non-CHP | N | SB |  | Commercial/Industrial Unit |  | Eastern
EXCLUDE | GA | GA-Eastern | Valdosta Water Treatment Plant | 54839 | GEN2 | DFO | IC | 1.7 | 1.7 | 0 | 0 | 0 |  | Commercial Non-CHP | N | SB |  | Commercial/Industrial Unit |  | Eastern
EXCLUDE | GA | GA-Eastern | Thiele Kaolin Sandersville | 54841 | G1 | DFO | IC | 1.2 | 1.1 | 0 | 0 | 0 |  | Industrial Non-CHP | N | SB |  | Commercial/Industrial Unit |  | Eastern
EXCLUDE | GA | GA-Eastern | Thiele Kaolin Sandersville | 54841 | G2 | DFO | IC | 1.2 | 1.1 | 0 | 0 | 0 |  | Industrial Non-CHP | N | SB |  | Commercial/Industrial Unit |  | Eastern
EXCLUDE | WI | WI-Eastern | Outagamie County Co-Generation Facility | 54842 | G1 | LFG | IC | 1.6 | 1.6 | 0 | 0 | 0 |  | IPP CHP | Y | OP |  | Non-Fossil Fuel Type (Less than 10% Fossil Fuel) |  | Eastern
EXCLUDE | WI | WI-Eastern | Outagamie County Co-Generation Facility | 54842 | G2 | LFG | IC | 1.6 | 1.6 | 0 | 0 | 0 |  | IPP CHP | Y | OP |  | Non-Fossil Fuel Type (Less than 10% Fossil Fuel) |  | Eastern
EXCLUDE | WI | WI-Eastern | Outagamie County Co-Generation Facility | 54842 | G3 | LFG | IC | 1.6 | 1.6 | 0 | 0 | 0 |  | IPP CHP | Y | OP |  | Non-Fossil Fuel Type (Less than 10% Fossil Fuel) |  | Eastern
EXCLUDE | WI | WI-Eastern | Outagamie County Co-Generation Facility | 54842 | GEN1 | LFG | IC | 0.8 | 0.8 | 0 | 0 | 0 |  | IPP CHP | Y | RE | 2006 | Retired prior to 2012 |  | Eastern
EXCLUDE | WI | WI-Eastern | Outagamie County Co-Generation Facility | 54842 | GEN2 | LFG | IC | 0.8 | 0.8 | 0 | 0 | 0 |  | IPP CHP | Y | RE | 2006 | Retired prior to 2012 |  | Eastern
EXCLUDE | WI | WI-Eastern | Outagamie County Co-Generation Facility | 54842 | GEN3 | LFG | IC | 0.8 | 0.8 | 0 | 0 | 0 |  | IPP CHP | Y | RE | 2006 | Retired prior to 2012 |  | Eastern
NGCC | VA | VA-Eastern | Gordonsville Energy LP | 54844 | GOR1 | NG | CC | 97.2 | 68.4 | 1510 | 417053.04 | 215868.84 |  | Electric Utility | N | OP |  |  |  | Eastern
NGCC | VA | VA-Eastern | Gordonsville Energy LP | 54844 | GOR2 | NG | CC | 97.2 | 68.4 | 1510 | 417053.04 | 215868.84 |  | Electric Utility | N | OP |  |  |  | Eastern
NGCC | VA | VA-Eastern | Gordonsville Energy LP | 54844 | GOR3 | NG | CC | 53 | 40.6 | 1510 | 227405.46 | 117706.26 |  | Electric Utility | N | OP |  |  |  | Eastern
NGCC | VA | VA-Eastern | Gordonsville Energy LP | 54844 | GOR4 | NG | CC | 53 | 40.6 | 1510 | 227405.46 | 117706.26 |  | Electric Utility | N | OP |  |  |  | Eastern
EXCLUDE | GA | GA-Eastern | Sun Trust Plaza | 54845 | EG-1 | DFO | IC | 1.2 | 1 | 0 | 0 | 0 |  | Commercial Non-CHP | N | SB |  | Commercial/Industrial Unit |  | Eastern
EXCLUDE | GA | GA-Eastern | Sun Trust Plaza | 54845 | EG-2 | DFO | IC | 1.2 | 1 | 0 | 0 | 0 |  | Commercial Non-CHP | N | SB |  | Commercial/Industrial Unit |  | Eastern
EXCLUDE | GA | GA-Eastern | South Georgia Medical Center | 54848 | GEN1 | DFO | IC | 0.4 | 0.4 | 0 | 0 | 0 |  | Commercial Non-CHP | N | SB |  | Commercial/Industrial Unit |  | Eastern
EXCLUDE | GA | GA-Eastern | South Georgia Medical Center | 54848 | GEN2 | DFO | IC | 0.4 | 0.4 | 0 | 0 | 0 |  | Commercial Non-CHP | N | SB |  | Commercial/Industrial Unit |  | Eastern
EXCLUDE | GA | GA-Eastern | South Georgia Medical Center | 54848 | GEN3 | DFO | IC | 0.4 | 0.4 | 0 | 0 | 0 |  | Commercial Non-CHP | N | SB |  | Commercial/Industrial Unit |  | Eastern
EXCLUDE | GA | GA-Eastern | South Georgia Medical Center | 54848 | GEN4 | DFO | IC | 0.7 | 0.7 | 0 | 0 | 0 |  | Commercial Non-CHP | N | SB |  | Commercial/Industrial Unit |  | Eastern
EXCLUDE | GA | GA-Eastern | South Georgia Medical Center | 54848 | GEN7 | DFO | IC | 0.8 | 0.8 | 0 | 0 | 0 |  | Commercial Non-CHP | N | SB |  | Commercial/Industrial Unit |  | Eastern
EXCLUDE | GA | GA-Eastern | Thiele Kaolin Reedy Creek | 54849 | G1 | DFO | IC | 1.1 | 1.1 | 0 | 0 | 0 |  | Industrial Non-CHP | N | SB |  | Commercial/Industrial Unit |  | Eastern
EXCLUDE | GA | GA-Eastern | Thiele Kaolin Reedy Creek | 54849 | G2 | DFO | IC | 1.1 | 1.1 | 0 | 0 | 0 |  | Industrial Non-CHP | N | SB |  | Commercial/Industrial Unit |  | Eastern
EXCLUDE | KY | KY-Eastern | Cox Waste to Energy | 54850 | 01 | WDS | ST | 4 | 3 | 0 | 10884.18 | 62913.08 |  | Industrial CHP | Y | OP |  | Commercial/Industrial Unit |  | Eastern
EXCLUDE | KY | KY-Eastern | Cox Waste to Energy | 54850 | 02 | WDS | ST | 1 | 0.3 | 0 | 2721.04 | 15728.27 |  | Industrial CHP | Y | OP |  | Commercial/Industrial Unit |  | Eastern
EXCLUDE | WI | WI-Eastern | MMSD Jones Island Wastewater | 54851 | GEN1 | NG | GT | 17.5 | 13 | 0 | 19021 | 24784.76 |  | Commercial CHP | Y | OP |  | Commercial/Industrial Unit |  | Eastern
EXCLUDE | WI | WI-Eastern | MMSD Jones Island Wastewater | 54851 | GEN2 | NG | GT | 17.5 | 13 | 0 | 19021 | 24784.76 |  | Commercial CHP | Y | OP | 2013 | Commercial/Industrial Unit |  | Eastern
EXCLUDE | WI | WI-Eastern | MMSD Jones Island Wastewater | 54851 | SOL1 | LFG | GT | 4.6 | 4.6 | 0 | 0 | 0 |  | Commercial CHP | Y | TS |  | Commercial/Industrial Unit |  | Eastern
EXCLUDE | WI | WI-Eastern | MMSD Jones Island Wastewater | 54851 | SOL2 | LFG | GT | 4.6 | 4.6 | 0 | 0 | 0 |  | Commercial CHP | Y | TS |  | Commercial/Industrial Unit |  | Eastern
EXCLUDE | WI | WI-Eastern | MMSD Jones Island Wastewater | 54851 | SOL3 | LFG | GT | 4.6 | 4.6 | 0 | 0 | 0 |  | Commercial CHP | Y | TS |  | Commercial/Industrial Unit |  | Eastern
EXCLUDE | ME | ME-Eastern | Greenville Steam | 54852 | 1 | WDS | ST | 15.6 | 16 | 0 | 0 | 0 |  | IPP Non-CHP | N | OS |  | Non-Fossil Fuel Type (Less than 10% Fossil Fuel) |  | Eastern
EXCLUDE | NV | NV-Western | Sun Peak Project | 54854 | 5657 | NG | GT | 74 | 74 | 0 | 36515.67 | 25873.33 |  | IPP Non-CHP | N | SB |  | Simple cycle unit |  | Western
EXCLUDE | NV | NV-Western | Sun Peak Project | 54854 | 5658 | NG | GT | 74 | 74 | 0 | 36515.67 | 25873.33 |  | IPP Non-CHP | N | SB |  | Simple cycle unit |  | Western
EXCLUDE | NV | NV-Western | Sun Peak Project | 54854 | 5659 | NG | GT | 74 | 74 | 0 | 36515.67 | 25873.33 |  | IPP Non-CHP | N | SB |  | Simple cycle unit |  | Western
EXCLUDE | IL | IL-Eastern | Mars Snackfood US | 54855 | 1 | NG | GT | 3.5 | 3 | 0 | 25231.08 | 24359.26 |  | Industrial CHP | Y | OP |  | Commercial/Industrial Unit |  | Eastern
EXCLUDE | GA | GA-Eastern | Riverside Manufacturing | 54856 | 1753 | NG | GT | 1.1 | 0.9 | 0 | 0 | 0 |  | Industrial Non-CHP | N | SB |  | Commercial/Industrial Unit |  | Eastern
EXCLUDE | WI | WI-Eastern | Niagara Mill | 54857 | 1HY | WAT | HY | 1.8 | 1.8 | 0 | 0 | 0 |  | Industrial CHP | N | OS |  | Commercial/Industrial Unit |  | Eastern
EXCLUDE | WI | WI-Eastern | Niagara Mill | 54857 | 1ST | BIT | ST | 2.5 | 2.5 | 0 | 0 | 0 |  | Industrial CHP | Y | OS |  | Commercial/Industrial Unit |  | Eastern
EXCLUDE | WI | WI-Eastern | Niagara Mill | 54857 | 2HY | WAT | HY | 2.2 | 2.2 | 0 | 0 | 0 |  | Industrial CHP | N | OS |  | Commercial/Industrial Unit |  | Eastern
EXCLUDE | WI | WI-Eastern | Niagara Mill | 54857 | 2ST | BIT | ST | 9.3 | 9.3 | 0 | 0 | 0 |  | Industrial CHP | Y | OS |  | Commercial/Industrial Unit |  | Eastern
EXCLUDE | WI | WI-Eastern | Niagara Mill | 54857 | 3HY | WAT | HY | 2.6 | 2.6 | 0 | 0 | 0 |  | Industrial CHP | N | OS |  | Commercial/Industrial Unit |  | Eastern
EXCLUDE | WI | WI-Eastern | Niagara Mill | 54857 | 4HY | WAT | HY | 2.6 | 2.6 | 0 | 0 | 0 |  | Industrial CHP | N | OS |  | Commercial/Industrial Unit |  | Eastern
EXCLUDE | WI | WI-Eastern | Niagara Mill | 54857 | 5HY | WAT | HY | 1 | 1 | 0 | 0 | 0 |  | Industrial CHP | N | OS |  | Commercial/Industrial Unit |  | Eastern
EXCLUDE | WI | WI-Eastern | Niagara Mill | 54857 | 6HY | WAT | HY | 2.5 | 2.5 | 0 | 0 | 0 |  | Industrial CHP | N | OS |  | Commercial/Industrial Unit |  | Eastern
EXCLUDE | MO | MO-Eastern | Southwestern Bell Telephone | 54858 | E/G1 | DFO | IC | 2 | 2 | 0 | 0 | 0 |  | Commercial CHP | Y | SB |  | Commercial/Industrial Unit |  | Eastern
EXCLUDE | MO | MO-Eastern | Southwestern Bell Telephone | 54858 | E/G2 | DFO | IC | 2 | 2 | 0 | 0 | 0 |  | Commercial CHP | Y | SB |  | Commercial/Industrial Unit |  | Eastern
EXCLUDE | MO | MO-Eastern | Southwestern Bell Telephone | 54858 | E/G3 | DFO | IC | 2 | 2 | 0 | 0 | 0 |  | Commercial CHP | Y | SB |  | Commercial/Industrial Unit |  | Eastern
EXCLUDE | MO | MO-Eastern | Southwestern Bell Telephone | 54858 | E/G4 | DFO | IC | 2.8 | 2.8 | 0 | 0 | 0 |  | Commercial CHP | N | SB |  | Commercial/Industrial Unit |  | Eastern
EXCLUDE | MO | MO-Eastern | Southwestern Bell Telephone | 54858 | E/G5 | DFO | IC | 2.8 | 2.8 | 0 | 0 | 0 |  | Commercial CHP | N | SB |  | Commercial/Industrial Unit |  | Eastern
EXCLUDE | MO | MO-Eastern | Southwestern Bell Telephone | 54858 | E/G6 | DFO | IC | 2.8 | 2.8 | 0 | 0 | 0 |  | Commercial CHP | N | SB |  | Commercial/Industrial Unit |  | Eastern
EXCLUDE | MO | MO-Eastern | Southwestern Bell Telephone | 54858 | E/G7 | DFO | IC | 2.8 | 2.8 | 0 | 0 | 0 |  | Commercial CHP | N | SB |  | Commercial/Industrial Unit |  | Eastern
EXCLUDE | WA | WA-Western | Black Creek | 54860 | GEN1 | WAT | HY | 3.7 | 3.7 | 0 | 11785 | 0 |  | IPP Non-CHP | N | OP |  | Non Combustion (NUC, WAT, WND, GEO, or SUN) |  | Western
EXCLUDE | NY | NY-Eastern | Bassett Medical Center | 54863 | 0001 | DFO | IC | 0.8 | 0.8 | 0 | 0 | 0 |  | Commercial Non-CHP | N | SB |  | Commercial/Industrial Unit |  | Eastern
EXCLUDE | NY | NY-Eastern | Bassett Medical Center | 54863 | 0002 | DFO | IC | 0.8 | 0.8 | 0 | 0 | 0 |  | Commercial Non-CHP | N | SB |  | Commercial/Industrial Unit |  | Eastern
EXCLUDE | NY | NY-Eastern | Bassett Medical Center | 54863 | 0003 | DFO | IC | 0.8 | 0.8 | 0 | 0 | 0 |  | Commercial Non-CHP | N | SB |  | Commercial/Industrial Unit |  | Eastern
EXCLUDE | NY | NY-Eastern | Bassett Medical Center | 54863 | 0004 | DFO | IC | 1.6 | 1.6 | 0 | 0 | 0 |  | Commercial Non-CHP | N | SB |  | Commercial/Industrial Unit |  | Eastern
EXCLUDE | NY | NY-Eastern | Bassett Medical Center | 54863 | 0005 | DFO | IC | 1.6 | 1.6 | 0 | 0 | 0 |  | Commercial Non-CHP | N | SB |  | Commercial/Industrial Unit |  | Eastern
EXCLUDE | NY | NY-Eastern | Phoenix Hydro Project | 54865 | 1-02 | WAT | HY | 1.7 | 0.4 | 0 | 4628 | 0 |  | IPP Non-CHP | N | OP |  | Non Combustion (NUC, WAT, WND, GEO, or SUN) |  | Eastern
EXCLUDE | NY | NY-Eastern | Phoenix Hydro Project | 54865 | 2-01 | WAT | HY | 1.7 | 0.4 | 0 | 4628 | 0 |  | IPP Non-CHP | N | OP |  | Non Combustion (NUC, WAT, WND, GEO, or SUN) |  | Eastern
EXCLUDE | MI | MI-Eastern | Neenah Paper Munising Mill | 54867 | M387 | BIT | ST | 6.2 | 5.8 | 0 | 32227 | 133255.75 |  | Industrial CHP | Y | OP |  | Commercial/Industrial Unit |  | Eastern
EXCLUDE | GA | GA-Eastern | Milstead | 54872 | GEN1 | WAT | HY | 1 | 1 | 0 | 1095 | 0 |  | IPP Non-CHP | N | OP |  | Non Combustion (NUC, WAT, WND, GEO, or SUN) |  | Eastern
EXCLUDE | GA | GA-Eastern | Atlanta Gift Mart LP | 54877 | BUG | DFO | IC | 1.2 | 1.2 | 0 | 0 | 0 |  | Commercial Non-CHP | N | SB |  | Commercial/Industrial Unit |  | Eastern
EXCLUDE | NY | NY-Eastern | Cellu Tissue Natural Dam | 54878 | 01 | WAT | HY | 0.4 | 0.4 | 0 | 1878.8 | 0 |  | Industrial Non-CHP | N | OP |  | Commercial/Industrial Unit |  | Eastern
EXCLUDE | NY | NY-Eastern | Cellu Tissue Natural Dam | 54878 | 02 | WAT | HY | 0.3 | 0.3 | 0 | 1409.1 | 0 |  | Industrial Non-CHP | N | OP |  | Commercial/Industrial Unit |  | Eastern
EXCLUDE | NY | NY-Eastern | Cellu Tissue Natural Dam | 54878 | 03 | WAT | HY | 0.3 | 0.3 | 0 | 1409.1 | 0 |  | Industrial Non-CHP | N | OP |  | Commercial/Industrial Unit |  | Eastern
EXCLUDE | GA | GA-Eastern | Kamin LLC Wrens Plant | 54880 | SDT1 | NG | GT | 2 | 1.7 | 0 | 993.39 | 1264.1 |  | Industrial CHP | Y | OP |  | Commercial/Industrial Unit |  | Eastern
EXCLUDE | GA | GA-Eastern | Kamin LLC Wrens Plant | 54880 | SDT2 | NG | GT | 2 | 1.7 | 0 | 993.39 | 1264.1 |  | Industrial CHP | Y | OP |  | Commercial/Industrial Unit |  | Eastern
EXCLUDE | GA | GA-Eastern | Kamin LLC Wrens Plant | 54880 | SDT3 | NG | GT | 2 | 1.7 | 0 | 993.39 | 1264.1 |  | Industrial CHP | Y | OP |  | Commercial/Industrial Unit |  | Eastern
EXCLUDE | GA | GA-Eastern | Kamin LLC Wrens Plant | 54880 | TUR1 | NG | GT | 1 | 0.9 | 0 | 0 | 0 |  | Industrial CHP | Y | RE | 2002 | Commercial/Industrial Unit |  | Eastern
EXCLUDE | GA | GA-Eastern | Kamin LLC Wrens Plant | 54880 | WP1 | DFO | IC | 1.1 | 1.1 | 0 | 0 | 0 |  | Industrial CHP | N | RE | 2006 | Commercial/Industrial Unit |  | Eastern
EXCLUDE | GA | GA-Eastern | Kamin LLC Wrens Plant | 54880 | WPH1 | DFO | IC | 1.1 | 1.1 | 0 | 0 | 0 |  | Industrial CHP | N | OP | 2013 | Commercial/Industrial Unit |  | Eastern
EXCLUDE | GA | GA-Eastern | Kamin LLC Wrens Plant | 54880 | WPH2 | DFO | IC | 1.2 | 1.2 | 0 | 0 | 0 |  | Industrial CHP | N | OP | 2013 | Commercial/Industrial Unit |  | Eastern
EXCLUDE | GA | GA-Eastern | Kamin LLC Wrens Plant | 54880 | WPH3 | DFO | IC | 1 | 1 | 0 | 0 | 0 |  | Industrial CHP | N | OP | 2013 | Commercial/Industrial Unit |  | Eastern
EXCLUDE | NC | NC-Eastern | CenturyLink Regional HQ | 54882 | GEN1 | DFO | IC | 1 | 0.6 | 0 | 0 | 0 |  | Commercial Non-CHP | N | SB |  | Commercial/Industrial Unit |  | Eastern
EXCLUDE | NC | NC-Eastern | CenturyLink Regional HQ | 54882 | GEN2 | DFO | IC | 1 | 0.6 | 0 | 0 | 0 |  | Commercial Non-CHP | N | SB |  | Commercial/Industrial Unit |  | Eastern
EXCLUDE | WI | WI-Eastern | Kimberly Mill | 54885 | 1H | WAT | HY | 0.7 | 0.7 | 0 | 0 | 0 |  | Industrial CHP | N | RE | 2008 | Commercial/Industrial Unit |  | Eastern
EXCLUDE | WI | WI-Eastern | Kimberly Mill | 54885 | 2H | WAT | HY | 0.7 | 0.7 | 0 | 0 | 0 |  | Industrial CHP | N | RE | 2008 | Commercial/Industrial Unit |  | Eastern
EXCLUDE | WI | WI-Eastern | Kimberly Mill | 54885 | 3H | WAT | HY | 0.7 | 0.7 | 0 | 0 | 0 |  | Industrial CHP | N | RE | 2008 | Commercial/Industrial Unit |  | Eastern
EXCLUDE | WI | WI-Eastern | Kimberly Mill | 54885 | 3TB | NG | ST | 15.9 | 15.9 | 0 | 0 | 0 |  | Industrial CHP | Y | RE | 2009 | Commercial/Industrial Unit |  | Eastern
EXCLUDE | WI | WI-Eastern | Kimberly Mill | 54885 | 4TB | NG | ST | 19.3 | 19.3 | 0 | 0 | 0 |  | Industrial CHP | Y | RE | 2009 | Commercial/Industrial Unit |  | Eastern
EXCLUDE | IL | IL-Eastern | Saint Mary of Nazareth Hospital | 54886 | GEN1 | NG | IC | 0.8 | 0.8 | 0 | 0 | 0 |  | Commercial CHP | Y | SB |  | Commercial/Industrial Unit |  | Eastern
EXCLUDE | IL | IL-Eastern | Saint Mary of Nazareth Hospital | 54886 | GEN2 | NG | IC | 0.8 | 0.8 | 0 | 0 | 0 |  | Commercial CHP | Y | SB |  | Commercial/Industrial Unit |  | Eastern
EXCLUDE | IL | IL-Eastern | Saint Mary of Nazareth Hospital | 54886 | GEN3 | NG | IC | 0.8 | 0.8 | 0 | 0 | 0 |  | Commercial CHP | Y | SB |  | Commercial/Industrial Unit |  | Eastern
EXCLUDE | NC | NC-Eastern | DSM Pharmaceuticals | 54887 | GEN1 | DFO | GT | 4 | 3.5 | 0 | 652 | 969.55 |  | Industrial CHP | Y | SB |  | Commercial/Industrial Unit |  | Eastern
EXCLUDE | NC | NC-Eastern | DSM Pharmaceuticals | 54887 | GEN2 | DFO | IC | 0.3 | 0.3 | 0 | 0 | 0 |  | Industrial CHP | N | SB |  | Commercial/Industrial Unit |  | Eastern
EXCLUDE | NC | NC-Eastern | DSM Pharmaceuticals | 54887 | GEN3 | DFO | IC | 1.1 | 1.1 | 0 | 0 | 0 |  | Industrial CHP | N | SB |  | Commercial/Industrial Unit |  | Eastern
EXCLUDE | NC | NC-Eastern | DSM Pharmaceuticals | 54887 | GEN4 | DFO | IC | 1.2 | 1.2 | 0 | 0 | 0 |  | Industrial CHP | N | SB |  | Commercial/Industrial Unit |  | Eastern
EXCLUDE | NC | NC-Eastern | DSM Pharmaceuticals | 54887 | GEN5 | DFO | IC | 1 | 1 | 0 | 0 | 0 |  | Industrial CHP | N | SB |  | Commercial/Industrial Unit |  | Eastern
EXCLUDE | NC | NC-Eastern | DSM Pharmaceuticals | 54887 | GEN6 | DFO | IC | 1.2 | 1.2 | 0 | 0 | 0 |  | Industrial CHP | N | SB |  | Commercial/Industrial Unit |  | Eastern
EXCLUDE | MI | MI-Eastern | Peoples Generating Station | 54890 | GEN1 | LFG | IC | 3.2 | 2.2 | 0 | 0 | 0 |  | IPP Non-CHP | N | OP |  | Non-Fossil Fuel Type (Less than 10% Fossil Fuel) |  | Eastern
EXCLUDE | NC | NC-Eastern | Narrows | 54894 | YN1 | WAT | HY | 24.7 | 30 | 0 | 75164.05 | 0 |  | Electric Utility | N | OP |  | Non Combustion (NUC, WAT, WND, GEO, or SUN) |  | Eastern
EXCLUDE | NC | NC-Eastern | Narrows | 54894 | YN2 | WAT | HY | 24.7 | 30 | 0 | 75164.05 | 0 |  | Electric Utility | N | OP |  | Non Combustion (NUC, WAT, WND, GEO, or SUN) |  | Eastern
EXCLUDE | NC | NC-Eastern | Narrows | 54894 | YN3 | WAT | HY | 29 | 30 | 0 | 88249.29 | 0 |  | Electric Utility | N | OP |  | Non Combustion (NUC, WAT, WND, GEO, or SUN) |  | Eastern
EXCLUDE | NC | NC-Eastern | Narrows | 54894 | YN4 | WAT | HY | 30.4 | 29 | 0 | 92509.6 | 0 |  | Electric Utility | N | OP |  | Non Combustion (NUC, WAT, WND, GEO, or SUN) |  | Eastern
EXCLUDE | NC | NC-Eastern | Falls | 54895 | YF1 | WAT | HY | 9 | 9 | 0 | 25357.64 | 0 |  | Electric Utility | N | OP |  | Non Combustion (NUC, WAT, WND, GEO, or SUN) |  | Eastern
EXCLUDE | NC | NC-Eastern | Falls | 54895 | YF2 | WAT | HY | 11.2 | 10 | 0 | 31556.18 | 0 |  | Electric Utility | N | OP |  | Non Combustion (NUC, WAT, WND, GEO, or SUN) |  | Eastern
EXCLUDE | NC | NC-Eastern | Falls | 54895 | YF3 | WAT | HY | 11.2 | 11 | 0 | 31556.18 | 0 |  | Electric Utility | N | OP |  | Non Combustion (NUC, WAT, WND, GEO, or SUN) |  | Eastern
EXCLUDE | NC | NC-Eastern | High Rock | 54896 | HR1 | WAT | HY | 11 | 11 | 0 | 32730 | 0 |  | Electric Utility | N | OP |  | Non Combustion (NUC, WAT, WND, GEO, or SUN) |  | Eastern
EXCLUDE | NC | NC-Eastern | High Rock | 54896 | HR2 | WAT | HY | 11 | 11 | 0 | 32730 | 0 |  | Electric Utility | N | OP |  | Non Combustion (NUC, WAT, WND, GEO, or SUN) |  | Eastern
EXCLUDE | NC | NC-Eastern | High Rock | 54896 | HR3 | WAT | HY | 11 | 11 | 0 | 32730 | 0 |  | Electric Utility | N | OP |  | Non Combustion (NUC, WAT, WND, GEO, or SUN) |  | Eastern
EXCLUDE | NC | NC-Eastern | Tuckertown | 54897 | TT1 | WAT | HY | 14 | 13 | 0 | 31977.67 | 0 |  | Electric Utility | N | OP |  | Non Combustion (NUC, WAT, WND, GEO, or SUN) |  | Eastern
EXCLUDE | NC | NC-Eastern | Tuckertown | 54897 | TT2 | WAT | HY | 14 | 13 | 0 | 31977.67 | 0 |  | Electric Utility | N | OP |  | Non Combustion (NUC, WAT, WND, GEO, or SUN) |  | Eastern
EXCLUDE | NC | NC-Eastern | Tuckertown | 54897 | TT3 | WAT | HY | 14 | 13 | 0 | 31977.67 | 0 |  | Electric Utility | N | OP |  | Non Combustion (NUC, WAT, WND, GEO, or SUN) |  | Eastern
EXCLUDE | NC | NC-Eastern | Santeetlah | 54898 | 1 | WAT | HY | 22.5 | 19 | 0 | 57543 | 0 |  | Industrial Non-CHP | N | OP |  | Commercial/Industrial Unit |  | Eastern
EXCLUDE | NC | NC-Eastern | Santeetlah | 54898 | 2 | WAT | HY | 22.5 | 19 | 0 | 57543 | 0 |  | Industrial Non-CHP | N | OP |  | Commercial/Industrial Unit |  | Eastern
EXCLUDE | NC | NC-Eastern | Cheoah | 54899 | 1 | WAT | HY | 20 | 21 | 0 | 26883.12 | 0 |  | Industrial Non-CHP | N | RE | 2012 | Commercial/Industrial Unit |  | Eastern
EXCLUDE | NC | NC-Eastern | Cheoah | 54899 | 1A | WAT | HY | 27.5 | 27.5 | 0 | 36964.29 | 0 |  | Industrial Non-CHP | N | OP |  | Commercial/Industrial Unit | Yes | Eastern
EXCLUDE | NC | NC-Eastern | Cheoah | 54899 | 2 | WAT | HY | 20 | 21 | 0 | 26883.12 | 0 |  | Industrial Non-CHP | N | RE | 2012 | Commercial/Industrial Unit |  | Eastern
EXCLUDE | NC | NC-Eastern | Cheoah | 54899 | 2A | WAT | HY | 27.5 | 27.5 | 0 | 36964.29 | 0 |  | Industrial Non-CHP | N | OP |  | Commercial/Industrial Unit | Yes | Eastern
EXCLUDE | NC | NC-Eastern | Cheoah | 54899 | 3 | WAT | HY | 20 | 21 | 0 | 26883.12 | 0 |  | Industrial Non-CHP | N | RE | 2012 | Commercial/Industrial Unit |  | Eastern
EXCLUDE | NC | NC-Eastern | Cheoah | 54899 | 3A | WAT | HY | 27.5 | 27.5 | 0 | 0 | 0 |  | Industrial Non-CHP | N | V |  | Commercial/Industrial Unit |  | Eastern
EXCLUDE | NC | NC-Eastern | Cheoah | 54899 | 4 | WAT | HY | 20 | 21 | 0 | 26883.12 | 0 |  | Industrial Non-CHP | N | RE | 2012 | Commercial/Industrial Unit |  | Eastern
EXCLUDE | NC | NC-Eastern | Cheoah | 54899 | 4A | WAT | HY | 27.5 | 27.5 | 0 | 36964.29 | 0 |  | Industrial Non-CHP | N | OP |  | Commercial/Industrial Unit | Yes | Eastern
EXCLUDE | NC | NC-Eastern | Cheoah | 54899 | 5 | WAT | HY | 30 | 31 | 0 | 40324.68 | 0 |  | Industrial Non-CHP | N | OP |  | Commercial/Industrial Unit |  | Eastern
EXCLUDE | TN | TN-Eastern | Calderwood | 54900 | 1 | WAT | HY | 52.2 | 52 | 0 | 161236 | 0 |  | Industrial Non-CHP | N | OP |  | Commercial/Industrial Unit |  | Eastern
EXCLUDE | TN | TN-Eastern | Calderwood | 54900 | 2 | WAT | HY | 52.2 | 52 | 0 | 161236 | 0 |  | Industrial Non-CHP | N | OP |  | Commercial/Industrial Unit |  | Eastern
EXCLUDE | TN | TN-Eastern | Calderwood | 54900 | 3 | WAT | HY | 52.2 | 52 | 0 | 161236 | 0 |  | Industrial Non-CHP | N | OP |  | Commercial/Industrial Unit |  | Eastern
EXCLUDE | TN | TN-Eastern | Chilhowee | 54901 | 1 | WAT | HY | 16.6 | 17 | 0 | 46476.67 | 0 |  | Industrial Non-CHP | N | OP |  | Commercial/Industrial Unit |  | Eastern
EXCLUDE | TN | TN-Eastern | Chilhowee | 54901 | 2 | WAT | HY | 16.6 | 17 | 0 | 46476.67 | 0 |  | Industrial Non-CHP | N | OP |  | Commercial/Industrial Unit |  | Eastern
EXCLUDE | TN | TN-Eastern | Chilhowee | 54901 | 3 | WAT | HY | 16.6 | 17 | 0 | 46476.67 | 0 |  | Industrial Non-CHP | N | OP |  | Commercial/Industrial Unit |  | Eastern
EXCLUDE | MI | MI-Eastern | Adrian Energy Associates LLC | 54903 | UNT1 | LFG | IC | 0.8 | 0.8 | 0 | 0 | 0 |  | IPP Non-CHP | N | OP |  | Non-Fossil Fuel Type (Less than 10% Fossil Fuel) |  | Eastern
EXCLUDE | MI | MI-Eastern | Adrian Energy Associates LLC | 54903 | UNT2 | LFG | IC | 0.8 | 0.8 | 0 | 0 | 0 |  | IPP Non-CHP | N | OP |  | Non-Fossil Fuel Type (Less than 10% Fossil Fuel) |  | Eastern
EXCLUDE | MI | MI-Eastern | Adrian Energy Associates LLC | 54903 | UNT3 | LFG | IC | 0.8 | 0.8 | 0 | 0 | 0 |  | IPP Non-CHP | N | OP |  | Non-Fossil Fuel Type (Less than 10% Fossil Fuel) |  | Eastern
EXCLUDE | GA | GA-Eastern | Georgia Pacific Center | 54906 | 01 | DFO | IC | 0.7 | 0.7 | 0 | 0 | 0 |  | Commercial Non-CHP | N | SB |  | Commercial/Industrial Unit |  | Eastern
EXCLUDE | GA | GA-Eastern | Georgia Pacific Center | 54906 | 02 | DFO | IC | 0.7 | 0.7 | 0 | 0 | 0 |  | Commercial Non-CHP | N | SB |  | Commercial/Industrial Unit |  | Eastern
EXCLUDE | MA | MA-Eastern | Mass Inst Tech Cntrl Utilities/Cogen Plt | 54907 | CTG1 | NG | GT | 21.2 | 19 | 377.8 | 132588.12 | 121230.79 |  | Commercial CHP | Y | OP |  | Commercial/Industrial Unit |  | Eastern
EXCLUDE | ND | ND-Eastern | Enderlin | 54908 | GEN1 | AB | ST | 5.1 | 5.1 | 0 | 2884.62 | 45878.55 |  | Industrial CHP | Y | SB |  | Commercial/Industrial Unit |  | Eastern
EXCLUDE | ND | ND-Eastern | Enderlin | 54908 | GEN2 | AB | ST | 4.7 | 4.7 | 0 | 2658.38 | 42280.23 |  | Industrial CHP | Y | SB |  | Commercial/Industrial Unit |  | Eastern
EXCLUDE | CA | CA-Western | Tehachapi Wind Resource II | 54909 | EXI2 | WND | WT | 8.3 | 8.3 | 0 | 19257.52 | 0 |  | IPP Non-CHP | N | OP |  | Non Combustion (NUC, WAT, WND, GEO, or SUN) |  | Western
EXCLUDE | CA | CA-Western | Tehachapi Wind Resource II | 54909 | EXIS | WND | WT | 13.6 | 13.6 | 0 | 31554.48 | 0 |  | IPP Non-CHP | N | OP |  | Non Combustion (NUC, WAT, WND, GEO, or SUN) |  | Western
EXCLUDE | CA | CA-Western | Tehachapi Wind Resource II | 54909 | PLAN | WND | WT | 15.5 | 15.5 | 0 | 0 | 0 |  | IPP Non-CHP | N | P |  | Status of Operation (IP, L, P, T) |  | Western
EXCLUDE | MI | MI-Eastern | Brent Run Generating Station | 54910 | 7-1 | LFG | IC | 0.8 | 0.8 | 0 | 0 | 0 |  | IPP Non-CHP | N | OP |  | Non-Fossil Fuel Type (Less than 10% Fossil Fuel) |  | Eastern
EXCLUDE | MI | MI-Eastern | Brent Run Generating Station | 54910 | 7-2 | LFG | IC | 0.8 | 0.8 | 0 | 0 | 0 |  | IPP Non-CHP | N | OP |  | Non-Fossil Fuel Type (Less than 10% Fossil Fuel) |  | Eastern
EXCLUDE | MI | MI-Eastern | Brent Run Generating Station | 54910 | 7-3 | LFG | IC | 0.6 | 0.6 | 0 | 0 | 0 |  | IPP Non-CHP | N | OP |  | Non-Fossil Fuel Type (Less than 10% Fossil Fuel) |  | Eastern
EXCLUDE | CA | CA-Western | Martinez Refining | 54912 | GTG1 | NG | CC | 40 | 36 | 0 | 322764 | 181647.81 |  | Industrial CHP | Y | OP |  | Commercial/Industrial Unit |  | Western
EXCLUDE | CA | CA-Western | Martinez Refining | 54912 | GTG2 | NG | CC | 40 | 36 | 0 | 322764 | 181647.81 |  | Industrial CHP | Y | OP |  | Commercial/Industrial Unit |  | Western
EXCLUDE | CA | CA-Western | Martinez Refining | 54912 | STG1 | NG | CC | 20 | 18 | 0 | 161382 | 90823.9 |  | Industrial CHP | Y | OP |  | Commercial/Industrial Unit |  | Western
EXCLUDE | NJ | NJ-Eastern | Anheuser-Busch Newark Brewery | 54913 | GEN1 | NG | GT | 6.5 | 6.5 | 0 | 0 | 0 |  | Industrial CHP | Y | RE | 2004 | Commercial/Industrial Unit |  | Eastern
EXCLUDE | NJ | NJ-Eastern | Anheuser-Busch Newark Brewery | 54913 | GEN2 | NG | GT | 6.5 | 6.5 | 0 | 0 | 0 |  | Industrial CHP | Y | RE | 2004 | Commercial/Industrial Unit |  | Eastern
NGCC | NY | NY-Eastern | Brooklyn Navy Yard Cogeneration | 54914 | 01 | NG | CC | 121 | 90 | 1447 | 628359 | 360216.81 |  | IPP CHP | Y | OP |  |  |  | Eastern
NGCC | NY | NY-Eastern | Brooklyn Navy Yard Cogeneration | 54914 | 02 | NG | CC | 121 | 90 | 1447 | 628359 | 360216.81 |  | IPP CHP | Y | OP |  |  |  | Eastern
NGCC | NY | NY-Eastern | Brooklyn Navy Yard Cogeneration | 54914 | 03 | NG | CC | 40 | 35 | 1447 | 207721.98 | 119079.94 |  | IPP CHP | Y | OP |  |  |  | Eastern
NGCC | NY | NY-Eastern | Brooklyn Navy Yard Cogeneration | 54914 | 04 | NG | CC | 40 | 35 | 1447 | 207721.98 | 119079.94 |  | IPP CHP | Y | OP |  |  |  | Eastern
NGCC | MI | MI-Eastern | Michigan Power LP | 54915 | G001 | NG | CC | 58 | 58 | 1478 | 395387.62 | 213962.96 |  | IPP CHP | Y | OP |  |  |  | Eastern
NGCC | MI | MI-Eastern | Michigan Power LP | 54915 | G101 | NG | CC | 96.1 | 70 | 1478 | 655116.38 | 354514.48 |  | IPP CHP | Y | OP |  |  |  | Eastern
EXCLUDE | MS | MS-Eastern | Ergon Refining Vicksburg | 54918 | TMO1 | NG | GT | 4.8 | 4.4 | 0 | 41063 | 31805.49 |  | Industrial CHP | Y | OP |  | Commercial/Industrial Unit |  | Eastern
EXCLUDE | IL | IL-Eastern | General Mills West Chicago | 54924 | 1 | NG | IC | 0.8 | 0.8 | 0 | 0 | 0 |  | Industrial CHP | Y | SB |  | Commercial/Industrial Unit |  | Eastern
EXCLUDE | IL | IL-Eastern | General Mills West Chicago | 54924 | 2 | NG | IC | 0.8 | 0.8 | 0 | 0 | 0 |  | Industrial CHP | Y | SB |  | Commercial/Industrial Unit |  | Eastern
EXCLUDE | IL | IL-Eastern | General Mills West Chicago | 54924 | 3 | NG | IC | 0.8 | 0.8 | 0 | 0 | 0 |  | Industrial CHP | Y | SB |  | Commercial/Industrial Unit |  | Eastern
EXCLUDE | IL | IL-Eastern | General Mills West Chicago | 54924 | 4 | NG | IC | 0.8 | 0.8 | 0 | 0 | 0 |  | Industrial CHP | Y | SB |  | Commercial/Industrial Unit |  | Eastern
EXCLUDE | IL | IL-Eastern | General Mills West Chicago | 54924 | 5 | NG | IC | 0.8 | 0.8 | 0 | 0 | 0 |  | Industrial CHP | Y | SB |  | Commercial/Industrial Unit |  | Eastern
EXCLUDE | IL | IL-Eastern | General Mills West Chicago | 54924 | 6 | NG | IC | 0.8 | 0.8 | 0 | 0 | 0 |  | Industrial CHP | Y | SB |  | Commercial/Industrial Unit |  | Eastern
EXCLUDE | IL | IL-Eastern | General Mills West Chicago | 54924 | 7 | NG | IC | 0.8 | 0.8 | 0 | 0 | 0 |  | Industrial CHP | Y | SB |  | Commercial/Industrial Unit |  | Eastern
EXCLUDE | IL | IL-Eastern | General Mills West Chicago | 54924 | 8 | NG | IC | 0.8 | 0.8 | 0 | 0 | 0 |  | Industrial CHP | Y | SB |  | Commercial/Industrial Unit |  | Eastern
EXCLUDE | IN | IN-Eastern | Twin Bridges LFGTE | 54925 | I-1 | LFG | IC | 0.8 | 0.8 | 0 | 0 | 0 |  | Electric Utility | N | OP |  | Non-Fossil Fuel Type (Less than 10% Fossil Fuel) |  | Eastern
EXCLUDE | IN | IN-Eastern | Twin Bridges LFGTE | 54925 | I-2 | LFG | IC | 0.8 | 0.8 | 0 | 0 | 0 |  | Electric Utility | N | OP |  | Non-Fossil Fuel Type (Less than 10% Fossil Fuel) |  | Eastern
EXCLUDE | IN | IN-Eastern | Twin Bridges LFGTE | 54925 | I-3 | LFG | IC | 0.8 | 0.8 | 0 | 0 | 0 |  | Electric Utility | N | OP |  | Non-Fossil Fuel Type (Less than 10% Fossil Fuel) |  | Eastern
EXCLUDE | IN | IN-Eastern | Twin Bridges LFGTE | 54925 | I-4 | LFG | IC | 0.8 | 0.8 | 0 | 0 | 0 |  | Electric Utility | N | OP |  | Non-Fossil Fuel Type (Less than 10% Fossil Fuel) |  | Eastern
EXCLUDE | IN | IN-Eastern | Twin Bridges LFGTE | 54925 | II-1 | LFG | IC | 0.8 | 0.8 | 0 | 0 | 0 |  | Electric Utility | N | OP |  | Non-Fossil Fuel Type (Less than 10% Fossil Fuel) |  | Eastern
EXCLUDE | IN | IN-Eastern | Twin Bridges LFGTE | 54925 | II-2 | LFG | IC | 0.8 | 0.8 | 0 | 0 | 0 |  | Electric Utility | N | OP |  | Non-Fossil Fuel Type (Less than 10% Fossil Fuel) |  | Eastern
EXCLUDE | IN | IN-Eastern | Twin Bridges LFGTE | 54925 | II-3 | LFG | IC | 0.8 | 0.8 | 0 | 0 | 0 |  | Electric Utility | N | OP |  | Non-Fossil Fuel Type (Less than 10% Fossil Fuel) |  | Eastern
EXCLUDE | IN | IN-Eastern | Twin Bridges LFGTE | 54925 | II-4 | LFG | IC | 0.8 | 0.8 | 0 | 0 | 0 |  | Electric Utility | N | OP |  | Non-Fossil Fuel Type (Less than 10% Fossil Fuel) |  | Eastern
EXCLUDE | IN | IN-Eastern | Twin Bridges LFGTE | 54925 | III-1 | LFG | IC | 0.8 | 0.8 | 0 | 0 | 0 |  | Electric Utility | N | OP |  | Non-Fossil Fuel Type (Less than 10% Fossil Fuel) |  | Eastern
EXCLUDE | IN | IN-Eastern | Twin Bridges LFGTE | 54925 | III-2 | LFG | IC | 0.8 | 0.8 | 0 | 0 | 0 |  | Electric Utility | N | OP |  | Non-Fossil Fuel Type (Less than 10% Fossil Fuel) |  | Eastern
EXCLUDE | IN | IN-Eastern | Twin Bridges LFGTE | 54925 | III-3 | LFG | IC | 0.8 | 0.8 | 0 | 0 | 0 |  | Electric Utility | N | OP |  | Non-Fossil Fuel Type (Less than 10% Fossil Fuel) |  | Eastern
EXCLUDE | IN | IN-Eastern | Twin Bridges LFGTE | 54925 | III-4 | LFG | IC | 0.8 | 0.8 | 0 | 0 | 0 |  | Electric Utility | N | OP |  | Non-Fossil Fuel Type (Less than 10% Fossil Fuel) |  | Eastern
EXCLUDE | IN | IN-Eastern | Twin Bridges LFGTE | 54925 | IV-1 | LFG | IC | 1.6 | 1.6 | 0 | 0 | 0 |  | Electric Utility | N | OP |  | Non-Fossil Fuel Type (Less than 10% Fossil Fuel) | Yes | Eastern
EXCLUDE | IN | IN-Eastern | Twin Bridges LFGTE | 54925 | IV-2 | LFG | IC | 1.6 | 1.6 | 0 | 0 | 0 |  | Electric Utility | N | OP |  | Non-Fossil Fuel Type (Less than 10% Fossil Fuel) | Yes | Eastern
EXCLUDE | IN | IN-Eastern | Prairie View I & II LFGTE | 54926 | I-1 | LFG | IC | 0.8 | 0.8 | 0 | 0 | 0 |  | Electric Utility | N | OP |  | Non-Fossil Fuel Type (Less than 10% Fossil Fuel) |  | Eastern
EXCLUDE | IN | IN-Eastern | Prairie View I & II LFGTE | 54926 | I-2 | LFG | IC | 0.8 | 0.8 | 0 | 0 | 0 |  | Electric Utility | N | OP |  | Non-Fossil Fuel Type (Less than 10% Fossil Fuel) |  | Eastern
EXCLUDE | IN | IN-Eastern | Prairie View I & II LFGTE | 54926 | I-3 | LFG | IC | 0.8 | 0.8 | 0 | 0 | 0 |  | Electric Utility | N | OP |  | Non-Fossil Fuel Type (Less than 10% Fossil Fuel) |  | Eastern
EXCLUDE | IN | IN-Eastern | Prairie View I & II LFGTE | 54926 | I-4 | LFG | IC | 0.8 | 0.8 | 0 | 0 | 0 |  | Electric Utility | N | OP |  | Non-Fossil Fuel Type (Less than 10% Fossil Fuel) |  | Eastern
EXCLUDE | IN | IN-Eastern | Prairie View I & II LFGTE | 54926 | II-1 | LFG | IC | 0.8 | 0.8 | 0 | 0 | 0 |  | Electric Utility | N | OP |  | Non-Fossil Fuel Type (Less than 10% Fossil Fuel) |  | Eastern
EXCLUDE | IN | IN-Eastern | Prairie View I & II LFGTE | 54926 | II-2 | LFG | IC | 0.8 | 0.8 | 0 | 0 | 0 |  | Electric Utility | N | OP |  | Non-Fossil Fuel Type (Less than 10% Fossil Fuel) |  | Eastern
EXCLUDE | IN | IN-Eastern | Prairie View I & II LFGTE | 54926 | II-3 | LFG | IC | 0.8 | 0.8 | 0 | 0 | 0 |  | Electric Utility | N | OP |  | Non-Fossil Fuel Type (Less than 10% Fossil Fuel) |  | Eastern
EXCLUDE | IN | IN-Eastern | Prairie View I & II LFGTE | 54926 | II-4 | LFG | IC | 0.8 | 0.8 | 0 | 0 | 0 |  | Electric Utility | N | OP |  | Non-Fossil Fuel Type (Less than 10% Fossil Fuel) |  | Eastern
EXCLUDE | IA | IA-Eastern | Alliant SBD 9403 Aegon DC | 54929 | 6110 | DFO | IC | 1.6 | 1.6 | 0 | 0 | 0 |  | IPP Non-CHP | N | RE | 2003 | Retired prior to 2012 |  | Eastern
EXCLUDE | IA | IA-Eastern | Alliant SBD 9403 Aegon DC | 54929 | 6111 | DFO | IC | 1.1 | 1.1 | 0 | 0 | 0 |  | IPP Non-CHP | N | SB |  | Internal Combustion |  | Eastern
EXCLUDE | IA | IA-Eastern | Alliant SBD 9403 Aegon DC | 54929 | 6112 | DFO | IC | 1.5 | 1.5 | 0 | 0 | 0 |  | IPP Non-CHP | N | SB |  | Internal Combustion |  | Eastern
EXCLUDE | IA | IA-Eastern | Alliant SBD 9403 Aegon DC | 54929 | 6113 | DFO | IC | 1.5 | 1.5 | 0 | 0 | 0 |  | IPP Non-CHP | N | SB |  | Internal Combustion |  | Eastern
EXCLUDE | IA | IA-Eastern | Alliant SBD 9402 Climax | 54930 | 5100 | DFO | IC | 1.6 | 1.6 | 0 | 0 | 0 |  | IPP Non-CHP | N | RE | 2011 | Retired prior to 2012 |  | Eastern
EXCLUDE | IA | IA-Eastern | Alliant SBD 9402 Climax | 54930 | 5200 | DFO | IC | 1.6 | 1.6 | 0 | 0 | 0 |  | IPP Non-CHP | N | RE | 2011 | Retired prior to 2012 |  | Eastern
EXCLUDE | IA | IA-Eastern | Alliant SBD 9402 Climax | 54930 | 5300 | DFO | IC | 1.6 | 1.6 | 0 | 0 | 0 |  | IPP Non-CHP | N | RE | 2011 | Retired prior to 2012 |  | Eastern
EXCLUDE | IA | IA-Eastern | Alliant SBD 9402 Climax | 54930 | 5400 | DFO | IC | 1.6 | 1.6 | 0 | 0 | 0 |  | IPP Non-CHP | N | RE | 2011 | Retired prior to 2012 |  | Eastern
EXCLUDE | IA | IA-Eastern | Alliant SBD 9402 Climax | 54930 | 5500 | DFO | IC | 1.6 | 1.6 | 0 | 0 | 0 |  | IPP Non-CHP | N | RE | 2011 | Retired prior to 2012 |  | Eastern
EXCLUDE | CA | CA-Western | Ridgetop | 54931 | WGN1 | WND | WT | 46.8 | 46.9 | 0 | 122925 | 0 |  | IPP Non-CHP | N | OP |  | Non Combustion (NUC, WAT, WND, GEO, or SUN) |  | Western
EXCLUDE | IL | IL-Eastern | Panduit Tinley Park | 54932 | GEN1 | NG | IC | 0.7 | 0.7 | 0 | 0 | 0 |  | Industrial Non-CHP | N | SB |  | Commercial/Industrial Unit |  | Eastern
EXCLUDE | IL | IL-Eastern | Panduit Tinley Park | 54932 | GEN2 | NG | IC | 0.7 | 0.7 | 0 | 0 | 0 |  | Industrial Non-CHP | N | SB |  | Commercial/Industrial Unit |  | Eastern
EXCLUDE | IL | IL-Eastern | Mondelez Global LLC | 54933 | GEN1 | NG | GT | 4.7 | 5 | 0 | 2116 | 1954.66 |  | Industrial CHP | Y | OP |  | Commercial/Industrial Unit |  | Eastern
EXCLUDE | PA | PA-Eastern | Keystone Landfill | 54934 | NO1 | LFG | IC | 0.8 | 0.7 | 0 | 0 | 0 |  | IPP Non-CHP | N | OP |  | Non-Fossil Fuel Type (Less than 10% Fossil Fuel) |  | Eastern
EXCLUDE | PA | PA-Eastern | Keystone Landfill | 54934 | NO2 | LFG | IC | 0.8 | 0.7 | 0 | 0 | 0 |  | IPP Non-CHP | N | OP |  | Non-Fossil Fuel Type (Less than 10% Fossil Fuel) |  | Eastern
EXCLUDE | PA | PA-Eastern | Keystone Landfill | 54934 | NO3 | LFG | IC | 0.8 | 0.7 | 0 | 0 | 0 |  | IPP Non-CHP | N | OP |  | Non-Fossil Fuel Type (Less than 10% Fossil Fuel) |  | Eastern
EXCLUDE | PA | PA-Eastern | Keystone Landfill | 54934 | NO4 | LFG | IC | 0.8 | 0.7 | 0 | 0 | 0 |  | IPP Non-CHP | N | OP |  | Non-Fossil Fuel Type (Less than 10% Fossil Fuel) |  | Eastern
EXCLUDE | PA | PA-Eastern | Keystone Landfill | 54934 | NO5 | LFG | IC | 0.8 | 0.7 | 0 | 0 | 0 |  | IPP Non-CHP | N | OP |  | Non-Fossil Fuel Type (Less than 10% Fossil Fuel) |  | Eastern
EXCLUDE | PA | PA-Eastern | Keystone Landfill | 54934 | NO6 | LFG | IC | 0.8 | 0.7 | 0 | 0 | 0 |  | IPP Non-CHP | N | OP |  | Non-Fossil Fuel Type (Less than 10% Fossil Fuel) |  | Eastern
EXCLUDE | PA | PA-Eastern | Keystone Landfill | 54934 | NO7 | LFG | IC | 0.8 | 0.7 | 0 | 0 | 0 |  | IPP Non-CHP | N | OP |  | Non-Fossil Fuel Type (Less than 10% Fossil Fuel) |  | Eastern
EXCLUDE | MD | MD-Eastern | Harford Waste to Energy Facility | 54935 | 001 | MSW | ST | 1.2 | 1.1 | 0 | 1515.14 | 141173.64 |  | Commercial CHP | Y | SB |  | Commercial/Industrial Unit |  | Eastern
EXCLUDE | CA | CA-Western | Richard J Donovan Correctional Facility | 54936 | 03 | NG | GT | 2.6 | 2.2 | 0 | 21000 | 188824.5 |  | Commercial CHP | Y | OP |  | Commercial/Industrial Unit |  | Western
EXCLUDE | MA | MA-Eastern | Wellesley College Central Utility Plant | 54937 | 1118 | NG | IC | 1.3 | 1.2 | 0 | 0 | 0 |  | Commercial CHP | Y | OP |  | Commercial/Industrial Unit |  | Eastern
EXCLUDE | MA | MA-Eastern | Wellesley College Central Utility Plant | 54937 | 1119 | NG | IC | 1.3 | 1.2 | 0 | 0 | 0 |  | Commercial CHP | Y | OP |  | Commercial/Industrial Unit |  | Eastern
EXCLUDE | MA | MA-Eastern | Wellesley College Central Utility Plant | 54937 | 1120 | NG | IC | 1.3 | 1.2 | 0 | 0 | 0 |  | Commercial CHP | Y | OP |  | Commercial/Industrial Unit |  | Eastern
EXCLUDE | MA | MA-Eastern | Wellesley College Central Utility Plant | 54937 | 1121 | NG | IC | 1.3 | 1.3 | 0 | 0 | 0 |  | Commercial CHP | Y | OP |  | Commercial/Industrial Unit |  | Eastern
EXCLUDE | MA | MA-Eastern | Wellesley College Central Utility Plant | 54937 | 8187 | NG | IC | 1.9 | 1.9 | 0 | 0 | 0 |  | Commercial CHP | Y | OP |  | Commercial/Industrial Unit |  | Eastern
EXCLUDE | MN | MN-Eastern | EKS Landfill | 54939 | UNT1 | LFG | IC | 1.6 | 1.5 | 0 | 0 | 0 |  | IPP Non-CHP | N | OP |  | Non-Fossil Fuel Type (Less than 10% Fossil Fuel) |  | Eastern
EXCLUDE | MN | MN-Eastern | EKS Landfill | 54939 | UNT2 | LFG | IC | 1.6 | 1.5 | 0 | 0 | 0 |  | IPP Non-CHP | N | OP |  | Non-Fossil Fuel Type (Less than 10% Fossil Fuel) |  | Eastern
EXCLUDE | MN | MN-Eastern | EKS Landfill | 54939 | UNT3 | LFG | IC | 0.9 | 0.8 | 0 | 0 | 0 |  | IPP Non-CHP | N | RE | 2007 | Retired prior to 2012 |  | Eastern
EXCLUDE | MN | MN-Eastern | EKS Landfill | 54939 | UNT4 | LFG | IC | 1.6 | 1.5 | 0 | 0 | 0 |  | IPP Non-CHP | N | OP |  | Non-Fossil Fuel Type (Less than 10% Fossil Fuel) |  | Eastern
EXCLUDE | CT | CT-Eastern | CT Resource Rec Authority Facility | 54945 | NO5 | MSW | ST | 45 | 28.3 | 0 | 199776 | 389393.77 |  | IPP Non-CHP | N | OP |  | Non-Fossil Fuel Type (Less than 10% Fossil Fuel) |  | Eastern
EXCLUDE | CT | CT-Eastern | CT Resource Rec Authority Facility | 54945 | NO6 | MSW | ST | 45 | 34.5 | 0 | 191394 | 389393.77 |  | IPP Non-CHP | N | OP |  | Non-Fossil Fuel Type (Less than 10% Fossil Fuel) |  | Eastern
EXCLUDE | OR | OR-Western | Univ of Oregon Central Power Station | 54950 | CTG1 | NG | CC | 7.5 | 7.5 | 0 | 3415.94 | 2994.47 |  | Commercial CHP | Y | OP |  | Commercial/Industrial Unit | Yes | Western
EXCLUDE | OR | OR-Western | Univ of Oregon Central Power Station | 54950 | STG1 | NG | CC | 3.5 | 1.5 | 0 | 1594.11 | 1397.42 |  | Commercial CHP | Y | OP |  | Commercial/Industrial Unit | Yes | Western
EXCLUDE | CA | CA-Western | Monterey Regional Water Cogen Facility | 54951 | EG1 | OBG | IC | 0.5 | 0.5 | 0 | 0 | 0 |  | Commercial CHP | Y | OP |  | Commercial/Industrial Unit |  | Western
EXCLUDE | CA | CA-Western | Monterey Regional Water Cogen Facility | 54951 | EG2 | OBG | IC | 0.5 | 0.5 | 0 | 0 | 0 |  | Commercial CHP | Y | OP |  | Commercial/Industrial Unit |  | Western
EXCLUDE | CA | CA-Western | Monterey Regional Water Cogen Facility | 54951 | EG3 | OBG | IC | 0.5 | 0.5 | 0 | 0 | 0 |  | Commercial CHP | Y | OP |  | Commercial/Industrial Unit |  | Western
EXCLUDE | NY | NY-Eastern | Hudson Falls Hydroelectric Project | 54953 | GEN1 | WAT | HY | 22 | 8.2 | 0 | 95508 | 0 |  | IPP Non-CHP | N | OP |  | Non Combustion (NUC, WAT, WND, GEO, or SUN) |  | Eastern
EXCLUDE | NY | NY-Eastern | Hudson Falls Hydroelectric Project | 54953 | GEN2 | WAT | HY | 22 | 8.2 | 0 | 95508 | 0 |  | IPP Non-CHP | N | OP |  | Non Combustion (NUC, WAT, WND, GEO, or SUN) |  | Eastern
EXCLUDE | IN | IN-Eastern | Deercroft I & II LFGTE | 54956 | I-1 | LFG | IC | 0.8 | 0.8 | 0 | 0 | 0 |  | Electric Utility | N | OP |  | Non-Fossil Fuel Type (Less than 10% Fossil Fuel) |  | Eastern
EXCLUDE | IN | IN-Eastern | Deercroft I & II LFGTE | 54956 | I-2 | LFG | IC | 0.8 | 0.8 | 0 | 0 | 0 |  | Electric Utility | N | OP |  | Non-Fossil Fuel Type (Less than 10% Fossil Fuel) |  | Eastern
EXCLUDE | IN | IN-Eastern | Deercroft I & II LFGTE | 54956 | I-3 | LFG | IC | 0.8 | 0.8 | 0 | 0 | 0 |  | Electric Utility | N | OP |  | Non-Fossil Fuel Type (Less than 10% Fossil Fuel) |  | Eastern
EXCLUDE | IN | IN-Eastern | Deercroft I & II LFGTE | 54956 | I-4 | LFG | IC | 0.8 | 0.8 | 0 | 0 | 0 |  | Electric Utility | N | OP |  | Non-Fossil Fuel Type (Less than 10% Fossil Fuel) |  | Eastern
EXCLUDE | IN | IN-Eastern | Deercroft I & II LFGTE | 54956 | II-1 | LFG | IC | 0.8 | 0.8 | 0 | 0 | 0 |  | Electric Utility | N | OP |  | Non-Fossil Fuel Type (Less than 10% Fossil Fuel) |  | Eastern
EXCLUDE | IN | IN-Eastern | Deercroft I & II LFGTE | 54956 | II-2 | LFG | IC | 0.8 | 0.8 | 0 | 0 | 0 |  | Electric Utility | N | OP |  | Non-Fossil Fuel Type (Less than 10% Fossil Fuel) |  | Eastern
EXCLUDE | IN | IN-Eastern | Deercroft I & II LFGTE | 54956 | II-3 | LFG | IC | 0.8 | 0.8 | 0 | 0 | 0 |  | Electric Utility | N | OP |  | Non-Fossil Fuel Type (Less than 10% Fossil Fuel) |  | Eastern
EXCLUDE | IN | IN-Eastern | Deercroft I & II LFGTE | 54956 | II-4 | LFG | IC | 0.8 | 0.8 | 0 | 0 | 0 |  | Electric Utility | N | OP |  | Non-Fossil Fuel Type (Less than 10% Fossil Fuel) |  | Eastern
EXCLUDE | TX | TX-ERCOT | ExxonMobil Hawkins Gas Plant | 54962 | UN73 | NG | IC | 3 | 2.9 | 0 | 0 | 0 |  | Industrial Non-CHP | N | RE | 2007 | Commercial/Industrial Unit |  | ERCOT
EXCLUDE | TX | TX-ERCOT | ExxonMobil Hawkins Gas Plant | 54962 | UN74 | NG | IC | 3.4 | 3.3 | 0 | 0 | 0 |  | Industrial Non-CHP | N | RE | 2007 | Commercial/Industrial Unit |  | ERCOT
EXCLUDE | TX | TX-ERCOT | ExxonMobil Hawkins Gas Plant | 54962 | UN75 | NG | IC | 2.5 | 2.4 | 0 | 0 | 0 |  | Industrial Non-CHP | N | RE | 2007 | Commercial/Industrial Unit |  | ERCOT
EXCLUDE | TX | TX-ERCOT | ExxonMobil Hawkins Gas Plant | 54962 | UN76 | NG | IC | 0.1 | 0.1 | 0 | 0 | 0 |  | Industrial Non-CHP | N | RE | 2007 | Commercial/Industrial Unit |  | ERCOT
EXCLUDE | TX | TX-ERCOT | ExxonMobil Hawkins Gas Plant | 54962 | UN77 | NG | IC | 0.5 | 0.5 | 0 | 0 | 0 |  | Industrial Non-CHP | N | RE | 2007 | Commercial/Industrial Unit |  | ERCOT
EXCLUDE | TX | TX-ERCOT | ExxonMobil Hawkins Gas Plant | 54962 | UN78 | NG | IC | 0.5 | 0.5 | 0 | 0 | 0 |  | Industrial Non-CHP | N | RE | 2007 | Commercial/Industrial Unit |  | ERCOT
EXCLUDE | TX | TX-ERCOT | ExxonMobil Hawkins Gas Plant | 54962 | UN79 | NG | IC | 0.5 | 0.5 | 0 | 0 | 0 |  | Industrial Non-CHP | N | RE | 2007 | Commercial/Industrial Unit |  | ERCOT
EXCLUDE | MI | MI-Eastern | Cargill Salt | 54965 | ACTG | BIT | ST | 2 | 2 | 0 | 8922.06 | 72254.7 |  | Industrial CHP | Y | OP |  | Commercial/Industrial Unit |  | Eastern
EXCLUDE | MI | MI-Eastern | Cargill Salt | 54965 | DCT | BIT | ST | 1.2 | 1.2 | 0 | 0 | 0 |  | Industrial CHP | N | RE | 2002 | Commercial/Industrial Unit |  | Eastern
EXCLUDE | MI | MI-Eastern | Cargill Salt | 54965 | DCTG | BIT | ST | 0.7 | 0.7 | 0 | 0 | 0 |  | Industrial CHP | N | RE | 2001 | Commercial/Industrial Unit |  | Eastern
EXCLUDE | TX | TX-ERCOT | West Texas Windplant | 54966 | WIND | WND | WT | 30 | 30 | 0 | 13191 | 0 |  | IPP Non-CHP | N | OP |  | Non Combustion (NUC, WAT, WND, GEO, or SUN) |  | ERCOT
EXCLUDE | IA | IA-Eastern | Alliant SBD 9302 Aegon NP | 54967 | 7906 | DFO | IC | 1.2 | 1.2 | 0 | 0 | 0 |  | IPP Non-CHP | N | SB |  | Internal Combustion |  | Eastern
EXCLUDE | IA | IA-Eastern | Alliant SBD 9502 Eaton | 54968 | 0385 | DFO | IC | 1.8 | 1.8 | 0 | 0 | 0 |  | IPP Non-CHP | N | SB |  | Internal Combustion |  | Eastern
EXCLUDE | IA | IA-Eastern | Alliant SBD 9502 Eaton | 54968 | 0386 | DFO | IC | 1.8 | 1.8 | 0 | 0 | 0 |  | IPP Non-CHP | N | SB |  | Internal Combustion |  | Eastern
EXCLUDE | IA | IA-Eastern | Alliant SBD 9502 Eaton | 54968 | 5824 | DFO | IC | 1.8 | 1.8 | 0 | 0 | 0 |  | IPP Non-CHP | N | SB |  | Internal Combustion |  | Eastern
EXCLUDE | IL | IL-Eastern | Dixon Hydroelectric Dam | 54969 | 1 | WAT | HY | 0.6 | 0.6 | 0 | 2716.2 | 0 |  | IPP Non-CHP | N | OP |  | Non Combustion (NUC, WAT, WND, GEO, or SUN) |  | Eastern
EXCLUDE | IL | IL-Eastern | Dixon Hydroelectric Dam | 54969 | 2 | WAT | HY | 0.6 | 0.6 | 0 | 2716.2 | 0 |  | IPP Non-CHP | N | OP |  | Non Combustion (NUC, WAT, WND, GEO, or SUN) |  | Eastern
EXCLUDE | IL | IL-Eastern | Dixon Hydroelectric Dam | 54969 | 3 | WAT | HY | 0.6 | 0.6 | 0 | 2716.2 | 0 |  | IPP Non-CHP | N | OP |  | Non Combustion (NUC, WAT, WND, GEO, or SUN) |  | Eastern
EXCLUDE | IL | IL-Eastern | Dixon Hydroelectric Dam | 54969 | 4 | WAT | HY | 0.6 | 0.6 | 0 | 2716.2 | 0 |  | IPP Non-CHP | N | OP |  | Non Combustion (NUC, WAT, WND, GEO, or SUN) |  | Eastern
EXCLUDE | IL | IL-Eastern | Dixon Hydroelectric Dam | 54969 | 5 | WAT | HY | 0.6 | 0.6 | 0 | 2716.2 | 0 |  | IPP Non-CHP | N | OP |  | Non Combustion (NUC, WAT, WND, GEO, or SUN) |  | Eastern
EXCLUDE | NJ | NJ-Eastern | Merck Sharp & Dohme Cogen Facility | 54970 | GEN1 | NG | GT | 3.7 | 3.4 | 0 | 20299.33 | 20697.11 |  | Commercial CHP | Y | OP |  | Commercial/Industrial Unit |  | Eastern
EXCLUDE | NJ | NJ-Eastern | Merck Sharp & Dohme Cogen Facility | 54970 | GEN2 | NG | GT | 4.4 | 4.2 | 0 | 24139.75 | 24612.78 |  | Commercial CHP | Y | OP |  | Commercial/Industrial Unit |  | Eastern
EXCLUDE | TX | TX-Eastern | Norit Americas Marshall Plant | 54972 | 8511 | LIG | ST | 2 | 2 | 0 | 0 | 0 |  | Industrial Non-CHP | N | RE | 2008 | Commercial/Industrial Unit |  | Eastern
EXCLUDE | TX | TX-Eastern | Norit Americas Marshall Plant | 54972 | 8512 | LIG | ST | 2 | 2 | 0 | 55 | 468349.73 |  | Industrial Non-CHP | N | RE | 2012 | Commercial/Industrial Unit |  | Eastern
EXCLUDE | OH | OH-Eastern | Sauder Power Plant | 54974 | UNT1 | WDS | ST | 3.6 | 3.6 | 0 | 11997.5 | 48383.8 |  | IPP CHP | Y | OP |  | Non-Fossil Fuel Type (Less than 10% Fossil Fuel) |  | Eastern
EXCLUDE | OH | OH-Eastern | Sauder Power Plant | 54974 | UNT2 | WDS | ST | 3.6 | 3.6 | 0 | 11997.5 | 48383.8 |  | IPP CHP | Y | OP |  | Non-Fossil Fuel Type (Less than 10% Fossil Fuel) |  | Eastern
EXCLUDE | NM | NM-Western | New Mexico State University | 54975 | 01 | NG | GT | 4.7 | 4.5 | 0 | 32791 | 26821.86 |  | Commercial CHP | Y | OP |  | Commercial/Industrial Unit |  | Western
EXCLUDE | TX | TX-ERCOT | Big Spring Wind Power Facility | 54979 | WIND | WND | WT | 34.3 | 34.3 | 0 | 67387 | 0 |  | IPP Non-CHP | N | OP |  | Non Combustion (NUC, WAT, WND, GEO, or SUN) |  | ERCOT
EXCLUDE | NJ | NJ-Eastern | Ocean County Landfill | 54980 | UNT1 | LFG | IC | 0.8 | 0.8 | 0 | 0 | 0 |  | IPP Non-CHP | N | OP |  | Non-Fossil Fuel Type (Less than 10% Fossil Fuel) |  | Eastern
EXCLUDE | NJ | NJ-Eastern | Ocean County Landfill | 54980 | UNT2 | LFG | IC | 0.8 | 0.8 | 0 | 0 | 0 |  | IPP Non-CHP | N | OP |  | Non-Fossil Fuel Type (Less than 10% Fossil Fuel) |  | Eastern
EXCLUDE | NJ | NJ-Eastern | Ocean County Landfill | 54980 | UNT3 | LFG | IC | 0.8 | 0.8 | 0 | 0 | 0 |  | IPP Non-CHP | N | OP |  | Non-Fossil Fuel Type (Less than 10% Fossil Fuel) |  | Eastern
EXCLUDE | NJ | NJ-Eastern | Ocean County Landfill | 54980 | UNT4 | LFG | IC | 0.8 | 0.8 | 0 | 0 | 0 |  | IPP Non-CHP | N | OP |  | Non-Fossil Fuel Type (Less than 10% Fossil Fuel) |  | Eastern
EXCLUDE | NJ | NJ-Eastern | Ocean County Landfill | 54980 | UNT5 | LFG | IC | 0.8 | 0.8 | 0 | 0 | 0 |  | IPP Non-CHP | N | OP |  | Non-Fossil Fuel Type (Less than 10% Fossil Fuel) |  | Eastern
EXCLUDE | NJ | NJ-Eastern | Ocean County Landfill | 54980 | UNT6 | LFG | IC | 0.8 | 0.8 | 0 | 0 | 0 |  | IPP Non-CHP | N | OP |  | Non-Fossil Fuel Type (Less than 10% Fossil Fuel) |  | Eastern
EXCLUDE | MA | MA-Eastern | Harris Energy Realty | 54981 | ALBA | WAT | HY | 0.3 | 0.3 | 0 | 83.09 | 0 |  | Electric Utility | N | OP | 2015 | Non Combustion (NUC, WAT, WND, GEO, or SUN) |  | Eastern
EXCLUDE | MA | MA-Eastern | Harris Energy Realty | 54981 | ALBD | WAT | HY | 0.5 | 0.4 | 0 | 138.48 | 0 |  | Electric Utility | N | OP | 2015 | Non Combustion (NUC, WAT, WND, GEO, or SUN) |  | Eastern
EXCLUDE | MA | MA-Eastern | Harris Energy Realty | 54981 | C-AB | WAT | HY | 0.3 | 0.3 | 0 | 83.09 | 0 |  | Electric Utility | N | RE | 2012 | Non Combustion (NUC, WAT, WND, GEO, or SUN) |  | Eastern
EXCLUDE | MA | MA-Eastern | Harris Energy Realty | 54981 | C-C | WAT | HY | 0.3 | 0.3 | 0 | 83.09 | 0 |  | Electric Utility | N | RE | 2012 | Non Combustion (NUC, WAT, WND, GEO, or SUN) |  | Eastern
EXCLUDE | MA | MA-Eastern | Harris Energy Realty | 54981 | GILA | WAT | HY | 0.5 | 0.5 | 0 | 138.48 | 0 |  | Electric Utility | N | RE | 2012 | Non Combustion (NUC, WAT, WND, GEO, or SUN) |  | Eastern
EXCLUDE | MA | MA-Eastern | Harris Energy Realty | 54981 | GILD | WAT | HY | 0.4 | 0.3 | 0 | 110.79 | 0 |  | Electric Utility | N | OP | 2013 | Non Combustion (NUC, WAT, WND, GEO, or SUN) |  | Eastern
EXCLUDE | MA | MA-Eastern | Harris Energy Realty | 54981 | NONO | WAT | HY | 0.5 | 0.5 | 0 | 138.48 | 0 |  | Electric Utility | N | OP | 2013 | Non Combustion (NUC, WAT, WND, GEO, or SUN) |  | Eastern
EXCLUDE | MA | MA-Eastern | Harris Energy Realty | 54981 | TOM | WAT | HY | 0.5 | 0.4 | 0 | 138.48 | 0 |  | Electric Utility | N | OP | 2013 | Non Combustion (NUC, WAT, WND, GEO, or SUN) |  | Eastern
EXCLUDE | NC | NC-Eastern | Salem Energy Systems LLC | 54984 | UNT1 | LFG | GT | 4.5 | 3.3 | 0 | 27864 | 25828.32 |  | IPP Non-CHP | N | OP |  | Non-Fossil Fuel Type (Less than 10% Fossil Fuel) |  | Eastern
EXCLUDE | AL | AL-Eastern | Crestwood Dothan | 54985 | GEN1 | DFO | IC | 1 | 1.2 | 0 | 0 | 0 |  | IPP Non-CHP | N | OP |  | Internal Combustion |  | Eastern
EXCLUDE | AL | AL-Eastern | Crestwood Dothan | 54985 | GEN2 | DFO | IC | 1 | 1.2 | 0 | 0 | 0 |  | IPP Non-CHP | N | OP |  | Internal Combustion |  | Eastern
EXCLUDE | AL | AL-Eastern | Crestwood Dothan | 54985 | GEN3 | DFO | IC | 2 | 1.5 | 0 | 0 | 0 |  | IPP Non-CHP | N | OP |  | Internal Combustion |  | Eastern
EXCLUDE | AL | AL-Eastern | Crestwood Dothan | 54985 | GEN5 | DFO | IC | 1 | 1.2 | 0 | 0 | 0 |  | IPP Non-CHP | N | OP |  | Internal Combustion |  | Eastern
EXCLUDE | AL | AL-Eastern | Crestwood Dothan | 54985 | GEN7 | DFO | IC | 1 | 1.2 | 0 | 0 | 0 |  | IPP Non-CHP | N | SB |  | Internal Combustion |  | Eastern
EXCLUDE | AL | AL-Eastern | Crestwood Dothan | 54985 | GEN8 | DFO | IC | 0.6 | 0.7 | 0 | 0 | 0 |  | IPP Non-CHP | N | SB |  | Internal Combustion |  | Eastern
EXCLUDE | AL | AL-Eastern | Crestwood Dothan | 54985 | GEN9 | DFO | IC | 2 | 2 | 0 | 0 | 0 |  | IPP Non-CHP | N | OP |  | Internal Combustion |  | Eastern
EXCLUDE | AL | AL-Eastern | Crestwood Dothan | 54985 | P83 | NG | ST | 5 | 4.2 | 0 | 0 | 0 |  | IPP Non-CHP | N | RE | 2003 | Retired prior to 2012 |  | Eastern
EXCLUDE | IL | IL-Eastern | Woodridge Greene Valley Treatment Plant | 54987 | FM01 | NG | IC | 1.5 | 1.5 | 0 | 0 | 0 |  | Commercial CHP | Y | OP |  | Commercial/Industrial Unit |  | Eastern
EXCLUDE | MI | MI-Eastern | Pine Tree Acres | 54989 | GEN1 | LFG | IC | 0.8 | 0.8 | 0 | 0 | 0 |  | IPP Non-CHP | N | OP |  | Non-Fossil Fuel Type (Less than 10% Fossil Fuel) |  | Eastern
EXCLUDE | MI | MI-Eastern | Pine Tree Acres | 54989 | GEN2 | LFG | IC | 0.8 | 0.8 | 0 | 0 | 0 |  | IPP Non-CHP | N | OP |  | Non-Fossil Fuel Type (Less than 10% Fossil Fuel) |  | Eastern
EXCLUDE | MI | MI-Eastern | Pine Tree Acres | 54989 | GEN3 | LFG | IC | 0.8 | 0.8 | 0 | 0 | 0 |  | IPP Non-CHP | N | OP |  | Non-Fossil Fuel Type (Less than 10% Fossil Fuel) |  | Eastern
EXCLUDE | MI | MI-Eastern | Pine Tree Acres | 54989 | GEN4 | LFG | IC | 0.8 | 0.8 | 0 | 0 | 0 |  | IPP Non-CHP | N | OP |  | Non-Fossil Fuel Type (Less than 10% Fossil Fuel) |  | Eastern
EXCLUDE | MI | MI-Eastern | Pine Tree Acres | 54989 | GEN5 | LFG | IC | 0.8 | 0.8 | 0 | 0 | 0 |  | IPP Non-CHP | N | OP |  | Non-Fossil Fuel Type (Less than 10% Fossil Fuel) |  | Eastern
EXCLUDE | MI | MI-Eastern | Pine Tree Acres | 54989 | GEN6 | LFG | IC | 0.8 | 0.8 | 0 | 0 | 0 |  | IPP Non-CHP | N | OP |  | Non-Fossil Fuel Type (Less than 10% Fossil Fuel) |  | Eastern
EXCLUDE | MI | MI-Eastern | Pine Tree Acres | 54989 | GEN7 | LFG | IC | 0.8 | 0.8 | 0 | 0 | 0 |  | IPP Non-CHP | N | OP |  | Non-Fossil Fuel Type (Less than 10% Fossil Fuel) |  | Eastern
EXCLUDE | MI | MI-Eastern | Pine Tree Acres | 54989 | GEN8 | LFG | IC | 1.6 | 1.6 | 0 | 0 | 0 |  | IPP Non-CHP | N | OP |  | Non-Fossil Fuel Type (Less than 10% Fossil Fuel) |  | Eastern
EXCLUDE | MI | MI-Eastern | Pine Tree Acres | 54989 | GEN9 | LFG | IC | 1.6 | 1.6 | 0 | 0 | 0 |  | IPP Non-CHP | N | OP |  | Non-Fossil Fuel Type (Less than 10% Fossil Fuel) |  | Eastern
EXCLUDE | IN | IN-Eastern | Indiana Harbor E 5 AC Station | 54995 | 17TG | BFG | ST | 81.9 | 75 | 0 | 427414 | 547091.44 |  | Industrial CHP | Y | OP |  | Commercial/Industrial Unit |  | Eastern
EXCLUDE | CA | CA-Western | Salton Sea Power Gen Co - Unit 4 | 54996 | 4100 | GEO | ST | 51 | 47.5 | 0 | 304390 | 0 |  | IPP Non-CHP | N | OP |  | Non Combustion (NUC, WAT, WND, GEO, or SUN) |  | Western
EXCLUDE | VA | VA-Eastern | Wheelabrator Portsmouth | 54998 | 1410 | MSW | ST | 20 | 15.5 | 0 | 73632 | 205772.35 |  | Commercial CHP | Y | OP |  | Commercial/Industrial Unit |  | Eastern
EXCLUDE | VA | VA-Eastern | Wheelabrator Portsmouth | 54998 | 1420 | MSW | ST | 20 | 15.5 | 0 | 82367 | 230183.22 |  | Commercial CHP | Y | OP |  | Commercial/Industrial Unit |  | Eastern
EXCLUDE | VA | VA-Eastern | Wheelabrator Portsmouth | 54998 | 1430 | MSW | ST | 20 | 15.5 | 0 | 74428 | 207996.85 |  | Commercial CHP | Y | OP |  | Commercial/Industrial Unit |  | Eastern
EXCLUDE | TX | TX-ERCOT | Small Hydro of Texas | 55000 | 01 | WAT | HY | 0.5 | 0.4 | 0 | 0 | 0 |  | IPP Non-CHP | N | OS |  | Non Combustion (NUC, WAT, WND, GEO, or SUN) |  | ERCOT
EXCLUDE | TX | TX-ERCOT | Small Hydro of Texas | 55000 | 02 | WAT | HY | 0.5 | 0.4 | 0 | 0 | 0 |  | IPP Non-CHP | N | OS |  | Non Combustion (NUC, WAT, WND, GEO, or SUN) |  | ERCOT
EXCLUDE | TX | TX-ERCOT | Small Hydro of Texas | 55000 | 03 | WAT | HY | 0.5 | 0.4 | 0 | 0 | 0 |  | IPP Non-CHP | N | OS |  | Non Combustion (NUC, WAT, WND, GEO, or SUN) |  | ERCOT
EXCLUDE | NC | NC-Eastern | Murphy-Brown LLC | 55002 | 01 | DFO | IC | 1.2 | 1.2 | 0 | 0 | 0 |  | Industrial Non-CHP | N | SB |  | Commercial/Industrial Unit |  | Eastern
EXCLUDE | NC | NC-Eastern | Murphy-Brown LLC | 55002 | 02 | DFO | IC | 1.2 | 1.2 | 0 | 0 | 0 |  | Industrial Non-CHP | N | SB |  | Commercial/Industrial Unit |  | Eastern
EXCLUDE | IL | IL-Eastern | Thornwood High School | 55004 | 1 | NG | IC | 0.7 | 0.7 | 0 | 0 | 0 |  | Commercial Non-CHP | N | OP |  | Commercial/Industrial Unit |  | Eastern
EXCLUDE | IL | IL-Eastern | Thornwood High School | 55004 | 2 | NG | IC | 0.7 | 0.7 | 0 | 0 | 0 |  | Commercial Non-CHP | N | OP |  | Commercial/Industrial Unit |  | Eastern
EXCLUDE | IL | IL-Eastern | Thornridge High School | 55005 | 1 | NG | IC | 0.5 | 0.5 | 0 | 0 | 0 |  | Commercial Non-CHP | N | OP |  | Commercial/Industrial Unit |  | Eastern
EXCLUDE | IL | IL-Eastern | Thornridge High School | 55005 | 2 | NG | IC | 0.5 | 0.5 | 0 | 0 | 0 |  | Commercial Non-CHP | N | OP |  | Commercial/Industrial Unit |  | Eastern
EXCLUDE | NH | NH-Eastern | Nashua Plant | 55006 | UNT1 | LFG | IC | 2.2 | 2 | 0 | 0 | 0 |  | IPP Non-CHP | N | OP |  | Non-Fossil Fuel Type (Less than 10% Fossil Fuel) |  | Eastern
EXCLUDE | NH | NH-Eastern | Nashua Plant | 55006 | UNT2 | LFG | IC | 0.8 | 0.7 | 0 | 0 | 0 |  | IPP Non-CHP | N | OP |  | Non-Fossil Fuel Type (Less than 10% Fossil Fuel) |  | Eastern
EXCLUDE | ID | ID-Western | K W Company | 55007 | LS1 | WAT | HY | 0.1 | 0.1 | 0 | 239.86 | 0 |  | IPP Non-CHP | N | OP |  | Non Combustion (NUC, WAT, WND, GEO, or SUN) |  | Western
EXCLUDE | ID | ID-Western | K W Company | 55007 | LS2 | WAT | HY | 0.1 | 0.1 | 0 | 239.86 | 0 |  | IPP Non-CHP | N | OP |  | Non Combustion (NUC, WAT, WND, GEO, or SUN) |  | Western
EXCLUDE | ID | ID-Western | K W Company | 55007 | LS3 | WAT | HY | 0.1 | 0.1 | 0 | 239.86 | 0 |  | IPP Non-CHP | N | OP |  | Non Combustion (NUC, WAT, WND, GEO, or SUN) |  | Western
EXCLUDE | ID | ID-Western | K W Company | 55007 | LS4 | WAT | HY | 0.1 | 0.1 | 0 | 239.86 | 0 |  | IPP Non-CHP | N | OP |  | Non Combustion (NUC, WAT, WND, GEO, or SUN) |  | Western
EXCLUDE | ID | ID-Western | K W Company | 55007 | LS5 | WAT | HY | 0.1 | 0.1 | 0 | 239.86 | 0 |  | IPP Non-CHP | N | OP |  | Non Combustion (NUC, WAT, WND, GEO, or SUN) |  | Western
EXCLUDE | ID | ID-Western | K W Company | 55007 | UE5 | WAT | HY | 0.1 | 0.1 | 0 | 239.86 | 0 |  | IPP Non-CHP | N | OP |  | Non Combustion (NUC, WAT, WND, GEO, or SUN) |  | Western
EXCLUDE | ID | ID-Western | K W Company | 55007 | UW1 | WAT | HY | 0.2 | 0.2 | 0 | 479.71 | 0 |  | IPP Non-CHP | N | OP |  | Non Combustion (NUC, WAT, WND, GEO, or SUN) |  | Western
EXCLUDE | ID | ID-Western | K W Company | 55007 | UW2 | WAT | HY | 0.2 | 0.2 | 0 | 479.71 | 0 |  | IPP Non-CHP | N | OP |  | Non Combustion (NUC, WAT, WND, GEO, or SUN) |  | Western
EXCLUDE | ID | ID-Western | K W Company | 55007 | UW3 | WAT | HY | 0.2 | 0.2 | 0 | 479.71 | 0 |  | IPP Non-CHP | N | OP |  | Non Combustion (NUC, WAT, WND, GEO, or SUN) |  | Western
EXCLUDE | ID | ID-Western | K W Company | 55007 | UW4 | WAT | HY | 0.2 | 0.2 | 0 | 479.71 | 0 |  | IPP Non-CHP | N | OP |  | Non Combustion (NUC, WAT, WND, GEO, or SUN) |  | Western
EXCLUDE | CA | CA-Western | Montgomery Creek Hydro | 55009 | GEN1 | WAT | HY | 2.6 | 2.6 | 0 | 6540 | 0 |  | IPP Non-CHP | N | OP |  | Non Combustion (NUC, WAT, WND, GEO, or SUN) |  | Western
NGCC | MN | MN-Eastern | LSP-Cottage Grove LP | 55010 | CTG1 | NG | CC | 177.3 | 154 | 2258 | 312954.2 | 160351.25 |  | IPP CHP | Y | OP |  |  |  | Eastern
NGCC | MN | MN-Eastern | LSP-Cottage Grove LP | 55010 | STG1 | NG | CC | 106.2 | 97 | 2258 | 187454.8 | 96047.95 |  | IPP CHP | Y | OP |  |  |  | Eastern
NGCC | WI | WI-Eastern | LSP-Whitewater LP | 55011 | CTG1 | NG | CC | 177.3 | 162 | 2236 | 597307.76 | 290908.13 |  | IPP CHP | Y | OP |  |  |  | Eastern
NGCC | WI | WI-Eastern | LSP-Whitewater LP | 55011 | STG1 | NG | CC | 106.2 | 99 | 2236 | 357778.25 | 174249.54 |  | IPP CHP | Y | OP |  |  |  | Eastern
EXCLUDE | WI | WI-Eastern | Mallard Ridge Gas Recovery | 55013 | GEN1 | LFG | IC | 0.8 | 0.8 | 0 | 0 | 0 |  | IPP Non-CHP | N | OP |  | Non-Fossil Fuel Type (Less than 10% Fossil Fuel) |  | Eastern
EXCLUDE | WI | WI-Eastern | Mallard Ridge Gas Recovery | 55013 | GEN2 | LFG | IC | 0.8 | 0.8 | 0 | 0 | 0 |  | IPP Non-CHP | N | OP |  | Non-Fossil Fuel Type (Less than 10% Fossil Fuel) |  | Eastern
EXCLUDE | WI | WI-Eastern | Mallard Ridge Gas Recovery | 55013 | GEN3 | LFG | IC | 0.8 | 0.8 | 0 | 0 | 0 |  | IPP Non-CHP | N | OP |  | Non-Fossil Fuel Type (Less than 10% Fossil Fuel) |  | Eastern
EXCLUDE | IL | IL-Eastern | Greene Valley Gas Recovery | 55014 | GEN1 | LFG | GT | 3.3 | 2.9 | 0 | 21536 | 22703.93 |  | IPP Non-CHP | N | OP |  | Non-Fossil Fuel Type (Less than 10% Fossil Fuel) |  | Eastern
EXCLUDE | IL | IL-Eastern | Greene Valley Gas Recovery | 55014 | GEN2 | LFG | GT | 3.3 | 2.9 | 0 | 21536 | 22703.93 |  | IPP Non-CHP | N | OP |  | Non-Fossil Fuel Type (Less than 10% Fossil Fuel) |  | Eastern
EXCLUDE | IL | IL-Eastern | Greene Valley Gas Recovery | 55014 | GEN3 | LFG | GT | 3.3 | 2.9 | 0 | 0 | 0 |  | IPP Non-CHP | N | RE | 2010 | Retired prior to 2012 |  | Eastern
EXCLUDE | TX | TX-ERCOT | Sweeny Cogen Facility | 55015 | GEN1 | NG | GT | 143 | 109 | 2342 | 808325.49 | 729330.97 |  | IPP CHP | Y | OP |  | Simple cycle unit |  | ERCOT
EXCLUDE | TX | TX-ERCOT | Sweeny Cogen Facility | 55015 | GEN2 | NG | GT | 143 | 109 | 2342 | 808325.49 | 577257.08 |  | IPP CHP | Y | OP |  | Simple cycle unit |  | ERCOT
EXCLUDE | TX | TX-ERCOT | Sweeny Cogen Facility | 55015 | GEN3 | NG | GT | 143 | 109 | 2342 | 808325.49 | 689211.63 |  | IPP CHP | Y | OP |  | Simple cycle unit |  | ERCOT
EXCLUDE | TX | TX-ERCOT | Sweeny Cogen Facility | 55015 | GEN4 | NG | GT | 143 | 109 | 2342 | 808325.49 | 667355.38 |  | IPP CHP | Y | OP |  | Simple cycle unit |  | ERCOT
EXCLUDE | TX | TX-ERCOT | Yates Gas Plant | 55025 | GEN1 | NG | GT | 2.8 | 2.8 | 0 | 13081.5 | 11150.46 |  | Industrial CHP | Y | OP |  | Commercial/Industrial Unit |  | ERCOT
EXCLUDE | TX | TX-ERCOT | Yates Gas Plant | 55025 | GEN2 | NG | GT | 2.8 | 2.8 | 0 | 13081.5 | 11150.46 |  | Industrial CHP | Y | OP |  | Commercial/Industrial Unit |  | ERCOT
NGCC | MA | MA-Eastern | Dighton Power Plant | 55026 | UNT1 | NG | CC | 200 | 157.3 | 1423 | 657213 | 304324.54 |  | IPP Non-CHP | N | OP |  |  |  | Eastern
EXCLUDE | NE | NE-Eastern | Papillion Creek Wastewater | 55027 | 951 | OBG | IC | 0.5 | 0.5 | 0 | 0 | 0 |  | Commercial CHP | Y | SB |  | Commercial/Industrial Unit |  | Eastern
EXCLUDE | NE | NE-Eastern | Papillion Creek Wastewater | 55027 | 952 | OBG | IC | 0.5 | 0.5 | 0 | 0 | 0 |  | Commercial CHP | Y | OP |  | Commercial/Industrial Unit |  | Eastern
EXCLUDE | NE | NE-Eastern | Papillion Creek Wastewater | 55027 | 953 | OBG | IC | 0.5 | 0.5 | 0 | 0 | 0 |  | Commercial CHP | Y | OP |  | Commercial/Industrial Unit |  | Eastern
EXCLUDE | WI | WI-Eastern | De Pere Energy Center | 55029 | CT01 | NG | GT | 187.2 | 168.1 | 2213 | 41543 | 30959.51 |  | Electric Utility | N | OP |  | Simple cycle unit |  | Eastern
EXCLUDE | ME | ME-Eastern | Androscoggin Energy Center | 55031 | CT01 | NG | GT | 54.5 | 47.2 | 979 | 161868 | 119123.66 |  | Industrial CHP | Y | OP |  | Commercial/Industrial Unit |  | Eastern
EXCLUDE | ME | ME-Eastern | Androscoggin Energy Center | 55031 | CT02 | NG | GT | 54.5 | 45.3 | 979 | 161868 | 119123.66 |  | Industrial CHP | Y | OP |  | Commercial/Industrial Unit |  | Eastern
EXCLUDE | ME | ME-Eastern | Androscoggin Energy Center | 55031 | CT03 | NG | GT | 54.5 | 44.1 | 979 | 161868 | 119123.66 |  | Industrial CHP | Y | OP |  | Commercial/Industrial Unit |  | Eastern
EXCLUDE | NE | NE-Eastern | Missouri River Wastewater Treatment | 55033 | 6013 | OBG | IC | 1 | 1 | 0 | 0 | 0 |  | Commercial CHP | Y | OP |  | Commercial/Industrial Unit |  | Eastern
EXCLUDE | NE | NE-Eastern | Missouri River Wastewater Treatment | 55033 | 6101 | OBG | IC | 1 | 1 | 0 | 0 | 0 |  | Commercial CHP | Y | OP |  | Commercial/Industrial Unit |  | Eastern
EXCLUDE | NE | NE-Eastern | Missouri River Wastewater Treatment | 55033 | 6102 | OBG | IC | 1 | 1 | 0 | 0 | 0 |  | Commercial CHP | Y | OP |  | Commercial/Industrial Unit |  | Eastern
EXCLUDE | ME | ME-Eastern | Geneva Wood Fuels Inc | 55034 | 0001 | WDS | ST | 1.3 | 0.4 | 0 | 0 | 0 |  | Industrial CHP | Y | OS |  | Commercial/Industrial Unit |  | Eastern
EXCLUDE | ME | ME-Eastern | Geneva Wood Fuels Inc | 55034 | 0002 | WDS | ST | 0.7 | 0.5 | 0 | 0 | 0 |  | Industrial CHP | Y | OS |  | Commercial/Industrial Unit |  | Eastern
EXCLUDE | IA | IA-Eastern | Davenport Water Pollution Control Plant | 55035 | GEN1 | OBG | IC | 0.8 | 0.8 | 0 | 0 | 0 |  | Commercial CHP | Y | OP |  | Commercial/Industrial Unit |  | Eastern
EXCLUDE | IA | IA-Eastern | Davenport Water Pollution Control Plant | 55035 | GEN2 | OBG | IC | 0.8 | 0.8 | 0 | 0 | 0 |  | Commercial CHP | Y | OP |  | Commercial/Industrial Unit |  | Eastern
EXCLUDE | TN | TN-Eastern | University of Tennessee Steam Plant | 55036 | GEN1 | NG | GT | 5 | 3.7 | 0 | 33851 | 28187.52 |  | Commercial CHP | Y | OP |  | Commercial/Industrial Unit |  | Eastern
EXCLUDE | TN | TN-Eastern | Opryland USA | 55037 | GTO1 | NG | GT | 4.5 | 3.1 | 0 | 18690 | 28151.16 |  | Commercial CHP | Y | OP |  | Commercial/Industrial Unit |  | Eastern
EXCLUDE | NM | NM-Western | Delta Person LLC | 55039 | GT1 | NG | GT | 150 | 140 | 2600 | 8793 | 7297.67 |  | IPP Non-CHP | N | OP |  | Simple cycle unit |  | Western
NGCC | GA | GA-Eastern | Mid-Georgia Cogeneration Facility | 55040 | CT1 | NG | CC | 106.5 | 106.5 | 1375 | 125379.19 | 62386.37 |  | IPP CHP | Y | OP |  |  |  | Eastern
NGCC | GA | GA-Eastern | Mid-Georgia Cogeneration Facility | 55040 | CT2 | NG | CC | 106.5 | 106.5 | 1375 | 125379.19 | 62386.37 |  | IPP CHP | Y | OP |  |  |  | Eastern
NGCC | GA | GA-Eastern | Mid-Georgia Cogeneration Facility | 55040 | ST1 | NG | CC | 110 | 103 | 1375 | 129499.63 | 64436.62 |  | IPP CHP | Y | OP |  |  |  | Eastern
NGCC | MA | MA-Eastern | Berkshire Power | 55041 | GEN2 | NG | CC | 289 | 229.3 | 2112 | 761901 | 336465.94 |  | IPP Non-CHP | N | OP |  |  |  | Eastern
NGCC | CT | CT-Eastern | Bridgeport Energy Project | 55042 | GEN1 | NG | CC | 170 | 148.4 | 1884 | 952416.5 | 405546.66 |  | IPP Non-CHP | N | OP |  |  |  | Eastern
NGCC | CT | CT-Eastern | Bridgeport Energy Project | 55042 | GEN2 | NG | CC | 170 | 148.4 | 1884 | 952416.5 | 405546.66 |  | IPP Non-CHP | N | OP |  |  |  | Eastern
NGCC | CT | CT-Eastern | Bridgeport Energy Project | 55042 | GEN3 | NG | CC | 180 | 157.2 | 1884 | 1008441 | 429402.35 |  | IPP Non-CHP | N | OP |  |  |  | Eastern
NGCC | SC | SC-Eastern | Cherokee County Cogen | 55043 | GT1 | NG | CC | 60 | 51 | 832 | 400777.74 | 201065.65 |  | IPP CHP | Y | OP |  |  |  | Eastern
NGCC | SC | SC-Eastern | Cherokee County Cogen | 55043 | ST1 | NG | CC | 41.2 | 35 | 832 | 275200.71 | 138065.08 |  | IPP CHP | Y | OP |  |  |  | Eastern
EXCLUDE | AL | AL-Eastern | Boise Cascade Pulp & Paper Mill | 55044 | STG1 | NG | ST | 18 | 17.8 | 0 | 121984.03 | 471831.42 |  | Industrial CHP | Y | OP |  | Commercial/Industrial Unit |  | Eastern
EXCLUDE | MA | MA-Eastern | Mansfield | 55046 | GEN1 | NG | IC | 1 | 1 | 0 | 0 | 0 |  | Industrial CHP | Y | RE | 2011 | Commercial/Industrial Unit |  | Eastern
EXCLUDE | MA | MA-Eastern | Mansfield | 55046 | GEN2 | NG | IC | 1 | 1 | 0 | 0 | 0 |  | Industrial CHP | Y | RE | 2011 | Commercial/Industrial Unit |  | Eastern
EXCLUDE | MA | MA-Eastern | Mansfield | 55046 | GEN3 | NG | IC | 1 | 1 | 0 | 0 | 0 |  | Industrial CHP | Y | RE | 2011 | Commercial/Industrial Unit |  | Eastern
NGCC | TX | TX-ERCOT | Pasadena Cogeneration | 55047 | CTG1 | NG | CC | 175 | 155 | 1800 | 995523.04 | 413057.53 |  | IPP CHP | Y | OP |  |  |  | ERCOT
NGCC | TX | TX-ERCOT | Pasadena Cogeneration | 55047 | CTG2 | NG | CC | 185 | 165 | 1850 | 1052410.07 | 436660.82 |  | IPP CHP | Y | OP |  |  |  | ERCOT
NGCC | TX | TX-ERCOT | Pasadena Cogeneration | 55047 | CTG3 | NG | CC | 185 | 165 | 1850 | 1052410.07 | 436660.82 |  | IPP CHP | Y | OP |  |  |  | ERCOT
NGCC | TX | TX-ERCOT | Pasadena Cogeneration | 55047 | STG1 | NG | CC | 85 | 50 | 1800 | 483539.76 | 200627.94 |  | IPP CHP | Y | OP |  |  |  | ERCOT
NGCC | TX | TX-ERCOT | Pasadena Cogeneration | 55047 | STG2 | NG | CC | 185 | 165 | 1850 | 1052410.07 | 436660.82 |  | IPP CHP | Y | OP |  |  |  | ERCOT
NGCC | RI | RI-Eastern | Tiverton Power Plant | 55048 | UNT1 | NG | CC | 179.3 | 159.4 | 1943.4 | 1059972.91 | 457450.06 |  | IPP Non-CHP | N | OP |  |  |  | Eastern
NGCC | RI | RI-Eastern | Tiverton Power Plant | 55048 | UNT2 | NG | CC | 93.2 | 90.6 | 1943.4 | 550973.09 | 237782.18 |  | IPP Non-CHP | N | OP |  |  |  | Eastern
EXCLUDE | RI | RI-Eastern | Tiverton Power Plant | 55048 | UNT3 | NG | CC | 179.3 | 159.4 | 0 | 0 | 0 |  | IPP Non-CHP | N | P |  | Status of Operation (IP, L, P, T) |  | Eastern
EXCLUDE | RI | RI-Eastern | Tiverton Power Plant | 55048 | UNT4 | NG | CC | 93.2 | 90.6 | 0 | 0 | 0 |  | IPP Non-CHP | N | P |  | Status of Operation (IP, L, P, T) |  | Eastern
EXCLUDE | CA | CA-Western | Sierra Pacific Anderson Facility | 55049 | GEN1 | WDS | ST | 4 | 4.2 | 0 | 27532 | 131419.47 |  | Industrial CHP | Y | OP |  | Commercial/Industrial Unit |  | Western
EXCLUDE | LA | LA-Eastern | Axiall Plaquemine | 55051 | X773 | NG | GT | 102 | 80 | 0 | 592816.67 | 429560.86 |  | Industrial CHP | Y | OP |  | Commercial/Industrial Unit |  | Eastern
EXCLUDE | LA | LA-Eastern | Axiall Plaquemine | 55051 | X774 | NG | GT | 102 | 80 | 0 | 592816.67 | 429560.86 |  | Industrial CHP | Y | OP |  | Commercial/Industrial Unit |  | Eastern
EXCLUDE | LA | LA-Eastern | Axiall Plaquemine | 55051 | X775 | NG | GT | 102 | 80 | 0 | 592816.67 | 429560.86 |  | Industrial CHP | Y | OP |  | Commercial/Industrial Unit |  | Eastern
EXCLUDE | TX | TX-ERCOT | Jameson Gas Processing Plant | 55052 | 620 | NG | IC | 0.3 | 0.3 | 0 | 0 | 0 |  | Industrial Non-CHP | N | OP |  | Commercial/Industrial Unit |  | ERCOT
EXCLUDE | TX | TX-ERCOT | Jameson Gas Processing Plant | 55052 | 621 | NG | IC | 0.3 | 0.3 | 0 | 0 | 0 |  | Industrial Non-CHP | N | OP |  | Commercial/Industrial Unit |  | ERCOT
EXCLUDE | TX | TX-ERCOT | Jameson Gas Processing Plant | 55052 | 622 | NG | IC | 0.5 | 0.5 | 0 | 0 | 0 |  | Industrial Non-CHP | N | OP |  | Commercial/Industrial Unit |  | ERCOT
EXCLUDE | TX | TX-ERCOT | Jameson Gas Processing Plant | 55052 | 623 | NG | IC | 0.5 | 0.5 | 0 | 0 | 0 |  | Industrial Non-CHP | N | RE | 1999 | Commercial/Industrial Unit |  | ERCOT
EXCLUDE | TX | TX-ERCOT | Bridgeport Gas Processing Plant | 55053 | 2723 | NG | IC | 0.8 | 0.8 | 0 | 0 | 0 |  | Industrial Non-CHP | N | OP |  | Commercial/Industrial Unit |  | ERCOT
EXCLUDE | TX | TX-ERCOT | Bridgeport Gas Processing Plant | 55053 | 324 | NG | IC | 0.3 | 0.3 | 0 | 0 | 0 |  | Industrial Non-CHP | N | RE | 2000 | Commercial/Industrial Unit |  | ERCOT
EXCLUDE | TX | TX-ERCOT | Bridgeport Gas Processing Plant | 55053 | 325 | NG | IC | 0.3 | 0.3 | 0 | 0 | 0 |  | Industrial Non-CHP | N | RE | 2000 | Commercial/Industrial Unit |  | ERCOT
EXCLUDE | TX | TX-ERCOT | Bridgeport Gas Processing Plant | 55053 | 326 | NG | IC | 0.3 | 0.3 | 0 | 0 | 0 |  | Industrial Non-CHP | N | RE | 2000 | Commercial/Industrial Unit |  | ERCOT
EXCLUDE | TX | TX-ERCOT | Bridgeport Gas Processing Plant | 55053 | 327 | NG | IC | 0.3 | 0.3 | 0 | 0 | 0 |  | Industrial Non-CHP | N | RE | 2000 | Commercial/Industrial Unit |  | ERCOT
EXCLUDE | TX | TX-ERCOT | Bridgeport Gas Processing Plant | 55053 | 654 | NG | IC | 0.8 | 0.8 | 0 | 0 | 0 |  | Industrial Non-CHP | N | OP |  | Commercial/Industrial Unit |  | ERCOT
EXCLUDE | TX | TX-ERCOT | Bridgeport Gas Processing Plant | 55053 | 655 | NG | IC | 0.8 | 0.8 | 0 | 0 | 0 |  | Industrial Non-CHP | N | OP |  | Commercial/Industrial Unit |  | ERCOT
EXCLUDE | TX | TX-ERCOT | Bridgeport Gas Processing Plant | 55053 | 656 | NG | IC | 0.8 | 0.8 | 0 | 0 | 0 |  | Industrial Non-CHP | N | OP |  | Commercial/Industrial Unit |  | ERCOT
EXCLUDE | TX | TX-ERCOT | Bridgeport Gas Processing Plant | 55053 | 657 | NG | IC | 0.8 | 0.8 | 0 | 0 | 0 |  | Industrial Non-CHP | N | OP |  | Commercial/Industrial Unit |  | ERCOT
EXCLUDE | TX | TX-ERCOT | Bridgeport Gas Processing Plant | 55053 | 658 | NG | IC | 0.8 | 0.8 | 0 | 0 | 0 |  | Industrial Non-CHP | N | OP |  | Commercial/Industrial Unit |  | ERCOT
EXCLUDE | TX | TX-ERCOT | Bridgeport Gas Processing Plant | 55053 | 666 | NG | IC | 0.8 | 0.8 | 0 | 0 | 0 |  | Industrial Non-CHP | N | OP |  | Commercial/Industrial Unit |  | ERCOT
EXCLUDE | TX | TX-ERCOT | Bridgeport Gas Processing Plant | 55053 | 667 | NG | IC | 0.8 | 0.8 | 0 | 0 | 0 |  | Industrial Non-CHP | N | OP |  | Commercial/Industrial Unit |  | ERCOT
EXCLUDE | TX | TX-ERCOT | Bridgeport Gas Processing Plant | 55053 | 671 | NG | IC | 0.8 | 0.8 | 0 | 0 | 0 |  | Industrial Non-CHP | N | OP |  | Commercial/Industrial Unit |  | ERCOT
EXCLUDE | IL | IL-Eastern | Livingston Generating Facility | 55054 | 1 | LFG | GT | 5 | 4.2 | 0 | 0 | 0 |  | Electric Utility | N | OS |  | Non-Fossil Fuel Type (Less than 10% Fossil Fuel) |  | Eastern
EXCLUDE | IL | IL-Eastern | Livingston Generating Facility | 55054 | 3 | LFG | GT | 5 | 4.2 | 0 | 0 | 0 |  | Electric Utility | N | OS |  | Non-Fossil Fuel Type (Less than 10% Fossil Fuel) |  | Eastern
EXCLUDE | IL | IL-Eastern | Livingston Generating Facility | 55054 | GEN2 | LFG | GT | 5 | 4.2 | 0 | 0 | 0 |  | Electric Utility | N | OS |  | Non-Fossil Fuel Type (Less than 10% Fossil Fuel) |  | Eastern
EXCLUDE | IL | IL-Eastern | Biodyne Congress | 55056 | 1 | LFG | GT | 5 | 4.2 | 0 | 0 | 0 |  | IPP Non-CHP | N | RE | 2006 | Retired prior to 2012 |  | Eastern
EXCLUDE | IL | IL-Eastern | Biodyne Congress | 55056 | 2 | LFG | GT | 5 | 4.2 | 0 | 0 | 0 |  | IPP Non-CHP | N | RE | 2006 | Retired prior to 2012 |  | Eastern
EXCLUDE | IL | IL-Eastern | Biodyne Congress | 55056 | 3 | LFG | GT | 5 | 4.2 | 0 | 0 | 0 |  | IPP Non-CHP | N | RE | 2006 | Retired prior to 2012 |  | Eastern
EXCLUDE | IL | IL-Eastern | Biodyne Peoria | 55057 | 001 | LFG | IC | 0.8 | 0.8 | 0 | 0 | 0 |  | IPP Non-CHP | N | OS |  | Non-Fossil Fuel Type (Less than 10% Fossil Fuel) |  | Eastern
EXCLUDE | IL | IL-Eastern | Biodyne Peoria | 55057 | 002 | LFG | IC | 0.8 | 0.8 | 0 | 0 | 0 |  | IPP Non-CHP | N | OS |  | Non-Fossil Fuel Type (Less than 10% Fossil Fuel) |  | Eastern
EXCLUDE | IL | IL-Eastern | Biodyne Peoria | 55057 | 003 | LFG | IC | 0.8 | 0.8 | 0 | 0 | 0 |  | IPP Non-CHP | N | OP |  | Non-Fossil Fuel Type (Less than 10% Fossil Fuel) |  | Eastern
EXCLUDE | IL | IL-Eastern | Biodyne Peoria | 55057 | 004 | LFG | IC | 0.8 | 0.8 | 0 | 0 | 0 |  | IPP Non-CHP | N | OS |  | Non-Fossil Fuel Type (Less than 10% Fossil Fuel) |  | Eastern
EXCLUDE | IL | IL-Eastern | Biodyne Peoria | 55057 | 005 | LFG | IC | 0.8 | 0.8 | 0 | 0 | 0 |  | IPP Non-CHP | N | OS |  | Non-Fossil Fuel Type (Less than 10% Fossil Fuel) |  | Eastern
EXCLUDE | IL | IL-Eastern | Biodyne Lansing | 55058 | 001 | LFG | IC | 0.6 | 0.6 | 0 | 0 | 0 |  | IPP Non-CHP | N | RE | 2006 | Retired prior to 2012 |  | Eastern
EXCLUDE | IL | IL-Eastern | Biodyne Lansing | 55058 | 002 | NG | IC | 0.7 | 0.7 | 0 | 0 | 0 |  | IPP Non-CHP | N | RE | 2006 | Retired prior to 2012 |  | Eastern
EXCLUDE | IL | IL-Eastern | Biodyne Lansing | 55058 | 003 | NG | IC | 0.7 | 0.7 | 0 | 0 | 0 |  | IPP Non-CHP | N | RE | 2006 | Retired prior to 2012 |  | Eastern
EXCLUDE | IL | IL-Eastern | Biodyne Springfield | 55059 | 001 | LFG | IC | 0.6 | 0.6 | 0 | 0 | 0 |  | IPP CHP | Y | RE | 2006 | Retired prior to 2012 |  | Eastern
EXCLUDE | IL | IL-Eastern | Biodyne Springfield | 55059 | 002 | LFG | IC | 0.6 | 0.6 | 0 | 0 | 0 |  | IPP CHP | Y | RE | 2006 | Retired prior to 2012 |  | Eastern
EXCLUDE | IL | IL-Eastern | Biodyne Springfield | 55059 | 003 | LFG | IC | 0.6 | 0.6 | 0 | 0 | 0 |  | IPP CHP | Y | RE | 2006 | Retired prior to 2012 |  | Eastern
EXCLUDE | IL | IL-Eastern | Biodyne Springfield | 55059 | 004 | LFG | IC | 0.6 | 0.6 | 0 | 0 | 0 |  | IPP CHP | Y | RE | 2006 | Retired prior to 2012 |  | Eastern
EXCLUDE | IL | IL-Eastern | Biodyne Springfield | 55059 | 005 | LFG | IC | 0.6 | 0.6 | 0 | 0 | 0 |  | IPP CHP | Y | RE | 2006 | Retired prior to 2012 |  | Eastern
EXCLUDE | IL | IL-Eastern | Biodyne Lyons | 55060 | 001 | LFG | IC | 0.9 | 0.9 | 0 | 0 | 0 |  | IPP Non-CHP | N | OS |  | Non-Fossil Fuel Type (Less than 10% Fossil Fuel) |  | Eastern
EXCLUDE | IL | IL-Eastern | Biodyne Lyons | 55060 | 002 | LFG | IC | 0.9 | 0.9 | 0 | 0 | 0 |  | IPP Non-CHP | N | OS |  | Non-Fossil Fuel Type (Less than 10% Fossil Fuel) |  | Eastern
EXCLUDE | IL | IL-Eastern | Biodyne Lyons | 55060 | 003 | LFG | IC | 0.9 | 0.9 | 0 | 0 | 0 |  | IPP Non-CHP | N | OS |  | Non-Fossil Fuel Type (Less than 10% Fossil Fuel) |  | Eastern
EXCLUDE | IL | IL-Eastern | Biodyne Lyons | 55060 | 004 | LFG | IC | 0.9 | 0.9 | 0 | 0 | 0 |  | IPP Non-CHP | N | OS |  | Non-Fossil Fuel Type (Less than 10% Fossil Fuel) |  | Eastern
EXCLUDE | IL | IL-Eastern | Biodyne Lyons | 55060 | 005 | LFG | IC | 0.9 | 0.9 | 0 | 0 | 0 |  | IPP Non-CHP | N | OS |  | Non-Fossil Fuel Type (Less than 10% Fossil Fuel) |  | Eastern
EXCLUDE | GA | GA-Eastern | Tenaska Georgia Generation Facility | 55061 | GTG1 | NG | GT | 183.2 | 155 | 2586 | 58245.83 | 29305.15 |  | IPP Non-CHP | N | OP |  | Simple cycle unit |  | Eastern
EXCLUDE | GA | GA-Eastern | Tenaska Georgia Generation Facility | 55061 | GTG2 | NG | GT | 183.2 | 155 | 2586 | 58245.83 | 43380.95 |  | IPP Non-CHP | N | OP |  | Simple cycle unit |  | Eastern
EXCLUDE | GA | GA-Eastern | Tenaska Georgia Generation Facility | 55061 | GTG3 | NG | GT | 183.2 | 155 | 2586 | 58245.83 | 37967.55 |  | IPP Non-CHP | N | OP |  | Simple cycle unit |  | Eastern
EXCLUDE | GA | GA-Eastern | Tenaska Georgia Generation Facility | 55061 | GTG4 | NG | GT | 183.2 | 156 | 2586 | 58245.83 | 43100.43 |  | IPP Non-CHP | N | OP |  | Simple cycle unit |  | Eastern
EXCLUDE | GA | GA-Eastern | Tenaska Georgia Generation Facility | 55061 | GTG5 | NG | GT | 183.2 | 156 | 2586 | 58245.83 | 27404.98 |  | IPP Non-CHP | N | OP |  | Simple cycle unit |  | Eastern
EXCLUDE | GA | GA-Eastern | Tenaska Georgia Generation Facility | 55061 | GTG6 | NG | GT | 183.2 | 156 | 2586 | 58245.83 | 37574 |  | IPP Non-CHP | N | OP |  | Simple cycle unit |  | Eastern
NGCC | TX | TX-Eastern | Tenaska Frontier Generation Station | 55062 | GTG1 | NG | CC | 183.2 | 155 | 2405 | 967518.44 | 428925.68 |  | IPP Non-CHP | N | OP |  |  |  | Eastern
NGCC | TX | TX-Eastern | Tenaska Frontier Generation Station | 55062 | GTG2 | NG | CC | 183.2 | 155 | 2405 | 967518.44 | 428925.68 |  | IPP Non-CHP | N | OP |  |  |  | Eastern
NGCC | TX | TX-Eastern | Tenaska Frontier Generation Station | 55062 | GTG3 | NG | CC | 183.2 | 155 | 2405 | 967518.44 | 428925.68 |  | IPP Non-CHP | N | OP |  |  |  | Eastern
NGCC | TX | TX-Eastern | Tenaska Frontier Generation Station | 55062 | STG1 | NG | CC | 390.1 | 395 | 2405 | 2060201.67 | 913340.11 |  | IPP Non-CHP | N | OP |  |  |  | Eastern
NGCC | MS | MS-Eastern | Batesville Generation Facility | 55063 | CTG1 | NG | CC | 184.5 | 176 | 2300 | 686145.15 | 304531.22 |  | Electric Utility | N | OP |  |  |  | Eastern
NGCC | MS | MS-Eastern | Batesville Generation Facility | 55063 | CTG2 | NG | CC | 184.5 | 176 | 2300 | 686145.15 | 304531.22 |  | Electric Utility | N | OP |  |  |  | Eastern
NGCC | MS | MS-Eastern | Batesville Generation Facility | 55063 | CTG3 | NG | CC | 184.5 | 176 | 2500 | 686145.15 | 304531.22 |  | Electric Utility | N | OP |  |  |  | Eastern
EXCLUDE | MS | MS-Eastern | Batesville Generation Facility | 55063 | CTG4 | NG | CC | 292 | 292 | 0 | 0 | 0 |  | Electric Utility | N | IP |  | Status of Operation (IP, L, P, T) |  | Eastern
NGCC | MS | MS-Eastern | Batesville Generation Facility | 55063 | STG1 | NG | CC | 112.5 | 110 | 2300 | 418381.19 | 185689.77 |  | Electric Utility | N | OP |  |  |  | Eastern
NGCC | MS | MS-Eastern | Batesville Generation Facility | 55063 | STG2 | NG | CC | 112.5 | 110 | 2300 | 418381.19 | 185689.77 |  | Electric Utility | N | OP |  |  |  | Eastern
NGCC | MS | MS-Eastern | Batesville Generation Facility | 55063 | STG3 | NG | CC | 112.5 | 110 | 2500 | 418381.19 | 185689.77 |  | Electric Utility | N | OP |  |  |  | Eastern
EXCLUDE | TX | TX-Eastern | Black Hawk Station | 55064 | UNT1 | NG | GT | 126.9 | 109.7 | 2083.26 | 773643.58 | 601180.16 |  | IPP CHP | Y | OP |  | Simple cycle unit |  | Eastern
EXCLUDE | TX | TX-Eastern | Black Hawk Station | 55064 | UNT2 | NG | GT | 126.9 | 110.7 | 0 | 0 | 0 |  | IPP CHP | Y | RE | 2005 | Retired prior to 2012 |  | Eastern
EXCLUDE | TX | TX-Eastern | Black Hawk Station | 55064 | UNT2B | NG | GT | 117 | 109.8 | 1920.74 | 713288.41 | 554279.58 |  | IPP CHP | Y | OP |  | Simple cycle unit |  | Eastern
NGCC | TX | TX-Eastern | Mustang Station | 55065 | GEN1 | NG | CC | 174.2 | 163 | 1920 | 880608.75 | 398833.18 |  | Electric Utility | N | OP |  |  |  | Eastern
NGCC | TX | TX-Eastern | Mustang Station | 55065 | GEN2 | NG | CC | 174.2 | 163 | 1920 | 880608.75 | 398833.18 |  | Electric Utility | N | OP |  |  |  | Eastern
NGCC | TX | TX-Eastern | Mustang Station | 55065 | GEN3 | NG | CC | 172.6 | 160 | 1920 | 872520.5 | 395169.96 |  | Electric Utility | N | OP |  |  |  | Eastern
EXCLUDE | IN | IN-Eastern | Heat Recovery Coke Facility | 55066 | TG18 | WH | ST | 94.6 | 88 | 0 | 268855 | 0 |  | Industrial Non-CHP | N | OP |  | Commercial/Industrial Unit |  | Eastern
EXCLUDE | IL | IL-Eastern | MPEA Energy Center | 55067 | GEN1 | NG | GT | 1.1 | 1.1 | 0 | 0 | 0 |  | IPP CHP | Y | SB |  | Simple cycle unit |  | Eastern
EXCLUDE | IL | IL-Eastern | MPEA Energy Center | 55067 | GEN2 | NG | GT | 1.1 | 1.1 | 0 | 0 | 0 |  | IPP CHP | Y | SB |  | Simple cycle unit |  | Eastern
EXCLUDE | IL | IL-Eastern | MPEA Energy Center | 55067 | GEN3 | NG | GT | 1.1 | 1.1 | 0 | 0 | 0 |  | IPP CHP | Y | SB |  | Simple cycle unit |  | Eastern
EXCLUDE | IL | IL-Eastern | MPEA Energy Center | 55067 | GEN4 | DFO | IC | 2 | 2 | 0 | 0 | 0 |  | IPP CHP | Y | SB |  | Internal Combustion |  | Eastern
EXCLUDE | IL | IL-Eastern | MPEA Energy Center | 55067 | GEN5 | DFO | IC | 2 | 2 | 0 | 0 | 0 |  | IPP CHP | Y | SB |  | Internal Combustion |  | Eastern
EXCLUDE | IL | IL-Eastern | MPEA Energy Center | 55067 | GEN6 | DFO | IC | 2 | 2 | 0 | 0 | 0 |  | IPP CHP | Y | SB |  | Internal Combustion |  | Eastern
NGCC | ME | ME-Eastern | Maine Independence Station | 55068 | GEN1 | NG | CC | 177.8 | 155.7 | 1937 | 401843.51 | 172137.15 |  | IPP Non-CHP | N | OP |  |  |  | Eastern
NGCC | ME | ME-Eastern | Maine Independence Station | 55068 | GEN2 | NG | CC | 177.8 | 156.7 | 1937 | 401843.51 | 172137.15 |  | IPP Non-CHP | N | OP |  |  |  | Eastern
NGCC | ME | ME-Eastern | Maine Independence Station | 55068 | GEN3 | NG | CC | 194.6 | 177.6 | 1937 | 439812.98 | 188402.08 |  | IPP Non-CHP | N | OP |  |  |  | Eastern
EXCLUDE | PA | PA-Eastern | Lakeview Gas Recovery | 55074 | GEN1 | LFG | IC | 3 | 3 | 0 | 0 | 0 |  | IPP Non-CHP | N | OP |  | Non-Fossil Fuel Type (Less than 10% Fossil Fuel) |  | Eastern
EXCLUDE | PA | PA-Eastern | Lakeview Gas Recovery | 55074 | GEN2 | LFG | IC | 3 | 3 | 0 | 0 | 0 |  | IPP Non-CHP | N | OP |  | Non-Fossil Fuel Type (Less than 10% Fossil Fuel) |  | Eastern
NGCC | AR | AR-Eastern | Pine Bluff Energy Center | 55075 | CT01 | NG | CC | 180 | 145 | 2406 | 1135758.05 | 642744.37 |  | IPP CHP | Y | OP |  |  |  | Eastern
NGCC | AR | AR-Eastern | Pine Bluff Energy Center | 55075 | ST01 | NG | CC | 56 | 47 | 2406 | 353346.95 | 199964.92 |  | IPP CHP | Y | OP |  |  |  | Eastern
COALST | MS | MS-Eastern | Red Hills Generating Facility | 55076 | RHGF | LIG | ST | 513.7 | 440 | 7000 | 2763101 | 3991941.63 |  | IPP Non-CHP | N | OP |  |  |  | Eastern
NGCC | NV | NV-Western | Desert Star Energy Center | 55077 | ED01 | NG | CC | 170 | 150 | 1925 | 774501.92 | 339560.23 |  | Electric Utility | N | OP |  |  |  | Western
NGCC | NV | NV-Western | Desert Star Energy Center | 55077 | ED02 | NG | CC | 170 | 150 | 1925 | 774501.92 | 339560.23 |  | Electric Utility | N | OP |  |  |  | Western
NGCC | NV | NV-Western | Desert Star Energy Center | 55077 | ED03 | NG | CC | 196 | 150 | 1925 | 892955.16 | 391492.97 |  | Electric Utility | N | OP |  |  |  | Western
NGCC | MA | MA-Eastern | Millennium Power | 55079 | CT01 | NG | CC | 230 | 214.8 | 2842 | 1279633.11 | 545153.18 |  | IPP Non-CHP | N | OP |  |  |  | Eastern
NGCC | MA | MA-Eastern | Millennium Power | 55079 | ST01 | NG | CC | 130 | 120.1 | 2842 | 723270.89 | 308130.06 |  | IPP Non-CHP | N | OP |  |  |  | Eastern
EXCLUDE | MS | MS-Eastern | New Albany Energy Facility | 55080 | 1 | NG | GT | 71.2 | 60 | 0 | 0 | 0 |  | IPP Non-CHP | N | OS |  | Simple cycle unit |  | Eastern
EXCLUDE | MS | MS-Eastern | New Albany Energy Facility | 55080 | 2 | NG | GT | 71.2 | 60 | 0 | 0 | 0 |  | IPP Non-CHP | N | OS |  | Simple cycle unit |  | Eastern
EXCLUDE | MS | MS-Eastern | New Albany Energy Facility | 55080 | 3 | NG | GT | 71.2 | 60 | 0 | 0 | 0 |  | IPP Non-CHP | N | OS |  | Simple cycle unit |  | Eastern
EXCLUDE | MS | MS-Eastern | New Albany Energy Facility | 55080 | 4 | NG | GT | 71.2 | 60 | 0 | 0 | 0 |  | IPP Non-CHP | N | OS |  | Simple cycle unit |  | Eastern
EXCLUDE | MS | MS-Eastern | New Albany Energy Facility | 55080 | 5 | NG | GT | 71.2 | 60 | 0 | 0 | 0 |  | IPP Non-CHP | N | OS |  | Simple cycle unit |  | Eastern
EXCLUDE | MS | MS-Eastern | New Albany Energy Facility | 55080 | 6 | NG | GT | 71.2 | 60 | 0 | 0 | 0 |  | IPP Non-CHP | N | OS |  | Simple cycle unit |  | Eastern
EXCLUDE | TN | TN-Eastern | Brownsville Peaking Power | 55081 | 1 | NG | GT | 112 | 110 | 1410 | 93038.64 | 78034.86 |  | Electric Utility | N | OP |  | Simple cycle unit |  | Eastern
EXCLUDE | TN | TN-Eastern | Brownsville Peaking Power | 55081 | 2 | NG | GT | 112 | 110 | 1340 | 93038.64 | 69878.48 |  | Electric Utility | N | OP |  | Simple cycle unit |  | Eastern
EXCLUDE | TN | TN-Eastern | Brownsville Peaking Power | 55081 | 3 | NG | GT | 118 | 118 | 1603 | 98022.86 | 54940.21 |  | Electric Utility | N | OP |  | Simple cycle unit |  | Eastern
EXCLUDE | TN | TN-Eastern | Brownsville Peaking Power | 55081 | 4 | NG | GT | 118 | 118 | 1605 | 98022.86 | 61273.68 |  | Electric Utility | N | OP |  | Simple cycle unit |  | Eastern
NGCC | CA | CA-Western | Crockett Cogen Project | 55084 | GE1 | NG | CC | 247.4 | 247.4 | 0 | 1675114 | 857754.44 |  | IPP CHP | Y | OP |  |  |  | Western
NGCC | TX | TX-ERCOT | Gregory Power Facility | 55086 | GT1A | NG | CC | 166 | 141 | 2378.1 | 1056045.3 | 687129.52 |  | IPP CHP | Y | OP |  |  |  | ERCOT
NGCC | TX | TX-ERCOT | Gregory Power Facility | 55086 | GT1B | NG | CC | 166 | 140 | 2311 | 1056045.3 | 687129.52 |  | IPP CHP | Y | OP |  |  |  | ERCOT
NGCC | TX | TX-ERCOT | Gregory Power Facility | 55086 | STG | NG | CC | 100 | 85 | 2378.1 | 636171.87 | 413933.44 |  | IPP CHP | Y | OP |  |  |  | ERCOT
EXCLUDE | MI | MI-Eastern | Zeeland Generating Station | 55087 | 1A | NG | GT | 188.7 | 165 | 2204.8 | 191353.5 | 116242.41 |  | Electric Utility | N | OP |  | Simple cycle unit |  | Eastern
EXCLUDE | MI | MI-Eastern | Zeeland Generating Station | 55087 | 1B | NG | GT | 188.7 | 158 | 2204.8 | 191353.5 | 149257.44 |  | Electric Utility | N | OP |  | Simple cycle unit |  | Eastern
NGCC | MI | MI-Eastern | Zeeland Generating Station | 55087 | 2A | NG | CC | 188.7 | 162 | 2323 | 810341.12 | 359447.26 |  | Electric Utility | N | OP |  |  |  | Eastern
NGCC | MI | MI-Eastern | Zeeland Generating Station | 55087 | 2B | NG | CC | 188.7 | 162 | 2323 | 810341.12 | 359447.26 |  | Electric Utility | N | OP |  |  |  | Eastern
NGCC | MI | MI-Eastern | Zeeland Generating Station | 55087 | 2C | NG | CC | 213.3 | 203 | 2323 | 915981.77 | 406306.84 |  | Electric Utility | N | OP |  |  |  | Eastern
NGCC | MI | MI-Eastern | Dearborn Industrial Generation | 55088 | GT1 | NG | CC | 170 | 155 | 0 | 830820.26 | 439973.83 |  | IPP CHP | Y | OP |  |  |  | Eastern
NGCC | MI | MI-Eastern | Dearborn Industrial Generation | 55088 | GT2 | NG | CC | 170 | 155 | 2164 | 830820.26 | 439973.83 |  | IPP CHP | Y | OP |  |  |  | Eastern
EXCLUDE | MI | MI-Eastern | Dearborn Industrial Generation | 55088 | GTP1 | NG | GT | 170 | 150 | 2164 | 226705 | 143194.88 |  | IPP CHP | Y | OP |  | Simple cycle unit |  | Eastern
NGCC | MI | MI-Eastern | Dearborn Industrial Generation | 55088 | ST1 | NG | CC | 250 | 250 | 2240.1 | 1221794.5 | 647020.34 |  | IPP CHP | Y | OP |  |  |  | Eastern
EXCLUDE | LA | LA-Eastern | Taft Cogeneration Facility | 55089 | CT1 | NG | CC | 178.5 | 155 | 2385 | 1031543.96 | 481472.28 |  | Industrial CHP | Y | OP |  | Commercial/Industrial Unit |  | Eastern
EXCLUDE | LA | LA-Eastern | Taft Cogeneration Facility | 55089 | CT2 | NG | CC | 178.5 | 155 | 2385 | 1031543.96 | 481472.28 |  | Industrial CHP | Y | OP |  | Commercial/Industrial Unit |  | Eastern
EXCLUDE | LA | LA-Eastern | Taft Cogeneration Facility | 55089 | CT3 | NG | CC | 178.5 | 155 | 2385 | 1031543.96 | 481472.28 |  | Industrial CHP | Y | OP |  | Commercial/Industrial Unit |  | Eastern
EXCLUDE | LA | LA-Eastern | Taft Cogeneration Facility | 55089 | ST1 | NG | CC | 358.7 | 325 | 2385 | 2072912.15 | 967530 |  | Industrial CHP | Y | OP |  | Commercial/Industrial Unit |  | Eastern
EXCLUDE | ID | ID-Western | Plummer Cogen | 55090 | GEN1 | WDS | ST | 6.2 | 5.8 | 0 | 35341 | 89102.6 |  | IPP CHP | Y | OP |  | Non-Fossil Fuel Type (Less than 10% Fossil Fuel) |  | Western
NGCC | TX | TX-ERCOT | Midlothian Energy Facility | 55091 | STK1 | NG | CC | 289 | 212 | 2140 | 821694.67 | 373407.02 |  | IPP Non-CHP | N | OP |  |  |  | ERCOT
NGCC | TX | TX-ERCOT | Midlothian Energy Facility | 55091 | STK2 | NG | CC | 289 | 212 | 2140 | 821694.67 | 373407.02 |  | IPP Non-CHP | N | OP |  |  |  | ERCOT
NGCC | TX | TX-ERCOT | Midlothian Energy Facility | 55091 | STK3 | NG | CC | 289 | 212 | 2140 | 821694.67 | 373407.02 |  | IPP Non-CHP | N | OP |  |  |  | ERCOT
NGCC | TX | TX-ERCOT | Midlothian Energy Facility | 55091 | STK4 | NG | CC | 289 | 208 | 2140 | 821694.67 | 373407.02 |  | IPP Non-CHP | N | OP |  |  |  | ERCOT
NGCC | TX | TX-ERCOT | Midlothian Energy Facility | 55091 | STK5 | NG | CC | 289 | 228 | 2406 | 821694.67 | 373407.02 |  | IPP Non-CHP | N | OP |  |  |  | ERCOT
NGCC | TX | TX-ERCOT | Midlothian Energy Facility | 55091 | STK6 | NG | CC | 289 | 243 | 2406 | 821694.67 | 373407.02 |  | IPP Non-CHP | N | OP |  |  |  | ERCOT
EXCLUDE | MA | MA-Eastern | MM Taunton Energy | 55093 | UNT1 | LFG | IC | 0.9 | 0.9 | 0 | 0 | 0 |  | IPP Non-CHP | N | OP |  | Non-Fossil Fuel Type (Less than 10% Fossil Fuel) |  | Eastern
EXCLUDE | MA | MA-Eastern | MM Taunton Energy | 55093 | UNT2 | LFG | IC | 0.9 | 0.9 | 0 | 0 | 0 |  | IPP Non-CHP | N | OP |  | Non-Fossil Fuel Type (Less than 10% Fossil Fuel) |  | Eastern
EXCLUDE | MA | MA-Eastern | MM Taunton Energy | 55093 | UNT3 | LFG | IC | 0.9 | 0.9 | 0 | 0 | 0 |  | IPP Non-CHP | N | OP |  | Non-Fossil Fuel Type (Less than 10% Fossil Fuel) |  | Eastern
EXCLUDE | MA | MA-Eastern | MM Taunton Energy | 55093 | UNT4 | LFG | IC | 0.9 | 0.9 | 0 | 0 | 0 |  | IPP Non-CHP | N | OP |  | Non-Fossil Fuel Type (Less than 10% Fossil Fuel) |  | Eastern
EXCLUDE | CA | CA-Western | MM San Diego-Miramar | 55094 | UNT1 | LFG | IC | 1.6 | 1.6 | 0 | 0 | 0 |  | IPP CHP | Y | OP |  | Non-Fossil Fuel Type (Less than 10% Fossil Fuel) |  | Western
EXCLUDE | CA | CA-Western | MM San Diego-Miramar | 55094 | UNT2 | LFG | IC | 1.6 | 1.6 | 0 | 0 | 0 |  | IPP CHP | Y | OP |  | Non-Fossil Fuel Type (Less than 10% Fossil Fuel) |  | Western
EXCLUDE | CA | CA-Western | MM San Diego-Miramar | 55094 | UNT3 | LFG | IC | 1.6 | 1.6 | 0 | 0 | 0 |  | IPP CHP | Y | OP |  | Non-Fossil Fuel Type (Less than 10% Fossil Fuel) |  | Western
EXCLUDE | CA | CA-Western | MM San Diego-Miramar | 55094 | UNT4 | LFG | IC | 1.6 | 1.6 | 0 | 0 | 0 |  | IPP CHP | Y | OP |  | Non-Fossil Fuel Type (Less than 10% Fossil Fuel) |  | Western
NGCC | IN | IN-Eastern | Portside Energy | 55096 | GT | NG | CC | 50 | 34 | 0 | 190797.62 | 120140.5 |  | IPP CHP | Y | OP |  |  |  | Eastern
NGCC | IN | IN-Eastern | Portside Energy | 55096 | ST | NG | CC | 25.6 | 10 | 0 | 97688.38 | 61511.94 |  | IPP CHP | Y | OP |  |  |  | Eastern
NGCC | TX | TX-ERCOT | Lamar Power Project | 55097 | CTG1 | NG | CC | 171.7 | 150.2 | 1900 | 761156.81 | 335390.94 |  | IPP Non-CHP | N | OP |  |  |  | ERCOT
NGCC | TX | TX-ERCOT | Lamar Power Project | 55097 | CTG2 | NG | CC | 176 | 150.2 | 1900 | 780218.97 | 343790.36 |  | IPP Non-CHP | N | OP |  |  |  | ERCOT
NGCC | TX | TX-ERCOT | Lamar Power Project | 55097 | CTG3 | NG | CC | 176 | 150.2 | 1900 | 780218.97 | 343790.36 |  | IPP Non-CHP | N | OP |  |  |  | ERCOT
NGCC | TX | TX-ERCOT | Lamar Power Project | 55097 | CTG4 | NG | CC | 176 | 150.2 | 1900 | 780218.97 | 343790.36 |  | IPP Non-CHP | N | OP |  |  |  | ERCOT
NGCC | TX | TX-ERCOT | Lamar Power Project | 55097 | STG1 | NG | CC | 204.3 | 200.6 | 1900 | 905674.64 | 399070.29 |  | IPP Non-CHP | N | OP |  |  |  | ERCOT
NGCC | TX | TX-ERCOT | Lamar Power Project | 55097 | STG2 | NG | CC | 204.3 | 200.6 | 1900 | 905674.64 | 399070.29 |  | IPP Non-CHP | N | OP |  |  |  | ERCOT
NGCC | TX | TX-ERCOT | Frontera Energy Center | 55098 | GEN1 | NG | CC | 172 | 150 | 1860 | 995204.03 | 439477.61 |  | IPP Non-CHP | N | OP |  |  |  | ERCOT
NGCC | TX | TX-ERCOT | Frontera Energy Center | 55098 | GEN2 | NG | CC | 172 | 150 | 1860 | 995204.03 | 439477.61 |  | IPP Non-CHP | N | OP |  |  |  | ERCOT
NGCC | TX | TX-ERCOT | Frontera Energy Center | 55098 | GEN3 | NG | CC | 185 | 175 | 1860 | 1070422.94 | 472693.94 |  | IPP Non-CHP | N | OP |  |  |  | ERCOT
EXCLUDE | LA | LA-Eastern | NRG Sterlington Power | 55099 | 01 | NG | GT | 25 | 24 | 0 | 27.1 | 29.16 |  | IPP Non-CHP | N | SB |  | Simple cycle unit |  | Eastern
EXCLUDE | LA | LA-Eastern | NRG Sterlington Power | 55099 | 02 | NG | GT | 25 | 22 | 0 | 27.1 | 29.16 |  | IPP Non-CHP | N | SB |  | Simple cycle unit |  | Eastern
EXCLUDE | LA | LA-Eastern | NRG Sterlington Power | 55099 | 03 | NG | GT | 25 | 22 | 0 | 27.1 | 29.16 |  | IPP Non-CHP | N | SB |  | Simple cycle unit |  | Eastern
EXCLUDE | LA | LA-Eastern | NRG Sterlington Power | 55099 | 04 | NG | GT | 25 | 23 | 0 | 27.1 | 29.16 |  | IPP Non-CHP | N | SB |  | Simple cycle unit |  | Eastern
EXCLUDE | LA | LA-Eastern | NRG Sterlington Power | 55099 | 06 | NG | GT | 21.8 | 18 | 0 | 23.63 | 25.43 |  | IPP Non-CHP | N | SB |  | Simple cycle unit |  | Eastern
EXCLUDE | LA | LA-Eastern | NRG Sterlington Power | 55099 | 07 | NG | GT | 28.7 | 16 | 0 | 31.11 | 33.47 |  | IPP Non-CHP | N | SB |  | Simple cycle unit |  | Eastern
EXCLUDE | LA | LA-Eastern | NRG Sterlington Power | 55099 | 08 | NG | GT | 25 | 19 | 0 | 27.1 | 29.16 |  | IPP Non-CHP | N | SB |  | Simple cycle unit |  | Eastern
EXCLUDE | LA | LA-Eastern | NRG Sterlington Power | 55099 | 09 | NG | GT | 17 | 16 | 0 | 18.43 | 19.83 |  | IPP Non-CHP | N | SB |  | Simple cycle unit |  | Eastern
EXCLUDE | LA | LA-Eastern | NRG Sterlington Power | 55099 | 10 | NG | GT | 16 | 16 | 0 | 17.34 | 18.66 |  | IPP Non-CHP | N | SB |  | Simple cycle unit |  | Eastern
NGCC | ME | ME-Eastern | Rumford Power Associates | 55100 | UNT1 | NG | CC | 179.4 | 164 | 1975 | 237758.92 | 108628.45 |  | IPP Non-CHP | N | OP |  |  |  | Eastern
NGCC | ME | ME-Eastern | Rumford Power Associates | 55100 | UNT2 | NG | CC | 95.1 | 90 | 1975 | 126036.08 | 57583.98 |  | IPP Non-CHP | N | OP |  |  |  | Eastern
EXCLUDE | MI | MI-Eastern | Kalamazoo River Generating Station | 55101 | 0001 | NG | GT | 73.1 | 65 | 879 | 6747 | 5477.72 |  | IPP Non-CHP | N | OP |  | Simple cycle unit |  | Eastern
EXCLUDE | MI | MI-Eastern | Livingston Generating Station | 55102 | 001 | NG | GT | 42.9 | 33 | 550 | 4230.73 | 4300.67 |  | IPP Non-CHP | N | OP |  | Simple cycle unit |  | Eastern
EXCLUDE | MI | MI-Eastern | Livingston Generating Station | 55102 | 002 | NG | GT | 42.4 | 33 | 550 | 4181.42 | 3053.87 |  | IPP Non-CHP | N | OP |  | Simple cycle unit |  | Eastern
EXCLUDE | MI | MI-Eastern | Livingston Generating Station | 55102 | 003 | NG | GT | 42.4 | 33 | 550 | 4181.42 | 6350.7 |  | IPP Non-CHP | N | OP |  | Simple cycle unit |  | Eastern
EXCLUDE | MI | MI-Eastern | Livingston Generating Station | 55102 | 004 | NG | GT | 42.4 | 33 | 550 | 909.11 | 849.38 |  | IPP Non-CHP | N | OP |  | Simple cycle unit |  | Eastern
NGCC | OR | OR-Western | Klamath Cogeneration Plant | 55103 | CT1 | NG | CC | 161.5 | 150 | 2000 | 716472.93 | 316259.25 |  | IPP CHP | Y | OP |  |  |  | Western
NGCC | OR | OR-Western | Klamath Cogeneration Plant | 55103 | CT2 | NG | CC | 161.5 | 150 | 2000 | 716472.93 | 316259.25 |  | IPP CHP | Y | OP |  |  |  | Western
NGCC | OR | OR-Western | Klamath Cogeneration Plant | 55103 | ST1 | NG | CC | 178.5 | 170 | 2000 | 791891.14 | 349549.69 |  | IPP CHP | Y | OP |  |  |  | Western
NGCC | TX | TX-Eastern | Sabine Cogen | 55104 | CTG1 | NG | CC | 37.4 | 32.1 | 859 | 226026.64 | 173314.36 |  | IPP CHP | Y | OP |  |  |  | Eastern
NGCC | TX | TX-Eastern | Sabine Cogen | 55104 | CTG2 | NG | CC | 37.4 | 32.6 | 859 | 226026.64 | 173314.36 |  | IPP CHP | Y | OP |  |  |  | Eastern
NGCC | TX | TX-Eastern | Sabine Cogen | 55104 | STG | NG | CC | 31.7 | 22.5 | 859 | 191578.73 | 146900.14 |  | IPP CHP | Y | OP |  |  |  | Eastern
NGCC | RI | RI-Eastern | Entergy Rhode Island State Energy LP | 55107 | CTG1 | NG | CC | 196 | 160 | 2294.6 | 794426.15 | 329373.05 |  | IPP Non-CHP | N | OP |  |  |  | Eastern
NGCC | RI | RI-Eastern | Entergy Rhode Island State Energy LP | 55107 | CTG2 | NG | CC | 196 | 160 | 2294.6 | 794426.15 | 329373.05 |  | IPP Non-CHP | N | OP |  |  |  | Eastern
NGCC | RI | RI-Eastern | Entergy Rhode Island State Energy LP | 55107 | STG1 | NG | CC | 204 | 208 | 2294.6 | 826851.7 | 342816.84 |  | IPP Non-CHP | N | OP |  |  |  | Eastern
EXCLUDE | IL | IL-Eastern | Rocky Road Power LLC | 55109 | T4 | NG | GT | 122.4 | 104.9 | 1439 | 28689.03 | 22758.04 |  | IPP Non-CHP | N | OP |  | Simple cycle unit |  | Eastern
EXCLUDE | IL | IL-Eastern | Rocky Road Power LLC | 55109 | TG1 | NG | GT | 125.8 | 95.2 | 1439 | 29485.95 | 21315.46 |  | IPP Non-CHP | N | OP |  | Simple cycle unit |  | Eastern
EXCLUDE | IL | IL-Eastern | Rocky Road Power LLC | 55109 | TG2 | NG | GT | 125.8 | 102.2 | 1439 | 29485.95 | 21864.71 |  | IPP Non-CHP | N | OP |  | Simple cycle unit |  | Eastern
EXCLUDE | IL | IL-Eastern | Rocky Road Power LLC | 55109 | TG3 | NG | GT | 41.5 | 25 | 367 | 9727.08 | 5236.92 |  | IPP Non-CHP | N | OP |  | Simple cycle unit |  | Eastern
EXCLUDE | OH | OH-Eastern | Madison | 55110 | CT1 | NG | GT | 85.4 | 72 | 1169 | 25353.75 | 20357.38 |  | Electric Utility | N | OP |  | Simple cycle unit |  | Eastern
EXCLUDE | OH | OH-Eastern | Madison | 55110 | CT2 | NG | GT | 85.4 | 72 | 1169 | 25353.75 | 19938.11 |  | Electric Utility | N | OP |  | Simple cycle unit |  | Eastern
EXCLUDE | OH | OH-Eastern | Madison | 55110 | CT3 | NG | GT | 85.4 | 72 | 1169 | 25353.75 | 17955.62 |  | Electric Utility | N | OP |  | Simple cycle unit |  | Eastern
EXCLUDE | OH | OH-Eastern | Madison | 55110 | CT4 | NG | GT | 85.4 | 72 | 1169 | 25353.75 | 18656.91 |  | Electric Utility | N | OP |  | Simple cycle unit |  | Eastern
EXCLUDE | OH | OH-Eastern | Madison | 55110 | CT5 | NG | GT | 85.4 | 72 | 1169 | 25353.75 | 18062 |  | Electric Utility | N | OP |  | Simple cycle unit |  | Eastern
EXCLUDE | OH | OH-Eastern | Madison | 55110 | CT6 | NG | GT | 85.4 | 72 | 1169 | 25353.75 | 18421.9 |  | Electric Utility | N | OP |  | Simple cycle unit |  | Eastern
EXCLUDE | OH | OH-Eastern | Madison | 55110 | CT7 | NG | GT | 85.4 | 72 | 1169 | 25353.75 | 12396.46 |  | Electric Utility | N | OP |  | Simple cycle unit |  | Eastern
EXCLUDE | OH | OH-Eastern | Madison | 55110 | CT8 | NG | GT | 85.4 | 72 | 1169 | 25353.75 | 21370.86 |  | Electric Utility | N | OP |  | Simple cycle unit |  | Eastern
EXCLUDE | IN | IN-Eastern | Vermillion Energy Facility | 55111 | CT1 | NG | GT | 85.4 | 71 | 1272 | 11622 | 10403.78 |  | Electric Utility | N | OP |  | Simple cycle unit |  | Eastern
EXCLUDE | IN | IN-Eastern | Vermillion Energy Facility | 55111 | CT2 | NG | GT | 85.4 | 71 | 1272 | 11622 | 9353.42 |  | Electric Utility | N | OP |  | Simple cycle unit |  | Eastern
EXCLUDE | IN | IN-Eastern | Vermillion Energy Facility | 55111 | CT3 | NG | GT | 85.4 | 71 | 1272 | 11622 | 9243.1 |  | Electric Utility | N | OP |  | Simple cycle unit |  | Eastern
EXCLUDE | IN | IN-Eastern | Vermillion Energy Facility | 55111 | CT4 | NG | GT | 85.4 | 71 | 1272 | 11622 | 9369.82 |  | Electric Utility | N | OP |  | Simple cycle unit |  | Eastern
EXCLUDE | IN | IN-Eastern | Vermillion Energy Facility | 55111 | CT5 | NG | GT | 85.4 | 71 | 1272 | 11622 | 8555.28 |  | Electric Utility | N | OP |  | Simple cycle unit |  | Eastern
EXCLUDE | IN | IN-Eastern | Vermillion Energy Facility | 55111 | CT6 | NG | GT | 85.4 | 71 | 1272 | 11622 | 7843.27 |  | Electric Utility | N | OP |  | Simple cycle unit |  | Eastern
EXCLUDE | IN | IN-Eastern | Vermillion Energy Facility | 55111 | CT7 | NG | GT | 85.4 | 71 | 1272 | 11622 | 10442.03 |  | Electric Utility | N | OP |  | Simple cycle unit |  | Eastern
EXCLUDE | IN | IN-Eastern | Vermillion Energy Facility | 55111 | CT8 | NG | GT | 85.4 | 71 | 1272 | 11622 | 8369.39 |  | Electric Utility | N | OP |  | Simple cycle unit |  | Eastern
NGCC | CA | CA-Western | Sutter Energy Center | 55112 | CT01 | NG | CC | 212 | 175 | 2070 | 424640 | 167606.69 |  | IPP Non-CHP | N | OP |  |  |  | Western
NGCC | CA | CA-Western | Sutter Energy Center | 55112 | CT02 | NG | CC | 212 | 175 | 2070 | 424640 | 167606.69 |  | IPP Non-CHP | N | OP |  |  |  | Western
NGCC | CA | CA-Western | Sutter Energy Center | 55112 | ST01 | NG | CC | 212 | 180 | 2070 | 424640 | 167606.69 |  | IPP Non-CHP | N | OP |  |  |  | Western
EXCLUDE | NJ | NJ-Eastern | Sunoco Eagle Point Refinery | 55113 | TR1 | OG | ST | 7.5 | 7 | 233.33 | 0 | 0 |  | Industrial CHP | Y | RE | 2011 | Commercial/Industrial Unit |  | Eastern
EXCLUDE | NJ | NJ-Eastern | Sunoco Eagle Point Refinery | 55113 | TR2 | OG | ST | 7.5 | 7 | 233.33 | 0 | 0 |  | Industrial CHP | Y | RE | 2011 | Commercial/Industrial Unit |  | Eastern
EXCLUDE | NJ | NJ-Eastern | Sunoco Eagle Point Refinery | 55113 | TR3 | OG | ST | 7.5 | 7 | 233.33 | 0 | 0 |  | Industrial CHP | Y | RE | 2011 | Commercial/Industrial Unit |  | Eastern
EXCLUDE | NC | NC-Eastern | Rockingham County CT Station | 55116 | CT1 | NG | GT | 195.5 | 165 | 1920 | 143086.2 | 84617.98 |  | Electric Utility | N | SB |  | Simple cycle unit |  | Eastern
EXCLUDE | NC | NC-Eastern | Rockingham County CT Station | 55116 | CT2 | NG | GT | 195.5 | 165 | 1920 | 143086.2 | 99968.79 |  | Electric Utility | N | SB |  | Simple cycle unit |  | Eastern
EXCLUDE | NC | NC-Eastern | Rockingham County CT Station | 55116 | CT3 | NG | GT | 195.5 | 165 | 1920 | 143086.2 | 59456.59 |  | Electric Utility | N | SB |  | Simple cycle unit |  | Eastern
EXCLUDE | NC | NC-Eastern | Rockingham County CT Station | 55116 | CT4 | NG | GT | 195.5 | 165 | 1920 | 143086.2 | 120797.42 |  | Electric Utility | N | SB |  | Simple cycle unit |  | Eastern
EXCLUDE | NC | NC-Eastern | Rockingham County CT Station | 55116 | CT5 | NG | GT | 195.5 | 165 | 1920 | 143086.2 | 86785.83 |  | Electric Utility | N | SB |  | Simple cycle unit |  | Eastern
EXCLUDE | LA | LA-Eastern | RS Cogen | 55117 | RS-4 | NG | CC | 103 | 80 | 2155 | 636343.4 | 340505.52 |  | Industrial CHP | Y | OP |  | Commercial/Industrial Unit |  | Eastern
EXCLUDE | LA | LA-Eastern | RS Cogen | 55117 | RS-5 | NG | CC | 195 | 167.7 | 2155 | 1204727.8 | 644646.36 |  | Industrial CHP | Y | OP |  | Commercial/Industrial Unit |  | Eastern
EXCLUDE | LA | LA-Eastern | RS Cogen | 55117 | RS-6 | NG | CC | 195 | 167.7 | 2155 | 1204727.8 | 644646.36 |  | Industrial CHP | Y | OP |  | Commercial/Industrial Unit |  | Eastern
NGCC | TX | TX-Eastern | SRW Cogen LP | 55120 | GT1A | NG | CC | 180 | 160 | 2025 | 1033034.26 | 892791.95 |  | IPP CHP | Y | OP |  |  |  | Eastern
NGCC | TX | TX-Eastern | SRW Cogen LP | 55120 | GT1B | NG | CC | 180 | 160 | 2025 | 1033034.26 | 892791.95 |  | IPP CHP | Y | OP |  |  |  | Eastern
NGCC | TX | TX-Eastern | SRW Cogen LP | 55120 | ST1A | NG | CC | 145 | 100 | 2025 | 832166.48 | 719193.51 |  | IPP CHP | Y | OP |  |  |  | Eastern
EXCLUDE | TX | TX-Eastern | NAFTA Region Olefins Complex Cogen Fac | 55122 | UN1 | NG | GT | 41.6 | 35 | 0 | 248822 | 194943.05 |  | Industrial CHP | Y | OP |  | Commercial/Industrial Unit |  | Eastern
EXCLUDE | TX | TX-Eastern | NAFTA Region Olefins Complex Cogen Fac | 55122 | UN2 | NG | GT | 41.6 | 35 | 0 | 248822 | 194943.05 |  | Industrial CHP | Y | OP |  | Commercial/Industrial Unit |  | Eastern
NGCC | TX | TX-ERCOT | Magic Valley Generating Station | 55123 | CTG1 | NG | CC | 267 | 221 | 2508 | 1381306 | 608742.84 |  | IPP Non-CHP | N | OP |  |  |  | ERCOT
NGCC | TX | TX-ERCOT | Magic Valley Generating Station | 55123 | CTG2 | NG | CC | 267 | 221 | 2508 | 1381306 | 608742.84 |  | IPP Non-CHP | N | OP |  |  |  | ERCOT
NGCC | TX | TX-ERCOT | Magic Valley Generating Station | 55123 | STG | NG | CC | 267 | 240 | 2508 | 1381306 | 608742.84 |  | IPP Non-CHP | N | OP |  |  |  | ERCOT
NGCC | AZ | AZ-Western | Griffith Energy LLC | 55124 | CTG1 | NG | CC | 176 | 147 | 2506 | 426034.84 | 185017.83 |  | IPP Non-CHP | N | OP |  |  |  | Western
NGCC | AZ | AZ-Western | Griffith Energy LLC | 55124 | CTG2 | NG | CC | 176.6 | 147 | 2506 | 427487.23 | 185648.57 |  | IPP Non-CHP | N | OP |  |  |  | Western
NGCC | AZ | AZ-Western | Griffith Energy LLC | 55124 | STG | NG | CC | 301.8 | 276 | 2506 | 730552.93 | 317263.53 |  | IPP Non-CHP | N | OP |  |  |  | Western
EXCLUDE | OR | OR-Western | Vansycle | 55125 | WGNS | WND | WT | 25 | 25 | 0 | 69380 | 0 |  | IPP Non-CHP | N | OP |  | Non Combustion (NUC, WAT, WND, GEO, or SUN) |  | Western
NGCC | CT | CT-Eastern | Milford Power Project | 55126 | CA01 | NG | CC | 289 | 253.6 | 2064 | 1825769 | 764756.91 |  | IPP Non-CHP | N | OP |  |  |  | Eastern
NGCC | CT | CT-Eastern | Milford Power Project | 55126 | CA02 | NG | CC | 289 | 253.1 | 2082 | 1825769 | 764756.91 |  | IPP Non-CHP | N | OP |  |  |  | Eastern
EXCLUDE | CO | CO-Western | Plains End | 55650 | GEN6 | NG | IC | 5.7 | 5.7 | 0 | 0 | 0 |  | IPP Non-CHP | N | OP |  | Internal Combustion |  | Western
EXCLUDE | CO | CO-Western | Plains End | 55650 | GEN7 | NG | IC | 5.7 | 5.7 | 0 | 0 | 0 |  | IPP Non-CHP | N | OP |  | Internal Combustion |  | Western
EXCLUDE | GA | GA-Eastern | Walton County Power LLC | 55128 | 101G | NG | GT | 164.7 | 151.5 | 1809 | 133097.33 | 91541.85 |  | IPP Non-CHP | N | OP |  | Simple cycle unit |  | Eastern
EXCLUDE | GA | GA-Eastern | Walton County Power LLC | 55128 | 102G | NG | GT | 164.7 | 151.5 | 1809 | 133097.33 | 88839.67 |  | IPP Non-CHP | N | OP |  | Simple cycle unit |  | Eastern
EXCLUDE | GA | GA-Eastern | Walton County Power LLC | 55128 | 103G | NG | GT | 164.7 | 151.5 | 1809 | 133097.33 | 59227.11 |  | IPP Non-CHP | N | OP |  | Simple cycle unit |  | Eastern
NGCC | AZ | AZ-Western | Desert Basin | 55129 | CTG1 | NG | CC | 187 | 162 | 2500 | 325118.07 | 148129.56 |  | Electric Utility | N | OP |  |  |  | Western
NGCC | AZ | AZ-Western | Desert Basin | 55129 | CTG2 | NG | CC | 187 | 162 | 2500 | 325118.07 | 148129.56 |  | Electric Utility | N | OP |  |  |  | Western
NGCC | AZ | AZ-Western | Desert Basin | 55129 | STG | NG | CC | 272.1 | 253 | 2500 | 473072.87 | 215540.39 |  | Electric Utility | N | OP |  |  |  | Western
NGCC | IL | IL-Eastern | Kendall County Generation Facility | 55131 | CTG1 | NG | CC | 180 | 160 | 2500 | 713780.11 | 309555.61 |  | IPP Non-CHP | N | OP |  |  |  | Eastern
NGCC | IL | IL-Eastern | Kendall County Generation Facility | 55131 | CTG2 | NG | CC | 180 | 160 | 2500 | 713780.11 | 309555.61 |  | IPP Non-CHP | N | OP |  |  |  | Eastern
NGCC | IL | IL-Eastern | Kendall County Generation Facility | 55131 | CTG3 | NG | CC | 180 | 160 | 2500 | 713780.11 | 309555.61 |  | IPP Non-CHP | N | OP |  |  |  | Eastern
NGCC | IL | IL-Eastern | Kendall County Generation Facility | 55131 | CTG4 | NG | CC | 180 | 160 | 2500 | 713780.11 | 309555.61 |  | IPP Non-CHP | N | OP |  |  |  | Eastern
NGCC | IL | IL-Eastern | Kendall County Generation Facility | 55131 | STG1 | NG | CC | 134 | 125 | 2500 | 531369.64 | 230446.96 |  | IPP Non-CHP | N | OP |  |  |  | Eastern
NGCC | IL | IL-Eastern | Kendall County Generation Facility | 55131 | STG2 | NG | CC | 134 | 125 | 2500 | 531369.64 | 230446.96 |  | IPP Non-CHP | N | OP |  |  |  | Eastern
NGCC | IL | IL-Eastern | Kendall County Generation Facility | 55131 | STG3 | NG | CC | 134 | 125 | 2500 | 531369.64 | 230446.96 |  | IPP Non-CHP | N | OP |  |  |  | Eastern
NGCC | IL | IL-Eastern | Kendall County Generation Facility | 55131 | STG4 | NG | CC | 134 | 125 | 2500 | 531369.64 | 230446.96 |  | IPP Non-CHP | N | OP |  |  |  | Eastern
NGCC | TX | TX-ERCOT | Tenaska Gateway Generating Station | 55132 | GTG1 | NG | CC | 183.2 | 151 | 2405 | 804884.21 | 352023.65 |  | IPP Non-CHP | N | OP |  |  |  | ERCOT
NGCC | TX | TX-ERCOT | Tenaska Gateway Generating Station | 55132 | GTG2 | NG | CC | 183.2 | 145 | 2405 | 804884.21 | 352023.65 |  | IPP Non-CHP | N | OP |  |  |  | ERCOT
NGCC | TX | TX-ERCOT | Tenaska Gateway Generating Station | 55132 | GTG3 | NG | CC | 183.2 | 148 | 2405 | 804884.21 | 352023.65 |  | IPP Non-CHP | N | OP |  |  |  | ERCOT
NGCC | TX | TX-ERCOT | Tenaska Gateway Generating Station | 55132 | STG1 | NG | CC | 390 | 399 | 2405 | 1713454.37 | 749395.33 |  | IPP Non-CHP | N | OP |  |  |  | ERCOT
EXCLUDE | MN | MN-Eastern | Thomson Reuters Campus Bldg A-D | 55133 | 3086 | DFO | IC | 2 | 1.6 | 0 | 0 | 0 |  | Industrial Non-CHP | N | SB |  | Commercial/Industrial Unit |  | Eastern
EXCLUDE | MN | MN-Eastern | Thomson Reuters Campus Bldg A-D | 55133 | 3087 | DFO | IC | 2 | 1.6 | 0 | 0 | 0 |  | Industrial Non-CHP | N | SB |  | Commercial/Industrial Unit |  | Eastern
EXCLUDE | MN | MN-Eastern | Thomson Reuters Campus Bldg A-D | 55133 | 3088 | DFO | IC | 2 | 1.6 | 0 | 0 | 0 |  | Industrial Non-CHP | N | SB |  | Commercial/Industrial Unit |  | Eastern
EXCLUDE | MN | MN-Eastern | Thomson Reuters Campus Bldg A-D | 55133 | 3089 | DFO | IC | 2 | 1.6 | 0 | 0 | 0 |  | Industrial Non-CHP | N | SB |  | Commercial/Industrial Unit |  | Eastern
EXCLUDE | MN | MN-Eastern | Thomson Reuters Campus Bldg A-D | 55133 | 3090 | DFO | IC | 2 | 1.6 | 0 | 0 | 0 |  | Industrial Non-CHP | N | SB |  | Commercial/Industrial Unit |  | Eastern
EXCLUDE | MN | MN-Eastern | Thomson Reuters Campus Bldg A-D | 55133 | 3091 | DFO | IC | 2 | 1.6 | 0 | 0 | 0 |  | Industrial Non-CHP | N | SB |  | Commercial/Industrial Unit |  | Eastern
EXCLUDE | MN | MN-Eastern | Thomson Reuters Campus Bldg A-D | 55133 | 3093 | DFO | IC | 2 | 1.6 | 0 | 0 | 0 |  | Industrial Non-CHP | N | SB |  | Commercial/Industrial Unit |  | Eastern
EXCLUDE | WI | WI-Eastern | Alliant Energy Neenah | 55135 | CT01 | NG | GT | 185.5 | 150 | 1897 | 51590 | 35898.26 |  | Electric Utility | N | OP |  | Simple cycle unit |  | Eastern
EXCLUDE | WI | WI-Eastern | Alliant Energy Neenah | 55135 | CT02 | NG | GT | 185.5 | 149.5 | 1897 | 51590 | 33260.25 |  | Electric Utility | N | OP |  | Simple cycle unit |  | Eastern
NGCC | TX | TX-ERCOT | Rio Nogales Power Project | 55137 | CTG1 | NG | CC | 175 | 149 | 2056 | 536910.4 | 236735.08 |  | Electric Utility | N | OP |  |  |  | ERCOT
NGCC | TX | TX-ERCOT | Rio Nogales Power Project | 55137 | CTG2 | NG | CC | 175 | 148 | 2105 | 536910.4 | 236735.08 |  | Electric Utility | N | OP |  |  |  | ERCOT
NGCC | TX | TX-ERCOT | Rio Nogales Power Project | 55137 | CTG3 | NG | CC | 175 | 159 | 2071 | 536910.4 | 236735.08 |  | Electric Utility | N | OP |  |  |  | ERCOT
NGCC | TX | TX-ERCOT | Rio Nogales Power Project | 55137 | STG1 | NG | CC | 373.2 | 300 | 2056 | 1144999.79 | 504854.46 |  | Electric Utility | N | OP |  |  |  | ERCOT
EXCLUDE | AL | AL-Eastern | Lee County | 55138 | UN1 | NG | GT | 51.5 | 50 | 830 | 8848 | 7271.01 |  | IPP Non-CHP | N | OP |  | Simple cycle unit |  | Eastern
EXCLUDE | AL | AL-Eastern | Lee County | 55138 | UN2 | NG | GT | 51.5 | 50 | 830 | 8848 | 6824.3 |  | IPP Non-CHP | N | OP |  | Simple cycle unit |  | Eastern
NGCC | TX | TX-ERCOT | Wolf Hollow I LP | 55139 | CTG1 | NG | CC | 264.8 | 227 | 3055.6 | 829959.93 | 402602.1 |  | IPP Non-CHP | N | OP |  |  |  | ERCOT
NGCC | TX | TX-ERCOT | Wolf Hollow I LP | 55139 | CTG2 | NG | CC | 264.8 | 227.7 | 3055.6 | 829959.93 | 402602.1 |  | IPP Non-CHP | N | OP |  |  |  | ERCOT
NGCC | TX | TX-ERCOT | Wolf Hollow I LP | 55139 | ST | NG | CC | 280 | 240.8 | 3055.6 | 877601.14 | 425712.19 |  | IPP Non-CHP | N | OP |  |  |  | ERCOT
EXCLUDE | GA | GA-Eastern | Hawk Road Facility | 55141 | CT1 | NG | GT | 165 | 159.1 | 2076 | 84583.33 | 55192.73 |  | Electric Utility | N | OP |  | Simple cycle unit |  | Eastern
EXCLUDE | GA | GA-Eastern | Hawk Road Facility | 55141 | CT2 | NG | GT | 165 | 158.1 | 2076 | 84583.33 | 61698.45 |  | Electric Utility | N | OP |  | Simple cycle unit |  | Eastern
EXCLUDE | GA | GA-Eastern | Hawk Road Facility | 55141 | CT3 | NG | GT | 165 | 158.6 | 2076 | 84583.33 | 54857.21 |  | Electric Utility | N | OP |  | Simple cycle unit |  | Eastern
EXCLUDE | PA | PA-Eastern | Modern Landfill Production Plant | 55142 | GEN2 | LFG | IC | 3 | 3 | 0 | 0 | 0 |  | IPP Non-CHP | N | OP |  | Non-Fossil Fuel Type (Less than 10% Fossil Fuel) |  | Eastern
EXCLUDE | PA | PA-Eastern | Modern Landfill Production Plant | 55142 | GEN3 | LFG | IC | 3 | 3 | 0 | 0 | 0 |  | IPP Non-CHP | N | OP |  | Non-Fossil Fuel Type (Less than 10% Fossil Fuel) |  | Eastern
EXCLUDE | PA | PA-Eastern | Modern Landfill Production Plant | 55142 | GEN4 | LFG | IC | 3 | 3 | 0 | 0 | 0 |  | IPP Non-CHP | N | OP |  | Non-Fossil Fuel Type (Less than 10% Fossil Fuel) |  | Eastern
NGCC | TX | TX-ERCOT | Hays Energy Project | 55144 | U1 | NG | CC | 241.7 | 215 | 2140 | 461169.95 | 205551.41 |  | IPP Non-CHP | N | OP |  |  |  | ERCOT
NGCC | TX | TX-ERCOT | Hays Energy Project | 55144 | U2 | NG | CC | 241.7 | 215 | 2140 | 461169.95 | 205551.41 |  | IPP Non-CHP | N | OP |  |  |  | ERCOT
NGCC | TX | TX-ERCOT | Hays Energy Project | 55144 | U3 | NG | CC | 252.8 | 224 | 2140 | 482349.05 | 214991.3 |  | IPP Non-CHP | N | OP |  |  |  | ERCOT
NGCC | TX | TX-ERCOT | Hays Energy Project | 55144 | U4 | NG | CC | 252.8 | 227 | 2140 | 482349.05 | 214991.3 |  | IPP Non-CHP | N | OP |  |  |  | ERCOT
NGCC | OK | OK-Eastern | Green Country Energy LLC | 55146 | CTG1 | NG | CC | 179.3 | 155 | 2205 | 796867 | 340977.11 |  | IPP Non-CHP | N | OP |  |  |  | Eastern
NGCC | OK | OK-Eastern | Green Country Energy LLC | 55146 | CTG2 | NG | CC | 179.3 | 155 | 2205 | 796867 | 340977.11 |  | IPP Non-CHP | N | OP |  |  |  | Eastern
NGCC | OK | OK-Eastern | Green Country Energy LLC | 55146 | CTG3 | NG | CC | 179.3 | 155 | 2205 | 796867 | 340977.11 |  | IPP Non-CHP | N | OP |  |  |  | Eastern
NGCC | OK | OK-Eastern | Green Country Energy LLC | 55146 | STG1 | NG | CC | 122 | 106 | 2205 | 542207.33 | 232008.96 |  | IPP Non-CHP | N | OP |  |  |  | Eastern
NGCC | OK | OK-Eastern | Green Country Energy LLC | 55146 | STG2 | NG | CC | 122 | 106 | 2205 | 542207.33 | 232008.96 |  | IPP Non-CHP | N | OP |  |  |  | Eastern
NGCC | OK | OK-Eastern | Green Country Energy LLC | 55146 | STG3 | NG | CC | 122 | 106 | 2205 | 542207.33 | 232008.96 |  | IPP Non-CHP | N | OP |  |  |  | Eastern
EXCLUDE | IN | IN-Eastern | Worthington Generation LLC | 55148 | 1 | NG | GT | 60.5 | 41.1 | 460 | 4133 | 3819.57 |  | Electric Utility | N | OP |  | Simple cycle unit |  | Eastern
EXCLUDE | IN | IN-Eastern | Worthington Generation LLC | 55148 | 2 | NG | GT | 60.5 | 41.5 | 460 | 4133 | 2963.35 |  | Electric Utility | N | OP |  | Simple cycle unit |  | Eastern
EXCLUDE | IN | IN-Eastern | Worthington Generation LLC | 55148 | 3 | NG | GT | 60.5 | 40.9 | 460 | 4133 | 2711.56 |  | Electric Utility | N | OP |  | Simple cycle unit |  | Eastern
EXCLUDE | IN | IN-Eastern | Worthington Generation LLC | 55148 | 4 | NG | GT | 60.5 | 40.6 | 460 | 4133 | 2801.2 |  | Electric Utility | N | OP |  | Simple cycle unit |  | Eastern
NGCC | CT | CT-Eastern | Lake Road Generating Plant | 55149 | U1 | NG | CC | 280 | 245.8 | 2276 | 1512273 | 643748.28 |  | IPP Non-CHP | N | OP |  |  |  | Eastern
NGCC | CT | CT-Eastern | Lake Road Generating Plant | 55149 | U2 | NG | CC | 280 | 251.2 | 2276 | 1512273 | 643748.28 |  | IPP Non-CHP | N | OP |  |  |  | Eastern
NGCC | CT | CT-Eastern | Lake Road Generating Plant | 55149 | U3 | NG | CC | 280 | 248 | 2276 | 1512273 | 643748.28 |  | IPP Non-CHP | N | OP |  |  |  | Eastern
NGCC | CA | CA-Western | La Paloma Generating LLC | 55151 | GEN1 | NG | CC | 300 | 243.7 | 2000 | 1367950 | 581652.89 |  | IPP Non-CHP | N | OP |  |  |  | Western
NGCC | CA | CA-Western | La Paloma Generating LLC | 55151 | GEN2 | NG | CC | 300 | 241.6 | 2000 | 1367950 | 581652.89 |  | IPP Non-CHP | N | OP |  |  |  | Western
NGCC | CA | CA-Western | La Paloma Generating LLC | 55151 | GEN3 | NG | CC | 300 | 237.4 | 2000 | 1367950 | 581652.89 |  | IPP Non-CHP | N | OP |  |  |  | Western
NGCC | CA | CA-Western | La Paloma Generating LLC | 55151 | GEN4 | NG | CC | 300 | 242.7 | 2000 | 1367950 | 581652.89 |  | IPP Non-CHP | N | OP |  |  |  | Western
EXCLUDE | GA | GA-Eastern | Bank of America Plaza | 55152 | GEN1 | DFO | IC | 1.5 | 1.3 | 0 | 0 | 0 |  | Commercial Non-CHP | N | SB |  | Commercial/Industrial Unit |  | Eastern
EXCLUDE | GA | GA-Eastern | Bank of America Plaza | 55152 | GEN2 | DFO | IC | 1.5 | 1.3 | 0 | 0 | 0 |  | Commercial Non-CHP | N | SB |  | Commercial/Industrial Unit |  | Eastern
NGCC | TX | TX-ERCOT | Guadalupe Generating Station | 55153 | CTG1 | NG | CC | 171.1 | 150 | 1890 | 360071.48 | 157462.68 |  | IPP Non-CHP | N | OP |  |  |  | ERCOT
NGCC | TX | TX-ERCOT | Guadalupe Generating Station | 55153 | CTG2 | NG | CC | 171.1 | 150 | 1890 | 360071.48 | 157462.68 |  | IPP Non-CHP | N | OP |  |  |  | ERCOT
NGCC | TX | TX-ERCOT | Guadalupe Generating Station | 55153 | CTG3 | NG | CC | 171.1 | 148 | 1890 | 360071.48 | 157462.68 |  | IPP Non-CHP | N | OP |  |  |  | ERCOT
NGCC | TX | TX-ERCOT | Guadalupe Generating Station | 55153 | CTG4 | NG | CC | 171.1 | 150 | 1890 | 360071.48 | 157462.68 |  | IPP Non-CHP | N | OP |  |  |  | ERCOT
NGCC | TX | TX-ERCOT | Guadalupe Generating Station | 55153 | STG1 | NG | CC | 201.9 | 199 | 1890 | 424888.55 | 185807.81 |  | IPP Non-CHP | N | OP |  |  |  | ERCOT
NGCC | TX | TX-ERCOT | Guadalupe Generating Station | 55153 | STG2 | NG | CC | 201.9 | 198 | 1890 | 424888.55 | 185807.81 |  | IPP Non-CHP | N | OP |  |  |  | ERCOT
NGCC | TX | TX-ERCOT | Lost Pines 1 Power Project | 55154 | CTA | NG | CC | 195.5 | 166 | 1990 | 1206990.71 | 509455.78 |  | Electric Utility | N | OP |  |  |  | ERCOT
NGCC | TX | TX-ERCOT | Lost Pines 1 Power Project | 55154 | CTB | NG | CC | 195.5 | 165 | 1990 | 1206990.71 | 509455.78 |  | Electric Utility | N | OP |  |  |  | ERCOT
NGCC | TX | TX-ERCOT | Lost Pines 1 Power Project | 55154 | ST | NG | CC | 204 | 185 | 1990 | 1259468.57 | 531606.03 |  | Electric Utility | N | OP |  |  |  | ERCOT
EXCLUDE | NY | NY-Eastern | MM Albany Energy | 55155 | UNT1 | LFG | IC | 0.9 | 0.9 | 0 | 0 | 0 |  | IPP Non-CHP | N | OP |  | Non-Fossil Fuel Type (Less than 10% Fossil Fuel) |  | Eastern
EXCLUDE | NY | NY-Eastern | MM Albany Energy | 55155 | UNT2 | LFG | IC | 0.9 | 0.9 | 0 | 0 | 0 |  | IPP Non-CHP | N | OP |  | Non-Fossil Fuel Type (Less than 10% Fossil Fuel) |  | Eastern
EXCLUDE | NY | NY-Eastern | MM Albany Energy | 55155 | UNT3 | LFG | IC | 0.9 | 0.9 | 0 | 0 | 0 |  | IPP Non-CHP | N | OP |  | Non-Fossil Fuel Type (Less than 10% Fossil Fuel) |  | Eastern
EXCLUDE | NY | NY-Eastern | MM Albany Energy | 55155 | UNT4 | LFG | IC | 1.6 | 1.6 | 0 | 0 | 0 |  | IPP Non-CHP | N | OP |  | Non-Fossil Fuel Type (Less than 10% Fossil Fuel) | Yes | Eastern
EXCLUDE | NY | NY-Eastern | MM Albany Energy | 55155 | UNT5 | LFG | IC | 1.6 | 1.6 | 0 | 0 | 0 |  | IPP Non-CHP | N | OP |  | Non-Fossil Fuel Type (Less than 10% Fossil Fuel) | Yes | Eastern
EXCLUDE | VA | VA-Eastern | MM Prince William Energy | 55156 | UNT1 | LFG | IC | 0.9 | 0.9 | 0 | 0 | 0 |  | IPP Non-CHP | N | OP |  | Non-Fossil Fuel Type (Less than 10% Fossil Fuel) |  | Eastern
EXCLUDE | VA | VA-Eastern | MM Prince William Energy | 55156 | UNT2 | LFG | IC | 0.9 | 0.9 | 0 | 0 | 0 |  | IPP Non-CHP | N | OP |  | Non-Fossil Fuel Type (Less than 10% Fossil Fuel) |  | Eastern
EXCLUDE | CA | CA-Western | MM Lopez Energy | 55161 | UNT1 | LFG | IC | 3 | 2.7 | 0 | 0 | 0 |  | IPP Non-CHP | N | OP |  | Non-Fossil Fuel Type (Less than 10% Fossil Fuel) |  | Western
EXCLUDE | CA | CA-Western | MM Lopez Energy | 55161 | UNT2 | LFG | IC | 3 | 2.7 | 0 | 0 | 0 |  | IPP Non-CHP | N | OP |  | Non-Fossil Fuel Type (Less than 10% Fossil Fuel) |  | Western
EXCLUDE | FL | FL-Eastern | MM Tomoka Farms Energy | 55162 | UNT1 | LFG | IC | 1.9 | 1.9 | 0 | 0 | 0 |  | IPP Non-CHP | N | OP |  | Non-Fossil Fuel Type (Less than 10% Fossil Fuel) |  | Eastern
EXCLUDE | FL | FL-Eastern | MM Tomoka Farms Energy | 55162 | UNT2 | LFG | IC | 1.9 | 1.9 | 0 | 0 | 0 |  | IPP Non-CHP | N | OP |  | Non-Fossil Fuel Type (Less than 10% Fossil Fuel) |  | Eastern
EXCLUDE | CT | CT-Eastern | MM Hartford Energy | 55163 | UNT1 | LFG | IC | 0.9 | 0.9 | 0 | 0 | 0 |  | IPP Non-CHP | N | OS |  | Non-Fossil Fuel Type (Less than 10% Fossil Fuel) |  | Eastern
EXCLUDE | CT | CT-Eastern | MM Hartford Energy | 55163 | UNT2 | LFG | IC | 0.9 | 0.9 | 0 | 0 | 0 |  | IPP Non-CHP | N | OP |  | Non-Fossil Fuel Type (Less than 10% Fossil Fuel) |  | Eastern
EXCLUDE | CT | CT-Eastern | MM Hartford Energy | 55163 | UNT3 | LFG | IC | 0.9 | 0.9 | 0 | 0 | 0 |  | IPP Non-CHP | N | OP |  | Non-Fossil Fuel Type (Less than 10% Fossil Fuel) |  | Eastern
EXCLUDE | KY | KY-Eastern | Bluegrass Generation LLC | 55164 | CT1 | NG | GT | 208 | 167 | 2076 | 18940 | 13036.4 |  | IPP Non-CHP | N | OP |  | Simple cycle unit |  | Eastern
EXCLUDE | KY | KY-Eastern | Bluegrass Generation LLC | 55164 | CT2 | NG | GT | 208 | 167 | 2076 | 18940 | 13191.87 |  | IPP Non-CHP | N | OP |  | Simple cycle unit |  | Eastern
EXCLUDE | KY | KY-Eastern | Bluegrass Generation LLC | 55164 | CT3 | NG | GT | 208 | 167 | 2076 | 18940 | 10879.45 |  | IPP Non-CHP | N | OP |  | Simple cycle unit |  | Eastern
EXCLUDE | LA | LA-Eastern | Calcasieu | 55165 | G101 | NG | GT | 174.3 | 150 | 1950 | 122757.62 | 63205.48 |  | Electric Utility | N | OP |  | Simple cycle unit |  | Eastern
EXCLUDE | LA | LA-Eastern | Calcasieu | 55165 | G102 | NG | GT | 184.5 | 160 | 2100 | 129941.38 | 107943.31 |  | Electric Utility | N | OP |  | Simple cycle unit |  | Eastern
EXCLUDE | SC | SC-Eastern | Broad River Energy Center | 55166 | CT01 | NG | GT | 197 | 171.1 | 2137.5 | 214661 | 145947.07 |  | IPP Non-CHP | N | OP |  | Simple cycle unit |  | Eastern
EXCLUDE | SC | SC-Eastern | Broad River Energy Center | 55166 | CT02 | NG | GT | 197 | 168.9 | 2137.5 | 214661 | 131229.82 |  | IPP Non-CHP | N | OP |  | Simple cycle unit |  | Eastern
EXCLUDE | SC | SC-Eastern | Broad River Energy Center | 55166 | CT03 | NG | GT | 197 | 164.6 | 2137.5 | 214661 | 111523.84 |  | IPP Non-CHP | N | OP |  | Simple cycle unit |  | Eastern
EXCLUDE | SC | SC-Eastern | Broad River Energy Center | 55166 | CT04 | NG | GT | 197 | 168.6 | 2137.5 | 214661 | 156370.95 |  | IPP Non-CHP | N | OP |  | Simple cycle unit |  | Eastern
EXCLUDE | SC | SC-Eastern | Broad River Energy Center | 55166 | CT05 | NG | GT | 197 | 167.2 | 2137.5 | 214661 | 132941.89 |  | IPP Non-CHP | N | OP |  | Simple cycle unit |  | Eastern
NGCC | TX | TX-ERCOT | Bastrop Energy Center | 55168 | 0001 | NG | CC | 221.4 | 160 | 2450 | 876318.11 | 399610.86 |  | IPP Non-CHP | N | OP |  |  |  | ERCOT
NGCC | TX | TX-ERCOT | Bastrop Energy Center | 55168 | 0002 | NG | CC | 221.4 | 160 | 2450 | 876318.11 | 399610.86 |  | IPP Non-CHP | N | OP |  |  |  | ERCOT
NGCC | TX | TX-ERCOT | Bastrop Energy Center | 55168 | 0003 | NG | CC | 285 | 232 | 2450 | 1128051.77 | 514404.22 |  | IPP Non-CHP | N | OP |  |  |  | ERCOT
NGCC | NH | NH-Eastern | Granite Ridge | 55170 | CT11 | NG | CC | 300 | 222 | 2849 | 1608280.33 | 701209.63 |  | IPP Non-CHP | N | OP |  |  |  | Eastern
NGCC | NH | NH-Eastern | Granite Ridge | 55170 | CT12 | NG | CC | 300 | 222 | 2849 | 1608280.33 | 701209.63 |  | IPP Non-CHP | N | OP |  |  |  | Eastern
NGCC | NH | NH-Eastern | Granite Ridge | 55170 | STG | NG | CC | 300 | 234 | 2849 | 1608280.33 | 701209.63 |  | IPP Non-CHP | N | OP |  |  |  | Eastern
NGCC | TX | TX-ERCOT | Bosque County Peaking | 55172 | GT-1 | NG | CC | 154 | 154 | 2136 | 414895.85 | 56554.99 |  | IPP Non-CHP | N | OP |  |  |  | ERCOT
NGCC | TX | TX-ERCOT | Bosque County Peaking | 55172 | GT-2 | NG | CC | 154 | 154 | 2136 | 414895.85 | 56554.99 |  | IPP Non-CHP | N | OP |  |  |  | ERCOT
NGCC | TX | TX-ERCOT | Bosque County Peaking | 55172 | GT-3 | NG | CC | 154 | 154 | 1910 | 414895.85 | 56554.99 |  | IPP Non-CHP | N | OP |  |  |  | ERCOT
NGCC | TX | TX-ERCOT | Bosque County Peaking | 55172 | ST-4 | NG | CC | 95 | 86 | 1910 | 255942.24 | 34887.82 |  | IPP Non-CHP | N | OP |  |  |  | ERCOT
NGCC | TX | TX-ERCOT | Bosque County Peaking | 55172 | ST-5 | NG | CC | 250 | 200 | 1910 | 673532.22 | 91810.05 |  | IPP Non-CHP | N | OP |  |  |  | ERCOT
NGCC | LA | LA-Eastern | Acadia Energy Center | 55173 | CT11 | NG | CC | 212 | 170.6 | 2500 | 737301.33 | 317509.8 |  | Electric Utility | N | OP |  |  |  | Eastern
NGCC | LA | LA-Eastern | Acadia Energy Center | 55173 | CT12 | NG | CC | 212 | 170.6 | 2500 | 737301.33 | 317509.8 |  | Electric Utility | N | OP |  |  |  | Eastern
NGCC | LA | LA-Eastern | Acadia Energy Center | 55173 | CT24 | NG | CC | 212 | 170.6 | 2500 | 737301.33 | 317509.8 |  | Electric Utility | N | OP |  |  |  | Eastern
NGCC | LA | LA-Eastern | Acadia Energy Center | 55173 | CT25 | NG | CC | 212 | 170.6 | 2500 | 737301.33 | 317509.8 |  | Electric Utility | N | OP |  |  |  | Eastern
NGCC | LA | LA-Eastern | Acadia Energy Center | 55173 | ST13 | NG | CC | 264 | 190.3 | 2500 | 918148.83 | 395389.56 |  | Electric Utility | N | OP |  |  |  | Eastern
NGCC | LA | LA-Eastern | Acadia Energy Center | 55173 | ST26 | NG | CC | 264 | 190.3 | 2500 | 918148.83 | 395389.56 |  | Electric Utility | N | OP |  |  |  | Eastern
NGCC | TX | TX-Eastern | Eastman Cogeneration Facility | 55176 | GEN1 | NG | CC | 170 | 146.2 | 2335 | 743274.48 | 436988.89 |  | IPP CHP | Y | OP |  |  |  | Eastern
NGCC | TX | TX-Eastern | Eastman Cogeneration Facility | 55176 | GEN2 | NG | CC | 170 | 146.2 | 2335 | 743274.48 | 436988.89 |  | IPP CHP | Y | OP |  |  |  | Eastern
NGCC | TX | TX-Eastern | Eastman Cogeneration Facility | 55176 | GEN3 | NG | CC | 127.7 | 109.8 | 2335 | 558330.3 | 328255.77 |  | IPP CHP | Y | OP |  |  |  | Eastern
NGCC | Fort Mojave | Fort Mojave-Western | South Point Energy Center | 55177 | A | NG | CC | 236 | 180 | 2150 | 453364.33 | 194510.06 |  | IPP Non-CHP | N | OP |  |  |  | Western
NGCC | Fort Mojave | Fort Mojave-Western | South Point Energy Center | 55177 | B | NG | CC | 236 | 180 | 2150 | 453364.33 | 194510.06 |  | IPP Non-CHP | N | OP |  |  |  | Western
NGCC | Fort Mojave | Fort Mojave-Western | South Point Energy Center | 55177 | ST1 | NG | CC | 236 | 190 | 2150 | 453364.33 | 194510.06 |  | IPP Non-CHP | N | OP |  |  |  | Western
NGCC | MO | MO-Eastern | Dogwood Energy Facility | 55178 | CT-1 | NG | CC | 208.8 | 180 | 2600 | 468155.54 | 205146.18 |  | IPP Non-CHP | N | OP |  |  |  | Eastern
NGCC | MO | MO-Eastern | Dogwood Energy Facility | 55178 | CT-2 | NG | CC | 208.8 | 176 | 2600 | 468155.54 | 205146.18 |  | IPP Non-CHP | N | OP |  |  |  | Eastern
NGCC | MO | MO-Eastern | Dogwood Energy Facility | 55178 | ST-1 | NG | CC | 265 | 260 | 2600 | 594162.92 | 260362.73 |  | IPP Non-CHP | N | OP |  |  |  | Eastern
NGCC | ID | ID-Western | Rathdrum Power LLC | 55179 | CTG1 | NG | CC | 179.4 | 150 | 2040 | 722752.32 | 301439.33 |  | IPP Non-CHP | N | OP |  |  |  | Western
NGCC | ID | ID-Western | Rathdrum Power LLC | 55179 | STG1 | NG | CC | 122.1 | 98 | 2040 | 491906.68 | 205160.21 |  | IPP Non-CHP | N | OP |  |  |  | Western
NGCC | CA | CA-Western | Sunrise Power LLC | 55182 | STG | NG | CC | 270 | 245 | 1660.3 | 967578.49 | 408640.31 |  | IPP Non-CHP | N | OP |  |  |  | Western
NGCC | CA | CA-Western | Sunrise Power LLC | 55182 | X718 | NG | CC | 167.7 | 150 | 1660.3 | 600973.75 | 253811.04 |  | IPP Non-CHP | N | OP |  |  |  | Western
NGCC | CA | CA-Western | Sunrise Power LLC | 55182 | X719 | NG | CC | 167.7 | 150 | 2200 | 600973.75 | 253811.04 |  | IPP Non-CHP | N | OP |  |  |  | Western
EXCLUDE | CA | CA-Western | Aera San Ardo Cogen Facility | 55184 | UN-A | NG | GT | 3 | 2.8 | 0 | 21438.87 | 19296.17 |  | Industrial CHP | Y | OP |  | Commercial/Industrial Unit |  | Western
EXCLUDE | CA | CA-Western | Aera San Ardo Cogen Facility | 55184 | UN-B | NG | GT | 3.2 | 2.8 | 0 | 22868.13 | 20582.59 |  | Industrial CHP | Y | OP |  | Commercial/Industrial Unit |  | Western
EXCLUDE | CA | CA-Western | Aera South Belridge Cogen Facility | 55185 | GENA | NG | GT | 3 | 2.7 | 0 | 0 | 0 |  | Industrial CHP | Y | RE | 2010 | Commercial/Industrial Unit |  | Western
EXCLUDE | CA | CA-Western | Aera South Belridge Cogen Facility | 55185 | GENB | NG | GT | 3 | 2.7 | 0 | 0 | 0 |  | Industrial CHP | Y | RE | 2010 | Commercial/Industrial Unit |  | Western
EXCLUDE | CA | CA-Western | Aera South Belridge Cogen Facility | 55185 | GENC | NG | GT | 3 | 2.7 | 0 | 0 | 0 |  | Industrial CHP | Y | RE | 2010 | Commercial/Industrial Unit |  | Western
NGCC | TX | TX-ERCOT | Channelview Cogeneration Plant | 55187 | GT1 | NG | CC | 192.1 | 163 | 2707 | 1121039.79 | 668760.37 |  | IPP CHP | Y | OP |  |  |  | ERCOT
NGCC | TX | TX-ERCOT | Channelview Cogeneration Plant | 55187 | GT2 | NG | CC | 192.1 | 163 | 2707 | 1121039.79 | 668760.37 |  | IPP CHP | Y | OP |  |  |  | ERCOT
NGCC | TX | TX-ERCOT | Channelview Cogeneration Plant | 55187 | GT3 | NG | CC | 192.1 | 173 | 2707 | 1121039.79 | 668760.37 |  | IPP CHP | Y | OP |  |  |  | ERCOT
NGCC | TX | TX-ERCOT | Channelview Cogeneration Plant | 55187 | GT4 | NG | CC | 192.1 | 163 | 2707 | 1121039.79 | 668760.37 |  | IPP CHP | Y | OP |  |  |  | ERCOT
NGCC | TX | TX-ERCOT | Channelview Cogeneration Plant | 55187 | ST1 | NG | CC | 149.9 | 139 | 2707 | 874772.85 | 521848.93 |  | IPP CHP | Y | OP |  |  |  | ERCOT
NGCC | IL | IL-Eastern | Cordova Energy | 55188 | PT11 | NG | CC | 210 | 165 | 2148.3 | 1571.91 | 764.04 |  | IPP Non-CHP | N | OP |  |  |  | Eastern
NGCC | IL | IL-Eastern | Cordova Energy | 55188 | PT21 | NG | CC | 210 | 165 | 2148.3 | 1571.91 | 764.04 |  | IPP Non-CHP | N | OP |  |  |  | Eastern
NGCC | IL | IL-Eastern | Cordova Energy | 55188 | PT31 | NG | CC | 191.2 | 191.2 | 2148.3 | 1431.18 | 695.64 |  | IPP Non-CHP | N | OP |  |  |  | Eastern
EXCLUDE | FL | FL-Eastern | Osceola | 55192 | CTG1 | NG | GT | 200 | 157 | 1942 | 123757 | 70653.7 |  | IPP Non-CHP | N | OP |  | Simple cycle unit |  | Eastern
EXCLUDE | FL | FL-Eastern | Osceola | 55192 | CTG2 | NG | GT | 200 | 157 | 1942 | 123757 | 88980.99 |  | IPP Non-CHP | N | OP |  | Simple cycle unit |  | Eastern
EXCLUDE | FL | FL-Eastern | Osceola | 55192 | CTG3 | NG | GT | 200 | 157 | 1942 | 123757 | 88071.58 |  | IPP Non-CHP | N | OP |  | Simple cycle unit |  | Eastern
NGCC | PA | PA-Eastern | Ontelaunee Energy Center | 55193 | CTG1 | NG | CC | 250 | 148.3 | 2100 | 1166437.16 | 503084.81 |  | IPP Non-CHP | N | OP |  |  |  | Eastern
NGCC | PA | PA-Eastern | Ontelaunee Energy Center | 55193 | CTG2 | NG | CC | 250 | 147.9 | 2100 | 1166437.16 | 503084.81 |  | IPP Non-CHP | N | OP |  |  |  | Eastern
NGCC | PA | PA-Eastern | Ontelaunee Energy Center | 55193 | STG | NG | CC | 228 | 169.5 | 2100 | 1063790.69 | 458813.35 |  | IPP Non-CHP | N | OP |  |  |  | Eastern
EXCLUDE | PA | PA-Eastern | FirstEnergy Allegheny Energy Units 1 & 2 | 55196 | UNT1 | NG | GT | 43.8 | 44 | 485 | 16211.5 | 10032.94 |  | IPP Non-CHP | N | OP |  | Simple cycle unit |  | Eastern
EXCLUDE | PA | PA-Eastern | FirstEnergy Allegheny Energy Units 1 & 2 | 55196 | UNT2 | NG | GT | 43.8 | 44 | 485 | 16211.5 | 9758.74 |  | IPP Non-CHP | N | OP |  | Simple cycle unit |  | Eastern
NGCC | MS | MS-Eastern | Caledonia | 55197 | CTG1 | NG | CC | 161 | 157 | 2002 | 906604.87 | 387680.55 |  | Electric Utility | N | OP |  |  |  | Eastern
NGCC | MS | MS-Eastern | Caledonia | 55197 | CTG2 | NG | CC | 161 | 157 | 2000 | 906604.87 | 387680.55 |  | Electric Utility | N | OP |  |  |  | Eastern
NGCC | MS | MS-Eastern | Caledonia | 55197 | CTG3 | NG | CC | 161 | 157 | 2108 | 906604.87 | 387680.55 |  | Electric Utility | N | OP |  |  |  | Eastern
NGCC | MS | MS-Eastern | Caledonia | 55197 | STG1 | NG | CC | 106 | 98 | 2002 | 596895.13 | 255243.1 |  | Electric Utility | N | OP |  |  |  | Eastern
NGCC | MS | MS-Eastern | Caledonia | 55197 | STG2 | NG | CC | 106 | 98 | 2000 | 596895.13 | 255243.1 |  | Electric Utility | N | OP |  |  |  | Eastern
NGCC | MS | MS-Eastern | Caledonia | 55197 | STG3 | NG | CC | 106 | 98 | 2108 | 596895.13 | 255243.1 |  | Electric Utility | N | OP |  |  |  | Eastern
EXCLUDE | KY | KY-Eastern | Riverside Generating LLC | 55198 | GTG1 | NG | GT | 230 | 165 | 2133 | 47634.6 | 32873.3 |  | IPP Non-CHP | N | OP |  | Simple cycle unit |  | Eastern
EXCLUDE | KY | KY-Eastern | Riverside Generating LLC | 55198 | GTG2 | NG | GT | 230 | 165 | 2133 | 47634.6 | 25673.7 |  | IPP Non-CHP | N | OP |  | Simple cycle unit |  | Eastern
EXCLUDE | KY | KY-Eastern | Riverside Generating LLC | 55198 | GTG3 | NG | GT | 230 | 165 | 2133 | 47634.6 | 31695.97 |  | IPP Non-CHP | N | OP |  | Simple cycle unit |  | Eastern
EXCLUDE | KY | KY-Eastern | Riverside Generating LLC | 55198 | GTG4 | NG | GT | 230 | 165 | 2133 | 47634.6 | 33519.23 |  | IPP Non-CHP | N | OP |  | Simple cycle unit |  | Eastern
EXCLUDE | KY | KY-Eastern | Riverside Generating LLC | 55198 | GTG5 | NG | GT | 230 | 165 | 2133 | 47634.6 | 33681.23 |  | IPP Non-CHP | N | OP |  | Simple cycle unit |  | Eastern
EXCLUDE | IL | IL-Eastern | Elwood Energy LLC | 55199 | GT1 | NG | GT | 192 | 150 | 2060 | 90533.56 | 37248.45 |  | IPP Non-CHP | N | OP |  | Simple cycle unit |  | Eastern
EXCLUDE | IL | IL-Eastern | Elwood Energy LLC | 55199 | GT2 | NG | GT | 192 | 150 | 2060 | 90533.56 | 34311.59 |  | IPP Non-CHP | N | OP |  | Simple cycle unit |  | Eastern
EXCLUDE | IL | IL-Eastern | Elwood Energy LLC | 55199 | GT3 | NG | GT | 192 | 150 | 2060 | 90533.56 | 33349.64 |  | IPP Non-CHP | N | OP |  | Simple cycle unit |  | Eastern
EXCLUDE | IL | IL-Eastern | Elwood Energy LLC | 55199 | GT4 | NG | GT | 192 | 150 | 2060 | 90533.56 | 31031.02 |  | IPP Non-CHP | N | OP |  | Simple cycle unit |  | Eastern
EXCLUDE | IL | IL-Eastern | Elwood Energy LLC | 55199 | GT5 | NG | GT | 192 | 150 | 1992 | 90533.56 | 80575.02 |  | IPP Non-CHP | N | OP |  | Simple cycle unit |  | Eastern
EXCLUDE | IL | IL-Eastern | Elwood Energy LLC | 55199 | GT6 | NG | GT | 192 | 150 | 1992 | 90533.56 | 101516.26 |  | IPP Non-CHP | N | OP |  | Simple cycle unit |  | Eastern
EXCLUDE | IL | IL-Eastern | Elwood Energy LLC | 55199 | GT7 | NG | GT | 192 | 150 | 1992 | 90533.56 | 78778.96 |  | IPP Non-CHP | N | OP |  | Simple cycle unit |  | Eastern
EXCLUDE | IL | IL-Eastern | Elwood Energy LLC | 55199 | GT8 | NG | GT | 192 | 150 | 1992 | 90533.56 | 88667.88 |  | IPP Non-CHP | N | OP |  | Simple cycle unit |  | Eastern
EXCLUDE | IL | IL-Eastern | Elwood Energy LLC | 55199 | GT9 | NG | GT | 192 | 150 | 1992 | 90533.56 | 28892.22 |  | IPP Non-CHP | N | OP |  | Simple cycle unit |  | Eastern
EXCLUDE | CO | CO-Western | Plains End | 55650 | GEN8 | NG | IC | 5.7 | 5.7 | 0 | 0 | 0 |  | IPP Non-CHP | N | OP |  | Internal Combustion |  | Western
EXCLUDE | CO | CO-Western | Plains End | 55650 | GEN9 | NG | IC | 5.7 | 5.7 | 0 | 0 | 0 |  | IPP Non-CHP | N | OP |  | Internal Combustion |  | Western
EXCLUDE | CO | CO-Western | Plains End II LLC | 56516 | 2G01 | NG | IC | 8.4 | 8.3 | 0 | 0 | 0 |  | IPP Non-CHP | N | OP |  | Internal Combustion |  | Western
EXCLUDE | IL | IL-Eastern | Gibson City | 55201 | 1 | NG | GT | 135 | 114 | 1459 | 32812 | 37005.6 |  | IPP Non-CHP | N | OP |  | Simple cycle unit |  | Eastern
EXCLUDE | IL | IL-Eastern | Gibson City | 55201 | 2 | NG | GT | 135 | 114 | 1459 | 6891.44 | 4758.66 |  | IPP Non-CHP | N | OP |  | Simple cycle unit |  | Eastern
EXCLUDE | IL | IL-Eastern | Pinckneyville | 55202 | 1 | NG | GT | 45 | 44 | 444 | 10801.54 | 9051.05 |  | Electric Utility | N | OP |  | Simple cycle unit |  | Eastern
EXCLUDE | IL | IL-Eastern | Pinckneyville | 55202 | 2 | NG | GT | 45 | 44 | 444 | 10801.54 | 15636.72 |  | Electric Utility | N | OP |  | Simple cycle unit |  | Eastern
EXCLUDE | IL | IL-Eastern | Pinckneyville | 55202 | 3 | NG | GT | 45 | 44 | 444 | 10801.54 | 14366.6 |  | Electric Utility | N | OP |  | Simple cycle unit |  | Eastern
EXCLUDE | IL | IL-Eastern | Pinckneyville | 55202 | 4 | NG | GT | 45 | 44 | 444 | 10801.54 | 13883.59 |  | Electric Utility | N | OP |  | Simple cycle unit |  | Eastern
EXCLUDE | IL | IL-Eastern | Pinckneyville | 55202 | 5 | NG | GT | 50 | 35 | 553 | 2374.42 | 1719.32 |  | Electric Utility | N | OP |  | Simple cycle unit |  | Eastern
EXCLUDE | IL | IL-Eastern | Pinckneyville | 55202 | 6 | NG | GT | 50 | 35 | 553 | 1431.73 | 1592.31 |  | Electric Utility | N | OP |  | Simple cycle unit |  | Eastern
EXCLUDE | IL | IL-Eastern | Pinckneyville | 55202 | 7 | NG | GT | 50 | 35 | 553 | 2270.76 | 1638.03 |  | Electric Utility | N | OP |  | Simple cycle unit |  | Eastern
EXCLUDE | IL | IL-Eastern | Pinckneyville | 55202 | 8 | NG | GT | 50 | 35 | 553 | 2012.48 | 1365.06 |  | Electric Utility | N | OP |  | Simple cycle unit |  | Eastern
EXCLUDE | CO | CO-Western | Plains End II LLC | 56516 | 2G02 | NG | IC | 8.4 | 8.3 | 0 | 0 | 0 |  | IPP Non-CHP | N | OP |  | Internal Combustion |  | Western
EXCLUDE | IL | IL-Eastern | Kinmundy | 55204 | 1 | NG | GT | 135 | 104 | 1459 | 7897 | 6164.64 |  | Electric Utility | N | OP |  | Simple cycle unit |  | Eastern
EXCLUDE | IL | IL-Eastern | Kinmundy | 55204 | 2 | NG | GT | 135 | 104 | 1459 | 7897 | 6034.5 |  | Electric Utility | N | OP |  | Simple cycle unit |  | Eastern
NGCC | TX | TX-ERCOT | Corpus Christi Energy Center | 55206 | CT1 | NG | CC | 190 | 159 | 2500 | 739161.08 | 470142.78 |  | IPP CHP | Y | OP |  |  |  | ERCOT
NGCC | TX | TX-ERCOT | Corpus Christi Energy Center | 55206 | CT2 | NG | CC | 190 | 159 | 2500 | 739161.08 | 470142.78 |  | IPP CHP | Y | OP |  |  |  | ERCOT
NGCC | TX | TX-ERCOT | Corpus Christi Energy Center | 55206 | ST1 | NG | CC | 195.5 | 165 | 2500 | 760557.85 | 483752.17 |  | IPP CHP | Y | OP |  |  |  | ERCOT
EXCLUDE | CO | CO-Western | Plains End II LLC | 56516 | 2G03 | NG | IC | 8.4 | 8.3 | 0 | 0 | 0 |  | IPP Non-CHP | N | OP |  | Internal Combustion |  | Western
EXCLUDE | CO | CO-Western | Plains End II LLC | 56516 | 2G04 | NG | IC | 8.4 | 8.3 | 0 | 0 | 0 |  | IPP Non-CHP | N | OP |  | Internal Combustion |  | Western
EXCLUDE | MN | MN-Eastern | Lake Benton I | 55208 | EXIS | WND | WT | 107.2 | 107.2 | 0 | 246339 | 0 |  | IPP Non-CHP | N | OP |  | Non Combustion (NUC, WAT, WND, GEO, or SUN) |  | Eastern
NGCC | NM | NM-Western | Afton Generating Station | 55210 | 0001 | NG | CC | 177 | 141 | 1720 | 289060.12 | 133986.07 |  | Electric Utility | N | OP |  |  |  | Western
NGCC | NM | NM-Western | Afton Generating Station | 55210 | 0002 | NG | CC | 110 | 94.6 | 1720 | 179641.88 | 83268.18 |  | Electric Utility | N | OP |  |  |  | Western
EXCLUDE | NM | NM-Western | Afton Generating Station | 55210 | 0003 | NG | CC | 177 | 141 | 0 | 0 | 0 |  | Electric Utility | N | IP |  | Status of Operation (IP, L, P, T) |  | Western
NGCC | MA | MA-Eastern | ANP Bellingham Energy Project | 55211 | U1 | NG | CC | 289 | 249.2 | 2184 | 864223.5 | 398608.77 |  | IPP Non-CHP | N | OP |  |  |  | Eastern
NGCC | MA | MA-Eastern | ANP Bellingham Energy Project | 55211 | U2 | NG | CC | 289 | 246.2 | 2184 | 864223.5 | 398608.77 |  | IPP Non-CHP | N | OP |  |  |  | Eastern
NGCC | MA | MA-Eastern | ANP Blackstone Energy Project | 55212 | U1 | NG | CC | 289 | 227.7 | 2184 | 1049024 | 442103.04 |  | IPP Non-CHP | N | OP |  |  |  | Eastern
NGCC | MA | MA-Eastern | ANP Blackstone Energy Project | 55212 | U2 | NG | CC | 289 | 228.6 | 2184 | 1049024 | 442103.04 |  | IPP Non-CHP | N | OP |  |  |  | Eastern
NGCC | TX | TX-ERCOT | Odessa Ector Generating Station | 55215 | CTG1 | NG | CC | 171.7 | 153.6 | 2060 | 538856.37 | 263757.2 |  | IPP Non-CHP | N | OP |  |  |  | ERCOT
NGCC | TX | TX-ERCOT | Odessa Ector Generating Station | 55215 | CTG2 | NG | CC | 171.7 | 135.6 | 2060 | 538856.37 | 263757.2 |  | IPP Non-CHP | N | OP |  |  |  | ERCOT
NGCC | TX | TX-ERCOT | Odessa Ector Generating Station | 55215 | CTG3 | NG | CC | 171.7 | 137.2 | 2060 | 538856.37 | 263757.2 |  | IPP Non-CHP | N | OP |  |  |  | ERCOT
NGCC | TX | TX-ERCOT | Odessa Ector Generating Station | 55215 | CTG4 | NG | CC | 171.7 | 143.9 | 2060 | 538856.37 | 263757.2 |  | IPP Non-CHP | N | OP |  |  |  | ERCOT
NGCC | TX | TX-ERCOT | Odessa Ector Generating Station | 55215 | STG1 | NG | CC | 224.2 | 205.1 | 2060 | 703620.26 | 344405.15 |  | IPP Non-CHP | N | OP |  |  |  | ERCOT
NGCC | TX | TX-ERCOT | Odessa Ector Generating Station | 55215 | STG2 | NG | CC | 224.2 | 207.1 | 2060 | 703620.26 | 344405.15 |  | IPP Non-CHP | N | OP |  |  |  | ERCOT
NGCC | IL | IL-Eastern | Morris Cogeneration LLC | 55216 | STG1 | NG | CC | 62 | 62 | 0 | 217378.24 | 162180.1 |  | IPP CHP | Y | OP |  |  |  | Eastern
NGCC | IL | IL-Eastern | Morris Cogeneration LLC | 55216 | UNT1 | NG | CC | 39 | 38 | 0 | 136737.92 | 102016.51 |  | IPP CHP | Y | OP |  |  |  | Eastern
NGCC | IL | IL-Eastern | Morris Cogeneration LLC | 55216 | UNT2 | NG | CC | 39 | 38 | 0 | 136737.92 | 102016.51 |  | IPP CHP | Y | OP |  |  |  | Eastern
NGCC | IL | IL-Eastern | Morris Cogeneration LLC | 55216 | UNT3 | NG | CC | 39 | 38 | 0 | 136737.92 | 102016.51 |  | IPP CHP | Y | OP |  |  |  | Eastern
NGCC | CA | CA-Western | Los Medanos Energy Center | 55217 | CTG1 | NG | CC | 198.9 | 165 | 2225.1 | 1054001.68 | 469655.01 |  | IPP CHP | Y | OP |  |  |  | Western
NGCC | CA | CA-Western | Los Medanos Energy Center | 55217 | CTG2 | NG | CC | 198.9 | 165 | 2225.1 | 1054001.68 | 469655.01 |  | IPP CHP | Y | OP |  |  |  | Western
NGCC | CA | CA-Western | Los Medanos Energy Center | 55217 | STG3 | NG | CC | 280.5 | 237 | 2225.1 | 1486412.63 | 662333.99 |  | IPP CHP | Y | OP |  |  |  | Western
NGCC | MS | MS-Eastern | Hinds Energy Facility | 55218 | H01 | NG | CC | 176.6 | 150 | 1110.28 | 269319 | 103346.06 |  | Electric Utility | N | OP |  |  |  | Eastern
NGCC | MS | MS-Eastern | Hinds Energy Facility | 55218 | H02 | NG | CC | 176.6 | 150 | 1110.28 | 269319 | 103346.06 |  | Electric Utility | N | OP |  |  |  | Eastern
NGCC | MS | MS-Eastern | Hinds Energy Facility | 55218 | H03 | NG | CC | 198.1 | 150 | 1245.45 | 302106.99 | 115927.83 |  | Electric Utility | N | OP |  |  |  | Eastern
NGCC | MS | MS-Eastern | Attala | 55220 | A01 | NG | CC | 176.6 | 153.3 | 1757 | 618694.86 | 230398.42 |  | Electric Utility | N | OP |  |  |  | Eastern
NGCC | MS | MS-Eastern | Attala | 55220 | A02 | NG | CC | 176.6 | 153.3 | 1757 | 618694.86 | 230398.42 |  | Electric Utility | N | OP |  |  |  | Eastern
NGCC | MS | MS-Eastern | Attala | 55220 | A03 | NG | CC | 198.1 | 148.3 | 1757 | 694017.28 | 258448.06 |  | Electric Utility | N | OP |  |  |  | Eastern
NGCC | AR | AR-Eastern | Harry L. Oswald | 55221 | G1 | NG | CC | 51 | 47 | 567 | 30316.29 | 15348.06 |  | Electric Utility | N | OP |  |  |  | Eastern
NGCC | AR | AR-Eastern | Harry L. Oswald | 55221 | G2 | NG | CC | 51 | 47 | 567 | 30316.29 | 15348.06 |  | Electric Utility | N | OP |  |  |  | Eastern
NGCC | AR | AR-Eastern | Harry L. Oswald | 55221 | G3 | NG | CC | 51 | 47 | 567 | 30316.29 | 15348.06 |  | Electric Utility | N | OP |  |  |  | Eastern
NGCC | AR | AR-Eastern | Harry L. Oswald | 55221 | G4 | NG | CC | 51 | 47 | 567 | 30316.29 | 15348.06 |  | Electric Utility | N | OP |  |  |  | Eastern
NGCC | AR | AR-Eastern | Harry L. Oswald | 55221 | G5 | NG | CC | 51 | 47 | 567 | 30316.29 | 15348.06 |  | Electric Utility | N | OP |  |  |  | Eastern
NGCC | AR | AR-Eastern | Harry L. Oswald | 55221 | G6 | NG | CC | 51 | 47 | 567 | 30316.29 | 15348.06 |  | Electric Utility | N | OP |  |  |  | Eastern
NGCC | AR | AR-Eastern | Harry L. Oswald | 55221 | G7 | NG | CC | 83.5 | 76 | 1260 | 49635.49 | 25128.69 |  | Electric Utility | N | OP |  |  |  | Eastern
NGCC | AR | AR-Eastern | Harry L. Oswald | 55221 | G8 | NG | CC | 105 | 95 | 567 | 62415.89 | 31598.95 |  | Electric Utility | N | OP |  |  |  | Eastern
NGCC | AR | AR-Eastern | Harry L. Oswald | 55221 | G9 | NG | CC | 105 | 95 | 567 | 62415.89 | 31598.95 |  | Electric Utility | N | OP |  |  |  | Eastern
EXCLUDE | IL | IL-Eastern | Lincoln Generating Facility | 55222 | CTG1 | NG | GT | 86.5 | 77.5 | 1001 | 7132.13 | 5152.98 |  | IPP Non-CHP | N | OP |  | Simple cycle unit |  | Eastern
EXCLUDE | IL | IL-Eastern | Lincoln Generating Facility | 55222 | CTG2 | NG | GT | 86.5 | 77.8 | 1001 | 7132.13 | 5124.51 |  | IPP Non-CHP | N | OP |  | Simple cycle unit |  | Eastern
EXCLUDE | IL | IL-Eastern | Lincoln Generating Facility | 55222 | CTG3 | NG | GT | 86.5 | 78 | 1001 | 7132.13 | 5656.19 |  | IPP Non-CHP | N | OP |  | Simple cycle unit |  | Eastern
EXCLUDE | IL | IL-Eastern | Lincoln Generating Facility | 55222 | CTG4 | NG | GT | 86.5 | 78 | 1001 | 7132.13 | 4881.61 |  | IPP Non-CHP | N | OP |  | Simple cycle unit |  | Eastern
EXCLUDE | IL | IL-Eastern | Lincoln Generating Facility | 55222 | CTG5 | NG | GT | 86.5 | 77.5 | 1001 | 7132.13 | 5141.62 |  | IPP Non-CHP | N | OP |  | Simple cycle unit |  | Eastern
EXCLUDE | IL | IL-Eastern | Lincoln Generating Facility | 55222 | CTG6 | NG | GT | 86.5 | 77.3 | 1001 | 7132.13 | 4739.22 |  | IPP Non-CHP | N | OP |  | Simple cycle unit |  | Eastern
EXCLUDE | IL | IL-Eastern | Lincoln Generating Facility | 55222 | CTG7 | NG | GT | 86.5 | 78.2 | 1001 | 7132.13 | 5472.96 |  | IPP Non-CHP | N | OP |  | Simple cycle unit |  | Eastern
EXCLUDE | IL | IL-Eastern | Lincoln Generating Facility | 55222 | CTG8 | NG | GT | 86.5 | 78.6 | 1001 | 7132.13 | 5858.72 |  | IPP Non-CHP | N | OP |  | Simple cycle unit |  | Eastern
NGCC | TX | TX-ERCOT | Ennis Power Company LLC | 55223 | GT1 | NG | CC | 285 | 245.1 | 2706 | 1378738.64 | 551067.57 |  | IPP Non-CHP | N | OP |  |  |  | ERCOT
NGCC | TX | TX-ERCOT | Ennis Power Company LLC | 55223 | ST1 | NG | CC | 133 | 114.4 | 2706 | 643411.36 | 257164.87 |  | IPP Non-CHP | N | OP |  |  |  | ERCOT
EXCLUDE | IN | IN-Eastern | Wheatland Generating Facility | 55224 | CTG1 | NG | GT | 135 | 115 | 1600 | 25517 | 26122.02 |  | Electric Utility | N | OP |  | Simple cycle unit |  | Eastern
EXCLUDE | IN | IN-Eastern | Wheatland Generating Facility | 55224 | CTG2 | NG | GT | 135 | 115 | 1600 | 25517 | 10091.02 |  | Electric Utility | N | OP |  | Simple cycle unit |  | Eastern
EXCLUDE | IN | IN-Eastern | Wheatland Generating Facility | 55224 | CTG3 | NG | GT | 135 | 115 | 1600 | 25517 | 19768.82 |  | Electric Utility | N | OP |  | Simple cycle unit |  | Eastern
EXCLUDE | IN | IN-Eastern | Wheatland Generating Facility | 55224 | CTG4 | NG | GT | 135 | 115 | 1600 | 25517 | 24925.26 |  | Electric Utility | N | OP |  | Simple cycle unit |  | Eastern
NGCC | OK | OK-Eastern | Oneta Energy Center | 55225 | CTG1 | NG | CC | 176 | 149.3 | 4585 | 481598.05 | 218178.6 |  | IPP Non-CHP | N | OP |  |  |  | Eastern
NGCC | OK | OK-Eastern | Oneta Energy Center | 55225 | CTG2 | NG | CC | 176 | 149.3 | 4585 | 481598.05 | 218178.6 |  | IPP Non-CHP | N | OP |  |  |  | Eastern
NGCC | OK | OK-Eastern | Oneta Energy Center | 55225 | CTG3 | NG | CC | 176 | 149.3 | 4585 | 481598.05 | 218178.6 |  | IPP Non-CHP | N | OP |  |  |  | Eastern
NGCC | OK | OK-Eastern | Oneta Energy Center | 55225 | CTG4 | NG | CC | 176 | 149.3 | 4585 | 481598.05 | 218178.6 |  | IPP Non-CHP | N | OP |  |  |  | Eastern
NGCC | OK | OK-Eastern | Oneta Energy Center | 55225 | STG1 | NG | CC | 255 | 244.6 | 4585 | 697769.9 | 316111.04 |  | IPP Non-CHP | N | OP |  |  |  | Eastern
NGCC | OK | OK-Eastern | Oneta Energy Center | 55225 | STG2 | NG | CC | 255 | 244.6 | 4585 | 697769.9 | 316111.04 |  | IPP Non-CHP | N | OP |  |  |  | Eastern
NGCC | TX | TX-ERCOT | Freestone Energy Center | 55226 | GT1 | NG | CC | 166.7 | 153 | 2050 | 855539 | 365217.61 |  | IPP Non-CHP | N | OP |  |  |  | ERCOT
NGCC | TX | TX-ERCOT | Freestone Energy Center | 55226 | GT2 | NG | CC | 166.7 | 153 | 2050 | 855539 | 365217.61 |  | IPP Non-CHP | N | OP |  |  |  | ERCOT
NGCC | TX | TX-ERCOT | Freestone Energy Center | 55226 | GT3 | NG | CC | 166.7 | 149 | 2050 | 855539 | 365217.61 |  | IPP Non-CHP | N | OP |  |  |  | ERCOT
NGCC | TX | TX-ERCOT | Freestone Energy Center | 55226 | GT4 | NG | CC | 166.7 | 149 | 2050 | 855539 | 365217.61 |  | IPP Non-CHP | N | OP |  |  |  | ERCOT
NGCC | TX | TX-ERCOT | Freestone Energy Center | 55226 | ST3 | NG | CC | 184.6 | 177 | 2050 | 947405.51 | 404434.14 |  | IPP Non-CHP | N | OP |  |  |  | ERCOT
NGCC | TX | TX-ERCOT | Freestone Energy Center | 55226 | ST6 | NG | CC | 184.6 | 172 | 2050 | 947405.51 | 404434.14 |  | IPP Non-CHP | N | OP |  |  |  | ERCOT
EXCLUDE | KY | KY-Eastern | Hardinsburg Electric Generating Station | 55227 | GT1 | NG | GT | 59 | 45 | 0 | 0 | 0 |  | IPP Non-CHP | N | IP |  | Status of Operation (IP, L, P, T) |  | Eastern
EXCLUDE | KY | KY-Eastern | Hardinsburg Electric Generating Station | 55227 | GT2 | NG | GT | 59 | 45 | 0 | 0 | 0 |  | IPP Non-CHP | N | IP |  | Status of Operation (IP, L, P, T) |  | Eastern
EXCLUDE | KY | KY-Eastern | Hardinsburg Electric Generating Station | 55227 | GT3 | NG | GT | 59 | 45 | 0 | 0 | 0 |  | IPP Non-CHP | N | IP |  | Status of Operation (IP, L, P, T) |  | Eastern
EXCLUDE | KY | KY-Eastern | Hardinsburg Electric Generating Station | 55227 | GT4 | NG | GT | 59 | 45 | 0 | 0 | 0 |  | IPP Non-CHP | N | IP |  | Status of Operation (IP, L, P, T) |  | Eastern
EXCLUDE | KY | KY-Eastern | Hardinsburg Electric Generating Station | 55227 | GT5 | NG | GT | 59 | 45 | 0 | 0 | 0 |  | IPP Non-CHP | N | IP |  | Status of Operation (IP, L, P, T) |  | Eastern
EXCLUDE | KY | KY-Eastern | Hardinsburg Electric Generating Station | 55227 | GT6 | NG | GT | 59 | 45 | 0 | 0 | 0 |  | IPP Non-CHP | N | IP |  | Status of Operation (IP, L, P, T) |  | Eastern
EXCLUDE | KY | KY-Eastern | Hardinsburg Electric Generating Station | 55227 | GT7 | NG | GT | 59 | 45 | 0 | 0 | 0 |  | IPP Non-CHP | N | IP |  | Status of Operation (IP, L, P, T) |  | Eastern
EXCLUDE | KY | KY-Eastern | Hardinsburg Electric Generating Station | 55227 | GT8 | NG | GT | 59 | 45 | 0 | 0 | 0 |  | IPP Non-CHP | N | IP |  | Status of Operation (IP, L, P, T) |  | Eastern
EXCLUDE | OH | OH-Eastern | Greenville Electric Generating Station | 55228 | GT1 | NG | GT | 59 | 51.9 | 650 | 15977.25 | 11494.62 |  | Electric Utility | N | OP |  | Simple cycle unit |  | Eastern
EXCLUDE | OH | OH-Eastern | Greenville Electric Generating Station | 55228 | GT2 | NG | GT | 59 | 50.3 | 650 | 15977.25 | 10750.51 |  | Electric Utility | N | OP |  | Simple cycle unit |  | Eastern
EXCLUDE | OH | OH-Eastern | Greenville Electric Generating Station | 55228 | GT3 | NG | GT | 59 | 50 | 650 | 15977.25 | 11210.26 |  | Electric Utility | N | OP |  | Simple cycle unit |  | Eastern
EXCLUDE | OH | OH-Eastern | Greenville Electric Generating Station | 55228 | GT4 | NG | GT | 59 | 49.3 | 650 | 15977.25 | 10632.21 |  | Electric Utility | N | OP |  | Simple cycle unit |  | Eastern
EXCLUDE | IN | IN-Eastern | Montpelier Electric Generating Station | 55229 | GT1 | NG | GT | 59 | 45 | 649.33 | 39161.5 | 24519.95 |  | IPP Non-CHP | N | OP |  | Simple cycle unit |  | Eastern
EXCLUDE | IN | IN-Eastern | Montpelier Electric Generating Station | 55229 | GT2 | NG | GT | 59 | 45 | 649.33 | 39161.5 | 24519.95 |  | IPP Non-CHP | N | OP |  | Simple cycle unit |  | Eastern
EXCLUDE | IN | IN-Eastern | Montpelier Electric Generating Station | 55229 | GT3 | NG | GT | 59 | 45 | 649.33 | 39161.5 | 24519.95 |  | IPP Non-CHP | N | OP |  | Simple cycle unit |  | Eastern
EXCLUDE | IN | IN-Eastern | Montpelier Electric Generating Station | 55229 | GT4 | NG | GT | 59 | 45 | 649.33 | 39161.5 | 24519.95 |  | IPP Non-CHP | N | OP |  | Simple cycle unit |  | Eastern
EXCLUDE | IN | IN-Eastern | Montpelier Electric Generating Station | 55229 | GT5 | NG | GT | 59 | 45 | 0 | 0 | 0 |  | IPP Non-CHP | N | IP |  | Status of Operation (IP, L, P, T) |  | Eastern
EXCLUDE | IN | IN-Eastern | Montpelier Electric Generating Station | 55229 | GT6 | NG | GT | 59 | 45 | 0 | 0 | 0 |  | IPP Non-CHP | N | IP |  | Status of Operation (IP, L, P, T) |  | Eastern
EXCLUDE | IN | IN-Eastern | Montpelier Electric Generating Station | 55229 | GT7 | NG | GT | 59 | 45 | 0 | 0 | 0 |  | IPP Non-CHP | N | IP |  | Status of Operation (IP, L, P, T) |  | Eastern
EXCLUDE | IN | IN-Eastern | Montpelier Electric Generating Station | 55229 | GT8 | NG | GT | 59 | 45 | 0 | 0 | 0 |  | IPP Non-CHP | N | IP |  | Status of Operation (IP, L, P, T) |  | Eastern
NGCC | TX | TX-ERCOT | Jack County | 55230 | CT1 | NG | CC | 170 | 165 | 2981 | 733357.02 | 306638.31 |  | Electric Utility | N | OP |  |  |  | ERCOT
NGCC | TX | TX-ERCOT | Jack County | 55230 | CT2 | NG | CC | 170 | 165 | 2981 | 733357.02 | 306638.31 |  | Electric Utility | N | OP |  |  |  | ERCOT
NGCC | TX | TX-ERCOT | Jack County | 55230 | CT3 | NG | CC | 170 | 165 | 2365 | 733357.02 | 306638.31 |  | Electric Utility | N | OP |  |  |  | ERCOT
NGCC | TX | TX-ERCOT | Jack County | 55230 | CT4 | NG | CC | 170 | 165 | 2365 | 733357.02 | 306638.31 |  | Electric Utility | N | OP |  |  |  | ERCOT
NGCC | TX | TX-ERCOT | Jack County | 55230 | ST1 | NG | CC | 300 | 290.5 | 2981 | 1294159.45 | 541126.43 |  | Electric Utility | N | OP |  |  |  | ERCOT
NGCC | TX | TX-ERCOT | Jack County | 55230 | ST2 | NG | CC | 300 | 290.5 | 2365 | 1294159.45 | 541126.43 |  | Electric Utility | N | OP |  |  |  | ERCOT
NGCC | PA | PA-Eastern | Liberty Electric Power Plant | 55231 | GTG1 | NG | CC | 186 | 158.6 | 2245 | 1151455.42 | 493894.14 |  | IPP Non-CHP | N | OP |  |  |  | Eastern
NGCC | PA | PA-Eastern | Liberty Electric Power Plant | 55231 | GTG2 | NG | CC | 186 | 158.6 | 2245 | 1151455.42 | 493894.14 |  | IPP Non-CHP | N | OP |  |  |  | Eastern
NGCC | PA | PA-Eastern | Liberty Electric Power Plant | 55231 | STG | NG | CC | 242 | 223.8 | 2245 | 1498130.17 | 642593.45 |  | IPP Non-CHP | N | OP |  |  |  | Eastern
EXCLUDE | KY | KY-Eastern | Marshall Energy Facility | 55232 | CT1 | NG | GT | 86 | 72.7 | 1192 | 16648 | 10553.62 |  | Electric Utility | N | OP |  | Simple cycle unit |  | Eastern
EXCLUDE | KY | KY-Eastern | Marshall Energy Facility | 55232 | CT2 | NG | GT | 86 | 72.7 | 1192 | 16648 | 10881.75 |  | Electric Utility | N | OP |  | Simple cycle unit |  | Eastern
EXCLUDE | KY | KY-Eastern | Marshall Energy Facility | 55232 | CT3 | NG | GT | 86 | 72.7 | 1192 | 16648 | 11151.47 |  | Electric Utility | N | OP |  | Simple cycle unit |  | Eastern
EXCLUDE | KY | KY-Eastern | Marshall Energy Facility | 55232 | CT4 | NG | GT | 86 | 72.7 | 1192 | 16648 | 11454.53 |  | Electric Utility | N | SB |  | Simple cycle unit |  | Eastern
EXCLUDE | KY | KY-Eastern | Marshall Energy Facility | 55232 | CT5 | NG | GT | 86 | 72.7 | 1192 | 16648 | 12888.96 |  | Electric Utility | N | SB |  | Simple cycle unit |  | Eastern
EXCLUDE | KY | KY-Eastern | Marshall Energy Facility | 55232 | CT6 | NG | GT | 86 | 72.7 | 1192 | 16648 | 13350.67 |  | Electric Utility | N | SB |  | Simple cycle unit |  | Eastern
EXCLUDE | KY | KY-Eastern | Marshall Energy Facility | 55232 | CT7 | NG | GT | 86 | 72.7 | 1192 | 16648 | 12666.9 |  | Electric Utility | N | SB |  | Simple cycle unit |  | Eastern
EXCLUDE | KY | KY-Eastern | Marshall Energy Facility | 55232 | CT8 | NG | GT | 86 | 72.7 | 1192 | 16648 | 11896.15 |  | Electric Utility | N | SB |  | Simple cycle unit |  | Eastern
EXCLUDE | PA | PA-Eastern | Handsome Lake Energy LLC | 55233 | GT01 | NG | GT | 58.9 | 53.5 | 520 | 23446 | 15601.9 |  | IPP Non-CHP | N | OP |  | Simple cycle unit |  | Eastern
EXCLUDE | PA | PA-Eastern | Handsome Lake Energy LLC | 55233 | GT02 | NG | GT | 58.9 | 53.5 | 520 | 23446 | 15457.1 |  | IPP Non-CHP | N | OP |  | Simple cycle unit |  | Eastern
EXCLUDE | PA | PA-Eastern | Handsome Lake Energy LLC | 55233 | GT03 | NG | GT | 58.9 | 53.5 | 520 | 23446 | 15609.9 |  | IPP Non-CHP | N | OP |  | Simple cycle unit |  | Eastern
EXCLUDE | PA | PA-Eastern | Handsome Lake Energy LLC | 55233 | GT04 | NG | GT | 58.9 | 53.5 | 520 | 23446 | 18386.3 |  | IPP Non-CHP | N | OP |  | Simple cycle unit |  | Eastern
EXCLUDE | PA | PA-Eastern | Handsome Lake Energy LLC | 55233 | GT05 | NG | GT | 58.9 | 53.5 | 520 | 23446 | 16563.6 |  | IPP Non-CHP | N | OP |  | Simple cycle unit |  | Eastern
EXCLUDE | MO | MO-Eastern | Audrain Generating Station | 55234 | GT1 | NG | GT | 101.8 | 75 | 971 | 8581.13 | 7834.52 |  | Electric Utility | N | OP |  | Simple cycle unit |  | Eastern
EXCLUDE | MO | MO-Eastern | Audrain Generating Station | 55234 | GT2 | NG | GT | 101.8 | 75 | 971 | 8581.13 | 7050.49 |  | Electric Utility | N | OP |  | Simple cycle unit |  | Eastern
EXCLUDE | MO | MO-Eastern | Audrain Generating Station | 55234 | GT3 | NG | GT | 101.8 | 75 | 971 | 8581.13 | 6803.62 |  | Electric Utility | N | OP |  | Simple cycle unit |  | Eastern
EXCLUDE | MO | MO-Eastern | Audrain Generating Station | 55234 | GT4 | NG | GT | 101.8 | 75 | 971 | 8581.13 | 6471.67 |  | Electric Utility | N | OP |  | Simple cycle unit |  | Eastern
EXCLUDE | MO | MO-Eastern | Audrain Generating Station | 55234 | GT5 | NG | GT | 101.8 | 75 | 971 | 8581.13 | 5467.19 |  | Electric Utility | N | OP |  | Simple cycle unit |  | Eastern
EXCLUDE | MO | MO-Eastern | Audrain Generating Station | 55234 | GT6 | NG | GT | 101.8 | 75 | 971 | 8581.13 | 5516.54 |  | Electric Utility | N | OP |  | Simple cycle unit |  | Eastern
EXCLUDE | MO | MO-Eastern | Audrain Generating Station | 55234 | GT7 | NG | GT | 101.8 | 75 | 971 | 8581.13 | 4386.07 |  | Electric Utility | N | OP |  | Simple cycle unit |  | Eastern
EXCLUDE | MO | MO-Eastern | Audrain Generating Station | 55234 | GT8 | NG | GT | 101.8 | 75 | 971 | 8581.13 | 4593.26 |  | Electric Utility | N | OP |  | Simple cycle unit |  | Eastern
EXCLUDE | IL | IL-Eastern | Lee Energy Facility | 55236 | CT1 | NG | GT | 101.8 | 71 | 1200 | 14013.75 | 8896 |  | IPP Non-CHP | N | OP |  | Simple cycle unit |  | Eastern
EXCLUDE | IL | IL-Eastern | Lee Energy Facility | 55236 | CT2 | NG | GT | 101.8 | 71 | 1200 | 14013.75 | 6592.04 |  | IPP Non-CHP | N | OP |  | Simple cycle unit |  | Eastern
EXCLUDE | IL | IL-Eastern | Lee Energy Facility | 55236 | CT3 | NG | GT | 101.8 | 71 | 1200 | 14013.75 | 6417.84 |  | IPP Non-CHP | N | OP |  | Simple cycle unit |  | Eastern
EXCLUDE | IL | IL-Eastern | Lee Energy Facility | 55236 | CT4 | NG | GT | 101.8 | 71 | 1200 | 14013.75 | 8816.12 |  | IPP Non-CHP | N | OP |  | Simple cycle unit |  | Eastern
EXCLUDE | IL | IL-Eastern | Lee Energy Facility | 55236 | CT5 | NG | GT | 101.8 | 71 | 1200 | 14013.75 | 7934.11 |  | IPP Non-CHP | N | OP |  | Simple cycle unit |  | Eastern
EXCLUDE | IL | IL-Eastern | Lee Energy Facility | 55236 | CT6 | NG | GT | 101.8 | 71 | 1200 | 14013.75 | 7709.55 |  | IPP Non-CHP | N | OP |  | Simple cycle unit |  | Eastern
EXCLUDE | IL | IL-Eastern | Lee Energy Facility | 55236 | CT7 | NG | GT | 101.8 | 71 | 1200 | 14013.75 | 15044.71 |  | IPP Non-CHP | N | OP |  | Simple cycle unit |  | Eastern
EXCLUDE | IL | IL-Eastern | Lee Energy Facility | 55236 | CT8 | NG | GT | 101.8 | 71 | 1200 | 14013.75 | 15289.04 |  | IPP Non-CHP | N | OP |  | Simple cycle unit |  | Eastern
EXCLUDE | IL | IL-Eastern | Energy Shelby County | 55237 | CTG1 | NG | GT | 60.5 | 42 | 444 | 6417.51 | 4253.3 |  | IPP Non-CHP | N | SB |  | Simple cycle unit |  | Eastern
EXCLUDE | IL | IL-Eastern | Energy Shelby County | 55237 | CTG2 | NG | GT | 60.5 | 42 | 444 | 6417.51 | 4205.2 |  | IPP Non-CHP | N | SB |  | Simple cycle unit |  | Eastern
EXCLUDE | IL | IL-Eastern | Energy Shelby County | 55237 | CTG3 | NG | GT | 60.5 | 42 | 444 | 6417.51 | 4812.5 |  | IPP Non-CHP | N | SB |  | Simple cycle unit |  | Eastern
EXCLUDE | IL | IL-Eastern | Energy Shelby County | 55237 | CTG4 | NG | GT | 60.5 | 42 | 444 | 6417.51 | 3965.5 |  | IPP Non-CHP | N | SB |  | Simple cycle unit |  | Eastern
EXCLUDE | IL | IL-Eastern | Energy Shelby County | 55237 | CTG5 | NG | GT | 60.5 | 42 | 444 | 6417.51 | 3094.4 |  | IPP Non-CHP | N | SB |  | Simple cycle unit |  | Eastern
EXCLUDE | IL | IL-Eastern | Energy Shelby County | 55237 | CTG6 | NG | GT | 60.5 | 42 | 444 | 6417.51 | 3786.4 |  | IPP Non-CHP | N | SB |  | Simple cycle unit |  | Eastern
EXCLUDE | IL | IL-Eastern | Energy Shelby County | 55237 | CTG7 | NG | GT | 60 | 42 | 444 | 6364.47 | 3921.1 |  | IPP Non-CHP | N | SB |  | Simple cycle unit |  | Eastern
EXCLUDE | IL | IL-Eastern | Energy Shelby County | 55237 | CTG8 | NG | GT | 60 | 42 | 444 | 6364.47 | 3944 |  | IPP Non-CHP | N | SB |  | Simple cycle unit |  | Eastern
EXCLUDE | IL | IL-Eastern | NRG Rockford I | 55238 | 0001 | NG | GT | 158 | 149.8 | 1729.3 | 22165 | 13279.26 |  | IPP Non-CHP | N | OP |  | Simple cycle unit |  | Eastern
EXCLUDE | IL | IL-Eastern | NRG Rockford I | 55238 | 0002 | NG | GT | 158 | 151.3 | 1691.5 | 22165 | 17616.76 |  | IPP Non-CHP | N | OP |  | Simple cycle unit |  | Eastern
NGCC | NJ | NJ-Eastern | Red Oak Power LLC | 55239 | 0001 | NG | CC | 212 | 165.3 | 2180 | 1115597.33 | 476528.82 |  | IPP Non-CHP | N | OP |  |  |  | Eastern
NGCC | NJ | NJ-Eastern | Red Oak Power LLC | 55239 | 0002 | NG | CC | 212 | 165.3 | 2180 | 1115597.33 | 476528.82 |  | IPP Non-CHP | N | OP |  |  |  | Eastern
NGCC | NJ | NJ-Eastern | Red Oak Power LLC | 55239 | 0003 | NG | CC | 212 | 165.3 | 2180 | 1115597.33 | 476528.82 |  | IPP Non-CHP | N | OP |  |  |  | Eastern
NGCC | NJ | NJ-Eastern | Red Oak Power LLC | 55239 | 0004 | NG | CC | 330 | 270 | 2180 | 1736543.01 | 741766.56 |  | IPP Non-CHP | N | OP |  |  |  | Eastern
NGCC | AL | AL-Eastern | Hog Bayou Energy Center | 55241 | CT01 | NG | CC | 200 | 155 | 2493 | 795515 | 353128.76 |  | IPP Non-CHP | N | OP |  |  |  | Eastern
NGCC | AL | AL-Eastern | Hog Bayou Energy Center | 55241 | ST01 | NG | CC | 80 | 75 | 2493 | 318206 | 141251.51 |  | IPP Non-CHP | N | OP |  |  |  | Eastern
NGCC | FL | FL-Eastern | Santa Rosa Energy Center | 55242 | CT01 | NG | CC | 200 | 161.4 | 1958 | 624828.42 | 279678.21 |  | IPP CHP | Y | OP |  |  |  | Eastern
NGCC | FL | FL-Eastern | Santa Rosa Energy Center | 55242 | ST01 | NG | CC | 74.5 | 74.5 | 1958 | 232748.58 | 104180.13 |  | IPP CHP | Y | OP |  |  |  | Eastern
EXCLUDE | NY | NY-Eastern | Astoria Gas Turbines | 55243 | 10 | KER | GT | 23.8 | 17 | 34.18 | 20.34 | 28.81 |  | IPP Non-CHP | N | OS |  | Simple cycle unit |  | Eastern
EXCLUDE | NY | NY-Eastern | Astoria Gas Turbines | 55243 | 11 | KER | GT | 23.8 | 17.3 | 34.18 | 20.34 | 28.81 |  | IPP Non-CHP | N | SB |  | Simple cycle unit |  | Eastern
EXCLUDE | NY | NY-Eastern | Astoria Gas Turbines | 55243 | 12 | KER | GT | 23.8 | 17.6 | 34.18 | 20.34 | 28.81 |  | IPP Non-CHP | N | SB |  | Simple cycle unit |  | Eastern
EXCLUDE | NY | NY-Eastern | Astoria Gas Turbines | 55243 | 13 | KER | GT | 23.8 | 16.9 | 34.18 | 20.34 | 28.81 |  | IPP Non-CHP | N | SB |  | Simple cycle unit |  | Eastern
EXCLUDE | NY | NY-Eastern | Astoria Gas Turbines | 55243 | 2-1 | NG | GT | 41.9 | 37.3 | 60.17 | 6097.17 | 6338.19 |  | IPP Non-CHP | N | OP |  | Simple cycle unit |  | Eastern
EXCLUDE | NY | NY-Eastern | Astoria Gas Turbines | 55243 | 2-2 | NG | GT | 41.9 | 35.1 | 60.17 | 6097.17 | 6338.19 |  | IPP Non-CHP | N | OP |  | Simple cycle unit |  | Eastern
EXCLUDE | NY | NY-Eastern | Astoria Gas Turbines | 55243 | 2-3 | NG | GT | 41.9 | 35.9 | 60.17 | 6097.17 | 6338.19 |  | IPP Non-CHP | N | OP |  | Simple cycle unit |  | Eastern
EXCLUDE | NY | NY-Eastern | Astoria Gas Turbines | 55243 | 2-4 | NG | GT | 41.9 | 34.8 | 60.17 | 6097.17 | 6338.19 |  | IPP Non-CHP | N | OP |  | Simple cycle unit |  | Eastern
EXCLUDE | NY | NY-Eastern | Astoria Gas Turbines | 55243 | 3-1 | NG | GT | 41.9 | 33.7 | 60.17 | 6097.17 | 6338.19 |  | IPP Non-CHP | N | OP |  | Simple cycle unit |  | Eastern
EXCLUDE | NY | NY-Eastern | Astoria Gas Turbines | 55243 | 3-2 | NG | GT | 41.9 | 34.7 | 60.17 | 6097.17 | 6338.19 |  | IPP Non-CHP | N | OP |  | Simple cycle unit |  | Eastern
EXCLUDE | NY | NY-Eastern | Astoria Gas Turbines | 55243 | 3-3 | NG | GT | 41.9 | 32.2 | 60.17 | 6097.17 | 6338.19 |  | IPP Non-CHP | N | OP |  | Simple cycle unit |  | Eastern
EXCLUDE | NY | NY-Eastern | Astoria Gas Turbines | 55243 | 3-4 | NG | GT | 41.9 | 34.6 | 60.17 | 6097.17 | 6338.19 |  | IPP Non-CHP | N | OP |  | Simple cycle unit |  | Eastern
EXCLUDE | NY | NY-Eastern | Astoria Gas Turbines | 55243 | 4-1 | NG | GT | 41.9 | 32.9 | 60.17 | 6097.17 | 6338.19 |  | IPP Non-CHP | N | OP |  | Simple cycle unit |  | Eastern
EXCLUDE | NY | NY-Eastern | Astoria Gas Turbines | 55243 | 4-2 | NG | GT | 41.9 | 32.1 | 60.17 | 6097.17 | 6338.19 |  | IPP Non-CHP | N | OP |  | Simple cycle unit |  | Eastern
EXCLUDE | NY | NY-Eastern | Astoria Gas Turbines | 55243 | 4-3 | NG | GT | 41.9 | 33 | 60.17 | 6097.17 | 6338.19 |  | IPP Non-CHP | N | OP |  | Simple cycle unit |  | Eastern
EXCLUDE | NY | NY-Eastern | Astoria Gas Turbines | 55243 | 4-4 | NG | GT | 41.9 | 34 | 60.17 | 6097.17 | 6338.19 |  | IPP Non-CHP | N | OP |  | Simple cycle unit |  | Eastern
EXCLUDE | NY | NY-Eastern | Astoria Gas Turbines | 55243 | 5 | KER | GT | 16.3 | 12.9 | 23.41 | 13.54 | 19.73 |  | IPP Non-CHP | N | SB |  | Simple cycle unit |  | Eastern
EXCLUDE | NY | NY-Eastern | Astoria Gas Turbines | 55243 | 7 | KER | GT | 16.3 | 12.1 | 23.41 | 13.54 | 19.73 |  | IPP Non-CHP | N | SB |  | Simple cycle unit |  | Eastern
EXCLUDE | NY | NY-Eastern | Astoria Gas Turbines | 55243 | 8 | KER | GT | 16.3 | 11.9 | 23.41 | 13.54 | 19.73 |  | IPP Non-CHP | N | SB |  | Simple cycle unit |  | Eastern
EXCLUDE | NY | NY-Eastern | Astoria Gas Turbines | 55243 | 9 | KER | GT | 19.2 | 16.3 | 0 | 0 | 0 |  | IPP Non-CHP | N | RE | 2002 | Retired prior to 2012 |  | Eastern
EXCLUDE | GA | GA-Eastern | Doyle Generating Facility | 55244 | CTG1 | NG | GT | 64 | 59.9 | 850 | 10665.94 | 6354.25 |  | IPP Non-CHP | N | SB |  | Simple cycle unit |  | Eastern
EXCLUDE | GA | GA-Eastern | Doyle Generating Facility | 55244 | CTG2 | NG | GT | 71.8 | 59.4 | 850 | 11965.85 | 7094.91 |  | IPP Non-CHP | N | SB |  | Simple cycle unit |  | Eastern
EXCLUDE | GA | GA-Eastern | Doyle Generating Facility | 55244 | CTG3 | NG | GT | 71.8 | 59.9 | 850 | 11965.85 | 7710 |  | IPP Non-CHP | N | SB |  | Simple cycle unit |  | Eastern
EXCLUDE | GA | GA-Eastern | Doyle Generating Facility | 55244 | CTG4 | NG | GT | 100.7 | 73.8 | 975 | 16782.18 | 15536.21 |  | IPP Non-CHP | N | SB |  | Simple cycle unit |  | Eastern
EXCLUDE | GA | GA-Eastern | Doyle Generating Facility | 55244 | CTG5 | NG | GT | 100.7 | 73.9 | 975 | 16782.18 | 14792.1 |  | IPP Non-CHP | N | SB |  | Simple cycle unit |  | Eastern
EXCLUDE | IL | IL-Eastern | Tuscola Station | 55245 | TG1 | BIT | ST | 6 | 3.8 | 252 | 13406.51 | 92247.56 |  | Industrial CHP | Y | OP |  | Commercial/Industrial Unit |  | Eastern
EXCLUDE | IL | IL-Eastern | Tuscola Station | 55245 | TG2 | BIT | ST | 6 | 4.9 | 252 | 13737.78 | 94526.97 |  | Industrial CHP | Y | OP |  | Commercial/Industrial Unit |  | Eastern
EXCLUDE | IL | IL-Eastern | Tuscola Station | 55245 | TG3 | BIT | ST | 6 | 4.8 | 252 | 19435 | 133728.45 |  | Industrial CHP | Y | OP |  | Commercial/Industrial Unit |  | Eastern
EXCLUDE | OH | OH-Eastern | Darby Electric Generating Station | 55247 | GT1 | NG | GT | 94 | 72.5 | 1115 | 12834.83 | 10240.6 |  | Electric Utility | N | OP |  | Simple cycle unit |  | Eastern
EXCLUDE | OH | OH-Eastern | Darby Electric Generating Station | 55247 | GT2 | NG | GT | 94 | 72.5 | 1115 | 12834.83 | 10245.5 |  | Electric Utility | N | OP |  | Simple cycle unit |  | Eastern
EXCLUDE | OH | OH-Eastern | Darby Electric Generating Station | 55247 | GT3 | NG | GT | 94 | 72.5 | 1115 | 12834.83 | 9887.7 |  | Electric Utility | N | OP |  | Simple cycle unit |  | Eastern
EXCLUDE | OH | OH-Eastern | Darby Electric Generating Station | 55247 | GT4 | NG | GT | 94 | 72.5 | 1115 | 12834.83 | 9289.9 |  | Electric Utility | N | OP |  | Simple cycle unit |  | Eastern
EXCLUDE | OH | OH-Eastern | Darby Electric Generating Station | 55247 | GT5 | NG | GT | 94 | 72.5 | 1115 | 12834.83 | 7318.3 |  | Electric Utility | N | OP |  | Simple cycle unit |  | Eastern
EXCLUDE | OH | OH-Eastern | Darby Electric Generating Station | 55247 | GT6 | NG | GT | 94 | 72.5 | 1115 | 12834.83 | 9776.3 |  | Electric Utility | N | OP |  | Simple cycle unit |  | Eastern
EXCLUDE | OH | OH-Eastern | Tait Electric Generating Station | 55248 | GT4 | NG | GT | 94 | 85 | 1160 | 24713.25 | 21302.5 |  | IPP Non-CHP | N | OP |  | Simple cycle unit |  | Eastern
EXCLUDE | OH | OH-Eastern | Tait Electric Generating Station | 55248 | GT5 | NG | GT | 94 | 85 | 1160 | 24713.25 | 20719 |  | IPP Non-CHP | N | OP |  | Simple cycle unit |  | Eastern
EXCLUDE | OH | OH-Eastern | Tait Electric Generating Station | 55248 | GT6 | NG | GT | 94 | 85 | 1160 | 24713.25 | 17430.1 |  | IPP Non-CHP | N | OP |  | Simple cycle unit |  | Eastern
EXCLUDE | OH | OH-Eastern | Tait Electric Generating Station | 55248 | GT7 | NG | GT | 94 | 85 | 1160 | 24713.25 | 17452.5 |  | IPP Non-CHP | N | OP |  | Simple cycle unit |  | Eastern
EXCLUDE | IL | IL-Eastern | University Park South | 55250 | UPG1 | NG | GT | 57 | 50 | 600 | 19076.17 | 13563.38 |  | IPP Non-CHP | N | OP |  | Simple cycle unit |  | Eastern
EXCLUDE | IL | IL-Eastern | University Park South | 55250 | UPG2 | NG | GT | 57 | 50 | 600 | 19076.17 | 13563.38 |  | IPP Non-CHP | N | OP |  | Simple cycle unit |  | Eastern
EXCLUDE | IL | IL-Eastern | University Park South | 55250 | UPG3 | NG | GT | 57 | 50 | 600 | 19076.17 | 13563.38 |  | IPP Non-CHP | N | OP |  | Simple cycle unit |  | Eastern
EXCLUDE | IL | IL-Eastern | University Park South | 55250 | UPG4 | NG | GT | 57 | 50 | 600 | 19076.17 | 13563.38 |  | IPP Non-CHP | N | OP |  | Simple cycle unit |  | Eastern
EXCLUDE | IL | IL-Eastern | University Park South | 55250 | UPG5 | NG | GT | 57 | 50 | 600 | 19076.17 | 13563.38 |  | IPP Non-CHP | N | OP |  | Simple cycle unit |  | Eastern
EXCLUDE | IL | IL-Eastern | University Park South | 55250 | UPG6 | NG | GT | 57 | 50 | 600 | 19076.17 | 13563.38 |  | IPP Non-CHP | N | OP |  | Simple cycle unit |  | Eastern
EXCLUDE | TN | TN-Eastern | Gleason Generating Facility | 55251 | CTG1 | NG | GT | 185.4 | 120 | 1800 | 8602.59 | 8705.34 |  | Electric Utility | N | OP |  | Simple cycle unit |  | Eastern
EXCLUDE | TN | TN-Eastern | Gleason Generating Facility | 55251 | CTG2 | NG | GT | 191.2 | 100 | 1800 | 8871.71 | 10340.26 |  | Electric Utility | N | OP |  | Simple cycle unit |  | Eastern
EXCLUDE | TN | TN-Eastern | Gleason Generating Facility | 55251 | CTG3 | NG | GT | 191.2 | 140 | 1800 | 8871.71 | 3033.24 |  | Electric Utility | N | OP |  | Simple cycle unit |  | Eastern
EXCLUDE | NM | NM-Western | Eddy County Generating Station | 55252 | 0001 | NG | GT | 44 | 37 | 0 | 0 | 0 |  | Electric Utility | N | IP |  | Status of Operation (IP, L, P, T) |  | Western
EXCLUDE | IL | IL-Eastern | Crete Energy Venture LLC | 55253 | GT1 | NG | GT | 89 | 75 | 1100 | 7426.5 | 5353.42 |  | IPP Non-CHP | N | OP |  | Simple cycle unit |  | Eastern
EXCLUDE | IL | IL-Eastern | Crete Energy Venture LLC | 55253 | GT2 | NG | GT | 89 | 75 | 1100 | 7426.5 | 5557.23 |  | IPP Non-CHP | N | OP |  | Simple cycle unit |  | Eastern
EXCLUDE | IL | IL-Eastern | Crete Energy Venture LLC | 55253 | GT3 | NG | GT | 89 | 75 | 1100 | 7426.5 | 5440.36 |  | IPP Non-CHP | N | OP |  | Simple cycle unit |  | Eastern
EXCLUDE | IL | IL-Eastern | Crete Energy Venture LLC | 55253 | GT4 | NG | GT | 89 | 75 | 1100 | 7426.5 | 6240.19 |  | IPP Non-CHP | N | OP |  | Simple cycle unit |  | Eastern
EXCLUDE | AZ | AZ-Western | Ina Road Water Pollution Control Fac | 55257 | 1 | NG | IC | 0.6 | 0.6 | 0 | 0 | 0 |  | Commercial CHP | Y | OP | 2013 | Commercial/Industrial Unit |  | Western
EXCLUDE | AZ | AZ-Western | Ina Road Water Pollution Control Fac | 55257 | 2 | NG | IC | 0.6 | 0.6 | 0 | 0 | 0 |  | Commercial CHP | Y | OP | 2013 | Commercial/Industrial Unit |  | Western
EXCLUDE | AZ | AZ-Western | Ina Road Water Pollution Control Fac | 55257 | 3 | NG | IC | 0.6 | 0.6 | 0 | 0 | 0 |  | Commercial CHP | Y | OP | 2013 | Commercial/Industrial Unit |  | Western
EXCLUDE | AZ | AZ-Western | Ina Road Water Pollution Control Fac | 55257 | 4 | NG | IC | 0.6 | 0.6 | 0 | 0 | 0 |  | Commercial CHP | Y | OP | 2013 | Commercial/Industrial Unit |  | Western
EXCLUDE | AZ | AZ-Western | Ina Road Water Pollution Control Fac | 55257 | 5 | NG | IC | 0.6 | 0.6 | 0 | 0 | 0 |  | Commercial CHP | Y | OP | 2013 | Commercial/Industrial Unit |  | Western
EXCLUDE | AZ | AZ-Western | Ina Road Water Pollution Control Fac | 55257 | 6 | NG | IC | 0.6 | 0.6 | 0 | 0 | 0 |  | Commercial CHP | Y | OP | 2013 | Commercial/Industrial Unit |  | Western
EXCLUDE | AZ | AZ-Western | Ina Road Water Pollution Control Fac | 55257 | 7 | NG | IC | 0.6 | 0.6 | 0 | 0 | 0 |  | Commercial CHP | Y | OP | 2013 | Commercial/Industrial Unit |  | Western
NGCC | IN | IN-Eastern | Whiting Clean Energy | 55259 | CT1 | NG | CC | 181.9 | 150 | 2994 | 618888.89 | 442917.72 |  | IPP CHP | Y | OP |  |  |  | Eastern
NGCC | IN | IN-Eastern | Whiting Clean Energy | 55259 | CT2 | NG | CC | 181.9 | 150 | 2994 | 618888.89 | 442917.72 |  | IPP CHP | Y | OP |  |  |  | Eastern
NGCC | IN | IN-Eastern | Whiting Clean Energy | 55259 | ST1 | NG | CC | 213 | 213 | 2994 | 724702.22 | 518644.71 |  | IPP CHP | Y | OP |  |  |  | Eastern
EXCLUDE | OH | OH-Eastern | Bowling Green Generating Station | 55262 | CT1 | NG | GT | 33 | 26 | 338 | 2382.67 | 885.32 |  | Electric Utility | N | OP |  | Simple cycle unit |  | Eastern
EXCLUDE | OH | OH-Eastern | Bowling Green Generating Station | 55262 | CT2 | NG | GT | 16.5 | 12 | 169 | 1191.33 | 442.66 |  | Electric Utility | N | OP |  | Simple cycle unit |  | Eastern
EXCLUDE | OH | OH-Eastern | Galion Generating Station | 55263 | CT1 | NG | GT | 33 | 26 | 338 | 1310 | 832.03 |  | Electric Utility | N | OP |  | Simple cycle unit |  | Eastern
EXCLUDE | OH | OH-Eastern | Galion Generating Station | 55263 | CT2 | NG | GT | 16.5 | 12 | 169 | 655 | 416.02 |  | Electric Utility | N | OP |  | Simple cycle unit |  | Eastern
EXCLUDE | OH | OH-Eastern | Napoleon Peaking Station | 55264 | CT1 | NG | GT | 33 | 26 | 338 | 1299.33 | 743.95 |  | Electric Utility | N | OP |  | Simple cycle unit |  | Eastern
EXCLUDE | OH | OH-Eastern | Napoleon Peaking Station | 55264 | CT2 | NG | GT | 16.5 | 12 | 169 | 649.67 | 371.98 |  | Electric Utility | N | OP |  | Simple cycle unit |  | Eastern
EXCLUDE | MN | MN-Eastern | Lake Benton II | 55265 | EXIS | WND | WT | 103.5 | 103.5 | 0 | 277247 | 0 |  | IPP Non-CHP | N | OP |  | Non Combustion (NUC, WAT, WND, GEO, or SUN) |  | Eastern
EXCLUDE | GA | GA-Eastern | Edward L. Addison Generating Plant | 55267 | 712 | NG | GT | 175.3 | 151.7 | 1882.75 | 97460.75 | 61127.12 |  | IPP Non-CHP | N | OP |  | Simple cycle unit |  | Eastern
EXCLUDE | GA | GA-Eastern | Edward L. Addison Generating Plant | 55267 | 713 | NG | GT | 175.3 | 152.1 | 1882.75 | 97460.75 | 61127.12 |  | IPP Non-CHP | N | OP |  | Simple cycle unit |  | Eastern
EXCLUDE | GA | GA-Eastern | Edward L. Addison Generating Plant | 55267 | 714 | NG | GT | 175.3 | 149.5 | 1882.75 | 97460.75 | 61127.12 |  | IPP Non-CHP | N | OP |  | Simple cycle unit |  | Eastern
EXCLUDE | GA | GA-Eastern | Edward L. Addison Generating Plant | 55267 | 715 | NG | GT | 175.3 | 145.5 | 1882.75 | 97460.75 | 61127.12 |  | IPP Non-CHP | N | OP |  | Simple cycle unit |  | Eastern
NGCC | MS | MS-Eastern | TVA Southaven Combined Cycle | 55269 | CTG1 | NG | CC | 179.3 | 157 | 2000 | 859881.86 | 359089.27 |  | Electric Utility | N | OP |  |  |  | Eastern
NGCC | MS | MS-Eastern | TVA Southaven Combined Cycle | 55269 | CTG2 | NG | CC | 179.3 | 157 | 2000 | 859881.86 | 359089.27 |  | Electric Utility | N | OP |  |  |  | Eastern
NGCC | MS | MS-Eastern | TVA Southaven Combined Cycle | 55269 | CTG3 | NG | CC | 179.3 | 157 | 2000 | 859881.86 | 359089.27 |  | Electric Utility | N | OP |  |  |  | Eastern
NGCC | MS | MS-Eastern | TVA Southaven Combined Cycle | 55269 | STG1 | NG | CC | 122 | 103 | 2000 | 585084.14 | 244332.91 |  | Electric Utility | N | OP |  |  |  | Eastern
NGCC | MS | MS-Eastern | TVA Southaven Combined Cycle | 55269 | STG2 | NG | CC | 122 | 103 | 2000 | 585084.14 | 244332.91 |  | Electric Utility | N | OP |  |  |  | Eastern
NGCC | MS | MS-Eastern | TVA Southaven Combined Cycle | 55269 | STG3 | NG | CC | 122 | 103 | 2000 | 585084.14 | 244332.91 |  | Electric Utility | N | OP |  |  |  | Eastern
NGCC | MI | MI-Eastern | Jackson Michigan Facility | 55270 | 7EA | NG | CC | 79 | 70 | 1260 | 204187.98 | 104751.53 |  | IPP Non-CHP | N | OP |  |  |  | Eastern
NGCC | MI | MI-Eastern | Jackson Michigan Facility | 55270 | LM1 | NG | CC | 60 | 49 | 650 | 155079.48 | 79558.12 |  | IPP Non-CHP | N | OP |  |  |  | Eastern
NGCC | MI | MI-Eastern | Jackson Michigan Facility | 55270 | LM2 | NG | CC | 60 | 49 | 650 | 155079.48 | 79558.12 |  | IPP Non-CHP | N | OP |  |  |  | Eastern
NGCC | MI | MI-Eastern | Jackson Michigan Facility | 55270 | LM3 | NG | CC | 60 | 49 | 650 | 155079.48 | 79558.12 |  | IPP Non-CHP | N | OP |  |  |  | Eastern
NGCC | MI | MI-Eastern | Jackson Michigan Facility | 55270 | LM4 | NG | CC | 60 | 49 | 650 | 155079.48 | 79558.12 |  | IPP Non-CHP | N | OP |  |  |  | Eastern
NGCC | MI | MI-Eastern | Jackson Michigan Facility | 55270 | LM5 | NG | CC | 60 | 49 | 650 | 155079.48 | 79558.12 |  | IPP Non-CHP | N | OP |  |  |  | Eastern
NGCC | MI | MI-Eastern | Jackson Michigan Facility | 55270 | LM6 | NG | CC | 60 | 49 | 650 | 155079.48 | 79558.12 |  | IPP Non-CHP | N | OP |  |  |  | Eastern
NGCC | MI | MI-Eastern | Jackson Michigan Facility | 55270 | ST1 | NG | CC | 105 | 100 | 650 | 271389.08 | 139226.72 |  | IPP Non-CHP | N | OP |  |  |  | Eastern
NGCC | MI | MI-Eastern | Jackson Michigan Facility | 55270 | ST2 | NG | CC | 105 | 100 | 650 | 271389.08 | 139226.72 |  | IPP Non-CHP | N | OP |  |  |  | Eastern
NGCC | AL | AL-Eastern | Tenaska Lindsay Hill Generating Station | 55271 | GTG1 | NG | CC | 183.1 | 152 | 2405 | 572609.09 | 238567.23 |  | IPP Non-CHP | N | OP |  |  |  | Eastern
NGCC | AL | AL-Eastern | Tenaska Lindsay Hill Generating Station | 55271 | GTG2 | NG | CC | 183.1 | 152 | 2405 | 572609.09 | 238567.23 |  | IPP Non-CHP | N | OP |  |  |  | Eastern
NGCC | AL | AL-Eastern | Tenaska Lindsay Hill Generating Station | 55271 | GTG3 | NG | CC | 183.1 | 149 | 2405 | 572609.09 | 238567.23 |  | IPP Non-CHP | N | OP |  |  |  | Eastern
NGCC | AL | AL-Eastern | Tenaska Lindsay Hill Generating Station | 55271 | STG1 | NG | CC | 390.1 | 392 | 2405 | 1219960.72 | 508274.58 |  | IPP Non-CHP | N | OP |  |  |  | Eastern
EXCLUDE | GA | GA-Eastern | State Farm Support Center East | 55274 | 2A | DFO | IC | 1.8 | 1.8 | 0 | 0 | 0 |  | Commercial Non-CHP | N | SB |  | Commercial/Industrial Unit |  | Eastern
EXCLUDE | GA | GA-Eastern | State Farm Support Center East | 55274 | 2B | DFO | IC | 1.8 | 1.8 | 0 | 0 | 0 |  | Commercial Non-CHP | N | SB |  | Commercial/Industrial Unit |  | Eastern
EXCLUDE | GA | GA-Eastern | State Farm Support Center East | 55274 | 3A | DFO | IC | 1.8 | 1.8 | 0 | 0 | 0 |  | Commercial Non-CHP | N | SB |  | Commercial/Industrial Unit |  | Eastern
EXCLUDE | GA | GA-Eastern | State Farm Support Center East | 55274 | 3B | DFO | IC | 1.8 | 1.8 | 0 | 0 | 0 |  | Commercial Non-CHP | N | SB |  | Commercial/Industrial Unit |  | Eastern
EXCLUDE | GA | GA-Eastern | State Farm Support Center East | 55274 | 4A | DFO | IC | 1.8 | 1.8 | 0 | 0 | 0 |  | Commercial Non-CHP | N | SB |  | Commercial/Industrial Unit |  | Eastern
EXCLUDE | GA | GA-Eastern | State Farm Support Center East | 55274 | 4B | DFO | IC | 1.8 | 1.8 | 0 | 0 | 0 |  | Commercial Non-CHP | N | SB |  | Commercial/Industrial Unit |  | Eastern
EXCLUDE | WV | WV-Eastern | Ceredo Generating Station | 55276 | 01 | NG | GT | 86.5 | 75 | 1114 | 5447.83 | 4808.6 |  | Electric Utility | N | OP |  | Simple cycle unit |  | Eastern
EXCLUDE | WV | WV-Eastern | Ceredo Generating Station | 55276 | 02 | NG | GT | 86.5 | 75 | 1114 | 5447.83 | 5644 |  | Electric Utility | N | OP |  | Simple cycle unit |  | Eastern
EXCLUDE | WV | WV-Eastern | Ceredo Generating Station | 55276 | 03 | NG | GT | 86.5 | 75 | 1114 | 5447.83 | 3715.8 |  | Electric Utility | N | OP |  | Simple cycle unit |  | Eastern
EXCLUDE | WV | WV-Eastern | Ceredo Generating Station | 55276 | 04 | NG | GT | 86.5 | 75 | 1114 | 5447.83 | 4266.3 |  | Electric Utility | N | OP |  | Simple cycle unit |  | Eastern
EXCLUDE | WV | WV-Eastern | Ceredo Generating Station | 55276 | 05 | NG | GT | 86.5 | 75 | 1114 | 5447.83 | 3061.2 |  | Electric Utility | N | OP |  | Simple cycle unit |  | Eastern
EXCLUDE | WV | WV-Eastern | Ceredo Generating Station | 55276 | 06 | NG | GT | 86.5 | 75 | 1114 | 5447.83 | 2978 |  | Electric Utility | N | OP |  | Simple cycle unit |  | Eastern
EXCLUDE | WY | WY-Western | Beaver Creek Gas Plant | 55278 | 1 | NG | GT | 2.5 | 1.8 | 0 | 0 | 5489.46 |  | Industrial CHP | Y | OP |  | Commercial/Industrial Unit |  | Western
EXCLUDE | WY | WY-Western | Beaver Creek Gas Plant | 55278 | 2 | NG | GT | 2.5 | 1.8 | 0 | 0 | 5489.46 |  | Industrial CHP | Y | OP |  | Commercial/Industrial Unit |  | Western
EXCLUDE | IL | IL-Eastern | Aurora | 55279 | CTG1 | NG | GT | 213 | 145 | 2050 | 12493.49 | 9475.37 |  | IPP Non-CHP | N | OP |  | Simple cycle unit |  | Eastern
EXCLUDE | IL | IL-Eastern | Aurora | 55279 | CTG10 | NG | GT | 71 | 42 | 510 | 4164.5 | 1777.01 |  | IPP Non-CHP | N | OP |  | Simple cycle unit |  | Eastern
EXCLUDE | IL | IL-Eastern | Aurora | 55279 | CTG2 | NG | GT | 213 | 145 | 2050 | 12493.49 | 8841.24 |  | IPP Non-CHP | N | OP |  | Simple cycle unit |  | Eastern
EXCLUDE | IL | IL-Eastern | Aurora | 55279 | CTG3 | NG | GT | 210 | 145 | 2050 | 12317.53 | 10826.41 |  | IPP Non-CHP | N | OP |  | Simple cycle unit |  | Eastern
EXCLUDE | IL | IL-Eastern | Aurora | 55279 | CTG4 | NG | GT | 213 | 145 | 2050 | 12493.49 | 12345.04 |  | IPP Non-CHP | N | OP |  | Simple cycle unit |  | Eastern
EXCLUDE | IL | IL-Eastern | Aurora | 55279 | CTG5 | NG | GT | 71 | 42 | 510 | 4164.5 | 2537.35 |  | IPP Non-CHP | N | OP |  | Simple cycle unit |  | Eastern
EXCLUDE | IL | IL-Eastern | Aurora | 55279 | CTG6 | NG | GT | 71 | 42 | 510 | 4164.5 | 2205.35 |  | IPP Non-CHP | N | OP |  | Simple cycle unit |  | Eastern
EXCLUDE | IL | IL-Eastern | Aurora | 55279 | CTG7 | NG | GT | 71 | 42 | 510 | 4164.5 | 1715.55 |  | IPP Non-CHP | N | OP |  | Simple cycle unit |  | Eastern
EXCLUDE | IL | IL-Eastern | Aurora | 55279 | CTG8 | NG | GT | 71 | 42 | 510 | 4164.5 | 1778.06 |  | IPP Non-CHP | N | OP |  | Simple cycle unit |  | Eastern
EXCLUDE | IL | IL-Eastern | Aurora | 55279 | CTG9 | NG | GT | 71 | 42 | 510 | 4164.5 | 2052.84 |  | IPP Non-CHP | N | OP |  | Simple cycle unit |  | Eastern
EXCLUDE | IL | IL-Eastern | Southeast Chicago Energy Project | 55281 | GT05 | NG | GT | 50.9 | 37 | 467 | 3442.88 | 2749.7 |  | IPP Non-CHP | N | OP |  | Simple cycle unit |  | Eastern
EXCLUDE | IL | IL-Eastern | Southeast Chicago Energy Project | 55281 | GT06 | NG | GT | 50.9 | 37 | 467 | 3442.88 | 2888.7 |  | IPP Non-CHP | N | OP |  | Simple cycle unit |  | Eastern
EXCLUDE | IL | IL-Eastern | Southeast Chicago Energy Project | 55281 | GT07 | NG | GT | 50.9 | 37 | 467 | 3442.88 | 2863.4 |  | IPP Non-CHP | N | OP |  | Simple cycle unit |  | Eastern
EXCLUDE | IL | IL-Eastern | Southeast Chicago Energy Project | 55281 | GT08 | NG | GT | 50.9 | 37 | 467 | 3442.88 | 2584 |  | IPP Non-CHP | N | OP |  | Simple cycle unit |  | Eastern
EXCLUDE | IL | IL-Eastern | Southeast Chicago Energy Project | 55281 | GT09 | NG | GT | 50.9 | 37 | 467 | 3442.88 | 2880.9 |  | IPP Non-CHP | N | OP |  | Simple cycle unit |  | Eastern
EXCLUDE | IL | IL-Eastern | Southeast Chicago Energy Project | 55281 | GT10 | NG | GT | 50.9 | 37 | 467 | 3442.88 | 3266 |  | IPP Non-CHP | N | OP |  | Simple cycle unit |  | Eastern
EXCLUDE | IL | IL-Eastern | Southeast Chicago Energy Project | 55281 | GT11 | NG | GT | 50.9 | 37 | 467 | 3442.88 | 2852.1 |  | IPP Non-CHP | N | OP |  | Simple cycle unit |  | Eastern
EXCLUDE | IL | IL-Eastern | Southeast Chicago Energy Project | 55281 | GT12 | NG | GT | 50.9 | 37 | 467 | 3442.88 | 2693.2 |  | IPP Non-CHP | N | OP |  | Simple cycle unit |  | Eastern
NGCC | AZ | AZ-Western | Arlington Valley Energy Facility | 55282 | CTG1 | NG | CC | 198 | 161 | 2195 | 481700.95 | 207606.34 |  | IPP Non-CHP | N | OP |  |  |  | Western
NGCC | AZ | AZ-Western | Arlington Valley Energy Facility | 55282 | CTG2 | NG | CC | 198 | 161 | 2195 | 481700.95 | 207606.34 |  | IPP Non-CHP | N | OP |  |  |  | Western
NGCC | AZ | AZ-Western | Arlington Valley Energy Facility | 55282 | STG1 | NG | CC | 317 | 257 | 2195 | 771208.09 | 332379.84 |  | IPP Non-CHP | N | OP |  |  |  | Western
EXCLUDE | CO | CO-Western | Plains End II LLC | 56516 | 2G05 | NG | IC | 8.4 | 8.3 | 0 | 0 | 0 |  | IPP Non-CHP | N | OP |  | Internal Combustion |  | Western
EXCLUDE | CO | CO-Western | Plains End II LLC | 56516 | 2G06 | NG | IC | 8.4 | 8.3 | 0 | 0 | 0 |  | IPP Non-CHP | N | OP |  | Internal Combustion |  | Western
EXCLUDE | CO | CO-Western | Plains End II LLC | 56516 | 2G07 | NG | IC | 8.4 | 8.3 | 0 | 0 | 0 |  | IPP Non-CHP | N | OP |  | Internal Combustion |  | Western
EXCLUDE | WV | WV-Eastern | Big Sandy Peaker Plant | 55284 | BSG1 | NG | GT | 57 | 50 | 600 | 6550.17 | 4479.6 |  | IPP Non-CHP | N | OP |  | Simple cycle unit |  | Eastern
EXCLUDE | WV | WV-Eastern | Big Sandy Peaker Plant | 55284 | BSG2 | NG | GT | 57 | 50 | 600 | 6550.17 | 4479.6 |  | IPP Non-CHP | N | OP |  | Simple cycle unit |  | Eastern
EXCLUDE | WV | WV-Eastern | Big Sandy Peaker Plant | 55284 | BSG3 | NG | GT | 57 | 50 | 600 | 6550.17 | 4479.6 |  | IPP Non-CHP | N | OP |  | Simple cycle unit |  | Eastern
EXCLUDE | WV | WV-Eastern | Big Sandy Peaker Plant | 55284 | BSG4 | NG | GT | 57 | 50 | 600 | 6550.17 | 4479.6 |  | IPP Non-CHP | N | OP |  | Simple cycle unit |  | Eastern
EXCLUDE | WV | WV-Eastern | Big Sandy Peaker Plant | 55284 | BSG5 | NG | GT | 57 | 50 | 600 | 6550.17 | 4479.6 |  | IPP Non-CHP | N | OP |  | Simple cycle unit |  | Eastern
EXCLUDE | WV | WV-Eastern | Big Sandy Peaker Plant | 55284 | BSG6 | NG | GT | 57 | 50 | 600 | 6550.17 | 4479.6 |  | IPP Non-CHP | N | OP |  | Simple cycle unit |  | Eastern
EXCLUDE | VA | VA-Eastern | Wolf Hills Energy | 55285 | WHG1 | NG | GT | 57 | 50 | 520 | 11295.2 | 7334.6 |  | IPP Non-CHP | N | OP |  | Simple cycle unit |  | Eastern
EXCLUDE | VA | VA-Eastern | Wolf Hills Energy | 55285 | WHG2 | NG | GT | 57 | 50 | 520 | 11295.2 | 7334.6 |  | IPP Non-CHP | N | OP |  | Simple cycle unit |  | Eastern
EXCLUDE | VA | VA-Eastern | Wolf Hills Energy | 55285 | WHG3 | NG | GT | 57 | 50 | 520 | 11295.2 | 7334.6 |  | IPP Non-CHP | N | OP |  | Simple cycle unit |  | Eastern
EXCLUDE | VA | VA-Eastern | Wolf Hills Energy | 55285 | WHG4 | NG | GT | 57 | 50 | 520 | 11295.2 | 7334.6 |  | IPP Non-CHP | N | OP |  | Simple cycle unit |  | Eastern
EXCLUDE | VA | VA-Eastern | Wolf Hills Energy | 55285 | WHG5 | NG | GT | 57 | 50 | 520 | 11295.2 | 7334.6 |  | IPP Non-CHP | N | OP |  | Simple cycle unit |  | Eastern
EXCLUDE | FL | FL-Eastern | Oleander Power Project LP | 55286 | OG1 | NG | GT | 198.9 | 163.8 | 1919 | 41964.82 | 70791.7 |  | IPP Non-CHP | N | OP |  | Simple cycle unit |  | Eastern
EXCLUDE | FL | FL-Eastern | Oleander Power Project LP | 55286 | OG2 | NG | GT | 198.9 | 155.4 | 1919 | 41964.82 | 12085.22 |  | IPP Non-CHP | N | OP |  | Simple cycle unit |  | Eastern
EXCLUDE | FL | FL-Eastern | Oleander Power Project LP | 55286 | OG3 | NG | GT | 198.9 | 155.1 | 1919 | 41964.82 | 18148.11 |  | IPP Non-CHP | N | OP |  | Simple cycle unit |  | Eastern
EXCLUDE | FL | FL-Eastern | Oleander Power Project LP | 55286 | OG4 | NG | GT | 198.9 | 155.7 | 1919 | 41964.82 | 24214.41 |  | IPP Non-CHP | N | OP |  | Simple cycle unit |  | Eastern
EXCLUDE | FL | FL-Eastern | Oleander Power Project LP | 55286 | OG5 | NG | GT | 198.8 | 160.2 | 1920 | 14152.17 | 9780.87 |  | IPP Non-CHP | N | OP |  | Simple cycle unit |  | Eastern
EXCLUDE | IA | IA-Eastern | Storm Lake II | 55287 | EXIS | WND | WT | 80.2 | 80.2 | 0 | 195964 | 0 |  | IPP Non-CHP | N | OP |  | Non Combustion (NUC, WAT, WND, GEO, or SUN) |  | Eastern
EXCLUDE | ME | ME-Eastern | Medway Hydro | 55288 | MW01 | WAT | HY | 0.6 | 0.7 | 0 | 5220.56 | 0 |  | IPP Non-CHP | N | OP |  | Non Combustion (NUC, WAT, WND, GEO, or SUN) |  | Eastern
EXCLUDE | ME | ME-Eastern | Medway Hydro | 55288 | MW02 | WAT | HY | 0.6 | 0.7 | 0 | 5220.56 | 0 |  | IPP Non-CHP | N | OP |  | Non Combustion (NUC, WAT, WND, GEO, or SUN) |  | Eastern
EXCLUDE | ME | ME-Eastern | Medway Hydro | 55288 | MW03 | WAT | HY | 0.6 | 0.7 | 0 | 5220.56 | 0 |  | IPP Non-CHP | N | OP |  | Non Combustion (NUC, WAT, WND, GEO, or SUN) |  | Eastern
EXCLUDE | ME | ME-Eastern | Medway Hydro | 55288 | MW04 | WAT | HY | 0.7 | 0.9 | 0 | 6090.66 | 0 |  | IPP Non-CHP | N | OP |  | Non Combustion (NUC, WAT, WND, GEO, or SUN) |  | Eastern
EXCLUDE | ME | ME-Eastern | Medway Hydro | 55288 | MW05 | WAT | HY | 0.7 | 0.9 | 0 | 6090.66 | 0 |  | IPP Non-CHP | N | OP |  | Non Combustion (NUC, WAT, WND, GEO, or SUN) |  | Eastern
NGCC | AL | AL-Eastern | Decatur Energy Center | 55292 | CTG1 | NG | CC | 210.8 | 155 | 2236 | 742919.09 | 324464.62 |  | IPP Non-CHP | N | OP |  |  |  | Eastern
NGCC | AL | AL-Eastern | Decatur Energy Center | 55292 | CTG2 | NG | CC | 210.8 | 155 | 2236 | 742919.09 | 324464.62 |  | IPP Non-CHP | N | OP |  |  |  | Eastern
NGCC | AL | AL-Eastern | Decatur Energy Center | 55292 | CTG3 | NG | CC | 210.8 | 155 | 2236 | 742919.09 | 324464.62 |  | IPP Non-CHP | N | OP |  |  |  | Eastern
NGCC | AL | AL-Eastern | Decatur Energy Center | 55292 | STG1 | NG | CC | 270 | 260 | 2236 | 951556.72 | 415585.61 |  | IPP Non-CHP | N | OP |  |  |  | Eastern
NGCC | AL | AL-Eastern | Morgan Energy Center | 55293 | CTG1 | NG | CC | 210 | 161 | 2236 | 945071.4 | 419965.74 |  | IPP CHP | Y | OP |  |  |  | Eastern
NGCC | AL | AL-Eastern | Morgan Energy Center | 55293 | CTG2 | NG | CC | 210 | 161 | 2236 | 945071.4 | 419965.74 |  | IPP CHP | Y | OP |  |  |  | Eastern
NGCC | AL | AL-Eastern | Morgan Energy Center | 55293 | CTG3 | NG | CC | 210 | 161 | 2236 | 945071.4 | 419965.74 |  | IPP CHP | Y | OP |  |  |  | Eastern
NGCC | AL | AL-Eastern | Morgan Energy Center | 55293 | STG1 | NG | CC | 270 | 266 | 2236 | 1215091.8 | 539955.95 |  | IPP CHP | Y | OP |  |  |  | Eastern
NGCC | ME | ME-Eastern | Westbrook Energy Center Power Plant | 55294 | GTG1 | NG | CC | 184.2 | 160.5 | 3850.2 | 799021.97 | 332832.89 |  | IPP Non-CHP | N | OP |  |  |  | Eastern
NGCC | ME | ME-Eastern | Westbrook Energy Center Power Plant | 55294 | GTG2 | NG | CC | 184.2 | 160.5 | 3850.2 | 799021.97 | 332832.89 |  | IPP Non-CHP | N | OP |  |  |  | Eastern
NGCC | ME | ME-Eastern | Westbrook Energy Center Power Plant | 55294 | STG3 | NG | CC | 195.5 | 185 | 3850.2 | 848039.06 | 353250.97 |  | IPP Non-CHP | N | OP |  |  |  | Eastern
NGCC | CA | CA-Western | Blythe Energy Inc | 55295 | CT1 | NG | CC | 182 | 156.5 | 1912 | 532592.97 | 231273.31 |  | IPP Non-CHP | N | OP |  |  |  | Western
NGCC | CA | CA-Western | Blythe Energy Inc | 55295 | CT2 | NG | CC | 182 | 156.5 | 1912 | 532592.97 | 231273.31 |  | IPP Non-CHP | N | OP |  |  |  | Western
NGCC | CA | CA-Western | Blythe Energy Inc | 55295 | ST1 | NG | CC | 227 | 201 | 1912 | 664278.05 | 288456.27 |  | IPP Non-CHP | N | OP |  |  |  | Western
EXCLUDE | IL | IL-Eastern | Calumet Energy Team LLC | 55296 | CT11 | NG | GT | 156.4 | 157.2 | 2150 | 26237.5 | 16215.63 |  | IPP Non-CHP | N | OP |  | Simple cycle unit |  | Eastern
EXCLUDE | IL | IL-Eastern | Calumet Energy Team LLC | 55296 | CT12 | NG | GT | 156.4 | 164 | 2150 | 26237.5 | 16039 |  | IPP Non-CHP | N | OP |  | Simple cycle unit |  | Eastern
NGCC | MI | MI-Eastern | New Covert Generating Facility | 55297 | 1 | NG | CC | 245 | 210.7 | 2926 | 857261.25 | 351724.73 |  | IPP Non-CHP | N | OP |  |  |  | Eastern
NGCC | MI | MI-Eastern | New Covert Generating Facility | 55297 | 1A | NG | CC | 147 | 136 | 2926 | 514356.75 | 211034.84 |  | IPP Non-CHP | N | OP |  |  |  | Eastern
NGCC | MI | MI-Eastern | New Covert Generating Facility | 55297 | 2 | NG | CC | 245 | 210.7 | 2926 | 857261.25 | 351724.73 |  | IPP Non-CHP | N | OP |  |  |  | Eastern
NGCC | MI | MI-Eastern | New Covert Generating Facility | 55297 | 2A | NG | CC | 147 | 136 | 2926 | 514356.75 | 211034.84 |  | IPP Non-CHP | N | OP |  |  |  | Eastern
NGCC | MI | MI-Eastern | New Covert Generating Facility | 55297 | 3 | NG | CC | 245 | 210.7 | 2926 | 857261.25 | 351724.73 |  | IPP Non-CHP | N | OP |  |  |  | Eastern
NGCC | MI | MI-Eastern | New Covert Generating Facility | 55297 | 3A | NG | CC | 147 | 136 | 2926 | 514356.75 | 211034.84 |  | IPP Non-CHP | N | OP |  |  |  | Eastern
NGCC | PA | PA-Eastern | Fairless Energy Center | 55298 | CT1A | NG | CC | 198.9 | 178 | 2406 | 1223420.67 | 521064.43 |  | IPP Non-CHP | N | OP |  |  |  | Eastern
NGCC | PA | PA-Eastern | Fairless Energy Center | 55298 | CT1B | NG | CC | 198.9 | 178 | 2406 | 1223420.67 | 521064.43 |  | IPP Non-CHP | N | OP |  |  |  | Eastern
NGCC | PA | PA-Eastern | Fairless Energy Center | 55298 | CT2A | NG | CC | 198.9 | 178 | 2406 | 1223420.67 | 521064.43 |  | IPP Non-CHP | N | OP |  |  |  | Eastern
NGCC | PA | PA-Eastern | Fairless Energy Center | 55298 | CT2B | NG | CC | 198.9 | 178 | 2406 | 1223420.67 | 521064.43 |  | IPP Non-CHP | N | OP |  |  |  | Eastern
NGCC | PA | PA-Eastern | Fairless Energy Center | 55298 | ST1 | NG | CC | 271.2 | 241.2 | 2406 | 1668133.16 | 710470.95 |  | IPP Non-CHP | N | OP |  |  |  | Eastern
NGCC | PA | PA-Eastern | Fairless Energy Center | 55298 | ST2 | NG | CC | 271.2 | 258 | 2406 | 1668133.16 | 710470.95 |  | IPP Non-CHP | N | OP |  |  |  | Eastern
NGCC | TX | TX-ERCOT | Channel Energy Center LLC | 55299 | CTG1 | NG | CC | 215 | 185 | 2600 | 762505.78 | 357079.64 |  | IPP CHP | Y | OP |  |  |  | ERCOT
NGCC | TX | TX-ERCOT | Channel Energy Center LLC | 55299 | CTG2 | NG | CC | 215 | 185 | 2600 | 762505.78 | 357079.64 |  | IPP CHP | Y | OP |  |  |  | ERCOT
UC-NGCC | TX | TX-ERCOT | Channel Energy Center LLC | 55299 | CTG3 | NG | CC | 208.8 | 183 | 0 | 0 | 0 |  | IPP CHP | Y | P |  |  |  | ERCOT
NGCC | TX | TX-ERCOT | Channel Energy Center LLC | 55299 | ST-1 | NG | CC | 285 | 215 | 2600 | 1010763.48 | 473338.13 |  | IPP CHP | Y | OP |  |  |  | ERCOT
EXCLUDE | UT | UT-Western | Wasatch Energy Systems Energy Recovery | 55302 | 1 | MSW | ST | 1.6 | 1.4 | 0 | 9429.37 | 138469 |  | IPP CHP | Y | OP |  | Non-Fossil Fuel Type (Less than 10% Fossil Fuel) |  | Western
EXCLUDE | GA | GA-Eastern | Baconton Power Plant | 55304 | CT1 | NG | GT | 60 | 49 | 614 | 50650.5 | 30504.08 |  | IPP Non-CHP | N | OP |  | Simple cycle unit |  | Eastern
EXCLUDE | GA | GA-Eastern | Baconton Power Plant | 55304 | CT4 | NG | GT | 60 | 49 | 614 | 50650.5 | 26225.71 |  | IPP Non-CHP | N | OP |  | Simple cycle unit |  | Eastern
EXCLUDE | GA | GA-Eastern | Baconton Power Plant | 55304 | CT5 | NG | GT | 60 | 49 | 614 | 50650.5 | 30617.57 |  | IPP Non-CHP | N | OP |  | Simple cycle unit |  | Eastern
EXCLUDE | GA | GA-Eastern | Baconton Power Plant | 55304 | CT6 | NG | GT | 60 | 49 | 614 | 50650.5 | 29050.47 |  | IPP Non-CHP | N | OP |  | Simple cycle unit |  | Eastern
NGCC | AZ | AZ-Western | Gila River Power Station | 55306 | CTG1 | NG | CC | 174 | 146 | 2093 | 276133.08 | 162560.58 |  | IPP Non-CHP | N | OP |  |  |  | Western
NGCC | AZ | AZ-Western | Gila River Power Station | 55306 | CTG2 | NG | CC | 174 | 146 | 2213 | 276133.08 | 162560.58 |  | IPP Non-CHP | N | OP |  |  |  | Western
NGCC | AZ | AZ-Western | Gila River Power Station | 55306 | CTG3 | NG | CC | 174 | 146 | 2155 | 276133.08 | 162560.58 |  | IPP Non-CHP | N | OP |  |  |  | Western
NGCC | AZ | AZ-Western | Gila River Power Station | 55306 | CTG4 | NG | CC | 174 | 146 | 2206 | 276133.08 | 162560.58 |  | IPP Non-CHP | N | OP |  |  |  | Western
NGCC | AZ | AZ-Western | Gila River Power Station | 55306 | CTG5 | NG | CC | 174 | 146 | 2163 | 276133.08 | 162560.58 |  | IPP Non-CHP | N | OP |  |  |  | Western
NGCC | AZ | AZ-Western | Gila River Power Station | 55306 | CTG6 | NG | CC | 174 | 146 | 2143 | 276133.08 | 162560.58 |  | IPP Non-CHP | N | OP |  |  |  | Western
NGCC | AZ | AZ-Western | Gila River Power Station | 55306 | CTG7 | NG | CC | 174 | 146 | 2334 | 276133.08 | 162560.58 |  | IPP Non-CHP | N | OP |  |  |  | Western
NGCC | AZ | AZ-Western | Gila River Power Station | 55306 | CTG8 | NG | CC | 174 | 146 | 2261 | 276133.08 | 162560.58 |  | IPP Non-CHP | N | OP |  |  |  | Western
NGCC | AZ | AZ-Western | Gila River Power Station | 55306 | ST10 | NG | CC | 271 | 223 | 2093 | 430069.34 | 253183.43 |  | IPP Non-CHP | N | OP |  |  |  | Western
NGCC | AZ | AZ-Western | Gila River Power Station | 55306 | ST11 | NG | CC | 271 | 223 | 2155 | 430069.34 | 253183.43 |  | IPP Non-CHP | N | OP |  |  |  | Western
NGCC | AZ | AZ-Western | Gila River Power Station | 55306 | ST12 | NG | CC | 271 | 223 | 2163 | 430069.34 | 253183.43 |  | IPP Non-CHP | N | OP |  |  |  | Western
NGCC | AZ | AZ-Western | Gila River Power Station | 55306 | ST9 | NG | CC | 271 | 223 | 2334 | 430069.34 | 253183.43 |  | IPP Non-CHP | N | OP |  |  |  | Western
EXCLUDE | KY | KY-Eastern | Calvert City | 55308 | GEN1 | NG | GT | 26.7 | 23 | 0 | 208128.48 | 224431.36 |  | Industrial CHP | Y | OP |  | Commercial/Industrial Unit |  | Eastern
EXCLUDE | TX | TX-Eastern | Air Products Port Arthur | 55309 | GEN1 | NG | CC | 37.6 | 33.2 | 0 | 212530.01 | 162382.88 |  | Industrial CHP | Y | OP |  | Commercial/Industrial Unit | Yes | Eastern
EXCLUDE | TX | TX-Eastern | Air Products Port Arthur | 55309 | GEN2 | NG | CC | 3 | 3 | 0 | 16957.18 | 12956.08 |  | Industrial CHP | Y | RE | 2012 | Commercial/Industrial Unit |  | Eastern
EXCLUDE | TX | TX-Eastern | Air Products Port Arthur | 55309 | GEN3 | NG | CC | 20.5 | 20.5 | 0 | 115874.08 | 88533.22 |  | Industrial CHP | Y | OP |  | Commercial/Industrial Unit | Yes | Eastern
EXCLUDE | TX | TX-Eastern | Air Products Port Arthur | 55309 | GEN4 | NG | CC | 78.2 | 72.4 | 0 | 442017.21 | 337721.83 |  | Industrial CHP | Y | OP |  | Commercial/Industrial Unit | Yes | Eastern
EXCLUDE | TX | TX-Eastern | Air Products Port Arthur | 55309 | GEN5 | NG | CC | 32.8 | 32.8 | 0 | 185398.52 | 141653.15 |  | Industrial CHP | Y | OP |  | Commercial/Industrial Unit | Yes | Eastern
EXCLUDE | TX | TX-ERCOT | BASF Freeport Works | 55311 | GEN1 | NG | GT | 81 | 75 | 0 | 564697 | 454024.37 |  | Industrial CHP | Y | OP |  | Commercial/Industrial Unit |  | ERCOT
EXCLUDE | TX | TX-ERCOT | BASF Freeport Works | 55311 | GEN2 | NG | ST | 11.7 | 11.7 | 0 | 39259 | 8874.36 |  | Industrial CHP | Y | OP |  | Commercial/Industrial Unit |  | ERCOT
EXCLUDE | NM | NM-Western | Phelps Dodge Cobre Mining | 55312 | 1 | DFO | IC | 0.8 | 0.8 | 0 | 0 | 0 |  | Industrial Non-CHP | N | SB |  | Commercial/Industrial Unit |  | Western
EXCLUDE | NM | NM-Western | Phelps Dodge Cobre Mining | 55312 | 2 | DFO | IC | 0.8 | 0.8 | 0 | 0 | 0 |  | Industrial Non-CHP | N | SB |  | Commercial/Industrial Unit |  | Western
EXCLUDE | NM | NM-Western | Phelps Dodge Cobre Mining | 55312 | 3 | DFO | IC | 0.8 | 0.8 | 0 | 0 | 0 |  | Industrial Non-CHP | N | OS |  | Commercial/Industrial Unit |  | Western
EXCLUDE | TX | TX-ERCOT | Ingleside Cogeneration | 55313 | CTG1 | NG | CC | 170.1 | 155 | 0 | 907561.48 | 483767.7 |  | Industrial CHP | Y | OP |  | Commercial/Industrial Unit |  | ERCOT
EXCLUDE | TX | TX-ERCOT | Ingleside Cogeneration | 55313 | CTG2 | NG | CC | 170.1 | 155 | 0 | 907561.48 | 483767.7 |  | Industrial CHP | Y | OP |  | Commercial/Industrial Unit |  | ERCOT
EXCLUDE | TX | TX-ERCOT | Ingleside Cogeneration | 55313 | STG | NG | CC | 176.8 | 150 | 0 | 943309.05 | 502822.63 |  | Industrial CHP | Y | OP |  | Commercial/Industrial Unit |  | ERCOT
EXCLUDE | IA | IA-Eastern | Alliant SBD 9702 Cedar Graphics | 55315 | GEN1 | DFO | IC | 1 | 1 | 0 | 0 | 0 |  | IPP Non-CHP | N | RE | 2007 | Retired prior to 2012 |  | Eastern
NGCC | MA | MA-Eastern | Fore River Generating Station | 55317 | GT11 | NG | CC | 278.6 | 223.9 | 3001 | 1293028.21 | 553412.92 |  | IPP Non-CHP | N | OP |  |  |  | Eastern
NGCC | MA | MA-Eastern | Fore River Generating Station | 55317 | GT12 | NG | CC | 278.6 | 225.1 | 3001 | 1293028.21 | 553412.92 |  | IPP Non-CHP | N | OP |  |  |  | Eastern
NGCC | MA | MA-Eastern | Fore River Generating Station | 55317 | ST15 | NG | CC | 315 | 239.4 | 3001 | 1461966.57 | 625718.13 |  | IPP Non-CHP | N | OP |  |  |  | Eastern
OGST | FL | FL-Eastern | Indian River | 55318 | 1 | NG | ST | 79 | 75.5 | 0 | 0 | 0 |  | Electric Utility | N | OS |  |  |  | Eastern
OGST | FL | FL-Eastern | Indian River | 55318 | 2 | NG | ST | 213 | 181.3 | 0 | 0 | 0 |  | Electric Utility | N | OS |  |  |  | Eastern
OGST | FL | FL-Eastern | Indian River | 55318 | 3 | NG | ST | 317 | 319.6 | 0 | 0 | 0 |  | Electric Utility | N | OS |  |  |  | Eastern
EXCLUDE | GA | GA-Eastern | Athens Regional Medical Center | 55319 | CT1 | DFO | IC | 0.7 | 0.7 | 0 | 0 | 0 |  | Commercial Non-CHP | N | SB |  | Commercial/Industrial Unit |  | Eastern
EXCLUDE | GA | GA-Eastern | Athens Regional Medical Center | 55319 | CT3 | DFO | IC | 0.7 | 0.7 | 0 | 0 | 0 |  | Commercial Non-CHP | N | SB |  | Commercial/Industrial Unit |  | Eastern
EXCLUDE | GA | GA-Eastern | Athens Regional Medical Center | 55319 | CU1 | DFO | IC | 0.7 | 0.7 | 0 | 0 | 0 |  | Commercial Non-CHP | N | RE | 2010 | Commercial/Industrial Unit |  | Eastern
EXCLUDE | GA | GA-Eastern | Athens Regional Medical Center | 55319 | STEG3 | DFO | IC | 0.8 | 0.8 | 0 | 0 | 0 |  | Commercial Non-CHP | N | SB |  | Commercial/Industrial Unit |  | Eastern
EXCLUDE | GA | GA-Eastern | Athens Regional Medical Center | 55319 | STEG4 | DFO | IC | 0.8 | 0.8 | 0 | 0 | 0 |  | Commercial Non-CHP | N | SB |  | Commercial/Industrial Unit |  | Eastern
EXCLUDE | GA | GA-Eastern | Athens Regional Medical Center | 55319 | STEG5 | DFO | IC | 0.8 | 0.8 | 0 | 0 | 0 |  | Commercial Non-CHP | N | SB |  | Commercial/Industrial Unit |  | Eastern
EXCLUDE | GA | GA-Eastern | Athens Regional Medical Center | 55319 | STEG6 | DFO | IC | 0.8 | 0.8 | 0 | 0 | 0 |  | Commercial Non-CHP | N | SB |  | Commercial/Industrial Unit |  | Eastern
NGCC | TX | TX-ERCOT | Wise County Power LLC | 55320 | GT1 | NG | CC | 242 | 225 | 3187.1 | 1332961.98 | 571651.7 |  | IPP Non-CHP | N | OP |  |  |  | ERCOT
NGCC | TX | TX-ERCOT | Wise County Power LLC | 55320 | GT2 | NG | CC | 242 | 225 | 3187.1 | 1332961.98 | 571651.7 |  | IPP Non-CHP | N | OP |  |  |  | ERCOT
NGCC | TX | TX-ERCOT | Wise County Power LLC | 55320 | ST1 | NG | CC | 262 | 230 | 3187.1 | 1443124.13 | 618895.65 |  | IPP Non-CHP | N | OP |  |  |  | ERCOT
NGCC | NV | NV-Western | Chuck Lenzie Generating Station | 55322 | CTG1 | NG | CC | 201.5 | 163 | 2381 | 875932.3 | 380759.01 |  | Electric Utility | Y | OP |  |  |  | Western
NGCC | NV | NV-Western | Chuck Lenzie Generating Station | 55322 | CTG2 | NG | CC | 201.5 | 163 | 2381 | 875932.3 | 380759.01 |  | Electric Utility | N | OP |  |  |  | Western
NGCC | NV | NV-Western | Chuck Lenzie Generating Station | 55322 | CTG3 | NG | CC | 201.5 | 163 | 2381 | 875932.3 | 380759.01 |  | Electric Utility | N | OP |  |  |  | Western
NGCC | NV | NV-Western | Chuck Lenzie Generating Station | 55322 | CTG4 | NG | CC | 201.5 | 163 | 2381 | 875932.3 | 380759.01 |  | Electric Utility | N | OP |  |  |  | Western
NGCC | NV | NV-Western | Chuck Lenzie Generating Station | 55322 | ST1 | NG | CC | 329.8 | 238 | 2381 | 1433659.91 | 623197.63 |  | Electric Utility | N | OP |  |  |  | Western
NGCC | NV | NV-Western | Chuck Lenzie Generating Station | 55322 | ST2 | NG | CC | 329.8 | 238 | 2381 | 1433659.91 | 623197.63 |  | Electric Utility | N | OP |  |  |  | Western
NGCC | TX | TX-ERCOT | Baytown Energy Center | 55327 | CTG1 | NG | CC | 210 | 165 | 2500 | 1061577.78 | 471636.79 |  | IPP CHP | Y | OP |  |  |  | ERCOT
NGCC | TX | TX-ERCOT | Baytown Energy Center | 55327 | CTG2 | NG | CC | 214.8 | 165 | 2500 | 1085842.42 | 482417.06 |  | IPP CHP | Y | OP |  |  |  | ERCOT
NGCC | TX | TX-ERCOT | Baytown Energy Center | 55327 | CTG3 | NG | CC | 214.8 | 165 | 2500 | 1085842.42 | 482417.06 |  | IPP CHP | Y | OP |  |  |  | ERCOT
NGCC | TX | TX-ERCOT | Baytown Energy Center | 55327 | STG1 | NG | CC | 275 | 275 | 2500 | 1390161.38 | 617619.61 |  | IPP CHP | Y | OP |  |  |  | ERCOT
NGCC | OR | OR-Western | Hermiston Power Partnership | 55328 | CTG1 | NG | CC | 212.5 | 184 | 2400 | 890472.71 | 379655.55 |  | IPP Non-CHP | N | OP |  |  |  | Western
NGCC | OR | OR-Western | Hermiston Power Partnership | 55328 | CTG2 | NG | CC | 212.5 | 184 | 2400 | 890472.71 | 379655.55 |  | IPP Non-CHP | N | OP |  |  |  | Western
NGCC | OR | OR-Western | Hermiston Power Partnership | 55328 | STG1 | NG | CC | 264.4 | 247 | 2400 | 1107957.58 | 472380.83 |  | IPP Non-CHP | N | OP |  |  |  | Western
EXCLUDE | GA | GA-Eastern | Washington County | 55332 | 1 | NG | GT | 198.9 | 151 | 1944 | 68739.25 | 55731.3 |  | IPP Non-CHP | N | OP |  | Simple cycle unit |  | Eastern
EXCLUDE | GA | GA-Eastern | Washington County | 55332 | 2 | NG | GT | 198.9 | 151 | 1944 | 68739.25 | 31979.51 |  | IPP Non-CHP | N | OP |  | Simple cycle unit |  | Eastern
EXCLUDE | GA | GA-Eastern | Washington County | 55332 | 3 | NG | GT | 198.9 | 150 | 1944 | 68739.25 | 54434.14 |  | IPP Non-CHP | N | OP |  | Simple cycle unit |  | Eastern
EXCLUDE | GA | GA-Eastern | Washington County | 55332 | 4 | NG | GT | 198.9 | 152 | 1944 | 68739.25 | 29977.09 |  | IPP Non-CHP | N | OP |  | Simple cycle unit |  | Eastern
NGCC | CA | CA-Western | Delta Energy Center | 55333 | CTG1 | NG | CC | 212 | 176 | 2125 | 1281809.52 | 545235.04 |  | IPP Non-CHP | N | OP |  |  |  | Western
NGCC | CA | CA-Western | Delta Energy Center | 55333 | CTG2 | NG | CC | 212 | 165 | 2125 | 1281809.52 | 545235.04 |  | IPP Non-CHP | N | OP |  |  |  | Western
NGCC | CA | CA-Western | Delta Energy Center | 55333 | CTG3 | NG | CC | 213.5 | 165 | 2125 | 1290878.93 | 549092.84 |  | IPP Non-CHP | N | OP |  |  |  | Western
NGCC | CA | CA-Western | Delta Energy Center | 55333 | STG1 | NG | CC | 306 | 263.1 | 2125 | 1850159.03 | 786990.21 |  | IPP Non-CHP | N | OP |  |  |  | Western
NGCC | IL | IL-Eastern | Holland Energy Facility | 55334 | CTG1 | NG | CC | 178.5 | 150 | 2600 | 259731.36 | 118761.28 |  | Electric Utility | N | OP |  |  |  | Eastern
NGCC | IL | IL-Eastern | Holland Energy Facility | 55334 | CTG2 | NG | CC | 178.5 | 156 | 2600 | 259731.36 | 118761.28 |  | Electric Utility | N | OP |  |  |  | Eastern
NGCC | IL | IL-Eastern | Holland Energy Facility | 55334 | STG1 | NG | CC | 345.1 | 316.7 | 2600 | 502147.29 | 229605.14 |  | Electric Utility | N | OP |  |  |  | Eastern
NGCC | PA | PA-Eastern | PPL Ironwood LLC | 55337 | CT1 | NG | CC | 259.2 | 218.7 | 2900 | 1466221.67 | 659875.27 |  | IPP Non-CHP | N | OP |  |  |  | Eastern
NGCC | PA | PA-Eastern | PPL Ironwood LLC | 55337 | CT2 | NG | CC | 259.2 | 221.7 | 2900 | 1466221.67 | 659875.27 |  | IPP Non-CHP | N | OP |  |  |  | Eastern
NGCC | PA | PA-Eastern | PPL Ironwood LLC | 55337 | ST4 | NG | CC | 259.2 | 219.7 | 2900 | 1466221.67 | 659875.27 |  | IPP Non-CHP | N | OP |  |  |  | Eastern
EXCLUDE | CA | CA-Western | Phoenix Wind Power LLC | 55339 | GEN1 | WND | WT | 2.1 | 1.5 | 0 | 0 | 0 |  | IPP Non-CHP | N | RE | 2009 | Retired prior to 2012 |  | Western
NGCC | AR | AR-Eastern | Dell Power Station | 55340 | CTG1 | NG | CC | 199.3 | 142 | 3646.2 | 201855.89 | 93121.85 |  | Electric Utility | N | OP |  |  |  | Eastern
NGCC | AR | AR-Eastern | Dell Power Station | 55340 | CTG2 | NG | CC | 199.3 | 142 | 3092 | 201855.89 | 93121.85 |  | Electric Utility | N | OP |  |  |  | Eastern
NGCC | AR | AR-Eastern | Dell Power Station | 55340 | STG | NG | CC | 280.5 | 180 | 3646.2 | 284097.22 | 131062.11 |  | Electric Utility | N | OP |  |  |  | Eastern
EXCLUDE | MN | MN-Eastern | Woodstock Windfarm | 55342 | WIND | WND | WT | 10.2 | 10.2 | 0 | 22839 | 0 |  | IPP Non-CHP | N | OP |  | Non Combustion (NUC, WAT, WND, GEO, or SUN) |  | Eastern
NGCC | NM | NM-Western | Luna Energy Facility | 55343 | CTG1 | NG | CC | 175 | 150.5 | 2381.2 | 487533.31 | 222527.17 |  | Electric Utility | N | OP |  |  |  | Western
NGCC | NM | NM-Western | Luna Energy Facility | 55343 | CTG2 | NG | CC | 175 | 150.5 | 2381.2 | 487533.31 | 222527.17 |  | Electric Utility | N | OP |  |  |  | Western
NGCC | NM | NM-Western | Luna Energy Facility | 55343 | STG1 | NG | CC | 300 | 258 | 2381.2 | 835771.38 | 381475.15 |  | Electric Utility | N | OP |  |  |  | Western
NGCC | CA | CA-Western | Otay Mesa Generating Project | 55345 | 1-01 | NG | CC | 198.9 | 152.8 | 2200 | 1058417.53 | 468078.42 |  | IPP Non-CHP | N | OP |  |  |  | Western
NGCC | CA | CA-Western | Otay Mesa Generating Project | 55345 | 1-02 | NG | CC | 198.9 | 152.8 | 2200 | 1058417.53 | 468078.42 |  | IPP Non-CHP | N | OP |  |  |  | Western
NGCC | CA | CA-Western | Otay Mesa Generating Project | 55345 | 1-03 | NG | CC | 290.7 | 265.4 | 2200 | 1546917.93 | 684114.62 |  | IPP Non-CHP | N | OP |  |  |  | Western
EXCLUDE | PA | PA-Eastern | Armstrong | 55347 | 1 | NG | GT | 172 | 146 | 1926 | 46803.75 | 27559.2 |  | IPP Non-CHP | N | OP |  | Simple cycle unit |  | Eastern
EXCLUDE | PA | PA-Eastern | Armstrong | 55347 | 2 | NG | GT | 172 | 146 | 1926 | 46803.75 | 26567 |  | IPP Non-CHP | N | OP |  | Simple cycle unit |  | Eastern
EXCLUDE | PA | PA-Eastern | Armstrong | 55347 | 3 | NG | GT | 172 | 146 | 1926 | 46803.75 | 31879.32 |  | IPP Non-CHP | N | OP |  | Simple cycle unit |  | Eastern
EXCLUDE | PA | PA-Eastern | Armstrong | 55347 | 4 | NG | GT | 172 | 146 | 1926 | 46803.75 | 31876.52 |  | IPP Non-CHP | N | OP |  | Simple cycle unit |  | Eastern
EXCLUDE | OH | OH-Eastern | Troy Energy LLC | 55348 | 1 | NG | GT | 172 | 146 | 1989 | 22990.5 | 15148.12 |  | IPP Non-CHP | N | OP |  | Simple cycle unit |  | Eastern
EXCLUDE | OH | OH-Eastern | Troy Energy LLC | 55348 | 2 | NG | GT | 172 | 146 | 1989 | 22990.5 | 12231.73 |  | IPP Non-CHP | N | OP |  | Simple cycle unit |  | Eastern
EXCLUDE | OH | OH-Eastern | Troy Energy LLC | 55348 | 3 | NG | GT | 172 | 146 | 1989 | 22990.5 | 14985.06 |  | IPP Non-CHP | N | OP |  | Simple cycle unit |  | Eastern
EXCLUDE | OH | OH-Eastern | Troy Energy LLC | 55348 | 4 | NG | GT | 172 | 146 | 1989 | 22990.5 | 15801.22 |  | IPP Non-CHP | N | OP |  | Simple cycle unit |  | Eastern
EXCLUDE | WV | WV-Eastern | Pleasants Energy LLC | 55349 | 1 | NG | GT | 172 | 160.2 | 1989 | 39282.5 | 23410.91 |  | IPP Non-CHP | N | OP |  | Simple cycle unit |  | Eastern
EXCLUDE | WV | WV-Eastern | Pleasants Energy LLC | 55349 | 2 | NG | GT | 172 | 163.7 | 1989 | 39282.5 | 25537.29 |  | IPP Non-CHP | N | OP |  | Simple cycle unit |  | Eastern
UC NGCC - commenced in 2012 | OH | OH-Eastern | Dresden Energy Facility | 55350 | 1 | NG | CC | 198.9 | 158.3 | 2250 | 137962.06 | 248358.81 |  | Electric Utility | N | OP |  |  | Yes | Eastern
UC NGCC - commenced in 2012 | OH | OH-Eastern | Dresden Energy Facility | 55350 | 2 | NG | CC | 198.9 | 158.3 | 2250 | 137962.06 | 248358.81 |  | Electric Utility | N | OP |  |  | Yes | Eastern
UC NGCC - commenced in 2012 | OH | OH-Eastern | Dresden Energy Facility | 55350 | 3 | NG | CC | 280.5 | 223.4 | 2250 | 194561.88 | 350249.61 |  | Electric Utility | N | OP |  |  | Yes | Eastern
EXCLUDE | CA | CA-Western | Alta Mesa Project Phase IV | 55352 | GEN1 | WND | WT | 40 | 40 | 0 | 0 | 0 |  | IPP Non-CHP | N | U |  | Status of Operation (IP, L, P, T) |  | Western
EXCLUDE | MN | MN-Eastern | Lakota Ridge LLC | 55353 | NMO1 | WND | WT | 11.2 | 11.2 | 0 | 28121 | 0 |  | IPP Non-CHP | N | OP |  | Non Combustion (NUC, WAT, WND, GEO, or SUN) |  | Eastern
EXCLUDE | MN | MN-Eastern | Shaokatan Hills LLC | 55354 | 6150 | WND | WT | 11.8 | 11.8 | 0 | 31686 | 0 |  | IPP Non-CHP | N | OP |  | Non Combustion (NUC, WAT, WND, GEO, or SUN) |  | Eastern
NGCC | TX | TX-ERCOT | Brazos Valley Generating Facility | 55357 | CTG1 | NG | CC | 200 | 166 | 2360 | 1002047.07 | 432179.22 |  | IPP Non-CHP | N | OP |  |  |  | ERCOT
NGCC | TX | TX-ERCOT | Brazos Valley Generating Facility | 55357 | CTG2 | NG | CC | 200 | 166 | 2360 | 1002047.07 | 432179.22 |  | IPP Non-CHP | N | OP |  |  |  | ERCOT
EXCLUDE | TX | TX-ERCOT | Brazos Valley Generating Facility | 55357 | CTG3 | NG | CC | 200 | 166 | 0 | 0 | 0 |  | IPP Non-CHP | N | IP |  | Status of Operation (IP, L, P, T) |  | ERCOT
EXCLUDE | TX | TX-ERCOT | Brazos Valley Generating Facility | 55357 | CTG4 | NG | CC | 200 | 166 | 0 | 0 | 0 |  | IPP Non-CHP | N | IP |  | Status of Operation (IP, L, P, T) |  | ERCOT
NGCC | TX | TX-ERCOT | Brazos Valley Generating Facility | 55357 | STG1 | NG | CC | 275.6 | 193 | 2360 | 1380820.86 | 595542.96 |  | IPP Non-CHP | N | OP |  |  |  | ERCOT
NGCC | TX | TX-Eastern | Cottonwood Energy Project | 55358 | CT1 | NG | CC | 198.9 | 163.7 | 2800 | 970258.51 | 430515.92 |  | IPP Non-CHP | N | OP |  |  |  | Eastern
NGCC | TX | TX-Eastern | Cottonwood Energy Project | 55358 | CT2 | NG | CC | 198.9 | 163.7 | 2880 | 970258.51 | 430515.92 |  | IPP Non-CHP | N | OP |  |  |  | Eastern
NGCC | TX | TX-Eastern | Cottonwood Energy Project | 55358 | CT3 | NG | CC | 198.9 | 163.7 | 2880 | 970258.51 | 430515.92 |  | IPP Non-CHP | N | OP |  |  |  | Eastern
NGCC | TX | TX-Eastern | Cottonwood Energy Project | 55358 | CT4 | NG | CC | 198.9 | 163.7 | 2880 | 970258.51 | 430515.92 |  | IPP Non-CHP | N | OP |  |  |  | Eastern
NGCC | TX | TX-Eastern | Cottonwood Energy Project | 55358 | ST1 | NG | CC | 159.5 | 131.3 | 2800 | 778060.49 | 345235.24 |  | IPP Non-CHP | N | OP |  |  |  | Eastern
NGCC | TX | TX-Eastern | Cottonwood Energy Project | 55358 | ST2 | NG | CC | 159.5 | 131.3 | 2880 | 778060.49 | 345235.24 |  | IPP Non-CHP | N | OP |  |  |  | Eastern
NGCC | TX | TX-Eastern | Cottonwood Energy Project | 55358 | ST3 | NG | CC | 159.5 | 131.3 | 2880 | 778060.49 | 345235.24 |  | IPP Non-CHP | N | OP |  |  |  | Eastern
NGCC | TX | TX-Eastern | Cottonwood Energy Project | 55358 | ST4 | NG | CC | 159.5 | 131.3 | 2880 | 778060.49 | 345235.24 |  | IPP Non-CHP | N | OP |  |  |  | Eastern
EXCLUDE | WY | WY-Western | Two Elk Generating Station | 55360 | GEN1 | WC | ST | 320 | 275 | 0 | 0 | 0 |  | IPP Non-CHP | N | U |  | Status of Operation (IP, L, P, T) |  | Western
NGCC | IN | IN-Eastern | Sugar Creek Power | 55364 | CT01 | NG | CC | 159 | 150 | 2450 | 896453.34 | 377561.71 |  | Electric Utility | N | OP |  |  |  | Eastern
NGCC | IN | IN-Eastern | Sugar Creek Power | 55364 | CT02 | NG | CC | 159 | 159 | 2450 | 896453.34 | 377561.71 |  | Electric Utility | N | OP |  |  |  | Eastern
EXCLUDE | IN | IN-Eastern | Sugar Creek Power | 55364 | CT21 | NG | CC | 159 | 159 | 0 | 0 | 0 |  | Electric Utility | N | IP |  | Status of Operation (IP, L, P, T) |  | Eastern
EXCLUDE | IN | IN-Eastern | Sugar Creek Power | 55364 | CT22 | NG | CC | 154.3 | 154.3 | 0 | 0 | 0 |  | Electric Utility | N | IP |  | Status of Operation (IP, L, P, T) |  | Eastern
NGCC | IN | IN-Eastern | Sugar Creek Power | 55364 | ST1 | NG | CC | 237.3 | 220.7 | 2450 | 1337914.32 | 563493.04 |  | Electric Utility | N | OP |  |  |  | Eastern
EXCLUDE | IN | IN-Eastern | Sugar Creek Power | 55364 | ST2 | NG | CC | 195.4 | 195.4 | 0 | 0 | 0 |  | Electric Utility | N | IP |  | Status of Operation (IP, L, P, T) |  | Eastern
EXCLUDE | TX | TX-ERCOT | Exelon LaPorte Generating Station | 55365 | GT1 | NG | GT | 59 | 38.3 | 584 | 23821.5 | 17684.9 |  | IPP Non-CHP | N | OP |  | Simple cycle unit |  | ERCOT
EXCLUDE | TX | TX-ERCOT | Exelon LaPorte Generating Station | 55365 | GT2 | NG | GT | 59 | 38.3 | 584 | 23821.5 | 17907.8 |  | IPP Non-CHP | N | OP |  | Simple cycle unit |  | ERCOT
EXCLUDE | TX | TX-ERCOT | Exelon LaPorte Generating Station | 55365 | GT3 | NG | GT | 59 | 38.3 | 584 | 23821.5 | 17173 |  | IPP Non-CHP | N | OP |  | Simple cycle unit |  | ERCOT
EXCLUDE | TX | TX-ERCOT | Exelon LaPorte Generating Station | 55365 | GT4 | NG | GT | 59 | 38.3 | 584 | 23821.5 | 17043.4 |  | IPP Non-CHP | N | OP |  | Simple cycle unit |  | ERCOT
EXCLUDE | TX | TX-ERCOT | West Texas Wind Energy LLC | 55367 | 01 | WND | WT | 75 | 75 | 0 | 167786 | 0 |  | IPP Non-CHP | N | OP |  | Non Combustion (NUC, WAT, WND, GEO, or SUN) |  | ERCOT
EXCLUDE | NY | NY-Eastern | Wethersfield Wind Farm | 55368 | V47 | WND | WT | 6.6 | 6.6 | 0 | 12019 | 0 |  | IPP Non-CHP | N | SB |  | Non Combustion (NUC, WAT, WND, GEO, or SUN) |  | Eastern
EXCLUDE | HI | HI-Hawaii | Hamakua Energy Plant | 55369 | CT1 | WO | CC | 23 | 21.7 | 0 | 80797.96 | 56438.55 |  | IPP Non-CHP | N | OP |  | State not covered under final 111(d) |  | Hawaii
EXCLUDE | HI | HI-Hawaii | Hamakua Energy Plant | 55369 | CT2 | WO | CC | 23 | 21.7 | 0 | 80797.96 | 56438.55 |  | IPP Non-CHP | N | OP |  | State not covered under final 111(d) |  | Hawaii
EXCLUDE | HI | HI-Hawaii | Hamakua Energy Plant | 55369 | ST1 | WO | CC | 20 | 17.4 | 0 | 70259.09 | 49077 |  | IPP Non-CHP | N | OP |  | State not covered under final 111(d) |  | Hawaii
EXCLUDE | PA | PA-Eastern | Green Mountain Wind Farm | 55370 | N60 | WND | WT | 10.4 | 10.4 | 0 | 7161 | 0 |  | IPP Non-CHP | N | OP |  | Non Combustion (NUC, WAT, WND, GEO, or SUN) |  | Eastern
NGCC | AZ | AZ-Western | Harquahala Generating Project | 55372 | CTG1 | NG | CC | 281.7 | 206.4 | 2531 | 307025.15 | 131599.78 |  | IPP Non-CHP | N | OP |  |  |  | Western
NGCC | AZ | AZ-Western | Harquahala Generating Project | 55372 | CTG2 | NG | CC | 281.7 | 206.4 | 2531 | 307025.15 | 131599.78 |  | IPP Non-CHP | N | OP |  |  |  | Western
NGCC | AZ | AZ-Western | Harquahala Generating Project | 55372 | CTG3 | NG | CC | 281.7 | 206.4 | 2531 | 307025.15 | 131599.78 |  | IPP Non-CHP | N | OP |  |  |  | Western
NGCC | AZ | AZ-Western | Harquahala Generating Project | 55372 | STG1 | NG | CC | 160 | 148.8 | 2531 | 174384.18 | 74746.06 |  | IPP Non-CHP | N | OP |  |  |  | Western
NGCC | AZ | AZ-Western | Harquahala Generating Project | 55372 | STG2 | NG | CC | 160 | 148.8 | 2531 | 174384.18 | 74746.06 |  | IPP Non-CHP | N | OP |  |  |  | Western
NGCC | AZ | AZ-Western | Harquahala Generating Project | 55372 | STG3 | NG | CC | 160 | 137.6 | 2531 | 174384.18 | 74746.06 |  | IPP Non-CHP | N | OP |  |  |  | Western
EXCLUDE | MS | MS-Eastern | Enterprise Energy Facility | 55373 | CT3 | NG | GT | 86.5 | 75 | 0 | 0 | 0 |  | IPP Non-CHP | N | RE | 2006 | Retired prior to 2012 |  | Eastern
EXCLUDE | MS | MS-Eastern | Enterprise Energy Facility | 55373 | CT4 | NG | GT | 86.5 | 75 | 0 | 0 | 0 |  | IPP Non-CHP | N | RE | 2006 | Retired prior to 2012 |  | Eastern
EXCLUDE | MS | MS-Eastern | Enterprise Energy Facility | 55373 | CT5 | NG | GT | 86.5 | 75 | 0 | 0 | 0 |  | IPP Non-CHP | N | RE | 2006 | Retired prior to 2012 |  | Eastern
EXCLUDE | MS | MS-Eastern | Enterprise Energy Facility | 55373 | CT6 | NG | GT | 86.5 | 75 | 0 | 0 | 0 |  | IPP Non-CHP | N | RE | 2006 | Retired prior to 2012 |  | Eastern
NGCC | NY | NY-Eastern | Astoria Energy | 55375 | CT1 | NG | CC | 170 | 156 | 2342 | 1135549.98 | 927697.49 |  | IPP Non-CHP | N | OP |  |  |  | Eastern
NGCC | NY | NY-Eastern | Astoria Energy | 55375 | CT2 | NG | CC | 170 | 156 | 2390 | 1135549.98 | 927697.49 |  | IPP Non-CHP | N | OP |  |  |  | Eastern
NGCC | NY | NY-Eastern | Astoria Energy | 55375 | ST1 | NG | CC | 180 | 180 | 4382 | 1202347.04 | 982267.94 |  | IPP Non-CHP | N | OP |  |  |  | Eastern
EXCLUDE | PA | PA-Eastern | FirstEnergy Allegheny Energy Units 8 & 9 | 55377 | UNT8 | NG | GT | 43.8 | 44 | 493 | 15597 | 9926.08 |  | IPP Non-CHP | N | OP |  | Simple cycle unit |  | Eastern
EXCLUDE | PA | PA-Eastern | FirstEnergy Allegheny Energy Units 8 & 9 | 55377 | UNT9 | NG | GT | 43.8 | 44 | 493 | 15597 | 9887.71 |  | IPP Non-CHP | N | OP |  | Simple cycle unit |  | Eastern
NGCC | AR | AR-Eastern | Union Power Partners LP | 55380 | CTG1 | NG | CC | 176 | 145 | 2319 | 718446.21 | 311843.64 |  | IPP Non-CHP | N | OP |  |  |  | Eastern
NGCC | AR | AR-Eastern | Union Power Partners LP | 55380 | CTG2 | NG | CC | 176 | 145 | 2319 | 718446.21 | 311843.64 |  | IPP Non-CHP | N | OP |  |  |  | Eastern
NGCC | AR | AR-Eastern | Union Power Partners LP | 55380 | CTG3 | NG | CC | 176 | 145 | 2319 | 718446.21 | 311843.64 |  | IPP Non-CHP | N | OP |  |  |  | Eastern
NGCC | AR | AR-Eastern | Union Power Partners LP | 55380 | CTG4 | NG | CC | 176 | 145 | 2319 | 718446.21 | 311843.64 |  | IPP Non-CHP | N | OP |  |  |  | Eastern
NGCC | AR | AR-Eastern | Union Power Partners LP | 55380 | CTG5 | NG | CC | 176 | 145 | 2127 | 718446.21 | 311843.64 |  | IPP Non-CHP | N | OP |  |  |  | Eastern
NGCC | AR | AR-Eastern | Union Power Partners LP | 55380 | CTG6 | NG | CC | 176 | 145 | 2124.7 | 718446.21 | 311843.64 |  | IPP Non-CHP | N | OP |  |  |  | Eastern
NGCC | AR | AR-Eastern | Union Power Partners LP | 55380 | CTG7 | NG | CC | 176 | 145 | 2319 | 718446.21 | 311843.64 |  | IPP Non-CHP | N | OP |  |  |  | Eastern
NGCC | AR | AR-Eastern | Union Power Partners LP | 55380 | CTG8 | NG | CC | 176 | 145 | 2321.3 | 718446.21 | 311843.64 |  | IPP Non-CHP | N | OP |  |  |  | Eastern
NGCC | AR | AR-Eastern | Union Power Partners LP | 55380 | STG1 | NG | CC | 255 | 215 | 2319 | 1040930.58 | 451818.9 |  | IPP Non-CHP | N | OP |  |  |  | Eastern
NGCC | AR | AR-Eastern | Union Power Partners LP | 55380 | STG2 | NG | CC | 255 | 215 | 2319 | 1040930.58 | 451818.9 |  | IPP Non-CHP | N | OP |  |  |  | Eastern
NGCC | AR | AR-Eastern | Union Power Partners LP | 55380 | STG3 | NG | CC | 255 | 215 | 2127 | 1040930.58 | 451818.9 |  | IPP Non-CHP | N | OP |  |  |  | Eastern
NGCC | AR | AR-Eastern | Union Power Partners LP | 55380 | STG4 | NG | CC | 255 | 215 | 2319 | 1040930.58 | 451818.9 |  | IPP Non-CHP | N | OP |  |  |  | Eastern
EXCLUDE | VA | VA-Eastern | Commonwealth Chesapeake | 55381 | UNT1 | DFO | GT | 57.5 | 45.5 | 454 | 10779.57 | 15782.78 |  | IPP Non-CHP | N | SB |  | Simple cycle unit |  | Eastern
EXCLUDE | VA | VA-Eastern | Commonwealth Chesapeake | 55381 | UNT2 | DFO | GT | 57.5 | 44.1 | 454 | 10779.57 | 17409.25 |  | IPP Non-CHP | N | SB |  | Simple cycle unit |  | Eastern
EXCLUDE | VA | VA-Eastern | Commonwealth Chesapeake | 55381 | UNT3 | DFO | GT | 57.5 | 44.8 | 454 | 10779.57 | 14664.48 |  | IPP Non-CHP | N | SB |  | Simple cycle unit |  | Eastern
EXCLUDE | VA | VA-Eastern | Commonwealth Chesapeake | 55381 | UNT4 | DFO | GT | 57.5 | 46.2 | 454 | 10779.57 | 5483 |  | IPP Non-CHP | N | SB |  | Simple cycle unit |  | Eastern
EXCLUDE | VA | VA-Eastern | Commonwealth Chesapeake | 55381 | UNT5 | DFO | GT | 57.5 | 45.6 | 454 | 10779.57 | 4953.23 |  | IPP Non-CHP | N | SB |  | Simple cycle unit |  | Eastern
EXCLUDE | VA | VA-Eastern | Commonwealth Chesapeake | 55381 | UNT6 | DFO | GT | 57.5 | 44.9 | 454 | 1647.83 | 1601.58 |  | IPP Non-CHP | N | SB |  | Simple cycle unit |  | Eastern
EXCLUDE | VA | VA-Eastern | Commonwealth Chesapeake | 55381 | UNT7 | DFO | GT | 57.5 | 45.2 | 454 | 2386.03 | 2151.28 |  | IPP Non-CHP | N | SB |  | Simple cycle unit |  | Eastern
NGCC | GA | GA-Eastern | Thomas A Smith Energy Facility | 55382 | 1GT1 | NG | CC | 147 | 147 | 2700 | 496940.28 | 216243.86 |  | IPP Non-CHP | N | OP |  |  |  | Eastern
NGCC | GA | GA-Eastern | Thomas A Smith Energy Facility | 55382 | 1GT2 | NG | CC | 147 | 147 | 2700 | 496940.28 | 216243.86 |  | IPP Non-CHP | N | OP |  |  |  | Eastern
NGCC | GA | GA-Eastern | Thomas A Smith Energy Facility | 55382 | 1STG | NG | CC | 302 | 302 | 2700 | 1020924.93 | 444256.09 |  | IPP Non-CHP | N | OP |  |  |  | Eastern
NGCC | GA | GA-Eastern | Thomas A Smith Energy Facility | 55382 | 2GT1 | NG | CC | 147 | 147 | 2700 | 496940.28 | 216243.86 |  | IPP Non-CHP | N | OP |  |  |  | Eastern
NGCC | GA | GA-Eastern | Thomas A Smith Energy Facility | 55382 | 2GT2 | NG | CC | 147 | 147 | 2700 | 496940.28 | 216243.86 |  | IPP Non-CHP | N | OP |  |  |  | Eastern
NGCC | GA | GA-Eastern | Thomas A Smith Energy Facility | 55382 | 2STG | NG | CC | 302 | 302 | 2700 | 1020924.93 | 444256.09 |  | IPP Non-CHP | N | OP |  |  |  | Eastern
EXCLUDE | OH | OH-Eastern | Harrod Electric Generating Station | 55384 | GT1 | NG | GT | 94 | 76 | 0 | 0 | 0 |  | IPP Non-CHP | N | IP |  | Status of Operation (IP, L, P, T) |  | Eastern
EXCLUDE | OH | OH-Eastern | Harrod Electric Generating Station | 55384 | GT2 | NG | GT | 94 | 76 | 0 | 0 | 0 |  | IPP Non-CHP | N | IP |  | Status of Operation (IP, L, P, T) |  | Eastern
EXCLUDE | OH | OH-Eastern | Harrod Electric Generating Station | 55384 | GT3 | NG | GT | 94 | 76 | 0 | 0 | 0 |  | IPP Non-CHP | N | IP |  | Status of Operation (IP, L, P, T) |  | Eastern
EXCLUDE | OH | OH-Eastern | Harrod Electric Generating Station | 55384 | GT4 | NG | GT | 94 | 76 | 0 | 0 | 0 |  | IPP Non-CHP | N | IP |  | Status of Operation (IP, L, P, T) |  | Eastern
EXCLUDE | OH | OH-Eastern | Harrod Electric Generating Station | 55384 | GT5 | NG | GT | 94 | 76 | 0 | 0 | 0 |  | IPP Non-CHP | N | IP |  | Status of Operation (IP, L, P, T) |  | Eastern
EXCLUDE | OH | OH-Eastern | Harrod Electric Generating Station | 55384 | GT6 | NG | GT | 94 | 76 | 0 | 0 | 0 |  | IPP Non-CHP | N | IP |  | Status of Operation (IP, L, P, T) |  | Eastern
EXCLUDE | IN | IN-Eastern | Fairmount Electric Generating | 55385 | GT1 | NG | GT | 58.9 | 58.9 | 0 | 0 | 0 |  | IPP Non-CHP | N | IP |  | Status of Operation (IP, L, P, T) |  | Eastern
EXCLUDE | IN | IN-Eastern | Fairmount Electric Generating | 55385 | GT2 | NG | GT | 58.9 | 58.9 | 0 | 0 | 0 |  | IPP Non-CHP | N | IP |  | Status of Operation (IP, L, P, T) |  | Eastern
EXCLUDE | IN | IN-Eastern | Fairmount Electric Generating | 55385 | GT3 | NG | GT | 58.9 | 58.9 | 0 | 0 | 0 |  | IPP Non-CHP | N | IP |  | Status of Operation (IP, L, P, T) |  | Eastern
EXCLUDE | IN | IN-Eastern | Fairmount Electric Generating | 55385 | GT4 | NG | GT | 58.9 | 58.9 | 0 | 0 | 0 |  | IPP Non-CHP | N | IP |  | Status of Operation (IP, L, P, T) |  | Eastern
EXCLUDE | IN | IN-Eastern | Fairmount Electric Generating | 55385 | GT5 | NG | GT | 58.9 | 58.9 | 0 | 0 | 0 |  | IPP Non-CHP | N | IP |  | Status of Operation (IP, L, P, T) |  | Eastern
EXCLUDE | IN | IN-Eastern | Fairmount Electric Generating | 55385 | GT6 | NG | GT | 58.9 | 58.9 | 0 | 0 | 0 |  | IPP Non-CHP | N | IP |  | Status of Operation (IP, L, P, T) |  | Eastern
EXCLUDE | IN | IN-Eastern | Fairmount Electric Generating | 55385 | GT7 | NG | GT | 58.9 | 58.9 | 0 | 0 | 0 |  | IPP Non-CHP | N | IP |  | Status of Operation (IP, L, P, T) |  | Eastern
EXCLUDE | IN | IN-Eastern | Fairmount Electric Generating | 55385 | GT8 | NG | GT | 58.9 | 58.9 | 0 | 0 | 0 |  | IPP Non-CHP | N | IP |  | Status of Operation (IP, L, P, T) |  | Eastern
NGCC | SC | SC-Eastern | Columbia Energy Center | 55386 | CT1 | NG | CC | 197 | 151.5 | 2484 | 15149.13 | 7200.93 |  | IPP CHP | Y | OP |  |  |  | Eastern
NGCC | SC | SC-Eastern | Columbia Energy Center | 55386 | CT2 | NG | CC | 197 | 151.5 | 2484 | 15149.13 | 7200.93 |  | IPP CHP | Y | OP |  |  |  | Eastern
NGCC | SC | SC-Eastern | Columbia Energy Center | 55386 | ST1 | NG | CC | 274.5 | 105.7 | 2484 | 21108.82 | 10033.78 |  | IPP CHP | Y | OP |  |  |  | Eastern
EXCLUDE | TX | TX-ERCOT | State Farm Insur Support Center Central | 55390 | 2A | DFO | IC | 1.8 | 1.8 | 0 | 0 | 0 |  | Commercial Non-CHP | N | SB |  | Commercial/Industrial Unit |  | ERCOT
EXCLUDE | TX | TX-ERCOT | State Farm Insur Support Center Central | 55390 | 2B | DFO | IC | 1.8 | 1.8 | 0 | 0 | 0 |  | Commercial Non-CHP | N | SB |  | Commercial/Industrial Unit |  | ERCOT
EXCLUDE | TX | TX-ERCOT | State Farm Insur Support Center Central | 55390 | 3A | DFO | IC | 1.8 | 1.8 | 0 | 0 | 0 |  | Commercial Non-CHP | N | SB |  | Commercial/Industrial Unit |  | ERCOT
EXCLUDE | TX | TX-ERCOT | State Farm Insur Support Center Central | 55390 | 3B | DFO | IC | 1.8 | 1.8 | 0 | 0 | 0 |  | Commercial Non-CHP | N | SB |  | Commercial/Industrial Unit |  | ERCOT
EXCLUDE | TX | TX-ERCOT | State Farm Insur Support Center Central | 55390 | 4A | DFO | IC | 1.8 | 1.8 | 0 | 0 | 0 |  | Commercial Non-CHP | N | SB |  | Commercial/Industrial Unit |  | ERCOT
EXCLUDE | TX | TX-ERCOT | State Farm Insur Support Center Central | 55390 | 4B | DFO | IC | 1.8 | 1.8 | 0 | 0 | 0 |  | Commercial Non-CHP | N | SB |  | Commercial/Industrial Unit |  | ERCOT
EXCLUDE | WI | WI-Eastern | RockGen Energy Center | 55391 | 01 | NG | GT | 187 | 157 | 2160 | 86478.67 | 69030.83 |  | IPP Non-CHP | N | OP |  | Simple cycle unit |  | Eastern
EXCLUDE | WI | WI-Eastern | RockGen Energy Center | 55391 | 02 | NG | GT | 187 | 157 | 2160 | 86478.67 | 53490.61 |  | IPP Non-CHP | N | OP |  | Simple cycle unit |  | Eastern
EXCLUDE | WI | WI-Eastern | RockGen Energy Center | 55391 | 03 | NG | GT | 187 | 157 | 2160 | 86478.67 | 45443.23 |  | IPP Non-CHP | N | OP |  | Simple cycle unit |  | Eastern
EXCLUDE | IL | IL-Eastern | Zion Energy Center | 55392 | CTG1 | NG | GT | 198.9 | 152 | 2050 | 44381 | 28642.75 |  | IPP Non-CHP | N | OP |  | Simple cycle unit |  | Eastern
EXCLUDE | IL | IL-Eastern | Zion Energy Center | 55392 | CTG2 | NG | GT | 198.9 | 152 | 2050 | 44381 | 28642.75 |  | IPP Non-CHP | N | OP |  | Simple cycle unit |  | Eastern
EXCLUDE | IL | IL-Eastern | Zion Energy Center | 55392 | CTG3 | NG | GT | 198.9 | 152 | 2050 | 44381 | 28642.75 |  | IPP Non-CHP | N | OP |  | Simple cycle unit |  | Eastern
EXCLUDE | IL | IL-Eastern | Zion Energy Center | 55392 | CTG4 | NG | GT | 198.9 | 152 | 0 | 0 | 0 |  | IPP Non-CHP | N | IP |  | Status of Operation (IP, L, P, T) |  | Eastern
EXCLUDE | IL | IL-Eastern | Zion Energy Center | 55392 | CTG5 | NG | GT | 198.9 | 152 | 0 | 0 | 0 |  | IPP Non-CHP | N | IP |  | Status of Operation (IP, L, P, T) |  | Eastern
NGCC | CA | CA-Western | Metcalf Energy Center | 55393 | CTG1 | NG | CC | 200 | 172 | 2124 | 882348.66 | 373166.5 |  | IPP Non-CHP | N | OP |  |  |  | Western
NGCC | CA | CA-Western | Metcalf Energy Center | 55393 | CTG2 | NG | CC | 200 | 172 | 2124 | 882348.66 | 373166.5 |  | IPP Non-CHP | N | OP |  |  |  | Western
NGCC | CA | CA-Western | Metcalf Energy Center | 55393 | STG1 | NG | CC | 235 | 202.1 | 2124 | 1036759.68 | 438470.64 |  | IPP Non-CHP | N | OP |  |  |  | Western
EXCLUDE | MS | MS-Eastern | Crossroads Energy Center | 55395 | CT01 | NG | GT | 76.6 | 77 | 962.4 | 21198.75 | 15782.9 |  | Electric Utility | N | OP |  | Simple cycle unit |  | Eastern
EXCLUDE | MS | MS-Eastern | Crossroads Energy Center | 55395 | CT02 | NG | GT | 76.6 | 77 | 962.4 | 21198.75 | 13390.32 |  | Electric Utility | N | OP |  | Simple cycle unit |  | Eastern
EXCLUDE | MS | MS-Eastern | Crossroads Energy Center | 55395 | CT03 | NG | GT | 76.6 | 77 | 962.4 | 21198.75 | 16102.73 |  | Electric Utility | N | OP |  | Simple cycle unit |  | Eastern
EXCLUDE | MS | MS-Eastern | Crossroads Energy Center | 55395 | CT04 | NG | GT | 76.6 | 77 | 962.4 | 21198.75 | 15308.94 |  | Electric Utility | N | OP |  | Simple cycle unit |  | Eastern
EXCLUDE | CA | CA-Western | Green Power I | 55396 | WGNS | WND | WT | 16.5 | 16.5 | 0 | 32485 | 0 |  | IPP Non-CHP | N | OP |  | Non Combustion (NUC, WAT, WND, GEO, or SUN) |  | Western
NGCC | OH | OH-Eastern | Washington Energy Facility | 55397 | CT1 | NG | CC | 198.9 | 169 | 2625 | 1197564.96 | 517379.04 |  | IPP Non-CHP | N | OP |  |  |  | Eastern
NGCC | OH | OH-Eastern | Washington Energy Facility | 55397 | CT2 | NG | CC | 198.9 | 169 | 2625 | 1197564.96 | 517379.04 |  | IPP Non-CHP | N | OP |  |  |  | Eastern
NGCC | OH | OH-Eastern | Washington Energy Facility | 55397 | ST1 | NG | CC | 317.1 | 288 | 2625 | 1909240.07 | 824841.1 |  | IPP Non-CHP | N | OP |  |  |  | Eastern
EXCLUDE | TX | TX-ERCOT | Delaware Mountain Windfarm | 55399 | 01 | WND | WT | 23.3 | 23.3 | 0 | 30080 | 0 |  | IPP Non-CHP | N | OP |  | Non Combustion (NUC, WAT, WND, GEO, or SUN) |  | ERCOT
NGCC | CA | CA-Western | Elk Hills Power LLC | 55400 | CTG1 | NG | CC | 199 | 156 | 2061 | 1113501.15 | 427077.05 |  | IPP Non-CHP | N | OP |  |  |  | Western
NGCC | CA | CA-Western | Elk Hills Power LLC | 55400 | CTG2 | NG | CC | 199 | 156 | 2061 | 1113501.15 | 427077.05 |  | IPP Non-CHP | N | OP |  |  |  | Western
NGCC | CA | CA-Western | Elk Hills Power LLC | 55400 | STG | NG | CC | 225 | 213 | 2061 | 1258983.71 | 482876.06 |  | IPP Non-CHP | N | OP |  |  |  | Western
EXCLUDE | OH | OH-Eastern | Rolling Hills Generating | 55401 | CT1 | NG | GT | 195.5 | 165 | 2065 | 27860.2 | 13436.48 |  | IPP Non-CHP | N | OP |  | Simple cycle unit |  | Eastern
EXCLUDE | OH | OH-Eastern | Rolling Hills Generating | 55401 | CT2 | NG | GT | 195.5 | 165 | 2065 | 27860.2 | 14435.57 |  | IPP Non-CHP | N | OP |  | Simple cycle unit |  | Eastern
EXCLUDE | OH | OH-Eastern | Rolling Hills Generating | 55401 | CT3 | NG | GT | 195.5 | 165 | 2065 | 27860.2 | 24110.83 |  | IPP Non-CHP | N | OP |  | Simple cycle unit |  | Eastern
EXCLUDE | OH | OH-Eastern | Rolling Hills Generating | 55401 | CT4 | NG | GT | 195.5 | 165 | 2065 | 27860.2 | 20128.61 |  | IPP Non-CHP | N | OP |  | Simple cycle unit |  | Eastern
EXCLUDE | OH | OH-Eastern | Rolling Hills Generating | 55401 | CT5 | NG | GT | 195.5 | 165 | 2065 | 27860.2 | 20068.46 |  | IPP Non-CHP | N | OP |  | Simple cycle unit |  | Eastern
EXCLUDE | MI | MI-Eastern | Renaissance Power LLC | 55402 | CT1 | NG | GT | 170 | 165 | 2200 | 128103 | 104619.04 |  | IPP Non-CHP | N | OP |  | Simple cycle unit |  | Eastern
EXCLUDE | MI | MI-Eastern | Renaissance Power LLC | 55402 | CT2 | NG | GT | 170 | 165 | 2200 | 128103 | 79668.3 |  | IPP Non-CHP | N | OP |  | Simple cycle unit |  | Eastern
EXCLUDE | MI | MI-Eastern | Renaissance Power LLC | 55402 | CT3 | NG | GT | 170 | 165 | 2200 | 128103 | 83684.86 |  | IPP Non-CHP | N | OP |  | Simple cycle unit |  | Eastern
EXCLUDE | MI | MI-Eastern | Renaissance Power LLC | 55402 | CT4 | NG | GT | 170 | 165 | 2200 | 128103 | 68605.36 |  | IPP Non-CHP | N | OP |  | Simple cycle unit |  | Eastern
NGCC | LA | LA-Eastern | Carville Energy LLC | 55404 | CTG1 | NG | CC | 187 | 170 | 2493 | 951282.12 | 464400.45 |  | IPP CHP | Y | OP |  |  |  | Eastern
NGCC | LA | LA-Eastern | Carville Energy LLC | 55404 | CTG2 | NG | CC | 187 | 170 | 2493 | 951282.12 | 464400.45 |  | IPP CHP | Y | OP |  |  |  | Eastern
NGCC | LA | LA-Eastern | Carville Energy LLC | 55404 | STG | NG | CC | 196 | 133 | 2493 | 997065.75 | 486751.27 |  | IPP CHP | Y | OP |  |  |  | Eastern
NGCC | NY | NY-Eastern | Athens Generating Plant | 55405 | CT1 | NG | CC | 300 | 258 | 2800 | 1299812.02 | 532854.05 |  | IPP Non-CHP | N | OP |  |  |  | Eastern
NGCC | NY | NY-Eastern | Athens Generating Plant | 55405 | CT2 | NG | CC | 300 | 258 | 2800 | 1299812.02 | 532854.05 |  | IPP Non-CHP | N | OP |  |  |  | Eastern
NGCC | NY | NY-Eastern | Athens Generating Plant | 55405 | CT3 | NG | CC | 300 | 258 | 2800 | 1299812.02 | 532854.05 |  | IPP Non-CHP | N | OP |  |  |  | Eastern
NGCC | NY | NY-Eastern | Athens Generating Plant | 55405 | ST1 | NG | CC | 141 | 121.3 | 2800 | 610911.65 | 250441.4 |  | IPP Non-CHP | N | OP |  |  |  | Eastern
NGCC | NY | NY-Eastern | Athens Generating Plant | 55405 | ST2 | NG | CC | 141 | 121.3 | 2800 | 610911.65 | 250441.4 |  | IPP Non-CHP | N | OP |  |  |  | Eastern
NGCC | NY | NY-Eastern | Athens Generating Plant | 55405 | ST3 | NG | CC | 141 | 121.3 | 2800 | 610911.65 | 250441.4 |  | IPP Non-CHP | N | OP |  |  |  | Eastern
NGCC | GA | GA-Eastern | Effingham County Power Project | 55406 | STG | NG | CC | 197.8 | 176 | 1944 | 795470.31 | 342178.9 |  | IPP Non-CHP | N | OP |  |  |  | Eastern
NGCC | GA | GA-Eastern | Effingham County Power Project | 55406 | UNT1 | NG | CC | 199.4 | 169 | 1944 | 801904.85 | 344946.78 |  | IPP Non-CHP | N | OP |  |  |  | Eastern
NGCC | GA | GA-Eastern | Effingham County Power Project | 55406 | UNT2 | NG | CC | 199.4 | 164 | 1944 | 801904.85 | 344946.78 |  | IPP Non-CHP | N | OP |  |  |  | Eastern
EXCLUDE | AL | AL-Eastern | Calhoun Energy Center | 55409 | CAL1 | NG | GT | 187 | 158 | 1940 | 47525.5 | 30341.9 |  | IPP Non-CHP | N | OP |  | Simple cycle unit |  | Eastern
EXCLUDE | AL | AL-Eastern | Calhoun Energy Center | 55409 | CAL2 | NG | GT | 187 | 158 | 1940 | 47525.5 | 25651.46 |  | IPP Non-CHP | N | OP |  | Simple cycle unit |  | Eastern
EXCLUDE | AL | AL-Eastern | Calhoun Energy Center | 55409 | CAL3 | NG | GT | 187 | 158 | 1940 | 47525.5 | 28280.59 |  | IPP Non-CHP | N | OP |  | Simple cycle unit |  | Eastern
EXCLUDE | AL | AL-Eastern | Calhoun Energy Center | 55409 | CAL4 | NG | GT | 187 | 158 | 1940 | 47525.5 | 36279.75 |  | IPP Non-CHP | N | OP |  | Simple cycle unit |  | Eastern
NGCC | AL | AL-Eastern | Hillabee Energy Center | 55411 | HEC1 | NG | CC | 258.4 | 207.3 | 3000 | 1572328.2 | 666829.81 |  | IPP Non-CHP | N | OP |  |  |  | Eastern
NGCC | AL | AL-Eastern | Hillabee Energy Center | 55411 | HEC2 | NG | CC | 258.4 | 207.3 | 3000 | 1572328.2 | 666829.81 |  | IPP Non-CHP | N | OP |  |  |  | Eastern
NGCC | AL | AL-Eastern | Hillabee Energy Center | 55411 | HECS | NG | CC | 306 | 280.8 | 3000 | 1861967.6 | 789666.88 |  | IPP Non-CHP | N | OP |  |  |  | Eastern
NGCC | FL | FL-Eastern | Osprey Energy Center Power Plant | 55412 | OEC1 | NG | CC | 192.1 | 175 | 2275 | 932736.15 | 408819.2 |  | IPP Non-CHP | N | OP |  |  |  | Eastern
NGCC | FL | FL-Eastern | Osprey Energy Center Power Plant | 55412 | OEC2 | NG | CC | 192.1 | 175 | 2275 | 932736.15 | 408819.2 |  | IPP Non-CHP | N | OP |  |  |  | Eastern
NGCC | FL | FL-Eastern | Osprey Energy Center Power Plant | 55412 | OECS | NG | CC | 260 | 240 | 2275 | 1262422.69 | 553321.15 |  | IPP Non-CHP | N | OP |  |  |  | Eastern
EXCLUDE | FL | FL-Eastern | Shady Hills Generating Station | 55414 | G101 | NG | GT | 182 | 156 | 1959.53 | 257099 | 163191.16 |  | IPP Non-CHP | N | OP |  | Simple cycle unit |  | Eastern
EXCLUDE | FL | FL-Eastern | Shady Hills Generating Station | 55414 | G201 | NG | GT | 182 | 156 | 1959.53 | 257099 | 163191.16 |  | IPP Non-CHP | N | OP |  | Simple cycle unit |  | Eastern
EXCLUDE | FL | FL-Eastern | Shady Hills Generating Station | 55414 | G301 | NG | GT | 182 | 156 | 1959.53 | 257099 | 163191.16 |  | IPP Non-CHP | N | OP |  | Simple cycle unit |  | Eastern
EXCLUDE | FL | FL-Eastern | Shady Hills Generating Station | 55414 | G401 | NG | GT | 259 | 200 | 0 | 0 | 0 |  | IPP Non-CHP | N | P |  | Status of Operation (IP, L, P, T) |  | Eastern
EXCLUDE | FL | FL-Eastern | Shady Hills Generating Station | 55414 | G501 | NG | GT | 259 | 200 | 0 | 0 | 0 |  | IPP Non-CHP | N | P |  | Status of Operation (IP, L, P, T) |  | Eastern
EXCLUDE | FL | FL-Eastern | Vandolah Power Station | 55415 | G101 | NG | GT | 182 | 158 | 2220 | 133464.75 | 97124.65 |  | IPP Non-CHP | N | OP |  | Simple cycle unit |  | Eastern
EXCLUDE | FL | FL-Eastern | Vandolah Power Station | 55415 | G201 | NG | GT | 182 | 158 | 2220 | 133464.75 | 86996.13 |  | IPP Non-CHP | N | OP |  | Simple cycle unit |  | Eastern
EXCLUDE | FL | FL-Eastern | Vandolah Power Station | 55415 | G301 | NG | GT | 182 | 158 | 2220 | 133464.75 | 67584.42 |  | IPP Non-CHP | N | OP |  | Simple cycle unit |  | Eastern
EXCLUDE | FL | FL-Eastern | Vandolah Power Station | 55415 | G401 | NG | GT | 182 | 158 | 2220 | 133464.75 | 75770.83 |  | IPP Non-CHP | N | OP |  | Simple cycle unit |  | Eastern
EXCLUDE | IL | IL-Eastern | Raccoon Creek Energy Center | 55417 | CT01 | NG | GT | 114 | 75 | 1060 | 4303.25 | 4601.21 |  | Electric Utility | N | OP |  | Simple cycle unit |  | Eastern
EXCLUDE | IL | IL-Eastern | Raccoon Creek Energy Center | 55417 | CT02 | NG | GT | 114 | 75 | 1060 | 4303.25 | 3493.14 |  | Electric Utility | N | OP |  | Simple cycle unit |  | Eastern
EXCLUDE | IL | IL-Eastern | Raccoon Creek Energy Center | 55417 | CT03 | NG | GT | 114 | 75 | 1060 | 4303.25 | 3881.28 |  | Electric Utility | N | OP |  | Simple cycle unit |  | Eastern
EXCLUDE | IL | IL-Eastern | Raccoon Creek Energy Center | 55417 | CT04 | NG | GT | 114 | 75 | 1060 | 4303.25 | 3076.1 |  | Electric Utility | N | OP |  | Simple cycle unit |  | Eastern
NGCC | AR | AR-Eastern | Hot Spring Generating Facility | 55418 | CT1 | NG | CC | 198.9 | 170 | 2650 | 142923.62 | 62929.72 |  | Electric Utility | N | OP |  |  |  | Eastern
NGCC | AR | AR-Eastern | Hot Spring Generating Facility | 55418 | CT2 | NG | CC | 198.9 | 170 | 2650 | 142923.62 | 62929.72 |  | Electric Utility | N | OP |  |  |  | Eastern
EXCLUDE | AR | AR-Eastern | Hot Spring Generating Facility | 55418 | CT3 | NG | CC | 198.9 | 173.8 | 0 | 0 | 0 |  | Electric Utility | N | IP |  | Status of Operation (IP, L, P, T) |  | Eastern
EXCLUDE | AR | AR-Eastern | Hot Spring Generating Facility | 55418 | CT4 | NG | CC | 198.9 | 173.8 | 0 | 0 | 0 |  | Electric Utility | N | IP |  | Status of Operation (IP, L, P, T) |  | Eastern
NGCC | AR | AR-Eastern | Hot Spring Generating Facility | 55418 | ST1 | NG | CC | 317 | 290 | 2650 | 227786.76 | 100295.22 |  | Electric Utility | N | OP |  |  |  | Eastern
EXCLUDE | AR | AR-Eastern | Hot Spring Generating Facility | 55418 | ST2 | NG | CC | 317.1 | 304.4 | 0 | 0 | 0 |  | Electric Utility | N | IP |  | Status of Operation (IP, L, P, T) |  | Eastern
EXCLUDE | LA | LA-Eastern | Plaquemine Cogeneration Plant | 55419 | G500 | NG | CC | 198 | 151 | 2603 | 1041032.24 | 668764.75 |  | Industrial CHP | Y | OP |  | Commercial/Industrial Unit |  | Eastern
EXCLUDE | LA | LA-Eastern | Plaquemine Cogeneration Plant | 55419 | G600 | NG | CC | 198 | 151 | 2603 | 1041032.24 | 668764.75 |  | Industrial CHP | Y | OP |  | Commercial/Industrial Unit |  | Eastern
EXCLUDE | LA | LA-Eastern | Plaquemine Cogeneration Plant | 55419 | G700 | NG | CC | 198 | 151 | 2603 | 1041032.24 | 668764.75 |  | Industrial CHP | Y | OP |  | Commercial/Industrial Unit |  | Eastern
EXCLUDE | LA | LA-Eastern | Plaquemine Cogeneration Plant | 55419 | G800 | NG | CC | 198 | 151 | 2603 | 1041032.24 | 668764.75 |  | Industrial CHP | Y | OP |  | Commercial/Industrial Unit |  | Eastern
EXCLUDE | LA | LA-Eastern | Plaquemine Cogeneration Plant | 55419 | ST5 | NG | CC | 195 | 189 | 2603 | 1025259.02 | 658631.95 |  | Industrial CHP | Y | OP |  | Commercial/Industrial Unit |  | Eastern
EXCLUDE | FL | FL-Eastern | DeSoto County Plant | 55422 | DES1 | NG | GT | 199.4 | 159 | 1986.6 | 148559 | 94448.95 |  | IPP Non-CHP | N | OP |  | Simple cycle unit |  | Eastern
EXCLUDE | FL | FL-Eastern | DeSoto County Plant | 55422 | DES2 | NG | GT | 199.4 | 161 | 1986.6 | 148559 | 93006.83 |  | IPP Non-CHP | N | OP |  | Simple cycle unit |  | Eastern
EXCLUDE | KY | KY-Eastern | Kentucky Mills | 55429 | 01 | BLQ | ST | 88 | 49 | 0 | 233996 | 1070515.19 |  | Industrial CHP | Y | OP |  | Commercial/Industrial Unit |  | Eastern
EXCLUDE | LA | LA-Eastern | Bayou Cove Peaking Power | 55433 | 0001 | NG | GT | 104 | 75 | 1073 | 32677.75 | 24669.29 |  | IPP Non-CHP | N | OP |  | Simple cycle unit |  | Eastern
EXCLUDE | LA | LA-Eastern | Bayou Cove Peaking Power | 55433 | 0002 | NG | GT | 104 | 75 | 1073 | 32677.75 | 18662.63 |  | IPP Non-CHP | N | OP |  | Simple cycle unit |  | Eastern
EXCLUDE | LA | LA-Eastern | Bayou Cove Peaking Power | 55433 | 0003 | NG | GT | 104 | 75 | 1073 | 32677.75 | 23229.3 |  | IPP Non-CHP | N | OP |  | Simple cycle unit |  | Eastern
EXCLUDE | LA | LA-Eastern | Bayou Cove Peaking Power | 55433 | 0004 | NG | GT | 104 | 75 | 1073 | 32677.75 | 29475.86 |  | IPP Non-CHP | N | OP |  | Simple cycle unit |  | Eastern
EXCLUDE | IL | IL-Eastern | Elgin Energy Center | 55438 | CT01 | NG | GT | 135 | 115 | 1472 | 19322 | 15957.63 |  | IPP Non-CHP | N | OP |  | Simple cycle unit |  | Eastern
EXCLUDE | IL | IL-Eastern | Elgin Energy Center | 55438 | CT02 | NG | GT | 135 | 115 | 1472 | 19322 | 12561.76 |  | IPP Non-CHP | N | OP |  | Simple cycle unit |  | Eastern
EXCLUDE | IL | IL-Eastern | Elgin Energy Center | 55438 | CT03 | NG | GT | 135 | 115 | 1472 | 19322 | 25991.74 |  | IPP Non-CHP | N | OP |  | Simple cycle unit |  | Eastern
EXCLUDE | IL | IL-Eastern | Elgin Energy Center | 55438 | CT04 | NG | GT | 135 | 115 | 1472 | 19322 | 24622.75 |  | IPP Non-CHP | N | OP |  | Simple cycle unit |  | Eastern
NGCC | VA | VA-Eastern | Tenaska Virginia Generating Station | 55439 | CTG1 | NG | CC | 183.3 | 177.6 | 2487 | 1036365.34 | 440335.96 |  | IPP Non-CHP | N | OP |  |  |  | Eastern
NGCC | VA | VA-Eastern | Tenaska Virginia Generating Station | 55439 | CTG2 | NG | CC | 183.3 | 177 | 2487 | 1036365.34 | 440335.96 |  | IPP Non-CHP | N | OP |  |  |  | Eastern
NGCC | VA | VA-Eastern | Tenaska Virginia Generating Station | 55439 | CTG3 | NG | CC | 183.3 | 176.5 | 2487 | 1036365.34 | 440335.96 |  | IPP Non-CHP | N | OP |  |  |  | Eastern
NGCC | VA | VA-Eastern | Tenaska Virginia Generating Station | 55439 | STG1 | NG | CC | 396.2 | 395.1 | 2487 | 2240086.99 | 951779.08 |  | IPP Non-CHP | N | OP |  |  |  | Eastern
NGCC | AL | AL-Eastern | Tenaska Central Alabama Generating Stn | 55440 | CTG1 | NG | CC | 179 | 173.6 | 2860 | 1162876.37 | 533837.24 |  | IPP Non-CHP | N | OP |  |  |  | Eastern
NGCC | AL | AL-Eastern | Tenaska Central Alabama Generating Stn | 55440 | CTG2 | NG | CC | 179 | 173.4 | 2860 | 1162876.37 | 533837.24 |  | IPP Non-CHP | N | OP |  |  |  | Eastern
NGCC | AL | AL-Eastern | Tenaska Central Alabama Generating Stn | 55440 | CTG3 | NG | CC | 179 | 174.1 | 2860 | 1162876.37 | 533837.24 |  | IPP Non-CHP | N | OP |  |  |  | Eastern
NGCC | AL | AL-Eastern | Tenaska Central Alabama Generating Stn | 55440 | ST1 | NG | CC | 390.1 | 394.7 | 2860 | 2534290.9 | 1163407.31 |  | IPP Non-CHP | N | OP |  |  |  | Eastern
EXCLUDE | MO | MO-Eastern | Columbia Energy Center | 55447 | CT01 | NG | GT | 40.7 | 35 | 545 | 3023 | 2484.39 |  | Electric Utility | N | OP |  | Simple cycle unit |  | Eastern
EXCLUDE | MO | MO-Eastern | Columbia Energy Center | 55447 | CT02 | NG | GT | 40.7 | 35 | 545 | 778.87 | 657.24 |  | Electric Utility | N | OP |  | Simple cycle unit |  | Eastern
EXCLUDE | MO | MO-Eastern | Columbia Energy Center | 55447 | CT03 | NG | GT | 40.7 | 35 | 545 | 3023 | 2713.01 |  | Electric Utility | N | OP |  | Simple cycle unit |  | Eastern
EXCLUDE | MO | MO-Eastern | Columbia Energy Center | 55447 | CT04 | NG | GT | 40.7 | 35 | 545 | 3023 | 2816.08 |  | Electric Utility | N | OP |  | Simple cycle unit |  | Eastern
NGCC | MS | MS-Eastern | Magnolia Power Plant | 55451 | CTG1 | NG | CC | 178.5 | 156 | 2750 | 814534.72 | 366522.27 |  | Electric Utility | N | OP |  |  |  | Eastern
NGCC | MS | MS-Eastern | Magnolia Power Plant | 55451 | CTG2 | NG | CC | 178.5 | 156 | 2750 | 814534.72 | 366522.27 |  | Electric Utility | N | OP |  |  |  | Eastern
NGCC | MS | MS-Eastern | Magnolia Power Plant | 55451 | CTG3 | NG | CC | 178.5 | 156 | 2750 | 814534.72 | 366522.27 |  | Electric Utility | N | OP |  |  |  | Eastern
NGCC | MS | MS-Eastern | Magnolia Power Plant | 55451 | STG1 | NG | CC | 156 | 150 | 2750 | 711862.28 | 320321.98 |  | Electric Utility | N | OP |  |  |  | Eastern
NGCC | MS | MS-Eastern | Magnolia Power Plant | 55451 | STG2 | NG | CC | 156 | 150 | 2750 | 711862.28 | 320321.98 |  | Electric Utility | N | OP |  |  |  | Eastern
NGCC | MS | MS-Eastern | Magnolia Power Plant | 55451 | STG3 | NG | CC | 156 | 150 | 2750 | 711862.28 | 320321.98 |  | Electric Utility | N | OP |  |  |  | Eastern
EXCLUDE | CO | CO-Western | Plains End II LLC | 56516 | 2G08 | NG | IC | 8.4 | 8.3 | 0 | 0 | 0 |  | IPP Non-CHP | N | OP |  | Internal Combustion |  | Western
EXCLUDE | CO | CO-Western | Plains End II LLC | 56516 | 2G09 | NG | IC | 8.4 | 8.3 | 0 | 0 | 0 |  | IPP Non-CHP | N | OP |  | Internal Combustion |  | Western
EXCLUDE | CO | CO-Western | Plains End II LLC | 56516 | 2G10 | NG | IC | 8.4 | 8.3 | 0 | 0 | 0 |  | IPP Non-CHP | N | OP |  | Internal Combustion |  | Western
EXCLUDE | CO | CO-Western | Plains End II LLC | 56516 | 2G11 | NG | IC | 8.4 | 8.3 | 0 | 0 | 0 |  | IPP Non-CHP | N | OP |  | Internal Combustion |  | Western
EXCLUDE | CO | CO-Western | Plains End II LLC | 56516 | 2G12 | NG | IC | 8.4 | 8.3 | 0 | 0 | 0 |  | IPP Non-CHP | N | OP |  | Internal Combustion |  | Western
EXCLUDE | CO | CO-Western | Plains End II LLC | 56516 | 2G13 | NG | IC | 8.4 | 8.3 | 0 | 0 | 0 |  | IPP Non-CHP | N | OP |  | Internal Combustion |  | Western
NGCC | AZ | AZ-Western | Red Hawk | 55455 | CT1A | NG | CC | 187.5 | 148 | 2053 | 768505 | 336514.29 |  | Electric Utility | N | OP |  |  |  | Western
NGCC | AZ | AZ-Western | Red Hawk | 55455 | CT1B | NG | CC | 181.6 | 148 | 2053 | 744322.71 | 325925.31 |  | Electric Utility | N | OP |  |  |  | Western
NGCC | AZ | AZ-Western | Red Hawk | 55455 | CT2A | NG | CC | 181.6 | 148 | 2053 | 744322.71 | 325925.31 |  | Electric Utility | N | OP |  |  |  | Western
NGCC | AZ | AZ-Western | Red Hawk | 55455 | CT2B | NG | CC | 181.6 | 148 | 2053 | 744322.71 | 325925.31 |  | Electric Utility | N | OP |  |  |  | Western
NGCC | AZ | AZ-Western | Red Hawk | 55455 | ST1 | NG | CC | 204 | 171 | 2053 | 836133.44 | 366127.55 |  | Electric Utility | N | OP |  |  |  | Western
NGCC | AZ | AZ-Western | Red Hawk | 55455 | ST2 | NG | CC | 204 | 171 | 2053 | 836133.44 | 366127.55 |  | Electric Utility | N | OP |  |  |  | Western
NGCC | OK | OK-Eastern | McClain Energy Facility | 55457 | CT1 | NG | CC | 150.1 | 145.6 | 1818 | 1208686.58 | 495859.75 |  | Electric Utility | N | OP |  |  |  | Eastern
NGCC | OK | OK-Eastern | McClain Energy Facility | 55457 | CT2 | NG | CC | 150.1 | 148.1 | 1832 | 1208686.58 | 495859.75 |  | Electric Utility | N | OP |  |  |  | Eastern
NGCC | OK | OK-Eastern | McClain Energy Facility | 55457 | ST1 | NG | CC | 168.3 | 165.4 | 1818 | 1355242.84 | 555983.98 |  | Electric Utility | N | OP |  |  |  | Eastern
NGCC | OK | OK-Eastern | Redbud Power Plant | 55463 | CT01 | NG | CC | 198.9 |  | 2750 | 927837.14 | 410345.47 |  | Electric Utility | N | OP |  |  |  | Eastern
NGCC | OK | OK-Eastern | Redbud Power Plant | 55463 | CT02 | NG | CC | 198.9 |  | 2820 | 927837.14 | 410345.47 |  | Electric Utility | N | OP |  |  |  | Eastern
NGCC | OK | OK-Eastern | Redbud Power Plant | 55463 | CT03 | NG | CC | 198.9 |  | 2750 | 927837.14 | 410345.47 |  | Electric Utility | N | OP |  |  |  | Eastern
NGCC | OK | OK-Eastern | Redbud Power Plant | 55463 | CT04 | NG | CC | 198.9 |  | 2750 | 927837.14 | 410345.47 |  | Electric Utility | N | OP |  |  |  | Eastern
NGCC | OK | OK-Eastern | Redbud Power Plant | 55463 | ST01 | NG | CC | 159.5 | 291.7 | 2750 | 744042.36 | 329060.34 |  | Electric Utility | N | OP |  |  |  | Eastern
NGCC | OK | OK-Eastern | Redbud Power Plant | 55463 | ST02 | NG | CC | 159.5 | 288.3 | 2820 | 744042.36 | 329060.34 |  | Electric Utility | N | OP |  |  |  | Eastern
NGCC | OK | OK-Eastern | Redbud Power Plant | 55463 | ST03 | NG | CC | 159.5 | 290.1 | 2750 | 744042.36 | 329060.34 |  | Electric Utility | N | OP |  |  |  | Eastern
NGCC | OK | OK-Eastern | Redbud Power Plant | 55463 | ST04 | NG | CC | 159.5 | 290.1 | 2750 | 744042.36 | 329060.34 |  | Electric Utility | N | OP |  |  |  | Eastern
NGCC | TX | TX-ERCOT | Deer Park Energy Center | 55464 | CTG1 | NG | CC | 180 | 169.8 | 2707 | 1126825.3 | 671902.77 |  | IPP CHP | Y | OP |  |  |  | ERCOT
NGCC | TX | TX-ERCOT | Deer Park Energy Center | 55464 | CTG2 | NG | CC | 180 | 169.8 | 2707 | 1126825.3 | 671902.77 |  | IPP CHP | Y | OP |  |  |  | ERCOT
NGCC | TX | TX-ERCOT | Deer Park Energy Center | 55464 | CTG3 | NG | CC | 180 | 169.8 | 2707 | 1126825.3 | 671902.77 |  | IPP CHP | Y | OP |  |  |  | ERCOT
NGCC | TX | TX-ERCOT | Deer Park Energy Center | 55464 | CTG4 | NG | CC | 180 | 169.8 | 2707 | 1126825.3 | 671902.77 |  | IPP CHP | Y | OP |  |  |  | ERCOT
UC-NGCC | TX | TX-ERCOT | Deer Park Energy Center | 55464 | CTG6 | NG | CC | 180 | 154.8 | 0 | 0 | 0 |  | IPP CHP | Y | U |  |  |  | ERCOT
NGCC | TX | TX-ERCOT | Deer Park Energy Center | 55464 | STG1 | NG | CC | 276 | 258 | 2707 | 1727798.8 | 1030250.91 |  | IPP CHP | Y | OP |  |  |  | ERCOT
EXCLUDE | TX | TX-Eastern | Amelia Energy Center | 55465 | CTG1 | NG | CC | 180 | 180 | 0 | 0 | 0 |  | IPP Non-CHP | N | IP |  | Status of Operation (IP, L, P, T) |  | Eastern
EXCLUDE | TX | TX-Eastern | Amelia Energy Center | 55465 | CTG2 | NG | CC | 180 | 180 | 0 | 0 | 0 |  | IPP Non-CHP | N | IP |  | Status of Operation (IP, L, P, T) |  | Eastern
EXCLUDE | TX | TX-Eastern | Amelia Energy Center | 55465 | CTG3 | NG | CC | 180 | 180 | 0 | 0 | 0 |  | IPP Non-CHP | N | IP |  | Status of Operation (IP, L, P, T) |  | Eastern
EXCLUDE | TX | TX-Eastern | Amelia Energy Center | 55465 | STG1 | NG | CC | 360 | 360 | 0 | 0 | 0 |  | IPP Non-CHP | N | IP |  | Status of Operation (IP, L, P, T) |  | Eastern
NGCC | LA | LA-Eastern | Ouachita | 55467 | CTG1 | NG | CC | 179.3 | 151 | 2100 | 328890.23 | 133573.93 |  | Electric Utility | N | OP |  |  |  | Eastern
NGCC | LA | LA-Eastern | Ouachita | 55467 | CTG2 | NG | CC | 179.3 | 152 | 2110 | 328890.23 | 133573.93 |  | Electric Utility | N | OP |  |  |  | Eastern
NGCC | LA | LA-Eastern | Ouachita | 55467 | CTG3 | NG | CC | 179.3 | 158 | 2100 | 328890.23 | 133573.93 |  | Electric Utility | N | OP |  |  |  | Eastern
NGCC | LA | LA-Eastern | Ouachita | 55467 | STG1 | NG | CC | 122 | 104 | 2100 | 223784.77 | 90886.89 |  | Electric Utility | N | OP |  |  |  | Eastern
NGCC | LA | LA-Eastern | Ouachita | 55467 | STG2 | NG | CC | 122 | 105 | 2110 | 223784.77 | 90886.89 |  | Electric Utility | N | OP |  |  |  | Eastern
NGCC | LA | LA-Eastern | Ouachita | 55467 | STG3 | NG | CC | 122 | 100 | 2100 | 223784.77 | 90886.89 |  | Electric Utility | N | OP |  |  |  | Eastern
EXCLUDE | TX | TX-ERCOT | Green Power 2 | 55470 | ST1 | NG | CC | 110 | 110 | 2950 | 576744.69 | 366494.61 |  | Industrial CHP | Y | OP |  | Commercial/Industrial Unit |  | ERCOT
EXCLUDE | TX | TX-ERCOT | Green Power 2 | 55470 | ST805 | NG | CC | 250 | 241.5 | 2950 | 1310783.39 | 832942.29 |  | Industrial CHP | Y | OP |  | Commercial/Industrial Unit |  | ERCOT
EXCLUDE | TX | TX-ERCOT | Green Power 2 | 55470 | TR1 | NG | CC | 167 | 158 | 2950 | 875603.31 | 556405.45 |  | Industrial CHP | Y | OP |  | Commercial/Industrial Unit |  | ERCOT
EXCLUDE | TX | TX-ERCOT | Green Power 2 | 55470 | TR2 | NG | CC | 167 | 158 | 2950 | 875603.31 | 556405.45 |  | Industrial CHP | Y | OP |  | Commercial/Industrial Unit |  | ERCOT
EXCLUDE | TX | TX-ERCOT | Green Power 2 | 55470 | TR3 | NG | CC | 167 | 158 | 2950 | 875603.31 | 556405.45 |  | Industrial CHP | Y | OP |  | Commercial/Industrial Unit |  | ERCOT
EXCLUDE | WY | WY-Western | Neil Simpson Gas Turbine #2 | 55477 | GT2 | NG | GT | 40 | 34 | 373 | 15176 | 8415.54 |  | IPP Non-CHP | N | OP |  | Simple cycle unit |  | Western
EXCLUDE | SD | SD-Western | Lange Gas Turbines | 55478 | 0001 | NG | GT | 40 | 34 | 392 | 12853 | 8558.41 |  | Electric Utility | N | OP |  | Simple cycle unit |  | Western
COALST | WY | WY-Western | Wygen 1 | 55479 | 0001 | SUB | ST | 88 | 70 | 1300 | 684671 | 895125.96 |  | IPP Non-CHP | N | OP |  |  |  | Western
NGCC | TX | TX-ERCOT | Forney Energy Center | 55480 | ST1 | NG | CC | 416 | 415 | 2445 | 2046673.7 | 917646.8 |  | IPP Non-CHP | N | OP |  |  |  | ERCOT
NGCC | TX | TX-ERCOT | Forney Energy Center | 55480 | ST2 | NG | CC | 416 | 415 | 2445 | 2046673.7 | 917646.8 |  | IPP Non-CHP | N | OP |  |  |  | ERCOT
NGCC | TX | TX-ERCOT | Forney Energy Center | 55480 | U1 | NG | CC | 169.8 | 155 | 2445 | 835397.1 | 374558.72 |  | IPP Non-CHP | N | OP |  |  |  | ERCOT
NGCC | TX | TX-ERCOT | Forney Energy Center | 55480 | U2 | NG | CC | 169.8 | 155 | 2445 | 835397.1 | 374558.72 |  | IPP Non-CHP | N | OP |  |  |  | ERCOT
NGCC | TX | TX-ERCOT | Forney Energy Center | 55480 | U3 | NG | CC | 169.8 | 155 | 2445 | 835397.1 | 374558.72 |  | IPP Non-CHP | N | OP |  |  |  | ERCOT
NGCC | TX | TX-ERCOT | Forney Energy Center | 55480 | U4 | NG | CC | 169.8 | 155 | 2445 | 835397.1 | 374558.72 |  | IPP Non-CHP | N | OP |  |  |  | ERCOT
NGCC | TX | TX-ERCOT | Forney Energy Center | 55480 | U5 | NG | CC | 169.8 | 155 | 2445 | 835397.1 | 374558.72 |  | IPP Non-CHP | N | OP |  |  |  | ERCOT
NGCC | TX | TX-ERCOT | Forney Energy Center | 55480 | U6 | NG | CC | 169.8 | 155 | 2445 | 835397.1 | 374558.72 |  | IPP Non-CHP | N | OP |  |  |  | ERCOT
NGCC | AZ | AZ-Western | Mesquite Generating Station | 55481 | GT1 | NG | CC | 185.3 | 146.2 | 2370 | 778769.74 | 335679.84 |  | IPP Non-CHP | N | OP |  |  |  | Western
NGCC | AZ | AZ-Western | Mesquite Generating Station | 55481 | GT2 | NG | CC | 185.3 | 144.5 | 2370 | 778769.74 | 335679.84 |  | IPP Non-CHP | N | OP |  |  |  | Western
NGCC | AZ | AZ-Western | Mesquite Generating Station | 55481 | GT3 | NG | CC | 185.3 | 146.2 | 2370 | 778769.74 | 335679.84 |  | IPP Non-CHP | N | OP |  |  |  | Western
NGCC | AZ | AZ-Western | Mesquite Generating Station | 55481 | GT4 | NG | CC | 185.3 | 146.2 | 2370 | 778769.74 | 335679.84 |  | IPP Non-CHP | N | OP |  |  |  | Western
NGCC | AZ | AZ-Western | Mesquite Generating Station | 55481 | ST1 | NG | CC | 321 | 245.1 | 2370 | 1349083.03 | 581506.9 |  | IPP Non-CHP | N | OP |  |  |  | Western
NGCC | AZ | AZ-Western | Mesquite Generating Station | 55481 | ST2 | NG | CC | 321 | 245.1 | 2370 | 1349083.03 | 581506.9 |  | IPP Non-CHP | N | OP |  |  |  | Western
NGCC | WA | WA-Western | Goldendale Generating Station | 55482 | G1 | NG | CC | 166 | 146.1 | 2042 | 531494.33 | 212397.27 |  | Electric Utility | N | OP |  |  |  | Western
NGCC | WA | WA-Western | Goldendale Generating Station | 55482 | G2 | NG | CC | 114.3 | 110.6 | 2042 | 365962.67 | 146247.04 |  | Electric Utility | N | OP |  |  |  | Western
EXCLUDE | LA | LA-Eastern | Washington Parish Energy Center | 55486 | CTG1 | NG | CC | 200 | 172 | 0 | 0 | 0 |  | IPP Non-CHP | N | V |  | Status of Operation (IP, L, P, T) |  | Eastern
EXCLUDE | LA | LA-Eastern | Washington Parish Energy Center | 55486 | CTG2 | NG | CC | 200 | 172 | 0 | 0 | 0 |  | IPP Non-CHP | N | V |  | Status of Operation (IP, L, P, T) |  | Eastern
EXCLUDE | LA | LA-Eastern | Washington Parish Energy Center | 55486 | ST1 | NG | CC | 255 | 215 | 0 | 0 | 0 |  | IPP Non-CHP | N | V |  | Status of Operation (IP, L, P, T) |  | Eastern
EXCLUDE | NC | NC-Eastern | Blackburn Landfill Co-Generation | 55488 | BB1 | LFG | IC | 1 | 1 | 0 | 0 | 0 |  | IPP CHP | Y | OP |  | Non-Fossil Fuel Type (Less than 10% Fossil Fuel) |  | Eastern
EXCLUDE | NC | NC-Eastern | Blackburn Landfill Co-Generation | 55488 | BB2 | LFG | IC | 1 | 1 | 0 | 0 | 0 |  | IPP CHP | Y | OP |  | Non-Fossil Fuel Type (Less than 10% Fossil Fuel) |  | Eastern
EXCLUDE | NC | NC-Eastern | Blackburn Landfill Co-Generation | 55488 | BB3 | LFG | IC | 0.9 | 0.9 | 0 | 0 | 0 |  | IPP CHP | Y | OP |  | Non-Fossil Fuel Type (Less than 10% Fossil Fuel) |  | Eastern
EXCLUDE | NV | NV-Western | Tri Center Naniwa Energy | 55494 | CT1 | NG | GT | 64 | 50 | 0 | 0 | 0 |  | IPP Non-CHP | N | RE | 2008 | Retired prior to 2012 |  | Western
EXCLUDE | NV | NV-Western | Tri Center Naniwa Energy | 55494 | CT2 | NG | GT | 64 | 50 | 0 | 0 | 0 |  | IPP Non-CHP | N | RE | 2008 | Retired prior to 2012 |  | Western
EXCLUDE | NV | NV-Western | Tri Center Naniwa Energy | 55494 | CT3 | NG | GT | 64 | 50 | 0 | 0 | 0 |  | IPP Non-CHP | N | OP |  | Simple cycle unit |  | Western
EXCLUDE | NV | NV-Western | Tri Center Naniwa Energy | 55494 | CT4 | NG | GT | 64 | 50 | 0 | 0 | 0 |  | IPP Non-CHP | N | OP |  | Simple cycle unit |  | Western
EXCLUDE | NV | NV-Western | Tri Center Naniwa Energy | 55494 | CT5 | NG | GT | 62 | 50 | 0 | 0 | 0 |  | IPP Non-CHP | N | OP |  | Simple cycle unit |  | Western
EXCLUDE | NV | NV-Western | Tri Center Naniwa Energy | 55494 | CT6 | NG | GT | 62 | 50 | 0 | 0 | 0 |  | IPP Non-CHP | N | OP |  | Simple cycle unit |  | Western
EXCLUDE | IL | IL-Eastern | Goose Creek Energy Center | 55496 | CT01 | NG | GT | 114 | 72 | 1082 | 10584.83 | 8518.77 |  | Electric Utility | N | OP |  | Simple cycle unit |  | Eastern
EXCLUDE | IL | IL-Eastern | Goose Creek Energy Center | 55496 | CT02 | NG | GT | 114 | 72 | 1082 | 10584.83 | 8510.18 |  | Electric Utility | N | OP |  | Simple cycle unit |  | Eastern
EXCLUDE | IL | IL-Eastern | Goose Creek Energy Center | 55496 | CT03 | NG | GT | 114 | 72 | 1082 | 10584.83 | 7709.37 |  | Electric Utility | N | OP |  | Simple cycle unit |  | Eastern
EXCLUDE | IL | IL-Eastern | Goose Creek Energy Center | 55496 | CT04 | NG | GT | 114 | 72 | 1082 | 10584.83 | 7698.78 |  | Electric Utility | N | OP |  | Simple cycle unit |  | Eastern
EXCLUDE | IL | IL-Eastern | Goose Creek Energy Center | 55496 | CT05 | NG | GT | 114 | 72 | 1082 | 10584.83 | 7289.29 |  | Electric Utility | N | OP |  | Simple cycle unit |  | Eastern
EXCLUDE | IL | IL-Eastern | Goose Creek Energy Center | 55496 | CT06 | NG | GT | 114 | 72 | 1082 | 10584.83 | 6528.88 |  | Electric Utility | N | OP |  | Simple cycle unit |  | Eastern
EXCLUDE | CA | CA-Western | CalPeak Power Vaca Dixon Peaker Plant | 55499 | CPP1 | NG | GT | 49.5 | 49.5 | 600 | 11683 | 7320.63 |  | IPP Non-CHP | N | SB |  | Simple cycle unit |  | Western
NGCC | OK | OK-Eastern | Kiamichi Energy Facility | 55501 | CTG1 | NG | CC | 183.9 | 158.2 | 2495 | 586702.21 | 256326.42 |  | IPP Non-CHP | N | OP |  |  |  | Eastern
NGCC | OK | OK-Eastern | Kiamichi Energy Facility | 55501 | CTG2 | NG | CC | 183.9 | 158.2 | 2495 | 586702.21 | 256326.42 |  | IPP Non-CHP | N | OP |  |  |  | Eastern
NGCC | OK | OK-Eastern | Kiamichi Energy Facility | 55501 | CTG3 | NG | CC | 183.9 | 158.2 | 2495 | 586702.21 | 256326.42 |  | IPP Non-CHP | N | OP |  |  |  | Eastern
NGCC | OK | OK-Eastern | Kiamichi Energy Facility | 55501 | CTG4 | NG | CC | 183.9 | 158.2 | 2495 | 586702.21 | 256326.42 |  | IPP Non-CHP | N | OP |  |  |  | Eastern
NGCC | OK | OK-Eastern | Kiamichi Energy Facility | 55501 | STG1 | NG | CC | 317.2 | 272.8 | 2495 | 1011973.58 | 442124.75 |  | IPP Non-CHP | N | OP |  |  |  | Eastern
NGCC | OK | OK-Eastern | Kiamichi Energy Facility | 55501 | STG2 | NG | CC | 317.2 | 272.8 | 2495 | 1011973.58 | 442124.75 |  | IPP Non-CHP | N | OP |  |  |  | Eastern
NGCC | IN | IN-Eastern | Lawrenceburg Energy Facility | 55502 | 0100 | NG | CC | 268 | 238 | 2250 | 1443764.94 | 614730.05 |  | Electric Utility | N | OP |  |  |  | Eastern
NGCC | IN | IN-Eastern | Lawrenceburg Energy Facility | 55502 | 0200 | NG | CC | 268 | 238 | 2250 | 1443764.94 | 614730.05 |  | Electric Utility | N | OP |  |  |  | Eastern
NGCC | IN | IN-Eastern | Lawrenceburg Energy Facility | 55502 | 1100 | NG | CC | 174 | 151 | 2250 | 937369.78 | 399115.78 |  | Electric Utility | N | OP |  |  |  | Eastern
NGCC | IN | IN-Eastern | Lawrenceburg Energy Facility | 55502 | 1200 | NG | CC | 174 | 151 | 2250 | 937369.78 | 399115.78 |  | Electric Utility | N | OP |  |  |  | Eastern
NGCC | IN | IN-Eastern | Lawrenceburg Energy Facility | 55502 | 2100 | NG | CC | 174 | 151 | 2250 | 937369.78 | 399115.78 |  | Electric Utility | N | OP |  |  |  | Eastern
NGCC | IN | IN-Eastern | Lawrenceburg Energy Facility | 55502 | 2200 | NG | CC | 174 | 151 | 2250 | 937369.78 | 399115.78 |  | Electric Utility | N | OP |  |  |  | Eastern
NGCC | OH | OH-Eastern | AEP Waterford Facility | 55503 | CTG1 | NG | CC | 174.2 | 155 | 2104 | 950278.39 | 408202.8 |  | Electric Utility | N | OP |  |  |  | Eastern
NGCC | OH | OH-Eastern | AEP Waterford Facility | 55503 | CTG2 | NG | CC | 174.2 | 155 | 2104 | 950278.39 | 408202.8 |  | Electric Utility | N | OP |  |  |  | Eastern
NGCC | OH | OH-Eastern | AEP Waterford Facility | 55503 | CTG3 | NG | CC | 174.2 | 155 | 2104 | 950278.39 | 408202.8 |  | Electric Utility | N | OP |  |  |  | Eastern
NGCC | OH | OH-Eastern | AEP Waterford Facility | 55503 | ST1 | NG | CC | 399 | 345 | 2104 | 2176584.83 | 934976.55 |  | Electric Utility | N | OP |  |  |  | Eastern
EXCLUDE | CO | CO-Western | Plains End II LLC | 56516 | 2G14 | NG | IC | 8.4 | 8.3 | 0 | 0 | 0 |  | IPP Non-CHP | N | OP |  | Internal Combustion |  | Western
EXCLUDE | CO | CO-Western | Pole Hill | 519 | 1 | WAT | HY | 38.2 | 38.2 | 0 | 197625 | 0 |  | Electric Utility | N | OP |  | Non Combustion (NUC, WAT, WND, GEO, or SUN) |  | Western
EXCLUDE | CO | CO-Western | Ponnequin | 7937 | 30 | WND | WT | 9.9 | 9.9 | 0 | 21240.39 | 0 |  | Electric Utility | N | OP |  | Non Combustion (NUC, WAT, WND, GEO, or SUN) |  | Western
EXCLUDE | CO | CO-Western | Ponnequin | 7937 | 8 | WND | WT | 15.4 | 15.4 | 0 | 33040.61 | 0 |  | Electric Utility | N | OP |  | Non Combustion (NUC, WAT, WND, GEO, or SUN) |  | Western
EXCLUDE | AZ | AZ-Western | Gila Bend Power Generation Station | 55507 | 1 | NG | CC | 170 | 156 | 0 | 0 | 0 |  | IPP Non-CHP | N | P |  | Status of Operation (IP, L, P, T) |  | Western
EXCLUDE | AZ | AZ-Western | Gila Bend Power Generation Station | 55507 | 2 | NG | CC | 170 | 156 | 0 | 0 | 0 |  | IPP Non-CHP | N | P |  | Status of Operation (IP, L, P, T) |  | Western
EXCLUDE | AZ | AZ-Western | Gila Bend Power Generation Station | 55507 | 3 | NG | CC | 170 | 156 | 0 | 0 | 0 |  | IPP Non-CHP | N | P |  | Status of Operation (IP, L, P, T) |  | Western
EXCLUDE | AZ | AZ-Western | Gila Bend Power Generation Station | 55507 | 4 | NG | CC | 390 | 390 | 0 | 0 | 0 |  | IPP Non-CHP | N | P |  | Status of Operation (IP, L, P, T) |  | Western
EXCLUDE | CA | CA-Western | CalPeak Power Panoche Peaker Plant | 55508 | CPP2 | NG | GT | 49.5 | 49.5 | 600 | 9040 | 5842.7 |  | IPP Non-CHP | N | SB |  | Simple cycle unit |  | Western
EXCLUDE | CA | CA-Western | CalPeak Power Border Peaker Plant | 55510 | CPP4 | NG | GT | 49.5 | 49.5 | 600 | 16652 | 10501.37 |  | IPP Non-CHP | N | SB |  | Simple cycle unit |  | Western
EXCLUDE | CA | CA-Western | Cuyamaca Peak Energy Plant | 55512 | CPP6 | NG | GT | 48.7 | 48.7 | 600 | 46532 | 30352.76 |  | Electric Utility | N | OP |  | Simple cycle unit |  | Western
EXCLUDE | CA | CA-Western | CalPeak Power Enterprise Peaker Plant | 55513 | CPP7 | NG | GT | 49 | 49 | 600 | 17462 | 11074.77 |  | IPP Non-CHP | N | SB |  | Simple cycle unit |  | Western
NGCC | NV | NV-Western | Apex Generating Station | 55514 | CTG1 | NG | CC | 174 | 149.6 | 2410 | 389098.3 | 166294.01 |  | IPP Non-CHP | N | OP |  |  |  | Western
NGCC | NV | NV-Western | Apex Generating Station | 55514 | CTG2 | NG | CC | 174 | 149.6 | 2410 | 389098.3 | 166294.01 |  | IPP Non-CHP | N | OP |  |  |  | Western
NGCC | NV | NV-Western | Apex Generating Station | 55514 | STG1 | NG | CC | 252.6 | 195.2 | 2410 | 564863.4 | 241413.03 |  | IPP Non-CHP | N | OP |  |  |  | Western
NGCC | PA | PA-Eastern | Fayette Energy Facility | 55516 | CTG1 | NG | CC | 163.5 | 170 | 2700 | 1083954.23 | 477805.24 |  | IPP Non-CHP | N | OP |  |  |  | Eastern
NGCC | PA | PA-Eastern | Fayette Energy Facility | 55516 | CTG2 | NG | CC | 163.5 | 170 | 2700 | 1083954.23 | 477805.24 |  | IPP Non-CHP | N | OP |  |  |  | Eastern
NGCC | PA | PA-Eastern | Fayette Energy Facility | 55516 | STG1 | NG | CC | 317.1 | 288 | 2700 | 2102274.54 | 926679.16 |  | IPP Non-CHP | N | OP |  |  |  | Eastern
EXCLUDE | CT | CT-Eastern | Wallingford Energy | 55517 | CTG1 | NG | GT | 50 | 42.3 | 530 | 21784.2 | 12536.69 |  | IPP Non-CHP | N | OP |  | Simple cycle unit |  | Eastern
EXCLUDE | CT | CT-Eastern | Wallingford Energy | 55517 | CTG2 | NG | GT | 50 | 42.3 | 530 | 21784.2 | 14611.72 |  | IPP Non-CHP | N | OP |  | Simple cycle unit |  | Eastern
EXCLUDE | CT | CT-Eastern | Wallingford Energy | 55517 | CTG3 | NG | GT | 50 | 42.3 | 530 | 21784.2 | 11000.71 |  | IPP Non-CHP | N | OP |  | Simple cycle unit |  | Eastern
EXCLUDE | CT | CT-Eastern | Wallingford Energy | 55517 | CTG4 | NG | GT | 50 | 42.3 | 530 | 21784.2 | 13987.48 |  | IPP Non-CHP | N | OP |  | Simple cycle unit |  | Eastern
EXCLUDE | CT | CT-Eastern | Wallingford Energy | 55517 | CTG5 | NG | GT | 50 | 42.3 | 530 | 21784.2 | 10922.52 |  | IPP Non-CHP | N | OP |  | Simple cycle unit |  | Eastern
NGCC | CA | CA-Western | High Desert Power Plant | 55518 | CTG1 | NG | CC | 173 | 153.7 | 1975 | 1023388.81 | 432211.63 |  | IPP Non-CHP | N | OP |  |  |  | Western
NGCC | CA | CA-Western | High Desert Power Plant | 55518 | CTG2 | NG | CC | 173 | 155.2 | 1984 | 1023388.81 | 432211.63 |  | IPP Non-CHP | N | OP |  |  |  | Western
NGCC | CA | CA-Western | High Desert Power Plant | 55518 | CTG3 | NG | CC | 173 | 159.7 | 1955 | 1023388.81 | 432211.63 |  | IPP Non-CHP | N | OP |  |  |  | Western
NGCC | CA | CA-Western | High Desert Power Plant | 55518 | STG1 | NG | CC | 333 | 274 | 1975 | 1969875.57 | 831944.93 |  | IPP Non-CHP | N | OP |  |  |  | Western
EXCLUDE | AZ | AZ-Western | Sundance | 55522 | CT1 | NG | GT | 60.5 | 41 | 495 | 13467.5 | 8999.52 |  | Electric Utility | N | OP |  | Simple cycle unit |  | Western
EXCLUDE | AZ | AZ-Western | Sundance | 55522 | CT10 | NG | GT | 60.5 | 41 | 495 | 13467.5 | 8999.52 |  | Electric Utility | N | OP |  | Simple cycle unit |  | Western
EXCLUDE | AZ | AZ-Western | Sundance | 55522 | CT11 | NG | GT | 45 | 38 | 0 | 0 | 0 |  | Electric Utility | N | IP |  | Status of Operation (IP, L, P, T) |  | Western
EXCLUDE | AZ | AZ-Western | Sundance | 55522 | CT12 | NG | GT | 45 | 38 | 0 | 0 | 0 |  | Electric Utility | N | IP |  | Status of Operation (IP, L, P, T) |  | Western
EXCLUDE | AZ | AZ-Western | Sundance | 55522 | CT2 | NG | GT | 60.5 | 41 | 495 | 13467.5 | 8999.52 |  | Electric Utility | N | OP |  | Simple cycle unit |  | Western
EXCLUDE | AZ | AZ-Western | Sundance | 55522 | CT3 | NG | GT | 60.5 | 41 | 495 | 13467.5 | 8999.52 |  | Electric Utility | N | OP |  | Simple cycle unit |  | Western
EXCLUDE | AZ | AZ-Western | Sundance | 55522 | CT4 | NG | GT | 60.5 | 41 | 495 | 13467.5 | 8999.52 |  | Electric Utility | N | OP |  | Simple cycle unit |  | Western
EXCLUDE | AZ | AZ-Western | Sundance | 55522 | CT5 | NG | GT | 60.5 | 41 | 495 | 13467.5 | 8999.52 |  | Electric Utility | N | OP |  | Simple cycle unit |  | Western
EXCLUDE | AZ | AZ-Western | Sundance | 55522 | CT6 | NG | GT | 60.5 | 41 | 495 | 13467.5 | 8999.52 |  | Electric Utility | N | OP |  | Simple cycle unit |  | Western
EXCLUDE | AZ | AZ-Western | Sundance | 55522 | CT7 | NG | GT | 60.5 | 41 | 495 | 13467.5 | 8999.52 |  | Electric Utility | N | OP |  | Simple cycle unit |  | Western
EXCLUDE | AZ | AZ-Western | Sundance | 55522 | CT8 | NG | GT | 60.5 | 41 | 495 | 13467.5 | 8999.52 |  | Electric Utility | N | OP |  | Simple cycle unit |  | Western
EXCLUDE | AZ | AZ-Western | Sundance | 55522 | CT9 | NG | GT | 60.5 | 41 | 495 | 13467.5 | 8999.52 |  | Electric Utility | N | OP |  | Simple cycle unit |  | Western
NGCC | PA | PA-Eastern | York Energy Center | 55524 | CTG1 | NG | CC | 120 | 113 | 1570 | 746440.07 | 356703.67 |  | IPP Non-CHP | N | OP |  |  |  | Eastern
NGCC | PA | PA-Eastern | York Energy Center | 55524 | CTG2 | NG | CC | 120 | 122 | 1570 | 746440.07 | 356703.67 |  | IPP Non-CHP | N | OP |  |  |  | Eastern
NGCC | PA | PA-Eastern | York Energy Center | 55524 | CTG3 | NG | CC | 120 | 122 | 1570 | 746440.07 | 356703.67 |  | IPP Non-CHP | N | OP |  |  |  | Eastern
EXCLUDE | PA | PA-Eastern | York Energy Center | 55524 | CTG5 | NG | CC | 120 | 120 | 0 | 0 | 0 |  | IPP Non-CHP | N | IP |  | Status of Operation (IP, L, P, T) |  | Eastern
EXCLUDE | PA | PA-Eastern | York Energy Center | 55524 | CTG6 | NG | CC | 120 | 120 | 0 | 0 | 0 |  | IPP Non-CHP | N | IP |  | Status of Operation (IP, L, P, T) |  | Eastern
EXCLUDE | PA | PA-Eastern | York Energy Center | 55524 | CTG7 | NG | CC | 120 | 120 | 0 | 0 | 0 |  | IPP Non-CHP | N | IP |  | Status of Operation (IP, L, P, T) |  | Eastern
NGCC | PA | PA-Eastern | York Energy Center | 55524 | STG1 | NG | CC | 200 | 188 | 1570 | 1244066.79 | 594506.11 |  | IPP Non-CHP | N | OP |  |  |  | Eastern
EXCLUDE | PA | PA-Eastern | York Energy Center | 55524 | STG2 | NG | CC | 200 | 200 | 0 | 0 | 0 |  | IPP Non-CHP | N | IP |  | Status of Operation (IP, L, P, T) |  | Eastern
EXCLUDE | WI | WI-Eastern | MMSD South Shore Wastewater | 55525 | 1 | OBG | IC | 1.5 | 1.4 | 0 | 0 | 0 |  | Commercial CHP | Y | OP |  | Commercial/Industrial Unit |  | Eastern
EXCLUDE | WI | WI-Eastern | MMSD South Shore Wastewater | 55525 | 1CAT | OBG | IC | 0.9 | 0.9 | 0 | 0 | 0 |  | Commercial CHP | Y | OP |  | Commercial/Industrial Unit |  | Eastern
EXCLUDE | WI | WI-Eastern | MMSD South Shore Wastewater | 55525 | 2CAT | OBG | IC | 0.9 | 0.9 | 0 | 0 | 0 |  | Commercial CHP | Y | OP |  | Commercial/Industrial Unit |  | Eastern
EXCLUDE | WI | WI-Eastern | MMSD South Shore Wastewater | 55525 | 3CAT | OBG | IC | 0.9 | 0.9 | 0 | 0 | 0 |  | Commercial CHP | Y | OP |  | Commercial/Industrial Unit |  | Eastern
EXCLUDE | WI | WI-Eastern | MMSD South Shore Wastewater | 55525 | 4CAT | OBG | IC | 0.9 | 0.9 | 0 | 0 | 0 |  | Commercial CHP | Y | OP |  | Commercial/Industrial Unit |  | Eastern
EXCLUDE | TX | TX-ERCOT | Atascosita | 55526 | GEN1 | LFG | IC | 1.7 | 1.7 | 0 | 0 | 0 |  | IPP Non-CHP | N | OP |  | Non-Fossil Fuel Type (Less than 10% Fossil Fuel) |  | ERCOT
EXCLUDE | TX | TX-ERCOT | Atascosita | 55526 | GEN2 | LFG | IC | 1.7 | 1.7 | 0 | 0 | 0 |  | IPP Non-CHP | N | OP |  | Non-Fossil Fuel Type (Less than 10% Fossil Fuel) |  | ERCOT
EXCLUDE | TX | TX-ERCOT | Atascosita | 55526 | GEN3 | LFG | IC | 1.7 | 1.7 | 0 | 0 | 0 |  | IPP Non-CHP | N | OP |  | Non-Fossil Fuel Type (Less than 10% Fossil Fuel) |  | ERCOT
EXCLUDE | TX | TX-ERCOT | Atascosita | 55526 | GEN4 | LFG | IC | 1.7 | 1.7 | 0 | 0 | 0 |  | IPP Non-CHP | N | OP |  | Non-Fossil Fuel Type (Less than 10% Fossil Fuel) |  | ERCOT
EXCLUDE | TX | TX-ERCOT | Atascosita | 55526 | GEN5 | LFG | IC | 1.7 | 1.7 | 0 | 0 | 0 |  | IPP Non-CHP | N | OP |  | Non-Fossil Fuel Type (Less than 10% Fossil Fuel) |  | ERCOT
EXCLUDE | TX | TX-ERCOT | Atascosita | 55526 | GEN6 | LFG | IC | 1.7 | 1.7 | 0 | 0 | 0 |  | IPP Non-CHP | N | OP |  | Non-Fossil Fuel Type (Less than 10% Fossil Fuel) |  | ERCOT
EXCLUDE | NC | NC-Eastern | Water Filter Plant #2 | 55534 | 1299 | DFO | IC | 1.8 | 1.7 | 0 | 0 | 0 |  | Electric Utility | N | U |  | Status of Operation (IP, L, P, T) |  | Eastern
EXCLUDE | NC | NC-Eastern | Water Filter Plant #2 | 55534 | 3516 | DFO | IC | 1.6 | 1.3 | 0 | 0 | 0 |  | Electric Utility | N | OP | 2013 | Internal Combustion |  | Eastern
EXCLUDE | TX | TX-Western | Hoover Company | 55536 | 0542 | DFO | IC | 1.8 | 1.8 | 0 | 0 | 0 |  | Industrial Non-CHP | N | SB |  | Commercial/Industrial Unit |  | Western
EXCLUDE | TX | TX-Western | Hoover Company | 55536 | 0543 | DFO | IC | 1.8 | 1.8 | 0 | 0 | 0 |  | Industrial Non-CHP | N | SB |  | Commercial/Industrial Unit |  | Western
EXCLUDE | TX | TX-Western | Hoover Company | 55536 | 0544 | DFO | IC | 1.8 | 1.8 | 0 | 0 | 0 |  | Industrial Non-CHP | N | SB |  | Commercial/Industrial Unit |  | Western
EXCLUDE | TX | TX-Western | Hoover Company | 55536 | 0545 | DFO | IC | 1.8 | 1.8 | 0 | 0 | 0 |  | Industrial Non-CHP | N | SB |  | Commercial/Industrial Unit |  | Western
EXCLUDE | CA | CA-Western | Escondido Power Plant | 55538 | GEN1 | NG | GT | 44 | 33.6 | 688 | 1484 | 1578.55 |  | IPP Non-CHP | N | OP |  | Simple cycle unit |  | Western
EXCLUDE | CA | CA-Western | Chula Vista I | 55540 | GEN1 | NG | GT | 44 | 33.6 | 688 | 2472 | 3114.85 |  | IPP Non-CHP | N | OP |  | Simple cycle unit |  | Western
EXCLUDE | CA | CA-Western | Indigo Energy Facility | 55541 | CTG1 | NG | GT | 49.9 | 49.9 | 504 | 21143.67 | 13953.27 |  | IPP Non-CHP | N | OP |  | Simple cycle unit |  | Western
EXCLUDE | CA | CA-Western | Indigo Energy Facility | 55541 | CTG2 | NG | GT | 49.9 | 49.9 | 504 | 21143.67 | 12533.6 |  | IPP Non-CHP | N | OP |  | Simple cycle unit |  | Western
EXCLUDE | CA | CA-Western | Indigo Energy Facility | 55541 | CTG3 | NG | GT | 49.9 | 49.9 | 504 | 21143.67 | 12491.57 |  | IPP Non-CHP | N | OP |  | Simple cycle unit |  | Western
EXCLUDE | CA | CA-Western | Larkspur Energy Facility | 55542 | CTG1 | NG | GT | 49.9 | 49.9 | 504 | 35017 | 22406.24 |  | IPP Non-CHP | N | OP |  | Simple cycle unit |  | Western
EXCLUDE | CA | CA-Western | Larkspur Energy Facility | 55542 | CTG2 | NG | GT | 49.9 | 49.9 | 504 | 35017 | 20218.08 |  | IPP Non-CHP | N | OP |  | Simple cycle unit |  | Western
EXCLUDE | OR | OR-Western | Klamath Expansion Project | 55544 | GT1 | NG | GT | 29.4 | 25 | 280 | 4153 | 2674.83 |  | IPP Non-CHP | N | OP |  | Simple cycle unit |  | Western
EXCLUDE | OR | OR-Western | Klamath Expansion Project | 55544 | GT2 | NG | GT | 29.4 | 25 | 280 | 4153 | 2473 |  | IPP Non-CHP | N | OP |  | Simple cycle unit |  | Western
EXCLUDE | OR | OR-Western | Klamath Expansion Project | 55544 | GT3 | NG | GT | 29.4 | 25 | 280 | 4153 | 2853.68 |  | IPP Non-CHP | N | OP |  | Simple cycle unit |  | Western
EXCLUDE | OR | OR-Western | Klamath Expansion Project | 55544 | GT4 | NG | GT | 29.4 | 25 | 280 | 4153 | 2687.59 |  | IPP Non-CHP | N | OP |  | Simple cycle unit |  | Western
NGCC | TX | TX-ERCOT | Hidalgo Energy Center | 55545 | CTG1 | NG | CC | 176.6 | 149 | 0 | 870727.37 | 365855.12 |  | IPP Non-CHP | N | OP |  |  |  | ERCOT
NGCC | TX | TX-ERCOT | Hidalgo Energy Center | 55545 | CTG2 | NG | CC | 176.6 | 149 | 0 | 870727.37 | 365855.12 |  | IPP Non-CHP | N | OP |  |  |  | ERCOT
NGCC | TX | TX-ERCOT | Hidalgo Energy Center | 55545 | STG1 | NG | CC | 198.1 | 172 | 0 | 976733.25 | 410395.8 |  | IPP Non-CHP | N | OP |  |  |  | ERCOT
EXCLUDE | TX | TX-ERCOT | Baytown | 55551 | UN5 | LFG | IC | 1.3 | 1 | 0 | 0 | 0 |  | IPP Non-CHP | N | IP |  | Status of Operation (IP, L, P, T) |  | ERCOT
EXCLUDE | TX | TX-ERCOT | Baytown | 55551 | UNT1 | LFG | IC | 1 | 1 | 0 | 0 | 0 |  | IPP Non-CHP | N | OP |  | Non-Fossil Fuel Type (Less than 10% Fossil Fuel) |  | ERCOT
EXCLUDE | TX | TX-ERCOT | Baytown | 55551 | UNT2 | LFG | IC | 1 | 1 | 0 | 0 | 0 |  | IPP Non-CHP | N | OP |  | Non-Fossil Fuel Type (Less than 10% Fossil Fuel) |  | ERCOT
EXCLUDE | TX | TX-ERCOT | Baytown | 55551 | UNT3 | LFG | IC | 1 | 1 | 0 | 0 | 0 |  | IPP Non-CHP | N | OP |  | Non-Fossil Fuel Type (Less than 10% Fossil Fuel) |  | ERCOT
EXCLUDE | TX | TX-ERCOT | Baytown | 55551 | UNT4 | LFG | IC | 1 | 1 | 0 | 0 | 0 |  | IPP Non-CHP | N | OP |  | Non-Fossil Fuel Type (Less than 10% Fossil Fuel) |  | ERCOT
EXCLUDE | TX | TX-ERCOT | Bluebonnet | 55552 | UNT1 | LFG | IC | 1 | 1 | 0 | 0 | 0 |  | IPP Non-CHP | N | OP |  | Non-Fossil Fuel Type (Less than 10% Fossil Fuel) |  | ERCOT
EXCLUDE | TX | TX-ERCOT | Bluebonnet | 55552 | UNT2 | LFG | IC | 1 | 1 | 0 | 0 | 0 |  | IPP Non-CHP | N | OS |  | Non-Fossil Fuel Type (Less than 10% Fossil Fuel) |  | ERCOT
EXCLUDE | TX | TX-ERCOT | Bluebonnet | 55552 | UNT3 | LFG | IC | 1 | 1 | 0 | 0 | 0 |  | IPP Non-CHP | N | OP |  | Non-Fossil Fuel Type (Less than 10% Fossil Fuel) |  | ERCOT
EXCLUDE | TX | TX-ERCOT | Bluebonnet | 55552 | UNT4 | LFG | IC | 1 | 1 | 0 | 0 | 0 |  | IPP Non-CHP | N | OP |  | Non-Fossil Fuel Type (Less than 10% Fossil Fuel) |  | ERCOT
EXCLUDE | TX | TX-ERCOT | Coastal Plains | 55554 | UNT1 | LFG | IC | 1.7 | 1.7 | 0 | 0 | 0 |  | IPP Non-CHP | N | OP |  | Non-Fossil Fuel Type (Less than 10% Fossil Fuel) |  | ERCOT
EXCLUDE | TX | TX-ERCOT | Coastal Plains | 55554 | UNT2 | LFG | IC | 1.7 | 1.7 | 0 | 0 | 0 |  | IPP Non-CHP | N | OP |  | Non-Fossil Fuel Type (Less than 10% Fossil Fuel) |  | ERCOT
EXCLUDE | TX | TX-ERCOT | Coastal Plains | 55554 | UNT3 | LFG | IC | 1.7 | 1.7 | 0 | 0 | 0 |  | IPP Non-CHP | N | OP |  | Non-Fossil Fuel Type (Less than 10% Fossil Fuel) |  | ERCOT
EXCLUDE | TX | TX-ERCOT | Coastal Plains | 55554 | UNT4 | LFG | IC | 1.7 | 1.7 | 0 | 0 | 0 |  | IPP Non-CHP | N | OP |  | Non-Fossil Fuel Type (Less than 10% Fossil Fuel) |  | ERCOT
EXCLUDE | TX | TX-Eastern | Conroe | 55555 | UNT1 | LFG | IC | 1 | 1 | 0 | 0 | 0 |  | IPP Non-CHP | N | RE | 2012 | Non-Fossil Fuel Type (Less than 10% Fossil Fuel) |  | Eastern
EXCLUDE | TX | TX-Eastern | Conroe | 55555 | UNT2 | LFG | IC | 1 | 1 | 0 | 0 | 0 |  | IPP Non-CHP | N | RE | 2012 | Non-Fossil Fuel Type (Less than 10% Fossil Fuel) |  | Eastern
EXCLUDE | TX | TX-Eastern | Conroe | 55555 | UNT3 | LFG | IC | 1 | 1 | 0 | 0 | 0 |  | IPP Non-CHP | N | RE | 2012 | Non-Fossil Fuel Type (Less than 10% Fossil Fuel) |  | Eastern
EXCLUDE | TX | TX-Eastern | Security | 55556 | UNT1 | LFG | IC | 1.3 | 1.7 | 0 | 0 | 0 |  | IPP Non-CHP | N | RE | 2004 | Retired prior to 2012 |  | Eastern
EXCLUDE | TX | TX-Eastern | Security | 55556 | UNT2 | LFG | IC | 1.3 | 1.7 | 0 | 0 | 0 |  | IPP Non-CHP | N | OP |  | Non-Fossil Fuel Type (Less than 10% Fossil Fuel) |  | Eastern
EXCLUDE | TX | TX-Eastern | Security | 55556 | UNT3 | LFG | IC | 1.3 | 1.7 | 0 | 0 | 0 |  | IPP Non-CHP | N | OP |  | Non-Fossil Fuel Type (Less than 10% Fossil Fuel) |  | Eastern
EXCLUDE | CA | CA-Western | Wilmington Hydrogen Plant | 55557 | T101 | WH | ST | 31.9 | 28.1 | 0 | 185499 | 0 |  | Industrial CHP | Y | OP |  | Commercial/Industrial Unit |  | Western
EXCLUDE | WI | WI-Eastern | Combined Locks Energy Center | 55558 | GEN1 | NG | CC | 48 | 46.6 | 587 | 6190.19 | 4808.83 |  | Industrial CHP | Y | OP |  | Commercial/Industrial Unit |  | Eastern
EXCLUDE | WI | WI-Eastern | Combined Locks Energy Center | 55558 | GEN2 | NG | CC | 5 | 4.3 | 587 | 644.81 | 500.92 |  | Industrial CHP | Y | OP |  | Commercial/Industrial Unit |  | Eastern
EXCLUDE | WA | WA-Western | FPL Energy Vansycle LLC (WA) | 55560 | V-47 | WND | WT | 176.9 | 176.9 | 0 | 402669 | 0 |  | IPP Non-CHP | N | OP |  | Non Combustion (NUC, WAT, WND, GEO, or SUN) |  | Western
EXCLUDE | MN | MN-Eastern | Tsar Nicholas LLC | 55561 | TN30 | WND | WT | 1.9 | 1.9 | 0 | 5875 | 0 |  | IPP Non-CHP | N | OP |  | Non Combustion (NUC, WAT, WND, GEO, or SUN) |  | Eastern
EXCLUDE | MN | MN-Eastern | Sun River LLC | 55562 | SU30 | WND | WT | 1.9 | 1.9 | 0 | 5605 | 0 |  | IPP Non-CHP | N | OP |  | Non Combustion (NUC, WAT, WND, GEO, or SUN) |  | Eastern
EXCLUDE | MN | MN-Eastern | Julia Hills LLC | 55563 | JH30 | WND | WT | 1.9 | 1.9 | 0 | 4937 | 0 |  | IPP Non-CHP | N | OP |  | Non Combustion (NUC, WAT, WND, GEO, or SUN) |  | Eastern
EXCLUDE | MN | MN-Eastern | Jessica Mills LLC | 55564 | JM30 | WND | WT | 1.9 | 1.9 | 0 | 4662 | 0 |  | IPP Non-CHP | N | OP |  | Non Combustion (NUC, WAT, WND, GEO, or SUN) |  | Eastern
EXCLUDE | MN | MN-Eastern | Jack River LLC | 55565 | JR30 | WND | WT | 1.9 | 1.9 | 0 | 5205 | 0 |  | IPP Non-CHP | N | OP |  | Non Combustion (NUC, WAT, WND, GEO, or SUN) |  | Eastern
EXCLUDE | MN | MN-Eastern | Autumn Hills LLC | 55566 | AH30 | WND | WT | 1.9 | 1.9 | 0 | 5618 | 0 |  | IPP Non-CHP | N | OP |  | Non Combustion (NUC, WAT, WND, GEO, or SUN) |  | Eastern
EXCLUDE | MN | MN-Eastern | Winters Spawn LLC | 55567 | WS30 | WND | WT | 1.9 | 1.9 | 0 | 6265 | 0 |  | IPP Non-CHP | N | OP |  | Non Combustion (NUC, WAT, WND, GEO, or SUN) |  | Eastern
EXCLUDE | MN | MN-Eastern | Twin Lake Hills LLC | 55568 | TL30 | WND | WT | 1.9 | 1.9 | 0 | 5751 | 0 |  | IPP Non-CHP | N | OP |  | Non Combustion (NUC, WAT, WND, GEO, or SUN) |  | Eastern
EXCLUDE | MN | MN-Eastern | Spartan Hills LLC | 55569 | SH30 | WND | WT | 1.9 | 1.9 | 0 | 5836 | 0 |  | IPP Non-CHP | N | OP |  | Non Combustion (NUC, WAT, WND, GEO, or SUN) |  | Eastern
EXCLUDE | MN | MN-Eastern | Soliloquoy Ridge LLC | 55570 | SR30 | WND | WT | 1.9 | 1.9 | 0 | 6142 | 0 |  | IPP Non-CHP | N | OP |  | Non Combustion (NUC, WAT, WND, GEO, or SUN) |  | Eastern
EXCLUDE | MN | MN-Eastern | Ruthton Ridge LLC | 55571 | RR30 | WND | WT | 1.9 | 1.9 | 0 | 6477 | 0 |  | IPP Non-CHP | N | OP |  | Non Combustion (NUC, WAT, WND, GEO, or SUN) |  | Eastern
EXCLUDE | MN | MN-Eastern | Hope Creek LLC | 55572 | HC30 | WND | WT | 1.9 | 1.9 | 0 | 5912 | 0 |  | IPP Non-CHP | N | OP |  | Non Combustion (NUC, WAT, WND, GEO, or SUN) |  | Eastern
EXCLUDE | MN | MN-Eastern | Hadley Ridge LLC | 55573 | HR30 | WND | WT | 1.9 | 1.9 | 0 | 6227 | 0 |  | IPP Non-CHP | N | OP |  | Non Combustion (NUC, WAT, WND, GEO, or SUN) |  | Eastern
EXCLUDE | MN | MN-Eastern | Florence Hills LLC | 55574 | FH30 | WND | WT | 1.9 | 1.9 | 0 | 5490 | 0 |  | IPP Non-CHP | N | OP |  | Non Combustion (NUC, WAT, WND, GEO, or SUN) |  | Eastern
EXCLUDE | MN | MN-Eastern | Agassiz Beach LLC | 55576 | AB30 | WND | WT | 1.9 | 1.9 | 0 | 5267 | 0 |  | IPP Non-CHP | N | OP |  | Non Combustion (NUC, WAT, WND, GEO, or SUN) |  | Eastern
EXCLUDE | TX | TX-Western | Hueco Mountain Wind Ranch | 55578 | EXIS | WND | WT | 1.3 | 1.3 | 0 | 881 | 0 |  | Electric Utility | N | OP |  | Non Combustion (NUC, WAT, WND, GEO, or SUN) |  | Western
EXCLUDE | TX | TX-Eastern | Llano Estacado Wind Ranch | 55579 | EXIS | WND | WT | 80 | 80 | 0 | 252607 | 0 |  | IPP Non-CHP | N | OP |  | Non Combustion (NUC, WAT, WND, GEO, or SUN) |  | Eastern
EXCLUDE | TX | TX-ERCOT | King Mountain Wind Ranch 1 | 55581 | EXIS | WND | WT | 278 | 278 | 0 | 616884 | 0 |  | IPP Non-CHP | N | OP |  | Non Combustion (NUC, WAT, WND, GEO, or SUN) |  | ERCOT
EXCLUDE | MA | MA-Eastern | East Bridgewater | 55584 | 1 | LFG | IC | 1 | 0.9 | 0 | 0 | 0 |  | IPP Non-CHP | N | RE | 2010 | Retired prior to 2012 |  | Eastern
EXCLUDE | MA | MA-Eastern | East Bridgewater | 55584 | 2 | LFG | IC | 1 | 0.9 | 0 | 0 | 0 |  | IPP Non-CHP | N | RE | 2010 | Retired prior to 2012 |  | Eastern
EXCLUDE | MA | MA-Eastern | East Bridgewater | 55584 | 3 | LFG | IC | 1 | 0.9 | 0 | 0 | 0 |  | IPP Non-CHP | N | RE | 2010 | Retired prior to 2012 |  | Eastern
EXCLUDE | MA | MA-Eastern | East Bridgewater | 55584 | 4 | LFG | IC | 1 | 0.9 | 0 | 0 | 0 |  | IPP Non-CHP | N | RE | 2010 | Retired prior to 2012 |  | Eastern
EXCLUDE | MA | MA-Eastern | East Bridgewater | 55584 | 5 | LFG | IC | 1 | 0.9 | 0 | 0 | 0 |  | IPP Non-CHP | N | RE | 2010 | Retired prior to 2012 |  | Eastern
EXCLUDE | MA | MA-Eastern | East Bridgewater | 55584 | 6 | LFG | IC | 1 | 0.9 | 0 | 0 | 0 |  | IPP Non-CHP | N | RE | 2010 | Retired prior to 2012 |  | Eastern
EXCLUDE | MA | MA-Eastern | Randolph Electric | 55585 | 1 | LFG | IC | 1 | 0.9 | 0 | 0 | 0 |  | IPP Non-CHP | N | RE | 2010 | Retired prior to 2012 |  | Eastern
EXCLUDE | MA | MA-Eastern | Randolph Electric | 55585 | 2 | LFG | IC | 1 | 0.9 | 0 | 0 | 0 |  | IPP Non-CHP | N | RE | 2010 | Retired prior to 2012 |  | Eastern
EXCLUDE | MA | MA-Eastern | Randolph Electric | 55585 | 3 | LFG | IC | 1 | 0.9 | 0 | 0 | 0 |  | IPP Non-CHP | N | RE | 2010 | Retired prior to 2012 |  | Eastern
EXCLUDE | MA | MA-Eastern | Halifax Electric | 55586 | 1 | LFG | IC | 1 | 0.9 | 0 | 0 | 0 |  | IPP Non-CHP | N | RE | 2010 | Retired prior to 2012 |  | Eastern
EXCLUDE | MA | MA-Eastern | Halifax Electric | 55586 | 2 | LFG | IC | 1 | 0.9 | 0 | 0 | 0 |  | IPP Non-CHP | N | RE | 2010 | Retired prior to 2012 |  | Eastern
EXCLUDE | MA | MA-Eastern | Halifax Electric | 55586 | 3 | LFG | IC | 1 | 0.9 | 0 | 0 | 0 |  | IPP Non-CHP | N | RE | 2010 | Retired prior to 2012 |  | Eastern
EXCLUDE | VA | VA-Eastern | GRS Richmond | 55587 | 1 | LFG | IC | 1 | 0.9 | 0 | 0 | 0 |  | IPP Non-CHP | N | OP |  | Non-Fossil Fuel Type (Less than 10% Fossil Fuel) |  | Eastern
EXCLUDE | VA | VA-Eastern | GRS Richmond | 55587 | 2 | LFG | IC | 1 | 0.9 | 0 | 0 | 0 |  | IPP Non-CHP | N | OS |  | Non-Fossil Fuel Type (Less than 10% Fossil Fuel) |  | Eastern
EXCLUDE | VA | VA-Eastern | GRS Richmond | 55587 | 3 | LFG | IC | 1 | 0.9 | 0 | 0 | 0 |  | IPP Non-CHP | N | OP |  | Non-Fossil Fuel Type (Less than 10% Fossil Fuel) |  | Eastern
EXCLUDE | TX | TX-ERCOT | GRS Sunset Farms | 55588 | 1 | LFG | IC | 1 | 0.9 | 0 | 0 | 0 |  | IPP Non-CHP | N | OP |  | Non-Fossil Fuel Type (Less than 10% Fossil Fuel) |  | ERCOT
EXCLUDE | TX | TX-ERCOT | GRS Sunset Farms | 55588 | 2 | LFG | IC | 1 | 0.9 | 0 | 0 | 0 |  | IPP Non-CHP | N | OP |  | Non-Fossil Fuel Type (Less than 10% Fossil Fuel) |  | ERCOT
EXCLUDE | TX | TX-ERCOT | GRS Sunset Farms | 55588 | 3 | LFG | IC | 1 | 0.9 | 0 | 0 | 0 |  | IPP Non-CHP | N | OP |  | Non-Fossil Fuel Type (Less than 10% Fossil Fuel) |  | ERCOT
EXCLUDE | TX | TX-ERCOT | GRS Sunset Farms | 55588 | 4 | LFG | IC | 1 | 0.9 | 0 | 0 | 0 |  | IPP Non-CHP | N | OP |  | Non-Fossil Fuel Type (Less than 10% Fossil Fuel) |  | ERCOT
EXCLUDE | MA | MA-Eastern | GRS Fall River | 55589 | 1 | LFG | IC | 1 | 0.9 | 0 | 0 | 0 |  | IPP Non-CHP | N | OP |  | Non-Fossil Fuel Type (Less than 10% Fossil Fuel) |  | Eastern
EXCLUDE | MA | MA-Eastern | GRS Fall River | 55589 | 2 | LFG | IC | 1 | 0.9 | 0 | 0 | 0 |  | IPP Non-CHP | N | OP |  | Non-Fossil Fuel Type (Less than 10% Fossil Fuel) |  | Eastern
EXCLUDE | MA | MA-Eastern | GRS Fall River | 55589 | 3 | LFG | GT | 5.3 | 4.4 | 0 | 28116 | 28753.19 |  | IPP Non-CHP | N | OP |  | Non-Fossil Fuel Type (Less than 10% Fossil Fuel) |  | Eastern
EXCLUDE | MA | MA-Eastern | Chicopee Electric | 55590 | 1 | LFG | IC | 1 | 0.9 | 0 | 0 | 0 |  | IPP Non-CHP | N | RE | 2012 | Non-Fossil Fuel Type (Less than 10% Fossil Fuel) |  | Eastern
EXCLUDE | MA | MA-Eastern | Chicopee Electric | 55590 | 2 | LFG | IC | 1 | 0.9 | 0 | 0 | 0 |  | IPP Non-CHP | N | RE | 2012 | Non-Fossil Fuel Type (Less than 10% Fossil Fuel) |  | Eastern
EXCLUDE | IL | IL-Eastern | Rockford Electric | 55591 | 1 | LFG | IC | 1 | 0.9 | 0 | 0 | 0 |  | IPP Non-CHP | N | RE | 2009 | Retired prior to 2012 |  | Eastern
EXCLUDE | IL | IL-Eastern | Rockford Electric | 55591 | 2 | LFG | IC | 1 | 0.9 | 0 | 0 | 0 |  | IPP Non-CHP | N | RE | 2009 | Retired prior to 2012 |  | Eastern
EXCLUDE | IL | IL-Eastern | Mallard Lake Electric | 55592 | 1 | LFG | CC | 5 | 3.8 | 0 | 18854.25 | 14609.97 |  | IPP Non-CHP | N | OP |  | Non-Fossil Fuel Type (Less than 10% Fossil Fuel) |  | Eastern
EXCLUDE | IL | IL-Eastern | Mallard Lake Electric | 55592 | 2 | LFG | CC | 5 | 3.8 | 0 | 18854.25 | 14609.97 |  | IPP Non-CHP | N | OP |  | Non-Fossil Fuel Type (Less than 10% Fossil Fuel) |  | Eastern
EXCLUDE | IL | IL-Eastern | Mallard Lake Electric | 55592 | 3 | LFG | CC | 5 | 3.8 | 0 | 0 | 0 |  | IPP Non-CHP | N | RE | 2009 | Retired prior to 2012 |  | Eastern
EXCLUDE | IL | IL-Eastern | Mallard Lake Electric | 55592 | 4 | LFG | CC | 10 | 7.6 | 0 | 37708.5 | 29219.94 |  | IPP Non-CHP | N | OP |  | Non-Fossil Fuel Type (Less than 10% Fossil Fuel) |  | Eastern
EXCLUDE | IL | IL-Eastern | Quad Cities | 55593 | 1 | LFG | IC | 1 | 0.9 | 0 | 0 | 0 |  | IPP Non-CHP | N | RE | 2008 | Retired prior to 2012 |  | Eastern
EXCLUDE | IL | IL-Eastern | Quad Cities | 55593 | 2 | LFG | IC | 1 | 1 | 0 | 0 | 0 |  | IPP Non-CHP | N | RE | 2008 | Retired prior to 2012 |  | Eastern
EXCLUDE | IL | IL-Eastern | South Barrington Electric | 55594 | 1 | LFG | IC | 0.8 | 0.8 | 0 | 0 | 0 |  | IPP Non-CHP | N | RE | 2012 | Non-Fossil Fuel Type (Less than 10% Fossil Fuel) |  | Eastern
EXCLUDE | IL | IL-Eastern | South Barrington Electric | 55594 | 2 | LFG | IC | 0.8 | 0.8 | 0 | 0 | 0 |  | IPP Non-CHP | N | RE | 2012 | Non-Fossil Fuel Type (Less than 10% Fossil Fuel) |  | Eastern
EXCLUDE | MI | MI-Eastern | GRS Lyon | 55595 | 1 | LFG | IC | 1 | 0.9 | 0 | 0 | 0 |  | IPP Non-CHP | N | RE | 2010 | Retired prior to 2012 |  | Eastern
EXCLUDE | MI | MI-Eastern | GRS Lyon | 55595 | 2 | LFG | IC | 1 | 0.9 | 0 | 0 | 0 |  | IPP Non-CHP | N | RE | 2010 | Retired prior to 2012 |  | Eastern
EXCLUDE | MI | MI-Eastern | GRS Lyon | 55595 | 3 | LFG | IC | 1 | 0.9 | 0 | 0 | 0 |  | IPP Non-CHP | N | RE | 2010 | Retired prior to 2012 |  | Eastern
EXCLUDE | MI | MI-Eastern | GRS Lyon | 55595 | 4 | LFG | IC | 1 | 0.9 | 0 | 0 | 0 |  | IPP Non-CHP | N | RE | 2010 | Retired prior to 2012 |  | Eastern
EXCLUDE | MI | MI-Eastern | GRS Lyon | 55595 | 5 | LFG | IC | 1 | 0.9 | 0 | 0 | 0 |  | IPP Non-CHP | N | RE | 2010 | Retired prior to 2012 |  | Eastern
EXCLUDE | MI | MI-Eastern | GRS Arbor Hills | 55596 | 0001 | LFG | CC | 5 | 3.8 | 0 | 22130.36 | 19352.37 |  | IPP Non-CHP | N | OP |  | Non-Fossil Fuel Type (Less than 10% Fossil Fuel) |  | Eastern
EXCLUDE | MI | MI-Eastern | GRS Arbor Hills | 55596 | 0002 | LFG | CC | 5 | 3.8 | 0 | 22130.36 | 19352.37 |  | IPP Non-CHP | N | OP |  | Non-Fossil Fuel Type (Less than 10% Fossil Fuel) |  | Eastern
EXCLUDE | MI | MI-Eastern | GRS Arbor Hills | 55596 | 0003 | LFG | CC | 5 | 3.8 | 0 | 22130.36 | 19352.37 |  | IPP Non-CHP | N | OP |  | Non-Fossil Fuel Type (Less than 10% Fossil Fuel) |  | Eastern
EXCLUDE | MI | MI-Eastern | GRS Arbor Hills | 55596 | 0004 | LFG | CC | 10 | 7.6 | 0 | 44260.73 | 38704.74 |  | IPP Non-CHP | N | OP |  | Non-Fossil Fuel Type (Less than 10% Fossil Fuel) |  | Eastern
EXCLUDE | MI | MI-Eastern | GRS Arbor Hills | 55596 | 0005 | LFG | CC | 5.3 | 4.8 | 0 | 23458.18 | 20513.51 |  | IPP Non-CHP | N | OP |  | Non-Fossil Fuel Type (Less than 10% Fossil Fuel) |  | Eastern
EXCLUDE | MI | MI-Eastern | GRS C&C | 55597 | 1 | LFG | IC | 1 | 0.9 | 0 | 0 | 0 |  | IPP Non-CHP | N | OS |  | Non-Fossil Fuel Type (Less than 10% Fossil Fuel) |  | Eastern
EXCLUDE | MI | MI-Eastern | GRS C&C | 55597 | 2 | LFG | IC | 1 | 0.9 | 0 | 0 | 0 |  | IPP Non-CHP | N | OS |  | Non-Fossil Fuel Type (Less than 10% Fossil Fuel) |  | Eastern
EXCLUDE | MI | MI-Eastern | GRS C&C | 55597 | 3 | LFG | IC | 1 | 0.9 | 0 | 0 | 0 |  | IPP Non-CHP | N | OP |  | Non-Fossil Fuel Type (Less than 10% Fossil Fuel) |  | Eastern
EXCLUDE | MI | MI-Eastern | GRS C&C | 55597 | 4 | LFG | GT | 2.7 | 2.3 | 0 | 17850 | 19815.31 |  | IPP Non-CHP | N | OP |  | Non-Fossil Fuel Type (Less than 10% Fossil Fuel) |  | Eastern
EXCLUDE | MN | MN-Eastern | GRS Pine Bend | 55598 | 1 | LFG | CC | 5 | 3.8 | 0 | 9905.42 | 11662.4 |  | IPP Non-CHP | N | OP |  | Non-Fossil Fuel Type (Less than 10% Fossil Fuel) |  | Eastern
EXCLUDE | MN | MN-Eastern | GRS Pine Bend | 55598 | 2 | LFG | CC | 5 | 3.8 | 0 | 9905.42 | 11662.4 |  | IPP Non-CHP | N | OP |  | Non-Fossil Fuel Type (Less than 10% Fossil Fuel) |  | Eastern
EXCLUDE | MN | MN-Eastern | GRS Pine Bend | 55598 | 3 | LFG | CC | 6.6 | 6 | 0 | 13075.16 | 15394.36 |  | IPP Non-CHP | N | OS |  | Non-Fossil Fuel Type (Less than 10% Fossil Fuel) |  | Eastern
EXCLUDE | NC | NC-Eastern | GRS CMS | 55599 | 1 | LFG | GT | 5.3 | 4.3 | 0 | 27776 | 25185.41 |  | IPP Non-CHP | N | OP |  | Non-Fossil Fuel Type (Less than 10% Fossil Fuel) |  | Eastern
EXCLUDE | NY | NY-Eastern | Binghamton Cogen | 55600 | 1 | NG | GT | 47.7 | 42 | 0 | 0 | 0 |  | IPP CHP | Y | RE | 2012 | Simple cycle unit |  | Eastern
EXCLUDE | CA | CA-Western | Prima Plant | 55601 | UNT1 | LFG | IC | 3 | 2.7 | 0 | 0 | 0 |  | IPP Non-CHP | N | OP |  | Non-Fossil Fuel Type (Less than 10% Fossil Fuel) |  | Western
EXCLUDE | CA | CA-Western | Prima Plant | 55601 | UNT2 | LFG | IC | 3 | 2.7 | 0 | 0 | 0 |  | IPP Non-CHP | N | OP |  | Non-Fossil Fuel Type (Less than 10% Fossil Fuel) |  | Western
EXCLUDE | CA | CA-Western | MM San Diego-North City | 55602 | UNT1 | LFG | IC | 0.9 | 0.9 | 0 | 0 | 0 |  | IPP Non-CHP | N | OP |  | Non-Fossil Fuel Type (Less than 10% Fossil Fuel) |  | Western
EXCLUDE | CA | CA-Western | MM San Diego-North City | 55602 | UNT2 | LFG | IC | 0.9 | 0.9 | 0 | 0 | 0 |  | IPP Non-CHP | N | OP |  | Non-Fossil Fuel Type (Less than 10% Fossil Fuel) |  | Western
EXCLUDE | CA | CA-Western | MM San Diego-North City | 55602 | UNT3 | LFG | IC | 0.9 | 0.9 | 0 | 0 | 0 |  | IPP Non-CHP | N | OP |  | Non-Fossil Fuel Type (Less than 10% Fossil Fuel) |  | Western
EXCLUDE | CA | CA-Western | MM San Diego-North City | 55602 | UNT4 | LFG | IC | 0.9 | 0.9 | 0 | 0 | 0 |  | IPP Non-CHP | N | OP |  | Non-Fossil Fuel Type (Less than 10% Fossil Fuel) |  | Western
EXCLUDE | CA | CA-Western | Tajiguas Plant | 55603 | UNT1 | LFG | IC | 3 | 2.7 | 0 | 0 | 0 |  | IPP Non-CHP | N | OP |  | Non-Fossil Fuel Type (Less than 10% Fossil Fuel) |  | Western
EXCLUDE | OH | OH-Eastern | MM Cuyahoga Energy | 55605 | UNT1 | LFG | IC | 1.9 | 1.8 | 0 | 0 | 0 |  | IPP Non-CHP | N | OS |  | Non-Fossil Fuel Type (Less than 10% Fossil Fuel) |  | Eastern
EXCLUDE | OH | OH-Eastern | MM Cuyahoga Energy | 55605 | UNT2 | LFG | IC | 1.9 | 1.8 | 0 | 0 | 0 |  | IPP Non-CHP | N | OS |  | Non-Fossil Fuel Type (Less than 10% Fossil Fuel) |  | Eastern
EXCLUDE | WY | WY-Western | Foote Creek I | 55607 | GEN1 | WND | WT | 41.4 | 41.4 | 0 | 108555 | 0 |  | IPP Non-CHP | N | OP |  | Non Combustion (NUC, WAT, WND, GEO, or SUN) |  | Western
EXCLUDE | WY | WY-Western | Foote Creek II | 55608 | GEN1 | WND | WT | 1.8 | 1.8 | 0 | 5498 | 0 |  | IPP Non-CHP | N | OP |  | Non Combustion (NUC, WAT, WND, GEO, or SUN) |  | Western
EXCLUDE | WY | WY-Western | Foote Creek III | 55609 | GEN1 | WND | WT | 24.8 | 24.8 | 0 | 72490 | 0 |  | IPP Non-CHP | N | OP |  | Non Combustion (NUC, WAT, WND, GEO, or SUN) |  | Western
EXCLUDE | WY | WY-Western | Foote Creek IV | 55610 | GEN1 | WND | WT | 16.8 | 16.8 | 0 | 53878 | 0 |  | IPP Non-CHP | N | OP |  | Non Combustion (NUC, WAT, WND, GEO, or SUN) |  | Western
EXCLUDE | OH | OH-Eastern | Mingo Junction Energy Center | 55611 | GEN1 | BFG | ST | 32 | 30 | 0 | 34721 | 46716.12 |  | IPP CHP | Y | OP |  | Other steam unit |  | Eastern
EXCLUDE | NJ | NJ-Eastern | Monmouth Landfill Gas to Energy | 55618 | GEN1 | LFG | GT | 4.9 | 3.3 | 0 | 28250.5 | 26716.8 |  | IPP Non-CHP | N | OP |  | Non-Fossil Fuel Type (Less than 10% Fossil Fuel) |  | Eastern
EXCLUDE | NJ | NJ-Eastern | Monmouth Landfill Gas to Energy | 55618 | GEN2 | LFG | GT | 4.9 | 3.3 | 0 | 28250.5 | 26716.8 |  | IPP Non-CHP | N | OP |  | Non-Fossil Fuel Type (Less than 10% Fossil Fuel) |  | Eastern
EXCLUDE | NY | NY-Eastern | Watchtower Educational Center | 55619 | GEN1 | NG | IC | 0.7 | 0.7 | 0 | 0 | 0 |  | Commercial Non-CHP | N | SB |  | Commercial/Industrial Unit |  | Eastern
EXCLUDE | NY | NY-Eastern | Watchtower Educational Center | 55619 | GEN2 | DFO | IC | 0.7 | 0.7 | 0 | 0 | 0 |  | Commercial Non-CHP | N | SB |  | Commercial/Industrial Unit |  | Eastern
EXCLUDE | NY | NY-Eastern | Watchtower Educational Center | 55619 | GEN3 | NG | IC | 0.7 | 0.7 | 0 | 0 | 0 |  | Commercial Non-CHP | N | SB |  | Commercial/Industrial Unit |  | Eastern
EXCLUDE | LA | LA-Eastern | Perryville Power Station | 55620 | 2-CT | NG | GT | 186.2 | 156 | 0 | 0 | 0 |  | Electric Utility | N | OP |  | Simple cycle unit |  | Eastern
NGCC | LA | LA-Eastern | Perryville Power Station | 55620 | CT-1 | NG | CC | 198.9 | 160 | 2215 | 600132.78 | 274885.51 |  | Electric Utility | N | OP |  |  |  | Eastern
NGCC | LA | LA-Eastern | Perryville Power Station | 55620 | CT-2 | NG | CC | 198.9 | 160 | 2200 | 600132.78 | 274885.51 |  | Electric Utility | N | OP |  |  |  | Eastern
NGCC | LA | LA-Eastern | Perryville Power Station | 55620 | ST-1 | NG | CC | 240.1 | 215 | 2200 | 724443.84 | 331825.09 |  | Electric Utility | N | OP |  |  |  | Eastern
EXCLUDE | UT | UT-Western | West Valley Generation Project | 55622 | U1 | NG | GT | 43.4 | 37.8 | 425 | 53688 | 50739.27 |  | IPP Non-CHP | N | OP |  | Simple cycle unit |  | Western
EXCLUDE | UT | UT-Western | West Valley Generation Project | 55622 | U2 | NG | GT | 43.4 | 37.8 | 425 | 53688 | 42440.05 |  | IPP Non-CHP | N | OP |  | Simple cycle unit |  | Western
EXCLUDE | UT | UT-Western | West Valley Generation Project | 55622 | U3 | NG | GT | 43.4 | 37.8 | 425 | 53688 | 45064.5 |  | IPP Non-CHP | N | OP |  | Simple cycle unit |  | Western
EXCLUDE | UT | UT-Western | West Valley Generation Project | 55622 | U4 | NG | GT | 43.4 | 37.8 | 425 | 53688 | 45647.76 |  | IPP Non-CHP | N | OP |  | Simple cycle unit |  | Western
EXCLUDE | UT | UT-Western | West Valley Generation Project | 55622 | U5 | NG | GT | 43.4 | 37.8 | 425 | 53688 | 47062.04 |  | IPP Non-CHP | N | OP |  | Simple cycle unit |  | Western
EXCLUDE | CA | CA-Western | Creed Energy Center | 55625 | CT1 | NG | GT | 47 | 45 | 500 | 10130 | 7299.55 |  | IPP Non-CHP | N | OP |  | Simple cycle unit |  | Western
EXCLUDE | CA | CA-Western | Lambie Energy Center | 55626 | CT1 | NG | GT | 47 | 45 | 500 | 9371 | 6880.38 |  | IPP Non-CHP | N | OP |  | Simple cycle unit |  | Western
EXCLUDE | CA | CA-Western | Goose Haven Energy Center | 55627 | CT1 | NG | GT | 47 | 45 | 500 | 9801 | 7210.73 |  | IPP Non-CHP | N | OP |  | Simple cycle unit |  | Western
EXCLUDE | TX | TX-Western | Leviton Manufacturing | 55637 | GEN1 | DFO | IC | 1.8 | 1.8 | 0 | 0 | 0 |  | Industrial Non-CHP | N | SB |  | Commercial/Industrial Unit |  | Western
EXCLUDE | ND | ND-Eastern | Walhalla | 55638 | GEN1 | SUB | ST | 2 | 2 | 0 | 175 | 7134.39 |  | Industrial CHP | Y | RE | 2012 | Commercial/Industrial Unit |  | Eastern
EXCLUDE | IL | IL-Eastern | University Park North | 55640 | 1 | NG | GT | 45 | 42 | 505 | 13622.83 | 9127.9 |  | IPP Non-CHP | N | OP |  | Simple cycle unit |  | Eastern
EXCLUDE | IL | IL-Eastern | University Park North | 55640 | 10 | NG | GT | 45 | 42 | 505 | 13622.83 | 6735.72 |  | IPP Non-CHP | N | OP |  | Simple cycle unit |  | Eastern
EXCLUDE | IL | IL-Eastern | University Park North | 55640 | 11 | NG | GT | 45 | 42 | 505 | 13622.83 | 5906.87 |  | IPP Non-CHP | N | OP |  | Simple cycle unit |  | Eastern
EXCLUDE | IL | IL-Eastern | University Park North | 55640 | 12 | NG | GT | 45 | 42 | 505 | 13622.83 | 5265.31 |  | IPP Non-CHP | N | OP |  | Simple cycle unit |  | Eastern
EXCLUDE | IL | IL-Eastern | University Park North | 55640 | 2 | NG | GT | 45 | 42 | 505 | 13622.83 | 9286.72 |  | IPP Non-CHP | N | OP |  | Simple cycle unit |  | Eastern
EXCLUDE | IL | IL-Eastern | University Park North | 55640 | 3 | NG | GT | 45 | 42 | 505 | 13622.83 | 10392.18 |  | IPP Non-CHP | N | OP |  | Simple cycle unit |  | Eastern
EXCLUDE | IL | IL-Eastern | University Park North | 55640 | 4 | NG | GT | 45 | 42 | 505 | 13622.83 | 9177.29 |  | IPP Non-CHP | N | OP |  | Simple cycle unit |  | Eastern
EXCLUDE | IL | IL-Eastern | University Park North | 55640 | 5 | NG | GT | 45 | 42 | 505 | 13622.83 | 9138.86 |  | IPP Non-CHP | N | OP |  | Simple cycle unit |  | Eastern
EXCLUDE | IL | IL-Eastern | University Park North | 55640 | 6 | NG | GT | 45 | 42 | 505 | 13622.83 | 9390.28 |  | IPP Non-CHP | N | OP |  | Simple cycle unit |  | Eastern
EXCLUDE | IL | IL-Eastern | University Park North | 55640 | 7 | NG | GT | 45 | 42 | 505 | 13622.83 | 6829.84 |  | IPP Non-CHP | N | OP |  | Simple cycle unit |  | Eastern
EXCLUDE | IL | IL-Eastern | University Park North | 55640 | 8 | NG | GT | 45 | 42 | 505 | 13622.83 | 6344.77 |  | IPP Non-CHP | N | OP |  | Simple cycle unit |  | Eastern
EXCLUDE | IL | IL-Eastern | University Park North | 55640 | 9 | NG | GT | 45 | 42 | 505 | 13622.83 | 6322.98 |  | IPP Non-CHP | N | OP |  | Simple cycle unit |  | Eastern
NGCC | WI | WI-Eastern | Riverside Energy Center | 55641 | CTG1 | NG | CC | 198.9 | 167 | 2362.5 | 326947.89 | 137492.78 |  | IPP Non-CHP | N | OP |  |  |  | Eastern
NGCC | WI | WI-Eastern | Riverside Energy Center | 55641 | CTG2 | NG | CC | 198.9 | 167 | 2362.5 | 326947.89 | 137492.78 |  | IPP Non-CHP | N | OP |  |  |  | Eastern
NGCC | WI | WI-Eastern | Riverside Energy Center | 55641 | STG1 | NG | CC | 277.1 | 261 | 2362.5 | 494880.22 | 208114.07 |  | IPP Non-CHP | N | OP |  |  |  | Eastern
EXCLUDE | NV | NV-Western | Moapa Paiute Energy Center | 55642 | CTG1 | NG | CC | 212 | 185 | 0 | 0 | 0 |  | IPP Non-CHP | N | IP |  | Status of Operation (IP, L, P, T) |  | Western
EXCLUDE | NV | NV-Western | Moapa Paiute Energy Center | 55642 | CTG2 | NG | CC | 212 | 185 | 0 | 0 | 0 |  | IPP Non-CHP | N | IP |  | Status of Operation (IP, L, P, T) |  | Western
EXCLUDE | NV | NV-Western | Moapa Paiute Energy Center | 55642 | CTG3 | NG | CC | 212 | 185 | 0 | 0 | 0 |  | IPP Non-CHP | N | IP |  | Status of Operation (IP, L, P, T) |  | Western
EXCLUDE | NV | NV-Western | Moapa Paiute Energy Center | 55642 | STG1 | NG | CC | 574 | 492 | 0 | 0 | 0 |  | IPP Non-CHP | N | IP |  | Status of Operation (IP, L, P, T) |  | Western
EXCLUDE | CO | CO-Western | Ponnequin Phase 1 | 55203 | EXIS | WND | WT | 5.2 | 5.2 | 0 | 4959 | 0 |  | IPP Non-CHP | N | OP |  | Non Combustion (NUC, WAT, WND, GEO, or SUN) |  | Western
EXCLUDE | CO | CO-Western | Pueblo | 460 | 5 | NG | ST | 7.5 | 9 | 0 |  | 0 |  | Electric Utility | N | SB | 2014 | Steam unit (PRMVR=ST) less than or equal to 25MW (i.e. 250 MMBtu/hr) |  | Western
EXCLUDE | CO | CO-Western | Pueblo | 460 | 6 | NG | ST | 15 | 18.8 | 0 |  | 0 |  | Electric Utility | N | SB | 2014 | Steam unit (PRMVR=ST) less than or equal to 25MW (i.e. 250 MMBtu/hr) |  | Western
EXCLUDE | CO | CO-Western | Pueblo | 460 | IC1 | DFO | IC | 2 | 2 | 0 | 0 | 0 |  | Electric Utility | N | OP |  | Internal Combustion |  | Western
EXCLUDE | CO | CO-Western | Pueblo | 460 | IC2 | DFO | IC | 2 | 2 | 0 | 0 | 0 |  | Electric Utility | N | OP |  | Internal Combustion |  | Western
EXCLUDE | CO | CO-Western | Pueblo | 460 | IC3 | DFO | IC | 2 | 2 | 0 | 0 | 0 |  | Electric Utility | N | OP |  | Internal Combustion |  | Western
EXCLUDE | CO | CO-Western | Pueblo | 460 | IC4 | DFO | IC | 2 | 2 | 0 | 0 | 0 |  | Electric Utility | N | OP |  | Internal Combustion |  | Western
EXCLUDE | CO | CO-Western | Pueblo | 460 | IC5 | DFO | IC | 2 | 2 | 0 | 0 | 0 |  | Electric Utility | N | OP |  | Internal Combustion |  | Western
UC NGCC - commenced in 2012 | CO | CO-Western | Pueblo Airport Generating Station | 56998 | 4 | NG | CC | 40 | 40 | 408.1 | 152978.2 | 59567.97 |  | IPP Non-CHP | N | OP |  |  | Yes | Western
UC NGCC - commenced in 2012 | CO | CO-Western | Pueblo Airport Generating Station | 56998 | 43 | NG | CC | 20 | 20 | 0 | 76489.1 | 29783.99 | 1 | IPP Non-CHP | N | OP |  |  | Yes | Western
UC NGCC - commenced in 2012 | CO | CO-Western | Pueblo Airport Generating Station | 56998 | 5 | NG | CC | 40 | 40 | 408.1 | 152978.2 | 59567.97 |  | IPP Non-CHP | N | OP |  |  | Yes | Western
UC NGCC - commenced in 2012 | CO | CO-Western | Pueblo Airport Generating Station | 56998 | 53 | NG | CC | 20 | 20 | 0 | 76489.1 | 29783.99 | 1 | IPP Non-CHP | N | OP |  |  | Yes | Western
UC NGCC - commenced in 2012 | CO | CO-Western | Pueblo Airport Generating Station | 56998 | 6 | NG | CC | 40 | 40 | 408.1 | 152978.2 | 59567.97 |  | IPP Non-CHP | N | OP |  |  | Yes | Western
UC NGCC - commenced in 2012 | CO | CO-Western | Pueblo Airport Generating Station | 56998 | 7 | NG | CC | 40 | 40 | 408.1 | 152978.2 | 59567.97 |  | IPP Non-CHP | N | OP |  |  | Yes | Western
EXCLUDE | CO | CO-Western | Pueblo Airport Generating Station | 56998 | GT1 | NG | GT | 100 | 90 | 842 | 41723 | 26002.2 |  | IPP Non-CHP | N | OP |  | Simple cycle unit | Yes | Western
EXCLUDE | CO | CO-Western | Pueblo Airport Generating Station | 56998 | GT2 | NG | GT | 100 | 90 | 842 | 41723 | 26002.2 |  | IPP Non-CHP | N | OP |  | Simple cycle unit | Yes | Western
EXCLUDE | CO | CO-Western | Pueblo Airport Generating Station | 56998 | GT3 | NG | GT | 100 | 90 | 0 | 0 | 0 |  | IPP Non-CHP | N | L |  | Status of Operation (IP, L, P, T) | Yes | Western
COALST | CO | CO-Western | Rawhide | 6761 | 1 | SUB | ST | 293.6 | 278 | 3500 | 2116992 | 2241291.33 |  | Electric Utility | N | OP |  |  |  | Western
EXCLUDE | CO | CO-Western | Rawhide | 6761 | A | NG | GT | 89.3 | 65 | 950 | 750.65 | 620.83 |  | Electric Utility | N | OP |  | Simple cycle unit |  | Western
EXCLUDE | CO | CO-Western | Rawhide | 6761 | B | NG | GT | 89.3 | 65 | 950 | 5511.47 | 2143.01 |  | Electric Utility | N | OP |  | Simple cycle unit |  | Western
EXCLUDE | CO | CO-Western | Rawhide | 6761 | C | NG | GT | 89.3 | 65 | 950 | 1051.25 | 842.91 |  | Electric Utility | N | OP |  | Simple cycle unit |  | Western
EXCLUDE | CO | CO-Western | Rawhide | 6761 | D | NG | GT | 89.3 | 65 | 950 | 517.74 | 415 |  | Electric Utility | N | OP |  | Simple cycle unit |  | Western
EXCLUDE | OK | OK-Eastern | Spring Creek Energy Center | 55651 | CT01 | NG | GT | 84.5 | 72 | 1200 | 33951.5 | 29058.03 |  | Electric Utility | N | OP |  | Simple cycle unit |  | Eastern
EXCLUDE | OK | OK-Eastern | Spring Creek Energy Center | 55651 | CT02 | NG | GT | 84.5 | 70 | 1200 | 33951.5 | 26165.25 |  | Electric Utility | N | OP |  | Simple cycle unit |  | Eastern
EXCLUDE | OK | OK-Eastern | Spring Creek Energy Center | 55651 | CT03 | NG | GT | 84.5 | 68 | 1200 | 33951.5 | 21551.96 |  | Electric Utility | N | OP |  | Simple cycle unit |  | Eastern
EXCLUDE | OK | OK-Eastern | Spring Creek Energy Center | 55651 | CT04 | NG | GT | 84.5 | 69 | 1200 | 33951.5 | 22182.11 |  | Electric Utility | N | OP |  | Simple cycle unit |  | Eastern
EXCLUDE | PA | PA-Eastern | Allegheny Energy Units 12 & 13 | 55654 | UN12 | NG | GT | 43.8 | 44 | 510 | 23742 | 15071.87 |  | IPP Non-CHP | N | OP |  | Simple cycle unit |  | Eastern
EXCLUDE | PA | PA-Eastern | Allegheny Energy Units 12 & 13 | 55654 | UN13 | NG | GT | 43.8 | 44 | 510 | 23742 | 14513.98 |  | IPP Non-CHP | N | OP |  | Simple cycle unit |  | Eastern
EXCLUDE | OK | OK-Eastern | WFEC GenCo LLC | 55655 | GEN1 | NG | GT | 45 | 45 | 0 | 562 | 720.32 |  | Electric Utility | N | OP |  | Simple cycle unit |  | Eastern
EXCLUDE | OK | OK-Eastern | WFEC GenCo LLC | 55655 | GEN2 | NG | GT | 45 | 45 | 0 | 562 | 720.32 |  | Electric Utility | N | OP |  | Simple cycle unit |  | Eastern
NGCC | CA | CA-Western | Pastoria Energy Facility, LLC | 55656 | CT01 | NG | CC | 168 | 156 | 1188.51 | 945538.94 | 395121.49 |  | IPP Non-CHP | N | OP |  |  |  | Western
NGCC | CA | CA-Western | Pastoria Energy Facility, LLC | 55656 | CT02 | NG | CC | 168 | 156 | 1188.51 | 945538.94 | 395121.49 |  | IPP Non-CHP | N | OP |  |  |  | Western
NGCC | CA | CA-Western | Pastoria Energy Facility, LLC | 55656 | CT04 | NG | CC | 168 | 156 | 1188.51 | 945538.94 | 395121.49 |  | IPP Non-CHP | N | OP |  |  |  | Western
NGCC | CA | CA-Western | Pastoria Energy Facility, LLC | 55656 | ST03 | NG | CC | 185 | 169 | 1308.77 | 1041218.47 | 435104.02 |  | IPP Non-CHP | N | OP |  |  |  | Western
NGCC | CA | CA-Western | Pastoria Energy Facility, LLC | 55656 | ST05 | NG | CC | 90 | 87 | 636.7 | 506538.72 | 211672.23 |  | IPP Non-CHP | N | OP |  |  |  | Western
NGCC | NH | NH-Eastern | EP Newington Energy LLC | 55661 | GT-1 | NG | CC | 185.6 | 152 | 2076 | 650451.52 | 289535.42 |  | IPP Non-CHP | N | OP |  |  |  | Eastern
NGCC | NH | NH-Eastern | EP Newington Energy LLC | 55661 | GT-2 | NG | CC | 185.6 | 152 | 2076 | 650451.52 | 289535.42 |  | IPP Non-CHP | N | OP |  |  |  | Eastern
NGCC | NH | NH-Eastern | EP Newington Energy LLC | 55661 | ST | NG | CC | 234.3 | 221 | 2076 | 821124.96 | 365507.26 |  | IPP Non-CHP | N | OP |  |  |  | Eastern
NGCC | WA | WA-Western | Chehalis Generating Facility | 55662 | CA | NG | CC | 195.5 | 157 | 2067 | 279876.06 | 134485.9 |  | Electric Utility | N | OP |  |  |  | Western
NGCC | WA | WA-Western | Chehalis Generating Facility | 55662 | CT1 | NG | CC | 198.9 | 160 | 2067 | 284743.47 | 136824.78 |  | Electric Utility | N | OP |  |  |  | Western
NGCC | WA | WA-Western | Chehalis Generating Facility | 55662 | CT2 | NG | CC | 198.9 | 160 | 2067 | 284743.47 | 136824.78 |  | Electric Utility | N | OP |  |  |  | Western
NGCC | TX | TX-Eastern | Harrison County Power Project | 55664 | GT-1 | NG | CC | 170 | 144.5 | 2201 | 204078.74 | 92635.17 |  | IPP Non-CHP | N | OP |  |  |  | Eastern
NGCC | TX | TX-Eastern | Harrison County Power Project | 55664 | GT-2 | NG | CC | 170 | 144.5 | 2260 | 204078.74 | 92635.17 |  | IPP Non-CHP | N | OP |  |  |  | Eastern
NGCC | TX | TX-Eastern | Harrison County Power Project | 55664 | ST-1 | NG | CC | 230 | 225.4 | 2201 | 276106.53 | 125329.94 |  | IPP Non-CHP | N | OP |  |  |  | Eastern
NGCC | PA | PA-Eastern | Lower Mount Bethel Energy | 55667 | G1 | NG | CC | 211.5 | 169.4 | 2300 | 1087926.98 | 465021.38 |  | IPP Non-CHP | N | OP |  |  |  | Eastern
NGCC | PA | PA-Eastern | Lower Mount Bethel Energy | 55667 | G2 | NG | CC | 211.5 | 171.1 | 2300 | 1087926.98 | 465021.38 |  | IPP Non-CHP | N | OP |  |  |  | Eastern
NGCC | PA | PA-Eastern | Lower Mount Bethel Energy | 55667 | G3 | NG | CC | 228.6 | 218 | 2300 | 1175887.04 | 502618.85 |  | IPP Non-CHP | N | OP |  |  |  | Eastern
EXCLUDE | GA | GA-Eastern | Sandersville Energy Facility | 55672 | CT1 | NG | GT | 86.5 | 72.1 | 1150 | 4131.25 | 3157.29 |  | IPP Non-CHP | N | OP |  | Simple cycle unit |  | Eastern
EXCLUDE | GA | GA-Eastern | Sandersville Energy Facility | 55672 | CT2 | NG | GT | 86.5 | 72.1 | 1150 | 4131.25 | 3424.64 |  | IPP Non-CHP | N | OP |  | Simple cycle unit |  | Eastern
EXCLUDE | GA | GA-Eastern | Sandersville Energy Facility | 55672 | CT3 | NG | GT | 86.5 | 72 | 1150 | 4131.25 | 2951.12 |  | IPP Non-CHP | N | OP |  | Simple cycle unit |  | Eastern
EXCLUDE | GA | GA-Eastern | Sandersville Energy Facility | 55672 | CT4 | NG | GT | 86.5 | 72 | 1150 | 4131.25 | 2994.84 |  | IPP Non-CHP | N | OP |  | Simple cycle unit |  | Eastern
EXCLUDE | GA | GA-Eastern | Sandersville Energy Facility | 55672 | CT5 | NG | GT | 86.5 | 72.1 | 1150 | 4131.25 | 3409.91 |  | IPP Non-CHP | N | OP |  | Simple cycle unit |  | Eastern
EXCLUDE | GA | GA-Eastern | Sandersville Energy Facility | 55672 | CT6 | NG | GT | 86.5 | 72.1 | 1150 | 4131.25 | 3149.66 |  | IPP Non-CHP | N | OP |  | Simple cycle unit |  | Eastern
EXCLUDE | GA | GA-Eastern | Sandersville Energy Facility | 55672 | CT7 | NG | GT | 86.5 | 72 | 1150 | 4131.25 | 1897.62 |  | IPP Non-CHP | N | OP |  | Simple cycle unit |  | Eastern
EXCLUDE | GA | GA-Eastern | Sandersville Energy Facility | 55672 | CT8 | NG | GT | 86.5 | 72 | 1150 | 4131.25 | 1919.78 |  | IPP Non-CHP | N | OP |  | Simple cycle unit |  | Eastern
EXCLUDE | WI | WI-Eastern | Flambeau Crowley Rapids Project | 55684 | GEN1 | WAT | HY | 1 | 1 | 0 | 2970.67 | 0 |  | IPP Non-CHP | N | OP |  | Non Combustion (NUC, WAT, WND, GEO, or SUN) |  | Eastern
EXCLUDE | WI | WI-Eastern | Flambeau Crowley Rapids Project | 55684 | GEN2 | WAT | HY | 0.5 | 0.5 | 0 | 1485.33 | 0 |  | IPP Non-CHP | N | OP |  | Non Combustion (NUC, WAT, WND, GEO, or SUN) |  | Eastern
EXCLUDE | WI | WI-Eastern | Flambeau Lower Project | 55685 | GEN1 | WAT | HY | 0.4 | 0.4 | 0 | 1077 | 0 |  | IPP Non-CHP | N | OP |  | Non Combustion (NUC, WAT, WND, GEO, or SUN) |  | Eastern
EXCLUDE | WI | WI-Eastern | Flambeau Lower Project | 55685 | GEN2 | WAT | HY | 0.4 | 0.4 | 0 | 1077 | 0 |  | IPP Non-CHP | N | OP |  | Non Combustion (NUC, WAT, WND, GEO, or SUN) |  | Eastern
EXCLUDE | WI | WI-Eastern | Flambeau Lower Project | 55685 | GEN3 | WAT | HY | 0.4 | 0.4 | 0 | 1077 | 0 |  | IPP Non-CHP | N | OP |  | Non Combustion (NUC, WAT, WND, GEO, or SUN) |  | Eastern
NGCC | NV | NV-Western | Higgins Generating Station | 55687 | A01 | NG | CC | 178 | 150 | 2404 | 675529.39 | 302122.98 |  | Electric Utility | N | OP |  |  |  | Western
NGCC | NV | NV-Western | Higgins Generating Station | 55687 | A02 | NG | CC | 178 | 150 | 2404 | 675529.39 | 302122.98 |  | Electric Utility | N | OP |  |  |  | Western
NGCC | NV | NV-Western | Higgins Generating Station | 55687 | ST1 | NG | CC | 332.4 | 270 | 2404 | 1261494.21 | 564189.21 |  | Electric Utility | N | OP |  |  |  | Western
NGCC | PA | PA-Eastern | Bethlehem Power Plant | 55690 | CTG1 | NG | CC | 140 | 126 | 1690 | 625871.07 | 300894.74 |  | IPP Non-CHP | N | OP |  |  |  | Eastern
NGCC | PA | PA-Eastern | Bethlehem Power Plant | 55690 | CTG2 | NG | CC | 140 | 126 | 1690 | 625871.07 | 300894.74 |  | IPP Non-CHP | N | OP |  |  |  | Eastern
NGCC | PA | PA-Eastern | Bethlehem Power Plant | 55690 | CTG3 | NG | CC | 140 | 126 | 1690 | 625871.07 | 300894.74 |  | IPP Non-CHP | N | OP |  |  |  | Eastern
NGCC | PA | PA-Eastern | Bethlehem Power Plant | 55690 | CTG5 | NG | CC | 140 | 126 | 1690 | 625871.07 | 300894.74 |  | IPP Non-CHP | N | OP |  |  |  | Eastern
NGCC | PA | PA-Eastern | Bethlehem Power Plant | 55690 | CTG6 | NG | CC | 140 | 126 | 1690 | 625871.07 | 300894.74 |  | IPP Non-CHP | N | OP |  |  |  | Eastern
NGCC | PA | PA-Eastern | Bethlehem Power Plant | 55690 | CTG7 | NG | CC | 140 | 126 | 1690 | 625871.07 | 300894.74 |  | IPP Non-CHP | N | OP |  |  |  | Eastern
NGCC | PA | PA-Eastern | Bethlehem Power Plant | 55690 | STG4 | NG | CC | 230 | 187 | 1690 | 1028216.76 | 494327.07 |  | IPP Non-CHP | N | OP |  |  |  | Eastern
NGCC | PA | PA-Eastern | Bethlehem Power Plant | 55690 | STG8 | NG | CC | 230 | 187 | 1690 | 1028216.76 | 494327.07 |  | IPP Non-CHP | N | OP |  |  |  | Eastern
NGCC | MS | MS-Eastern | Quantum Choctaw Power LLC | 55694 | CT1 | NG | CC | 270 | 210 | 2957 | 895873.97 | 380497.38 |  | IPP Non-CHP | N | OP |  |  |  | Eastern
NGCC | MS | MS-Eastern | Quantum Choctaw Power LLC | 55694 | CT2 | NG | CC | 270 | 210 | 2957 | 895873.97 | 380497.38 |  | IPP Non-CHP | N | OP |  |  |  | Eastern
NGCC | MS | MS-Eastern | Quantum Choctaw Power LLC | 55694 | ST1 | NG | CC | 310.5 | 270 | 2957 | 1030255.06 | 437571.99 |  | IPP Non-CHP | N | OP |  |  |  | Eastern
EXCLUDE | CA | CA-Western | Hanford Energy Park Peaker | 55698 | HEP1 | NG | GT | 46.1 | 45.9 | 540 | 38342 | 24180.68 |  | IPP Non-CHP | N | OP |  | Simple cycle unit |  | Western
EXCLUDE | CA | CA-Western | Hanford Energy Park Peaker | 55698 | HEP2 | NG | GT | 46.1 | 45.9 | 540 | 38342 | 23931.38 |  | IPP Non-CHP | N | OP |  | Simple cycle unit |  | Western
EXCLUDE | NY | NY-Eastern | Bayswater Peaking Facility LLC | 55699 | 1 | NG | GT | 60.5 | 53.7 | 1250 | 133254 | 96113.82 |  | IPP Non-CHP | N | OP |  | Simple cycle unit |  | Eastern
NGCC | WA | WA-Western | Mint Farm Generating Station | 55700 | 1STG | NG | CC | 133 | 120.5 | 2358 | 461550.03 | 199197.86 |  | Electric Utility | N | OP |  |  |  | Western
NGCC | WA | WA-Western | Mint Farm Generating Station | 55700 | CTG1 | NG | CC | 186 | 155.4 | 2358 | 645475.97 | 278577.45 |  | Electric Utility | N | OP |  |  |  | Western
UC NGCC - commenced in 2012 | OH | OH-Eastern | Fremont Energy Center | 55701 | CA01 | NG | CC | 358.7 | 330.5 | 2830 | 1252610.53 | 719603.67 |  | Electric Utility | N | OP |  |  | Yes | Eastern
UC NGCC - commenced in 2012 | OH | OH-Eastern | Fremont Energy Center | 55701 | CT01 | NG | CC | 190.4 | 168.4 | 2830 | 664892.79 | 381969.72 |  | Electric Utility | N | OP |  |  | Yes | Eastern
UC NGCC - commenced in 2012 | OH | OH-Eastern | Fremont Energy Center | 55701 | CT02 | NG | CC | 190.4 | 168.4 | 2990 | 664892.79 | 381969.72 |  | Electric Utility | N | OP |  |  | Yes | Eastern
NGCC | MS | MS-Eastern | Choctaw County | 55706 | CTG1 | NG | CC | 179 | 156 | 2126 | 165410.93 | 72752.58 |  | IPP Non-CHP | N | OS |  |  |  | Eastern
NGCC | MS | MS-Eastern | Choctaw County | 55706 | CTG2 | NG | CC | 179 | 156 | 2126 | 165410.93 | 72752.58 |  | IPP Non-CHP | N | OP |  |  |  | Eastern
NGCC | MS | MS-Eastern | Choctaw County | 55706 | CTG3 | NG | CC | 179 | 156 | 2126 | 165410.93 | 72752.58 |  | IPP Non-CHP | N | OP |  |  |  | Eastern
NGCC | MS | MS-Eastern | Choctaw County | 55706 | STG1 | NG | CC | 362 | 298 | 2126 | 334518.2 | 147130.91 |  | IPP Non-CHP | N | OP |  |  |  | Eastern
EXCLUDE | TX | TX-ERCOT | Nacogdoches Power | 55708 | CTG1 | NG | CC | 195 | 185 | 0 | 0 | 0 |  | IPP Non-CHP | N | IP |  | Status of Operation (IP, L, P, T) |  | ERCOT
EXCLUDE | TX | TX-ERCOT | Nacogdoches Power | 55708 | CTG2 | NG | CC | 190 | 95 | 0 | 0 | 0 |  | IPP Non-CHP | N | IP |  | Status of Operation (IP, L, P, T) |  | ERCOT
EXCLUDE | TX | TX-ERCOT | Nacogdoches Power | 55708 | CTG3 | NG | CC | 190 | 95 | 0 | 0 | 0 |  | IPP Non-CHP | N | IP |  | Status of Operation (IP, L, P, T) |  | ERCOT
EXCLUDE | TX | TX-ERCOT | Nacogdoches Power | 55708 | STG1 | NG | CC | 100 | 86 | 0 | 0 | 0 |  | IPP Non-CHP | N | IP |  | Status of Operation (IP, L, P, T) |  | ERCOT
EXCLUDE | TX | TX-ERCOT | Nacogdoches Power | 55708 | STG2 | NG | CC | 114 | 100 | 0 | 0 | 0 |  | IPP Non-CHP | N | IP |  | Status of Operation (IP, L, P, T) |  | ERCOT
EXCLUDE | TX | TX-ERCOT | Nacogdoches Power | 55708 | STG3 | NG | CC | 136 | 68 | 0 | 0 | 0 |  | IPP Non-CHP | N | IP |  | Status of Operation (IP, L, P, T) |  | ERCOT
EXCLUDE | TX | TX-ERCOT | Nacogdoches Power | 55708 | STG4 | WDS | ST | 114 | 100 | 1500 | 73072 | 178813.75 |  | IPP Non-CHP | N | OP |  | Non-Fossil Fuel Type (Less than 10% Fossil Fuel) | Yes | ERCOT
NGCC | PA | PA-Eastern | Allegheny Energy Units 3 4 & 5 | 55710 | UNT3 | NG | CC | 184 | 167 | 2094 | 1028701.97 | 429343.52 |  | IPP Non-CHP | N | OP |  |  |  | Eastern
NGCC | PA | PA-Eastern | Allegheny Energy Units 3 4 & 5 | 55710 | UNT4 | NG | CC | 184 | 167 | 2094 | 1028701.97 | 429343.52 |  | IPP Non-CHP | N | OP |  |  |  | Eastern
NGCC | PA | PA-Eastern | Allegheny Energy Units 3 4 & 5 | 55710 | UNT5 | NG | CC | 188 | 175 | 2094 | 1051065.06 | 438677.08 |  | IPP Non-CHP | N | OP |  |  |  | Eastern
EXCLUDE | AZ | AZ-Western | FirstEnergy | 55711 | CTG1 | NG | CC | 180 | 180 | 0 | 0 | 0 |  | IPP Non-CHP | N | IP |  | Status of Operation (IP, L, P, T) |  | Western
EXCLUDE | AZ | AZ-Western | FirstEnergy | 55711 | CTG2 | NG | CC | 180 | 180 | 0 | 0 | 0 |  | IPP Non-CHP | N | IP |  | Status of Operation (IP, L, P, T) |  | Western
EXCLUDE | AZ | AZ-Western | FirstEnergy | 55711 | CTG3 | NG | CC | 180 | 180 | 0 | 0 | 0 |  | IPP Non-CHP | N | IP |  | Status of Operation (IP, L, P, T) |  | Western
EXCLUDE | AZ | AZ-Western | FirstEnergy | 55711 | CTG4 | NG | CC | 180 | 180 | 0 | 0 | 0 |  | IPP Non-CHP | N | IP |  | Status of Operation (IP, L, P, T) |  | Western
EXCLUDE | AZ | AZ-Western | FirstEnergy | 55711 | STG1 | NG | CC | 180 | 180 | 0 | 0 | 0 |  | IPP Non-CHP | N | IP |  | Status of Operation (IP, L, P, T) |  | Western
EXCLUDE | AZ | AZ-Western | FirstEnergy | 55711 | STG2 | NG | CC | 180 | 180 | 0 | 0 | 0 |  | IPP Non-CHP | N | IP |  | Status of Operation (IP, L, P, T) |  | Western
NGCC | AR | AR-Eastern | Magnet Cove | 55714 | GT1 | NG | CC | 242 | 208.1 | 2800 | 836463.92 | 351046.11 |  | Electric Utility | N | OP |  |  |  | Eastern
NGCC | AR | AR-Eastern | Magnet Cove | 55714 | GT2 | NG | CC | 242 | 208.1 | 2800 | 836463.92 | 351046.11 |  | Electric Utility | N | OP |  |  |  | Eastern
NGCC | AR | AR-Eastern | Magnet Cove | 55714 | ST1 | NG | CC | 262 | 225.3 | 2800 | 905593.17 | 380058.19 |  | Electric Utility | N | OP |  |  |  | Eastern
EXCLUDE | MI | MI-Eastern | DTE East China LLC | 55718 | GT1 | NG | GT | 89.4 | 73 | 1100 | 31287.75 | 22431.17 |  | IPP Non-CHP | N | OP |  | Simple cycle unit |  | Eastern
EXCLUDE | MI | MI-Eastern | DTE East China LLC | 55718 | GT2 | NG | GT | 89.4 | 72.6 | 1100 | 31287.75 | 22023.16 |  | IPP Non-CHP | N | OP |  | Simple cycle unit |  | Eastern
EXCLUDE | MI | MI-Eastern | DTE East China LLC | 55718 | GT3 | NG | GT | 89.4 | 74.1 | 1100 | 31287.75 | 22663.04 |  | IPP Non-CHP | N | OP |  | Simple cycle unit |  | Eastern
EXCLUDE | MI | MI-Eastern | DTE East China LLC | 55718 | GT4 | NG | GT | 89.4 | 75.7 | 1100 | 31287.75 | 21853.16 |  | IPP Non-CHP | N | OP |  | Simple cycle unit |  | Eastern
EXCLUDE | CA | CA-Western | Mountain View I&2 | 55719 | GEN2 | WND | WT | 22.2 | 22.2 | 0 | 70699.33 | 0 |  | IPP Non-CHP | N | OP |  | Non Combustion (NUC, WAT, WND, GEO, or SUN) |  | Western
EXCLUDE | CA | CA-Western | Mountain View I&2 | 55719 | GENI | WND | WT | 44.4 | 44.4 | 0 | 141398.67 | 0 |  | IPP Non-CHP | N | OP |  | Non Combustion (NUC, WAT, WND, GEO, or SUN) |  | Western
EXCLUDE | ID | ID-Western | Bennett Mountain | 55733 | 1 | NG | GT | 172.8 | 164 | 1910 | 53006 | 34400.12 |  | Electric Utility | N | OP |  | Simple cycle unit |  | Western
EXCLUDE | ID | ID-Western | Bennett Mountain | 55733 | FT01 | NG | GT | 170 | 142 | 0 | 0 | 0 |  | Electric Utility | N | IP |  | Status of Operation (IP, L, P, T) |  | Western
EXCLUDE | ID | ID-Western | Bennett Mountain | 55733 | FT03 | NG | GT | 50 | 50 | 0 | 0 | 0 |  | Electric Utility | N | IP |  | Status of Operation (IP, L, P, T) |  | Western
EXCLUDE | KS | KS-Eastern | Gray County Wind Energy | 55734 | V47 | WND | WT | 112 | 112 | 0 | 289551 | 0 |  | IPP Non-CHP | N | OP |  | Non Combustion (NUC, WAT, WND, GEO, or SUN) |  | Eastern
NGCC | OH | OH-Eastern | Hanging Rock Energy Facility | 55736 | 1GT1 | NG | CC | 163.5 | 169 | 2750 | 1081688.05 | 471308.8 |  | IPP Non-CHP | N | OP |  |  |  | Eastern
NGCC | OH | OH-Eastern | Hanging Rock Energy Facility | 55736 | 1GT2 | NG | CC | 163.5 | 169 | 2750 | 1081688.05 | 471308.8 |  | IPP Non-CHP | N | OP |  |  |  | Eastern
NGCC | OH | OH-Eastern | Hanging Rock Energy Facility | 55736 | 1ST | NG | CC | 317.1 | 288 | 2750 | 2097879.4 | 914079.63 |  | IPP Non-CHP | N | OP |  |  |  | Eastern
NGCC | OH | OH-Eastern | Hanging Rock Energy Facility | 55736 | 2GT1 | NG | CC | 163.5 | 169 | 2750 | 1081688.05 | 471308.8 |  | IPP Non-CHP | N | OP |  |  |  | Eastern
NGCC | OH | OH-Eastern | Hanging Rock Energy Facility | 55736 | 2GT2 | NG | CC | 163.5 | 169 | 2750 | 1081688.05 | 471308.8 |  | IPP Non-CHP | N | OP |  |  |  | Eastern
NGCC | OH | OH-Eastern | Hanging Rock Energy Facility | 55736 | 2ST | NG | CC | 317.1 | 288 | 2750 | 2097879.4 | 914079.63 |  | IPP Non-CHP | N | OP |  |  |  | Eastern
EXCLUDE | VA | VA-Eastern | Buchanan Generation LLC | 55738 | 1 | NG | GT | 44 | 40 | 449 | 11104 | 6087.05 |  | IPP Non-CHP | N | OP |  | Simple cycle unit |  | Eastern
EXCLUDE | VA | VA-Eastern | Buchanan Generation LLC | 55738 | 2 | NG | GT | 44 | 40 | 449 | 11104 | 6189.06 |  | IPP Non-CHP | N | OP |  | Simple cycle unit |  | Eastern
EXCLUDE | OR | OR-Western | Condon Windpower LLC | 55739 | GEN1 | WND | WT | 24.6 | 24.6 | 0 | 50800.48 | 0 |  | IPP Non-CHP | N | OP |  | Non Combustion (NUC, WAT, WND, GEO, or SUN) |  | Western
EXCLUDE | OR | OR-Western | Condon Windpower LLC | 55739 | GEN2 | WND | WT | 25.2 | 25.2 | 0 | 52039.52 | 0 |  | IPP Non-CHP | N | OP |  | Non Combustion (NUC, WAT, WND, GEO, or SUN) |  | Western
EXCLUDE | WY | WY-Western | Rock River I LLC | 55740 | GEN1 | WND | WT | 50 | 50 | 0 | 135098 | 0 |  | IPP Non-CHP | N | OP |  | Non Combustion (NUC, WAT, WND, GEO, or SUN) |  | Western
EXCLUDE | CO | CO-Western | Rawhide | 6761 | F | NG | GT | 149.6 | 128 | 1700 | 9233.11 | 18231.88 |  | Electric Utility | N | OP |  | Simple cycle unit |  | Western
EXCLUDE | WI | WI-Eastern | Montfort Wind Energy Center | 55742 | ER15 | WND | WT | 30 | 30 | 0 | 56406 | 0 |  | Electric Utility | N | OP |  | Non Combustion (NUC, WAT, WND, GEO, or SUN) |  | Eastern
EXCLUDE | TX | TX-ERCOT | NWP Indian Mesa Wind Farm | 55747 | NWP2 | WND | WT | 82.5 | 82.5 | 0 | 246104 | 0 |  | IPP Non-CHP | N | OP |  | Non Combustion (NUC, WAT, WND, GEO, or SUN) |  | ERCOT
UC-NGCC | CA | CA-Western | Los Esteros Critical Energy Center | 55748 | CAG5 | NG | CC | 126.1 | 126.1 | 0 | 0 | 0 |  | IPP Non-CHP | N | U |  |  |  | Western
EXCLUDE | CA | CA-Western | Los Esteros Critical Energy Center | 55748 | CTG1 | NG | GT | 45 | 45 | 0 | 0 | 0 |  | IPP Non-CHP | N | OP |  | Simple cycle unit |  | Western
EXCLUDE | CA | CA-Western | Los Esteros Critical Energy Center | 55748 | CTG2 | NG | GT | 45 | 45 | 0 | 0 | 0 |  | IPP Non-CHP | N | OP |  | Simple cycle unit |  | Western
EXCLUDE | CA | CA-Western | Los Esteros Critical Energy Center | 55748 | CTG3 | NG | GT | 45 | 45 | 0 | 0 | 0 |  | IPP Non-CHP | N | OP |  | Simple cycle unit |  | Western
EXCLUDE | CA | CA-Western | Los Esteros Critical Energy Center | 55748 | CTG4 | NG | GT | 45 | 45 | 0 | 0 | 0 |  | IPP Non-CHP | N | OP |  | Simple cycle unit |  | Western
COALST | MT | MT-Western | Hardin Generator Project | 55749 | UNT1 | SUB | ST | 115.7 | 107 | 1405 | 467197 | 641774.4 |  | IPP Non-CHP | N | OP |  |  |  | Western
EXCLUDE | CA | CA-Western | Sonoma Central Landfill Phase I | 55752 | P-11 | LFG | IC | 0.8 | 0.7 | 0 | 0 | 0 |  | Commercial Non-CHP | N | OP |  | Commercial/Industrial Unit |  | Western
EXCLUDE | CA | CA-Western | Sonoma Central Landfill Phase I | 55752 | P-12 | LFG | IC | 0.8 | 0.7 | 0 | 0 | 0 |  | Commercial Non-CHP | N | OP |  | Commercial/Industrial Unit |  | Western
EXCLUDE | CA | CA-Western | Sonoma Central Landfill Phase I | 55752 | P-13 | LFG | IC | 0.8 | 0.7 | 0 | 0 | 0 |  | Commercial Non-CHP | N | OP |  | Commercial/Industrial Unit |  | Western
EXCLUDE | CA | CA-Western | Sonoma Central Landfill Phase I | 55752 | P-14 | LFG | IC | 0.8 | 0.7 | 0 | 0 | 0 |  | Commercial Non-CHP | N | OP |  | Commercial/Industrial Unit |  | Western
EXCLUDE | CA | CA-Western | Sonoma Central Landfill Phase II | 55753 | P-21 | LFG | IC | 0.8 | 0.7 | 0 | 0 | 0 |  | Commercial Non-CHP | N | OP |  | Commercial/Industrial Unit |  | Western
EXCLUDE | CA | CA-Western | Sonoma Central Landfill Phase II | 55753 | P-22 | LFG | IC | 0.8 | 0.7 | 0 | 0 | 0 |  | Commercial Non-CHP | N | OP |  | Commercial/Industrial Unit |  | Western
EXCLUDE | CA | CA-Western | Sonoma Central Landfill Phase II | 55753 | P-23 | LFG | IC | 0.8 | 0.7 | 0 | 0 | 0 |  | Commercial Non-CHP | N | OP |  | Commercial/Industrial Unit |  | Western
EXCLUDE | CA | CA-Western | Sonoma Central Landfill Phase II | 55753 | P-24 | LFG | IC | 0.8 | 0.7 | 0 | 0 | 0 |  | Commercial Non-CHP | N | OP |  | Commercial/Industrial Unit |  | Western
EXCLUDE | NY | NY-Eastern | Model City Energy Facility | 55757 | GEN1 | LFG | IC | 0.8 | 0.8 | 0 | 0 | 0 |  | IPP Non-CHP | N | OP |  | Non-Fossil Fuel Type (Less than 10% Fossil Fuel) |  | Eastern
EXCLUDE | NY | NY-Eastern | Model City Energy Facility | 55757 | GEN2 | LFG | IC | 0.8 | 0.8 | 0 | 0 | 0 |  | IPP Non-CHP | N | OP |  | Non-Fossil Fuel Type (Less than 10% Fossil Fuel) |  | Eastern
EXCLUDE | NY | NY-Eastern | Model City Energy Facility | 55757 | GEN3 | LFG | IC | 0.8 | 0.8 | 0 | 0 | 0 |  | IPP Non-CHP | N | OP |  | Non-Fossil Fuel Type (Less than 10% Fossil Fuel) |  | Eastern
EXCLUDE | NY | NY-Eastern | Model City Energy Facility | 55757 | GEN4 | LFG | IC | 0.8 | 0.8 | 0 | 0 | 0 |  | IPP Non-CHP | N | OP |  | Non-Fossil Fuel Type (Less than 10% Fossil Fuel) |  | Eastern
EXCLUDE | NY | NY-Eastern | Model City Energy Facility | 55757 | GEN5 | LFG | IC | 0.8 | 0.8 | 0 | 0 | 0 |  | IPP Non-CHP | N | OP |  | Non-Fossil Fuel Type (Less than 10% Fossil Fuel) |  | Eastern
EXCLUDE | NY | NY-Eastern | Model City Energy Facility | 55757 | GEN6 | LFG | IC | 0.8 | 0.8 | 0 | 0 | 0 |  | IPP Non-CHP | N | OP |  | Non-Fossil Fuel Type (Less than 10% Fossil Fuel) |  | Eastern
EXCLUDE | NY | NY-Eastern | Model City Energy Facility | 55757 | GEN7 | LFG | IC | 0.8 | 0.8 | 0 | 0 | 0 |  | IPP Non-CHP | N | OP |  | Non-Fossil Fuel Type (Less than 10% Fossil Fuel) |  | Eastern
EXCLUDE | IL | IL-Eastern | Roxana Resource Recovery | 55759 | RX1 | LFG | IC | 1.1 | 0.9 | 0 | 0 | 0 |  | IPP Non-CHP | N | OP |  | Non-Fossil Fuel Type (Less than 10% Fossil Fuel) |  | Eastern
EXCLUDE | IL | IL-Eastern | Roxana Resource Recovery | 55759 | RX2 | LFG | IC | 1.1 | 0.9 | 0 | 0 | 0 |  | IPP Non-CHP | N | OP |  | Non-Fossil Fuel Type (Less than 10% Fossil Fuel) |  | Eastern
EXCLUDE | IL | IL-Eastern | Roxana Resource Recovery | 55759 | RX3 | LFG | IC | 1.1 | 0.9 | 0 | 0 | 0 |  | IPP Non-CHP | N | OP |  | Non-Fossil Fuel Type (Less than 10% Fossil Fuel) |  | Eastern
EXCLUDE | IL | IL-Eastern | Roxana Resource Recovery | 55759 | RX4 | LFG | IC | 1.1 | 0.9 | 0 | 0 | 0 |  | IPP Non-CHP | N | OP |  | Non-Fossil Fuel Type (Less than 10% Fossil Fuel) |  | Eastern
EXCLUDE | IL | IL-Eastern | Streator Energy Partners LLC | 55760 | ST1 | LFG | IC | 1.1 | 0.9 | 0 | 0 | 0 |  | IPP Non-CHP | N | OP |  | Non-Fossil Fuel Type (Less than 10% Fossil Fuel) |  | Eastern
EXCLUDE | IL | IL-Eastern | Devonshire Power Partners LLC | 55761 | DO1 | LFG | IC | 1.1 | 1 | 0 | 0 | 0 |  | IPP Non-CHP | N | RE | 2008 | Retired prior to 2012 |  | Eastern
EXCLUDE | IL | IL-Eastern | Devonshire Power Partners LLC | 55761 | DO2 | LFG | IC | 1.1 | 1 | 0 | 0 | 0 |  | IPP Non-CHP | N | RE | 2008 | Retired prior to 2012 |  | Eastern
EXCLUDE | IL | IL-Eastern | Devonshire Power Partners LLC | 55761 | DO3 | LFG | IC | 1.1 | 1 | 0 | 0 | 0 |  | IPP Non-CHP | N | RE | 2009 | Retired prior to 2012 |  | Eastern
EXCLUDE | IL | IL-Eastern | Devonshire Power Partners LLC | 55761 | DO4 | LFG | IC | 1.1 | 1 | 0 | 0 | 0 |  | IPP Non-CHP | N | RE | 2009 | Retired prior to 2012 |  | Eastern
EXCLUDE | IL | IL-Eastern | Devonshire Power Partners LLC | 55761 | DO5 | LFG | IC | 1.1 | 1 | 0 | 0 | 0 |  | IPP Non-CHP | N | RE | 2009 | Retired prior to 2012 |  | Eastern
EXCLUDE | IL | IL-Eastern | Brickyard Energy Partners LLC | 55762 | BR1 | LFG | IC | 1.1 | 0.9 | 0 | 0 | 0 |  | IPP Non-CHP | N | OS |  | Non-Fossil Fuel Type (Less than 10% Fossil Fuel) |  | Eastern
EXCLUDE | IL | IL-Eastern | Brickyard Energy Partners LLC | 55762 | BR2 | LFG | IC | 1.1 | 0.9 | 0 | 0 | 0 |  | IPP Non-CHP | N | OP |  | Non-Fossil Fuel Type (Less than 10% Fossil Fuel) |  | Eastern
EXCLUDE | IL | IL-Eastern | Brickyard Energy Partners LLC | 55762 | BR3 | LFG | IC | 1.1 | 0.9 | 0 | 0 | 0 |  | IPP Non-CHP | N | OP |  | Non-Fossil Fuel Type (Less than 10% Fossil Fuel) |  | Eastern
EXCLUDE | IL | IL-Eastern | Brickyard Energy Partners LLC | 55762 | BR5 | LFG | IC | 1.1 | 0.9 | 0 | 0 | 0 |  | IPP Non-CHP | N | IP |  | Status of Operation (IP, L, P, T) |  | Eastern
EXCLUDE | IL | IL-Eastern | Dixon/Lee Energy Partners LLC | 55763 | DX1 | LFG | IC | 1.1 | 0.9 | 0 | 0 | 0 |  | IPP Non-CHP | N | OP |  | Non-Fossil Fuel Type (Less than 10% Fossil Fuel) |  | Eastern
EXCLUDE | IL | IL-Eastern | Dixon/Lee Energy Partners LLC | 55763 | DX2 | LFG | IC | 1.1 | 0.9 | 0 | 0 | 0 |  | IPP Non-CHP | N | OP |  | Non-Fossil Fuel Type (Less than 10% Fossil Fuel) |  | Eastern
EXCLUDE | IL | IL-Eastern | Dixon/Lee Energy Partners LLC | 55763 | DX3 | LFG | IC | 1.1 | 0.9 | 0 | 0 | 0 |  | IPP Non-CHP | N | OP |  | Non-Fossil Fuel Type (Less than 10% Fossil Fuel) |  | Eastern
EXCLUDE | IL | IL-Eastern | Dixon/Lee Energy Partners LLC | 55763 | DX4 | LFG | IC | 1.1 | 0.9 | 0 | 0 | 0 |  | IPP Non-CHP | N | OP |  | Non-Fossil Fuel Type (Less than 10% Fossil Fuel) |  | Eastern
EXCLUDE | IL | IL-Eastern | Upper Rock Energy Partners LLC | 55764 | UR1 | LFG | IC | 1.1 | 0.9 | 0 | 0 | 0 |  | IPP Non-CHP | N | OP |  | Non-Fossil Fuel Type (Less than 10% Fossil Fuel) |  | Eastern
EXCLUDE | IL | IL-Eastern | Upper Rock Energy Partners LLC | 55764 | UR2 | LFG | IC | 1.1 | 0.9 | 0 | 0 | 0 |  | IPP Non-CHP | N | OP |  | Non-Fossil Fuel Type (Less than 10% Fossil Fuel) |  | Eastern
EXCLUDE | IL | IL-Eastern | Upper Rock Energy Partners LLC | 55764 | UR3 | LFG | IC | 1.1 | 0.9 | 0 | 0 | 0 |  | IPP Non-CHP | N | OP |  | Non-Fossil Fuel Type (Less than 10% Fossil Fuel) |  | Eastern
EXCLUDE | IL | IL-Eastern | Upper Rock Energy Partners LLC | 55764 | UR4 | LFG | IC | 1.1 | 0.9 | 0 | 0 | 0 |  | IPP Non-CHP | N | OP |  | Non-Fossil Fuel Type (Less than 10% Fossil Fuel) |  | Eastern
EXCLUDE | PA | PA-Eastern | Green Knight Energy Center | 55765 | TG1 | LFG | GT | 3.3 | 2.4 | 0 | 10976 | 13017.29 |  | IPP Non-CHP | N | OP |  | Non-Fossil Fuel Type (Less than 10% Fossil Fuel) |  | Eastern
EXCLUDE | PA | PA-Eastern | Green Knight Energy Center | 55765 | TG2 | LFG | GT | 3.3 | 2.4 | 0 | 10976 | 13017.29 |  | IPP Non-CHP | N | OP |  | Non-Fossil Fuel Type (Less than 10% Fossil Fuel) |  | Eastern
EXCLUDE | PA | PA-Eastern | Green Knight Energy Center | 55765 | TG3 | LFG | GT | 3.3 | 2.4 | 0 | 10976 | 13017.29 |  | IPP Non-CHP | N | OP |  | Non-Fossil Fuel Type (Less than 10% Fossil Fuel) |  | Eastern
EXCLUDE | CA | CA-Western | Kiefer Landfill | 55766 | 361A | LFG | IC | 3 | 2.8 | 0 | 0 | 0 |  | Commercial Non-CHP | N | OP |  | Commercial/Industrial Unit |  | Western
EXCLUDE | CA | CA-Western | Kiefer Landfill | 55766 | 361B | LFG | IC | 3 | 2.8 | 0 | 0 | 0 |  | Commercial Non-CHP | N | OP |  | Commercial/Industrial Unit |  | Western
EXCLUDE | CA | CA-Western | Kiefer Landfill | 55766 | 361C | LFG | IC | 3 | 2.8 | 0 | 0 | 0 |  | Commercial Non-CHP | N | OP |  | Commercial/Industrial Unit |  | Western
EXCLUDE | IL | IL-Eastern | Riveside Resource Recovery LLC | 55767 | RO1 | LFG | IC | 1.1 | 0.9 | 0 | 0 | 0 |  | IPP Non-CHP | N | RE | 2012 | Non-Fossil Fuel Type (Less than 10% Fossil Fuel) |  | Eastern
EXCLUDE | IL | IL-Eastern | Avon Energy Partners LLC | 55768 | CH1 | LFG | IC | 1.1 | 0.9 | 0 | 0 | 0 |  | IPP Non-CHP | N | RE | 2008 | Retired prior to 2012 |  | Eastern
EXCLUDE | IL | IL-Eastern | Avon Energy Partners LLC | 55768 | CH2 | LFG | IC | 1.1 | 0.9 | 0 | 0 | 0 |  | IPP Non-CHP | N | RE | 2008 | Retired prior to 2012 |  | Eastern
EXCLUDE | IL | IL-Eastern | Avon Energy Partners LLC | 55768 | CH3 | LFG | IC | 1.1 | 0.9 | 0 | 0 | 0 |  | IPP Non-CHP | N | RE | 2003 | Retired prior to 2012 |  | Eastern
EXCLUDE | NY | NY-Eastern | Madison Windpower LLC | 55769 | MADW | WND | WT | 11.5 | 11.5 | 0 | 18831 | 0 |  | IPP Non-CHP | N | OP |  | Non Combustion (NUC, WAT, WND, GEO, or SUN) |  | Eastern
EXCLUDE | WI | WI-Eastern | Dane County Landfill #2 Rodefeld | 55770 | GEN1 | LFG | IC | 0.8 | 0.8 | 0 | 0 | 0 |  | IPP Non-CHP | N | OP |  | Non-Fossil Fuel Type (Less than 10% Fossil Fuel) |  | Eastern
EXCLUDE | WI | WI-Eastern | Dane County Landfill #2 Rodefeld | 55770 | GEN2 | LFG | IC | 0.8 | 0.8 | 0 | 0 | 0 |  | IPP Non-CHP | N | OP |  | Non-Fossil Fuel Type (Less than 10% Fossil Fuel) |  | Eastern
EXCLUDE | WI | WI-Eastern | Dane County Landfill #2 Rodefeld | 55770 | GEN3 | LFG | IC | 0.8 | 0.8 | 0 | 0 | 0 |  | IPP Non-CHP | N | OP |  | Non-Fossil Fuel Type (Less than 10% Fossil Fuel) |  | Eastern
EXCLUDE | WI | WI-Eastern | Dane County Landfill #2 Rodefeld | 55770 | GEN4 | LFG | IC | 1.6 | 1.6 | 0 | 0 | 0 |  | IPP Non-CHP | N | OP |  | Non-Fossil Fuel Type (Less than 10% Fossil Fuel) |  | Eastern
EXCLUDE | WI | WI-Eastern | Dane County Landfill #2 Rodefeld | 55770 | GEN5 | LFG | IC | 0.8 | 0.8 | 0 | 0 | 0 |  | IPP Non-CHP | N | OP |  | Non-Fossil Fuel Type (Less than 10% Fossil Fuel) | Yes | Eastern
EXCLUDE | WI | WI-Eastern | Dane County Landfill #2 Rodefeld | 55770 | GEN6 | LFG | IC | 0.8 | 0.8 | 0 | 0 | 0 |  | IPP Non-CHP | N | OP |  | Non-Fossil Fuel Type (Less than 10% Fossil Fuel) |  | Eastern
EXCLUDE | WI | WI-Eastern | Dane County Landfill #2 Rodefeld | 55770 | GEN7 | LFG | IC | 0.8 | 0.8 | 0 | 0 | 0 |  | IPP Non-CHP | N | OP |  | Non-Fossil Fuel Type (Less than 10% Fossil Fuel) |  | Eastern
EXCLUDE | IL | IL-Eastern | Countyside Genco LLC | 55773 | CS1 | LFG | IC | 1.4 | 1.3 | 0 | 0 | 0 |  | IPP Non-CHP | N | RE | 2012 | Non-Fossil Fuel Type (Less than 10% Fossil Fuel) |  | Eastern
EXCLUDE | IL | IL-Eastern | Countyside Genco LLC | 55773 | CS10 | LFG | GT | 3.2 | 2 | 0 | 0 | 0 |  | IPP Non-CHP | N | OP |  | Non-Fossil Fuel Type (Less than 10% Fossil Fuel) | Yes | Eastern
EXCLUDE | IL | IL-Eastern | Countyside Genco LLC | 55773 | CS2 | LFG | IC | 1.4 | 1.3 | 0 | 0 | 0 |  | IPP Non-CHP | N | RE | 2012 | Non-Fossil Fuel Type (Less than 10% Fossil Fuel) |  | Eastern
EXCLUDE | IL | IL-Eastern | Countyside Genco LLC | 55773 | CS3 | LFG | IC | 1.4 | 1.3 | 0 | 0 | 0 |  | IPP Non-CHP | N | RE | 2012 | Non-Fossil Fuel Type (Less than 10% Fossil Fuel) |  | Eastern
EXCLUDE | IL | IL-Eastern | Countyside Genco LLC | 55773 | CS4 | LFG | IC | 1.4 | 1.3 | 0 | 0 | 0 |  | IPP Non-CHP | N | RE | 2012 | Non-Fossil Fuel Type (Less than 10% Fossil Fuel) |  | Eastern
EXCLUDE | IL | IL-Eastern | Countyside Genco LLC | 55773 | CS5 | LFG | IC | 1.4 | 1.3 | 0 | 0 | 0 |  | IPP Non-CHP | N | RE | 2012 | Non-Fossil Fuel Type (Less than 10% Fossil Fuel) |  | Eastern
EXCLUDE | IL | IL-Eastern | Countyside Genco LLC | 55773 | CS6 | LFG | IC | 1.4 | 1.3 | 0 | 0 | 0 |  | IPP Non-CHP | N | RE | 2012 | Non-Fossil Fuel Type (Less than 10% Fossil Fuel) |  | Eastern
EXCLUDE | IL | IL-Eastern | Countyside Genco LLC | 55773 | CS7 | LFG | GT | 3.2 | 2 | 0 | 0 | 0 |  | IPP Non-CHP | N | OP |  | Non-Fossil Fuel Type (Less than 10% Fossil Fuel) | Yes | Eastern
EXCLUDE | IL | IL-Eastern | Countyside Genco LLC | 55773 | CS8 | LFG | GT | 3.2 | 2 | 0 | 0 | 0 |  | IPP Non-CHP | N | OP |  | Non-Fossil Fuel Type (Less than 10% Fossil Fuel) | Yes | Eastern
EXCLUDE | IL | IL-Eastern | Countyside Genco LLC | 55773 | CS9 | LFG | GT | 3.2 | 2 | 0 | 0 | 0 |  | IPP Non-CHP | N | OP |  | Non-Fossil Fuel Type (Less than 10% Fossil Fuel) | Yes | Eastern
EXCLUDE | IL | IL-Eastern | Morris Genco LLC | 55774 | MO1 | LFG | IC | 1.4 | 1.3 | 0 | 0 | 0 |  | IPP Non-CHP | N | RE | 2011 | Retired prior to 2012 |  | Eastern
EXCLUDE | IL | IL-Eastern | Morris Genco LLC | 55774 | MO2 | LFG | IC | 1.4 | 1.3 | 0 | 0 | 0 |  | IPP Non-CHP | N | RE | 2011 | Retired prior to 2012 |  | Eastern
EXCLUDE | IL | IL-Eastern | Morris Genco LLC | 55774 | MO3 | LFG | IC | 1.4 | 1.3 | 0 | 0 | 0 |  | IPP Non-CHP | N | RE | 2011 | Retired prior to 2012 |  | Eastern
EXCLUDE | IL | IL-Eastern | Morris Genco LLC | 55774 | MO4 | LFG | IC | 1.1 | 1 | 0 | 0 | 0 |  | IPP Non-CHP | N | OP |  | Non-Fossil Fuel Type (Less than 10% Fossil Fuel) | Yes | Eastern
EXCLUDE | IL | IL-Eastern | Morris Genco LLC | 55774 | MO5 | LFG | IC | 1.1 | 1 | 0 | 0 | 0 |  | IPP Non-CHP | N | OP |  | Non-Fossil Fuel Type (Less than 10% Fossil Fuel) | Yes | Eastern
EXCLUDE | MA | MA-Eastern | Barre | 55776 | BA1 | LFG | IC | 0.5 | 0.4 | 0 | 0 | 0 |  | IPP Non-CHP | N | OP |  | Non-Fossil Fuel Type (Less than 10% Fossil Fuel) |  | Eastern
EXCLUDE | MA | MA-Eastern | Barre | 55776 | BA2 | LFG | IC | 0.5 | 0.4 | 0 | 0 | 0 |  | IPP Non-CHP | N | OP |  | Non-Fossil Fuel Type (Less than 10% Fossil Fuel) |  | Eastern
EXCLUDE | NY | NY-Eastern | Brookhaven Facility | 55778 | BH1 | LFG | IC | 1.3 | 1.2 | 0 | 0 | 0 |  | IPP Non-CHP | N | RE | 2005 | Retired prior to 2012 |  | Eastern
EXCLUDE | NY | NY-Eastern | Brookhaven Facility | 55778 | BH2 | LFG | IC | 1.3 | 1.2 | 0 | 0 | 0 |  | IPP Non-CHP | N | RE | 2012 | Non-Fossil Fuel Type (Less than 10% Fossil Fuel) |  | Eastern
EXCLUDE | NY | NY-Eastern | Brookhaven Facility | 55778 | BH3 | LFG | IC | 1.3 | 1.2 | 0 | 0 | 0 |  | IPP Non-CHP | N | RE | 2012 | Non-Fossil Fuel Type (Less than 10% Fossil Fuel) |  | Eastern
EXCLUDE | NY | NY-Eastern | Brookhaven Facility | 55778 | BH4 | LFG | IC | 1.3 | 1.2 | 0 | 0 | 0 |  | IPP Non-CHP | N | RE | 2012 | Non-Fossil Fuel Type (Less than 10% Fossil Fuel) |  | Eastern
EXCLUDE | NY | NY-Eastern | Brookhaven Facility | 55778 | BH5 | LFG | IC | 0.5 | 0.5 | 0 | 0 | 0 |  | IPP Non-CHP | N | P |  | Status of Operation (IP, L, P, T) |  | Eastern
EXCLUDE | NY | NY-Eastern | Brookhaven Facility | 55778 | BH6 | LFG | IC | 0.5 | 0.5 | 0 | 0 | 0 |  | IPP Non-CHP | N | P |  | Status of Operation (IP, L, P, T) |  | Eastern
EXCLUDE | NH | NH-Eastern | Dunbarton Energy Partners LP | 55779 | MA1 | LFG | IC | 0.7 | 0.6 | 0 | 0 | 0 |  | IPP Non-CHP | N | RE | 2012 | Non-Fossil Fuel Type (Less than 10% Fossil Fuel) |  | Eastern
EXCLUDE | NH | NH-Eastern | Dunbarton Energy Partners LP | 55779 | MA2 | LFG | IC | 0.7 | 0.6 | 0 | 0 | 0 |  | IPP Non-CHP | N | RE | 2012 | Non-Fossil Fuel Type (Less than 10% Fossil Fuel) |  | Eastern
EXCLUDE | AZ | AZ-Western | Bowie Power Station LLC | 55780 | CT1 | NG | CC | 172 | 172 | 0 | 0 | 0 |  | IPP CHP | Y | L |  | Status of Operation (IP, L, P, T) |  | Western
EXCLUDE | AZ | AZ-Western | Bowie Power Station LLC | 55780 | CT2 | NG | CC | 172 | 172 | 0 | 0 | 0 |  | IPP CHP | Y | L |  | Status of Operation (IP, L, P, T) |  | Western
EXCLUDE | AZ | AZ-Western | Bowie Power Station LLC | 55780 | CT3 | NG | CC | 172 | 172 | 0 | 0 | 0 |  | IPP CHP | Y | L |  | Status of Operation (IP, L, P, T) |  | Western
EXCLUDE | AZ | AZ-Western | Bowie Power Station LLC | 55780 | CT4 | NG | CC | 172 | 172 | 0 | 0 | 0 |  | IPP CHP | Y | L |  | Status of Operation (IP, L, P, T) |  | Western
EXCLUDE | AZ | AZ-Western | Bowie Power Station LLC | 55780 | ST1 | NG | CC | 181 | 181 | 0 | 0 | 0 |  | IPP CHP | Y | L |  | Status of Operation (IP, L, P, T) |  | Western
EXCLUDE | AZ | AZ-Western | Bowie Power Station LLC | 55780 | ST2 | NG | CC | 181 | 181 | 0 | 0 | 0 |  | IPP CHP | Y | L |  | Status of Operation (IP, L, P, T) |  | Western
EXCLUDE | MN | MN-Eastern | Wilmont Hills LLC | 55782 | WH01 | WND | WT | 1.5 | 1.5 | 0 | 4950 | 0 |  | IPP Non-CHP | N | OP |  | Non Combustion (NUC, WAT, WND, GEO, or SUN) |  | Eastern
EXCLUDE | NY | NY-Eastern | Edgewood Energy LLC | 55786 | CT01 | NG | GT | 50 | 42.5 | 480 | 100637.5 | 62599.4 |  | IPP Non-CHP | N | OP |  | Simple cycle unit |  | Eastern
EXCLUDE | NY | NY-Eastern | Edgewood Energy LLC | 55786 | CT02 | NG | GT | 50 | 42.5 | 480 | 100637.5 | 62622.18 |  | IPP Non-CHP | N | OP |  | Simple cycle unit |  | Eastern
EXCLUDE | NY | NY-Eastern | Shoreham Energy LLC | 55787 | CT01 | DFO | GT | 50 | 42.5 | 461 | 10879 | 8212.38 |  | IPP Non-CHP | N | OP |  | Simple cycle unit |  | Eastern
EXCLUDE | NY | NY-Eastern | Shoreham Energy LLC | 55787 | CT02 | DFO | GT | 50 | 42.5 | 461 | 10879 | 8185.85 |  | IPP Non-CHP | N | OP |  | Simple cycle unit |  | Eastern
EXCLUDE | NY | NY-Eastern | Hospira Inc | 55788 | GEN1 | NG | IC | 1.1 | 1.1 | 0 | 0 | 0 |  | Industrial Non-CHP | N | SB |  | Commercial/Industrial Unit |  | Eastern
EXCLUDE | NY | NY-Eastern | Hospira Inc | 55788 | GEN2 | NG | IC | 1.1 | 1.1 | 0 | 0 | 0 |  | Industrial Non-CHP | N | SB |  | Commercial/Industrial Unit |  | Eastern
EXCLUDE | NY | NY-Eastern | Fenner Wind | 55790 | 1 | WND | WT | 30 | 30 | 0 | 58567 | 0 |  | IPP Non-CHP | N | OP |  | Non Combustion (NUC, WAT, WND, GEO, or SUN) |  | Eastern
EXCLUDE | TX | TX-ERCOT | Woodward Mountain II | 55795 | 01 | WND | WT | 78 | 78 | 0 | 167769 | 0 |  | IPP Non-CHP | N | OP |  | Non Combustion (NUC, WAT, WND, GEO, or SUN) |  | ERCOT
EXCLUDE | TX | TX-ERCOT | Woodward Mountain I | 55796 | 01 | WND | WT | 82 | 82 | 0 | 165545 | 0 |  | IPP Non-CHP | N | OP |  | Non Combustion (NUC, WAT, WND, GEO, or SUN) |  | ERCOT
EXCLUDE | MI | MI-Eastern | Otsego Mill Power Plant | 55799 | NRTH | NG | GT | 10.6 | 8.8 | 0 | 28760.5 | 20648.33 |  | Industrial CHP | Y | OS |  | Commercial/Industrial Unit |  | Eastern
EXCLUDE | MI | MI-Eastern | Otsego Mill Power Plant | 55799 | SOTH | NG | GT | 10.6 | 8.8 | 0 | 28760.5 | 20648.33 |  | Industrial CHP | Y | OP |  | Commercial/Industrial Unit |  | Eastern
EXCLUDE | GA | GA-Eastern | Live Oaks Power Plant | 55800 | CTG1 | NG | CC | 175 | 170 | 0 | 0 | 0 |  | IPP Non-CHP | N | IP |  | Status of Operation (IP, L, P, T) |  | Eastern
EXCLUDE | GA | GA-Eastern | Live Oaks Power Plant | 55800 | CTG2 | NG | CC | 175 | 170 | 0 | 0 | 0 |  | IPP Non-CHP | N | IP |  | Status of Operation (IP, L, P, T) |  | Eastern
EXCLUDE | GA | GA-Eastern | Live Oaks Power Plant | 55800 | STG | NG | CC | 250 | 245 | 0 | 0 | 0 |  | IPP Non-CHP | N | IP |  | Status of Operation (IP, L, P, T) |  | Eastern
NGCC | PA | PA-Eastern | FPL Energy Marcus Hook LP | 55801 | CT13 | NG | CC | 188.2 | 171 | 2923.3 | 1036230.95 | 499126.07 |  | IPP CHP | Y | OP |  |  |  | Eastern
NGCC | PA | PA-Eastern | FPL Energy Marcus Hook LP | 55801 | CT1A | NG | CC | 188.2 | 162 | 2923.3 | 1036230.95 | 499126.07 |  | IPP CHP | Y | OP |  |  |  | Eastern
NGCC | PA | PA-Eastern | FPL Energy Marcus Hook LP | 55801 | CTIB | NG | CC | 188.2 | 160 | 2923.3 | 1036230.95 | 499126.07 |  | IPP CHP | Y | OP |  |  |  | Eastern
NGCC | PA | PA-Eastern | FPL Energy Marcus Hook LP | 55801 | STG | NG | CC | 271.5 | 233.5 | 2923.3 | 1494881.53 | 720046.37 |  | IPP CHP | Y | OP |  |  |  | Eastern
EXCLUDE | NM | NM-Western | Valencia Energy Facility | 55802 | CTG1 | NG | GT | 159.5 | 144.3 | 1629.4 | 46605 | 34572.6 |  | IPP Non-CHP | N | OP |  | Simple cycle unit |  | Western
EXCLUDE | NM | NM-Western | Valencia Energy Facility | 55802 | CTG2 | NG | GT | 159.5 | 159.5 | 0 | 0 | 0 |  | IPP Non-CHP | N | IP |  | Status of Operation (IP, L, P, T) |  | Western
EXCLUDE | NM | NM-Western | Valencia Energy Facility | 55802 | CTG3 | NG | GT | 84.2 | 84.2 | 0 | 0 | 0 |  | IPP Non-CHP | N | IP |  | Status of Operation (IP, L, P, T) |  | Western
EXCLUDE | NM | NM-Western | Valencia Energy Facility | 55802 | CTG4 | NG | GT | 84.2 | 84.2 | 0 | 0 | 0 |  | IPP Non-CHP | N | IP |  | Status of Operation (IP, L, P, T) |  | Western
EXCLUDE | NM | NM-Western | Valencia Energy Facility | 55802 | CTG5 | NG | CC | 84.2 | 84.2 | 0 | 0 | 0 |  | IPP Non-CHP | N | IP |  | Status of Operation (IP, L, P, T) |  | Western
EXCLUDE | NM | NM-Western | Valencia Energy Facility | 55802 | CTG6 | NG | CC | 84.2 | 84.2 | 0 | 0 | 0 |  | IPP Non-CHP | N | IP |  | Status of Operation (IP, L, P, T) |  | Western
EXCLUDE | PA | PA-Eastern | FPL E Somerset Windpower LLC | 55803 | EW | WND | WT | 9 | 9 | 0 | 17400 | 0 |  | IPP Non-CHP | N | OP |  | Non Combustion (NUC, WAT, WND, GEO, or SUN) |  | Eastern
EXCLUDE | IA | IA-Eastern | Top of Iowa Windfarm | 55804 | NM | WND | WT | 80 | 80 | 0 | 170146 | 0 |  | IPP Non-CHP | N | OP |  | Non Combustion (NUC, WAT, WND, GEO, or SUN) |  | Eastern
EXCLUDE | PA | PA-Eastern | Mill Run Windpower | 55805 | G1 | WND | WT | 15 | 15 | 0 | 33502 | 0 |  | IPP Non-CHP | N | OP |  | Non Combustion (NUC, WAT, WND, GEO, or SUN) |  | Eastern
EXCLUDE | CA | CA-Western | Henrietta Peaker | 55807 | HPP1 | NG | GT | 49 | 46.3 | 540 | 19368.5 | 11797.13 |  | IPP Non-CHP | N | OP |  | Simple cycle unit |  | Western
EXCLUDE | CA | CA-Western | Henrietta Peaker | 55807 | HPP2 | NG | GT | 49 | 46.1 | 540 | 19368.5 | 14315.25 |  | IPP Non-CHP | N | OP |  | Simple cycle unit |  | Western
EXCLUDE | MN | MN-Eastern | Kas Brothers Windfarm | 55809 | G1 | WND | WT | 1.5 | 1.5 | 0 | 4099 | 0 |  | IPP Non-CHP | N | OP |  | Non Combustion (NUC, WAT, WND, GEO, or SUN) |  | Eastern
EXCLUDE | CA | CA-Western | Gilroy Peaking Energy Center | 55810 | S3 | NG | GT | 45 | 45 | 500 | 21461 | 15192.96 |  | IPP Non-CHP | N | OP |  | Simple cycle unit |  | Western
EXCLUDE | CA | CA-Western | Gilroy Peaking Energy Center | 55810 | S4 | NG | GT | 45 | 45 | 500 | 21461 | 10657.25 |  | IPP Non-CHP | N | OP |  | Simple cycle unit |  | Western
EXCLUDE | CA | CA-Western | Gilroy Peaking Energy Center | 55810 | S5 | NG | GT | 45 | 45 | 500 | 21461 | 17954.95 |  | IPP Non-CHP | N | OP |  | Simple cycle unit |  | Western
EXCLUDE | CA | CA-Western | King City Peaking | 55811 | CTG1 | NG | GT | 47.3 | 44 | 0 | 11772 | 8323.94 |  | IPP Non-CHP | N | OP |  | Simple cycle unit |  | Western
EXCLUDE | CA | CA-Western | Yuba City Energy Center | 55813 | CTG1 | NG | GT | 47.3 | 45 | 0 | 45663 | 30610.95 |  | IPP Non-CHP | N | OP |  | Simple cycle unit |  | Western
EXCLUDE | IA | IA-Eastern | Hawkeye Power Partners LLC | 55816 | 48M | WND | WT | 42 | 42 | 0 | 86967 | 0 |  | IPP Non-CHP | N | OP |  | Non Combustion (NUC, WAT, WND, GEO, or SUN) |  | Eastern
EXCLUDE | WI | WI-Eastern | Veolia Glacier Ridge Landfill | 55817 | NO1 | LFG | IC | 1 | 0.9 | 0 | 0 | 0 |  | Commercial Non-CHP | N | OP |  | Commercial/Industrial Unit |  | Eastern
EXCLUDE | WI | WI-Eastern | Veolia Glacier Ridge Landfill | 55817 | NO2 | LFG | IC | 1 | 0.9 | 0 | 0 | 0 |  | Commercial Non-CHP | N | OP |  | Commercial/Industrial Unit |  | Eastern
NGCC | WA | WA-Western | Frederickson Power LP | 55818 | FICT | NG | CC | 192 | 160 | 2137 | 211970.9 | 92422.22 |  | IPP Non-CHP | N | OP |  |  |  | Western
NGCC | WA | WA-Western | Frederickson Power LP | 55818 | FIST | NG | CC | 126.3 | 82 | 2137 | 139437.1 | 60796.49 |  | IPP Non-CHP | N | OP |  |  |  | Western
EXCLUDE | CA | CA-Western | RCWMD Badlands Landfill Gas Project | 55820 | GEN1 | LFG | IC | 1.3 | 1 | 0 | 0 | 0 |  | Commercial Non-CHP | N | OP |  | Commercial/Industrial Unit |  | Western
EXCLUDE | CA | CA-Western | RCWMD Badlands Landfill Gas Project | 55820 | GEN2 | LFG | IC | 1.2 | 1 | 0 | 0 | 0 |  | Commercial Non-CHP | N | IP |  | Commercial/Industrial Unit |  | Western
NGCC | FL | FL-Eastern | Curtis H Stanton Energy Center | 55821 | A | NG | CC | 203.2 | 656.9 | 2402 | 648269.11 | 282477.3 |  | IPP Non-CHP | N | OP |  |  |  | Eastern
NGCC | FL | FL-Eastern | Curtis H Stanton Energy Center | 55821 | B | NG | CC | 203.2 |  | 2402 | 648269.11 | 282477.3 |  | IPP Non-CHP | N | OP |  |  |  | Eastern
EXCLUDE | FL | FL-Eastern | Curtis H Stanton Energy Center | 55821 | BCT | SGC | CC | 197 | 197 | 0 | 0 | 0 |  | IPP Non-CHP | N | IP |  | Status of Operation (IP, L, P, T) |  | Eastern
EXCLUDE | FL | FL-Eastern | Curtis H Stanton Energy Center | 55821 | BST | SGC | CC | 132 | 132 | 0 | 0 | 0 |  | IPP Non-CHP | N | IP |  | Status of Operation (IP, L, P, T) |  | Eastern
NGCC | FL | FL-Eastern | Curtis H Stanton Energy Center | 55821 | C | NG | CC | 281.9 |  | 2402 | 899345.78 | 391881.65 |  | IPP Non-CHP | N | OP |  |  |  | Eastern
EXCLUDE | MN | MN-Eastern | MNDOT Standby Generation | 55824 | UNT1 | DFO | IC | 2 | 1.9 | 0 | 0 | 0 |  | Commercial Non-CHP | N | SB |  | Commercial/Industrial Unit |  | Eastern
EXCLUDE | ME | ME-Eastern | Millinocket Mill | 55829 | M1S1 | RFO | ST | 15.6 | 14.5 | 0 | 0 | 0 |  | Industrial CHP | Y | OS |  | Commercial/Industrial Unit |  | Eastern
EXCLUDE | ME | ME-Eastern | Millinocket Mill | 55829 | M1S2 | RFO | ST | 15.6 | 14.5 | 0 | 0 | 0 |  | Industrial CHP | Y | OS |  | Commercial/Industrial Unit |  | Eastern
EXCLUDE | ME | ME-Eastern | Millinocket Mill | 55829 | M1S3 | RFO | ST | 31.5 | 29.3 | 0 | 0 | 0 |  | Industrial CHP | Y | OS |  | Commercial/Industrial Unit |  | Eastern
EXCLUDE | ME | ME-Eastern | Millinocket Mill | 55829 | M1S4 | RFO | ST | 23.5 | 21.8 | 0 | 0 | 0 |  | Industrial CHP | Y | OS |  | Commercial/Industrial Unit |  | Eastern
EXCLUDE | ME | ME-Eastern | East Millinocket Mill | 55830 | M2S1 | WDS | ST | 15.6 | 14.5 | 0 | 8471.77 | 137642.86 |  | Industrial CHP | Y | OP |  | Commercial/Industrial Unit |  | Eastern
EXCLUDE | ME | ME-Eastern | East Millinocket Mill | 55830 | M2S2 | WDS | ST | 15.6 | 14.5 | 0 | 2138.59 | 34746.18 |  | Industrial CHP | Y | OP |  | Commercial/Industrial Unit |  | Eastern
EXCLUDE | ME | ME-Eastern | East Millinocket Mill | 55830 | M2S3 | WDS | ST | 30.2 | 28.1 | 0 | 1249.35 | 20298.49 |  | Industrial CHP | Y | OP |  | Commercial/Industrial Unit |  | Eastern
EXCLUDE | FL | FL-Eastern | Auburndale Peaker Energy Center | 55833 | CTP | NG | GT | 130.1 | 122 | 1591 | 27080 | 18733.92 |  | IPP Non-CHP | N | OP |  | Simple cycle unit |  | Eastern
EXCLUDE | WI | WI-Eastern | Sherry Energy Center | 55834 | CT01 | NG | GT | 176 | 176 | 0 | 0 | 0 |  | IPP Non-CHP | N | IP |  | Status of Operation (IP, L, P, T) |  | Eastern
EXCLUDE | WI | WI-Eastern | Sherry Energy Center | 55834 | CT02 | NG | GT | 176 | 176 | 0 | 0 | 0 |  | IPP Non-CHP | N | IP |  | Status of Operation (IP, L, P, T) |  | Eastern
EXCLUDE | WI | WI-Eastern | Sherry Energy Center | 55834 | CT03 | NG | GT | 176 | 176 | 0 | 0 | 0 |  | IPP Non-CHP | N | IP |  | Status of Operation (IP, L, P, T) |  | Eastern
EXCLUDE | WI | WI-Eastern | Sherry Energy Center | 55834 | CT04 | NG | GT | 176 | 176 | 0 | 0 | 0 |  | IPP Non-CHP | N | IP |  | Status of Operation (IP, L, P, T) |  | Eastern
EXCLUDE | WI | WI-Eastern | Sherry Energy Center | 55834 | CTG1 | NG | CC | 176 | 176 | 0 | 0 | 0 |  | IPP Non-CHP | N | IP |  | Status of Operation (IP, L, P, T) |  | Eastern
EXCLUDE | WI | WI-Eastern | Sherry Energy Center | 55834 | CTG2 | NG | CC | 176 | 176 | 0 | 0 | 0 |  | IPP Non-CHP | N | IP |  | Status of Operation (IP, L, P, T) |  | Eastern
EXCLUDE | WI | WI-Eastern | Sherry Energy Center | 55834 | STG1 | NG | CC | 180 | 180 | 0 | 0 | 0 |  | IPP Non-CHP | N | IP |  | Status of Operation (IP, L, P, T) |  | Eastern
COALST | CO | CO-Western | Ray D Nixon | 8219 | 1 | SUB | ST | 207 | 208 | 2550 | 1487411 | 1679930.74 |  | Electric Utility | N | OP |  |  |  | Western
EXCLUDE | CO | CO-Western | Ray D Nixon | 8219 | GT1 | NG | GT | 35.8 | 29.3 | 400 | 632 | 587.51 |  | Electric Utility | N | OP |  | Simple cycle unit |  | Western
EXCLUDE | CO | CO-Western | Ray D Nixon | 8219 | GT2 | NG | GT | 35.8 | 30 | 400 | 632 | 379.62 |  | Electric Utility | N | OP |  | Simple cycle unit |  | Western
EXCLUDE | WI | WI-Eastern | Island Street Peaking Plant | 55836 | FT81 | NG | GT | 60.5 | 55.8 | 650 | 2206 | 1590.73 |  | Electric Utility | N | OP |  | Simple cycle unit |  | Eastern
NGCC | NV | NV-Western | Silverhawk | 55841 | CT1 | NG | CC | 197.2 | 151.5 | 2463 | 529920.63 | 243186.8 |  | Electric Utility | N | OP |  |  |  | Western
NGCC | NV | NV-Western | Silverhawk | 55841 | CT2 | NG | CC | 197.2 | 151.5 | 2463 | 529920.63 | 243186.8 |  | Electric Utility | N | OP |  |  |  | Western
NGCC | NV | NV-Western | Silverhawk | 55841 | ST1 | NG | CC | 270.3 | 257 | 2463 | 726356.73 | 333333.64 |  | Electric Utility | N | OP |  |  |  | Western
EXCLUDE | CA | CA-Western | Four Mile Hill | 55845 | 1 | GEO | ST | 55 | 49.9 | 0 | 0 | 0 |  | IPP Non-CHP | N | P |  | Status of Operation (IP, L, P, T) |  | Western
EXCLUDE | CA | CA-Western | Telephone Flat | 55846 | 1 | GEO | ST | 55 | 49.9 | 0 | 0 | 0 |  | IPP Non-CHP | N | P |  | Status of Operation (IP, L, P, T) |  | Western
EXCLUDE | CA | CA-Western | Feather River Energy Center | 55847 | CTG1 | NG | GT | 47 | 45 | 500 | 36633 | 25335.84 |  | IPP Non-CHP | N | OP |  | Simple cycle unit |  | Western
EXCLUDE | CA | CA-Western | Valero Refinery Cogeneration Unit 1 | 55851 | GT1 | NG | GT | 51 | 45.4 | 0 | 362006 | 216664.97 |  | Industrial CHP | Y | OP |  | Commercial/Industrial Unit |  | Western
EXCLUDE | CA | CA-Western | Valero Refinery Cogeneration Unit 2 | 55852 | GT2 | OG | GT | 51 | 43.4 | 0 | 0 | 0 |  | Industrial CHP | Y | IP |  | Commercial/Industrial Unit |  | Western
NGCC | CA | CA-Western | Inland Empire Energy Center | 55853 | 1 | NG | CC | 409.5 | 345 | 2688 | 1765030 | 716638.01 |  | IPP Non-CHP | N | OP |  |  |  | Western
NGCC | CA | CA-Western | Inland Empire Energy Center | 55853 | 2 | NG | CC | 409.5 | 345 | 2688 | 1765030 | 716638.01 |  | IPP Non-CHP | N | OP |  |  |  | Western
EXCLUDE | CA | CA-Western | Wolfskill Energy Center | 55855 | CTG1 | NG | GT | 47 | 45 | 500 | 16549 | 11799.44 |  | IPP Non-CHP | N | OP |  | Simple cycle unit |  | Western
UC Coal - commenced in 2012 | IL | IL-Eastern | Prairie State Generatng Station | 55856 | PC1 | BIT | ST | 883 | 812 | 10000 | 2423390 | 3775850.41 |  | IPP Non-CHP | N | OP |  |  | Yes | Eastern
UC Coal - commenced in 2012 | IL | IL-Eastern | Prairie State Generatng Station | 55856 | PC2 | BIT | ST | 883 | 817 | 10000 | 840507 | 1300662.08 |  | IPP Non-CHP | N | OP |  |  | Yes | Eastern
EXCLUDE | LA | LA-Eastern | Oak Point Cogen | 55857 | 5121 | NG | GT | 4.7 | 4 | 0 | 17323 | 22786.29 |  | Industrial CHP | Y | OP |  | Commercial/Industrial Unit |  | Eastern
EXCLUDE | LA | LA-Eastern | Oak Point Cogen | 55857 | 5131 | NG | GT | 4.7 | 4 | 0 | 17323 | 22786.29 |  | Industrial CHP | Y | OP |  | Commercial/Industrial Unit |  | Eastern
EXCLUDE | LA | LA-Eastern | Oak Point Cogen | 55857 | 5141 | NG | GT | 4.7 | 4 | 0 | 17323 | 22786.29 |  | Industrial CHP | Y | OP |  | Commercial/Industrial Unit |  | Eastern
EXCLUDE | LA | LA-Eastern | Oak Point Cogen | 55857 | 5151 | NG | GT | 4.7 | 4 | 0 | 17323 | 22786.29 |  | Industrial CHP | Y | OP |  | Commercial/Industrial Unit |  | Eastern
EXCLUDE | LA | LA-Eastern | Oak Point Cogen | 55857 | 5161 | NG | GT | 4.7 | 4 | 0 | 17323 | 22786.29 |  | Industrial CHP | Y | OP |  | Commercial/Industrial Unit |  | Eastern
EXCLUDE | CT | CT-Eastern | Quinebaug Lower Project | 55860 | 5-M | WAT | HY | 0.3 | 0.3 | 0 | 660 | 0 |  | IPP Non-CHP | N | OP |  | Non Combustion (NUC, WAT, WND, GEO, or SUN) |  | Eastern
EXCLUDE | CT | CT-Eastern | Quinebaug Lower Project | 55860 | MF | WAT | HY | 0.1 | 0.1 | 0 | 220 | 0 |  | IPP Non-CHP | N | OP |  | Non Combustion (NUC, WAT, WND, GEO, or SUN) |  | Eastern
EXCLUDE | CT | CT-Eastern | Quinebaug Lower Project | 55860 | U2 | WAT | HY | 0.8 | 0.8 | 0 | 1760 | 0 |  | IPP Non-CHP | N | OP |  | Non Combustion (NUC, WAT, WND, GEO, or SUN) |  | Eastern
EXCLUDE | CT | CT-Eastern | Quinebaug Lower Project | 55860 | UI | WAT | HY | 1.3 | 1.2 | 0 | 2860 | 0 |  | IPP Non-CHP | N | OP |  | Non Combustion (NUC, WAT, WND, GEO, or SUN) |  | Eastern
EXCLUDE | WI | WI-Eastern | Stevens Point Mill | 55861 | SP | NG | ST | 7.6 | 7 | 0 | 9983 | 61698.28 |  | Industrial CHP | Y | OP |  | Commercial/Industrial Unit |  | Eastern
EXCLUDE | HI | HI-Hawaii | Kaheka Hydro | 55864 | KAH1 | WAT | HY | 1.5 | 1.5 | 0 | 4782.33 | 0 |  | Industrial Non-CHP | N | OP |  | State not covered under final 111(d) |  | Hawaii
EXCLUDE | HI | HI-Hawaii | Kaheka Hydro | 55864 | KAH2 | WAT | HY | 1.5 | 1.5 | 0 | 4782.33 | 0 |  | Industrial Non-CHP | N | OP |  | State not covered under final 111(d) |  | Hawaii
EXCLUDE | HI | HI-Hawaii | Kaheka Hydro | 55864 | KAH3 | WAT | HY | 1.5 | 1.5 | 0 | 4782.33 | 0 |  | Industrial Non-CHP | N | OP |  | State not covered under final 111(d) |  | Hawaii
EXCLUDE | MT | MT-Western | Basin Creek Plant | 55866 | 1 | NG | IC | 6.1 | 6 | 0 | 0 | 0 |  | IPP Non-CHP | N | OP |  | Internal Combustion |  | Western
EXCLUDE | MT | MT-Western | Basin Creek Plant | 55866 | 2 | NG | IC | 6.1 | 6 | 0 | 0 | 0 |  | IPP Non-CHP | N | OP |  | Internal Combustion |  | Western
EXCLUDE | MT | MT-Western | Basin Creek Plant | 55866 | 3 | NG | IC | 6.1 | 6 | 0 | 0 | 0 |  | IPP Non-CHP | N | OP |  | Internal Combustion |  | Western
EXCLUDE | MT | MT-Western | Basin Creek Plant | 55866 | 4 | NG | IC | 6.1 | 6 | 0 | 0 | 0 |  | IPP Non-CHP | N | OP |  | Internal Combustion |  | Western
EXCLUDE | MT | MT-Western | Basin Creek Plant | 55866 | 5 | NG | IC | 6.1 | 6 | 0 | 0 | 0 |  | IPP Non-CHP | N | OP |  | Internal Combustion |  | Western
EXCLUDE | MT | MT-Western | Basin Creek Plant | 55866 | 6 | NG | IC | 6.1 | 6 | 0 | 0 | 0 |  | IPP Non-CHP | N | OP |  | Internal Combustion |  | Western
EXCLUDE | MT | MT-Western | Basin Creek Plant | 55866 | 7 | NG | IC | 6.1 | 6 | 0 | 0 | 0 |  | IPP Non-CHP | N | OP |  | Internal Combustion |  | Western
EXCLUDE | MT | MT-Western | Basin Creek Plant | 55866 | 8 | NG | IC | 6.1 | 6 | 0 | 0 | 0 |  | IPP Non-CHP | N | OP |  | Internal Combustion |  | Western
EXCLUDE | MT | MT-Western | Basin Creek Plant | 55866 | 9 | NG | IC | 6.1 | 6 | 0 | 0 | 0 |  | IPP Non-CHP | N | OP |  | Internal Combustion |  | Western
EXCLUDE | MN | MN-Eastern | Fibrominn Biomass Power Plant | 55867 | G1 | AB | ST | 64 | 55 | 1000 | 442523 | 624600.07 |  | IPP Non-CHP | N | OP |  | Non-Fossil Fuel Type (Less than 10% Fossil Fuel) |  | Eastern
EXCLUDE | AR | AR-Eastern | Genova Arkansas I LLC | 55869 | CTG1 | NG | CC | 185.7 | 160 | 0 | 0 | 0 |  | Electric Utility | N | IP |  | Status of Operation (IP, L, P, T) |  | Eastern
EXCLUDE | AR | AR-Eastern | Genova Arkansas I LLC | 55869 | CTG2 | NG | CC | 185.7 | 160 | 0 | 0 | 0 |  | Electric Utility | N | IP |  | Status of Operation (IP, L, P, T) |  | Eastern
EXCLUDE | AR | AR-Eastern | Genova Arkansas I LLC | 55869 | ST1 | NG | CC | 260 | 225 | 0 | 0 | 0 |  | Electric Utility | N | IP |  | Status of Operation (IP, L, P, T) |  | Eastern
EXCLUDE | OR | OR-Western | Klondike Wind Power | 55871 | Ph1 | WND | WT | 24.5 | 24 | 0 | 49399 | 0 |  | IPP Non-CHP | N | OP |  | Non Combustion (NUC, WAT, WND, GEO, or SUN) |  | Western
EXCLUDE | CA | CA-Western | Panoche Peaker | 55874 | 8 | NG | GT | 49.9 | 40 | 0 | 3311 | 3023.71 |  | IPP Non-CHP | N | OP |  | Simple cycle unit |  | Western
EXCLUDE | CA | CA-Western | Gates Peaker | 55875 | GEN1 | NG | GT | 46.5 | 33.3 | 500 | 2581.79 | 1577.96 |  | IPP Non-CHP | N | OS |  | Simple cycle unit |  | Western
EXCLUDE | CA | CA-Western | Sonoma Central Landfill Phase III | 55880 | P-31 | LFG | IC | 0.8 | 0.7 | 0 | 0 | 0 |  | Commercial Non-CHP | N | OS |  | Commercial/Industrial Unit |  | Western
EXCLUDE | CA | CA-Western | Sonoma Central Landfill Phase III | 55880 | P-32 | LFG | IC | 0.8 | 0.7 | 0 | 0 | 0 |  | Commercial Non-CHP | N | OS |  | Commercial/Industrial Unit |  | Western
EXCLUDE | WA | WA-Western | Sierra Pacific Aberdeen | 55882 | GEN1 | WDS | ST | 18 | 16.7 | 0 | 117922 | 235868.21 |  | Industrial CHP | Y | OP |  | Commercial/Industrial Unit |  | Western
EXCLUDE | MD | MD-Eastern | Montgomery County Oaks LFGE Plant | 55885 | CAT35 | LFG | IC | 1.6 | 1.5 | 0 | 0 | 0 |  | IPP Non-CHP | N | OP |  | Non-Fossil Fuel Type (Less than 10% Fossil Fuel) |  | Eastern
EXCLUDE | MD | MD-Eastern | Montgomery County Oaks LFGE Plant | 55885 | GEJGC | LFG | IC | 0.8 | 0.8 | 0 | 0 | 0 |  | IPP Non-CHP | N | OP |  | Non-Fossil Fuel Type (Less than 10% Fossil Fuel) |  | Eastern
EXCLUDE | MD | MD-Eastern | Montgomery County Oaks LFGE Plant | 55885 | N01 | LFG | GT | 2.8 | 2.3 | 0 | 0 | 0 |  | IPP Non-CHP | N | IP |  | Status of Operation (IP, L, P, T) |  | Eastern
EXCLUDE | MD | MD-Eastern | Montgomery County Oaks LFGE Plant | 55885 | N02 | LFG | GT | 2.8 | 2.3 | 0 | 0 | 0 |  | IPP Non-CHP | N | IP |  | Status of Operation (IP, L, P, T) |  | Eastern
EXCLUDE | FL | FL-Eastern | Partnership Station | 55893 | 1 | NG | IC | 2.9 | 3 | 0 | 0 | 0 |  | Electric Utility | N | OS |  | Internal Combustion |  | Eastern
EXCLUDE | FL | FL-Eastern | Partnership Station | 55893 | 2 | NG | IC | 2.9 | 3 | 0 | 0 | 0 |  | Electric Utility | N | OS |  | Internal Combustion |  | Eastern
EXCLUDE | WI | WI-Eastern | Ridgeview | 55925 | GEN1 | LFG | IC | 0.8 | 0.8 | 0 | 0 | 0 |  | IPP Non-CHP | N | OP |  | Non-Fossil Fuel Type (Less than 10% Fossil Fuel) |  | Eastern
EXCLUDE | WI | WI-Eastern | Ridgeview | 55925 | GEN10 | LFG | IC | 0.8 | 0.8 | 0 | 0 | 0 |  | IPP Non-CHP | N | RE | 2010 | Retired prior to 2012 |  | Eastern
EXCLUDE | WI | WI-Eastern | Ridgeview | 55925 | GEN2 | LFG | IC | 0.8 | 0.8 | 0 | 0 | 0 |  | IPP Non-CHP | N | OP |  | Non-Fossil Fuel Type (Less than 10% Fossil Fuel) |  | Eastern
EXCLUDE | WI | WI-Eastern | Ridgeview | 55925 | GEN3 | LFG | IC | 0.8 | 0.8 | 0 | 0 | 0 |  | IPP Non-CHP | N | OP |  | Non-Fossil Fuel Type (Less than 10% Fossil Fuel) |  | Eastern
EXCLUDE | WI | WI-Eastern | Ridgeview | 55925 | GEN4 | LFG | IC | 0.8 | 0.8 | 0 | 0 | 0 |  | IPP Non-CHP | N | OP |  | Non-Fossil Fuel Type (Less than 10% Fossil Fuel) |  | Eastern
EXCLUDE | WI | WI-Eastern | Ridgeview | 55925 | GEN5 | LFG | IC | 0.8 | 0.8 | 0 | 0 | 0 |  | IPP Non-CHP | N | OP |  | Non-Fossil Fuel Type (Less than 10% Fossil Fuel) |  | Eastern
EXCLUDE | WI | WI-Eastern | Ridgeview | 55925 | GEN6 | LFG | IC | 0.8 | 0.8 | 0 | 0 | 0 |  | IPP Non-CHP | N | OP |  | Non-Fossil Fuel Type (Less than 10% Fossil Fuel) |  | Eastern
EXCLUDE | WI | WI-Eastern | Ridgeview | 55925 | GEN7 | LFG | IC | 0.8 | 0.8 | 0 | 0 | 0 |  | IPP Non-CHP | N | OP |  | Non-Fossil Fuel Type (Less than 10% Fossil Fuel) |  | Eastern
EXCLUDE | WI | WI-Eastern | Ridgeview | 55925 | GEN8 | LFG | IC | 0.8 | 0.8 | 0 | 0 | 0 |  | IPP Non-CHP | N | OP |  | Non-Fossil Fuel Type (Less than 10% Fossil Fuel) |  | Eastern
EXCLUDE | WI | WI-Eastern | Ridgeview | 55925 | GEN9 | LFG | IC | 0.8 | 0.8 | 0 | 0 | 0 |  | IPP Non-CHP | N | OP | 2013 | Non-Fossil Fuel Type (Less than 10% Fossil Fuel) |  | Eastern
NGCC | SC | SC-Eastern | Jasper | 55927 | CT1 | NG | CC | 198.9 | 158 | 2448.5 | 956165.74 | 383016.7 |  | Electric Utility | N | OP |  |  |  | Eastern
NGCC | SC | SC-Eastern | Jasper | 55927 | CT2 | NG | CC | 198.9 | 168 | 2448.5 | 956165.74 | 383016.7 |  | Electric Utility | N | OP |  |  |  | Eastern
NGCC | SC | SC-Eastern | Jasper | 55927 | CT3 | NG | CC | 198.9 | 151 | 2448.5 | 956165.74 | 383016.7 |  | Electric Utility | N | OP |  |  |  | Eastern
NGCC | SC | SC-Eastern | Jasper | 55927 | ST1 | NG | CC | 405 | 392 | 2448.5 | 1946943.82 | 779898.26 |  | Electric Utility | N | OP |  |  |  | Eastern
EXCLUDE | TN | TN-Eastern | McMinnville | 55928 | 1 | DFO | IC | 2 | 1.8 | 0 | 0 | 0 |  | Electric Utility | N | OP |  | Internal Combustion |  | Eastern
EXCLUDE | TN | TN-Eastern | McMinnville | 55928 | 10 | DFO | IC | 2 | 1.8 | 0 | 0 | 0 |  | Electric Utility | N | OP |  | Internal Combustion |  | Eastern
EXCLUDE | TN | TN-Eastern | McMinnville | 55928 | 11 | DFO | IC | 2 | 1.8 | 0 | 0 | 0 |  | Electric Utility | N | OP |  | Internal Combustion |  | Eastern
EXCLUDE | TN | TN-Eastern | McMinnville | 55928 | 12 | OBL | IC | 2 | 1.8 | 0 | 0 | 0 |  | Electric Utility | N | OP |  | Non-Fossil Fuel Type (Less than 10% Fossil Fuel) |  | Eastern
EXCLUDE | TN | TN-Eastern | McMinnville | 55928 | 2 | DFO | IC | 2 | 1.8 | 0 | 0 | 0 |  | Electric Utility | N | OP |  | Internal Combustion |  | Eastern
EXCLUDE | TN | TN-Eastern | McMinnville | 55928 | 3 | DFO | IC | 2 | 1.8 | 0 | 0 | 0 |  | Electric Utility | N | OP |  | Internal Combustion |  | Eastern
EXCLUDE | TN | TN-Eastern | McMinnville | 55928 | 4 | DFO | IC | 2 | 1.8 | 0 | 0 | 0 |  | Electric Utility | N | OP |  | Internal Combustion |  | Eastern
EXCLUDE | TN | TN-Eastern | McMinnville | 55928 | 5 | DFO | IC | 2 | 1.8 | 0 | 0 | 0 |  | Electric Utility | N | OP |  | Internal Combustion |  | Eastern
EXCLUDE | TN | TN-Eastern | McMinnville | 55928 | 6 | DFO | IC | 2 | 1.8 | 0 | 0 | 0 |  | Electric Utility | N | OP |  | Internal Combustion |  | Eastern
EXCLUDE | TN | TN-Eastern | McMinnville | 55928 | 7 | DFO | IC | 2 | 1.8 | 0 | 0 | 0 |  | Electric Utility | N | OP |  | Internal Combustion |  | Eastern
EXCLUDE | TN | TN-Eastern | McMinnville | 55928 | 8 | DFO | IC | 2 | 1.8 | 0 | 0 | 0 |  | Electric Utility | N | OP |  | Internal Combustion |  | Eastern
EXCLUDE | TN | TN-Eastern | McMinnville | 55928 | 9 | DFO | IC | 2 | 1.8 | 0 | 0 | 0 |  | Electric Utility | N | OP |  | Internal Combustion |  | Eastern
EXCLUDE | CO | CO-Western | Redlands Water & Power | 50267 | RED1 | WAT | HY | 1.4 | 1.4 | 0 | 6567 | 0 |  | IPP Non-CHP | N | OP |  | Non Combustion (NUC, WAT, WND, GEO, or SUN) |  | Western
UC NGCC - commenced in 2012 | CA | CA-Western | Tracy Combined Cycle Power Plant | 55933 | TCC1 | NG | CC | 167.3 | 156.2 | 1314 | 132967.79 | 124314.38 |  | IPP Non-CHP | N | OP |  |  | Yes | Western
NGCC | CA | CA-Western | Tracy Combined Cycle Power Plant | 55933 | TPP1 | NG | CC | 84.4 | 82.1 | 1314 | 63952.9 | 62714.49 |  | IPP Non-CHP | N | OP |  |  |  | Western
NGCC | CA | CA-Western | Tracy Combined Cycle Power Plant | 55933 | TPP2 | NG | CC | 84.4 | 81.8 | 1314 | 63952.9 | 62714.49 |  | IPP Non-CHP | N | OP |  |  |  | Western
EXCLUDE | CA | CA-Western | Century Generating Facility | 55934 | C1 | NG | GT | 11.2 | 9.5 | 0 | 595 | 681.05 |  | IPP Non-CHP | N | OP |  | Simple cycle unit |  | Western
EXCLUDE | CA | CA-Western | Century Generating Facility | 55934 | C2 | NG | GT | 11.2 | 9.5 | 0 | 595 | 681.05 |  | IPP Non-CHP | N | OP |  | Simple cycle unit |  | Western
EXCLUDE | CA | CA-Western | Century Generating Facility | 55934 | C3 | NG | GT | 11.2 | 9.5 | 0 | 595 | 681.05 |  | IPP Non-CHP | N | OP |  | Simple cycle unit |  | Western
EXCLUDE | CA | CA-Western | Century Generating Facility | 55934 | C4 | NG | GT | 11.2 | 9.5 | 0 | 595 | 681.05 |  | IPP Non-CHP | N | OP |  | Simple cycle unit |  | Western
EXCLUDE | CA | CA-Western | Drews Generating Facility | 55935 | D1 | NG | GT | 11.2 | 9.5 | 0 | 502 | 642.21 |  | IPP Non-CHP | N | OP |  | Simple cycle unit |  | Western
EXCLUDE | CA | CA-Western | Drews Generating Facility | 55935 | D2 | NG | GT | 11.2 | 9.5 | 0 | 502 | 642.21 |  | IPP Non-CHP | N | OP |  | Simple cycle unit |  | Western
EXCLUDE | CA | CA-Western | Drews Generating Facility | 55935 | D3 | NG | GT | 11.2 | 9.5 | 0 | 502 | 642.21 |  | IPP Non-CHP | N | OP |  | Simple cycle unit |  | Western
EXCLUDE | CA | CA-Western | Drews Generating Facility | 55935 | D4 | NG | GT | 11.2 | 9.5 | 0 | 502 | 642.21 |  | IPP Non-CHP | N | OP |  | Simple cycle unit |  | Western
EXCLUDE | IL | IL-Eastern | NRG Rockford II Energy Center | 55936 | GT3 | NG | GT | 168 | 155.8 | 1721.9 | 38228 | 23240.73 |  | IPP Non-CHP | N | OP |  | Simple cycle unit |  | Eastern
EXCLUDE | CA | CA-Western | TESLA Power Project | 55937 | GTG1 | NG | CC | 188 | 162 | 0 | 0 | 0 |  | Electric Utility | N | IP |  | Status of Operation (IP, L, P, T) |  | Western
EXCLUDE | CA | CA-Western | TESLA Power Project | 55937 | GTG2 | NG | CC | 188 | 162 | 0 | 0 | 0 |  | Electric Utility | N | IP |  | Status of Operation (IP, L, P, T) |  | Western
EXCLUDE | CA | CA-Western | TESLA Power Project | 55937 | GTG3 | NG | CC | 188 | 162 | 0 | 0 | 0 |  | Electric Utility | N | IP |  | Status of Operation (IP, L, P, T) |  | Western
EXCLUDE | CA | CA-Western | TESLA Power Project | 55937 | GTG4 | NG | CC | 188 | 162 | 0 | 0 | 0 |  | Electric Utility | N | IP |  | Status of Operation (IP, L, P, T) |  | Western
EXCLUDE | CA | CA-Western | TESLA Power Project | 55937 | STG1 | NG | CC | 285 | 246 | 0 | 0 | 0 |  | Electric Utility | N | IP |  | Status of Operation (IP, L, P, T) |  | Western
EXCLUDE | CA | CA-Western | TESLA Power Project | 55937 | STG2 | NG | CC | 285 | 246 | 0 | 0 | 0 |  | Electric Utility | N | IP |  | Status of Operation (IP, L, P, T) |  | Western
EXCLUDE | NJ | NJ-Eastern | NAEA Ocean Peaking Power LLC | 55938 | OPP3 | NG | GT | 191.5 | 162.8 | 1959 | 142522.5 | 88021.03 |  | IPP Non-CHP | N | OP |  | Simple cycle unit |  | Eastern
EXCLUDE | NJ | NJ-Eastern | NAEA Ocean Peaking Power LLC | 55938 | OPP4 | NG | GT | 191.5 | 162.8 | 1959 | 142522.5 | 88021.03 |  | IPP Non-CHP | N | OP |  | Simple cycle unit |  | Eastern
EXCLUDE | NJ | NJ-Eastern | NAEA Ocean Peaking Power LLC | 55938 | OPP5 | NG | GT | 191.5 | 149.2 | 0 | 0 | 0 |  | IPP Non-CHP | N | IP |  | Status of Operation (IP, L, P, T) |  | Eastern
UC-NGCC | VA | VA-Eastern | Warren County VA | 55939 | CT01 | NG | CC | 256 | 256 | 0 | 0 | 0 |  | Electric Utility | N | T |  |  | Yes | Eastern
UC-NGCC | VA | VA-Eastern | Warren County VA | 55939 | CT02 | NG | CC | 256 | 256 | 0 | 0 | 0 |  | Electric Utility | N | T |  |  | Yes | Eastern
UC-NGCC | VA | VA-Eastern | Warren County VA | 55939 | CT03 | NG | CC | 256 | 256 | 0 | 0 | 0 |  | Electric Utility | N | T |  |  | Yes | Eastern
UC-NGCC | VA | VA-Eastern | Warren County VA | 55939 | ST01 | NG | CC | 561 | 561 | 0 | 0 | 0 |  | Electric Utility | N | T |  |  | Yes | Eastern
EXCLUDE | MI | MI-Eastern | Bay Windpower I | 55944 | BAY | WND | WT | 1.8 | 1.8 | 0 | 2375 | 0 |  | IPP Non-CHP | N | OP |  | Non Combustion (NUC, WAT, WND, GEO, or SUN) |  | Eastern
EXCLUDE | CA | CA-Western | Elk Hills Cogen | 55950 | U1 | NG | GT | 23.3 | 23.3 | 0 | 3751.5 | 101014.95 |  | Industrial CHP | Y | OP |  | Commercial/Industrial Unit |  | Western
EXCLUDE | CA | CA-Western | Elk Hills Cogen | 55950 | U2 | NG | GT | 23.3 | 23.3 | 0 | 3751.5 | 101014.95 |  | Industrial CHP | Y | OP |  | Commercial/Industrial Unit |  | Western
EXCLUDE | CA | CA-Western | Agua Mansa Power Plant | 55951 | AMP1 | NG | GT | 60.5 | 40.8 | 456 | 43085 | 26431.88 |  | Electric Utility | N | OP |  | Simple cycle unit |  | Western
NGCC | NV | NV-Western | Las Vegas Cogeneration II LLC | 55952 | GEN3 | NG | CC | 60.5 | 42 | 0 | 89789.85 | 42144.04 |  | IPP Non-CHP | N | OP |  |  |  | Western
NGCC | NV | NV-Western | Las Vegas Cogeneration II LLC | 55952 | GEN4 | NG | CC | 60.5 | 42 | 0 | 89789.85 | 42144.04 |  | IPP Non-CHP | N | OP |  |  |  | Western
NGCC | NV | NV-Western | Las Vegas Cogeneration II LLC | 55952 | GEN5 | NG | CC | 60.5 | 42 | 0 | 89789.85 | 42144.04 |  | IPP Non-CHP | N | OP |  |  |  | Western
NGCC | NV | NV-Western | Las Vegas Cogeneration II LLC | 55952 | GEN6 | NG | CC | 60.5 | 42 | 0 | 89789.85 | 42144.04 |  | IPP Non-CHP | N | OP |  |  |  | Western
NGCC | NV | NV-Western | Las Vegas Cogeneration II LLC | 55952 | GEN7 | NG | CC | 27.8 | 26 | 0 | 41258.81 | 19365.36 |  | IPP Non-CHP | N | OP |  |  |  | Western
NGCC | NV | NV-Western | Las Vegas Cogeneration II LLC | 55952 | GEN8 | NG | CC | 27.8 | 26 | 0 | 41258.81 | 19365.36 |  | IPP Non-CHP | N | OP |  |  |  | Western
EXCLUDE | VA | VA-Eastern | Pretlow | 55953 | 1 | DFO | IC | 1.6 | 1.6 | 0 | 0 | 0 |  | Electric Utility | N | OP |  | Internal Combustion |  | Eastern
EXCLUDE | VA | VA-Eastern | Pretlow | 55953 | 2 | DFO | IC | 1.6 | 1.6 | 0 | 0 | 0 |  | Electric Utility | N | OP |  | Internal Combustion |  | Eastern
EXCLUDE | VA | VA-Eastern | Downtown | 55954 | 1 | DFO | IC | 1.6 | 1.6 | 0 | 0 | 0 |  | Electric Utility | N | OP |  | Internal Combustion |  | Eastern
EXCLUDE | VA | VA-Eastern | Downtown | 55954 | 2 | DFO | IC | 1.6 | 1.6 | 0 | 0 | 0 |  | Electric Utility | N | OP |  | Internal Combustion |  | Eastern
EXCLUDE | GA | GA-Eastern | Kamin LLC Wrens Mine | 55961 | WM1 | DFO | IC | 1 | 1 | 0 | 0 | 0 |  | Industrial Non-CHP | N | OP | 2013 | Commercial/Industrial Unit |  | Eastern
EXCLUDE | GA | GA-Eastern | Kamin LLC Wrens Mine | 55961 | WM2 | DFO | IC | 1 | 1 | 0 | 0 | 0 |  | Industrial Non-CHP | N | OP | 2013 | Commercial/Industrial Unit |  | Eastern
EXCLUDE | CA | CA-Western | Riverview Energy Center | 55963 | CTG1 | NG | GT | 47 | 46.1 | 500 | 19006 | 13278.19 |  | IPP Non-CHP | N | OP |  | Simple cycle unit |  | Western
EXCLUDE | MD | MD-Eastern | Brown Station Road Plant II | 55964 | 1 | LFG | IC | 1 | 0.8 | 0 | 0 | 0 |  | Commercial Non-CHP | N | OP |  | Commercial/Industrial Unit |  | Eastern
EXCLUDE | MD | MD-Eastern | Brown Station Road Plant II | 55964 | 2 | LFG | IC | 1 | 0.8 | 0 | 0 | 0 |  | Commercial Non-CHP | N | OP |  | Commercial/Industrial Unit |  | Eastern
EXCLUDE | MD | MD-Eastern | Brown Station Road Plant II | 55964 | 3 | LFG | IC | 1 | 0.8 | 0 | 0 | 0 |  | Commercial Non-CHP | N | OP |  | Commercial/Industrial Unit |  | Eastern
EXCLUDE | MD | MD-Eastern | Brown Station Road Plant II | 55964 | 4 | LFG | IC | 1 | 0.8 | 0 | 0 | 0 |  | Commercial Non-CHP | N | OP |  | Commercial/Industrial Unit |  | Eastern
NGCC | GA | GA-Eastern | Wansley Combined Cycle | 55965 | CT6A | NG | CC | 203.1 | 567.6 | 2150 | 1129563.19 | 462101.04 |  | IPP Non-CHP | N | OP |  |  |  | Eastern
NGCC | GA | GA-Eastern | Wansley Combined Cycle | 55965 | CT6B | NG | CC | 203.1 |  | 2166.6 | 1129563.19 | 462101.04 |  | IPP Non-CHP | N | OP |  |  |  | Eastern
NGCC | GA | GA-Eastern | Wansley Combined Cycle | 55965 | CT7A | NG | CC | 203.1 | 575.5 | 2150 | 1129563.19 | 462101.04 |  | IPP Non-CHP | N | OP |  |  |  | Eastern
NGCC | GA | GA-Eastern | Wansley Combined Cycle | 55965 | CT7B | NG | CC | 203.1 |  | 2150 | 1129563.19 | 462101.04 |  | IPP Non-CHP | N | OP |  |  |  | Eastern
NGCC | GA | GA-Eastern | Wansley Combined Cycle | 55965 | ST6 | NG | CC | 213.3 |  | 2150 | 1186291.62 | 485308.48 |  | IPP Non-CHP | N | OP |  |  |  | Eastern
NGCC | GA | GA-Eastern | Wansley Combined Cycle | 55965 | ST7 | NG | CC | 213.3 |  | 2150 | 1186291.62 | 485308.48 |  | IPP Non-CHP | N | OP |  |  |  | Eastern
EXCLUDE | AK | AK-Alaska | Nikiski Co-Generation | 55966 | GT1 | NG | GT | 37.9 | 37.9 | 0 | 239080 | 197896.64 |  | Electric Utility | N | OP |  | State not covered under final 111(d) |  | Alaska
EXCLUDE | AK | AK-Alaska | Nikiski Co-Generation | 55966 | ST1 | WH | CC | 40 | 40 | 0 | 0 | 0 |  | Electric Utility | N | V |  | State not covered under final 111(d) |  | Alaska
EXCLUDE | ME | ME-Eastern | Great Works Hydro | 55967 | WW1 | WAT | HY | 1 | 1 | 0 | 0 | 0 |  | IPP Non-CHP | N | OP |  | Non Combustion (NUC, WAT, WND, GEO, or SUN) |  | Eastern
EXCLUDE | ME | ME-Eastern | Great Works Hydro | 55967 | WW10 | WAT | HY | 0.6 | 0.6 | 0 | 0 | 0 |  | IPP Non-CHP | N | OP |  | Non Combustion (NUC, WAT, WND, GEO, or SUN) |  | Eastern
EXCLUDE | ME | ME-Eastern | Great Works Hydro | 55967 | WW11 | WAT | HY | 0.5 | 0.5 | 0 | 0 | 0 |  | IPP Non-CHP | N | OP |  | Non Combustion (NUC, WAT, WND, GEO, or SUN) |  | Eastern
EXCLUDE | ME | ME-Eastern | Great Works Hydro | 55967 | WW2 | WAT | HY | 1 | 1 | 0 | 0 | 0 |  | IPP Non-CHP | N | OP |  | Non Combustion (NUC, WAT, WND, GEO, or SUN) |  | Eastern
EXCLUDE | ME | ME-Eastern | Great Works Hydro | 55967 | WW3 | WAT | HY | 1 | 1 | 0 | 0 | 0 |  | IPP Non-CHP | N | OP |  | Non Combustion (NUC, WAT, WND, GEO, or SUN) |  | Eastern
EXCLUDE | ME | ME-Eastern | Great Works Hydro | 55967 | WW4 | WAT | HY | 0.6 | 0.6 | 0 | 0 | 0 |  | IPP Non-CHP | N | OP |  | Non Combustion (NUC, WAT, WND, GEO, or SUN) |  | Eastern
EXCLUDE | ME | ME-Eastern | Great Works Hydro | 55967 | WW5 | WAT | HY | 0.6 | 0.6 | 0 | 0 | 0 |  | IPP Non-CHP | N | OP |  | Non Combustion (NUC, WAT, WND, GEO, or SUN) |  | Eastern
EXCLUDE | ME | ME-Eastern | Great Works Hydro | 55967 | WW6 | WAT | HY | 0.7 | 0.7 | 0 | 0 | 0 |  | IPP Non-CHP | N | OP |  | Non Combustion (NUC, WAT, WND, GEO, or SUN) |  | Eastern
EXCLUDE | ME | ME-Eastern | Great Works Hydro | 55967 | WW7 | WAT | HY | 0.6 | 0.6 | 0 | 0 | 0 |  | IPP Non-CHP | N | OP |  | Non Combustion (NUC, WAT, WND, GEO, or SUN) |  | Eastern
EXCLUDE | ME | ME-Eastern | Great Works Hydro | 55967 | WW8 | WAT | HY | 0.6 | 0.6 | 0 | 0 | 0 |  | IPP Non-CHP | N | OP |  | Non Combustion (NUC, WAT, WND, GEO, or SUN) |  | Eastern
EXCLUDE | ME | ME-Eastern | Great Works Hydro | 55967 | WW9 | WAT | HY | 0.5 | 0.5 | 0 | 0 | 0 |  | IPP Non-CHP | N | OP |  | Non Combustion (NUC, WAT, WND, GEO, or SUN) |  | Eastern
EXCLUDE | TX | TX-ERCOT | Trent Wind Farm LP | 55968 | WTG1 | WND | WT | 150 | 150 | 0 | 440956 | 0 |  | IPP Non-CHP | N | OP |  | Non Combustion (NUC, WAT, WND, GEO, or SUN) |  | ERCOT
EXCLUDE | NY | NY-Eastern | Hawkeye Energy Greenport LLC | 55969 | U-01 | DFO | GT | 54 | 52.9 | 550 | 19999 | 16542.6 |  | IPP Non-CHP | N | OP |  | Simple cycle unit |  | Eastern
NGCC | CA | CA-Western | Cosumnes | 55970 | 1 | NG | CC | 190 | 171 | 1865 | 1298714.53 | 539307.5 |  | Electric Utility | N | OP |  |  |  | Western
NGCC | CA | CA-Western | Cosumnes | 55970 | 2 | NG | CC | 170 | 153 | 1865 | 1162007.74 | 482538.29 |  | Electric Utility | N | OP |  |  |  | Western
NGCC | CA | CA-Western | Cosumnes | 55970 | 3 | NG | CC | 170 | 153 | 1865 | 1162007.74 | 482538.29 |  | Electric Utility | N | OP |  |  |  | Western
EXCLUDE | NE | NE-Eastern | Cass County | 55972 | CT-1 | NG | GT | 172.5 | 161.9 | 2065 | 55910.5 | 31561.57 |  | Electric Utility | N | OP |  | Simple cycle unit |  | Eastern
EXCLUDE | NE | NE-Eastern | Cass County | 55972 | CT-2 | NG | GT | 172.5 | 161.3 | 2065 | 55910.5 | 49148 |  | Electric Utility | N | OP |  | Simple cycle unit |  | Eastern
NGCC | PA | PA-Eastern | Hunterstown | 55976 | 101 | NG | CC | 179 | 153 | 2455 | 862386.12 | 370980.17 |  | IPP Non-CHP | N | OP |  |  |  | Eastern
NGCC | PA | PA-Eastern | Hunterstown | 55976 | 201 | NG | CC | 179 | 153 | 2455 | 862386.12 | 370980.17 |  | IPP Non-CHP | N | OP |  |  |  | Eastern
NGCC | PA | PA-Eastern | Hunterstown | 55976 | 301 | NG | CC | 179 | 153 | 2455 | 862386.12 | 370980.17 |  | IPP Non-CHP | N | OP |  |  |  | Eastern
NGCC | PA | PA-Eastern | Hunterstown | 55976 | 401 | NG | CC | 361 | 299 | 2455 | 1739225.64 | 748177.89 |  | IPP Non-CHP | N | OP |  |  |  | Eastern
NGCC | NM | NM-Western | Bluffview | 55977 | CTG1 | NG | CC | 40 | 38 | 532 | 276779.1 | 129549.41 |  | Electric Utility | N | OP |  |  |  | Western
NGCC | NM | NM-Western | Bluffview | 55977 | STG1 | NG | CC | 27 | 27 | 532 | 186825.9 | 87445.85 |  | Electric Utility | N | OP |  |  |  | Western
EXCLUDE | MN | MN-Eastern | Champepaden Wind Power | 55980 | 1 | WND | WT | 2 | 2 | 0 | 6356 | 0 |  | IPP Non-CHP | N | OP |  | Non Combustion (NUC, WAT, WND, GEO, or SUN) |  | Eastern
EXCLUDE | MN | MN-Eastern | Moulton Wind Power | 55981 | 1 | WND | WT | 2 | 2 | 0 | 6271 | 0 |  | IPP Non-CHP | N | OP |  | Non Combustion (NUC, WAT, WND, GEO, or SUN) |  | Eastern
EXCLUDE | CA | CA-Western | Salton Sea Power LLC - Unit 5 | 55983 | TG51 | GEO | ST | 49.9 | 49 | 0 | 302681 | 0 |  | IPP Non-CHP | N | OP |  | Non Combustion (NUC, WAT, WND, GEO, or SUN) |  | Western
EXCLUDE | CA | CA-Western | CE Turbo LLC | 55984 | TG21 | GEO | ST | 11.5 | 10.9 | 0 | 69288 | 0 |  | IPP Non-CHP | N | OP |  | Non Combustion (NUC, WAT, WND, GEO, or SUN) |  | Western
NGCC | CA | CA-Western | Palomar Energy | 55985 | CTG1 | NG | CC | 165 | 170 | 2032.3 | 824608.6 | 345395.49 |  | Electric Utility | N | OP |  |  |  | Western
NGCC | CA | CA-Western | Palomar Energy | 55985 | CTG2 | NG | CC | 165 | 170 | 2032.3 | 824608.6 | 345395.49 |  | Electric Utility | N | OP |  |  |  | Western
NGCC | CA | CA-Western | Palomar Energy | 55985 | STG | NG | CC | 229 | 222 | 2032.3 | 1144456.79 | 479367.07 |  | Electric Utility | N | OP |  |  |  | Western
EXCLUDE | WV | WV-Eastern | Mountaineer Wind Energy Center | 55986 | WT1 | WND | WT | 66 | 66 | 0 | 138972 | 0 |  | IPP Non-CHP | N | OP |  | Non Combustion (NUC, WAT, WND, GEO, or SUN) |  | Eastern
EXCLUDE | OK | OK-Eastern | Stillwater Water Treatment Plant | 55987 | 6 | DFO | IC | 2 | 2 | 0 | 0 | 0 |  | Electric Utility | N | OP |  | Internal Combustion |  | Eastern
EXCLUDE | NV | NV-Western | Wabuska | 55988 | 1 | GEO | ST | 0.6 | 0.4 | 0 | 1149.44 | 0 |  | IPP Non-CHP | N | OP |  | Non Combustion (NUC, WAT, WND, GEO, or SUN) |  | Western
EXCLUDE | NV | NV-Western | Wabuska | 55988 | 2 | GEO | ST | 0.8 | 0.4 | 0 | 1532.59 | 0 |  | IPP Non-CHP | N | OP |  | Non Combustion (NUC, WAT, WND, GEO, or SUN) |  | Western
EXCLUDE | NV | NV-Western | Wabuska | 55988 | 3 | GEO | ST | 0.8 | 0.1 | 0 | 1532.59 | 0 |  | IPP Non-CHP | N | OP |  | Non Combustion (NUC, WAT, WND, GEO, or SUN) |  | Western
EXCLUDE | NV | NV-Western | Wabuska | 55988 | 4 | GEO | ST | 0.8 | 0.4 | 0 | 1532.59 | 0 |  | IPP Non-CHP | N | OP |  | Non Combustion (NUC, WAT, WND, GEO, or SUN) |  | Western
EXCLUDE | NV | NV-Western | Wabuska | 55988 | 5 | GEO | ST | 0.8 | 0.4 | 0 | 1532.59 | 0 |  | IPP Non-CHP | N | OP |  | Non Combustion (NUC, WAT, WND, GEO, or SUN) |  | Western
EXCLUDE | NV | NV-Western | Wabuska | 55988 | 6 | GEO | ST | 0.8 | 0.4 | 0 | 1532.59 | 0 |  | IPP Non-CHP | N | OP |  | Non Combustion (NUC, WAT, WND, GEO, or SUN) |  | Western
EXCLUDE | NV | NV-Western | Wabuska | 55988 | 7 | GEO | ST | 0.8 | 0.4 | 0 | 1532.59 | 0 |  | IPP Non-CHP | N | OP |  | Non Combustion (NUC, WAT, WND, GEO, or SUN) |  | Western
EXCLUDE | OR | OR-Western | FPL Energy Vansycle LLC (OR) | 55989 | V-47 | WND | WT | 122.8 | 122.8 | 0 | 292756 | 0 |  | IPP Non-CHP | N | OP |  | Non Combustion (NUC, WAT, WND, GEO, or SUN) |  | Western
EXCLUDE | OH | OH-Eastern | Ashtabula | 55990 | 1 | NG | CC | 4.9 | 4.4 | 0 | 27724.38 | 32000.79 |  | IPP CHP | Y | OP |  | Combined cycle unit (PRMVR=CC) less than or equal to 25MW |  | Eastern
EXCLUDE | OH | OH-Eastern | Ashtabula | 55990 | 2 | NG | CC | 4.9 | 4.4 | 0 | 27724.38 | 32000.79 |  | IPP CHP | Y | OP |  | Combined cycle unit (PRMVR=CC) less than or equal to 25MW |  | Eastern
EXCLUDE | OH | OH-Eastern | Ashtabula | 55990 | 3 | NG | CC | 4.9 | 4.4 | 0 | 27724.38 | 32000.79 |  | IPP CHP | Y | OP |  | Combined cycle unit (PRMVR=CC) less than or equal to 25MW |  | Eastern
EXCLUDE | OH | OH-Eastern | Ashtabula | 55990 | 4 | NG | CC | 4.9 | 4.4 | 0 | 27724.38 | 32000.79 |  | IPP CHP | Y | OP |  | Combined cycle unit (PRMVR=CC) less than or equal to 25MW |  | Eastern
EXCLUDE | OH | OH-Eastern | Ashtabula | 55990 | 5 | NG | CC | 4.9 | 4.4 | 0 | 27724.38 | 32000.79 |  | IPP CHP | Y | OP |  | Combined cycle unit (PRMVR=CC) less than or equal to 25MW |  | Eastern
EXCLUDE | OH | OH-Eastern | Ashtabula | 55990 | 6 | NG | CC | 0.8 | 0.7 | 0 | 4526.43 | 5224.62 |  | IPP CHP | Y | OP |  | Combined cycle unit (PRMVR=CC) less than or equal to 25MW |  | Eastern
EXCLUDE | OH | OH-Eastern | Ashtabula | 55990 | 7 | NG | CC | 0.8 | 0.7 | 0 | 4526.43 | 5224.62 |  | IPP CHP | Y | OP |  | Combined cycle unit (PRMVR=CC) less than or equal to 25MW |  | Eastern
EXCLUDE | NV | NV-Western | Brady | 55991 | OEC | GEO | ST | 6.5 | 5.5 | 0 | 13196.78 | 0 |  | IPP Non-CHP | N | OP |  | Non Combustion (NUC, WAT, WND, GEO, or SUN) |  | Western
EXCLUDE | NV | NV-Western | Brady | 55991 | TG-1 | GEO | ST | 9.2 | 7.5 | 0 | 18678.52 | 0 |  | IPP Non-CHP | N | OP |  | Non Combustion (NUC, WAT, WND, GEO, or SUN) |  | Western
EXCLUDE | NV | NV-Western | Brady | 55991 | TG-2 | GEO | ST | 9.2 | 7.5 | 0 | 18678.52 | 0 |  | IPP Non-CHP | N | OP |  | Non Combustion (NUC, WAT, WND, GEO, or SUN) |  | Western
EXCLUDE | NV | NV-Western | Brady | 55991 | TG-3 | GEO | ST | 8 | 6.3 | 0 | 16242.19 | 0 |  | IPP Non-CHP | N | OP |  | Non Combustion (NUC, WAT, WND, GEO, or SUN) |  | Western
EXCLUDE | TX | TX-ERCOT | Desert Sky | 55992 | 1 | WND | WT | 160.5 | 160.5 | 0 | 446076 | 0 |  | IPP Non-CHP | N | OP |  | Non Combustion (NUC, WAT, WND, GEO, or SUN) |  | ERCOT
EXCLUDE | ND | ND-Eastern | Minot Wind Project | 55995 | MWP | WND | WT | 2.6 | 2.6 | 0 | 7968.08 | 0 |  | Electric Utility | N | OP |  | Non Combustion (NUC, WAT, WND, GEO, or SUN) |  | Eastern
EXCLUDE | ND | ND-Eastern | Minot Wind Project | 55995 | MWP2 | WND | WT | 4.5 | 4.5 | 0 | 13790.92 | 0 |  | Electric Utility | N | OP |  | Non Combustion (NUC, WAT, WND, GEO, or SUN) |  | Eastern
EXCLUDE | IA | IA-Eastern | Alliant SBD0201 Penford Produc | 55996 | 01 | DFO | IC | 1.8 | 1.8 | 0 | 0 | 0 |  | IPP Non-CHP | N | SB |  | Internal Combustion |  | Eastern
EXCLUDE | IA | IA-Eastern | Alliant SBD0201 Penford Produc | 55996 | 02 | DFO | IC | 1.6 | 1.6 | 0 | 0 | 0 |  | IPP Non-CHP | N | SB |  | Internal Combustion |  | Eastern
EXCLUDE | IA | IA-Eastern | Alliant SBD0201 Penford Produc | 55996 | 03 | DFO | IC | 1.6 | 1.6 | 0 | 0 | 0 |  | IPP Non-CHP | N | SB |  | Internal Combustion |  | Eastern
EXCLUDE | IA | IA-Eastern | Alliant SBD0201 Penford Produc | 55996 | 04 | DFO | IC | 1.1 | 1.1 | 0 | 0 | 0 |  | IPP Non-CHP | N | SB |  | Internal Combustion |  | Eastern
EXCLUDE | PA | PA-Eastern | Orchard Park | 55997 | 10 | NG | IC | 6 | 5.8 | 0 | 0 | 0 |  | Electric Utility | N | OP |  | Internal Combustion |  | Eastern
EXCLUDE | PA | PA-Eastern | Orchard Park | 55997 | 11 | NG | IC | 6 | 5.8 | 0 | 0 | 0 |  | Electric Utility | N | OP |  | Internal Combustion |  | Eastern
EXCLUDE | PA | PA-Eastern | Orchard Park | 55997 | 8 | NG | IC | 6 | 5.8 | 0 | 0 | 0 |  | Electric Utility | N | OP |  | Internal Combustion |  | Eastern
EXCLUDE | PA | PA-Eastern | Orchard Park | 55997 | 9 | NG | IC | 6 | 5.8 | 0 | 0 | 0 |  | Electric Utility | N | OP |  | Internal Combustion |  | Eastern
EXCLUDE | WI | WI-Eastern | Danbury Diesel | 55998 | GT1 | DFO | GT | 6.7 | 4 | 0 | -226 | 0 |  | Electric Utility | N | OP |  | Simple cycle unit |  | Eastern
EXCLUDE | WI | WI-Eastern | Danbury Diesel | 55998 | IC1 | DFO | IC | 0.5 | 0.5 | 0 | 0 | 0 |  | Electric Utility | N | OP |  | Internal Combustion |  | Eastern
EXCLUDE | WI | WI-Eastern | Danbury Diesel | 55998 | IC2 | DFO | IC | 0.6 | 0.5 | 0 | 0 | 0 |  | Electric Utility | N | OP |  | Internal Combustion |  | Eastern
EXCLUDE | MA | MA-Eastern | NECCO Co-Generation | 55999 | GEN1 | NG | IC | 2.9 | 2.8 | 0 | 0 | 0 |  | IPP CHP | Y | OP |  | Internal Combustion |  | Eastern
EXCLUDE | MA | MA-Eastern | NECCO Co-Generation | 55999 | GEN2 | NG | IC | 2.9 | 2.8 | 0 | 0 | 0 |  | IPP CHP | Y | OP |  | Internal Combustion |  | Eastern
EXCLUDE | PA | PA-Eastern | Waymart Wind | 56001 | GE15 | WND | WT | 64.5 | 64.5 | 0 | 141670 | 0 |  | IPP Non-CHP | N | OP |  | Non Combustion (NUC, WAT, WND, GEO, or SUN) |  | Eastern
EXCLUDE | MN | MN-Eastern | Minwind | 56002 | 1 | WND | WT | 3.8 | 3.8 | 0 | 9900 | 0 |  | IPP Non-CHP | N | OP |  | Non Combustion (NUC, WAT, WND, GEO, or SUN) |  | Eastern
EXCLUDE | VA | VA-Eastern | Mount Clinton | 56004 | D-2 | DFO | IC | 2 | 2 | 0 | 0 | 0 |  | Electric Utility | N | OP |  | Internal Combustion |  | Eastern
EXCLUDE | VA | VA-Eastern | Mount Clinton | 56004 | D-3 | DFO | IC | 2 | 2 | 0 | 0 | 0 |  | Electric Utility | N | OP |  | Internal Combustion |  | Eastern
EXCLUDE | VA | VA-Eastern | Mount Clinton | 56004 | D-5 | DFO | IC | 2 | 2 | 0 | 0 | 0 |  | Electric Utility | N | OP |  | Internal Combustion |  | Eastern
EXCLUDE | VA | VA-Eastern | Mount Clinton | 56004 | D-7 | DFO | IC | 2 | 2 | 0 | 0 | 0 |  | Electric Utility | N | OP |  | Internal Combustion |  | Eastern
EXCLUDE | VA | VA-Eastern | Mount Clinton | 56004 | D-8 | DFO | IC | 2 | 2 | 0 | 0 | 0 |  | Electric Utility | N | OP |  | Internal Combustion |  | Eastern
EXCLUDE | VA | VA-Eastern | Mount Clinton | 56004 | MC-1 | DFO | GT | 14 | 9 | 0 | 0 | 89.35 |  | Electric Utility | N | OP |  | Simple cycle unit |  | Eastern
EXCLUDE | VA | VA-Eastern | Pleasant Valley | 56005 | D-4 | DFO | IC | 2 | 2 | 0 | 0 | 0 |  | Electric Utility | N | OP |  | Internal Combustion |  | Eastern
EXCLUDE | VA | VA-Eastern | Pleasant Valley | 56005 | D-6 | DFO | IC | 2 | 2 | 0 | 0 | 0 |  | Electric Utility | N | OP |  | Internal Combustion |  | Eastern
EXCLUDE | VA | VA-Eastern | Pleasant Valley | 56005 | PV-1 | DFO | GT | 16.5 | 9 | 0 | 0 | 96.03 |  | Electric Utility | N | OP |  | Simple cycle unit |  | Eastern
EXCLUDE | VA | VA-Eastern | Harrisonburg Power Plant | 56006 | ST-1 | NG | ST | 2.5 | 2.7 | 0 | 0 | 0 |  | Electric Utility | N | OP |  | Steam unit (PRMVR=ST) less than or equal to 25MW (i.e. 250 MMBtu/hr) |  | Eastern
EXCLUDE | IA | IA-Eastern | Hancock County Wind Energy Center | 56010 | V-47 | WND | WT | 98 | 98 | 0 | 255856 | 0 |  | IPP Non-CHP | N | OP |  | Non Combustion (NUC, WAT, WND, GEO, or SUN) |  | Eastern
EXCLUDE | CA | CA-Western | Cabazon Wind Partners | 56011 | V-47 | WND | WT | 41 | 41 | 0 | 118425 | 0 |  | IPP Non-CHP | N | OP |  | Non Combustion (NUC, WAT, WND, GEO, or SUN) |  | Western
EXCLUDE | CA | CA-Western | Whitewater Hill Wind Partners | 56012 | 1 | WND | WT | 61.5 | 61.5 | 0 | 202696 | 0 |  | IPP Non-CHP | N | OP |  | Non Combustion (NUC, WAT, WND, GEO, or SUN) |  | Western
EXCLUDE | IA | IA-Eastern | Exira | 56013 | U1 | NG | GT | 60.5 | 46.7 | 495 | 15124.67 | 8648.62 |  | Electric Utility | N | OP |  | Simple cycle unit |  | Eastern
EXCLUDE | IA | IA-Eastern | Exira | 56013 | U2 | NG | GT | 60.5 | 46.7 | 495 | 15124.67 | 7923.44 |  | Electric Utility | N | OP |  | Simple cycle unit |  | Eastern
EXCLUDE | IA | IA-Eastern | Exira | 56013 | U3 | NG | GT | 60.5 | 46.7 | 495 | 15124.67 | 9715.51 |  | Electric Utility | N | OP |  | Simple cycle unit |  | Eastern
EXCLUDE | GA | GA-Eastern | Bainbridge | 56015 | SEG1 | DFO | GT | 40 | 37 | 603.95 | 75.5 | 197.85 |  | IPP Non-CHP | N | OP |  | Simple cycle unit |  | Eastern
EXCLUDE | GA | GA-Eastern | Bainbridge | 56015 | SEGC | DFO | GT | 40 | 37 | 603.95 | 75.5 | 197.85 |  | IPP Non-CHP | N | OP |  | Simple cycle unit |  | Eastern
EXCLUDE | WA | WA-Western | Grimes Way | 56016 | 1 | NG | IC | 1.1 | 1 | 0 | 0 | 0 |  | Commercial Non-CHP | N | SB |  | Commercial/Industrial Unit |  | Western
EXCLUDE | WA | WA-Western | Grimes Way | 56016 | 2 | NG | IC | 1.1 | 1 | 0 | 0 | 0 |  | Commercial Non-CHP | N | SB |  | Commercial/Industrial Unit |  | Western
EXCLUDE | WA | WA-Western | Grimes Way | 56016 | 3 | DFO | IC | 1.8 | 1.7 | 0 | 0 | 0 |  | Commercial Non-CHP | N | SB |  | Commercial/Industrial Unit |  | Western
EXCLUDE | WA | WA-Western | Franklin/Grays | 56017 | GT1 | NG | GT | 11.4 | 10.5 | 0 | 0 | 0 |  | Electric Utility | N | SB |  | Simple cycle unit |  | Western
EXCLUDE | WA | WA-Western | Franklin/Grays | 56017 | GT2 | NG | GT | 11.4 | 10.5 | 0 | 0 | 0 |  | Electric Utility | N | SB |  | Simple cycle unit |  | Western
EXCLUDE | WA | WA-Western | Franklin/Grays | 56017 | GT3 | NG | GT | 11.4 | 10.5 | 0 | 0 | 0 |  | Electric Utility | N | SB |  | Simple cycle unit |  | Western
EXCLUDE | WA | WA-Western | Franklin/Grays | 56017 | GT4 | NG | GT | 11.4 | 10.5 | 0 | 0 | 0 |  | Electric Utility | N | SB |  | Simple cycle unit |  | Western
EXCLUDE | AL | AL-Eastern | AMEA Peaking | 56018 | 1 | NG | GT | 49.3 | 47.5 | 500 | 4091.5 | 2376.5 |  | Electric Utility | N | OP |  | Simple cycle unit |  | Eastern
EXCLUDE | AL | AL-Eastern | AMEA Peaking | 56018 | 2 | NG | GT | 49.3 | 47.5 | 500 | 4091.5 | 2358.1 |  | Electric Utility | N | OP |  | Simple cycle unit |  | Eastern
EXCLUDE | OR | OR-Western | Klamath | 56019 | CT-1 | NG | CC | 169.7 | 162 | 0 | 0 | 0 |  | IPP CHP | Y | T |  | Status of Operation (IP, L, P, T) |  | Western
EXCLUDE | OR | OR-Western | Klamath | 56019 | CT-2 | NG | CC | 169.7 | 162 | 0 | 0 | 0 |  | IPP CHP | Y | T |  | Status of Operation (IP, L, P, T) |  | Western
EXCLUDE | OR | OR-Western | Klamath | 56019 | ST-1 | NG | CC | 244.5 | 220 | 0 | 0 | 0 |  | IPP CHP | Y | T |  | Status of Operation (IP, L, P, T) |  | Western
EXCLUDE | KS | KS-Eastern | Waste Water Plant Generator | 56022 | 1 | DFO | IC | 1.6 | 1.6 | 0 | 0 | 0 |  | Electric Utility | N | OS |  | Internal Combustion |  | Eastern
EXCLUDE | IA | IA-Eastern | Traer East | 56025 | 6 | DFO | IC | 2 | 2 | 0 | 0 | 0 |  | Electric Utility | N | SB |  | Internal Combustion |  | Eastern
EXCLUDE | IA | IA-Eastern | Traer East | 56025 | 7 | DFO | IC | 2 | 2 | 0 | 0 | 0 |  | Electric Utility | N | SB |  | Internal Combustion |  | Eastern
NGCC | CA | CA-Western | Donald Von Raesfeld Power Plant | 56026 | CTG1 | NG | CC | 50 | 50 | 610.6 | 300444.16 | 138117.57 |  | Electric Utility | N | OP |  |  |  | Western
NGCC | CA | CA-Western | Donald Von Raesfeld Power Plant | 56026 | CTG2 | NG | CC | 50 | 50 | 610.6 | 300444.16 | 138117.57 |  | Electric Utility | N | OP |  |  |  | Western
NGCC | CA | CA-Western | Donald Von Raesfeld Power Plant | 56026 | STG | NG | CC | 54 | 54 | 610.6 | 324479.69 | 149166.98 |  | Electric Utility | N | OP |  |  |  | Western
NGCC | WI | WI-Eastern | Fox Energy Center | 56031 | CTG1 | NG | CC | 185 | 160.8 | 2873.3 | 872755.09 | 326032.18 |  | IPP Non-CHP | N | OP |  |  |  | Eastern
NGCC | WI | WI-Eastern | Fox Energy Center | 56031 | CTG2 | NG | CC | 185 | 151.7 | 2587 | 872755.09 | 326032.18 |  | IPP Non-CHP | N | OP |  |  |  | Eastern
NGCC | WI | WI-Eastern | Fox Energy Center | 56031 | STG | NG | CC | 250 | 233.4 | 2873.3 | 1179398.77 | 440584.03 |  | IPP Non-CHP | N | OP |  |  |  | Eastern
EXCLUDE | NY | NY-Eastern | Equus Freeport Power | 56032 | 0001 | NG | GT | 60 | 47.9 | 499.9 | 62578 | 38059.88 |  | IPP Non-CHP | N | OP |  | Simple cycle unit |  | Eastern
EXCLUDE | NC | NC-Eastern | Smithfield Packing Wilson | 56035 | 1 | DFO | IC | 1.4 | 1.3 | 0 | 0 | 0 |  | Industrial CHP | Y | SB |  | Commercial/Industrial Unit |  | Eastern
EXCLUDE | NC | NC-Eastern | Smithfield Packing Wilson | 56035 | 2 | DFO | IC | 1.4 | 1.3 | 0 | 0 | 0 |  | Industrial CHP | Y | SB |  | Commercial/Industrial Unit |  | Eastern
EXCLUDE | CA | CA-Western | WWTP Power Generation Station | 56036 | GEN1 | OBG | IC | 2.2 | 2 | 0 | 0 | 0 |  | Commercial CHP | Y | OP |  | Commercial/Industrial Unit |  | Western
EXCLUDE | CA | CA-Western | WWTP Power Generation Station | 56036 | GEN2 | OBG | IC | 2.2 | 2 | 0 | 0 | 0 |  | Commercial CHP | Y | OP |  | Commercial/Industrial Unit |  | Western
EXCLUDE | CA | CA-Western | WWTP Power Generation Station | 56036 | GEN3 | OBG | IC | 2.2 | 2 | 0 | 0 | 0 |  | Commercial CHP | Y | OP |  | Commercial/Industrial Unit |  | Western
EXCLUDE | WI | WI-Eastern | Fox Valley Energy Center | 56037 | 1 | WDS | ST | 6.5 | 6.5 | 0 | 18014.84 | 33781.54 |  | Industrial CHP | Y | OP |  | Commercial/Industrial Unit |  | Eastern
EXCLUDE | MD | MD-Eastern | UMCP CHP Plant | 56038 | 1 | NG | GT | 11 | 9.4 | 0 | 69310.5 | 56018.23 |  | IPP CHP | Y | OP |  | Simple cycle unit |  | Eastern
EXCLUDE | MD | MD-Eastern | UMCP CHP Plant | 56038 | 2 | NG | GT | 11 | 9.4 | 0 | 69310.5 | 56018.23 |  | IPP CHP | Y | OP |  | Simple cycle unit |  | Eastern
EXCLUDE | MD | MD-Eastern | UMCP CHP Plant | 56038 | 3 | NG | ST | 5.4 | 2 | 0 | 14469 | 0 |  | IPP CHP | Y | OP |  | Steam unit (PRMVR=ST) less than or equal to 25MW (i.e. 250 MMBtu/hr) |  | Eastern
EXCLUDE | CA | CA-Western | H. Gonzales | 56039 | G1 | NG | GT | 5.9 | 5.4 | 0 | 50.47 | 39.39 |  | Electric Utility | N | OP |  | Simple cycle unit |  | Western
EXCLUDE | CA | CA-Western | H. Gonzales | 56039 | G2 | NG | GT | 5.9 | 5.4 | 0 | 50.47 | 39.39 |  | Electric Utility | N | OP |  | Simple cycle unit |  | Western
EXCLUDE | MD | MD-Eastern | Solo Cup Co | 56040 | 1 | NG | IC | 5.6 | 5.6 | 0 | 0 | 0 |  | IPP CHP | Y | OS |  | Internal Combustion |  | Eastern
EXCLUDE | MD | MD-Eastern | Solo Cup Co | 56040 | 2 | NG | IC | 5.6 | 5.6 | 0 | 0 | 0 |  | IPP CHP | Y | OS |  | Internal Combustion |  | Eastern
NGCC | CA | CA-Western | Malburg | 56041 | M1 | NG | CC | 50 | 45 | 594 | 221249.37 | 104153.42 |  | IPP Non-CHP | N | OP |  |  |  | Western
NGCC | CA | CA-Western | Malburg | 56041 | M2 | NG | CC | 50 | 45 | 594 | 221249.37 | 104153.42 |  | IPP Non-CHP | N | OP |  |  |  | Western
NGCC | CA | CA-Western | Malburg | 56041 | M3 | NG | CC | 58.8 | 53 | 594 | 260189.26 | 122484.42 |  | IPP Non-CHP | N | OP |  |  |  | Western
NGCC | CA | CA-Western | Magnolia Power Project | 56046 | 1 | NG | CC | 198.9 | 161 | 2370 | 728094.08 | 308256.02 |  | Electric Utility | N | OP |  |  |  | Western
NGCC | CA | CA-Western | Magnolia Power Project | 56046 | 2 | NG | CC | 188.7 | 140 | 2370 | 690755.92 | 292448.02 |  | Electric Utility | N | OP |  |  |  | Western
EXCLUDE | CT | CT-Eastern | CPV Towantic Energy Center | 56047 | GTG1 | NG | CC | 193 | 161.8 | 0 | 0 | 0 |  | IPP Non-CHP | N | IP |  | Status of Operation (IP, L, P, T) |  | Eastern
EXCLUDE | CT | CT-Eastern | CPV Towantic Energy Center | 56047 | GTG2 | NG | CC | 193 | 161.8 | 0 | 0 | 0 |  | IPP Non-CHP | N | IP |  | Status of Operation (IP, L, P, T) |  | Eastern
EXCLUDE | CT | CT-Eastern | CPV Towantic Energy Center | 56047 | STG1 | NG | CC | 198.2 | 165.6 | 0 | 0 | 0 |  | IPP Non-CHP | N | IP |  | Status of Operation (IP, L, P, T) |  | Eastern
EXCLUDE | MD | MD-Eastern | Inner Harbor East Heating | 56050 | 1 | NG | IC | 2.1 | 2.1 | 0 | 0 | 0 |  | Commercial CHP | Y | SB |  | Commercial/Industrial Unit |  | Eastern
EXCLUDE | CA | CA-Western | THUMS | 56051 | GEN1 | NG | GT | 57.4 | 45 | 0 | 347361 | 201455.58 |  | Industrial Non-CHP | N | OP |  | Commercial/Industrial Unit |  | Western
EXCLUDE | PA | PA-Eastern | Meyersdale Windpower | 56052 | GE15 | WND | WT | 30 | 30 | 0 | 73780 | 0 |  | IPP Non-CHP | N | OP |  | Non Combustion (NUC, WAT, WND, GEO, or SUN) |  | Eastern
EXCLUDE | IL | IL-Eastern | Casey City of | 56053 | 1 | DFO | IC | 1.8 | 1.8 | 0 | 0 | 0 |  | Electric Utility | N | SB |  | Internal Combustion |  | Eastern
EXCLUDE | IL | IL-Eastern | Casey City of | 56053 | 2 | DFO | IC | 1.8 | 1.8 | 0 | 0 | 0 |  | Electric Utility | N | SB |  | Internal Combustion |  | Eastern
EXCLUDE | IL | IL-Eastern | Casey City of | 56053 | 3 | DFO | IC | 1.8 | 1.8 | 0 | 0 | 0 |  | Electric Utility | N | SB |  | Internal Combustion |  | Eastern
EXCLUDE | MN | MN-Eastern | G McNeilus Wind Farm Dodge Center | 56054 | GM1 | WND | WT | 32 | 32 | 0 | 75060.84 | 0 |  | IPP Non-CHP | N | OP |  | Non Combustion (NUC, WAT, WND, GEO, or SUN) |  | Eastern
EXCLUDE | MN | MN-Eastern | G McNeilus Wind Farm Dodge Center | 56054 | GM2 | WND | WT | 8 | 8 | 0 | 18765.21 | 0 |  | IPP Non-CHP | N | OP |  | Non Combustion (NUC, WAT, WND, GEO, or SUN) |  | Eastern
EXCLUDE | MN | MN-Eastern | G McNeilus Wind Farm Dodge Center | 56054 | GM3 | WND | WT | 3 | 3 | 0 | 7036.95 | 0 |  | IPP Non-CHP | N | OP |  | Non Combustion (NUC, WAT, WND, GEO, or SUN) |  | Eastern
EXCLUDE | HI | HI-Hawaii | Hana Substation | 56055 | MH1 | DFO | IC | 1 | 1 | 0 | 0 | 0 |  | Electric Utility | N | OP |  | State not covered under final 111(d) |  | Hawaii
EXCLUDE | HI | HI-Hawaii | Hana Substation | 56055 | MH2 | DFO | IC | 1 | 1 | 0 | 0 | 0 |  | Electric Utility | N | OP |  | State not covered under final 111(d) |  | Hawaii
EXCLUDE | NC | NC-Eastern | High Point, Jackson Lake | 56058 | 1 | DFO | IC | 1.8 | 1.8 | 0 | 0 | 0 |  | Electric Utility | N | RE | 2007 | Retired prior to 2012 |  | Eastern
EXCLUDE | NC | NC-Eastern | High Point, Fairfield | 56059 | 1 | DFO | IC | 1.8 | 1.8 | 0 | 0 | 0 |  | Electric Utility | N | OP |  | Internal Combustion |  | Eastern
EXCLUDE | NC | NC-Eastern | Gastonia Rankin Lake | 56060 | 1 | DFO | IC | 1.8 | 1.8 | 0 | 0 | 0 |  | Electric Utility | N | RE | 2012 | Internal Combustion |  | Eastern
EXCLUDE | NC | NC-Eastern | Gastonia Duke Street | 56061 | 1 | DFO | IC | 1.8 | 1.8 | 0 | 0 | 0 |  | Electric Utility | N | RE | 2012 | Internal Combustion |  | Eastern
EXCLUDE | NC | NC-Eastern | Statesville, Highway 64 | 56062 | 1 | DFO | IC | 1.8 | 1.8 | 0 | 0 | 0 |  | Electric Utility | N | OP |  | Internal Combustion |  | Eastern
EXCLUDE | NC | NC-Eastern | Shelby, Toms Street | 56063 | 1 | DFO | IC | 1.8 | 1.8 | 0 | 0 | 0 |  | Electric Utility | N | OP |  | Internal Combustion |  | Eastern
EXCLUDE | NC | NC-Eastern | Morganton, Parker Road | 56064 | 1 | DFO | IC | 1.8 | 1.8 | 0 | 0 | 0 |  | Electric Utility | N | OP |  | Internal Combustion |  | Eastern
EXCLUDE | NC | NC-Eastern | Maiden Finger Street | 56065 | 1 | DFO | IC | 1.8 | 1.8 | 0 | 0 | 0 |  | Electric Utility | N | RE | 2012 | Internal Combustion |  | Eastern
EXCLUDE | NC | NC-Eastern | Lexington Hickory Street | 56066 | 1 | DFO | IC | 1.8 | 1.8 | 0 | 0 | 0 |  | Electric Utility | N | RE | 2012 | Internal Combustion |  | Eastern
EXCLUDE | NC | NC-Eastern | Lexington Health Center | 56067 | 1 | DFO | IC | 1.8 | 1.8 | 0 | 0 | 0 |  | Electric Utility | N | OP |  | Internal Combustion |  | Eastern
COALST | WI | WI-Eastern | Elm Road Generating Station | 56068 | 1 | BIT | ST | 701.3 | 634 | 6537 | 513106 | 617493.61 |  | Electric Utility | N | OP |  |  |  | Eastern
COALST | WI | WI-Eastern | Elm Road Generating Station | 56068 | 2 | BIT | ST | 701.3 | 634 | 6336 | 1438850 | 1608693.45 |  | Electric Utility | N | OP |  |  |  | Eastern
EXCLUDE | WI | WI-Eastern | Berlin | 56069 | 1 | LFG | IC | 0.8 | 0.8 | 0 | 0 | 0 |  | IPP Non-CHP | N | OP |  | Non-Fossil Fuel Type (Less than 10% Fossil Fuel) |  | Eastern
EXCLUDE | WI | WI-Eastern | Berlin | 56069 | 2 | LFG | IC | 0.8 | 0.8 | 0 | 0 | 0 |  | IPP Non-CHP | N | OP |  | Non-Fossil Fuel Type (Less than 10% Fossil Fuel) |  | Eastern
EXCLUDE | WI | WI-Eastern | Berlin | 56069 | 3 | LFG | IC | 0.8 | 0.8 | 0 | 0 | 0 |  | IPP Non-CHP | N | OP |  | Non-Fossil Fuel Type (Less than 10% Fossil Fuel) |  | Eastern
EXCLUDE | WI | WI-Eastern | Diesel Generators | 56070 | 1 | DFO | IC | 54 | 49.8 | 0 | 0 | 0 |  | Electric Utility | N | OP |  | Internal Combustion |  | Eastern
EXCLUDE | IA | IA-Eastern | Alliant SBD 9801 Aegon Martha's Way | 56072 | 01 | DFO | IC | 1.1 | 1 | 0 | 0 | 0 |  | IPP Non-CHP | N | RE | 2012 | Internal Combustion |  | Eastern
EXCLUDE | IA | IA-Eastern | Alliant SBG 9802 Toyota | 56073 | 01 | NG | IC | 1 | 1 | 0 | 0 | 0 |  | IPP Non-CHP | N | SB |  | Internal Combustion |  | Eastern
EXCLUDE | IA | IA-Eastern | Alliant SBD 9901 GE Capital | 56074 | 01 | DFO | IC | 1.1 | 1.1 | 0 | 0 | 0 |  | IPP Non-CHP | N | SB |  | Internal Combustion |  | Eastern
EXCLUDE | CA | CA-Western | High Winds LLC | 56075 | 1 | WND | WT | 145.8 | 145.8 | 0 | 340745.4 | 0 |  | IPP Non-CHP | N | OP |  | Non Combustion (NUC, WAT, WND, GEO, or SUN) |  | Western
EXCLUDE | CA | CA-Western | High Winds LLC | 56075 | 2 | WND | WT | 16.2 | 16.2 | 0 | 37860.6 | 0 |  | IPP Non-CHP | N | OP |  | Non Combustion (NUC, WAT, WND, GEO, or SUN) |  | Western
EXCLUDE | AL | AL-Eastern | ABC Coke | 56076 | 1 | OG | ST | 3.8 | 3.8 | 0 | 20193 | 106401.35 |  | Industrial CHP | Y | OP |  | Commercial/Industrial Unit |  | Eastern
NGCC | CA | CA-Western | Walnut Energy Center | 56078 | 1 | NG | CC | 94.9 | 84 | 1047 | 462337.58 | 224176.02 |  | Electric Utility | N | OP |  |  |  | Western
NGCC | CA | CA-Western | Walnut Energy Center | 56078 | 2 | NG | CC | 94.9 | 84 | 1047 | 462337.58 | 224176.02 |  | Electric Utility | N | OP |  |  |  | Western
NGCC | CA | CA-Western | Walnut Energy Center | 56078 | 3 | NG | CC | 110.8 | 101 | 1047 | 539799.83 | 261735.55 |  | Electric Utility | N | OP |  |  |  | Western
EXCLUDE | AR | AR-Eastern | Riceland Foods Cogeneration Plant | 56079 | STEC | OBS | ST | 18 | 4 | 0 | 11086 | 79352.22 |  | IPP CHP | Y | OA |  | Non-Fossil Fuel Type (Less than 10% Fossil Fuel) |  | Eastern
EXCLUDE | CA | CA-Western | SJ/SC WPCP | 56080 | E1 | OBG | IC | 0.8 | 0.8 | 0 | 0 | 0 |  | Commercial CHP | Y | RE | 2008 | Commercial/Industrial Unit |  | Western
EXCLUDE | CA | CA-Western | SJ/SC WPCP | 56080 | E2 | OBG | IC | 0.8 | 0.8 | 0 | 0 | 0 |  | Commercial CHP | Y | OP |  | Commercial/Industrial Unit |  | Western
EXCLUDE | CA | CA-Western | SJ/SC WPCP | 56080 | E3 | OBG | IC | 0.8 | 0.8 | 0 | 0 | 0 |  | Commercial CHP | Y | OP |  | Commercial/Industrial Unit |  | Western
EXCLUDE | CA | CA-Western | SJ/SC WPCP | 56080 | E5 | OBG | IC | 1.8 | 1.8 | 0 | 0 | 0 |  | Commercial CHP | Y | OP |  | Commercial/Industrial Unit |  | Western
EXCLUDE | CA | CA-Western | SJ/SC WPCP | 56080 | E6 | OBG | IC | 1.8 | 1.8 | 0 | 0 | 0 |  | Commercial CHP | Y | RE | 2008 | Commercial/Industrial Unit |  | Western
EXCLUDE | CA | CA-Western | SJ/SC WPCP | 56080 | EG1 | NG | IC | 2.8 | 2.8 | 0 | 0 | 0 |  | Commercial CHP | Y | OP |  | Commercial/Industrial Unit |  | Western
EXCLUDE | CA | CA-Western | SJ/SC WPCP | 56080 | EG2 | NG | IC | 2.8 | 2.8 | 0 | 0 | 0 |  | Commercial CHP | Y | OP |  | Commercial/Industrial Unit |  | Western
EXCLUDE | CA | CA-Western | SJ/SC WPCP | 56080 | EG3 | NG | IC | 2.8 | 2.8 | 0 | 0 | 0 |  | Commercial CHP | Y | OP |  | Commercial/Industrial Unit |  | Western
EXCLUDE | OK | OK-Eastern | Blue Canyon Windpower | 56081 | EW | WND | WT | 74.3 | 74.3 | 0 | 272563 | 0 |  | IPP Non-CHP | N | OP |  | Non Combustion (NUC, WAT, WND, GEO, or SUN) |  | Eastern
EXCLUDE | CA | CA-Western | Blacksand Generating Facility | 56090 | D182 | OG | GT | 4 | 2.5 | 0 | 3079.5 | 13998.32 |  | Industrial Non-CHP | N | OP |  | Commercial/Industrial Unit |  | Western
EXCLUDE | CA | CA-Western | Blacksand Generating Facility | 56090 | D189 | OG | GT | 3.7 | 3 | 0 | 2848.54 | 12948.44 |  | Industrial Non-CHP | N | OP |  | Commercial/Industrial Unit |  | Western
EXCLUDE | CA | CA-Western | Blacksand Generating Facility | 56090 | D190 | OG | GT | 0.3 | 0.3 | 0 | 230.96 | 1049.87 |  | Industrial Non-CHP | N | OP |  | Commercial/Industrial Unit | Yes | Western
EXCLUDE | SD | SD-Eastern | South Dakota Wind Energy Cente | 56092 | GE15 | WND | WT | 40.5 | 40.5 | 0 | 138286 | 0 |  | IPP Non-CHP | N | OP |  | Non Combustion (NUC, WAT, WND, GEO, or SUN) |  | Eastern
EXCLUDE | WY | WY-Western | Wyoming Wind Energy Center | 56093 | GE15 | WND | WT | 144 | 144 | 0 | 384066 | 0 |  | IPP Non-CHP | N | OP |  | Non Combustion (NUC, WAT, WND, GEO, or SUN) |  | Western
EXCLUDE | OK | OK-Eastern | Oklahoma Wind Energy Center | 56094 | GE15 | WND | WT | 51 | 51 | 0 | 128552.5 | 0 |  | IPP Non-CHP | N | OP |  | Non Combustion (NUC, WAT, WND, GEO, or SUN) |  | Eastern
EXCLUDE | OK | OK-Eastern | Oklahoma Wind Energy Center | 56094 | GSOO | WND | WT | 51 | 51 | 0 | 128552.5 | 0 |  | IPP Non-CHP | N | OP |  | Non Combustion (NUC, WAT, WND, GEO, or SUN) |  | Eastern
EXCLUDE | NM | NM-Western | New Mexico Wind Energy Center | 56097 | GE15 | WND | WT | 204 | 204 | 0 | 546321 | 0 |  | IPP Non-CHP | N | OP |  | Non Combustion (NUC, WAT, WND, GEO, or SUN) |  | Western
EXCLUDE | ND | ND-Eastern | Hillsboro | 56098 | 1 | DFO | IC | 2 | 2 | 0 | 0 | 0 |  | Electric Utility | N | OP |  | Internal Combustion |  | Eastern
EXCLUDE | ND | ND-Eastern | Hillsboro | 56098 | 2 | DFO | IC | 2 | 2 | 0 | 0 | 0 |  | Electric Utility | N | OP |  | Internal Combustion |  | Eastern
EXCLUDE | ND | ND-Eastern | FPL Energy North Dakota Wind I/II | 56099 | GE15 | WND | WT | 21 | 21 | 0 | 62864.1 | 0 |  | IPP Non-CHP | N | OP |  | Non Combustion (NUC, WAT, WND, GEO, or SUN) |  | Eastern
EXCLUDE | ND | ND-Eastern | FPL Energy North Dakota Wind I/II | 56099 | GE16 | WND | WT | 40.5 | 40.5 | 0 | 121237.9 | 0 |  | IPP Non-CHP | N | OP |  | Non Combustion (NUC, WAT, WND, GEO, or SUN) |  | Eastern
EXCLUDE | MN | MN-Eastern | St. Charles Power Plant | 56100 | 1 | DFO | IC | 2.2 | 2 | 0 | 0 | 0 |  | Electric Utility | N | OP |  | Internal Combustion |  | Eastern
EXCLUDE | MN | MN-Eastern | St. Charles Power Plant | 56100 | 2 | DFO | IC | 2.2 | 2 | 0 | 0 | 0 |  | Electric Utility | N | OP |  | Internal Combustion |  | Eastern
EXCLUDE | MN | MN-Eastern | St. Charles Power Plant | 56100 | 3 | DFO | IC | 2.2 | 2 | 0 | 0 | 0 |  | Electric Utility | N | OP |  | Internal Combustion |  | Eastern
EXCLUDE | MN | MN-Eastern | St. Charles Power Plant | 56100 | 4 | DFO | IC | 2.2 | 2 | 0 | 0 | 0 |  | Electric Utility | N | OP |  | Internal Combustion |  | Eastern
NGCC | UT | UT-Western | Currant Creek | 56102 | CT1A | NG | CC | 146.2 | 135 | 2165 | 549964.48 | 244720.13 |  | Electric Utility | N | OP |  |  |  | Western
NGCC | UT | UT-Western | Currant Creek | 56102 | CT1B | NG | CC | 146.2 | 135 | 2156 | 549964.48 | 244720.13 |  | Electric Utility | N | OP |  |  |  | Western
NGCC | UT | UT-Western | Currant Creek | 56102 | ST1 | NG | CC | 274.5 | 254 | 2165 | 1032594.04 | 459477.94 |  | Electric Utility | N | OP |  |  |  | Western
EXCLUDE | MN | MN-Eastern | Mankato Energy Center | 56104 | CTG1 | NG | CC | 210 | 147.5 | 0 | 0 | 0 |  | IPP Non-CHP | N | P |  | Status of Operation (IP, L, P, T) |  | Eastern
NGCC | MN | MN-Eastern | Mankato Energy Center | 56104 | CTG2 | NG | CC | 210 | 147.5 | 2844 | 193509.85 | 89194.43 |  | IPP Non-CHP | N | OP |  |  |  | Eastern
NGCC | MN | MN-Eastern | Mankato Energy Center | 56104 | STG1 | NG | CC | 320 | 80 | 2844 | 294872.15 | 135915.32 |  | IPP Non-CHP | N | OP |  |  |  | Eastern
EXCLUDE | ME | ME-Eastern | Loring Power Plant | 56105 | GTG1 | NG | CC | 25 | 37 | 0 | 0 | 0 |  | IPP CHP | Y | L |  | Status of Operation (IP, L, P, T) |  | Eastern
EXCLUDE | ME | ME-Eastern | Loring Power Plant | 56105 | STG1 | NG | CC | 30 | 18 | 0 | 0 | 0 |  | IPP CHP | Y | L |  | Status of Operation (IP, L, P, T) |  | Eastern
EXCLUDE | NE | NE-Eastern | MEAN Wind Project | 56106 | 1 | WND | WT | 10.5 | 10.5 | 0 | 28500 | 0 |  | Electric Utility | N | OP |  | Non Combustion (NUC, WAT, WND, GEO, or SUN) |  | Eastern
EXCLUDE | KY | KY-Eastern | Cash Creek | 56107 | CT1 | NG | CC | 319.5 | 301.5 | 0 | 0 | 0 |  | IPP Non-CHP | N | P |  | Status of Operation (IP, L, P, T) |  | Eastern
EXCLUDE | KY | KY-Eastern | Cash Creek | 56107 | CT2 | NG | CC | 319.5 | 301.5 | 0 | 0 | 0 |  | IPP Non-CHP | N | P |  | Status of Operation (IP, L, P, T) |  | Eastern
EXCLUDE | KY | KY-Eastern | Cash Creek | 56107 | ST | NG | CC | 187 | 187 | 0 | 0 | 0 |  | IPP Non-CHP | N | P |  | Status of Operation (IP, L, P, T) |  | Eastern
EXCLUDE | LA | LA-Eastern | T J Labbe Electric Generating | 56108 | U-1 | NG | GT | 50.4 | 47 | 510 | 23570.5 | 15775.58 |  | Electric Utility | N | OP |  | Simple cycle unit |  | Eastern
EXCLUDE | LA | LA-Eastern | T J Labbe Electric Generating | 56108 | U-2 | NG | GT | 50.4 | 47 | 510 | 23570.5 | 15308.6 |  | Electric Utility | N | OP |  | Simple cycle unit |  | Eastern
EXCLUDE | TX | TX-ERCOT | Brazos Wind Farm | 56111 | GEN1 | WND | WT | 160 | 160 | 0 | 511187 | 0 |  | IPP Non-CHP | N | OP |  | Non Combustion (NUC, WAT, WND, GEO, or SUN) |  | ERCOT
EXCLUDE | CA | CA-Western | Mountain View III | 56112 | V47 | WND | WT | 22.4 | 22.4 | 0 | 70107 | 0 |  | IPP Non-CHP | N | OP |  | Non Combustion (NUC, WAT, WND, GEO, or SUN) |  | Western
EXCLUDE | TX | TX-ERCOT | Tessman Road | 56113 | 1 | LFG | IC | 1.4 | 1.4 | 0 | 0 | 0 |  | IPP Non-CHP | N | OP |  | Non-Fossil Fuel Type (Less than 10% Fossil Fuel) |  | ERCOT
EXCLUDE | TX | TX-ERCOT | Tessman Road | 56113 | 2 | LFG | IC | 1.4 | 1.4 | 0 | 0 | 0 |  | IPP Non-CHP | N | OP |  | Non-Fossil Fuel Type (Less than 10% Fossil Fuel) |  | ERCOT
EXCLUDE | TX | TX-ERCOT | Tessman Road | 56113 | 3 | LFG | IC | 1.4 | 1.4 | 0 | 0 | 0 |  | IPP Non-CHP | N | OP |  | Non-Fossil Fuel Type (Less than 10% Fossil Fuel) |  | ERCOT
EXCLUDE | TX | TX-ERCOT | Tessman Road | 56113 | 4 | LFG | IC | 1.4 | 1.4 | 0 | 0 | 0 |  | IPP Non-CHP | N | OP |  | Non-Fossil Fuel Type (Less than 10% Fossil Fuel) |  | ERCOT
EXCLUDE | TX | TX-ERCOT | Tessman Road | 56113 | 5 | LFG | IC | 1.4 | 1.4 | 0 | 0 | 0 |  | IPP Non-CHP | N | OP |  | Non-Fossil Fuel Type (Less than 10% Fossil Fuel) |  | ERCOT
EXCLUDE | TX | TX-ERCOT | Tessman Road | 56113 | 6 | LFG | IC | 1.4 | 1.4 | 0 | 0 | 0 |  | IPP Non-CHP | N | OP |  | Non-Fossil Fuel Type (Less than 10% Fossil Fuel) |  | ERCOT
EXCLUDE | IL | IL-Eastern | IMEA Highland | 56114 | 1 | DFO | IC | 1.8 | 1.8 | 0 | 0 | 0 |  | Electric Utility | N | SB |  | Internal Combustion |  | Eastern
EXCLUDE | IL | IL-Eastern | IMEA Highland | 56114 | 2 | DFO | IC | 1.8 | 1.8 | 0 | 0 | 0 |  | Electric Utility | N | SB |  | Internal Combustion |  | Eastern
EXCLUDE | IL | IL-Eastern | IMEA Waterloo | 56115 | 10 | DFO | IC | 1.8 | 1.8 | 0 | 0 | 0 |  | Electric Utility | N | OP |  | Internal Combustion |  | Eastern
EXCLUDE | IL | IL-Eastern | IMEA Waterloo | 56115 | 11 | DFO | IC | 1.8 | 1.8 | 0 | 0 | 0 |  | Electric Utility | N | OP |  | Internal Combustion |  | Eastern
EXCLUDE | IL | IL-Eastern | IMEA Waterloo | 56115 | 9 | DFO | IC | 1.8 | 1.8 | 0 | 0 | 0 |  | Electric Utility | N | OP |  | Internal Combustion |  | Eastern
EXCLUDE | IL | IL-Eastern | IMEA Flora | 56116 | 10 | DFO | IC | 1.8 | 1.8 | 0 | 0 | 0 |  | Electric Utility | N | OP |  | Internal Combustion |  | Eastern
EXCLUDE | IL | IL-Eastern | IMEA Flora | 56116 | 6 | DFO | IC | 1.8 | 1.8 | 0 | 0 | 0 |  | Electric Utility | N | OP |  | Internal Combustion |  | Eastern
EXCLUDE | IL | IL-Eastern | IMEA Flora | 56116 | 7 | DFO | IC | 1.8 | 1.8 | 0 | 0 | 0 |  | Electric Utility | N | OP |  | Internal Combustion |  | Eastern
EXCLUDE | IL | IL-Eastern | IMEA Flora | 56116 | 8 | DFO | IC | 1.8 | 1.8 | 0 | 0 | 0 |  | Electric Utility | N | OP |  | Internal Combustion |  | Eastern
EXCLUDE | IL | IL-Eastern | IMEA Flora | 56116 | 9 | DFO | IC | 1.8 | 1.8 | 0 | 0 | 0 |  | Electric Utility | N | OP |  | Internal Combustion |  | Eastern
EXCLUDE | IL | IL-Eastern | Flora Site A | 56117 | 1 | DFO | IC | 1.8 | 1.8 | 0 | 0 | 0 |  | Electric Utility | N | OP |  | Internal Combustion |  | Eastern
EXCLUDE | IL | IL-Eastern | Flora Site A | 56117 | 2 | DFO | IC | 1.8 | 1.8 | 0 | 0 | 0 |  | Electric Utility | N | OP |  | Internal Combustion |  | Eastern
EXCLUDE | IL | IL-Eastern | Flora Site A | 56117 | 3 | DFO | IC | 1.8 | 1.8 | 0 | 0 | 0 |  | Electric Utility | N | OP |  | Internal Combustion |  | Eastern
EXCLUDE | IL | IL-Eastern | Flora Site B | 56118 | 4 | DFO | IC | 1.8 | 1.9 | 0 | 0 | 0 |  | Electric Utility | N | OP |  | Internal Combustion |  | Eastern
EXCLUDE | IL | IL-Eastern | Flora Site B | 56118 | 5 | DFO | IC | 1.8 | 1.8 | 0 | 0 | 0 |  | Electric Utility | N | OP |  | Internal Combustion |  | Eastern
EXCLUDE | NJ | NJ-Eastern | Middlesex Generating Facility | 56119 | 100 | OBG | CC | 6 | 4.1 | 0 | 27016 | 35317.13 |  | IPP CHP | Y | OP |  | Non-Fossil Fuel Type (Less than 10% Fossil Fuel) |  | Eastern
EXCLUDE | NJ | NJ-Eastern | Middlesex Generating Facility | 56119 | 200 | OBG | CC | 6 | 4.1 | 0 | 27016 | 35317.13 |  | IPP CHP | Y | OP |  | Non-Fossil Fuel Type (Less than 10% Fossil Fuel) |  | Eastern
EXCLUDE | NJ | NJ-Eastern | Middlesex Generating Facility | 56119 | 300 | OBG | CC | 10.5 | 10.6 | 0 | 47278 | 61804.99 |  | IPP CHP | Y | OP |  | Non-Fossil Fuel Type (Less than 10% Fossil Fuel) |  | Eastern
EXCLUDE | SC | SC-Eastern | Lee County Landfill | 56120 | L1 | LFG | IC | 1.9 | 1.8 | 0 | 0 | 0 |  | Electric Utility | N | OP |  | Non-Fossil Fuel Type (Less than 10% Fossil Fuel) |  | Eastern
EXCLUDE | SC | SC-Eastern | Lee County Landfill | 56120 | L2 | LFG | IC | 1.9 | 1.8 | 0 | 0 | 0 |  | Electric Utility | N | OP |  | Non-Fossil Fuel Type (Less than 10% Fossil Fuel) |  | Eastern
EXCLUDE | SC | SC-Eastern | Lee County Landfill | 56120 | L3 | LFG | IC | 1.9 | 1.8 | 0 | 0 | 0 |  | Electric Utility | N | OP |  | Non-Fossil Fuel Type (Less than 10% Fossil Fuel) |  | Eastern
EXCLUDE | SC | SC-Eastern | Lee County Landfill | 56120 | L4 | LFG | GT | 5.5 | 5.2 | 0 | 0 | 0 |  | Electric Utility | N | OP |  | Non-Fossil Fuel Type (Less than 10% Fossil Fuel) |  | Eastern
EXCLUDE | SC | SC-Eastern | Anderson Regional Landfill | 56121 | A2 | LFG | IC | 1.6 | 1.5 | 0 | 0 | 0 |  | Electric Utility | N | OP |  | Non-Fossil Fuel Type (Less than 10% Fossil Fuel) |  | Eastern
EXCLUDE | SC | SC-Eastern | Anderson Regional Landfill | 56121 | A3 | LFG | IC | 1.6 | 1.5 | 0 | 0 | 0 |  | Electric Utility | N | OP |  | Non-Fossil Fuel Type (Less than 10% Fossil Fuel) |  | Eastern
EXCLUDE | SC | SC-Eastern | Richland County Landfill | 56122 | R1 | LFG | GT | 5.7 | 5.2 | 0 | 22515 | 23440.08 |  | Electric Utility | N | OP |  | Non-Fossil Fuel Type (Less than 10% Fossil Fuel) |  | Eastern
EXCLUDE | SC | SC-Eastern | Richland County Landfill | 56122 | R2 | LFG | IC | 1.6 | 1.5 | 0 | 0 | 0 |  | Electric Utility | N | OP |  | Non-Fossil Fuel Type (Less than 10% Fossil Fuel) |  | Eastern
EXCLUDE | SC | SC-Eastern | Richland County Landfill | 56122 | R3 | LFG | IC | 1.6 | 1.5 | 0 | 0 | 0 |  | Electric Utility | N | OP |  | Non-Fossil Fuel Type (Less than 10% Fossil Fuel) |  | Eastern
EXCLUDE | MN | MN-Eastern | Minwind 3-9 | 56123 | 1 | WND | WT | 11.5 | 11.6 | 0 | 33153 | 0 |  | IPP Non-CHP | N | OP |  | Non Combustion (NUC, WAT, WND, GEO, or SUN) |  | Eastern
EXCLUDE | OR | OR-Western | SPFT - Newberg Cogen | 56124 | GT1 | NG | GT | 54 | 41.6 | 0 | 0 | 0 |  | Industrial CHP | Y | RE | 2008 | Commercial/Industrial Unit |  | Western
EXCLUDE | OR | OR-Western | SPFT - Newberg Cogen | 56124 | GT2 | NG | GT | 54 | 41.6 | 0 | 0 | 0 |  | Industrial CHP | Y | RE | 2007 | Commercial/Industrial Unit |  | Western
EXCLUDE | OR | OR-Western | SPFT - Newberg Cogen | 56124 | TG1 | WDS | ST | 12.5 | 5.8 | 0 | 26595 | 69546.09 |  | Industrial CHP | Y | OP |  | Commercial/Industrial Unit |  | Western
EXCLUDE | OR | OR-Western | SPFT - Newberg Cogen | 56124 | TG2 | WDS | ST | 42.8 | 5.9 | 0 | 56108 | 146722.78 |  | Industrial CHP | Y | OP |  | Commercial/Industrial Unit |  | Western
EXCLUDE | CA | CA-Western | Springville Hydroelectric | 56125 | 4152 | WAT | HY | 1 | 1 | 0 | 2219 | 0 |  | IPP Non-CHP | N | OP |  | Non Combustion (NUC, WAT, WND, GEO, or SUN) |  | Western
EXCLUDE | MO | MO-Eastern | Sub 2 Generating Station | 56126 | 1 | DFO | IC | 1.8 | 1.8 | 0 | 0 | 0 |  | Electric Utility | N | SB |  | Internal Combustion |  | Eastern
EXCLUDE | MO | MO-Eastern | Sub 2 Generating Station | 56126 | 2 | DFO | IC | 1.8 | 1.8 | 0 | 0 | 0 |  | Electric Utility | N | SB |  | Internal Combustion |  | Eastern
EXCLUDE | MO | MO-Eastern | Macon Energy Center | 56127 | 1 | NG | GT | 10 | 8.5 | 0 | 84281 | 61619.44 |  | Electric Utility | Y | OP |  | Simple cycle unit |  | Eastern
EXCLUDE | MO | MO-Eastern | Sub 3 Generating Station | 56128 | 1 | DFO | IC | 1.8 | 1.8 | 0 | 0 | 0 |  | Electric Utility | N | SB |  | Internal Combustion |  | Eastern
EXCLUDE | MO | MO-Eastern | Sub 3 Generating Station | 56128 | 2 | DFO | IC | 1.8 | 1.8 | 0 | 0 | 0 |  | Electric Utility | N | SB |  | Internal Combustion |  | Eastern
EXCLUDE | MO | MO-Eastern | Sub 3 Generating Station | 56128 | 3 | DFO | IC | 1.8 | 1.8 | 0 | 0 | 0 |  | Electric Utility | N | SB |  | Internal Combustion |  | Eastern
EXCLUDE | MO | MO-Eastern | Sub 3 Generating Station | 56128 | 4 | DFO | IC | 1.8 | 1.8 | 0 | 0 | 0 |  | Electric Utility | N | SB |  | Internal Combustion |  | Eastern
EXCLUDE | SC | SC-Eastern | Thermal Kem | 56129 | 1 | DFO | IC | 2.9 | 2.4 | 0 | 0 | 0 |  | Electric Utility | N | OP |  | Internal Combustion |  | Eastern
EXCLUDE | SC | SC-Eastern | Cornell Dubilier | 56130 | 1 | DFO | IC | 2.9 | 2.4 | 0 | 0 | 0 |  | Electric Utility | N | RE | 2009 | Retired prior to 2012 |  | Eastern
EXCLUDE | SC | SC-Eastern | Valenite | 56131 | 1 | DFO | IC | 2.9 | 2.4 | 0 | 0 | 0 |  | Electric Utility | N | OP |  | Internal Combustion |  | Eastern
EXCLUDE | SC | SC-Eastern | Honea Path | 56132 | 1 | DFO | IC | 2.9 | 2.4 | 0 | 0 | 0 |  | Electric Utility | N | OP |  | Internal Combustion |  | Eastern
EXCLUDE | CA | CA-Western | Regional Wastewater Control Facility | 56134 | 0101 | OBG | IC | 1 | 1 | 0 | 0 | 0 |  | Commercial CHP | Y | OP |  | Commercial/Industrial Unit |  | Western
EXCLUDE | CA | CA-Western | Regional Wastewater Control Facility | 56134 | 0301 | OBG | IC | 1 | 1 | 0 | 0 | 0 |  | Commercial CHP | Y | OP |  | Commercial/Industrial Unit |  | Western
EXCLUDE | CA | CA-Western | Regional Wastewater Control Facility | 56134 | 0401 | OBG | IC | 1 | 1 | 0 | 0 | 0 |  | Commercial CHP | Y | OP |  | Commercial/Industrial Unit |  | Western
EXCLUDE | CA | CA-Western | Regional Wastewater Control Facility | 56134 | 0501 | DFO | IC | 1.8 | 1 | 0 | 0 | 0 |  | Commercial CHP | Y | SB |  | Commercial/Industrial Unit |  | Western
EXCLUDE | CA | CA-Western | Ripon Generation Station | 56135 | 1 | NG | GT | 60.5 | 48 | 505 | 13214 | 11781.4 |  | Electric Utility | N | OP |  | Simple cycle unit |  | Western
EXCLUDE | CA | CA-Western | Ripon Generation Station | 56135 | 2 | NG | GT | 60.5 | 48 | 500 | 13214 | 6654.77 |  | Electric Utility | N | OP |  | Simple cycle unit |  | Western
EXCLUDE | IA | IA-Eastern | Anderson Erickson | 56138 | 1 | DFO | IC | 2 | 2 | 0 | 0 | 0 |  | Electric Utility | N | OP |  | Internal Combustion |  | Eastern
EXCLUDE | LA | LA-Eastern | Neptune Gas Processing Plant | 56139 | NPCG | NG | OT | 4.5 | 3.1 | 0 | 18801 | 161917.61 |  | Industrial Non-CHP | N | OP |  | Commercial/Industrial Unit |  | Eastern
EXCLUDE | NY | NY-Eastern | Jamaica Bay Peaking | 56141 | 2 | KER | GT | 60.5 | 54.3 | 0 | 6867 | 5980.98 |  | IPP Non-CHP | N | OP |  | Simple cycle unit |  | Eastern
EXCLUDE | MN | MN-Eastern | Chanarambie Power Partners, LLC | 56142 | WND1 | WND | WT | 85.5 | 85.5 | 0 | 267681 | 0 |  | IPP Non-CHP | N | OP |  | Non Combustion (NUC, WAT, WND, GEO, or SUN) |  | Eastern
EXCLUDE | CA | CA-Western | Riverside Energy Resource Center | 56143 | 1 | NG | GT | 50 | 50 | 525 | 19479.59 | 14996.48 |  | Electric Utility | N | OP |  | Simple cycle unit |  | Western
EXCLUDE | CA | CA-Western | Riverside Energy Resource Center | 56143 | 2 | NG | GT | 50 | 50 | 525 | 19479.59 | 14733.63 |  | Electric Utility | N | OP |  | Simple cycle unit |  | Western
EXCLUDE | CA | CA-Western | Riverside Energy Resource Center | 56143 | 3 | NG | GT | 48 | 48 | 525 | 18700.41 | 10797.28 |  | Electric Utility | N | OP |  | Simple cycle unit |  | Western
EXCLUDE | CA | CA-Western | Riverside Energy Resource Center | 56143 | 4 | NG | GT | 48 | 48 | 525 | 18700.41 | 10632.18 |  | Electric Utility | N | OP |  | Simple cycle unit |  | Western
EXCLUDE | CA | CA-Western | Springs Generating Station | 56144 | 1 | NG | GT | 10 | 10 | 0 | 1341.75 | 1115.9 |  | Electric Utility | N | OP |  | Simple cycle unit |  | Western
EXCLUDE | CA | CA-Western | Springs Generating Station | 56144 | 2 | NG | GT | 10 | 10 | 0 | 1341.75 | 1115.9 |  | Electric Utility | N | OP |  | Simple cycle unit |  | Western
EXCLUDE | CA | CA-Western | Springs Generating Station | 56144 | 3 | NG | GT | 10 | 10 | 0 | 1341.75 | 1115.9 |  | Electric Utility | N | OP |  | Simple cycle unit |  | Western
EXCLUDE | CA | CA-Western | Springs Generating Station | 56144 | 4 | NG | GT | 10 | 10 | 0 | 1341.75 | 1115.9 |  | Electric Utility | N | OP |  | Simple cycle unit |  | Western
EXCLUDE | AK | AK-Alaska | False Island | 56146 | 1 | DFO | IC | 1.3 | 1.3 | 0 | 0 | 0 |  | Electric Utility | N | OP |  | State not covered under final 111(d) |  | Alaska
EXCLUDE | AK | AK-Alaska | False Island | 56146 | 3 | DFO | IC | 0.3 | 0.3 | 0 | 0 | 0 |  | Electric Utility | N | RE | 2007 | State not covered under final 111(d) |  | Alaska
EXCLUDE | AK | AK-Alaska | Viking | 56147 | 1 | DFO | IC | 1 | 1 | 0 | 0 | 0 |  | Electric Utility | N | OP |  | State not covered under final 111(d) |  | Alaska
EXCLUDE | SD | SD-Eastern | Ft. Pierre | 56148 | 5 | DFO | IC | 2 | 2 | 0 | 0 | 0 |  | Electric Utility | N | OP |  | Internal Combustion |  | Eastern
EXCLUDE | SD | SD-Eastern | Ft. Pierre | 56148 | 6 | DFO | IC | 2 | 2 | 0 | 0 | 0 |  | Electric Utility | N | OP |  | Internal Combustion |  | Eastern
EXCLUDE | SD | SD-Eastern | Ft. Pierre | 56148 | 7 | DFO | IC | 2 | 2 | 0 | 0 | 0 |  | Electric Utility | N | OP |  | Internal Combustion |  | Eastern
EXCLUDE | WI | WI-Eastern | Seven Mile Creek LFG | 56149 | 1 | LFG | IC | 1 | 0.8 | 0 | 0 | 0 |  | Electric Utility | N | OP |  | Non-Fossil Fuel Type (Less than 10% Fossil Fuel) |  | Eastern
EXCLUDE | WI | WI-Eastern | Seven Mile Creek LFG | 56149 | 2 | LFG | IC | 1 | 0.8 | 0 | 0 | 0 |  | Electric Utility | N | OP |  | Non-Fossil Fuel Type (Less than 10% Fossil Fuel) |  | Eastern
EXCLUDE | WI | WI-Eastern | Seven Mile Creek LFG | 56149 | 3 | LFG | IC | 1 | 0.8 | 0 | 0 | 0 |  | Electric Utility | N | OP |  | Non-Fossil Fuel Type (Less than 10% Fossil Fuel) |  | Eastern
EXCLUDE | WI | WI-Eastern | Seven Mile Creek LFG | 56149 | 4 | LFG | IC | 1 | 1 | 0 | 0 | 0 |  | Electric Utility | N | OP |  | Non-Fossil Fuel Type (Less than 10% Fossil Fuel) |  | Eastern
EXCLUDE | WI | WI-Eastern | Seven Mile Creek LFG | 56149 | 5 | LFG | IC | 0.8 | 0.7 | 0 | 0 | 0 |  | Electric Utility | N | IP |  | Status of Operation (IP, L, P, T) |  | Eastern
NGCC | GA | GA-Eastern | McIntosh Combined Cycle Facility | 56150 | 10ST | NG | CC | 281.9 |  | 2402 | 1542816.01 | 636005.27 |  | Electric Utility | N | OP |  |  |  | Eastern
NGCC | GA | GA-Eastern | McIntosh Combined Cycle Facility | 56150 | 11ST | NG | CC | 281.9 |  | 2402 | 1542816.01 | 636005.27 |  | Electric Utility | N | OP |  |  |  | Eastern
NGCC | GA | GA-Eastern | McIntosh Combined Cycle Facility | 56150 | C10A | NG | CC | 203.2 | 628.5 | 2402 | 1112097.24 | 458447.22 |  | Electric Utility | N | OP |  |  |  | Eastern
NGCC | GA | GA-Eastern | McIntosh Combined Cycle Facility | 56150 | C10B | NG | CC | 203.2 |  | 2402 | 1112097.24 | 458447.22 |  | Electric Utility | N | OP |  |  |  | Eastern
NGCC | GA | GA-Eastern | McIntosh Combined Cycle Facility | 56150 | C11A | NG | CC | 203.2 | 628.3 | 2402 | 1112097.24 | 458447.22 |  | Electric Utility | N | OP |  |  |  | Eastern
NGCC | GA | GA-Eastern | McIntosh Combined Cycle Facility | 56150 | C11B | NG | CC | 203.2 |  | 2402 | 1112097.24 | 458447.22 |  | Electric Utility | N | OP |  |  |  | Eastern
EXCLUDE | MO | MO-Eastern | South Harper | 56151 | GT1 | NG | GT | 117 | 106.1 | 1581 | 47196.67 | 39866.32 |  | Electric Utility | N | OP |  | Simple cycle unit |  | Eastern
EXCLUDE | MO | MO-Eastern | South Harper | 56151 | GT2 | NG | GT | 117 | 106.1 | 1581 | 47196.67 | 41690.22 |  | Electric Utility | N | OP |  | Simple cycle unit |  | Eastern
EXCLUDE | MO | MO-Eastern | South Harper | 56151 | GT3 | NG | GT | 117 | 105 | 1581 | 47196.67 | 34904.41 |  | Electric Utility | N | OP |  | Simple cycle unit |  | Eastern
EXCLUDE | TX | TX-ERCOT | Freeport Energy Center | 56152 | CTG1 | NG | CC | 180 | 169.4 | 0 | 917060.96 | 749940.37 |  | Industrial CHP | Y | OP |  | Commercial/Industrial Unit |  | ERCOT
EXCLUDE | TX | TX-ERCOT | Freeport Energy Center | 56152 | CTG2 | NG | CC | 180 | 180 | 0 | 0 | 0 |  | Industrial CHP | N | IP |  | Commercial/Industrial Unit |  | ERCOT
EXCLUDE | TX | TX-ERCOT | Freeport Energy Center | 56152 | STG1 | NG | CC | 80 | 50 | 0 | 407582.65 | 333306.83 |  | Industrial CHP | Y | OP |  | Commercial/Industrial Unit |  | ERCOT
EXCLUDE | MN | MN-Eastern | Viking Wind Partners | 56153 | 1 | WND | WT | 12 | 12 | 0 | 40939 | 0 |  | IPP Non-CHP | N | OP |  | Non Combustion (NUC, WAT, WND, GEO, or SUN) |  | Eastern
EXCLUDE | IL | IL-Eastern | Mendota Hills, LLC | 56160 | GEN1 | WND | WT | 50.4 | 50.4 | 0 | 97217 | 0 |  | IPP Non-CHP | N | OP |  | Non Combustion (NUC, WAT, WND, GEO, or SUN) |  | Eastern
EXCLUDE | NE | NE-Eastern | Ainsworth Wind | 56162 | 1 | WND | WT | 59.4 | 59.4 | 0 | 172428 | 0 |  | Electric Utility | N | OP |  | Non Combustion (NUC, WAT, WND, GEO, or SUN) |  | Eastern
EXCLUDE | UT | UT-Western | Kennecott Power Plant | 56163 | 1 | BIT | ST | 50 | 50 | 0 | 136563.38 | 69835.31 |  | Industrial CHP | N | OP |  | Commercial/Industrial Unit |  | Western
EXCLUDE | UT | UT-Western | Kennecott Power Plant | 56163 | 2 | BIT | ST | 25 | 25 | 0 | 68281.69 | 41590.86 |  | Industrial CHP | N | OP |  | Commercial/Industrial Unit |  | Western
EXCLUDE | UT | UT-Western | Kennecott Power Plant | 56163 | 3 | BIT | ST | 25 | 25 | 0 | 68281.69 | 36315.04 |  | Industrial CHP | N | OP |  | Commercial/Industrial Unit |  | Western
EXCLUDE | UT | UT-Western | Kennecott Power Plant | 56163 | 4 | BIT | ST | 82 | 75 | 0 | 223963.94 | 450276.87 |  | Industrial CHP | N | OP |  | Commercial/Industrial Unit |  | Western
EXCLUDE | UT | UT-Western | Kennecott Power Plant | 56163 | MCHP | NG | GT | 6.4 | 5.9 | 0 | 0 | 0 |  | Industrial CHP | Y | V |  | Commercial/Industrial Unit |  | Western
EXCLUDE | UT | UT-Western | Kennecott Power Plant | 56163 | RCHP | NG | GT | 6.4 | 5.9 | 0 | 34984 | 29191.82 |  | Industrial CHP | Y | OP |  | Commercial/Industrial Unit |  | Western
EXCLUDE | UT | UT-Western | Kennecott Power Plant | 56163 | SM58 | WH | ST | 31.8 | 31.8 | 0 | 86854.31 | 0 |  | Industrial CHP | N | OP |  | Commercial/Industrial Unit |  | Western
NGCC | MN | MN-Eastern | Faribault Energy Park | 56164 | EU01 | NG | CC | 212.5 | 153 | 2150 | 469954.71 | 208120.9 |  | Electric Utility | N | OP |  |  |  | Eastern
NGCC | MN | MN-Eastern | Faribault Energy Park | 56164 | HRSG | NG | CC | 122 | 108 | 2150 | 269809.29 | 119485.88 |  | Electric Utility | N | OP |  |  |  | Eastern
EXCLUDE | WI | WI-Eastern | Sheboygan Falls | 56166 | 1 | NG | GT | 173.4 | 145.7 | 1830 | 43818.5 | 32407.66 |  | Electric Utility | N | OP |  | Simple cycle unit |  | Eastern
EXCLUDE | WI | WI-Eastern | Sheboygan Falls | 56166 | 2 | NG | GT | 173.4 | 144.9 | 1850 | 43818.5 | 27208.25 |  | Electric Utility | N | OP |  | Simple cycle unit |  | Eastern
EXCLUDE | CA | CA-Western | Colton Plant | 56167 | UNT1 | LFG | IC | 1.3 | 1.3 | 0 | 0 | 0 |  | IPP Non-CHP | N | OP |  | Non-Fossil Fuel Type (Less than 10% Fossil Fuel) |  | Western
EXCLUDE | NJ | NJ-Eastern | NEO Freehold Gen LLC | 56169 | UNT1 | NG | IC | 1.1 | 1.1 | 0 | 0 | 0 |  | IPP CHP | Y | OP |  | Internal Combustion |  | Eastern
EXCLUDE | NJ | NJ-Eastern | NEO Freehold Gen LLC | 56169 | UNT2 | NG | IC | 1.1 | 1.1 | 0 | 0 | 0 |  | IPP CHP | Y | OP |  | Internal Combustion |  | Eastern
EXCLUDE | CA | CA-Western | Mid Valley Plant | 56170 | UNT1 | LFG | IC | 1.3 | 1.3 | 0 | 0 | 0 |  | IPP Non-CHP | N | OP |  | Non-Fossil Fuel Type (Less than 10% Fossil Fuel) |  | Western
EXCLUDE | CA | CA-Western | Mid Valley Plant | 56170 | UNT2 | LFG | IC | 1.3 | 1.3 | 0 | 0 | 0 |  | IPP Non-CHP | N | OP |  | Non-Fossil Fuel Type (Less than 10% Fossil Fuel) |  | Western
EXCLUDE | CA | CA-Western | Milliken Plant | 56171 | UNT1 | LFG | IC | 1.1 | 1.1 | 0 | 0 | 0 |  | IPP Non-CHP | N | OP |  | Non-Fossil Fuel Type (Less than 10% Fossil Fuel) |  | Western
EXCLUDE | CA | CA-Western | Milliken Plant | 56171 | UNT2 | LFG | IC | 1.1 | 1.1 | 0 | 0 | 0 |  | IPP Non-CHP | N | OP |  | Non-Fossil Fuel Type (Less than 10% Fossil Fuel) |  | Western
EXCLUDE | IA | IA-Eastern | Flying Cloud Power Partners LLC | 56172 | FC | WND | WT | 43.5 | 43.5 | 0 | 149247 | 0 |  | IPP Non-CHP | N | OP |  | Non Combustion (NUC, WAT, WND, GEO, or SUN) |  | Eastern
EXCLUDE | CO | CO-Western | Ridge Crest Wind Partners | 55741 | A1 | WND | WT | 29.7 | 29.7 | 0 | 74794 | 0 |  | IPP Non-CHP | N | OP |  | Non Combustion (NUC, WAT, WND, GEO, or SUN) |  | Western
EXCLUDE | MN | MN-Eastern | Moraine Wind LLC | 56174 | MOR | WND | WT | 51 | 51 | 0 | 160805 | 0 |  | IPP Non-CHP | N | OP |  | Non Combustion (NUC, WAT, WND, GEO, or SUN) |  | Eastern
EXCLUDE | IL | IL-Eastern | BNWRD | 56176 | 1 | DFO | IC | 2 | 1.8 | 0 | 0 | 0 |  | Electric Utility | N | SB |  | Internal Combustion |  | Eastern
NGCC | UT | UT-Western | Nebo Power Station | 56177 | GT1 | NG | CC | 65 | 65 | 1200 | 196811.18 | 93101.82 |  | IPP Non-CHP | N | OP |  |  |  | Western
NGCC | UT | UT-Western | Nebo Power Station | 56177 | ST1 | NG | CC | 75 | 65 | 1200 | 227089.82 | 107425.18 |  | IPP Non-CHP | N | OP |  |  |  | Western
EXCLUDE | OH | OH-Eastern | Genoa Diesel Generating Station | 56181 | 1 | DFO | IC | 2 | 2 | 0 | 0 | 0 |  | Electric Utility | N | OP |  | Internal Combustion |  | Eastern
EXCLUDE | OH | OH-Eastern | Genoa Diesel Generating Station | 56181 | 2 | DFO | IC | 2 | 2 | 0 | 0 | 0 |  | Electric Utility | N | OP |  | Internal Combustion |  | Eastern
EXCLUDE | OH | OH-Eastern | Genoa Diesel Generating Station | 56181 | 3 | DFO | IC | 2 | 2 | 0 | 0 | 0 |  | Electric Utility | N | OP |  | Internal Combustion |  | Eastern
EXCLUDE | AR | AR-Eastern | Columbia Flooring Melbourne | 56182 | Kato | WDS | ST | 2 | 1.7 | 0 | 626.62 | 23696.62 |  | Industrial CHP | Y | OP |  | Commercial/Industrial Unit |  | Eastern
EXCLUDE | MI | MI-Eastern | Modular Power LLC | 56183 | 1 | DFO | IC | 1.6 | 1.6 | 0 | 0 | 0 |  | Electric Utility | N | RE | 2006 | Retired prior to 2012 |  | Eastern
EXCLUDE | MI | MI-Eastern | Modular Power LLC | 56183 | 2 | DFO | IC | 1.8 | 1.8 | 0 | 0 | 0 |  | Electric Utility | N | RE | 2006 | Retired prior to 2012 |  | Eastern
EXCLUDE | MI | MI-Eastern | Modular Power LLC | 56183 | 3 | DFO | IC | 1.6 | 1.6 | 0 | 0 | 0 |  | Electric Utility | N | RE | 2006 | Retired prior to 2012 |  | Eastern
EXCLUDE | MI | MI-Eastern | Modular Power LLC | 56183 | 4 | DFO | IC | 1.6 | 1.6 | 0 | 0 | 0 |  | Electric Utility | N | RE | 2006 | Retired prior to 2012 |  | Eastern
EXCLUDE | MI | MI-Eastern | Modular Power LLC | 56183 | 5 | DFO | IC | 1.8 | 1.8 | 0 | 0 | 0 |  | Electric Utility | N | RE | 2006 | Retired prior to 2012 |  | Eastern
EXCLUDE | MI | MI-Eastern | Modular Power LLC | 56183 | 6 | DFO | IC | 1.6 | 1.6 | 0 | 0 | 0 |  | Electric Utility | N | RE | 2006 | Retired prior to 2012 |  | Eastern
EXCLUDE | MI | MI-Eastern | Modular Power LLC | 56183 | 7 | DFO | IC | 1.6 | 1.6 | 0 | 0 | 0 |  | Electric Utility | N | RE | 2006 | Retired prior to 2012 |  | Eastern
EXCLUDE | MI | MI-Eastern | Modular Power LLC | 56183 | 8 | DFO | IC | 1.6 | 1.6 | 0 | 0 | 0 |  | Electric Utility | N | RE | 2006 | Retired prior to 2012 |  | Eastern
EXCLUDE | MI | MI-Eastern | Modular Power LLC | 56183 | 9 | DFO | IC | 1.6 | 1.6 | 0 | 0 | 0 |  | Electric Utility | N | RE | 2006 | Retired prior to 2012 |  | Eastern
EXCLUDE | CA | CA-Western | Red Bluff | 56184 | IC1 | NG | IC | 2.9 | 2.8 | 0 | 0 | 0 |  | IPP Non-CHP | N | OP |  | Internal Combustion |  | Western
EXCLUDE | CA | CA-Western | Red Bluff | 56184 | IC10 | NG | IC | 2.9 | 2.8 | 0 | 0 | 0 |  | IPP Non-CHP | N | OP |  | Internal Combustion |  | Western
EXCLUDE | CA | CA-Western | Red Bluff | 56184 | IC11 | NG | IC | 2.9 | 2.8 | 0 | 0 | 0 |  | IPP Non-CHP | N | OP |  | Internal Combustion |  | Western
EXCLUDE | CA | CA-Western | Red Bluff | 56184 | IC12 | NG | IC | 2.9 | 2.8 | 0 | 0 | 0 |  | IPP Non-CHP | N | OP |  | Internal Combustion |  | Western
EXCLUDE | CA | CA-Western | Red Bluff | 56184 | IC13 | NG | IC | 2.9 | 2.8 | 0 | 0 | 0 |  | IPP Non-CHP | N | OP |  | Internal Combustion |  | Western
EXCLUDE | CA | CA-Western | Red Bluff | 56184 | IC14 | NG | IC | 2.9 | 2.8 | 0 | 0 | 0 |  | IPP Non-CHP | N | OP |  | Internal Combustion |  | Western
EXCLUDE | CA | CA-Western | Red Bluff | 56184 | IC15 | NG | IC | 2.9 | 2.8 | 0 | 0 | 0 |  | IPP Non-CHP | N | OP |  | Internal Combustion |  | Western
EXCLUDE | CA | CA-Western | Red Bluff | 56184 | IC16 | NG | IC | 2.9 | 2.8 | 0 | 0 | 0 |  | IPP Non-CHP | N | OP |  | Internal Combustion |  | Western
EXCLUDE | CA | CA-Western | Red Bluff | 56184 | IC2 | NG | IC | 2.9 | 2.8 | 0 | 0 | 0 |  | IPP Non-CHP | N | OP |  | Internal Combustion |  | Western
EXCLUDE | CA | CA-Western | Red Bluff | 56184 | IC3 | NG | IC | 2.9 | 2.8 | 0 | 0 | 0 |  | IPP Non-CHP | N | OP |  | Internal Combustion |  | Western
EXCLUDE | CA | CA-Western | Red Bluff | 56184 | IC4 | NG | IC | 2.9 | 2.8 | 0 | 0 | 0 |  | IPP Non-CHP | N | OP |  | Internal Combustion |  | Western
EXCLUDE | CA | CA-Western | Red Bluff | 56184 | IC5 | NG | IC | 2.9 | 2.8 | 0 | 0 | 0 |  | IPP Non-CHP | N | OP |  | Internal Combustion |  | Western
EXCLUDE | CA | CA-Western | Red Bluff | 56184 | IC6 | NG | IC | 2.9 | 2.8 | 0 | 0 | 0 |  | IPP Non-CHP | N | OP |  | Internal Combustion |  | Western
EXCLUDE | CA | CA-Western | Red Bluff | 56184 | IC7 | NG | IC | 2.9 | 2.8 | 0 | 0 | 0 |  | IPP Non-CHP | N | OP |  | Internal Combustion |  | Western
EXCLUDE | CA | CA-Western | Red Bluff | 56184 | IC8 | NG | IC | 2.9 | 2.8 | 0 | 0 | 0 |  | IPP Non-CHP | N | OP |  | Internal Combustion |  | Western
EXCLUDE | CA | CA-Western | Red Bluff | 56184 | IC9 | NG | IC | 2.9 | 2.8 | 0 | 0 | 0 |  | IPP Non-CHP | N | OP |  | Internal Combustion |  | Western
EXCLUDE | CA | CA-Western | Chowchilla II | 56185 | IC1 | NG | IC | 3.1 | 3.1 | 0 | 0 | 0 |  | IPP Non-CHP | N | OP |  | Internal Combustion |  | Western
EXCLUDE | CA | CA-Western | Chowchilla II | 56185 | IC10 | NG | IC | 3.1 | 3.1 | 0 | 0 | 0 |  | IPP Non-CHP | N | OP |  | Internal Combustion |  | Western
EXCLUDE | CA | CA-Western | Chowchilla II | 56185 | IC11 | NG | IC | 3.1 | 3.1 | 0 | 0 | 0 |  | IPP Non-CHP | N | OP |  | Internal Combustion |  | Western
EXCLUDE | CA | CA-Western | Chowchilla II | 56185 | IC12 | NG | IC | 3.1 | 3.1 | 0 | 0 | 0 |  | IPP Non-CHP | N | OP |  | Internal Combustion |  | Western
EXCLUDE | CA | CA-Western | Chowchilla II | 56185 | IC13 | NG | IC | 3.1 | 3.1 | 0 | 0 | 0 |  | IPP Non-CHP | N | OP |  | Internal Combustion |  | Western
EXCLUDE | CA | CA-Western | Chowchilla II | 56185 | IC14 | NG | IC | 3.1 | 3.1 | 0 | 0 | 0 |  | IPP Non-CHP | N | OP |  | Internal Combustion |  | Western
EXCLUDE | CA | CA-Western | Chowchilla II | 56185 | IC15 | NG | IC | 3.1 | 3.1 | 0 | 0 | 0 |  | IPP Non-CHP | N | OP |  | Internal Combustion |  | Western
EXCLUDE | CA | CA-Western | Chowchilla II | 56185 | IC16 | NG | IC | 3.1 | 3.1 | 0 | 0 | 0 |  | IPP Non-CHP | N | OP |  | Internal Combustion |  | Western
EXCLUDE | CA | CA-Western | Chowchilla II | 56185 | IC2 | NG | IC | 3.1 | 3.1 | 0 | 0 | 0 |  | IPP Non-CHP | N | OP |  | Internal Combustion |  | Western
EXCLUDE | CA | CA-Western | Chowchilla II | 56185 | IC3 | NG | IC | 3.1 | 3.1 | 0 | 0 | 0 |  | IPP Non-CHP | N | OP |  | Internal Combustion |  | Western
EXCLUDE | CA | CA-Western | Chowchilla II | 56185 | IC4 | NG | IC | 3.1 | 3.1 | 0 | 0 | 0 |  | IPP Non-CHP | N | OP |  | Internal Combustion |  | Western
EXCLUDE | CA | CA-Western | Chowchilla II | 56185 | IC5 | NG | IC | 3.1 | 3.1 | 0 | 0 | 0 |  | IPP Non-CHP | N | OP |  | Internal Combustion |  | Western
EXCLUDE | CA | CA-Western | Chowchilla II | 56185 | IC6 | NG | IC | 3.1 | 3.1 | 0 | 0 | 0 |  | IPP Non-CHP | N | OP |  | Internal Combustion |  | Western
EXCLUDE | CA | CA-Western | Chowchilla II | 56185 | IC7 | NG | IC | 3.1 | 3.1 | 0 | 0 | 0 |  | IPP Non-CHP | N | OP |  | Internal Combustion |  | Western
EXCLUDE | CA | CA-Western | Chowchilla II | 56185 | IC8 | NG | IC | 3.1 | 3.1 | 0 | 0 | 0 |  | IPP Non-CHP | N | OP |  | Internal Combustion |  | Western
EXCLUDE | CA | CA-Western | Chowchilla II | 56185 | IC9 | NG | IC | 3.1 | 3.1 | 0 | 0 | 0 |  | IPP Non-CHP | N | OP |  | Internal Combustion |  | Western
NGCC | NY | NY-Eastern | Pinelawn Power LLC | 56188 | CTG | NG | CC | 50 | 47 | 850 | 196235.37 | 99145.14 |  | IPP Non-CHP | N | OP |  |  |  | Eastern
NGCC | NY | NY-Eastern | Pinelawn Power LLC | 56188 | STG | NG | CC | 32 | 27.5 | 850 | 125590.63 | 63452.89 |  | IPP Non-CHP | N | OP |  |  |  | Eastern
EXCLUDE | CT | CT-Eastern | Waterside Power, LLC | 56189 | 1 | DFO | GT | 23.2 | 23.2 | 0 | 0 | 0 |  | IPP Non-CHP | N | RE | 2003 | Retired prior to 2012 |  | Eastern
EXCLUDE | CT | CT-Eastern | Waterside Power, LLC | 56189 | 2 | DFO | GT | 23.2 | 23.2 | 0 | 0 | 0 |  | IPP Non-CHP | N | RE | 2003 | Retired prior to 2012 |  | Eastern
EXCLUDE | CT | CT-Eastern | Waterside Power, LLC | 56189 | 4 | DFO | GT | 23.2 | 23.2 | 0 | 494.67 | 488.4 |  | IPP Non-CHP | N | SB |  | Simple cycle unit |  | Eastern
EXCLUDE | CT | CT-Eastern | Waterside Power, LLC | 56189 | 5 | DFO | GT | 23.2 | 23.2 | 0 | 494.67 | 488.4 |  | IPP Non-CHP | N | SB |  | Simple cycle unit |  | Eastern
EXCLUDE | CT | CT-Eastern | Waterside Power, LLC | 56189 | 6 | DFO | GT | 23.2 | 23.2 | 0 | 0 | 0 |  | IPP Non-CHP | N | RE | 2006 | Retired prior to 2012 |  | Eastern
EXCLUDE | CT | CT-Eastern | Waterside Power, LLC | 56189 | 7 | DFO | GT | 23.2 | 23.2 | 0 | 494.67 | 488.4 |  | IPP Non-CHP | N | SB |  | Simple cycle unit |  | Eastern
EXCLUDE | MI | MI-Eastern | Central Michigan University | 56190 | GT1 | NG | GT | 3.8 | 3.2 | 0 | 12561.64 | 25177.94 |  | Commercial CHP | Y | SB |  | Commercial/Industrial Unit |  | Eastern
EXCLUDE | MI | MI-Eastern | Central Michigan University | 56190 | STM1 | WDS | ST | 1 | 1 | 0 | 3161.23 | 23342.62 |  | Commercial CHP | Y | OP |  | Commercial/Industrial Unit |  | Eastern
EXCLUDE | WA | WA-Western | Colville Indian Plywood & Veneer | 56191 | Gen1 | WDS | ST | 6.3 | 5 | 0 | 0 | 0 |  | Industrial Non-CHP | N | OA |  | Commercial/Industrial Unit |  | Western
EXCLUDE | WA | WA-Western | Colville Indian Plywood & Veneer | 56191 | Gen2 | WDS | ST | 9.4 | 7.5 | 0 | 0 | 0 |  | Industrial Non-CHP | N | OA |  | Commercial/Industrial Unit |  | Western
EXCLUDE | OR | OR-Western | Georgia-Pacific Wauna Mill | 56192 | 1 | BLQ | ST | 36 | 22 | 0 | 155774 | 139984.16 |  | Industrial CHP | Y | OP |  | Commercial/Industrial Unit |  | Western
EXCLUDE | OR | OR-Western | Medford Operation | 56193 | 1 | WDS | ST | 3.5 | 3.1 | 0 | 0 | 0 |  | Industrial CHP | Y | OS |  | Commercial/Industrial Unit |  | Western
EXCLUDE | OR | OR-Western | Medford Operation | 56193 | 2 | WDS | ST | 5 | 4.4 | 0 | 0 | 0 |  | Industrial CHP | Y | OS |  | Commercial/Industrial Unit |  | Western
EXCLUDE | IA | IA-Eastern | Dike City Power Plant | 56194 | 001 | DFO | IC | 2.2 | 2.2 | 0 | 0 | 0 |  | Electric Utility | N | OP |  | Internal Combustion |  | Eastern
EXCLUDE | OR | OR-Western | Combine Hills I | 56195 | 001 | WND | WT | 41 | 41 | 0 | 109373 | 0 |  | IPP Non-CHP | N | OP |  | Non Combustion (NUC, WAT, WND, GEO, or SUN) |  | Western
NGCC | NY | NY-Eastern | 500MW CC | 56196 | CA01 | NG | CC | 188 | 161.7 | 2080 | 1099274.46 | 479834.35 |  | Electric Utility | N | OP |  |  |  | Eastern
NGCC | NY | NY-Eastern | 500MW CC | 56196 | CT01 | NG | CC | 170 | 146.2 | 2080 | 994024.77 | 433892.76 |  | Electric Utility | N | OP |  |  |  | Eastern
NGCC | NY | NY-Eastern | 500MW CC | 56196 | CT02 | NG | CC | 170 | 146.2 | 2041 | 994024.77 | 433892.76 |  | Electric Utility | N | OP |  |  |  | Eastern
EXCLUDE | MN | MN-Eastern | TG Windfarm LLC | 56199 | 1 | WND | WT | 2 | 2 | 0 | 5211 | 0 |  | IPP Non-CHP | N | OP |  | Non Combustion (NUC, WAT, WND, GEO, or SUN) |  | Eastern
EXCLUDE | MN | MN-Eastern | CG Windfarm LLC | 56200 | I | WND | WT | 2 | 2 | 0 | 5935 | 0 |  | IPP Non-CHP | N | OP |  | Non Combustion (NUC, WAT, WND, GEO, or SUN) |  | Eastern
EXCLUDE | MN | MN-Eastern | Bisson Windfarm LLC | 56201 | I | WND | WT | 2 | 2 | 0 | 5347 | 0 |  | IPP Non-CHP | N | OP |  | Non Combustion (NUC, WAT, WND, GEO, or SUN) |  | Eastern
EXCLUDE | MN | MN-Eastern | Tofteland Windfarm LLC | 56202 | I | WND | WT | 2 | 2 | 0 | 6234 | 0 |  | IPP Non-CHP | N | OP |  | Non Combustion (NUC, WAT, WND, GEO, or SUN) |  | Eastern
EXCLUDE | MN | MN-Eastern | Westridge Windfarm LLC | 56203 | 1 | WND | WT | 2 | 2 | 0 | 6122 | 0 |  | IPP Non-CHP | N | OP |  | Non Combustion (NUC, WAT, WND, GEO, or SUN) |  | Eastern
EXCLUDE | MN | MN-Eastern | Fey Windfarm LLC | 56204 | 1 | WND | WT | 2 | 2 | 0 | 6502 | 0 |  | IPP Non-CHP | N | OP |  | Non Combustion (NUC, WAT, WND, GEO, or SUN) |  | Eastern
EXCLUDE | MN | MN-Eastern | Windcurrent Farms LLC | 56205 | 1 | WND | WT | 2 | 2 | 0 | 5799 | 0 |  | IPP Non-CHP | N | OP |  | Non Combustion (NUC, WAT, WND, GEO, or SUN) |  | Eastern
EXCLUDE | MN | MN-Eastern | K-Brink Windfarm LLC | 56206 | 1 | WND | WT | 2 | 2 | 0 | 7052 | 0 |  | IPP Non-CHP | N | OP |  | Non Combustion (NUC, WAT, WND, GEO, or SUN) |  | Eastern
EXCLUDE | MN | MN-Eastern | DL Windy Acres LLC | 56207 | 1 | WND | WT | 2 | 2 | 0 | 6271 | 0 |  | IPP Non-CHP | N | OP |  | Non Combustion (NUC, WAT, WND, GEO, or SUN) |  | Eastern
EXCLUDE | MN | MN-Eastern | S&P Windfarm LLC | 56208 | 1 | WND | WT | 2 | 2 | 0 | 5578 | 0 |  | IPP Non-CHP | N | OP |  | Non Combustion (NUC, WAT, WND, GEO, or SUN) |  | Eastern
EXCLUDE | MN | MN-Eastern | Boeve Windfarm LLC | 56209 | 1 | WND | WT | 2 | 2 | 0 | 6711 | 0 |  | IPP Non-CHP | N | OP |  | Non Combustion (NUC, WAT, WND, GEO, or SUN) |  | Eastern
EXCLUDE | MN | MN-Eastern | B&K Energy Systems LLC | 56210 | 1 | WND | WT | 2 | 2 | 0 | 6355 | 0 |  | IPP Non-CHP | N | OP |  | Non Combustion (NUC, WAT, WND, GEO, or SUN) |  | Eastern
EXCLUDE | TX | TX-ERCOT | Sweetwater Wind 1 LLC | 56211 | SW1 | WND | WT | 37.5 | 37.5 | 0 | 133090 | 0 |  | IPP Non-CHP | N | OP |  | Non Combustion (NUC, WAT, WND, GEO, or SUN) |  | ERCOT
EXCLUDE | TX | TX-ERCOT | Sweetwater Wind 2 LLC | 56212 | SW2 | WND | WT | 91.5 | 91.5 | 0 | 301114 | 0 |  | IPP Non-CHP | N | OP |  | Non Combustion (NUC, WAT, WND, GEO, or SUN) |  | ERCOT
EXCLUDE | CA | CA-Western | Patterson Pass | 56213 | WND1 | WND | WT | 8.1 | 8.1 | 0 | 12076.77 | 0 |  | IPP Non-CHP | N | OP |  | Non Combustion (NUC, WAT, WND, GEO, or SUN) |  | Western
EXCLUDE | CA | CA-Western | Patterson Pass | 56213 | WND2 | WND | WT | 13.8 | 13.8 | 0 | 20575.23 | 0 |  | IPP Non-CHP | N | OP |  | Non Combustion (NUC, WAT, WND, GEO, or SUN) |  | Western
EXCLUDE | CA | CA-Western | Aeroturbine | 56214 | WT120 | WND | WT | 4.7 | 4.7 | 0 | 5583 | 0 |  | IPP Non-CHP | N | OP |  | Non Combustion (NUC, WAT, WND, GEO, or SUN) |  | Western
EXCLUDE | IA | IA-Eastern | Allendorf | 56215 | A1 | WND | WT | 1.2 | 1.2 | 0 | 532 | 0 |  | IPP Non-CHP | N | OP |  | Non Combustion (NUC, WAT, WND, GEO, or SUN) |  | Eastern
EXCLUDE | IA | IA-Eastern | L J Trust | 56216 | LJT2 | WND | WT | 2 | 2 | 0 | 0 | 0 |  | IPP Non-CHP | N | OP |  | Non Combustion (NUC, WAT, WND, GEO, or SUN) |  | Eastern
EXCLUDE | MN | MN-Eastern | NAE Shaokatan Power | 56217 | SPP2 | WND | WT | 0.8 | 0.8 | 0 | 361 | 0 |  | IPP Non-CHP | N | OP |  | Non Combustion (NUC, WAT, WND, GEO, or SUN) |  | Eastern
EXCLUDE | MN | MN-Eastern | NAE Shaokatan Power | 56217 | SPP3 | WND | WT | 0.8 | 0.8 | 0 | 361 | 0 |  | IPP Non-CHP | N | OP |  | Non Combustion (NUC, WAT, WND, GEO, or SUN) |  | Eastern
EXCLUDE | IA | IA-Eastern | Zachary Ridge LLC | 56218 | ZR2 | WND | WT | 2 | 2 | 0 | 0 | 0 |  | IPP Non-CHP | N | OP |  | Non Combustion (NUC, WAT, WND, GEO, or SUN) |  | Eastern
EXCLUDE | KS | KS-Eastern | Westar Wind | 56219 | J1 | WND | WT | 0.7 | 0.8 | 0 | 0 | 0 |  | Electric Utility | N | RE | 2008 | Retired prior to 2012 |  | Eastern
EXCLUDE | KS | KS-Eastern | Westar Wind | 56219 | J2 | WND | WT | 0.7 | 0.8 | 0 | 0 | 0 |  | Electric Utility | N | RE | 2008 | Retired prior to 2012 |  | Eastern
EXCLUDE | OR | OR-Western | Alden Bailey Power Plant | 56223 | LOKI | NG | GT | 10.9 | 9.8 | 0 | 74 | 654.81 |  | Electric Utility | N | SB |  | Simple cycle unit |  | Western
COALST | NV | NV-Western | TS Power Plant | 56224 | 001 | SUB | ST | 242 | 218.4 | 2462 | 1120719.04 | 1236909.18 |  | IPP Non-CHP | N | OP |  |  |  | Western
EXCLUDE | NV | NV-Western | TS Power Plant | 56224 | 002 | DFO | GT | 41.9 | 26 | 0 | 0 | 0 |  | IPP Non-CHP | N | IP |  | Status of Operation (IP, L, P, T) |  | Western
EXCLUDE | NV | NV-Western | TS Power Plant | 56224 | 003 | DFO | GT | 41.9 | 26 | 0 | 0 | 0 |  | IPP Non-CHP | N | IP |  | Status of Operation (IP, L, P, T) |  | Western
EXCLUDE | NV | NV-Western | TS Power Plant | 56224 | 004 | DFO | GT | 41.9 | 26 | 0 | 0 | 0 |  | IPP Non-CHP | N | IP |  | Status of Operation (IP, L, P, T) |  | Western
EXCLUDE | NV | NV-Western | TS Power Plant | 56224 | 005 | DFO | GT | 41.9 | 26 | 0 | 0 | 0 |  | IPP Non-CHP | N | IP |  | Status of Operation (IP, L, P, T) |  | Western
EXCLUDE | TX | TX-Eastern | Aeolus Wind Facility | 56225 | V90 | WND | WT | 3 | 3 | 0 | 2083 | 0 |  | IPP Non-CHP | N | OP |  | Non Combustion (NUC, WAT, WND, GEO, or SUN) |  | Eastern
EXCLUDE | OH | OH-Eastern | Bowling Green Wind | 56226 | 1 | WND | WT | 1.8 | 1.8 | 0 | 3558.25 | 0 |  | Electric Utility | N | OP |  | Non Combustion (NUC, WAT, WND, GEO, or SUN) |  | Eastern
EXCLUDE | OH | OH-Eastern | Bowling Green Wind | 56226 | 2 | WND | WT | 1.8 | 1.8 | 0 | 3558.25 | 0 |  | Electric Utility | N | OP |  | Non Combustion (NUC, WAT, WND, GEO, or SUN) |  | Eastern
EXCLUDE | OH | OH-Eastern | Bowling Green Wind | 56226 | 3 | WND | WT | 1.8 | 1.8 | 0 | 3558.25 | 0 |  | Electric Utility | N | OP |  | Non Combustion (NUC, WAT, WND, GEO, or SUN) |  | Eastern
EXCLUDE | OH | OH-Eastern | Bowling Green Wind | 56226 | 4 | WND | WT | 1.8 | 1.8 | 0 | 3558.25 | 0 |  | Electric Utility | N | OP |  | Non Combustion (NUC, WAT, WND, GEO, or SUN) |  | Eastern
NGCC | OR | OR-Western | Port Westward | 56227 | 1 | NG | CC | 312 | 232 | 3082 | 1116986.48 | 462608.05 |  | Electric Utility | N | OP |  |  |  | Western
NGCC | OR | OR-Western | Port Westward | 56227 | 2 | NG | CC | 171 | 140 | 3082 | 612194.52 | 253544.8 |  | Electric Utility | N | OP |  |  |  | Western
EXCLUDE | AZ | AZ-Western | Prescott Airport | 56228 | PV1 | SUN | PV | 2.1 | 2.1 | 0 | 5201 | 0 |  | Electric Utility | N | OP |  | Non Combustion (NUC, WAT, WND, GEO, or SUN) |  | Western
EXCLUDE | AZ | AZ-Western | Prescott Airport | 56228 | PV2 | SUN | PV | 7 | 7 | 0 | 0 | 0 |  | Electric Utility | N | IP |  | Status of Operation (IP, L, P, T) |  | Western
EXCLUDE | AZ | AZ-Western | Cogeneration 1 | 56229 | CT1 | NG | CC | 9 | 8.3 | 0 | 57959 | 39136.17 |  | Commercial CHP | Y | OP |  | Commercial/Industrial Unit |  | Western
EXCLUDE | GA | GA-Eastern | DeKalb Medical Center-Hillandale | 56231 | 01 | DFO | IC | 0.8 | 0.7 | 0 | 0 | 0 |  | Commercial Non-CHP | N | SB |  | Commercial/Industrial Unit |  | Eastern
EXCLUDE | GA | GA-Eastern | DeKalb Medical Center-Hillandale | 56231 | 02 | DFO | IC | 0.8 | 0.7 | 0 | 0 | 0 |  | Commercial Non-CHP | N | SB |  | Commercial/Industrial Unit |  | Eastern
EXCLUDE | GA | GA-Eastern | DeKalb Medical Center-Hillandale | 56231 | 03 | DFO | IC | 1.5 | 1.5 | 0 | 0 | 0 |  | Commercial Non-CHP | N | RE | 2003 | Commercial/Industrial Unit |  | Eastern
EXCLUDE | CA | CA-Western | Miramar Energy Facility | 56232 | 1 | NG | GT | 53 | 47 | 500 | 90162 | 55537.78 |  | Electric Utility | N | OP |  | Simple cycle unit |  | Western
EXCLUDE | CA | CA-Western | Miramar Energy Facility | 56232 | 2 | NG | GT | 53 | 47 | 490 | 90162 | 48672.48 |  | Electric Utility | N | OP |  | Simple cycle unit |  | Western
EXCLUDE | TX | TX-ERCOT | EG178 Facility | 56233 | CT02 | NG | CC | 60.5 | 46 | 0 | 345510.43 | 157113.67 |  | Industrial Non-CHP | N | OP |  | Commercial/Industrial Unit |  | ERCOT
EXCLUDE | TX | TX-ERCOT | EG178 Facility | 56233 | CTG1 | NG | CC | 60.5 | 46 | 0 | 345510.43 | 157113.67 |  | Industrial Non-CHP | N | OP |  | Commercial/Industrial Unit |  | ERCOT
EXCLUDE | TX | TX-ERCOT | EG178 Facility | 56233 | STG | NG | CC | 32.9 | 16 | 0 | 187889.14 | 85438.67 |  | Industrial Non-CHP | N | OP |  | Commercial/Industrial Unit |  | ERCOT
NGCC | NY | NY-Eastern | Caithness Long Island Energy Center | 56234 | CT01 | NG | CC | 196.2 | 170 | 2650 | 1265563.11 | 516544.02 |  | IPP Non-CHP | N | OP |  |  |  | Eastern
NGCC | NY | NY-Eastern | Caithness Long Island Energy Center | 56234 | ST01 | NG | CC | 152.7 | 137 | 2650 | 984971.9 | 402019.73 |  | IPP Non-CHP | N | OP |  |  |  | Eastern
NGCC | UT | UT-Western | Lake Side Power Plant | 56237 | CT01 | NG | CC | 182.7 | 169 | 2200 | 893242.64 | 389196.13 |  | Electric Utility | N | OP |  |  |  | Western
NGCC | UT | UT-Western | Lake Side Power Plant | 56237 | CT02 | NG | CC | 182.7 | 169 | 2200 | 893242.64 | 389196.13 |  | Electric Utility | N | OP |  |  |  | Western
NGCC | UT | UT-Western | Lake Side Power Plant | 56237 | ST01 | NG | CC | 225.9 | 209 | 2200 | 1104452.72 | 481222.81 |  | Electric Utility | N | OP |  |  |  | Western
EXCLUDE | SD | SD-Eastern | Groton Generating Station | 56238 | GT01 | NG | GT | 93.5 | 82.1 | 815 | 27442.37 | 13806.81 |  | Electric Utility | N | OP |  | Simple cycle unit |  | Eastern
EXCLUDE | SD | SD-Eastern | Groton Generating Station | 56238 | GT02 | NG | GT | 95 | 76.8 | 786.5 | 27882.63 | 14678.02 |  | Electric Utility | N | OP |  | Simple cycle unit |  | Eastern
EXCLUDE | CA | CA-Western | Kings River | 56239 | GT-1 | NG | GT | 60.5 | 54.5 | 490 | 58562.5 | 34814.6 |  | Electric Utility | N | OP |  | Simple cycle unit |  | Western
EXCLUDE | CA | CA-Western | Kings River | 56239 | GT-2 | NG | GT | 60.5 | 54.5 | 480 | 58562.5 | 34041.52 |  | Electric Utility | N | OP |  | Simple cycle unit |  | Western
EXCLUDE | TX | TX-ERCOT | Buffalo Gap Wind Farm | 56240 | 1 | WND | WT | 120.6 | 120.6 | 0 | 390997 | 0 |  | IPP Non-CHP | N | OP |  | Non Combustion (NUC, WAT, WND, GEO, or SUN) |  | ERCOT
EXCLUDE | MN | MN-Eastern | Cannon Falls Energy Center | 56241 | UNT1 | NG | GT | 204 | 199 | 2300 | 61771 | 38834.36 |  | IPP Non-CHP | N | OP |  | Simple cycle unit |  | Eastern
EXCLUDE | MN | MN-Eastern | Cannon Falls Energy Center | 56241 | UNT2 | NG | GT | 204 | 199 | 2300 | 61771 | 41213.12 |  | IPP Non-CHP | N | OP |  | Simple cycle unit |  | Eastern
EXCLUDE | ND | ND-Eastern | Kindred School | 56242 | 1 | DFO | IC | 2 | 2 | 0 | 0 | 0 |  | Commercial Non-CHP | N | SB |  | Commercial/Industrial Unit |  | Eastern
EXCLUDE | MN | MN-Eastern | Perham Incinerator | 56243 | 1 | MSW | ST | 4.5 | 1.2 | 0 | 4 | 29009.54 |  | Commercial CHP | Y | SB |  | Commercial/Industrial Unit |  | Eastern
EXCLUDE | SD | SD-Eastern | State Auto Insurance | 56244 | 1 | DFO | IC | 1.7 | 1.7 | 0 | 0 | 0 |  | Commercial Non-CHP | N | SB |  | Commercial/Industrial Unit |  | Eastern
EXCLUDE | MN | MN-Eastern | Stevens Community Medical Center | 56245 | 1 | DFO | IC | 1 | 1 | 0 | 0 | 0 |  | Commercial Non-CHP | N | SB |  | Commercial/Industrial Unit |  | Eastern
EXCLUDE | MN | MN-Eastern | West Group Data Center F | 56247 | 1 | DFO | IC | 2 | 0.6 | 0 | 0 | 0 |  | Commercial Non-CHP | N | SB |  | Commercial/Industrial Unit |  | Eastern
EXCLUDE | MN | MN-Eastern | West Group Data Center F | 56247 | 2 | DFO | IC | 2 | 0.6 | 0 | 0 | 0 |  | Commercial Non-CHP | N | SB |  | Commercial/Industrial Unit |  | Eastern
EXCLUDE | MN | MN-Eastern | West Group Data Center F | 56247 | 3 | DFO | IC | 2 | 0.6 | 0 | 0 | 0 |  | Commercial Non-CHP | N | SB |  | Commercial/Industrial Unit |  | Eastern
EXCLUDE | MN | MN-Eastern | West Group Data Center F | 56247 | 4 | DFO | IC | 2 | 0.6 | 0 | 0 | 0 |  | Commercial Non-CHP | N | SB |  | Commercial/Industrial Unit |  | Eastern
EXCLUDE | LA | LA-Eastern | Shell Chemical | 56248 | 101G | NG | GT | 40 | 34.5 | 0 | 279040.5 | 223413.26 |  | Industrial CHP | Y | OP |  | Commercial/Industrial Unit |  | Eastern
EXCLUDE | LA | LA-Eastern | Shell Chemical | 56248 | 201G | NG | GT | 40 | 34.5 | 0 | 279040.5 | 223413.26 |  | Industrial CHP | Y | OP |  | Commercial/Industrial Unit |  | Eastern
EXCLUDE | NC | NC-Eastern | Anson County Generation Facility | 56249 | 1 | NG | GT | 57.3 | 56.5 | 660 | 49093.67 | 29746.56 |  | Electric Utility | N | OP |  | Simple cycle unit |  | Eastern
EXCLUDE | NC | NC-Eastern | Anson County Generation Facility | 56249 | 2 | NG | GT | 57.3 | 56.5 | 660 | 49093.67 | 30331.74 |  | Electric Utility | N | OP |  | Simple cycle unit |  | Eastern
EXCLUDE | NC | NC-Eastern | Anson County Generation Facility | 56249 | 3 | NG | GT | 57.3 | 56.5 | 660 | 49093.67 | 29505.92 |  | Electric Utility | N | OP |  | Simple cycle unit |  | Eastern
EXCLUDE | NC | NC-Eastern | Anson County Generation Facility | 56249 | 4 | NG | GT | 57.3 | 56.5 | 660 | 49093.67 | 30786.35 |  | Electric Utility | N | OP |  | Simple cycle unit |  | Eastern
EXCLUDE | NC | NC-Eastern | Anson County Generation Facility | 56249 | 5 | NG | GT | 57.3 | 56.5 | 660 | 49093.67 | 30110.2 |  | Electric Utility | N | OP |  | Simple cycle unit |  | Eastern
EXCLUDE | NC | NC-Eastern | Anson County Generation Facility | 56249 | 6 | NG | GT | 57.3 | 56.5 | 660 | 49093.67 | 30451.83 |  | Electric Utility | N | OP |  | Simple cycle unit |  | Eastern
EXCLUDE | NY | NY-Eastern | Ontario LFGTE | 56250 | GEN1 | LFG | IC | 0.8 | 0.8 | 0 | 0 | 0 |  | IPP Non-CHP | N | OP |  | Non-Fossil Fuel Type (Less than 10% Fossil Fuel) |  | Eastern
EXCLUDE | NY | NY-Eastern | Ontario LFGTE | 56250 | GEN10 | LFG | IC | 1.6 | 1.6 | 0 | 0 | 0 |  | IPP Non-CHP | N | V |  | Status of Operation (IP, L, P, T) |  | Eastern
EXCLUDE | NY | NY-Eastern | Ontario LFGTE | 56250 | GEN11 | LFG | IC | 1.6 | 1.6 | 0 | 0 | 0 |  | IPP Non-CHP | N | V |  | Status of Operation (IP, L, P, T) |  | Eastern
EXCLUDE | NY | NY-Eastern | Ontario LFGTE | 56250 | GEN2 | LFG | IC | 0.8 | 0.8 | 0 | 0 | 0 |  | IPP Non-CHP | N | OP |  | Non-Fossil Fuel Type (Less than 10% Fossil Fuel) |  | Eastern
EXCLUDE | NY | NY-Eastern | Ontario LFGTE | 56250 | GEN3 | LFG | IC | 0.8 | 0.8 | 0 | 0 | 0 |  | IPP Non-CHP | N | OP |  | Non-Fossil Fuel Type (Less than 10% Fossil Fuel) |  | Eastern
EXCLUDE | NY | NY-Eastern | Ontario LFGTE | 56250 | GEN4 | LFG | IC | 0.8 | 0.8 | 0 | 0 | 0 |  | IPP Non-CHP | N | OP |  | Non-Fossil Fuel Type (Less than 10% Fossil Fuel) |  | Eastern
EXCLUDE | NY | NY-Eastern | Ontario LFGTE | 56250 | GEN5 | LFG | IC | 0.8 | 0.8 | 0 | 0 | 0 |  | IPP Non-CHP | N | OP |  | Non-Fossil Fuel Type (Less than 10% Fossil Fuel) |  | Eastern
EXCLUDE | NY | NY-Eastern | Ontario LFGTE | 56250 | GEN6 | LFG | IC | 0.8 | 0.8 | 0 | 0 | 0 |  | IPP Non-CHP | N | OP |  | Non-Fossil Fuel Type (Less than 10% Fossil Fuel) |  | Eastern
EXCLUDE | NY | NY-Eastern | Ontario LFGTE | 56250 | GEN7 | LFG | IC | 0.8 | 0.8 | 0 | 0 | 0 |  | IPP Non-CHP | N | OP |  | Non-Fossil Fuel Type (Less than 10% Fossil Fuel) |  | Eastern
EXCLUDE | NY | NY-Eastern | Ontario LFGTE | 56250 | GEN8 | LFG | IC | 0.8 | 0.8 | 0 | 0 | 0 |  | IPP Non-CHP | N | OP |  | Non-Fossil Fuel Type (Less than 10% Fossil Fuel) |  | Eastern
EXCLUDE | NY | NY-Eastern | Ontario LFGTE | 56250 | GEN9 | LFG | IC | 1.6 | 1.6 | 0 | 0 | 0 |  | IPP Non-CHP | N | V |  | Status of Operation (IP, L, P, T) |  | Eastern
EXCLUDE | IA | IA-Eastern | Intrepid | 56251 | INWF | WND | WT | 175.5 | 175.5 | 0 | 536535 | 0 |  | Electric Utility | N | OP |  | Non Combustion (NUC, WAT, WND, GEO, or SUN) |  | Eastern
EXCLUDE | IA | IA-Eastern | Century | 56252 | CWF | WND | WT | 185 | 185 | 0 | 526911.45 | 0 |  | Electric Utility | N | OP |  | Non Combustion (NUC, WAT, WND, GEO, or SUN) |  | Eastern
EXCLUDE | IA | IA-Eastern | Century | 56252 | CWF2 | WND | WT | 15 | 15 | 0 | 42722.55 | 0 |  | Electric Utility | N | OP |  | Non Combustion (NUC, WAT, WND, GEO, or SUN) |  | Eastern
EXCLUDE | UT | UT-Western | Millcreek Power Generation | 56253 | MC1 | NG | GT | 40 | 36.8 | 360 | 45296.5 | 29537.6 |  | Electric Utility | N | OP |  | Simple cycle unit |  | Western
EXCLUDE | UT | UT-Western | Millcreek Power Generation | 56253 | MC2 | NG | GT | 40 | 36.8 | 420 | 45296.5 | 25551.13 |  | Electric Utility | N | OP |  | Simple cycle unit |  | Western
EXCLUDE | WA | WA-Western | Hopkins Ridge Wind | 56255 | 1 | WND | WT | 150 | 150 | 0 | 406827.29 | 0 |  | Electric Utility | N | OP |  | Non Combustion (NUC, WAT, WND, GEO, or SUN) |  | Western
EXCLUDE | WA | WA-Western | Hopkins Ridge Wind | 56255 | 2 | WND | WT | 7.2 | 7.2 | 0 | 19527.71 | 0 |  | Electric Utility | N | OP |  | Non Combustion (NUC, WAT, WND, GEO, or SUN) |  | Western
EXCLUDE | CT | CT-Eastern | John Street 1, 3, 4 & 5 | 56256 | JS1 | DFO | IC | 1.8 | 2 | 0 | 0 | 0 |  | Electric Utility | N | RE | 2011 | Retired prior to 2012 |  | Eastern
EXCLUDE | CT | CT-Eastern | John Street 1, 3, 4 & 5 | 56256 | JS3 | DFO | IC | 1.8 | 2 | 0 | 0 | 0 |  | Electric Utility | N | SB |  | Internal Combustion |  | Eastern
EXCLUDE | CT | CT-Eastern | John Street 1, 3, 4 & 5 | 56256 | JS4 | DFO | IC | 1.8 | 2 | 0 | 0 | 0 |  | Electric Utility | N | SB |  | Internal Combustion |  | Eastern
EXCLUDE | CT | CT-Eastern | John Street 1, 3, 4 & 5 | 56256 | JS5 | DFO | IC | 1.8 | 2 | 0 | 0 | 0 |  | Electric Utility | N | SB |  | Internal Combustion |  | Eastern
EXCLUDE | CT | CT-Eastern | Cytec 1, 2 & 3 | 56257 | CY1 | DFO | IC | 1.8 | 1.8 | 0 | 0 | 0 |  | Electric Utility | N | RE | 2011 | Retired prior to 2012 |  | Eastern
EXCLUDE | CT | CT-Eastern | Cytec 1, 2 & 3 | 56257 | CY2 | DFO | IC | 1.8 | 1.8 | 0 | 0 | 0 |  | Electric Utility | N | RE | 2011 | Retired prior to 2012 |  | Eastern
EXCLUDE | CT | CT-Eastern | Cytec 1, 2 & 3 | 56257 | CY3 | DFO | IC | 1.8 | 1.8 | 0 | 0 | 0 |  | Electric Utility | N | RE | 2011 | Retired prior to 2012 |  | Eastern
EXCLUDE | HI | HI-Hawaii | Kapaia Power Station | 56258 | CT1 | JF | GT | 39.1 | 26.6 | 0 | 220526 | 152714.55 |  | Electric Utility | N | OP |  | State not covered under final 111(d) |  | Hawaii
NGCC | NY | NY-Eastern | Empire Generating Co LLC | 56259 | CT11 | NG | CC | 179 | 155 | 2750 | 969856.89 | 434440.63 |  | IPP CHP | Y | OP |  |  |  | Eastern
NGCC | NY | NY-Eastern | Empire Generating Co LLC | 56259 | CT12 | NG | CC | 179 | 155 | 2750 | 969856.89 | 434440.63 |  | IPP CHP | Y | OP |  |  |  | Eastern
NGCC | NY | NY-Eastern | Empire Generating Co LLC | 56259 | ST13 | NG | CC | 295.7 | 270 | 2750 | 1602160.23 | 717676.51 |  | IPP CHP | Y | OP |  |  |  | Eastern
EXCLUDE | NC | NC-Eastern | High Point, Pump Station Rd | 56260 | Unit1 | DFO | IC | 1.8 | 1.8 | 0 | 0 | 0 |  | Electric Utility | N | OP |  | Internal Combustion |  | Eastern
EXCLUDE | NC | NC-Eastern | High Point, Pump Station Rd | 56260 | Unit2 | DFO | IC | 1.8 | 1.8 | 0 | 0 | 0 |  | Electric Utility | N | OP |  | Internal Combustion |  | Eastern
EXCLUDE | NC | NC-Eastern | Lexington | 56261 | Unit1 | DFO | IC | 1.8 | 1.8 | 0 | 0 | 0 |  | Electric Utility | N | OP |  | Internal Combustion |  | Eastern
EXCLUDE | NC | NC-Eastern | Lexington | 56261 | Unit2 | DFO | IC | 1.8 | 1.8 | 0 | 0 | 0 |  | Electric Utility | N | OP |  | Internal Combustion |  | Eastern
EXCLUDE | NC | NC-Eastern | Gastonia, Tulip Drive | 56262 | DG3 | DFO | IC | 1.8 | 1.8 | 0 | 0 | 0 |  | Electric Utility | N | OP |  | Internal Combustion |  | Eastern
EXCLUDE | NC | NC-Eastern | Gastonia, Tulip Drive | 56262 | Unit1 | DFO | IC | 1.8 | 1.8 | 0 | 0 | 0 |  | Electric Utility | N | OP |  | Internal Combustion |  | Eastern
EXCLUDE | NC | NC-Eastern | Gastonia, Tulip Drive | 56262 | Unit2 | DFO | IC | 1.8 | 1.8 | 0 | 0 | 0 |  | Electric Utility | N | OP |  | Internal Combustion |  | Eastern
EXCLUDE | NC | NC-Eastern | Albemarle Prime Power Park | 56263 | Unit1 | DFO | IC | 1.8 | 1.8 | 0 | 0 | 0 |  | Electric Utility | N | OP |  | Internal Combustion |  | Eastern
EXCLUDE | NC | NC-Eastern | Albemarle Prime Power Park | 56263 | Unit2 | DFO | IC | 1.8 | 1.8 | 0 | 0 | 0 |  | Electric Utility | N | OP |  | Internal Combustion |  | Eastern
EXCLUDE | AK | AK-Alaska | South Fork | 56265 | 1 | WAT | HY | 2 | 1.9 | 0 | 6614 | 0 |  | Electric Utility | N | OP |  | State not covered under final 111(d) |  | Alaska
EXCLUDE | WI | WI-Eastern | WPPI Hartford DG | 56266 | 1 | DFO | IC | 1.1 | 1.1 | 0 | 0 | 0 |  | Electric Utility | N | OP |  | Internal Combustion |  | Eastern
EXCLUDE | MN | MN-Eastern | IBM West | 56269 | 1 | DFO | IC | 1.8 | 1.8 | 0 | 0 | 0 |  | Electric Utility | N | SB |  | Internal Combustion |  | Eastern
EXCLUDE | MN | MN-Eastern | IBM West | 56269 | 2 | DFO | IC | 1.8 | 1.8 | 0 | 0 | 0 |  | Electric Utility | N | SB |  | Internal Combustion |  | Eastern
EXCLUDE | TX | TX-ERCOT | Callahan Divide Wind Energy Center | 56270 | 1 | WND | WT | 114 | 114 | 0 | 361799 | 0 |  | IPP Non-CHP | N | OP |  | Non Combustion (NUC, WAT, WND, GEO, or SUN) |  | ERCOT
EXCLUDE | CA | CA-Western | Diablo Wind LLC | 56271 | VEST | WND | WT | 18 | 18 | 0 | 65578 | 0 |  | IPP Non-CHP | N | OP |  | Non Combustion (NUC, WAT, WND, GEO, or SUN) |  | Western
EXCLUDE | OK | OK-Eastern | Weatherford Wind Energy Center | 56273 | 1 | WND | WT | 106.5 | 106.5 | 0 | 449721.24 | 0 |  | IPP Non-CHP | N | OP |  | Non Combustion (NUC, WAT, WND, GEO, or SUN) |  | Eastern
EXCLUDE | OK | OK-Eastern | Weatherford Wind Energy Center | 56273 | 2 | WND | WT | 40.5 | 40.5 | 0 | 171020.76 | 0 |  | IPP Non-CHP | N | OP |  | Non Combustion (NUC, WAT, WND, GEO, or SUN) |  | Eastern
EXCLUDE | SD | SD-Eastern | Valley Queen Cheese | 56274 | 1 | DFO | IC | 1.5 | 0.5 | 0 | 0 | 0 |  | IPP Non-CHP | N | SB |  | Internal Combustion |  | Eastern
EXCLUDE | SD | SD-Eastern | Valley Queen Cheese | 56274 | 2 | DFO | IC | 1.5 | 0.5 | 0 | 0 | 0 |  | IPP Non-CHP | N | SB |  | Internal Combustion |  | Eastern
EXCLUDE | SD | SD-Eastern | Valley Queen Cheese | 56274 | 3 | DFO | IC | 1.5 | 0.5 | 0 | 0 | 0 |  | IPP Non-CHP | N | SB |  | Internal Combustion |  | Eastern
EXCLUDE | CA | CA-Western | Helzel & Schwarzhoff 86 | 56275 | WGNS | WND | WT | 2.4 | 2.4 | 0 | 4061 | 0 |  | IPP Non-CHP | N | OP |  | Non Combustion (NUC, WAT, WND, GEO, or SUN) |  | Western
EXCLUDE | CA | CA-Western | ZCO | 56276 | WGNS | WND | WT | 1.6 | 1.6 | 0 | 0 | 0 |  | IPP Non-CHP | N | OP |  | Non Combustion (NUC, WAT, WND, GEO, or SUN) |  | Western
EXCLUDE | KY | KY-Eastern | Bavarian LFGTE | 56277 | 1 | LFG | IC | 0.8 | 0.8 | 0 | 0 | 0 |  | Electric Utility | N | OP |  | Non-Fossil Fuel Type (Less than 10% Fossil Fuel) |  | Eastern
EXCLUDE | KY | KY-Eastern | Bavarian LFGTE | 56277 | 2 | LFG | IC | 0.8 | 0.8 | 0 | 0 | 0 |  | Electric Utility | N | OP |  | Non-Fossil Fuel Type (Less than 10% Fossil Fuel) |  | Eastern
EXCLUDE | KY | KY-Eastern | Bavarian LFGTE | 56277 | 3 | LFG | IC | 0.8 | 0.8 | 0 | 0 | 0 |  | Electric Utility | N | OP |  | Non-Fossil Fuel Type (Less than 10% Fossil Fuel) |  | Eastern
EXCLUDE | KY | KY-Eastern | Bavarian LFGTE | 56277 | 4 | LFG | IC | 0.8 | 0.8 | 0 | 0 | 0 |  | Electric Utility | N | OP |  | Non-Fossil Fuel Type (Less than 10% Fossil Fuel) |  | Eastern
EXCLUDE | KY | KY-Eastern | Green Valley LFGTE | 56278 | 1 | LFG | IC | 0.8 | 0.8 | 0 | 0 | 0 |  | Electric Utility | N | OP |  | Non-Fossil Fuel Type (Less than 10% Fossil Fuel) |  | Eastern
EXCLUDE | KY | KY-Eastern | Green Valley LFGTE | 56278 | 2 | LFG | IC | 0.8 | 0.8 | 0 | 0 | 0 |  | Electric Utility | N | OP |  | Non-Fossil Fuel Type (Less than 10% Fossil Fuel) |  | Eastern
EXCLUDE | KY | KY-Eastern | Green Valley LFGTE | 56278 | 3 | LFG | IC | 0.8 | 0.8 | 0 | 0 | 0 |  | Electric Utility | N | OP |  | Non-Fossil Fuel Type (Less than 10% Fossil Fuel) |  | Eastern
EXCLUDE | KY | KY-Eastern | Green Valley LFGTE | 56278 | 4 | LFG | IC | 0.8 | 0.8 | 0 | 0 | 0 |  | Electric Utility | N | P |  | Status of Operation (IP, L, P, T) |  | Eastern
EXCLUDE | KY | KY-Eastern | Laurel Ridge LFGTE | 56279 | 1 | LFG | IC | 0.8 | 0.8 | 0 | 0 | 0 |  | Electric Utility | N | OP |  | Non-Fossil Fuel Type (Less than 10% Fossil Fuel) |  | Eastern
EXCLUDE | KY | KY-Eastern | Laurel Ridge LFGTE | 56279 | 2 | LFG | IC | 0.8 | 0.8 | 0 | 0 | 0 |  | Electric Utility | N | OP |  | Non-Fossil Fuel Type (Less than 10% Fossil Fuel) |  | Eastern
EXCLUDE | KY | KY-Eastern | Laurel Ridge LFGTE | 56279 | 3 | LFG | IC | 0.8 | 0.8 | 0 | 0 | 0 |  | Electric Utility | N | OP |  | Non-Fossil Fuel Type (Less than 10% Fossil Fuel) |  | Eastern
EXCLUDE | KY | KY-Eastern | Laurel Ridge LFGTE | 56279 | 4 | LFG | IC | 0.8 | 0.8 | 0 | 0 | 0 |  | Electric Utility | N | OP |  | Non-Fossil Fuel Type (Less than 10% Fossil Fuel) |  | Eastern
EXCLUDE | KY | KY-Eastern | Laurel Ridge LFGTE | 56279 | 5 | LFG | IC | 0.8 | 0.8 | 0 | 0 | 0 |  | Electric Utility | N | OP |  | Non-Fossil Fuel Type (Less than 10% Fossil Fuel) |  | Eastern
EXCLUDE | KY | KY-Eastern | Hardin County LFGTE | 56280 | 1 | LFG | IC | 0.8 | 0.8 | 0 | 0 | 0 |  | Electric Utility | N | OP |  | Non-Fossil Fuel Type (Less than 10% Fossil Fuel) |  | Eastern
EXCLUDE | KY | KY-Eastern | Hardin County LFGTE | 56280 | 2 | LFG | IC | 0.8 | 0.8 | 0 | 0 | 0 |  | Electric Utility | N | OP |  | Non-Fossil Fuel Type (Less than 10% Fossil Fuel) |  | Eastern
EXCLUDE | KY | KY-Eastern | Hardin County LFGTE | 56280 | 3 | LFG | IC | 0.8 | 0.8 | 0 | 0 | 0 |  | Electric Utility | N | OP |  | Non-Fossil Fuel Type (Less than 10% Fossil Fuel) |  | Eastern
EXCLUDE | WA | WA-Western | SPI - Everett | 56281 | GEN1 | WDS | ST | 28 | 17 | 0 | 0 | 0 |  | Industrial CHP | Y | IP |  | Commercial/Industrial Unit |  | Western
EXCLUDE | LA | LA-Eastern | Hargis-Hebert Electric Generating | 56283 | U-1 | NG | GT | 50.4 | 47 | 510 | 9865 | 11552.6 |  | Electric Utility | N | OP |  | Simple cycle unit |  | Eastern
EXCLUDE | LA | LA-Eastern | Hargis-Hebert Electric Generating | 56283 | U-2 | NG | GT | 50.4 | 47 | 510 | 2474.41 | 1715.82 |  | Electric Utility | N | OP |  | Simple cycle unit |  | Eastern
EXCLUDE | CA | CA-Western | Santa Maria EPG | 56284 | EPG | OG | ST | 5.8 | 5.5 | 0 | 24880 | 26511.52 |  | Industrial Non-CHP | N | OP |  | Commercial/Industrial Unit |  | Western
EXCLUDE | VA | VA-Eastern | Salem Water Plant | 56288 | 1 | DFO | IC | 2 | 2 | 0 | 0 | 0 |  | Commercial Non-CHP | N | SB |  | Commercial/Industrial Unit |  | Eastern
EXCLUDE | VA | VA-Eastern | Salem Street Dept | 56289 | 1 | DFO | IC | 1.8 | 2 | 0 | 0 | 0 |  | Commercial Non-CHP | N | SB |  | Commercial/Industrial Unit |  | Eastern
EXCLUDE | NY | NY-Eastern | Maple Ridge Wind Farm | 56290 | 1 | WND | WT | 137 | 137 | 0 | 308011.74 | 0 |  | IPP Non-CHP | N | OP |  | Non Combustion (NUC, WAT, WND, GEO, or SUN) |  | Eastern
EXCLUDE | NY | NY-Eastern | Maple Ridge Wind Farm | 56290 | 1A | WND | WT | 61 | 61 | 0 | 137143.91 | 0 |  | IPP Non-CHP | N | OP |  | Non Combustion (NUC, WAT, WND, GEO, or SUN) |  | Eastern
EXCLUDE | NY | NY-Eastern | Maple Ridge Wind Farm | 56290 | 2 | WND | WT | 33 | 33 | 0 | 74192.61 | 0 |  | IPP Non-CHP | N | OP |  | Non Combustion (NUC, WAT, WND, GEO, or SUN) |  | Eastern
EXCLUDE | NY | NY-Eastern | Maple Ridge Wind Farm | 56290 | 3 | WND | WT | 91 | 91 | 0 | 204591.74 | 0 |  | IPP Non-CHP | N | OP |  | Non Combustion (NUC, WAT, WND, GEO, or SUN) |  | Eastern
EXCLUDE | TX | TX-ERCOT | Horse Hollow Wind Energy Center | 56291 | 1 | WND | WT | 213 | 213 | 0 | 544164.46 | 0 |  | IPP Non-CHP | N | OP |  | Non Combustion (NUC, WAT, WND, GEO, or SUN) |  | ERCOT
EXCLUDE | TX | TX-ERCOT | Horse Hollow Wind Energy Center | 56291 | 2 | WND | WT | 223.5 | 223.5 | 0 | 570989.47 | 0 |  | IPP Non-CHP | N | OP |  | Non Combustion (NUC, WAT, WND, GEO, or SUN) |  | ERCOT
EXCLUDE | TX | TX-ERCOT | Horse Hollow Wind Energy Center | 56291 | 3 | WND | WT | 299 | 299 | 0 | 763874.06 | 0 |  | IPP Non-CHP | N | OP |  | Non Combustion (NUC, WAT, WND, GEO, or SUN) |  | ERCOT
EXCLUDE | NC | NC-Eastern | Hamlet Generating Facility | 56292 | ES1 | NG | GT | 57.3 | 56.5 | 660 | 48716 | 29987.3 |  | Electric Utility | N | OP |  | Simple cycle unit |  | Eastern
EXCLUDE | NC | NC-Eastern | Hamlet Generating Facility | 56292 | ES2 | NG | GT | 57.3 | 56.5 | 660 | 48716 | 29987.3 |  | Electric Utility | N | OP |  | Simple cycle unit |  | Eastern
EXCLUDE | NC | NC-Eastern | Hamlet Generating Facility | 56292 | ES3 | NG | GT | 57.3 | 56.5 | 660 | 48716 | 29987.3 |  | Electric Utility | N | OP |  | Simple cycle unit |  | Eastern
EXCLUDE | NC | NC-Eastern | Hamlet Generating Facility | 56292 | ES4 | NG | GT | 57.3 | 56.5 | 660 | 48716 | 29987.3 |  | Electric Utility | N | OP |  | Simple cycle unit |  | Eastern
EXCLUDE | NC | NC-Eastern | Hamlet Generating Facility | 56292 | ES5 | NG | GT | 57.3 | 56.5 | 660 | 48716 | 29987.3 |  | Electric Utility | N | OP |  | Simple cycle unit |  | Eastern
EXCLUDE | NC | NC-Eastern | Hamlet Generating Facility | 56292 | ES6 | NG | GT | 57.3 | 56.5 | 0 | 0 | 0 |  | Electric Utility | N | U |  | Status of Operation (IP, L, P, T) |  | Eastern
EXCLUDE | NM | NM-Western | Caprock Wind Farm | 56293 | 1 | WND | WT | 60 | 60 | 0 | 240396 | 0 |  | IPP Non-CHP | N | OP |  | Non Combustion (NUC, WAT, WND, GEO, or SUN) |  | Western
EXCLUDE | NM | NM-Western | Caprock Wind Farm | 56293 | 2 | WND | WT | 20 | 20 | 0 | 80132 | 0 |  | IPP Non-CHP | N | OP |  | Non Combustion (NUC, WAT, WND, GEO, or SUN) |  | Western
EXCLUDE | NJ | NJ-Eastern | Bayway Refinery | 56294 | FGX | OTH | OT | 11.2 | 11.2 | 0 | 107417 | 0 |  | Industrial Non-CHP | N | OP |  | Commercial/Industrial Unit |  | Eastern
EXCLUDE | CA | CA-Western | Kumeyaay Wind | 56295 | 1 | WND | WT | 50 | 50 | 0 | 134281 | 0 |  | IPP Non-CHP | N | OP |  | Non Combustion (NUC, WAT, WND, GEO, or SUN) |  | Western
EXCLUDE | MN | MN-Eastern | Trimont Area Wind Farm | 56296 | 1 | WND | WT | 100.5 | 100.5 | 0 | 334208 | 0 |  | IPP Non-CHP | N | OP |  | Non Combustion (NUC, WAT, WND, GEO, or SUN) |  | Eastern
EXCLUDE | IL | IL-Eastern | Crescent Ridge | 56297 | 1 | WND | WT | 53 | 53 | 0 | 152324 | 0 |  | IPP Non-CHP | N | OP |  | Non Combustion (NUC, WAT, WND, GEO, or SUN) |  | Eastern
NGCC | CA | CA-Western | Roseville Energy Park | 56298 | 0001 | NG | CC | 42 | 141 | 705.3 | 147940.9 | 67688.57 |  | Electric Utility | N | OP |  |  |  | Western
NGCC | CA | CA-Western | Roseville Energy Park | 56298 | 0002 | NG | CC | 42 |  | 705.3 | 147940.9 | 67688.57 |  | Electric Utility | N | OP |  |  |  | Western
NGCC | CA | CA-Western | Roseville Energy Park | 56298 | 0003 | NG | CC | 80 |  | 705.3 | 281792.2 | 128930.61 |  | Electric Utility | N | OP |  |  |  | Western
EXCLUDE | PA | PA-Eastern | Wind Park Bear Creek | 56299 | 1 | WND | WT | 24 | 24 | 0 | 47985 | 0 |  | IPP Non-CHP | N | OP |  | Non Combustion (NUC, WAT, WND, GEO, or SUN) |  | Eastern
EXCLUDE | NJ | NJ-Eastern | Jersey-Atlantic Wind Farm | 56300 | 1 | WND | WT | 7.5 | 7.5 | 0 | 11568 | 0 |  | IPP Non-CHP | N | OP |  | Non Combustion (NUC, WAT, WND, GEO, or SUN) |  | Eastern
EXCLUDE | ID | ID-Western | Wolverine Creek | 56301 | 1 | WND | WT | 64.5 | 64.5 | 0 | 178428 | 0 |  | IPP Non-CHP | N | OP |  | Non Combustion (NUC, WAT, WND, GEO, or SUN) |  | Western
EXCLUDE | CA | CA-Western | Oasis Wind | 56302 | 1 | WND | WT | 60 | 60 | 0 | 124136 | 0 |  | IPP Non-CHP | N | OP |  | Non Combustion (NUC, WAT, WND, GEO, or SUN) |  | Western
EXCLUDE | KS | KS-Eastern | Elk River Wind | 56303 | 1 | WND | WT | 150 | 150 | 0 | 572146 | 0 |  | IPP Non-CHP | N | OP |  | Non Combustion (NUC, WAT, WND, GEO, or SUN) |  | Eastern
EXCLUDE | NM | NM-Eastern | San Juan Mesa | 56304 | 1 | WND | WT | 120 | 120 | 0 | 413343 | 0 |  | IPP Non-CHP | N | OP |  | Non Combustion (NUC, WAT, WND, GEO, or SUN) |  | Eastern
EXCLUDE | CA | CA-Western | San Francisco Electric Reliability Proj | 56305 | 1 | NG | GT | 50.5 | 48.3 | 0 | 0 | 0 |  | Electric Utility | N | IP |  | Status of Operation (IP, L, P, T) |  | Western
EXCLUDE | CA | CA-Western | San Francisco Electric Reliability Proj | 56305 | 2 | NG | GT | 50.5 | 48.3 | 0 | 0 | 0 |  | Electric Utility | N | IP |  | Status of Operation (IP, L, P, T) |  | Western
EXCLUDE | CA | CA-Western | San Francisco Electric Reliability Proj | 56305 | 3 | NG | GT | 50.5 | 48.3 | 0 | 0 | 0 |  | Electric Utility | N | IP |  | Status of Operation (IP, L, P, T) |  | Western
EXCLUDE | CA | CA-Western | San Francisco Intl Airport Ct Project | 56306 | 1 | NG | GT | 48 | 48 | 0 | 0 | 0 |  | Electric Utility | N | IP |  | Status of Operation (IP, L, P, T) |  | Western
EXCLUDE | MN | MN-Eastern | Adams Wind Farm | 56307 | 1 | WND | WT | 14 | 14 | 0 | 35995.17 | 0 |  | IPP Non-CHP | N | OP |  | Non Combustion (NUC, WAT, WND, GEO, or SUN) |  | Eastern
EXCLUDE | MN | MN-Eastern | Adams Wind Farm | 56307 | 2 | WND | WT | 10 | 10 | 0 | 25710.83 | 0 |  | IPP Non-CHP | N | OP |  | Non Combustion (NUC, WAT, WND, GEO, or SUN) |  | Eastern
EXCLUDE | ID | ID-Western | Fossil Gulch | 56308 | 1 | WND | WT | 10.5 | 10.5 | 0 | 23644 | 0 |  | IPP Non-CHP | N | OP |  | Non Combustion (NUC, WAT, WND, GEO, or SUN) |  | Western
EXCLUDE | MO | MO-Eastern | Trigen St. Louis | 56309 | CT-1 | NG | CC | 7.8 | 4.8 | 0 | 11412.46 | 12225.36 |  | IPP CHP | Y | OP |  | Combined cycle unit (PRMVR=CC) less than or equal to 25MW |  | Eastern
EXCLUDE | MO | MO-Eastern | Trigen St. Louis | 56309 | CT-2 | NG | CC | 7.8 | 5 | 0 | 11412.46 | 12225.36 |  | IPP CHP | Y | OP |  | Combined cycle unit (PRMVR=CC) less than or equal to 25MW |  | Eastern
EXCLUDE | MO | MO-Eastern | Trigen St. Louis | 56309 | IC-1 | DFO | IC | 1.2 | 1 | 0 | 0 | 0 |  | IPP CHP | Y | OP |  | Internal Combustion |  | Eastern
EXCLUDE | MO | MO-Eastern | Trigen St. Louis | 56309 | ST-3 | NG | CC | 18.2 | 18 | 0 | 26629.08 | 28525.85 |  | IPP CHP | Y | OP |  | Combined cycle unit (PRMVR=CC) less than or equal to 25MW |  | Eastern
EXCLUDE | MO | MO-Eastern | Trigen St. Louis | 56309 | ST-4 | NG | ST | 1.5 | 1.5 | 0 | 0 | 0 |  | IPP CHP | Y | OP |  | Steam unit (PRMVR=ST) less than or equal to 25MW (i.e. 250 MMBtu/hr) |  | Eastern
EXCLUDE | MO | MO-Eastern | Trigen St. Louis | 56309 | ST-5 | NG | ST | 1.5 | 1.5 | 0 | 0 | 0 |  | IPP CHP | Y | OP |  | Steam unit (PRMVR=ST) less than or equal to 25MW (i.e. 250 MMBtu/hr) |  | Eastern
EXCLUDE | TX | TX-ERCOT | Sweetwater Wind 3 LLC | 56311 | SW3 | WND | WT | 135 | 135 | 0 | 437006 | 0 |  | IPP Non-CHP | N | OP |  | Non Combustion (NUC, WAT, WND, GEO, or SUN) |  | ERCOT
EXCLUDE | WY | WY-Western | Shute Creek Facility | 56312 | 021A | OG | GT | 36 | 30.6 | 0 | 223397.86 | 160632 |  | Industrial CHP | Y | OP |  | Commercial/Industrial Unit |  | Western
EXCLUDE | WY | WY-Western | Shute Creek Facility | 56312 | 021B | OG | GT | 36 | 30.6 | 0 | 223397.86 | 160632 |  | Industrial CHP | Y | OP |  | Commercial/Industrial Unit |  | Western
EXCLUDE | WY | WY-Western | Shute Creek Facility | 56312 | 021C | OG | GT | 36 | 30.6 | 0 | 223397.86 | 160632 |  | Industrial CHP | Y | OP |  | Commercial/Industrial Unit |  | Western
EXCLUDE | VA | VA-Eastern | Coleman Falls | 56313 | CGH2 | WAT | HY | 0.5 | 0.5 | 0 | 1763.33 | 0 |  | Industrial Non-CHP | N | OP |  | Commercial/Industrial Unit |  | Eastern
EXCLUDE | VA | VA-Eastern | Coleman Falls | 56313 | CGH3 | WAT | HY | 0.5 | 0.5 | 0 | 1763.33 | 0 |  | Industrial Non-CHP | N | OP |  | Commercial/Industrial Unit |  | Eastern
EXCLUDE | VA | VA-Eastern | Coleman Falls | 56313 | CHG1 | WAT | HY | 0.5 | 0.5 | 0 | 1763.33 | 0 |  | Industrial Non-CHP | N | OP |  | Commercial/Industrial Unit |  | Eastern
EXCLUDE | VA | VA-Eastern | Holcomb Rock | 56314 | HG1 | WAT | HY | 0.6 | 0.2 | 0 | 2233.33 | 0 |  | Industrial Non-CHP | N | OP |  | Commercial/Industrial Unit |  | Eastern
EXCLUDE | VA | VA-Eastern | Holcomb Rock | 56314 | HG2 | WAT | HY | 0.6 | 0.2 | 0 | 2233.33 | 0 |  | Industrial Non-CHP | N | OS |  | Commercial/Industrial Unit |  | Eastern
EXCLUDE | VA | VA-Eastern | Holcomb Rock | 56314 | HG3 | WAT | HY | 0.6 | 0.2 | 0 | 2233.33 | 0 |  | Industrial Non-CHP | N | OP |  | Commercial/Industrial Unit |  | Eastern
EXCLUDE | ID | ID-Western | Raft River Geothermal Power Plant | 56317 | 1 | GEO | BT | 18 | 10 | 0 | 74676 | 0 |  | IPP Non-CHP | N | OP |  | Non Combustion (NUC, WAT, WND, GEO, or SUN) |  | Western
EXCLUDE | ID | ID-Western | Raft River Geothermal Power Plant | 56317 | 2 | GEO | BT | 18 | 12.5 | 0 | 0 | 0 |  | IPP Non-CHP | N | P |  | Status of Operation (IP, L, P, T) |  | Western
EXCLUDE | VA | VA-Eastern | Fauquier Landfill Gas | 56318 | 1 | LFG | IC | 1 | 1 | 0 | 0 | 0 |  | IPP Non-CHP | N | OP |  | Non-Fossil Fuel Type (Less than 10% Fossil Fuel) |  | Eastern
EXCLUDE | VA | VA-Eastern | Fauquier Landfill Gas | 56318 | 2 | LFG | IC | 1 | 1 | 0 | 0 | 0 |  | IPP Non-CHP | N | OP |  | Non-Fossil Fuel Type (Less than 10% Fossil Fuel) |  | Eastern
COALST | WY | WY-Western | Wygen 2 | 56319 | 0001 | SUB | ST | 95 | 85 | 1300 | 587832 | 745459.23 |  | Electric Utility | N | OP |  |  |  | Western
EXCLUDE | CO | CO-Western | Rifle Generating Station | 10755 | GT2 | NG | CC | 15.3 | 13 | 0 | 3716.64 | 1453.21 |  | Electric Utility | Y | OP |  | Combined cycle unit (PRMVR=CC) less than or equal to 25MW |  | Western
EXCLUDE | NV | NV-Western | Richard Burdette Geothermal | 56321 | 1 | GEO | BT | 15 | 7.8 | 0 | 75125.5 | 0 |  | IPP Non-CHP | N | OP |  | Non Combustion (NUC, WAT, WND, GEO, or SUN) |  | Western
EXCLUDE | NV | NV-Western | Richard Burdette Geothermal | 56321 | OEC2 | GEO | BT | 15 | 7.8 | 0 | 75125.5 | 0 |  | IPP Non-CHP | N | OP |  | Non Combustion (NUC, WAT, WND, GEO, or SUN) |  | Western
EXCLUDE | WA | WA-Western | Wild Horse | 56322 | 1 | WND | WT | 228.6 | 228.6 | 0 | 568558.22 | 0 |  | Electric Utility | N | OP |  | Non Combustion (NUC, WAT, WND, GEO, or SUN) |  | Western
EXCLUDE | WA | WA-Western | Wild Horse | 56322 | WH2 | WND | WT | 44 | 44 | 0 | 109433.78 | 0 |  | Electric Utility | N | OP |  | Non Combustion (NUC, WAT, WND, GEO, or SUN) |  | Western
EXCLUDE | WA | WA-Western | Wild Horse | 56322 | WHS1 | SUN | PV | 0.5 | 0.5 | 0 | 794 | 0 |  | Electric Utility | N | OP |  | Non Combustion (NUC, WAT, WND, GEO, or SUN) |  | Western
EXCLUDE | NY | NY-Eastern | Modern Innovative Energy LLC | 56323 | GEN1 | LFG | IC | 1.6 | 1.6 | 0 | 0 | 0 |  | IPP Non-CHP | N | OP |  | Non-Fossil Fuel Type (Less than 10% Fossil Fuel) |  | Eastern
EXCLUDE | NY | NY-Eastern | Modern Innovative Energy LLC | 56323 | GEN2 | LFG | IC | 1.6 | 1.6 | 0 | 0 | 0 |  | IPP Non-CHP | N | OP |  | Non-Fossil Fuel Type (Less than 10% Fossil Fuel) |  | Eastern
EXCLUDE | NY | NY-Eastern | Modern Innovative Energy LLC | 56323 | GEN3 | LFG | IC | 1.6 | 1.6 | 0 | 0 | 0 |  | IPP Non-CHP | N | OP |  | Non-Fossil Fuel Type (Less than 10% Fossil Fuel) |  | Eastern
EXCLUDE | NY | NY-Eastern | Modern Innovative Energy LLC | 56323 | GEN4 | LFG | IC | 1.6 | 1.6 | 0 | 0 | 0 |  | IPP Non-CHP | N | OP |  | Non-Fossil Fuel Type (Less than 10% Fossil Fuel) |  | Eastern
EXCLUDE | NY | NY-Eastern | Modern Innovative Energy LLC | 56323 | GEN5 | LFG | IC | 1.6 | 1.6 | 0 | 0 | 0 |  | IPP Non-CHP | N | IP |  | Status of Operation (IP, L, P, T) |  | Eastern
EXCLUDE | NY | NY-Eastern | Modern Innovative Energy LLC | 56323 | GEN6 | LFG | IC | 1.6 | 1.6 | 0 | 0 | 0 |  | IPP Non-CHP | N | IP |  | Status of Operation (IP, L, P, T) |  | Eastern
EXCLUDE | NY | NY-Eastern | Modern Innovative Energy LLC | 56323 | GEN7 | LFG | IC | 1.6 | 1.6 | 0 | 0 | 0 |  | IPP Non-CHP | N | IP |  | Status of Operation (IP, L, P, T) |  | Eastern
EXCLUDE | NY | NY-Eastern | Modern Innovative Energy LLC | 56323 | GEN8 | LFG | IC | 1.6 | 1.6 | 0 | 0 | 0 |  | IPP Non-CHP | N | IP |  | Status of Operation (IP, L, P, T) |  | Eastern
EXCLUDE | NY | NY-Eastern | Colonie LFGTE Facility | 56324 | GEN1 | LFG | IC | 1.6 | 1.6 | 0 | 0 | 0 |  | IPP Non-CHP | N | OP |  | Non-Fossil Fuel Type (Less than 10% Fossil Fuel) |  | Eastern
EXCLUDE | NY | NY-Eastern | Colonie LFGTE Facility | 56324 | GEN2 | LFG | IC | 1.6 | 1.6 | 0 | 0 | 0 |  | IPP Non-CHP | N | OP |  | Non-Fossil Fuel Type (Less than 10% Fossil Fuel) |  | Eastern
EXCLUDE | NY | NY-Eastern | Colonie LFGTE Facility | 56324 | GEN3 | LFG | IC | 1.6 | 1.6 | 0 | 0 | 0 |  | IPP Non-CHP | N | OP |  | Non-Fossil Fuel Type (Less than 10% Fossil Fuel) |  | Eastern
EXCLUDE | NY | NY-Eastern | Colonie LFGTE Facility | 56324 | GEN4 | LFG | IC | 1.6 | 1.6 | 0 | 0 | 0 |  | IPP Non-CHP | N | IP |  | Status of Operation (IP, L, P, T) |  | Eastern
EXCLUDE | AK | AK-Alaska | Delta Power | 56325 | 6 | DFO | GT | 23.1 | 23.1 | 0 | -32 | 209.59 |  | Electric Utility | N | SB |  | State not covered under final 111(d) |  | Alaska
EXCLUDE | TX | TX-Eastern | Mustang Station Unit 4 | 56326 | GEN1 | NG | GT | 170 | 145 | 1728 | 54241.33 | 35737.38 |  | Electric Utility | N | OP |  | Simple cycle unit |  | Eastern
EXCLUDE | TX | TX-Eastern | Mustang Station Unit 4 | 56326 | GEN2 | NG | GT | 170 | 145 | 1728 | 54241.33 | 35737.38 |  | Electric Utility | N | OP |  | Simple cycle unit |  | Eastern
EXCLUDE | TX | TX-Eastern | Mustang Station Unit 4 | 56326 | GEN3 | NG | GT | 170 | 145 | 0 | 0 | 0 |  | Electric Utility | N | V |  | Status of Operation (IP, L, P, T) |  | Eastern
EXCLUDE | KY | KY-Eastern | Pendleton County LFGTE | 56327 | 1 | LFG | IC | 0.8 | 0.8 | 0 | 0 | 0 |  | Electric Utility | N | OP |  | Non-Fossil Fuel Type (Less than 10% Fossil Fuel) |  | Eastern
EXCLUDE | KY | KY-Eastern | Pendleton County LFGTE | 56327 | 2 | LFG | IC | 0.8 | 0.8 | 0 | 0 | 0 |  | Electric Utility | N | OP |  | Non-Fossil Fuel Type (Less than 10% Fossil Fuel) |  | Eastern
EXCLUDE | KY | KY-Eastern | Pendleton County LFGTE | 56327 | 3 | LFG | IC | 0.8 | 0.8 | 0 | 0 | 0 |  | Electric Utility | N | OP |  | Non-Fossil Fuel Type (Less than 10% Fossil Fuel) |  | Eastern
EXCLUDE | KY | KY-Eastern | Pendleton County LFGTE | 56327 | 4 | LFG | IC | 0.8 | 0.8 | 0 | 0 | 0 |  | Electric Utility | N | OP |  | Non-Fossil Fuel Type (Less than 10% Fossil Fuel) |  | Eastern
EXCLUDE | AR | AR-Eastern | Harry D Mattison Gas Plant | 56328 | 1 | NG | GT | 86.5 | 75 | 1078 | 25225.53 | 31172.1 |  | Electric Utility | N | SB |  | Simple cycle unit |  | Eastern
EXCLUDE | AR | AR-Eastern | Harry D Mattison Gas Plant | 56328 | 2 | NG | GT | 86.5 | 75 | 1078 | 25225.53 | 27659.2 |  | Electric Utility | N | SB |  | Simple cycle unit |  | Eastern
EXCLUDE | AR | AR-Eastern | Harry D Mattison Gas Plant | 56328 | 3 | NG | GT | 88 | 72 | 1078 | 25662.97 | 14113.8 |  | Electric Utility | N | SB |  | Simple cycle unit |  | Eastern
EXCLUDE | AR | AR-Eastern | Harry D Mattison Gas Plant | 56328 | 4 | NG | GT | 88 | 72 | 1078 | 25662.97 | 11561.2 |  | Electric Utility | N | SB |  | Simple cycle unit |  | Eastern
EXCLUDE | HI | HI-Hawaii | Campbell Industrial Park | 56329 | CIP1 | OBL | GT | 113 | 113 | 0 | 21613 | 36187.29 |  | Electric Utility | N | OP |  | State not covered under final 111(d) |  | Hawaii
EXCLUDE | HI | HI-Hawaii | Ewa Nui Substation DG | 56330 | DG1 | DFO | IC | 1.6 | 1.6 | 0 | 0 | 0 |  | Electric Utility | N | RE | 2010 | State not covered under final 111(d) |  | Hawaii
EXCLUDE | HI | HI-Hawaii | Ewa Nui Substation DG | 56330 | DG2 | DFO | IC | 1.6 | 1.6 | 0 | 0 | 0 |  | Electric Utility | N | RE | 2010 | State not covered under final 111(d) |  | Hawaii
EXCLUDE | HI | HI-Hawaii | Ewa Nui Substation DG | 56330 | DG3 | DFO | IC | 1.6 | 1.6 | 0 | 0 | 0 |  | Electric Utility | N | RE | 2010 | State not covered under final 111(d) |  | Hawaii
EXCLUDE | HI | HI-Hawaii | Ewa Nui Substation DG | 56330 | DG4 | DFO | IC | 1.6 | 1.6 | 0 | 0 | 0 |  | Electric Utility | N | RE | 2010 | State not covered under final 111(d) |  | Hawaii
EXCLUDE | HI | HI-Hawaii | Ewa Nui Substation DG | 56330 | DG5 | DFO | IC | 1.6 | 1.6 | 0 | 0 | 0 |  | Electric Utility | N | RE | 2010 | State not covered under final 111(d) |  | Hawaii
EXCLUDE | HI | HI-Hawaii | Ewa Nui Substation DG | 56330 | DG6 | DFO | IC | 1.6 | 1.6 | 0 | 0 | 0 |  | Electric Utility | N | RE | 2010 | State not covered under final 111(d) |  | Hawaii
EXCLUDE | HI | HI-Hawaii | Iwilei Tank Farm DG | 56331 | DG1 | DFO | IC | 1.6 | 1.6 | 0 | 0 | 0 |  | Electric Utility | N | RE | 2010 | State not covered under final 111(d) |  | Hawaii
EXCLUDE | HI | HI-Hawaii | Iwilei Tank Farm DG | 56331 | DG2 | DFO | IC | 1.6 | 1.6 | 0 | 0 | 0 |  | Electric Utility | N | RE | 2010 | State not covered under final 111(d) |  | Hawaii
EXCLUDE | HI | HI-Hawaii | Iwilei Tank Farm DG | 56331 | DG3 | DFO | IC | 1.6 | 1.6 | 0 | 0 | 0 |  | Electric Utility | N | RE | 2010 | State not covered under final 111(d) |  | Hawaii
EXCLUDE | HI | HI-Hawaii | Helemano Substation DG | 56332 | DG1 | DFO | IC | 1.6 | 1.6 | 0 | 0 | 0 |  | Electric Utility | N | RE | 2010 | State not covered under final 111(d) |  | Hawaii
EXCLUDE | HI | HI-Hawaii | Helemano Substation DG | 56332 | DG2 | DFO | IC | 1.6 | 1.6 | 0 | 0 | 0 |  | Electric Utility | N | RE | 2010 | State not covered under final 111(d) |  | Hawaii
EXCLUDE | HI | HI-Hawaii | Helemano Substation DG | 56332 | DG3 | DFO | IC | 1.6 | 1.6 | 0 | 0 | 0 |  | Electric Utility | N | RE | 2010 | State not covered under final 111(d) |  | Hawaii
EXCLUDE | WV | WV-Eastern | Gauley River Power Partners | 56333 | GEN1 | WAT | HY | 40 | 40 | 0 | 91294 | 0 |  | IPP Non-CHP | N | OP |  | Non Combustion (NUC, WAT, WND, GEO, or SUN) |  | Eastern
EXCLUDE | WV | WV-Eastern | Gauley River Power Partners | 56333 | GEN2 | WAT | HY | 40 | 40 | 0 | 91294 | 0 |  | IPP Non-CHP | N | OP |  | Non Combustion (NUC, WAT, WND, GEO, or SUN) |  | Eastern
EXCLUDE | OK | OK-Eastern | Blue Canyon Windpower II | 56335 | EW2 | WND | WT | 151 | 151 | 0 | 560207 | 0 |  | IPP Non-CHP | N | OP |  | Non Combustion (NUC, WAT, WND, GEO, or SUN) |  | Eastern
EXCLUDE | NM | NM-Western | Aragonne Wind LLC | 56336 | 1 | WND | WT | 90 | 90 | 0 | 278303 | 0 |  | IPP Non-CHP | N | OP |  | Non Combustion (NUC, WAT, WND, GEO, or SUN) |  | Western
EXCLUDE | TX | TX-ERCOT | Sweetwater Wind 4 LLC | 56337 | SW4 | WND | WT | 241 | 241 | 0 | 714711 | 0 |  | IPP Non-CHP | N | OP |  | Non Combustion (NUC, WAT, WND, GEO, or SUN) |  | ERCOT
EXCLUDE | IL | IL-Eastern | High Trail Wind Farm LLC | 56338 | 1 | WND | WT | 198 | 198 | 0 | 589634 | 0 |  | IPP Non-CHP | N | OP |  | Non Combustion (NUC, WAT, WND, GEO, or SUN) |  | Eastern
EXCLUDE | NC | NC-Eastern | Albemarle Hospital Unit | 56339 | 1 | DFO | IC | 1.8 | 1.8 | 0 | 0 | 0 |  | Electric Utility | N | OP |  | Internal Combustion |  | Eastern
EXCLUDE | NC | NC-Eastern | Cherryville City Hall | 56340 | 1 | DFO | IC | 1.8 | 1.8 | 0 | 0 | 0 |  | Electric Utility | N | OP |  | Internal Combustion |  | Eastern
EXCLUDE | NC | NC-Eastern | Lincolnton High School | 56341 | 1 | DFO | IC | 1.8 | 1.8 | 0 | 0 | 0 |  | Electric Utility | N | OP |  | Internal Combustion |  | Eastern
EXCLUDE | NC | NC-Eastern | Maiden Community Center | 56342 | 1 | DFO | IC | 1.8 | 1.8 | 0 | 0 | 0 |  | Electric Utility | N | OP |  | Internal Combustion |  | Eastern
EXCLUDE | NC | NC-Eastern | Monroe Middle School | 56343 | 1 | DFO | IC | 1.8 | 1.8 | 0 | 0 | 0 |  | Electric Utility | N | OP |  | Internal Combustion |  | Eastern
EXCLUDE | NC | NC-Eastern | Morganton Station 5 | 56344 | 1 | DFO | IC | 1.8 | 1.8 | 0 | 0 | 0 |  | Electric Utility | N | OP |  | Internal Combustion |  | Eastern
EXCLUDE | NC | NC-Eastern | Pineville Delivery 1 | 56345 | 1 | DFO | IC | 1.8 | 1.8 | 0 | 0 | 0 |  | Electric Utility | N | OP |  | Internal Combustion |  | Eastern
EXCLUDE | CA | CA-Western | Bear Valley Power Plant | 56346 | ICE1 | NG | IC | 1.2 | 1.1 | 0 | 0 | 0 |  | Electric Utility | N | OP |  | Internal Combustion |  | Western
EXCLUDE | CA | CA-Western | Bear Valley Power Plant | 56346 | ICE2 | NG | IC | 1.2 | 1.1 | 0 | 0 | 0 |  | Electric Utility | N | OP |  | Internal Combustion |  | Western
EXCLUDE | CA | CA-Western | Bear Valley Power Plant | 56346 | ICE3 | NG | IC | 1.2 | 1.1 | 0 | 0 | 0 |  | Electric Utility | N | OP |  | Internal Combustion |  | Western
EXCLUDE | CA | CA-Western | Bear Valley Power Plant | 56346 | ICE4 | NG | IC | 1.2 | 1.1 | 0 | 0 | 0 |  | Electric Utility | N | OP |  | Internal Combustion |  | Western
EXCLUDE | CA | CA-Western | Bear Valley Power Plant | 56346 | ICE5 | NG | IC | 1.2 | 1.1 | 0 | 0 | 0 |  | Electric Utility | N | OP |  | Internal Combustion |  | Western
EXCLUDE | CA | CA-Western | Bear Valley Power Plant | 56346 | ICE6 | NG | IC | 1.2 | 1.1 | 0 | 0 | 0 |  | Electric Utility | N | OP |  | Internal Combustion |  | Western
EXCLUDE | CA | CA-Western | Bear Valley Power Plant | 56346 | ICE7 | NG | IC | 1.2 | 1.1 | 0 | 0 | 0 |  | Electric Utility | N | OP |  | Internal Combustion |  | Western
EXCLUDE | WI | WI-Eastern | Cedar Ridge | 56347 | 1 | WND | WT | 67.7 | 67.6 | 0 | 188161 | 0 |  | Electric Utility | N | OP |  | Non Combustion (NUC, WAT, WND, GEO, or SUN) |  | Eastern
EXCLUDE | OK | OK-Eastern | Laverne Diesel Generating Plant | 56348 | 1 | DFO | IC | 2 | 2 | 0 | 0 | 0 |  | Electric Utility | N | OP |  | Internal Combustion |  | Eastern
EXCLUDE | OK | OK-Eastern | Laverne Diesel Generating Plant | 56348 | 2 | DFO | IC | 2 | 2 | 0 | 0 | 0 |  | Electric Utility | N | OP |  | Internal Combustion |  | Eastern
NGCC | TX | TX-ERCOT | Quail Run Energy Center | 56349 | CT1A | NG | CC | 75 | 72 | 1260 | 55115.05 | 31768.45 |  | IPP Non-CHP | N | OP |  |  |  | ERCOT
NGCC | TX | TX-ERCOT | Quail Run Energy Center | 56349 | CT1B | NG | CC | 75 | 72 | 1260 | 55115.05 | 31768.45 |  | IPP Non-CHP | N | OP |  |  |  | ERCOT
NGCC | TX | TX-ERCOT | Quail Run Energy Center | 56349 | CT2A | NG | CC | 86.5 | 70 | 1335 | 63566.03 | 36639.61 |  | IPP Non-CHP | N | OP |  |  |  | ERCOT
NGCC | TX | TX-ERCOT | Quail Run Energy Center | 56349 | CT2B | NG | CC | 86.5 | 70 | 1260 | 63566.03 | 36639.61 |  | IPP Non-CHP | N | OP |  |  |  | ERCOT
NGCC | TX | TX-ERCOT | Quail Run Energy Center | 56349 | ST1 | NG | CC | 125 | 98 | 1260 | 91858.42 | 52947.41 |  | IPP Non-CHP | N | OP |  |  |  | ERCOT
NGCC | TX | TX-ERCOT | Quail Run Energy Center | 56349 | ST2 | NG | CC | 125 | 100 | 1335 | 91858.42 | 52947.41 |  | IPP Non-CHP | N | OP |  |  |  | ERCOT
NGCC | TX | TX-ERCOT | Colorado Bend Energy Center | 56350 | CT1A | NG | CC | 90 | 75 | 1120 | 254761.59 | 128732.48 |  | IPP Non-CHP | N | OP |  |  |  | ERCOT
NGCC | TX | TX-ERCOT | Colorado Bend Energy Center | 56350 | CT1B | NG | CC | 90 | 75 | 1120 | 254761.59 | 128732.48 |  | IPP Non-CHP | N | OP |  |  |  | ERCOT
NGCC | TX | TX-ERCOT | Colorado Bend Energy Center | 56350 | CT2A | NG | CC | 90 | 75 | 1120 | 254761.59 | 128732.48 |  | IPP Non-CHP | N | OP |  |  |  | ERCOT
NGCC | TX | TX-ERCOT | Colorado Bend Energy Center | 56350 | CT2B | NG | CC | 90 | 75 | 1120 | 254761.59 | 128732.48 |  | IPP Non-CHP | N | OP |  |  |  | ERCOT
NGCC | TX | TX-ERCOT | Colorado Bend Energy Center | 56350 | ST1 | NG | CC | 105.1 | 105 | 1120 | 297504.93 | 150330.93 |  | IPP Non-CHP | N | OP |  |  |  | ERCOT
NGCC | TX | TX-ERCOT | Colorado Bend Energy Center | 56350 | ST2 | NG | CC | 115 | 105 | 1120 | 325528.7 | 164491.5 |  | IPP Non-CHP | N | OP |  |  |  | ERCOT
EXCLUDE | KS | KS-Eastern | Spearville | 56351 | 1 | WND | WT | 100.5 | 100.5 | 0 | 280179.11 | 0 |  | Electric Utility | N | OP |  | Non Combustion (NUC, WAT, WND, GEO, or SUN) |  | Eastern
EXCLUDE | KS | KS-Eastern | Spearville | 56351 | 2 | WND | WT | 48 | 48 | 0 | 133816.89 | 0 |  | Electric Utility | N | OP |  | Non Combustion (NUC, WAT, WND, GEO, or SUN) |  | Eastern
EXCLUDE | FL | FL-Eastern | Tampa Electric Co NA 2 | 56352 | 1 | NG | GT | 180 | 149 | 0 | 0 | 0 |  | Electric Utility | N | P |  | Status of Operation (IP, L, P, T) |  | Eastern
EXCLUDE | FL | FL-Eastern | Tampa Electric Co NA 2 | 56352 | 2 | NG | GT | 62 | 56 | 0 | 0 | 0 |  | Electric Utility | N | IP |  | Status of Operation (IP, L, P, T) |  | Eastern
EXCLUDE | FL | FL-Eastern | Tampa Electric Co NA 2 | 56352 | 3 | NG | GT | 62 | 56 | 0 | 0 | 0 |  | Electric Utility | N | IP |  | Status of Operation (IP, L, P, T) |  | Eastern
EXCLUDE | FL | FL-Eastern | Tampa Electric Co NA 2 | 56352 | 4 | NG | GT | 62 | 56 | 0 | 0 | 0 |  | Electric Utility | N | IP |  | Status of Operation (IP, L, P, T) |  | Eastern
EXCLUDE | FL | FL-Eastern | Tampa Electric Co NA 2 | 56352 | 5 | NG | GT | 178 | 149 | 0 | 0 | 0 |  | Electric Utility | N | IP |  | Status of Operation (IP, L, P, T) |  | Eastern
EXCLUDE | FL | FL-Eastern | Tampa Electric Co NA 2 | 56352 | 6 | NG | GT | 178 | 149 | 0 | 0 | 0 |  | Electric Utility | N | IP |  | Status of Operation (IP, L, P, T) |  | Eastern
EXCLUDE | FL | FL-Eastern | Tampa Electric Co NA 2 | 56352 | 7 | NG | GT | 62 | 56 | 0 | 0 | 0 |  | Electric Utility | N | IP |  | Status of Operation (IP, L, P, T) |  | Eastern
EXCLUDE | FL | FL-Eastern | Tampa Electric Co NA 3 | 56353 | 3 | NG | GT | 45 | 43 | 0 | 0 | 0 |  | Electric Utility | N | IP |  | Status of Operation (IP, L, P, T) |  | Eastern
EXCLUDE | FL | FL-Eastern | Tampa Electric Co NA 3 | 56353 | 4 | NG | GT | 54 | 54 | 0 | 0 | 0 |  | Electric Utility | N | IP |  | Status of Operation (IP, L, P, T) |  | Eastern
EXCLUDE | FL | FL-Eastern | Tampa Electric Co NA 4 | 56354 | 5 | NG | GT | 100 | 88 | 0 | 0 | 0 |  | Electric Utility | N | IP |  | Status of Operation (IP, L, P, T) |  | Eastern
EXCLUDE | FL | FL-Eastern | Tampa Electric Co NA 4 | 56354 | 6 | NG | GT | 100 | 88 | 0 | 0 | 0 |  | Electric Utility | N | IP |  | Status of Operation (IP, L, P, T) |  | Eastern
EXCLUDE | IA | IA-Eastern | Whispering Willow Wind Farm - East | 56355 | 1 | WND | WT | 199.7 | 199.7 | 0 | 579025 | 0 |  | Electric Utility | N | OP |  | Non Combustion (NUC, WAT, WND, GEO, or SUN) |  | Eastern
NGCC | CA | CA-Western | Clearwater Power Plant | 56356 | CT1 | NG | CC | 41 | 21 | 0 | 20753.53 | 10725.74 |  | Electric Utility | Y | OP |  |  |  | Western
NGCC | CA | CA-Western | Clearwater Power Plant | 56356 | ST1 | NG | CC | 8 | 7 | 0 | 4049.47 | 2092.83 | 1 | Electric Utility | Y | OP |  |  |  | Western
EXCLUDE | ND | ND-Eastern | FPL Energy Burleigh County Wind | 56357 | GE | WND | WT | 18 | 18 | 0 | 60292.73 | 0 |  | IPP Non-CHP | N | OP |  | Non Combustion (NUC, WAT, WND, GEO, or SUN) |  | Eastern
EXCLUDE | ND | ND-Eastern | FPL Energy Burleigh County Wind | 56357 | GE15 | WND | WT | 31.5 | 31.5 | 0 | 105512.27 | 0 |  | IPP Non-CHP | N | OP |  | Non Combustion (NUC, WAT, WND, GEO, or SUN) |  | Eastern
EXCLUDE | AZ | AZ-Western | Western Renewable Energy | 56358 | 1 | WDS | ST | 3 | 2.5 | 0 | 0 | 0 |  | IPP Non-CHP | N | OS |  | Non-Fossil Fuel Type (Less than 10% Fossil Fuel) |  | Western
EXCLUDE | OR | OR-Western | Klondike Windpower II | 56359 | PH2 | WND | WT | 75 | 75 | 0 | 211984 | 0 |  | IPP Non-CHP | N | OP |  | Non Combustion (NUC, WAT, WND, GEO, or SUN) |  | Western
EXCLUDE | OR | OR-Western | Leaning Juniper | 56360 | 1 | WND | WT | 103.5 | 100.5 | 0 | 190905 | 0 |  | Electric Utility | N | OP |  | Non Combustion (NUC, WAT, WND, GEO, or SUN) |  | Western
EXCLUDE | WA | WA-Western | Big Horn Wind Project | 56361 | 1 | WND | WT | 199 | 199 | 0 | 519867 | 0 |  | IPP Non-CHP | N | OP |  | Non Combustion (NUC, WAT, WND, GEO, or SUN) |  | Western
EXCLUDE | CA | CA-Western | Shiloh I Wind Project | 56362 | 1 | WND | WT | 150 | 150 | 0 | 430270 | 0 |  | IPP Non-CHP | N | OP |  | Non Combustion (NUC, WAT, WND, GEO, or SUN) |  | Western
EXCLUDE | VA | VA-Eastern | Danville New Design Plant | 56363 | GEN1 | DFO | IC | 1.8 | 1.2 | 0 | 0 | 0 |  | Electric Utility | N | SB |  | Internal Combustion |  | Eastern
EXCLUDE | VA | VA-Eastern | Danville Kentuck Road Plant | 56364 | GEN1 | DFO | IC | 1.8 | 1.2 | 0 | 0 | 0 |  | Electric Utility | N | SB |  | Internal Combustion |  | Eastern
EXCLUDE | VA | VA-Eastern | Danville Westover Plant | 56365 | GEN1 | DFO | IC | 1.8 | 1.2 | 0 | 0 | 0 |  | Electric Utility | N | SB |  | Internal Combustion |  | Eastern
EXCLUDE | WI | WI-Eastern | Lake Area Landfill Gas Recovery | 56366 | 1 | LFG | IC | 1 | 1 | 0 | 0 | 0 |  | Electric Utility | N | IP |  | Status of Operation (IP, L, P, T) |  | Eastern
EXCLUDE | WI | WI-Eastern | Lake Area Landfill Gas Recovery | 56366 | 2 | LFG | IC | 1 | 1 | 0 | 0 | 0 |  | Electric Utility | N | IP |  | Status of Operation (IP, L, P, T) |  | Eastern
EXCLUDE | WI | WI-Eastern | Lake Area Landfill Gas Recovery | 56366 | 3 | LFG | IC | 1 | 1 | 0 | 0 | 0 |  | Electric Utility | N | IP |  | Status of Operation (IP, L, P, T) |  | Eastern
EXCLUDE | WI | WI-Eastern | Lake Area Landfill Gas Recovery | 56366 | 4 | LFG | IC | 0.8 | 0.7 | 0 | 0 | 0 |  | Electric Utility | N | IP |  | Status of Operation (IP, L, P, T) |  | Eastern
EXCLUDE | VA | VA-Eastern | Electric Avenue Facility | 56367 | 1 | DFO | IC | 1.8 | 1.8 | 0 | 0 | 0 |  | Electric Utility | N | OP |  | Internal Combustion |  | Eastern
EXCLUDE | VA | VA-Eastern | Electric Avenue Facility | 56367 | 2 | DFO | IC | 1.8 | 1.8 | 0 | 0 | 0 |  | Electric Utility | N | OP |  | Internal Combustion |  | Eastern
EXCLUDE | VA | VA-Eastern | Electric Avenue Facility | 56367 | 3 | DFO | IC | 1.8 | 1.8 | 0 | 0 | 0 |  | Electric Utility | N | OP |  | Internal Combustion |  | Eastern
EXCLUDE | VA | VA-Eastern | Water Treatment Plant Generators | 56368 | WP1 | DFO | IC | 1.8 | 1.7 | 0 | 0 | 0 |  | Electric Utility | N | OP |  | Internal Combustion |  | Eastern
EXCLUDE | PA | PA-Eastern | Casselman Wind Power Project | 56369 | 1 | WND | WT | 34.5 | 34.5 | 0 | 87566 | 0 |  | IPP Non-CHP | N | OP |  | Non Combustion (NUC, WAT, WND, GEO, or SUN) |  | Eastern
EXCLUDE | NY | NY-Eastern | Ecogen Wind | 56370 | 1 | WND | WT | 79.5 | 79.5 | 0 | 0 | 0 |  | IPP Non-CHP | N | IP |  | Status of Operation (IP, L, P, T) |  | Eastern
EXCLUDE | CO | CO-Western | Rifle Generating Station | 10755 | GT3 | NG | CC | 15 | 13 | 0 | 3643.77 | 1424.71 |  | Electric Utility | Y | OP |  | Combined cycle unit (PRMVR=CC) less than or equal to 25MW |  | Western
EXCLUDE | TX | TX-ERCOT | Sweetwater Wind 5 | 56372 | SW5 | WND | WT | 80.5 | 80.5 | 0 | 238504 | 0 |  | IPP Non-CHP | N | OP |  | Non Combustion (NUC, WAT, WND, GEO, or SUN) |  | ERCOT
EXCLUDE | TX | TX-ERCOT | Domain Integrated Energy System | 56373 | DOMG1 | NG | GT | 5 | 5 | 0 | 0 | 0 |  | Electric Utility | Y | OP |  | Simple cycle unit |  | ERCOT
EXCLUDE | TX | TX-ERCOT | Robert Mueller Energy Center | 56374 | CT1 | NG | GT | 4.6 | 3.7 | 0 | 29072 | 20166.08 |  | Electric Utility | Y | OP |  | Simple cycle unit |  | ERCOT
EXCLUDE | TX | TX-ERCOT | Robert Mueller Energy Center | 56374 | DG1 | DFO | IC | 1.5 | 1.5 | 0 | 0 | 0 |  | Electric Utility | N | SB |  | Internal Combustion |  | ERCOT
EXCLUDE | IL | IL-Eastern | Pike County Wind Power | 56376 | WTG1 | WND | WT | 1.7 | 1.7 | 0 | 3554 | 0 |  | Electric Utility | N | OP |  | Non Combustion (NUC, WAT, WND, GEO, or SUN) |  | Eastern
EXCLUDE | MT | MT-Western | Judith Gap Wind Energy Center | 56377 | 1 | WND | WT | 135 | 135 | 0 | 461372 | 0 |  | IPP Non-CHP | N | OP |  | Non Combustion (NUC, WAT, WND, GEO, or SUN) |  | Western
EXCLUDE | HI | HI-Hawaii | Pakini Nui Wind Farm | 56378 | 1 | WND | WT | 21 | 21 | 0 | 111903 | 0 |  | IPP Non-CHP | N | OP |  | State not covered under final 111(d) |  | Hawaii
EXCLUDE | IA | IA-Eastern | Victory Wind Farm | 56379 | VWF | WND | WT | 99 | 99 | 0 | 388129 | 0 |  | Electric Utility | N | OP |  | Non Combustion (NUC, WAT, WND, GEO, or SUN) |  | Eastern
EXCLUDE | OK | OK-Eastern | Centennial Wind Farm | 56380 | WT1 | WND | WT | 120 | 120 | 0 | 349694 | 0 |  | Electric Utility | N | OP |  | Non Combustion (NUC, WAT, WND, GEO, or SUN) |  | Eastern
EXCLUDE | IA | IA-Eastern | Northern Iowa Windpower II | 56383 | TOI2 | WND | WT | 80 | 80 | 0 | 208230 | 0 |  | IPP Non-CHP | N | OP |  | Non Combustion (NUC, WAT, WND, GEO, or SUN) |  | Eastern
EXCLUDE | IA | IA-Eastern | Top of Iowa Windfarm III | 56386 | TOI3 | WND | WT | 29.7 | 3.4 | 0 | 74133 | 0 |  | Electric Utility | N | OP |  | Non Combustion (NUC, WAT, WND, GEO, or SUN) |  | Eastern
EXCLUDE | WI | WI-Eastern | Blue Sky Green Field Wind Project | 56391 | 1 | WND | WT | 145.2 | 29 | 0 | 336215 | 0 |  | Electric Utility | N | OP |  | Non Combustion (NUC, WAT, WND, GEO, or SUN) |  | Eastern
EXCLUDE | ND | ND-Eastern | FPL Energy Oliver Wind I LLC | 56392 | 1 | WND | WT | 50.6 | 50.6 | 0 | 169603 | 0 |  | IPP Non-CHP | N | OP |  | Non Combustion (NUC, WAT, WND, GEO, or SUN) |  | Eastern
EXCLUDE | TX | TX-ERCOT | Forest Creek Wind Farm LLC | 56394 | 1 | WND | WT | 124.2 | 124.2 | 0 | 417897 | 0 |  | IPP Non-CHP | N | OP |  | Non Combustion (NUC, WAT, WND, GEO, or SUN) |  | ERCOT
EXCLUDE | TX | TX-ERCOT | Mesquite Wind Power LLC | 56395 | 1 | WND | WT | 200 | 200 | 0 | 603156 | 0 |  | IPP Non-CHP | N | OP |  | Non Combustion (NUC, WAT, WND, GEO, or SUN) |  | ERCOT
EXCLUDE | PA | PA-Eastern | Hunlock Unit 4 | 56397 | 4 | NG | GT | 44 | 45 | 500 | 2936 | 2303.75 |  | IPP Non-CHP | N | OP |  | Simple cycle unit |  | Eastern
EXCLUDE | NY | NY-Eastern | Jordanville Wind Farm | 56398 | 1 | WND | WT | 80 | 80 | 0 | 0 | 0 |  | IPP Non-CHP | N | IP |  | Status of Operation (IP, L, P, T) |  | Eastern
EXCLUDE | NH | NH-Eastern | Lempster Wind LLC | 56399 | 1 | WND | WT | 24 | 24 | 0 | 63662 | 0 |  | IPP Non-CHP | N | OP |  | Non Combustion (NUC, WAT, WND, GEO, or SUN) |  | Eastern
NGCC | FL | FL-Eastern | Treasure Coast Energy Center | 56400 | CT1 | NG | CC | 219.6 | 158.8 | 2661 | 1014016.63 | 425247.13 |  | Electric Utility | N | OP |  |  |  | Eastern
NGCC | FL | FL-Eastern | Treasure Coast Energy Center | 56400 | ST1 | NG | CC | 191.8 | 159.2 | 2661 | 885648.4 | 371413.48 |  | Electric Utility | N | OP |  |  |  | Eastern
EXCLUDE | TX | TX-ERCOT | UTSA TEP II | 56401 | GEN2 | DFO | IC | 1.5 | 1.5 | 0 | 0 | 0 |  | Commercial Non-CHP | N | IP |  | Commercial/Industrial Unit |  | ERCOT
EXCLUDE | TX | TX-ERCOT | UTSA TEP II | 56401 | GEN3 |  | IC | 1.5 | 1.5 | 0 | 0 | 0 |  | Commercial Non-CHP | N | IP |  | Commercial/Industrial Unit |  | ERCOT
EXCLUDE | TX | TX-ERCOT | Westex Windpower Facility | 56402 | 1 | WND | WT | 7 | 7 | 0 | 0 | 0 |  | IPP Non-CHP | N | OP |  | Non Combustion (NUC, WAT, WND, GEO, or SUN) |  | ERCOT
EXCLUDE | MO | MO-Eastern | Noble Hill Landfill | 56404 | NHLC | LFG | IC | 3.2 | 3 | 0 | 0 | 0 |  | Electric Utility | N | OP |  | Non-Fossil Fuel Type (Less than 10% Fossil Fuel) |  | Eastern
EXCLUDE | NV | NV-Western | Nevada Solar One | 56405 | ONE | SUN | ST | 75.7 | 68.5 | 0 | 1392 | 0 |  | IPP Non-CHP | N | OP |  | Non Combustion (NUC, WAT, WND, GEO, or SUN) |  | Western
EXCLUDE | WA | WA-Western | Sierra Pacific Burlington Facility | 56406 | GEN1 | WDS | ST | 28 | 24 | 0 | 183351 | 348567.34 |  | Industrial CHP | Y | OP |  | Commercial/Industrial Unit |  | Western
NGCC | FL | FL-Eastern | West County Energy Center | 56407 | 1A | NG | CC | 298 | 232 | 2958 | 1702577.16 | 696096.93 |  | Electric Utility | N | OP |  |  |  | Eastern
NGCC | FL | FL-Eastern | West County Energy Center | 56407 | 1B | NG | CC | 298 | 232 | 2958 | 1702577.16 | 696096.93 |  | Electric Utility | N | OP |  |  |  | Eastern
NGCC | FL | FL-Eastern | West County Energy Center | 56407 | 1C | NG | CC | 298 | 232 | 2958 | 1702577.16 | 696096.93 |  | Electric Utility | N | OP |  |  |  | Eastern
NGCC | FL | FL-Eastern | West County Energy Center | 56407 | 1ST | NG | CC | 527 | 523 | 2958 | 3010933.43 | 1231017.05 |  | Electric Utility | N | OP |  |  |  | Eastern
NGCC | FL | FL-Eastern | West County Energy Center | 56407 | 2A | NG | CC | 298 | 232 | 2958 | 1702577.16 | 696096.93 |  | Electric Utility | N | OP |  |  |  | Eastern
NGCC | FL | FL-Eastern | West County Energy Center | 56407 | 2B | NG | CC | 298 | 232 | 2958 | 1702577.16 | 696096.93 |  | Electric Utility | N | OP |  |  |  | Eastern
NGCC | FL | FL-Eastern | West County Energy Center | 56407 | 2C | NG | CC | 298 | 232 | 2958 | 1702577.16 | 696096.93 |  | Electric Utility | N | OP |  |  |  | Eastern
NGCC | FL | FL-Eastern | West County Energy Center | 56407 | 2ST | NG | CC | 527 | 523 | 2958 | 3010933.43 | 1231017.05 |  | Electric Utility | N | OP |  |  |  | Eastern
NGCC | FL | FL-Eastern | West County Energy Center | 56407 | 3A | NG | CC | 298 | 232 | 3098 | 1702577.16 | 696096.93 |  | Electric Utility | N | OP |  |  |  | Eastern
NGCC | FL | FL-Eastern | West County Energy Center | 56407 | 3B | NG | CC | 298 | 244 | 3098 | 1702577.16 | 696096.93 |  | Electric Utility | N | OP |  |  |  | Eastern
NGCC | FL | FL-Eastern | West County Energy Center | 56407 | 3C | NG | CC | 298 | 232 | 3098 | 1702577.16 | 696096.93 |  | Electric Utility | N | OP |  |  |  | Eastern
NGCC | FL | FL-Eastern | West County Energy Center | 56407 | 3ST | NG | CC | 527 | 523 | 3098 | 3010933.43 | 1231017.05 |  | Electric Utility | N | OP |  |  |  | Eastern
EXCLUDE | IL | IL-Eastern | Agriwind LLC | 56408 | AWND1 | WND | WT | 8.4 | 8.4 | 0 | 18415 | 0 |  | IPP Non-CHP | N | OP |  | Non Combustion (NUC, WAT, WND, GEO, or SUN) |  | Eastern
EXCLUDE | MN | MN-Eastern | Stahl Wind Energy | 56409 | 1 | WND | WT | 1.7 | 1.7 | 0 | 4621 | 0 |  | IPP Non-CHP | N | OP |  | Non Combustion (NUC, WAT, WND, GEO, or SUN) |  | Eastern
EXCLUDE | MN | MN-Eastern | Carstensen Wind | 56410 | 1 | WND | WT | 1.7 | 1.7 | 0 | 5128 | 0 |  | IPP Non-CHP | N | OP |  | Non Combustion (NUC, WAT, WND, GEO, or SUN) |  | Eastern
EXCLUDE | MN | MN-Eastern | Northern Lights Wind LLC | 56411 | 1 | WND | WT | 1.7 | 1.7 | 0 | 4391 | 0 |  | IPP Non-CHP | N | OP |  | Non Combustion (NUC, WAT, WND, GEO, or SUN) |  | Eastern
EXCLUDE | MN | MN-Eastern | Lucky Wind | 56412 | 1 | WND | WT | 1.7 | 1.7 | 0 | 5390 | 0 |  | IPP Non-CHP | N | OP |  | Non Combustion (NUC, WAT, WND, GEO, or SUN) |  | Eastern
EXCLUDE | MN | MN-Eastern | Greenback Energy | 56413 | 1 | WND | WT | 1.7 | 1.7 | 0 | 4361 | 0 |  | IPP Non-CHP | N | OP |  | Non Combustion (NUC, WAT, WND, GEO, or SUN) |  | Eastern
EXCLUDE | MN | MN-Eastern | Redwood Falls Wind | 56414 | WND1 | WND | WT | 1.7 | 1.7 | 0 | 5441 | 0 |  | Electric Utility | N | OP |  | Non Combustion (NUC, WAT, WND, GEO, or SUN) |  | Eastern
EXCLUDE | MN | MN-Eastern | Redwood Falls Wind | 56414 | WND2 | WND | WT | 1.7 | 1.7 | 0 | 5441 | 0 |  | Electric Utility | N | OP |  | Non Combustion (NUC, WAT, WND, GEO, or SUN) |  | Eastern
EXCLUDE | MN | MN-Eastern | Fairmont Wind | 56415 | WND1 | WND | WT | 1 | 0.9 | 0 | 2930.93 | 0 |  | Electric Utility | N | OP |  | Non Combustion (NUC, WAT, WND, GEO, or SUN) |  | Eastern
EXCLUDE | MN | MN-Eastern | Fairmont Wind | 56415 | WND2 | WND | WT | 1 | 0.9 | 0 | 2930.93 | 0 |  | Electric Utility | N | OP |  | Non Combustion (NUC, WAT, WND, GEO, or SUN) |  | Eastern
EXCLUDE | MN | MN-Eastern | Fairmont Wind | 56415 | WND3 | WND | WT | 1.7 | 1.7 | 0 | 4982.57 | 0 |  | Electric Utility | N | OP |  | Non Combustion (NUC, WAT, WND, GEO, or SUN) |  | Eastern
EXCLUDE | MN | MN-Eastern | Fairmont Wind | 56415 | WND4 | WND | WT | 1.7 | 1.7 | 0 | 4982.57 | 0 |  | Electric Utility | N | OP |  | Non Combustion (NUC, WAT, WND, GEO, or SUN) |  | Eastern
EXCLUDE | MI | MI-Eastern | Michigan Wind 1 LLC | 56416 | 1 | WND | WT | 69 | 69 | 0 | 167975 | 0 |  | IPP Non-CHP | N | OP |  | Non Combustion (NUC, WAT, WND, GEO, or SUN) |  | Eastern
EXCLUDE | IL | IL-Eastern | Westchester Gas Recovery | 56417 | W1 | LFG | IC | 1.8 | 1.8 | 0 | 0 | 0 |  | IPP Non-CHP | N | OP |  | Non-Fossil Fuel Type (Less than 10% Fossil Fuel) |  | Eastern
EXCLUDE | IL | IL-Eastern | Westchester Gas Recovery | 56417 | W2 | LFG | IC | 1.8 | 1.8 | 0 | 0 | 0 |  | IPP Non-CHP | N | OP |  | Non-Fossil Fuel Type (Less than 10% Fossil Fuel) |  | Eastern
EXCLUDE | IL | IL-Eastern | Des Plaines Gas Recovery | 56418 | DP1 | LFG | IC | 1.8 | 1.8 | 0 | 0 | 0 |  | IPP Non-CHP | N | OP |  | Non-Fossil Fuel Type (Less than 10% Fossil Fuel) |  | Eastern
EXCLUDE | IL | IL-Eastern | Des Plaines Gas Recovery | 56418 | DP2 | LFG | IC | 1.8 | 1.8 | 0 | 0 | 0 |  | IPP Non-CHP | N | OP |  | Non-Fossil Fuel Type (Less than 10% Fossil Fuel) |  | Eastern
EXCLUDE | IL | IL-Eastern | Beecher Gas Recovery | 56419 | B1 | LFG | IC | 1.1 | 1.1 | 0 | 0 | 0 |  | IPP Non-CHP | N | OP |  | Non-Fossil Fuel Type (Less than 10% Fossil Fuel) |  | Eastern
EXCLUDE | IL | IL-Eastern | Beecher Gas Recovery | 56419 | B2 | LFG | IC | 1.1 | 1.1 | 0 | 0 | 0 |  | IPP Non-CHP | N | OP |  | Non-Fossil Fuel Type (Less than 10% Fossil Fuel) |  | Eastern
EXCLUDE | IL | IL-Eastern | Beecher Gas Recovery | 56419 | B3 | LFG | IC | 1.1 | 1.1 | 0 | 0 | 0 |  | IPP Non-CHP | N | OP |  | Non-Fossil Fuel Type (Less than 10% Fossil Fuel) |  | Eastern
EXCLUDE | OH | OH-Eastern | Renick Run Pumping Station 03-04 | 56420 | 0003 | DFO | IC | 1.4 | 1.1 | 0 | 0 | 0 |  | Electric Utility | N | OP |  | Internal Combustion |  | Eastern
EXCLUDE | OH | OH-Eastern | Renick Run Pumping Station 03-04 | 56420 | 0004 | DFO | IC | 1.4 | 1.1 | 0 | 0 | 0 |  | Electric Utility | N | OP |  | Internal Combustion |  | Eastern
EXCLUDE | OH | OH-Eastern | PS ST-8 Engine No 1 | 56421 | 0005 | DFO | IC | 2 | 1.8 | 0 | 0 | 0 |  | Electric Utility | N | OP |  | Internal Combustion |  | Eastern
EXCLUDE | OH | OH-Eastern | ST-1/1A Engine No 1 | 56422 | 0006 | DFO | IC | 1.3 | 1.1 | 0 | 0 | 0 |  | Electric Utility | N | OP |  | Internal Combustion |  | Eastern
EXCLUDE | OH | OH-Eastern | Dodge Park Engine No 1 | 56423 | 0007 | DFO | IC | 2 | 1.8 | 0 | 0 | 0 |  | Electric Utility | N | OP |  | Internal Combustion |  | Eastern
EXCLUDE | MN | MN-Eastern | Mower County Wind Energy Center | 56424 | 1 | WND | WT | 98.9 | 98.9 | 0 | 312189 | 0 |  | IPP Non-CHP | N | OP |  | Non Combustion (NUC, WAT, WND, GEO, or SUN) |  | Eastern
EXCLUDE | MA | MA-Eastern | AMERESCO Chicopee Energy | 56426 | Unit1 | LFG | IC | 1.9 | 1.9 | 0 | 0 | 0 |  | IPP Non-CHP | N | OP |  | Non-Fossil Fuel Type (Less than 10% Fossil Fuel) |  | Eastern
EXCLUDE | MA | MA-Eastern | AMERESCO Chicopee Energy | 56426 | Unit2 | LFG | IC | 1.9 | 1.9 | 0 | 0 | 0 |  | IPP Non-CHP | N | OP |  | Non-Fossil Fuel Type (Less than 10% Fossil Fuel) |  | Eastern
EXCLUDE | MA | MA-Eastern | AMERESCO Chicopee Energy | 56426 | Unit3 | LFG | IC | 1.9 | 1.9 | 0 | 0 | 0 |  | IPP Non-CHP | N | OP |  | Non-Fossil Fuel Type (Less than 10% Fossil Fuel) |  | Eastern
EXCLUDE | MA | MA-Eastern | AMERESCO Chicopee Energy | 56426 | UNIT4 | LFG | IC | 2.1 | 2 | 0 | 0 | 0 |  | IPP Non-CHP | N | OP |  | Non-Fossil Fuel Type (Less than 10% Fossil Fuel) |  | Eastern
EXCLUDE | WI | WI-Eastern | AMERESCO Janesville | 56427 | Unit1 | LFG | IC | 1 | 1 | 0 | 0 | 0 |  | IPP Non-CHP | N | OP |  | Non-Fossil Fuel Type (Less than 10% Fossil Fuel) |  | Eastern
EXCLUDE | WI | WI-Eastern | AMERESCO Janesville | 56427 | Unit2 | LFG | IC | 1 | 1 | 0 | 0 | 0 |  | IPP Non-CHP | N | OP |  | Non-Fossil Fuel Type (Less than 10% Fossil Fuel) |  | Eastern
EXCLUDE | WI | WI-Eastern | AMERESCO Janesville | 56427 | Unit3 | LFG | IC | 1 | 1 | 0 | 0 | 0 |  | IPP Non-CHP | N | OP |  | Non-Fossil Fuel Type (Less than 10% Fossil Fuel) |  | Eastern
EXCLUDE | CA | CA-Western | AMERESCO Santa Cruz Energy | 56428 | Unit1 | LFG | IC | 1 | 1 | 0 | 0 | 0 |  | IPP Non-CHP | N | OP |  | Non-Fossil Fuel Type (Less than 10% Fossil Fuel) |  | Western
EXCLUDE | CA | CA-Western | AMERESCO Santa Cruz Energy | 56428 | Unit2 | LFG | IC | 1 | 1 | 0 | 0 | 0 |  | IPP Non-CHP | N | OP |  | Non-Fossil Fuel Type (Less than 10% Fossil Fuel) |  | Western
EXCLUDE | CA | CA-Western | AMERESCO Santa Cruz Energy | 56428 | Unit3 | LFG | IC | 1 | 1 | 0 | 0 | 0 |  | IPP Non-CHP | N | OP |  | Non-Fossil Fuel Type (Less than 10% Fossil Fuel) |  | Western
EXCLUDE | DE | DE-Eastern | AMERESCO Delaware South | 56429 | 1 | LFG | IC | 1 | 1 | 0 | 0 | 0 |  | IPP Non-CHP | N | OP |  | Non-Fossil Fuel Type (Less than 10% Fossil Fuel) |  | Eastern
EXCLUDE | DE | DE-Eastern | AMERESCO Delaware South | 56429 | 2 | LFG | IC | 1 | 1 | 0 | 0 | 0 |  | IPP Non-CHP | N | OP |  | Non-Fossil Fuel Type (Less than 10% Fossil Fuel) |  | Eastern
EXCLUDE | DE | DE-Eastern | AMERESCO Delaware South | 56429 | 3 | LFG | IC | 1 | 1 | 0 | 0 | 0 |  | IPP Non-CHP | N | OP |  | Non-Fossil Fuel Type (Less than 10% Fossil Fuel) |  | Eastern
EXCLUDE | DE | DE-Eastern | AMERESCO Delaware South | 56429 | 4 | LFG | IC | 1 | 1 | 0 | 0 | 0 |  | IPP Non-CHP | N | OP |  | Non-Fossil Fuel Type (Less than 10% Fossil Fuel) |  | Eastern
EXCLUDE | DE | DE-Eastern | AMERESCO Delaware South | 56429 | 5 | LFG | IC | 1 | 1 | 0 | 0 | 0 |  | IPP Non-CHP | N | OP |  | Non-Fossil Fuel Type (Less than 10% Fossil Fuel) |  | Eastern
EXCLUDE | DE | DE-Eastern | AMERESCO Delaware Central | 56430 | 1C | LFG | IC | 1 | 1 | 0 | 0 | 0 |  | IPP Non-CHP | N | OP |  | Non-Fossil Fuel Type (Less than 10% Fossil Fuel) |  | Eastern
EXCLUDE | DE | DE-Eastern | AMERESCO Delaware Central | 56430 | 2C | LFG | IC | 1 | 1 | 0 | 0 | 0 |  | IPP Non-CHP | N | OP |  | Non-Fossil Fuel Type (Less than 10% Fossil Fuel) |  | Eastern
EXCLUDE | DE | DE-Eastern | AMERESCO Delaware Central | 56430 | 3C | LFG | IC | 1 | 1 | 0 | 0 | 0 |  | IPP Non-CHP | N | OP |  | Non-Fossil Fuel Type (Less than 10% Fossil Fuel) |  | Eastern
EXCLUDE | TX | TX-Eastern | Wildorado Wind Ranch | 56432 | 1 | WND | WT | 161 | 161 | 0 | 654028 | 0 |  | IPP Non-CHP | N | OP |  | Non Combustion (NUC, WAT, WND, GEO, or SUN) |  | Eastern
EXCLUDE | CA | CA-Western | Pine Tree Wind Power Project | 56433 | 1 | WND | WT | 135 | 135 | 0 | 281975 | 0 |  | Electric Utility | N | OP |  | Non Combustion (NUC, WAT, WND, GEO, or SUN) |  | Western
EXCLUDE | ID | ID-Western | Burley Butte Windpark | 56434 | BBWP | WND | WT | 13.5 | 13.5 | 0 | 59965 | 0 |  | IPP Non-CHP | N | OP |  | Non Combustion (NUC, WAT, WND, GEO, or SUN) |  | Western
EXCLUDE | ID | ID-Western | Golden Valley Wind Park LLC | 56435 | GVWP | WND | WT | 12 | 12 | 0 | 34438 | 0 |  | IPP Non-CHP | N | OP |  | Non Combustion (NUC, WAT, WND, GEO, or SUN) |  | Western
EXCLUDE | ID | ID-Western | Lava Beds Wind Park LLC | 56436 | LBWP | WND | WT | 18 | 18 | 0 | 0 | 0 |  | IPP Non-CHP | N | U |  | Status of Operation (IP, L, P, T) |  | Western
EXCLUDE | ID | ID-Western | Milner Dam Wind Park LLC | 56437 | MDWP | WND | WT | 19.5 | 19.5 | 0 | 54588 | 0 |  | IPP Non-CHP | N | OP |  | Non Combustion (NUC, WAT, WND, GEO, or SUN) |  | Western
EXCLUDE | ID | ID-Western | Notch Butte Wind Park | 56438 | NBWP | WND | WT | 18 | 18 | 0 | 0 | 0 |  | IPP Non-CHP | N | U |  | Status of Operation (IP, L, P, T) |  | Western
EXCLUDE | ID | ID-Western | Oregon Trail Wind Park | 56439 | OTWP | WND | WT | 13.5 | 13.5 | 0 | 36595 | 0 |  | IPP Non-CHP | N | OP |  | Non Combustion (NUC, WAT, WND, GEO, or SUN) |  | Western
EXCLUDE | ID | ID-Western | Pilgrim Stage Wind Park | 56440 | PSWP | WND | WT | 10.5 | 10.5 | 0 | 32486 | 0 |  | IPP Non-CHP | N | OP |  | Non Combustion (NUC, WAT, WND, GEO, or SUN) |  | Western
EXCLUDE | ID | ID-Western | Salmon Falls Wind Park | 56441 | SFWP | WND | WT | 21 | 21 | 0 | 62085 | 0 |  | IPP Non-CHP | N | OP |  | Non Combustion (NUC, WAT, WND, GEO, or SUN) |  | Western
EXCLUDE | ID | ID-Western | Thousand Springs Wind Park | 56442 | TSWP | WND | WT | 12 | 12 | 0 | 32751 | 0 |  | IPP Non-CHP | N | OP |  | Non Combustion (NUC, WAT, WND, GEO, or SUN) |  | Western
EXCLUDE | ID | ID-Western | Tuana Gulch Wind Park | 56443 | TGWP | WND | WT | 10.5 | 10.5 | 0 | 29246 | 0 |  | IPP Non-CHP | N | OP |  | Non Combustion (NUC, WAT, WND, GEO, or SUN) |  | Western
EXCLUDE | CO | CO-Western | Rifle Generating Station | 10755 | GT4 | NG | CC | 39 | 13 | 0 | 9473.8 | 3704.25 |  | Electric Utility | Y | OP |  | Excluded based on comment and CHP status |  | Western
NGCC | CO | CO-Western | Rifle Generating Station | 10755 | ST1 | NG | CC | 39 | 21.2 | 0 | 9473.8 | 3704.25 |  | Electric Utility | N | OP |  |  |  | Western
EXCLUDE | CA | CA-Western | Buena Vista Energy LLC | 56446 | 1 | WND | WT | 38 | 38 | 0 | 97965 | 0 |  | IPP Non-CHP | N | OP |  | Non Combustion (NUC, WAT, WND, GEO, or SUN) |  | Western
EXCLUDE | HI | HI-Hawaii | Hawi Wind Farm | 56447 | V-47 | WND | WT | 10.6 | 10.6 | 0 | 42785 | 0 |  | IPP Non-CHP | N | OP |  | State not covered under final 111(d) |  | Hawaii
EXCLUDE | ME | ME-Eastern | Mars Hill Wind Farm Project | 56448 | 1 | WND | WT | 42 | 42 | 0 | 133105 | 0 |  | IPP Non-CHP | N | OP |  | Non Combustion (NUC, WAT, WND, GEO, or SUN) |  | Eastern
EXCLUDE | HI | HI-Hawaii | Kaheawa Pastures Wind Farm | 56449 | 1 | WND | WT | 30 | 30 | 0 | 121218 | 0 |  | IPP Non-CHP | N | OP |  | State not covered under final 111(d) |  | Hawaii
EXCLUDE | IL | IL-Eastern | GSG LLC | 56450 | 1 | WND | WT | 80 | 80 | 0 | 183205 | 0 |  | IPP Non-CHP | N | OP |  | Non Combustion (NUC, WAT, WND, GEO, or SUN) |  | Eastern
EXCLUDE | PA | PA-Eastern | Allegheny Ridge Wind Farm | 56451 | 1 | WND | WT | 80 | 80 | 0 | 169760 | 0 |  | IPP Non-CHP | N | OP |  | Non Combustion (NUC, WAT, WND, GEO, or SUN) |  | Eastern
EXCLUDE | WY | WY-Western | Medicine Bow Fuel & Power LLC | 56452 | 1 | BIT | CC | 350 | 350 | 0 | 0 | 0 |  | IPP Non-CHP | N | P |  | Status of Operation (IP, L, P, T) |  | Western
EXCLUDE | PA | PA-Eastern | Robinson Power Company LLC | 56453 | 1 | BIT | ST | 165 | 132 | 0 | 0 | 0 |  | IPP CHP | Y | P |  | Status of Operation (IP, L, P, T) |  | Eastern
EXCLUDE | IL | IL-Eastern | Taylorville Energy Center | 56454 | 1 | SGC | CC | 760 | 533 | 0 | 0 | 0 |  | IPP Non-CHP | N | L |  | Status of Operation (IP, L, P, T) |  | Eastern
EXCLUDE | PA | PA-Eastern | WMPI Pty LLC | 56455 | 1 | WC | CC | 41 | 41 | 0 | 0 | 0 |  | Industrial Non-CHP | N | P |  | Commercial/Industrial Unit |  | Eastern
COALST | AR | AR-Eastern | Plum Point Energy Station | 56456 | STG1 | SUB | ST | 720 | 670 | 7564 | 4366528 | 4944118.07 |  | IPP Non-CHP | N | OP |  |  |  | Eastern
EXCLUDE | TX | TX-ERCOT | Post Wind Farm LP | 56457 | 1 | WND | WT | 84 | 84 | 0 | 300284 | 0 |  | IPP Non-CHP | N | OP |  | Non Combustion (NUC, WAT, WND, GEO, or SUN) |  | ERCOT
NGCC | NM | NM-Eastern | Hobbs Generating Station | 56458 | GT1 | NG | CC | 196.9 | 149.8 | 2240 | 893530.05 | 400553.01 |  | IPP Non-CHP | N | OP |  |  |  | Eastern
NGCC | NM | NM-Eastern | Hobbs Generating Station | 56458 | GT2 | NG | CC | 196.9 | 143.2 | 2240 | 893530.05 | 400553.01 |  | IPP Non-CHP | N | OP |  |  |  | Eastern
NGCC | NM | NM-Eastern | Hobbs Generating Station | 56458 | ST3 | NG | CC | 264.6 | 237.4 | 2240 | 1200751.91 | 538274.89 |  | IPP Non-CHP | N | OP |  |  |  | Eastern
EXCLUDE | SD | SD-Eastern | MinnDakota Wind LLC | 56459 | 2 | WND | WT | 150 | 150 | 0 | 560809 | 0 |  | IPP Non-CHP | N | OP |  | Non Combustion (NUC, WAT, WND, GEO, or SUN) |  | Eastern
EXCLUDE | CO | CO-Western | Rocky Ford | 6516 | IC1 | DFO | IC | 2 | 2 | 0 | 0 | 0 |  | Electric Utility | N | OP |  | Internal Combustion |  | Western
EXCLUDE | OR | OR-Western | Dry Creek LFG to Energy Project | 56461 | DC1 | LFG | IC | 1.6 | 1.5 | 0 | 0 | 0 |  | Commercial Non-CHP | N | OP |  | Commercial/Industrial Unit |  | Western
EXCLUDE | OR | OR-Western | Dry Creek LFG to Energy Project | 56461 | DC2 | LFG | IC | 1.6 | 1.5 | 0 | 0 | 0 |  | Commercial Non-CHP | N | OP |  | Commercial/Industrial Unit |  | Western
EXCLUDE | IL | IL-Eastern | Geneva Generation Facility | 56462 | GEN1 | NG | IC | 5.9 | 5.4 | 0 | 0 | 0 |  | Electric Utility | N | OP |  | Internal Combustion |  | Eastern
EXCLUDE | IL | IL-Eastern | Geneva Generation Facility | 56462 | GEN2 | NG | IC | 5.9 | 5.4 | 0 | 0 | 0 |  | Electric Utility | N | OP |  | Internal Combustion |  | Eastern
EXCLUDE | IL | IL-Eastern | Geneva Generation Facility | 56462 | GEN3 | NG | IC | 5.9 | 5.4 | 0 | 0 | 0 |  | Electric Utility | N | OP |  | Internal Combustion |  | Eastern
EXCLUDE | IL | IL-Eastern | Geneva Generation Facility | 56462 | GEN4 | NG | IC | 5.9 | 5.4 | 0 | 0 | 0 |  | Electric Utility | N | OP |  | Internal Combustion |  | Eastern
EXCLUDE | IL | IL-Eastern | Geneva Generation Facility | 56462 | GEN5 | NG | IC | 5.9 | 5.4 | 0 | 0 | 0 |  | Electric Utility | N | OP |  | Internal Combustion |  | Eastern
EXCLUDE | IL | IL-Eastern | Geneva Generation Facility | 56462 | GEN6 | DFO | IC | 2 | 1.4 | 0 | 0 | 0 |  | Electric Utility | N | RE | 2011 | Retired prior to 2012 |  | Eastern
EXCLUDE | IN | IN-Eastern | Oak Ridge LFGTE | 56463 | 1 | LFG | IC | 0.8 | 0.8 | 0 | 0 | 0 |  | Electric Utility | N | OP |  | Non-Fossil Fuel Type (Less than 10% Fossil Fuel) |  | Eastern
EXCLUDE | IN | IN-Eastern | Oak Ridge LFGTE | 56463 | 2 | LFG | IC | 0.8 | 0.8 | 0 | 0 | 0 |  | Electric Utility | N | OP |  | Non-Fossil Fuel Type (Less than 10% Fossil Fuel) |  | Eastern
EXCLUDE | IN | IN-Eastern | Oak Ridge LFGTE | 56463 | 3 | LFG | IC | 0.8 | 0.8 | 0 | 0 | 0 |  | Electric Utility | N | OP |  | Non-Fossil Fuel Type (Less than 10% Fossil Fuel) |  | Eastern
EXCLUDE | IN | IN-Eastern | Oak Ridge LFGTE | 56463 | 4 | LFG | IC | 0.8 | 0.8 | 0 | 0 | 0 |  | Electric Utility | N | OP |  | Non-Fossil Fuel Type (Less than 10% Fossil Fuel) |  | Eastern
EXCLUDE | IN | IN-Eastern | Jay County LFGTE | 56464 | 1 | LFG | IC | 0.8 | 0.8 | 0 | 0 | 0 |  | Electric Utility | N | OP |  | Non-Fossil Fuel Type (Less than 10% Fossil Fuel) |  | Eastern
EXCLUDE | IN | IN-Eastern | Jay County LFGTE | 56464 | 2 | LFG | IC | 0.8 | 0.8 | 0 | 0 | 0 |  | Electric Utility | N | OP |  | Non-Fossil Fuel Type (Less than 10% Fossil Fuel) |  | Eastern
EXCLUDE | IN | IN-Eastern | Jay County LFGTE | 56464 | 3 | LFG | IC | 0.8 | 0.8 | 0 | 0 | 0 |  | Electric Utility | N | OP |  | Non-Fossil Fuel Type (Less than 10% Fossil Fuel) |  | Eastern
EXCLUDE | IN | IN-Eastern | Jay County LFGTE | 56464 | 4 | LFG | IC | 0.8 | 0.8 | 0 | 0 | 0 |  | Electric Utility | N | OP |  | Non-Fossil Fuel Type (Less than 10% Fossil Fuel) |  | Eastern
EXCLUDE | IN | IN-Eastern | Liberty I & II LFGTE | 56465 | 1 | LFG | IC | 0.8 | 0.8 | 0 | 0 | 0 |  | Electric Utility | N | OP |  | Non-Fossil Fuel Type (Less than 10% Fossil Fuel) |  | Eastern
EXCLUDE | IN | IN-Eastern | Liberty I & II LFGTE | 56465 | 1-II | LFG | IC | 0.8 | 0.8 | 0 | 0 | 0 |  | Electric Utility | N | OP |  | Non-Fossil Fuel Type (Less than 10% Fossil Fuel) |  | Eastern
EXCLUDE | IN | IN-Eastern | Liberty I & II LFGTE | 56465 | 2 | LFG | IC | 0.8 | 0.8 | 0 | 0 | 0 |  | Electric Utility | N | OP |  | Non-Fossil Fuel Type (Less than 10% Fossil Fuel) |  | Eastern
EXCLUDE | IN | IN-Eastern | Liberty I & II LFGTE | 56465 | 2-II | LFG | IC | 0.8 | 0.8 | 0 | 0 | 0 |  | Electric Utility | N | OP |  | Non-Fossil Fuel Type (Less than 10% Fossil Fuel) |  | Eastern
EXCLUDE | IN | IN-Eastern | Liberty I & II LFGTE | 56465 | 3 | LFG | IC | 0.8 | 0.8 | 0 | 0 | 0 |  | Electric Utility | N | OP |  | Non-Fossil Fuel Type (Less than 10% Fossil Fuel) |  | Eastern
EXCLUDE | IN | IN-Eastern | Liberty I & II LFGTE | 56465 | 3-II | LFG | IC | 0.8 | 0.8 | 0 | 0 | 0 |  | Electric Utility | N | OP |  | Non-Fossil Fuel Type (Less than 10% Fossil Fuel) |  | Eastern
EXCLUDE | IN | IN-Eastern | Liberty I & II LFGTE | 56465 | 4 | LFG | IC | 0.8 | 0.8 | 0 | 0 | 0 |  | Electric Utility | N | OP |  | Non-Fossil Fuel Type (Less than 10% Fossil Fuel) |  | Eastern
EXCLUDE | IN | IN-Eastern | Liberty I & II LFGTE | 56465 | 4-II | LFG | IC | 0.8 | 0.8 | 0 | 0 | 0 |  | Electric Utility | N | OP |  | Non-Fossil Fuel Type (Less than 10% Fossil Fuel) |  | Eastern
EXCLUDE | WA | WA-Western | Marengo Wind Plant | 56466 | 1 | WND | WT | 140.4 | 140.4 | 0 | 357480.67 | 0 |  | Electric Utility | N | OP |  | Non Combustion (NUC, WAT, WND, GEO, or SUN) |  | Western
EXCLUDE | WA | WA-Western | Marengo Wind Plant | 56466 | 2 | WND | WT | 70.2 | 70.2 | 0 | 178740.33 | 0 |  | Electric Utility | N | OP |  | Non Combustion (NUC, WAT, WND, GEO, or SUN) |  | Western
UC-NGCC | CA | CA-Western | Russell City Energy Center | 56467 | CTG1 | NG | CC | 200 | 185 | 0 | 0 | 0 |  | IPP Non-CHP | N | V |  |  |  | Western
UC-NGCC | CA | CA-Western | Russell City Energy Center | 56467 | CTG2 | NG | CC | 200 | 185 | 0 | 0 | 0 |  | IPP Non-CHP | N | V |  |  |  | Western
UC-NGCC | CA | CA-Western | Russell City Energy Center | 56467 | STG1 | NG | CC | 255 | 245 | 0 | 0 | 0 |  | IPP Non-CHP | N | V |  |  |  | Western
EXCLUDE | OR | OR-Western | Klondike Windpower III | 56468 | 1 | WND | WT | 221 | 221 | 0 | 567059.26 | 0 |  | IPP Non-CHP | N | OP |  | Non Combustion (NUC, WAT, WND, GEO, or SUN) |  | Western
EXCLUDE | OR | OR-Western | Klondike Windpower III | 56468 | 2 | WND | WT | 76.5 | 76.5 | 0 | 196289.74 | 0 |  | IPP Non-CHP | N | OP |  | Non Combustion (NUC, WAT, WND, GEO, or SUN) |  | Western
EXCLUDE | CA | CA-Western | Roseburg Forest Products Biomass | 56469 | 1 | WDS | ST | 13.4 | 9 | 0 | 60320.28 | 150450.79 |  | Industrial CHP | Y | OP |  | Commercial/Industrial Unit |  | Western
EXCLUDE | PA | PA-Eastern | Locust Ridge | 56470 | LRWF | WND | WT | 26 | 26 | 0 | 69108 | 0 |  | IPP Non-CHP | N | OP |  | Non Combustion (NUC, WAT, WND, GEO, or SUN) |  | Eastern
EXCLUDE | CA | CA-Western | McGrath Peaker | 56471 | 1 | NG | GT | 49.8 | 46 | 640 | 1082.2 | 995.59 |  | Electric Utility | N | OP |  | Simple cycle unit | Yes | Western
EXCLUDE | CA | CA-Western | Grapeland Peaker | 56472 | 1 | NG | GT | 49.8 | 49 | 505.7 | 21350 | 13472.19 |  | Electric Utility | N | OP |  | Simple cycle unit |  | Western
EXCLUDE | CA | CA-Western | Mira Loma Peaker | 56473 | 1 | NG | GT | 49.8 | 49 | 511.5 | 21455 | 13780.76 |  | Electric Utility | N | OP |  | Simple cycle unit |  | Western
EXCLUDE | CA | CA-Western | Barre Peaker | 56474 | 1 | NG | GT | 49.8 | 49 | 522 | 25507 | 15964.79 |  | Electric Utility | N | OP |  | Simple cycle unit |  | Western
EXCLUDE | CA | CA-Western | Center Peaker | 56475 | 1 | NG | GT | 49.8 | 49 | 505 | 24959 | 15423.82 |  | Electric Utility | N | OP |  | Simple cycle unit |  | Western
NGCC | CA | CA-Western | Gateway Generating Station | 56476 | A | NG | CC | 203.2 | 177 | 2227 | 1040130.85 | 450364.43 |  | Electric Utility | N | OP |  |  |  | Western
NGCC | CA | CA-Western | Gateway Generating Station | 56476 | B | NG | CC | 203.2 | 177 | 2227 | 1040130.85 | 450364.43 |  | Electric Utility | N | OP |  |  |  | Western
NGCC | CA | CA-Western | Gateway Generating Station | 56476 | C | NG | CC | 213.3 | 209.4 | 2227 | 1091830.27 | 472749.67 |  | Electric Utility | N | OP |  |  |  | Western
EXCLUDE | MO | MO-Eastern | MJMEUC Generating Station #1 | 56478 | 0001 | NG | GT | 13.3 | 11.3 | 0 | 112667.66 | 74482.48 |  | Electric Utility | Y | OP |  | Simple cycle unit |  | Eastern
EXCLUDE | TX | TX-ERCOT | Sand Bluff Wind Farm | 56479 | 2 | WND | WT | 90 | 90 | 0 | 290594 | 0 |  | IPP Non-CHP | N | OP |  | Non Combustion (NUC, WAT, WND, GEO, or SUN) |  | ERCOT
EXCLUDE | WI | WI-Eastern | Marshfield Utilities Gas Plant | 56480 | M1 | NG | GT | 60.4 | 53.3 | 650 | 5322 | 3840.05 |  | Electric Utility | N | OP |  | Simple cycle unit |  | Eastern
EXCLUDE | CO | CO-Western | Rocky Ford | 6516 | IC2 | DFO | IC | 2 | 2 | 0 | 0 | 0 |  | Electric Utility | N | OP |  | Internal Combustion |  | Western
EXCLUDE | CO | CO-Western | Rocky Ford | 6516 | IC3 | DFO | IC | 2 | 2 | 0 | 0 | 0 |  | Electric Utility | N | OP |  | Internal Combustion |  | Western
EXCLUDE | AZ | AZ-Western | Black Mountain Generating Station | 56482 | 1 | NG | GT | 60.5 | 45 | 490 | 37807.5 | 34117.49 |  | Electric Utility | N | OP |  | Simple cycle unit |  | Western
EXCLUDE | AZ | AZ-Western | Black Mountain Generating Station | 56482 | 2 | NG | GT | 60.5 | 45 | 490 | 37807.5 | 10259.21 |  | Electric Utility | N | OP |  | Simple cycle unit |  | Western
EXCLUDE | TX | TX-ERCOT | Post Oak Wind LLC | 56483 | 1 | WND | WT | 200 | 200 | 0 | 636477 | 0 |  | IPP Non-CHP | N | OP |  | Non Combustion (NUC, WAT, WND, GEO, or SUN) |  | ERCOT
EXCLUDE | TX | TX-ERCOT | Buffalo Gap 2 Wind Farm | 56484 | 1 | WND | WT | 232.5 | 232.5 | 0 | 716153 | 0 |  | IPP Non-CHP | N | OP |  | Non Combustion (NUC, WAT, WND, GEO, or SUN) |  | ERCOT
EXCLUDE | OR | OR-Western | Biglow Canyon Wind Farm | 56485 | 1 | WND | WT | 125.4 | 125.4 | 0 | 309112.81 | 0 |  | Electric Utility | N | OP |  | Non Combustion (NUC, WAT, WND, GEO, or SUN) |  | Western
EXCLUDE | OR | OR-Western | Biglow Canyon Wind Farm | 56485 | 2 | WND | WT | 149.5 | 163.3 | 0 | 368519.66 | 0 |  | Electric Utility | N | OP |  | Non Combustion (NUC, WAT, WND, GEO, or SUN) |  | Western
EXCLUDE | OR | OR-Western | Biglow Canyon Wind Farm | 56485 | 3 | WND | WT | 174.8 | 161 | 0 | 430884.53 | 0 |  | Electric Utility | N | OP |  | Non Combustion (NUC, WAT, WND, GEO, or SUN) |  | Western
EXCLUDE | WA | WA-Western | White Creek Wind Farm | 56487 | 1 | WND | WT | 204 | 204 | 0 | 540259 | 0 |  | IPP Non-CHP | N | OP |  | Non Combustion (NUC, WAT, WND, GEO, or SUN) |  | Western
EXCLUDE | KS | KS-Eastern | Smoky Hills Wind Project Phase I | 56488 | 1 | WND | WT | 100.8 | 100.8 | 0 | 352083 | 0 |  | IPP Non-CHP | N | OP |  | Non Combustion (NUC, WAT, WND, GEO, or SUN) |  | Eastern
EXCLUDE | AR | AR-Eastern | Elkins Generating Center | 56489 | A | NG | GT | 22 | 20 | 0 | 820 | 557.47 |  | Electric Utility | N | OP |  | Simple cycle unit |  | Eastern
EXCLUDE | AR | AR-Eastern | Elkins Generating Center | 56489 | B | NG | GT | 22 | 20 | 0 | 820 | 557.47 |  | Electric Utility | N | OP |  | Simple cycle unit |  | Eastern
EXCLUDE | AR | AR-Eastern | Elkins Generating Center | 56489 | C | NG | GT | 22 | 20 | 0 | 0 | 0 |  | Electric Utility | N | V |  | Status of Operation (IP, L, P, T) |  | Eastern
EXCLUDE | VA | VA-Eastern | Dean Drive Area Electric Generators | 56491 | PG1 | DFO | IC | 1.6 | 1.6 | 0 | 0 | 0 |  | Electric Utility | N | OP |  | Internal Combustion |  | Eastern
EXCLUDE | VA | VA-Eastern | Dean Drive Area Electric Generators | 56491 | PG2 | DFO | IC | 1.6 | 1.6 | 0 | 0 | 0 |  | Electric Utility | N | OP |  | Internal Combustion |  | Eastern
EXCLUDE | TN | TN-Eastern | Buffalo Mountain Energy Center | 56493 | 4 | WND | WT | 27 | 27 | 0 | 47492 | 0 |  | IPP Non-CHP | N | OP |  | Non Combustion (NUC, WAT, WND, GEO, or SUN) |  | Eastern
EXCLUDE | MN | MN-Eastern | Prairie Star Wind Farm | 56494 | HP2 | WND | WT | 100.6 | 100.6 | 0 | 331318 | 0 |  | IPP Non-CHP | N | OP |  | Non Combustion (NUC, WAT, WND, GEO, or SUN) |  | Eastern
EXCLUDE | WV | WV-Eastern | NedPower Mount Storm | 56495 | MS1 | WND | WT | 164 | 164 | 0 | 364726.06 | 0 |  | IPP Non-CHP | N | OP |  | Non Combustion (NUC, WAT, WND, GEO, or SUN) |  | Eastern
EXCLUDE | WV | WV-Eastern | NedPower Mount Storm | 56495 | MS2 | WND | WT | 100 | 100 | 0 | 222393.94 | 0 |  | IPP Non-CHP | N | OP |  | Non Combustion (NUC, WAT, WND, GEO, or SUN) |  | Eastern
EXCLUDE | MT | MT-Western | Phillips 66 Billings Refinery | 56496 | 3701 | OG | ST | 1.6 | 1.5 | 0 | 0 | 0 |  | Industrial Non-CHP | N | OA |  | Commercial/Industrial Unit |  | Western
EXCLUDE | KS | KS-Eastern | Goodman Energy Center | 56497 | 1 | NG | IC | 8.4 | 8.2 | 0 | 0 | 0 |  | Electric Utility | N | OP |  | Internal Combustion |  | Eastern
EXCLUDE | KS | KS-Eastern | Goodman Energy Center | 56497 | 2 | NG | IC | 8.4 | 8.2 | 0 | 0 | 0 |  | Electric Utility | N | OP |  | Internal Combustion |  | Eastern
EXCLUDE | KS | KS-Eastern | Goodman Energy Center | 56497 | 3 | NG | IC | 8.4 | 8.2 | 0 | 0 | 0 |  | Electric Utility | N | OP |  | Internal Combustion |  | Eastern
EXCLUDE | KS | KS-Eastern | Goodman Energy Center | 56497 | 4 | NG | IC | 8.4 | 8.2 | 0 | 0 | 0 |  | Electric Utility | N | OP |  | Internal Combustion |  | Eastern
EXCLUDE | KS | KS-Eastern | Goodman Energy Center | 56497 | 5 | NG | IC | 8.4 | 8.2 | 0 | 0 | 0 |  | Electric Utility | N | OP |  | Internal Combustion |  | Eastern
EXCLUDE | KS | KS-Eastern | Goodman Energy Center | 56497 | 6 | NG | IC | 8.4 | 8.2 | 0 | 0 | 0 |  | Electric Utility | N | OP |  | Internal Combustion |  | Eastern
EXCLUDE | KS | KS-Eastern | Goodman Energy Center | 56497 | 7 | NG | IC | 8.4 | 8.2 | 0 | 0 | 0 |  | Electric Utility | N | OP |  | Internal Combustion |  | Eastern
EXCLUDE | KS | KS-Eastern | Goodman Energy Center | 56497 | 8 | NG | IC | 8.4 | 8.2 | 0 | 0 | 0 |  | Electric Utility | N | OP |  | Internal Combustion |  | Eastern
EXCLUDE | KS | KS-Eastern | Goodman Energy Center | 56497 | 9 | NG | IC | 8.4 | 8.2 | 0 | 0 | 0 |  | Electric Utility | N | OP |  | Internal Combustion |  | Eastern
EXCLUDE | ID | ID-Western | Mora Drop Hydroelectric Project | 56498 | 1 | WAT | HY | 1.7 | 0.8 | 0 | 5043 | 0 |  | IPP Non-CHP | N | OP |  | Non Combustion (NUC, WAT, WND, GEO, or SUN) |  | Western
EXCLUDE | MT | MT-Western | Tiber Dam Hydroelectric Plant | 56499 | HY1 | WAT | HY | 7.5 | 7.5 | 0 | 52467 | 0 |  | IPP Non-CHP | N | OP |  | Non Combustion (NUC, WAT, WND, GEO, or SUN) |  | Western
EXCLUDE | NV | NV-Western | Western 102 Power Plant | 56500 | A101 | NG | IC | 8.4 | 7.9 | 0 | 0 | 0 |  | Industrial Non-CHP | N | OP |  | Commercial/Industrial Unit |  | Western
EXCLUDE | NV | NV-Western | Western 102 Power Plant | 56500 | B102 | NG | IC | 8.4 | 7.9 | 0 | 0 | 0 |  | Industrial Non-CHP | N | OP |  | Commercial/Industrial Unit |  | Western
EXCLUDE | NV | NV-Western | Western 102 Power Plant | 56500 | B202 | NG | IC | 8.4 | 7.9 | 0 | 0 | 0 |  | Industrial Non-CHP | N | OP |  | Commercial/Industrial Unit |  | Western
EXCLUDE | NV | NV-Western | Western 102 Power Plant | 56500 | C102 | NG | IC | 8.4 | 7.9 | 0 | 0 | 0 |  | Industrial Non-CHP | N | OP |  | Commercial/Industrial Unit |  | Western
EXCLUDE | NV | NV-Western | Western 102 Power Plant | 56500 | C202 | NG | IC | 8.4 | 7.9 | 0 | 0 | 0 |  | Industrial Non-CHP | N | OP |  | Commercial/Industrial Unit |  | Western
EXCLUDE | NV | NV-Western | Western 102 Power Plant | 56500 | D101 | NG | IC | 8.4 | 7.9 | 0 | 0 | 0 |  | Industrial Non-CHP | N | OP |  | Commercial/Industrial Unit |  | Western
EXCLUDE | NV | NV-Western | Western 102 Power Plant | 56500 | E102 | NG | IC | 8.4 | 7.9 | 0 | 0 | 0 |  | Industrial Non-CHP | N | OP |  | Commercial/Industrial Unit |  | Western
EXCLUDE | NV | NV-Western | Western 102 Power Plant | 56500 | E202 | NG | IC | 8.4 | 7.9 | 0 | 0 | 0 |  | Industrial Non-CHP | N | OP |  | Commercial/Industrial Unit |  | Western
EXCLUDE | NV | NV-Western | Western 102 Power Plant | 56500 | F102 | NG | IC | 8.4 | 7.9 | 0 | 0 | 0 |  | Industrial Non-CHP | N | OP |  | Commercial/Industrial Unit |  | Western
EXCLUDE | NV | NV-Western | Western 102 Power Plant | 56500 | F202 | NG | IC | 8.4 | 7.9 | 0 | 0 | 0 |  | Industrial Non-CHP | N | OP |  | Commercial/Industrial Unit |  | Western
EXCLUDE | NV | NV-Western | Western 102 Power Plant | 56500 | G102 | NG | IC | 8.4 | 7.9 | 0 | 0 | 0 |  | Industrial Non-CHP | N | OP |  | Commercial/Industrial Unit |  | Western
EXCLUDE | NV | NV-Western | Western 102 Power Plant | 56500 | G202 | NG | IC | 8.4 | 7.9 | 0 | 0 | 0 |  | Industrial Non-CHP | N | OP |  | Commercial/Industrial Unit |  | Western
EXCLUDE | NV | NV-Western | Western 102 Power Plant | 56500 | H102 | NG | IC | 8.4 | 7.9 | 0 | 0 | 0 |  | Industrial Non-CHP | N | OP |  | Commercial/Industrial Unit |  | Western
EXCLUDE | NV | NV-Western | Western 102 Power Plant | 56500 | H202 | NG | IC | 8.4 | 7.9 | 0 | 0 | 0 |  | Industrial Non-CHP | N | OP |  | Commercial/Industrial Unit |  | Western
EXCLUDE | NV | NV-Western | Western 102 Power Plant | 56500 | PV1 | SUN | PV | 1 | 1 | 0 | 2770 | 0 |  | Industrial Non-CHP | N | OP |  | Commercial/Industrial Unit |  | Western
EXCLUDE | IA | IA-Eastern | Pomeroy Wind Farm | 56501 | PWF | WND | WT | 123 | 123 | 0 | 400352.97 | 0 |  | Electric Utility | N | OP |  | Non Combustion (NUC, WAT, WND, GEO, or SUN) |  | Eastern
EXCLUDE | IA | IA-Eastern | Pomeroy Wind Farm | 56501 | PWF2 | WND | WT | 75 | 75 | 0 | 244117.67 | 0 |  | Electric Utility | N | OP |  | Non Combustion (NUC, WAT, WND, GEO, or SUN) |  | Eastern
EXCLUDE | IA | IA-Eastern | Pomeroy Wind Farm | 56501 | PWF3 | WND | WT | 58.5 | 58.5 | 0 | 190411.78 | 0 |  | Electric Utility | N | OP |  | Non Combustion (NUC, WAT, WND, GEO, or SUN) |  | Eastern
EXCLUDE | IA | IA-Eastern | Pomeroy Wind Farm | 56501 | PWF4 | WND | WT | 29.9 | 29.9 | 0 | 97321.58 | 0 |  | Electric Utility | N | OP |  | Non Combustion (NUC, WAT, WND, GEO, or SUN) |  | Eastern
EXCLUDE | KS | KS-Eastern | Emporia Energy Center | 56502 | 1 | NG | GT | 54 | 45 | 500 | 40371.1 | 41204.49 |  | Electric Utility | N | OP |  | Simple cycle unit |  | Eastern
EXCLUDE | KS | KS-Eastern | Emporia Energy Center | 56502 | 2 | NG | GT | 54 | 46 | 500 | 40371.1 | 49190.34 |  | Electric Utility | N | OP |  | Simple cycle unit |  | Eastern
EXCLUDE | KS | KS-Eastern | Emporia Energy Center | 56502 | 3 | NG | GT | 54 | 45 | 500 | 40371.1 | 41709.43 |  | Electric Utility | N | OP |  | Simple cycle unit |  | Eastern
EXCLUDE | KS | KS-Eastern | Emporia Energy Center | 56502 | 4 | NG | GT | 54 | 46 | 500 | 40371.1 | 50717.93 |  | Electric Utility | N | OP |  | Simple cycle unit |  | Eastern
EXCLUDE | KS | KS-Eastern | Emporia Energy Center | 56502 | 5 | NG | GT | 171.4 | 159 | 2000 | 128140.87 | 68055.48 |  | Electric Utility | N | OP |  | Simple cycle unit |  | Eastern
EXCLUDE | KS | KS-Eastern | Emporia Energy Center | 56502 | 6 | NG | GT | 171.4 | 159 | 2000 | 128140.87 | 58636.15 |  | Electric Utility | N | OP |  | Simple cycle unit |  | Eastern
EXCLUDE | KS | KS-Eastern | Emporia Energy Center | 56502 | 7 | NG | GT | 171.4 | 160 | 2000 | 128140.87 | 45529.93 |  | Electric Utility | N | OP |  | Simple cycle unit |  | Eastern
EXCLUDE | MI | MI-Eastern | Riley Generating Station | 56503 | 1 | NG | IC | 2 | 2 | 0 | 0 | 0 |  | Electric Utility | N | OP |  | Internal Combustion |  | Eastern
EXCLUDE | MI | MI-Eastern | Riley Generating Station | 56503 | 2 | NG | IC | 2 | 2 | 0 | 0 | 0 |  | Electric Utility | N | OP |  | Internal Combustion |  | Eastern
EXCLUDE | MI | MI-Eastern | Riley Generating Station | 56503 | 3 | NG | IC | 2 | 2 | 0 | 0 | 0 |  | Electric Utility | N | OP |  | Internal Combustion |  | Eastern
EXCLUDE | MI | MI-Eastern | Riley Generating Station | 56503 | 4 | NG | IC | 2 | 2 | 0 | 0 | 0 |  | Electric Utility | N | OP |  | Internal Combustion |  | Eastern
EXCLUDE | MI | MI-Eastern | Riley Generating Station | 56503 | 5 | NG | IC | 2 | 2 | 0 | 0 | 0 |  | Electric Utility | N | OP |  | Internal Combustion |  | Eastern
EXCLUDE | MI | MI-Eastern | Municipal Power Plant | 56504 | 1 | NG | IC | 1 | 1 | 0 | 0 | 0 |  | Electric Utility | N | SB |  | Internal Combustion |  | Eastern
EXCLUDE | MI | MI-Eastern | Municipal Power Plant | 56504 | 2 | NG | IC | 1 | 1 | 0 | 0 | 0 |  | Electric Utility | N | SB |  | Internal Combustion |  | Eastern
EXCLUDE | AR | AR-Eastern | Jonesboro City Water & Light Plant | 56505 | SN01 | NG | GT | 24.5 | 20 | 0 | 20445.32 | 12652.24 |  | Electric Utility | N | OP |  | Simple cycle unit |  | Eastern
EXCLUDE | AR | AR-Eastern | Jonesboro City Water & Light Plant | 56505 | SN02 | NG | GT | 21.4 | 19 | 0 | 17858.36 | 11051.34 |  | Electric Utility | N | OP |  | Simple cycle unit |  | Eastern
EXCLUDE | AR | AR-Eastern | Jonesboro City Water & Light Plant | 56505 | SN04 | NG | GT | 60.5 | 46 | 469 | 50487.42 | 27680.2 |  | Electric Utility | N | OP |  | Simple cycle unit |  | Eastern
EXCLUDE | AR | AR-Eastern | Jonesboro City Water & Light Plant | 56505 | SN06 | NG | GT | 57.4 | 46 | 469 | 47900.47 | 39445.1 |  | Electric Utility | N | OP |  | Simple cycle unit |  | Eastern
EXCLUDE | AR | AR-Eastern | Jonesboro City Water & Light Plant | 56505 | SN07 | NG | GT | 60.5 | 46 | 468 | 50487.42 | 38123.1 |  | Electric Utility | N | OP |  | Simple cycle unit |  | Eastern
EXCLUDE | TX | TX-ERCOT | Scurry County Wind LP | 56506 | SCW | WND | WT | 130.5 | 130.5 | 0 | 435884 | 0 |  | IPP Non-CHP | N | OP |  | Non Combustion (NUC, WAT, WND, GEO, or SUN) |  | ERCOT
EXCLUDE | UT | UT-Western | Tesoro SLC Cogeneration Plant | 56509 | 1 | NG | GT | 12.5 | 11 | 0 | 79363.5 | 57741.74 |  | Industrial CHP | Y | OP |  | Commercial/Industrial Unit |  | Western
EXCLUDE | UT | UT-Western | Tesoro SLC Cogeneration Plant | 56509 | 2 | NG | GT | 12.5 | 11 | 0 | 79363.5 | 57741.74 |  | Industrial CHP | Y | OP |  | Commercial/Industrial Unit |  | Western
EXCLUDE | PA | PA-Eastern | Frey Farm Landfill | 56510 | GEN1 | LFG | IC | 1.6 | 1.6 | 0 | 0 | 0 |  | IPP CHP | Y | OP |  | Non-Fossil Fuel Type (Less than 10% Fossil Fuel) |  | Eastern
EXCLUDE | PA | PA-Eastern | Frey Farm Landfill | 56510 | GEN2 | LFG | IC | 1.6 | 1.6 | 0 | 0 | 0 |  | IPP CHP | Y | OP |  | Non-Fossil Fuel Type (Less than 10% Fossil Fuel) |  | Eastern
EXCLUDE | NJ | NJ-Eastern | Pennsauken Landfill | 56511 | GEN1 | LFG | IC | 0.9 | 0.9 | 0 | 0 | 0 |  | IPP Non-CHP | N | OP |  | Non-Fossil Fuel Type (Less than 10% Fossil Fuel) |  | Eastern
EXCLUDE | NJ | NJ-Eastern | Pennsauken Landfill | 56511 | GEN2 | LFG | IC | 0.9 | 0.9 | 0 | 0 | 0 |  | IPP Non-CHP | N | OP |  | Non-Fossil Fuel Type (Less than 10% Fossil Fuel) |  | Eastern
EXCLUDE | NJ | NJ-Eastern | Pennsauken Landfill | 56511 | GEN3 | LFG | IC | 0.9 | 0.9 | 0 | 0 | 0 |  | IPP Non-CHP | N | OP |  | Non-Fossil Fuel Type (Less than 10% Fossil Fuel) |  | Eastern
EXCLUDE | PA | PA-Eastern | GLRA Landfill | 56512 | GEN1 | LFG | IC | 1.6 | 1.6 | 0 | 0 | 0 |  | IPP Non-CHP | N | OP |  | Non-Fossil Fuel Type (Less than 10% Fossil Fuel) |  | Eastern
EXCLUDE | PA | PA-Eastern | GLRA Landfill | 56512 | GEN2 | LFG | IC | 1.6 | 1.6 | 0 | 0 | 0 |  | IPP Non-CHP | N | OP |  | Non-Fossil Fuel Type (Less than 10% Fossil Fuel) |  | Eastern
EXCLUDE | PA | PA-Eastern | Whitemarsh Central Utility Plant | 56513 | CGE | NG | IC | 1.6 | 1.6 | 0 | 0 | 0 |  | IPP CHP | Y | OP |  | Internal Combustion |  | Eastern
EXCLUDE | HI | HI-Hawaii | Kalaeoloa Pole Yard DG | 56514 | DG1 | DFO | IC | 1.6 | 1.6 | 0 | 0 | 0 |  | Electric Utility | N | RE | 2010 | State not covered under final 111(d) |  | Hawaii
EXCLUDE | HI | HI-Hawaii | Kalaeoloa Pole Yard DG | 56514 | DG2 | DFO | IC | 1.6 | 1.6 | 0 | 0 | 0 |  | Electric Utility | N | RE | 2010 | State not covered under final 111(d) |  | Hawaii
EXCLUDE | HI | HI-Hawaii | Kalaeoloa Pole Yard DG | 56514 | DG3 | DFO | IC | 1.6 | 1.6 | 0 | 0 | 0 |  | Electric Utility | N | RE | 2010 | State not covered under final 111(d) |  | Hawaii
EXCLUDE | HI | HI-Hawaii | CEIP Substation Distributed Generation | 56515 | DG1 | DFO | IC | 1.6 | 1.6 | 0 | 0 | 0 |  | Electric Utility | N | RE | 2010 | State not covered under final 111(d) |  | Hawaii
EXCLUDE | HI | HI-Hawaii | CEIP Substation Distributed Generation | 56515 | DG2 | DFO | IC | 1.6 | 1.6 | 0 | 0 | 0 |  | Electric Utility | N | RE | 2010 | State not covered under final 111(d) |  | Hawaii
EXCLUDE | HI | HI-Hawaii | CEIP Substation Distributed Generation | 56515 | DG3 | DFO | IC | 1.6 | 1.6 | 0 | 0 | 0 |  | Electric Utility | N | RE | 2010 | State not covered under final 111(d) |  | Hawaii
EXCLUDE | CO | CO-Western | Rocky Ford | 6516 | IC4 | DFO | IC | 2 | 2 | 0 | 0 | 0 |  | Electric Utility | N | OP |  | Internal Combustion |  | Western
EXCLUDE | CO | CO-Western | Rocky Ford | 6516 | IC5 | DFO | IC | 2 | 2 | 0 | 0 | 0 |  | Electric Utility | N | OP |  | Internal Combustion |  | Western
NGCC | CO | CO-Western | Rocky Mountain Energy Center | 55835 | CTG1 | NG | CC | 175.1 | 145 | 2460 | 626545.68 | 286100.7 |  | Electric Utility | N | OP |  |  |  | Western
NGCC | CO | CO-Western | Rocky Mountain Energy Center | 55835 | CTG2 | NG | CC | 175.1 | 145 | 2400 | 626545.68 | 286100.7 |  | Electric Utility | N | OP |  |  |  | Western
NGCC | CO | CO-Western | Rocky Mountain Energy Center | 55835 | STG1 | NG | CC | 334.9 | 290 | 2460 | 1198344.65 | 547202.32 |  | Electric Utility | N | OP |  |  |  | Western
EXCLUDE | CO | CO-Western | Ruedi | 7458 | 1 | WAT | HY | 5 | 4.5 | 0 | 12874 | 0 |  | Electric Utility | N | OP |  | Non Combustion (NUC, WAT, WND, GEO, or SUN) |  | Western
EXCLUDE | CO | CO-Western | Ruxton Park | 495 | 1 | WAT | HY | 1.2 | 1 | 0 | 377 | 0 |  | Electric Utility | N | OP |  | Non Combustion (NUC, WAT, WND, GEO, or SUN) |  | Western
EXCLUDE | CO | CO-Western | RV CSU Power II LLC | 57507 | CSUII | SUN | PV | 3 | 3 | 0 | 5083 | 0 |  | Commercial Non-CHP | N | OP |  | Commercial/Industrial Unit |  | Western
EXCLUDE | CO | CO-Western | RV CSU Power LLC | 57141 | CSU1 | SUN | PV | 1.9 | 1.9 | 0 | 3520 | 0 |  | Commercial Non-CHP | N | OP |  | Commercial/Industrial Unit |  | Western
EXCLUDE | CO | CO-Western | Salida | 474 | 1 | WAT | HY | 0.8 | 0.8 | 0 | 832.57 | 0 |  | Electric Utility | N | OP |  | Non Combustion (NUC, WAT, WND, GEO, or SUN) |  | Western
EXCLUDE | CO | CO-Western | Salida | 474 | 2 | WAT | HY | 0.6 | 0.6 | 0 | 624.43 | 0 |  | Electric Utility | N | OP |  | Non Combustion (NUC, WAT, WND, GEO, or SUN) |  | Western
EXCLUDE | CO | CO-Western | San Luis Valley Solar Ranch | 57317 | 1 | SUN | PV | 35 | 35 | 0 | 0 | 0 |  | IPP Non-CHP | N | OP |  | Non Combustion (NUC, WAT, WND, GEO, or SUN) |  | Western
EXCLUDE | CO | CO-Western | SECC | 7730 | 1 | DFO | IC | 1.5 | 1.1 | 0 | 0 | 0 |  | Electric Utility | N | SB |  | Internal Combustion |  | Western
EXCLUDE | CO | CO-Western | Shoshone | 476 | A | WAT | HY | 7.2 | 7.5 | 0 | 29999.5 | 0 |  | Electric Utility | N | OP |  | Non Combustion (NUC, WAT, WND, GEO, or SUN) |  | Western
EXCLUDE | IA | IA-Eastern | West Diesel Generation Unit | 56517 | East | DFO | IC | 2 | 1.9 | 0 | 0 | 0 |  | Electric Utility | N | SB |  | Internal Combustion |  | Eastern
EXCLUDE | IA | IA-Eastern | West Diesel Generation Unit | 56517 | West | DFO | IC | 2 | 1.9 | 0 | 0 | 0 |  | Electric Utility | N | SB |  | Internal Combustion |  | Eastern
EXCLUDE | FL | FL-Eastern | South Energy Center | 56518 | GT1 | NG | GT | 4.1 | 4.1 | 0 | 22997 | 22826.1 |  | Electric Utility | Y | OP |  | Simple cycle unit |  | Eastern
EXCLUDE | VA | VA-Eastern | Salem Electric Department | 56519 | 1 | DFO | IC | 1.3 | 1.3 | 0 | 0 | 0 |  | Electric Utility | N | SB |  | Internal Combustion |  | Eastern
EXCLUDE | WI | WI-Eastern | Deertrack Park Gas Recovery | 56520 | GEN1 | LFG | IC | 0.8 | 0.8 | 0 | 0 | 0 |  | IPP Non-CHP | N | OP |  | Non-Fossil Fuel Type (Less than 10% Fossil Fuel) |  | Eastern
EXCLUDE | WI | WI-Eastern | Deertrack Park Gas Recovery | 56520 | GEN2 | LFG | IC | 0.8 | 0.8 | 0 | 0 | 0 |  | IPP Non-CHP | N | OP |  | Non-Fossil Fuel Type (Less than 10% Fossil Fuel) |  | Eastern
EXCLUDE | WI | WI-Eastern | Deertrack Park Gas Recovery | 56520 | GEN3 | LFG | IC | 0.8 | 0.8 | 0 | 0 | 0 |  | IPP Non-CHP | N | OP |  | Non-Fossil Fuel Type (Less than 10% Fossil Fuel) |  | Eastern
EXCLUDE | WI | WI-Eastern | Deertrack Park Gas Recovery | 56520 | GEN4 | LFG | IC | 0.8 | 0.8 | 0 | 0 | 0 |  | IPP Non-CHP | N | OP |  | Non-Fossil Fuel Type (Less than 10% Fossil Fuel) |  | Eastern
EXCLUDE | WI | WI-Eastern | Deertrack Park Gas Recovery | 56520 | GEN5 | LFG | IC | 0.8 | 0.8 | 0 | 0 | 0 |  | IPP Non-CHP | N | OP |  | Non-Fossil Fuel Type (Less than 10% Fossil Fuel) |  | Eastern
EXCLUDE | WI | WI-Eastern | Deertrack Park Gas Recovery | 56520 | GEN6 | LFG | IC | 0.8 | 0.8 | 0 | 0 | 0 |  | IPP Non-CHP | N | OP |  | Non-Fossil Fuel Type (Less than 10% Fossil Fuel) |  | Eastern
EXCLUDE | WI | WI-Eastern | Deertrack Park Gas Recovery | 56520 | GEN7 | LFG | IC | 0.8 | 0.8 | 0 | 0 | 0 |  | IPP Non-CHP | N | OP |  | Non-Fossil Fuel Type (Less than 10% Fossil Fuel) |  | Eastern
EXCLUDE | WI | WI-Eastern | Deertrack Park Gas Recovery | 56520 | GEN8 | LFG | IC | 0.8 | 0.8 | 0 | 0 | 0 |  | IPP Non-CHP | N | OP |  | Non-Fossil Fuel Type (Less than 10% Fossil Fuel) |  | Eastern
EXCLUDE | IA | IA-Eastern | Lake Mills Gas Recovery | 56521 | GEN1 | LFG | IC | 0.8 | 0.8 | 0 | 0 | 0 |  | IPP Non-CHP | N | OP |  | Non-Fossil Fuel Type (Less than 10% Fossil Fuel) |  | Eastern
EXCLUDE | IA | IA-Eastern | Lake Mills Gas Recovery | 56521 | GEN2 | LFG | IC | 0.8 | 0.8 | 0 | 0 | 0 |  | IPP Non-CHP | N | OP |  | Non-Fossil Fuel Type (Less than 10% Fossil Fuel) |  | Eastern
EXCLUDE | IA | IA-Eastern | Lake Mills Gas Recovery | 56521 | GEN3 | LFG | IC | 0.8 | 0.8 | 0 | 0 | 0 |  | IPP Non-CHP | N | OP |  | Non-Fossil Fuel Type (Less than 10% Fossil Fuel) |  | Eastern
EXCLUDE | IA | IA-Eastern | Lake Mills Gas Recovery | 56521 | GEN4 | LFG | IC | 0.8 | 0.8 | 0 | 0 | 0 |  | IPP Non-CHP | N | OP |  | Non-Fossil Fuel Type (Less than 10% Fossil Fuel) |  | Eastern
EXCLUDE | IA | IA-Eastern | Lake Mills Gas Recovery | 56521 | GEN5 | LFG | IC | 0.8 | 0.8 | 0 | 0 | 0 |  | IPP Non-CHP | N | OP |  | Non-Fossil Fuel Type (Less than 10% Fossil Fuel) |  | Eastern
EXCLUDE | IA | IA-Eastern | Lake Mills Gas Recovery | 56521 | GEN6 | LFG | IC | 0.8 | 0.8 | 0 | 0 | 0 |  | IPP Non-CHP | N | OP |  | Non-Fossil Fuel Type (Less than 10% Fossil Fuel) |  | Eastern
EXCLUDE | FL | FL-Eastern | Springhill Gas Recovery Plant | 56522 | GEN1 | LFG | IC | 0.8 | 0.8 | 0 | 0 | 0 |  | IPP Non-CHP | N | OP |  | Non-Fossil Fuel Type (Less than 10% Fossil Fuel) |  | Eastern
EXCLUDE | FL | FL-Eastern | Springhill Gas Recovery Plant | 56522 | GEN2 | LFG | IC | 0.8 | 0.8 | 0 | 0 | 0 |  | IPP Non-CHP | N | OP |  | Non-Fossil Fuel Type (Less than 10% Fossil Fuel) |  | Eastern
EXCLUDE | FL | FL-Eastern | Springhill Gas Recovery Plant | 56522 | GEN3 | LFG | IC | 0.8 | 0.8 | 0 | 0 | 0 |  | IPP Non-CHP | N | OP |  | Non-Fossil Fuel Type (Less than 10% Fossil Fuel) |  | Eastern
EXCLUDE | FL | FL-Eastern | Springhill Gas Recovery Plant | 56522 | GEN4 | LFG | IC | 0.8 | 0.8 | 0 | 0 | 0 |  | IPP Non-CHP | N | OP |  | Non-Fossil Fuel Type (Less than 10% Fossil Fuel) |  | Eastern
EXCLUDE | FL | FL-Eastern | Springhill Gas Recovery Plant | 56522 | GEN5 | LFG | IC | 0.8 | 0.8 | 0 | 0 | 0 |  | IPP Non-CHP | N | OP |  | Non-Fossil Fuel Type (Less than 10% Fossil Fuel) |  | Eastern
EXCLUDE | FL | FL-Eastern | Springhill Gas Recovery Plant | 56522 | GEN6 | LFG | IC | 0.8 | 0.8 | 0 | 0 | 0 |  | IPP Non-CHP | N | OP |  | Non-Fossil Fuel Type (Less than 10% Fossil Fuel) |  | Eastern
EXCLUDE | AR | AR-Eastern | Two Pine Landfill Gas Recovery | 56523 | GEN1 | LFG | IC | 0.8 | 0.8 | 0 | 0 | 0 |  | IPP Non-CHP | N | OP |  | Non-Fossil Fuel Type (Less than 10% Fossil Fuel) |  | Eastern
EXCLUDE | AR | AR-Eastern | Two Pine Landfill Gas Recovery | 56523 | GEN2 | LFG | IC | 0.8 | 0.8 | 0 | 0 | 0 |  | IPP Non-CHP | N | OP |  | Non-Fossil Fuel Type (Less than 10% Fossil Fuel) |  | Eastern
EXCLUDE | AR | AR-Eastern | Two Pine Landfill Gas Recovery | 56523 | GEN3 | LFG | IC | 0.8 | 0.8 | 0 | 0 | 0 |  | IPP Non-CHP | N | OP |  | Non-Fossil Fuel Type (Less than 10% Fossil Fuel) |  | Eastern
EXCLUDE | AR | AR-Eastern | Two Pine Landfill Gas Recovery | 56523 | GEN4 | LFG | IC | 0.8 | 0.8 | 0 | 0 | 0 |  | IPP Non-CHP | N | OP |  | Non-Fossil Fuel Type (Less than 10% Fossil Fuel) |  | Eastern
EXCLUDE | AR | AR-Eastern | Two Pine Landfill Gas Recovery | 56523 | GEN5 | LFG | IC | 0.8 | 0.8 | 0 | 0 | 0 |  | IPP Non-CHP | N | OP |  | Non-Fossil Fuel Type (Less than 10% Fossil Fuel) |  | Eastern
EXCLUDE | AR | AR-Eastern | Two Pine Landfill Gas Recovery | 56523 | GEN6 | LFG | IC | 0.8 | 0.8 | 0 | 0 | 0 |  | IPP Non-CHP | N | OP |  | Non-Fossil Fuel Type (Less than 10% Fossil Fuel) |  | Eastern
EXCLUDE | TX | TX-ERCOT | Austin Gas Recovery | 56524 | GEN1 | LFG | IC | 1.6 | 1.6 | 0 | 0 | 0 |  | IPP Non-CHP | N | OP |  | Non-Fossil Fuel Type (Less than 10% Fossil Fuel) |  | ERCOT
EXCLUDE | TX | TX-ERCOT | Austin Gas Recovery | 56524 | GEN2 | LFG | IC | 1.6 | 1.6 | 0 | 0 | 0 |  | IPP Non-CHP | N | OP |  | Non-Fossil Fuel Type (Less than 10% Fossil Fuel) |  | ERCOT
EXCLUDE | TX | TX-ERCOT | Austin Gas Recovery | 56524 | GEN3 | LFG | IC | 1.6 | 1.6 | 0 | 0 | 0 |  | IPP Non-CHP | N | OP |  | Non-Fossil Fuel Type (Less than 10% Fossil Fuel) |  | ERCOT
EXCLUDE | TX | TX-ERCOT | Austin Gas Recovery | 56524 | GEN4 | LFG | IC | 1.6 | 1.6 | 0 | 0 | 0 |  | IPP Non-CHP | N | OP |  | Non-Fossil Fuel Type (Less than 10% Fossil Fuel) |  | ERCOT
EXCLUDE | WI | WI-Eastern | Timberline Trail Gas Recovery | 56525 | GEN1 | LFG | IC | 0.8 | 0.8 | 0 | 0 | 0 |  | IPP Non-CHP | N | OP |  | Non-Fossil Fuel Type (Less than 10% Fossil Fuel) |  | Eastern
EXCLUDE | WI | WI-Eastern | Timberline Trail Gas Recovery | 56525 | GEN2 | LFG | IC | 0.8 | 0.8 | 0 | 0 | 0 |  | IPP Non-CHP | N | OP |  | Non-Fossil Fuel Type (Less than 10% Fossil Fuel) |  | Eastern
EXCLUDE | WI | WI-Eastern | Timberline Trail Gas Recovery | 56525 | GEN3 | LFG | IC | 0.8 | 0.8 | 0 | 0 | 0 |  | IPP Non-CHP | N | OP |  | Non-Fossil Fuel Type (Less than 10% Fossil Fuel) |  | Eastern
EXCLUDE | WI | WI-Eastern | Timberline Trail Gas Recovery | 56525 | GEN4 | LFG | IC | 0.8 | 0.8 | 0 | 0 | 0 |  | IPP Non-CHP | N | OP |  | Non-Fossil Fuel Type (Less than 10% Fossil Fuel) |  | Eastern
EXCLUDE | WI | WI-Eastern | Timberline Trail Gas Recovery | 56525 | GEN5 | LFG | IC | 0.8 | 0.8 | 0 | 0 | 0 |  | IPP Non-CHP | N | OP |  | Non-Fossil Fuel Type (Less than 10% Fossil Fuel) |  | Eastern
EXCLUDE | WI | WI-Eastern | Timberline Trail Gas Recovery | 56525 | GEN6 | LFG | IC | 0.8 | 0.8 | 0 | 0 | 0 |  | IPP Non-CHP | N | RE | 2011 | Retired prior to 2012 |  | Eastern
EXCLUDE | WI | WI-Eastern | Timberline Trail Gas Recovery | 56525 | GEN7 | LFG | IC | 0.8 | 0.8 | 0 | 0 | 0 |  | IPP Non-CHP | N | RE | 2011 | Retired prior to 2012 |  | Eastern
EXCLUDE | NY | NY-Eastern | Chaffee Gas Recovery | 56526 | GEN1 | LFG | IC | 0.8 | 0.8 | 0 | 0 | 0 |  | IPP Non-CHP | N | OP |  | Non-Fossil Fuel Type (Less than 10% Fossil Fuel) |  | Eastern
EXCLUDE | NY | NY-Eastern | Chaffee Gas Recovery | 56526 | GEN2 | LFG | IC | 0.8 | 0.8 | 0 | 0 | 0 |  | IPP Non-CHP | N | OP |  | Non-Fossil Fuel Type (Less than 10% Fossil Fuel) |  | Eastern
EXCLUDE | NY | NY-Eastern | Chaffee Gas Recovery | 56526 | GEN3 | LFG | IC | 0.8 | 0.8 | 0 | 0 | 0 |  | IPP Non-CHP | N | OP |  | Non-Fossil Fuel Type (Less than 10% Fossil Fuel) |  | Eastern
EXCLUDE | NY | NY-Eastern | Chaffee Gas Recovery | 56526 | GEN4 | LFG | IC | 0.8 | 0.8 | 0 | 0 | 0 |  | IPP Non-CHP | N | OP |  | Non-Fossil Fuel Type (Less than 10% Fossil Fuel) |  | Eastern
EXCLUDE | NY | NY-Eastern | Chaffee Gas Recovery | 56526 | GEN5 | LFG | IC | 0.8 | 0.8 | 0 | 0 | 0 |  | IPP Non-CHP | N | OP |  | Non-Fossil Fuel Type (Less than 10% Fossil Fuel) |  | Eastern
EXCLUDE | NY | NY-Eastern | Chaffee Gas Recovery | 56526 | GEN6 | LFG | IC | 0.8 | 0.8 | 0 | 0 | 0 |  | IPP Non-CHP | N | OP |  | Non-Fossil Fuel Type (Less than 10% Fossil Fuel) |  | Eastern
EXCLUDE | NY | NY-Eastern | Chaffee Gas Recovery | 56526 | GEN7 | LFG | IC | 0.8 | 0.8 | 0 | 0 | 0 |  | IPP Non-CHP | N | OP |  | Non-Fossil Fuel Type (Less than 10% Fossil Fuel) |  | Eastern
EXCLUDE | NY | NY-Eastern | Chaffee Gas Recovery | 56526 | GEN8 | LFG | IC | 0.8 | 0.8 | 0 | 0 | 0 |  | IPP Non-CHP | N | OP |  | Non-Fossil Fuel Type (Less than 10% Fossil Fuel) |  | Eastern
EXCLUDE | MA | MA-Eastern | Fitchburg Gas Recovery | 56527 | GEN1 | LFG | IC | 1.6 | 1.6 | 0 | 0 | 0 |  | IPP Non-CHP | N | OP |  | Non-Fossil Fuel Type (Less than 10% Fossil Fuel) |  | Eastern
EXCLUDE | MA | MA-Eastern | Fitchburg Gas Recovery | 56527 | GEN2 | LFG | IC | 1.6 | 1.6 | 0 | 0 | 0 |  | IPP Non-CHP | N | OP |  | Non-Fossil Fuel Type (Less than 10% Fossil Fuel) |  | Eastern
EXCLUDE | MA | MA-Eastern | Fitchburg Gas Recovery | 56527 | GEN3 | LFG | IC | 1.6 | 1.6 | 0 | 0 | 0 |  | IPP Non-CHP | N | OP |  | Non-Fossil Fuel Type (Less than 10% Fossil Fuel) |  | Eastern
EXCLUDE | TX | TX-ERCOT | Skyline Gas Recovery | 56528 | GEN1 | LFG | IC | 1.6 | 1.6 | 0 | 0 | 0 |  | IPP Non-CHP | N | OP |  | Non-Fossil Fuel Type (Less than 10% Fossil Fuel) |  | ERCOT
EXCLUDE | TX | TX-ERCOT | Skyline Gas Recovery | 56528 | GEN2 | LFG | IC | 1.6 | 1.6 | 0 | 0 | 0 |  | IPP Non-CHP | N | OP |  | Non-Fossil Fuel Type (Less than 10% Fossil Fuel) |  | ERCOT
EXCLUDE | TX | TX-ERCOT | Skyline Gas Recovery | 56528 | GEN3 | LFG | IC | 1.6 | 1.6 | 0 | 0 | 0 |  | IPP Non-CHP | N | OP |  | Non-Fossil Fuel Type (Less than 10% Fossil Fuel) |  | ERCOT
EXCLUDE | TX | TX-ERCOT | Skyline Gas Recovery | 56528 | GEN4 | LFG | IC | 1.6 | 1.6 | 0 | 0 | 0 |  | IPP Non-CHP | N | OP |  | Non-Fossil Fuel Type (Less than 10% Fossil Fuel) |  | ERCOT
EXCLUDE | IL | IL-Eastern | Five Oaks Gas Recovery | 56529 | GEN1 | LFG | IC | 0.8 | 0.8 | 0 | 0 | 0 |  | IPP Non-CHP | N | OP |  | Non-Fossil Fuel Type (Less than 10% Fossil Fuel) |  | Eastern
EXCLUDE | IL | IL-Eastern | Five Oaks Gas Recovery | 56529 | GEN2 | LFG | IC | 0.8 | 0.8 | 0 | 0 | 0 |  | IPP Non-CHP | N | OP |  | Non-Fossil Fuel Type (Less than 10% Fossil Fuel) |  | Eastern
EXCLUDE | IL | IL-Eastern | Five Oaks Gas Recovery | 56529 | GEN3 | LFG | IC | 0.8 | 0.8 | 0 | 0 | 0 |  | IPP Non-CHP | N | OP |  | Non-Fossil Fuel Type (Less than 10% Fossil Fuel) |  | Eastern
EXCLUDE | IL | IL-Eastern | Five Oaks Gas Recovery | 56529 | GEN4 | LFG | IC | 0.8 | 0.8 | 0 | 0 | 0 |  | IPP Non-CHP | N | OP |  | Non-Fossil Fuel Type (Less than 10% Fossil Fuel) |  | Eastern
EXCLUDE | CO | CO-Western | Shoshone | 476 | B | WAT | HY | 7.2 | 7.5 | 0 | 29999.5 | 0 |  | Electric Utility | N | OP |  | Non Combustion (NUC, WAT, WND, GEO, or SUN) |  | Western
EXCLUDE | CO | CO-Western | Spindle Hill Energy Center | 56445 | GEN1 | NG | GT | 197 | 135 | 2707 | 144051 | 72188.2 |  | IPP Non-CHP | N | OP |  | Simple cycle unit |  | Western
EXCLUDE | CO | CO-Western | Spindle Hill Energy Center | 56445 | GEN2 | NG | GT | 197 | 135 | 2707 | 144051 | 112868.64 |  | IPP Non-CHP | N | OP |  | Simple cycle unit |  | Western
EXCLUDE | CO | CO-Western | Spring Canyon | 56320 | 1 | WND | WT | 60 | 60 | 0 | 214495 | 0 |  | IPP Non-CHP | N | OP |  | Non Combustion (NUC, WAT, WND, GEO, or SUN) |  | Western
EXCLUDE | VA | VA-Eastern | Waste Management Bethel LFGTE | 56531 | GEN1 | LFG | IC | 0.8 | 0.8 | 0 | 0 | 0 |  | IPP Non-CHP | N | OP |  | Non-Fossil Fuel Type (Less than 10% Fossil Fuel) |  | Eastern
EXCLUDE | VA | VA-Eastern | Waste Management Bethel LFGTE | 56531 | GEN2 | LFG | IC | 0.8 | 0.8 | 0 | 0 | 0 |  | IPP Non-CHP | N | OP |  | Non-Fossil Fuel Type (Less than 10% Fossil Fuel) |  | Eastern
EXCLUDE | VA | VA-Eastern | Waste Management Bethel LFGTE | 56531 | GEN3 | LFG | IC | 0.8 | 0.8 | 0 | 0 | 0 |  | IPP Non-CHP | N | OP |  | Non-Fossil Fuel Type (Less than 10% Fossil Fuel) |  | Eastern
EXCLUDE | VA | VA-Eastern | Waste Management Bethel LFGTE | 56531 | GEN4 | LFG | IC | 0.8 | 0.8 | 0 | 0 | 0 |  | IPP Non-CHP | N | OP |  | Non-Fossil Fuel Type (Less than 10% Fossil Fuel) |  | Eastern
EXCLUDE | VA | VA-Eastern | Waste Management Bethel LFGTE | 56531 | GEN5 | LFG | IC | 0.8 | 0.8 | 0 | 0 | 0 |  | IPP Non-CHP | N | OP |  | Non-Fossil Fuel Type (Less than 10% Fossil Fuel) |  | Eastern
EXCLUDE | VA | VA-Eastern | Waste Management Bethel LFGTE | 56531 | GEN6 | LFG | IC | 0.8 | 0.8 | 0 | 0 | 0 |  | IPP Non-CHP | N | OP |  | Non-Fossil Fuel Type (Less than 10% Fossil Fuel) |  | Eastern
NGCC | CA | CA-Western | Colusa Generating Station | 56532 | A | NG | CC | 181.5 | 167 | 2430 | 687087.04 | 287844.47 |  | Electric Utility | N | OP |  |  |  | Western
NGCC | CA | CA-Western | Colusa Generating Station | 56532 | B | NG | CC | 181.5 | 167 | 2430 | 687087.04 | 287844.47 |  | Electric Utility | N | OP |  |  |  | Western
NGCC | CA | CA-Western | Colusa Generating Station | 56532 | C | NG | CC | 349.4 | 306 | 2430 | 1322689.88 | 554120.44 |  | Electric Utility | N | OP |  |  |  | Western
EXCLUDE | CA | CA-Western | Bradley Gas Recovery | 56533 | GEN1 | LFG | IC | 1.3 | 1.3 | 0 | 0 | 0 |  | IPP Non-CHP | N | OP |  | Non-Fossil Fuel Type (Less than 10% Fossil Fuel) |  | Western
EXCLUDE | CA | CA-Western | Bradley Gas Recovery | 56533 | GEN2 | LFG | IC | 1.3 | 1.3 | 0 | 0 | 0 |  | IPP Non-CHP | N | OP |  | Non-Fossil Fuel Type (Less than 10% Fossil Fuel) |  | Western
EXCLUDE | CA | CA-Western | Bradley Gas Recovery | 56533 | GEN3 | LFG | IC | 1.3 | 1.3 | 0 | 0 | 0 |  | IPP Non-CHP | N | OP |  | Non-Fossil Fuel Type (Less than 10% Fossil Fuel) |  | Western
EXCLUDE | CA | CA-Western | Bradley Gas Recovery | 56533 | GEN4 | LFG | IC | 1.3 | 1.3 | 0 | 0 | 0 |  | IPP Non-CHP | N | OP |  | Non-Fossil Fuel Type (Less than 10% Fossil Fuel) |  | Western
EXCLUDE | CA | CA-Western | Bradley Gas Recovery | 56533 | GEN5 | LFG | IC | 1.3 | 1.3 | 0 | 0 | 0 |  | IPP Non-CHP | N | OP |  | Non-Fossil Fuel Type (Less than 10% Fossil Fuel) |  | Western
EXCLUDE | CA | CA-Western | El Sobrante Gas Recovery | 56534 | GEN1 | LFG | IC | 1.3 | 1.3 | 0 | 0 | 0 |  | IPP Non-CHP | N | OP |  | Non-Fossil Fuel Type (Less than 10% Fossil Fuel) |  | Western
EXCLUDE | CA | CA-Western | El Sobrante Gas Recovery | 56534 | GEN2 | LFG | IC | 1.3 | 1.3 | 0 | 0 | 0 |  | IPP Non-CHP | N | OP |  | Non-Fossil Fuel Type (Less than 10% Fossil Fuel) |  | Western
EXCLUDE | CA | CA-Western | El Sobrante Gas Recovery | 56534 | GEN3 | LFG | IC | 1.3 | 1.3 | 0 | 0 | 0 |  | IPP Non-CHP | N | OP |  | Non-Fossil Fuel Type (Less than 10% Fossil Fuel) |  | Western
EXCLUDE | CA | CA-Western | Waste Management Simi Valley LFGTE | 56535 | GEN1 | LFG | IC | 1.3 | 1.3 | 0 | 0 | 0 |  | IPP Non-CHP | N | OP |  | Non-Fossil Fuel Type (Less than 10% Fossil Fuel) |  | Western
EXCLUDE | CA | CA-Western | Waste Management Simi Valley LFGTE | 56535 | GEN2 | LFG | IC | 1.3 | 1.3 | 0 | 0 | 0 |  | IPP Non-CHP | N | OP |  | Non-Fossil Fuel Type (Less than 10% Fossil Fuel) |  | Western
EXCLUDE | MO | MO-Eastern | Cow Branch Wind Power LLC | 56536 | 1 | WND | WT | 50.4 | 50.4 | 0 | 129330 | 0 |  | IPP Non-CHP | N | OP |  | Non Combustion (NUC, WAT, WND, GEO, or SUN) |  | Eastern
EXCLUDE | MO | MO-Eastern | CR Clearing LLC | 56537 | 1 | WND | WT | 50.4 | 50.4 | 0 | 134179 | 0 |  | IPP Non-CHP | N | OP |  | Non Combustion (NUC, WAT, WND, GEO, or SUN) |  | Eastern
EXCLUDE | MO | MO-Eastern | Loess Hills Wind Farm LLC | 56538 | 1 | WND | WT | 5 | 5 | 0 | 10003 | 0 |  | IPP Non-CHP | N | OP |  | Non Combustion (NUC, WAT, WND, GEO, or SUN) |  | Eastern
EXCLUDE | IN | IN-Eastern | Clark-Floyd Landfill Gas Generating | 56539 | ICG1 | LFG | IC | 1.1 | 1.1 | 0 | 0 | 0 |  | Electric Utility | N | OP |  | Non-Fossil Fuel Type (Less than 10% Fossil Fuel) |  | Eastern
EXCLUDE | IN | IN-Eastern | Clark-Floyd Landfill Gas Generating | 56539 | ICG2 | LFG | IC | 1.1 | 1.1 | 0 | 0 | 0 |  | Electric Utility | N | OP |  | Non-Fossil Fuel Type (Less than 10% Fossil Fuel) |  | Eastern
EXCLUDE | IN | IN-Eastern | Clark-Floyd Landfill Gas Generating | 56539 | ICG3 | LFG | IC | 1.4 | 1.4 | 0 | 0 | 0 |  | Electric Utility | N | OP |  | Non-Fossil Fuel Type (Less than 10% Fossil Fuel) |  | Eastern
EXCLUDE | NV | NV-Western | Galena 2 Geothermal Power Plant | 56540 | GEN1 | GEO | BT | 13.5 | 9.2 | 0 | 66954 | 0 |  | IPP Non-CHP | N | OP |  | Non Combustion (NUC, WAT, WND, GEO, or SUN) |  | Western
EXCLUDE | NV | NV-Western | Galena 3 Geothermal Power Plant | 56541 | GEN1 | GEO | BT | 15 | 7.9 | 0 | 79415.5 | 0 |  | IPP Non-CHP | N | OP |  | Non Combustion (NUC, WAT, WND, GEO, or SUN) |  | Western
EXCLUDE | NV | NV-Western | Galena 3 Geothermal Power Plant | 56541 | GEN2 | GEO | BT | 15 | 7.9 | 0 | 79415.5 | 0 |  | IPP Non-CHP | N | OP |  | Non Combustion (NUC, WAT, WND, GEO, or SUN) |  | Western
EXCLUDE | AK | AK-Alaska | Kasidaya Creek Hydro | 56542 | 1 | WAT | HY | 3 | 3 | 0 | 6915 | 0 |  | Electric Utility | N | OP |  | State not covered under final 111(d) |  | Alaska
EXCLUDE | MN | MN-Eastern | Eastridge Wind Project | 56543 | 1 | WND | WT | 10.4 | 10.4 | 0 | 27313 | 0 |  | IPP Non-CHP | N | OP |  | Non Combustion (NUC, WAT, WND, GEO, or SUN) |  | Eastern
EXCLUDE | MN | MN-Eastern | Windom Wind Project | 56544 | 1 | WND | WT | 15.6 | 15.6 | 0 | 44297 | 0 |  | IPP Non-CHP | N | OP |  | Non Combustion (NUC, WAT, WND, GEO, or SUN) |  | Eastern
EXCLUDE | SC | SC-Eastern | Seneca City of | 56545 | PPG1 | DFO | IC | 2 | 1.8 | 0 | 0 | 0 |  | Electric Utility | N | SB |  | Internal Combustion |  | Eastern
EXCLUDE | SC | SC-Eastern | Seneca City of | 56545 | PPG2 | DFO | IC | 2 | 1.8 | 0 | 0 | 0 |  | Electric Utility | N | SB |  | Internal Combustion |  | Eastern
EXCLUDE | SC | SC-Eastern | Seneca City of | 56545 | PPG3 | DFO | IC | 2 | 1.8 | 0 | 0 | 0 |  | Electric Utility | N | SB |  | Internal Combustion |  | Eastern
EXCLUDE | SC | SC-Eastern | Seneca City of | 56545 | WPG1 | DFO | IC | 2 | 1.8 | 0 | 0 | 0 |  | Electric Utility | N | SB |  | Internal Combustion |  | Eastern
EXCLUDE | SC | SC-Eastern | Seneca City of | 56545 | WPG2 | DFO | IC | 2 | 1.8 | 0 | 0 | 0 |  | Electric Utility | N | SB |  | Internal Combustion |  | Eastern
EXCLUDE | NC | NC-Eastern | Cornelius Delivery No 1 | 56546 | 1 | DFO | IC | 2.2 | 2 | 0 | 0 | 0 |  | Electric Utility | N | OP |  | Internal Combustion |  | Eastern
EXCLUDE | NC | NC-Eastern | Bostic Delivery No 2 | 56547 | 1 | DFO | IC | 1 | 1 | 0 | 0 | 0 |  | Electric Utility | N | OP |  | Internal Combustion |  | Eastern
EXCLUDE | NC | NC-Eastern | Drexel Operations Center | 56548 | 1 | DFO | IC | 2.2 | 2 | 0 | 0 | 0 |  | Electric Utility | N | OP |  | Internal Combustion |  | Eastern
EXCLUDE | NC | NC-Eastern | Granite Falls Walmart | 56549 | 1 | DFO | IC | 2.2 | 2 | 0 | 0 | 0 |  | Electric Utility | N | OP |  | Internal Combustion |  | Eastern
EXCLUDE | NC | NC-Eastern | Huntersville Delivery No 2 | 56550 | 1 | DFO | IC | 2.2 | 2 | 0 | 0 | 0 |  | Electric Utility | N | OP |  | Internal Combustion |  | Eastern
EXCLUDE | NC | NC-Eastern | Landis Delivery No 2 | 56551 | 1 | DFO | IC | 2.2 | 2 | 0 | 0 | 0 |  | Electric Utility | N | OP |  | Internal Combustion |  | Eastern
EXCLUDE | NC | NC-Eastern | Statesville Delivery No 3 | 56552 | 1 | DFO | IC | 2.2 | 2 | 0 | 0 | 0 |  | Electric Utility | N | OP |  | Internal Combustion |  | Eastern
EXCLUDE | NC | NC-Eastern | Catawba River Pollution Control | 56553 | 1234 | DFO | IC | 1.3 | 1.1 | 0 | 0 | 0 |  | Commercial Non-CHP | N | OP |  | Commercial/Industrial Unit |  | Eastern
EXCLUDE | UT | UT-Western | Salt Lake Energy Systems | 56554 | Unit1 | LFG | IC | 0.8 | 0.8 | 0 | 0 | 0 |  | IPP Non-CHP | N | OP |  | Non-Fossil Fuel Type (Less than 10% Fossil Fuel) |  | Western
EXCLUDE | UT | UT-Western | Salt Lake Energy Systems | 56554 | Unit2 | LFG | IC | 0.8 | 0.8 | 0 | 0 | 0 |  | IPP Non-CHP | N | OP |  | Non-Fossil Fuel Type (Less than 10% Fossil Fuel) |  | Western
EXCLUDE | UT | UT-Western | Salt Lake Energy Systems | 56554 | Unit3 | LFG | IC | 1.6 | 1.5 | 0 | 0 | 0 |  | IPP Non-CHP | N | OP |  | Non-Fossil Fuel Type (Less than 10% Fossil Fuel) |  | Western
EXCLUDE | MO | MO-Eastern | Wind Capital Holdings LLC | 56555 | 1 | WND | WT | 56.7 | 56.7 | 0 | 142399 | 0 |  | IPP Non-CHP | N | OP |  | Non Combustion (NUC, WAT, WND, GEO, or SUN) |  | Eastern
EXCLUDE | KY | KY-Eastern | PPS Power Plant No 1 | 56556 | 1 | NG | GT | 60 | 55 | 664 | 11241.5 | 2564.5 |  | Electric Utility | N | OP |  | Simple cycle unit |  | Eastern
EXCLUDE | KY | KY-Eastern | PPS Power Plant No 1 | 56556 | 2 | NG | GT | 60 | 55 | 664 | 11241.5 | 3360.49 |  | Electric Utility | N | OP |  | Simple cycle unit |  | Eastern
EXCLUDE | TX | TX-Eastern | EXC Wind 1 LLC | 56557 | 1 | WND | WT | 10 | 10 | 0 | 29062 | 0 |  | IPP Non-CHP | N | OP |  | Non Combustion (NUC, WAT, WND, GEO, or SUN) |  | Eastern
EXCLUDE | TX | TX-Eastern | EXC Wind 2 LLC | 56558 | JDW2 | WND | WT | 10 | 10 | 0 | 29672 | 0 |  | IPP Non-CHP | N | OP |  | Non Combustion (NUC, WAT, WND, GEO, or SUN) |  | Eastern
EXCLUDE | TX | TX-Eastern | EXC Wind 3 LLC | 56559 | JDW3 | WND | WT | 10 | 10 | 0 | 27244 | 0 |  | IPP Non-CHP | N | OP |  | Non Combustion (NUC, WAT, WND, GEO, or SUN) |  | Eastern
EXCLUDE | TX | TX-Eastern | EXC Wind 4 LLC | 56560 | JDW4 | WND | WT | 79.8 | 79.8 | 0 | 246494 | 0 |  | IPP Non-CHP | N | OP |  | Non Combustion (NUC, WAT, WND, GEO, or SUN) |  | Eastern
EXCLUDE | TX | TX-Eastern | EXC Wind 5 LLC | 56561 | JDW5 | WND | WT | 10 | 10 | 0 | 29880 | 0 |  | IPP Non-CHP | N | OP |  | Non Combustion (NUC, WAT, WND, GEO, or SUN) |  | Eastern
EXCLUDE | TX | TX-Eastern | EXC Wind 6 LLC | 56562 | JDW6 | WND | WT | 10 | 10 | 0 | 31114 | 0 |  | IPP Non-CHP | N | OP |  | Non Combustion (NUC, WAT, WND, GEO, or SUN) |  | Eastern
EXCLUDE | CO | CO-Western | Springfield | 8100 | 1 | DFO | IC | 1.2 | 1.2 | 0 | 0 | 0 |  | Electric Utility | N | SB |  | Internal Combustion |  | Western
UC Coal - commenced in 2012 | AR | AR-Eastern | John W Turk Jr Power Plant | 56564 | 1 | SUB | ST | 609 | 609 | 6000 | 294975 | 188785.65 |  | Electric Utility | N | OP |  |  | Yes | Eastern
NGCC | LA | LA-Eastern | J Lamar Stall Unit | 56565 | 6A | NG | CC | 184 | 160 | 0 | 1047674.18 | 426519.37 |  | Electric Utility | N | OP |  |  |  | Eastern
NGCC | LA | LA-Eastern | J Lamar Stall Unit | 56565 | 6B | NG | CC | 184 | 160 | 0 | 1047674.18 | 426519.37 |  | Electric Utility | N | OP |  |  |  | Eastern
NGCC | LA | LA-Eastern | J Lamar Stall Unit | 56565 | 6STG | NG | CC | 256 | 187 | 0 | 1457633.64 | 593418.26 |  | Electric Utility | N | OP |  |  |  | Eastern
EXCLUDE | CO | CO-Western | Springfield | 8100 | 2 | DFO | IC | 0.2 | 0.2 | 0 | 0 | 0 |  | Electric Utility | N | SB |  | Internal Combustion |  | Western
EXCLUDE | NV | NV-Western | Nellis Air Force Base Solar Array | 56568 | NS1 | SUN | PV | 4.9 | 4.9 | 0 | 11255.65 | 0 |  | Commercial Non-CHP | N | OP |  | Commercial/Industrial Unit |  | Western
EXCLUDE | NV | NV-Western | Nellis Air Force Base Solar Array | 56568 | NS2 | SUN | PV | 5.2 | 5.2 | 0 | 11944.77 | 0 |  | Commercial Non-CHP | N | OP |  | Commercial/Industrial Unit |  | Western
EXCLUDE | NV | NV-Western | Nellis Air Force Base Solar Array | 56568 | NS3 | SUN | PV | 3.9 | 3.9 | 0 | 8958.58 | 0 |  | Commercial Non-CHP | N | OP |  | Commercial/Industrial Unit |  | Western
EXCLUDE | CA | CA-Western | Niland Gas Turbine Plant | 56569 | 1 | NG | GT | 60.5 | 47.5 | 460 | 36382.5 | 23416.56 |  | Electric Utility | N | OP |  | Simple cycle unit |  | Western
EXCLUDE | CA | CA-Western | Niland Gas Turbine Plant | 56569 | 2 | NG | GT | 60.5 | 47.5 | 460 | 36382.5 | 21266.22 |  | Electric Utility | N | OP |  | Simple cycle unit |  | Western
EXCLUDE | CA | CA-Western | Terra-Gen VG Wind LLC | 56570 | WGNS | WND | WT | 7.4 | 7.4 | 0 | 19090 | 0 |  | IPP Non-CHP | N | OP |  | Non Combustion (NUC, WAT, WND, GEO, or SUN) |  | Western
EXCLUDE | MD | MD-Eastern | Eastern Landfill Gas LLC | 56571 | 1 | LFG | IC | 1 | 1 | 0 | 0 | 0 |  | IPP Non-CHP | N | OP |  | Non-Fossil Fuel Type (Less than 10% Fossil Fuel) |  | Eastern
EXCLUDE | MD | MD-Eastern | Eastern Landfill Gas LLC | 56571 | 2 | LFG | IC | 1 | 1 | 0 | 0 | 0 |  | IPP Non-CHP | N | OP |  | Non-Fossil Fuel Type (Less than 10% Fossil Fuel) |  | Eastern
EXCLUDE | MD | MD-Eastern | Eastern Landfill Gas LLC | 56571 | 3 | LFG | IC | 1 | 1 | 0 | 0 | 0 |  | IPP Non-CHP | N | OP |  | Non-Fossil Fuel Type (Less than 10% Fossil Fuel) |  | Eastern
EXCLUDE | PA | PA-Eastern | Bethlehem Renewable Energy LLC | 56572 | 1 | LFG | GT | 5.5 | 4.7 | 0 | 8696 | 8571.94 |  | IPP Non-CHP | N | OP |  | Non-Fossil Fuel Type (Less than 10% Fossil Fuel) |  | Eastern
EXCLUDE | ND | ND-Eastern | FPL Energy Oliver Wind II LLC | 56573 | 2 | WND | WT | 48 | 48 | 0 | 171502 | 0 |  | IPP Non-CHP | N | OP |  | Non Combustion (NUC, WAT, WND, GEO, or SUN) |  | Eastern
EXCLUDE | NY | NY-Eastern | Steel Winds Wind Farm | 56575 | 1 | WND | WT | 20 | 20 | 0 | 52552 | 0 |  | IPP Non-CHP | N | OP |  | Non Combustion (NUC, WAT, WND, GEO, or SUN) |  | Eastern
EXCLUDE | IL | IL-Eastern | Robbins Community Power LLC | 56576 | 1 | WDS | ST | 27.5 | 27.5 | 0 | 0 | 0 |  | IPP Non-CHP | N | U |  | Status of Operation (IP, L, P, T) |  | Eastern
EXCLUDE | IL | IL-Eastern | Robbins Community Power LLC | 56576 | 2 | WDS | ST | 27.5 | 27.5 | 0 | 0 | 0 |  | IPP Non-CHP | N | U |  | Status of Operation (IP, L, P, T) |  | Eastern
EXCLUDE | MN | MN-Eastern | Shane's Wind Machine | 56577 | 1 | WND | WT | 1.3 | 1.3 | 0 | 7271 | 0 |  | IPP Non-CHP | N | OP |  | Non Combustion (NUC, WAT, WND, GEO, or SUN) |  | Eastern
EXCLUDE | MN | MN-Eastern | Roadrunner I LLC | 56578 | 1 | WND | WT | 1.3 | 1.3 | 0 | 3265 | 0 |  | IPP Non-CHP | N | OP |  | Non Combustion (NUC, WAT, WND, GEO, or SUN) |  | Eastern
EXCLUDE | MN | MN-Eastern | Windy Dog I LLC | 56579 | 1 | WND | WT | 1.3 | 1.3 | 0 | 3388 | 0 |  | IPP Non-CHP | N | OP |  | Non Combustion (NUC, WAT, WND, GEO, or SUN) |  | Eastern
EXCLUDE | MN | MN-Eastern | Blue Breezes LLC | 56580 | 1 | WND | WT | 1.3 | 1.3 | 0 | 3455 | 0 |  | IPP Non-CHP | N | OP |  | Non Combustion (NUC, WAT, WND, GEO, or SUN) |  | Eastern
EXCLUDE | MN | MN-Eastern | Blue Breezes II LLC | 56581 | 1 | WND | WT | 1.3 | 1.3 | 0 | 3528 | 0 |  | IPP Non-CHP | N | OP |  | Non Combustion (NUC, WAT, WND, GEO, or SUN) |  | Eastern
EXCLUDE | MN | MN-Eastern | Breezy Bucks II LLC | 56582 | 1 | WND | WT | 1.3 | 1.3 | 0 | 3602 | 0 |  | IPP Non-CHP | N | OP |  | Non Combustion (NUC, WAT, WND, GEO, or SUN) |  | Eastern
EXCLUDE | MN | MN-Eastern | Salty Dog I LLC | 56583 | 1 | WND | WT | 1.3 | 1.3 | 0 | 3344 | 0 |  | IPP Non-CHP | N | OP |  | Non Combustion (NUC, WAT, WND, GEO, or SUN) |  | Eastern
EXCLUDE | MN | MN-Eastern | Salty Dog II LLC | 56584 | 1 | WND | WT | 1.3 | 1.3 | 0 | 3479 | 0 |  | IPP Non-CHP | N | OP |  | Non Combustion (NUC, WAT, WND, GEO, or SUN) |  | Eastern
EXCLUDE | MN | MN-Eastern | Wallys Wind Farm LLC | 56585 | 1 | WND | WT | 1.3 | 1.3 | 0 | 3256 | 0 |  | IPP Non-CHP | N | OP |  | Non Combustion (NUC, WAT, WND, GEO, or SUN) |  | Eastern
EXCLUDE | MN | MN-Eastern | Sunset Breeze LLC | 56586 | 1 | WND | WT | 1.3 | 1.3 | 0 | 3834 | 0 |  | IPP Non-CHP | N | OP |  | Non Combustion (NUC, WAT, WND, GEO, or SUN) |  | Eastern
EXCLUDE | MN | MN-Eastern | Minnesota Breeze LLC | 56587 | 1 | WND | WT | 1.3 | 1.3 | 0 | 3847 | 0 |  | IPP Non-CHP | N | OP |  | Non Combustion (NUC, WAT, WND, GEO, or SUN) |  | Eastern
EXCLUDE | MN | MN-Eastern | G Flow Wind LLC | 56588 | 1 | WND | WT | 1.3 | 1.3 | 0 | 3835 | 0 |  | IPP Non-CHP | N | OP |  | Non Combustion (NUC, WAT, WND, GEO, or SUN) |  | Eastern
EXCLUDE | MN | MN-Eastern | Wolf Wind Enterprises LLC | 56589 | 1 | WND | WT | 1.3 | 1.3 | 0 | 4029 | 0 |  | IPP Non-CHP | N | OP |  | Non Combustion (NUC, WAT, WND, GEO, or SUN) |  | Eastern
EXCLUDE | MN | MN-Eastern | Green Acres Breeze LLC | 56590 | 1 | WND | WT | 1.3 | 1.3 | 0 | 3853 | 0 |  | IPP Non-CHP | N | OP |  | Non Combustion (NUC, WAT, WND, GEO, or SUN) |  | Eastern
EXCLUDE | MT | MT-Western | Horseshoe Bend Wind Park | 56591 | HBWP | WND | WT | 9 | 9 | 0 | 22847 | 0 |  | IPP Non-CHP | N | OP |  | Non Combustion (NUC, WAT, WND, GEO, or SUN) |  | Western
EXCLUDE | TX | TX-ERCOT | Champion Wind Farm LLC | 56592 | CH1 | WND | WT | 126.5 | 126.5 | 0 | 413620 | 0 |  | IPP Non-CHP | N | OP |  | Non Combustion (NUC, WAT, WND, GEO, or SUN) |  | ERCOT
EXCLUDE | TX | TX-ERCOT | Roscoe Wind Farm LLC | 56593 | RO1 | WND | WT | 209 | 209 | 0 | 596742 | 0 |  | IPP Non-CHP | N | OP |  | Non Combustion (NUC, WAT, WND, GEO, or SUN) |  | ERCOT
EXCLUDE | NY | NY-Eastern | Munnsville Wind Farm LLC | 56594 | MU1 | WND | WT | 34.5 | 34.5 | 0 | 84738 | 0 |  | IPP Non-CHP | N | OP |  | Non Combustion (NUC, WAT, WND, GEO, or SUN) |  | Eastern
EXCLUDE | MN | MN-Eastern | Breezy Bucks I LLC | 56595 | 1 | WND | WT | 1.3 | 1.3 | 0 | 3057 | 0 |  | IPP Non-CHP | N | OP |  | Non Combustion (NUC, WAT, WND, GEO, or SUN) |  | Eastern
COALST | WY | WY-Western | Wygen III | 56596 | 5 | SUB | ST | 116.2 | 100 | 1300 | 855131 | 1004747.78 |  | Electric Utility | N | OP |  |  |  | Western
EXCLUDE | MO | MO-Eastern | Elm Street Substation Generators | 56597 | EP01 | DFO | IC | 2 | 1.3 | 0 | 0 | 0 |  | Electric Utility | N | SB |  | Internal Combustion |  | Eastern
EXCLUDE | MO | MO-Eastern | Elm Street Substation Generators | 56597 | EP02 | DFO | IC | 2 | 1.3 | 0 | 0 | 0 |  | Electric Utility | N | SB |  | Internal Combustion |  | Eastern
EXCLUDE | MO | MO-Eastern | Elm Street Substation Generators | 56597 | EP03 | DFO | IC | 2 | 1.3 | 0 | 0 | 0 |  | Electric Utility | N | SB |  | Internal Combustion |  | Eastern
EXCLUDE | MO | MO-Eastern | Elm Street Substation Generators | 56597 | EP04 | DFO | IC | 2 | 1.3 | 0 | 0 | 0 |  | Electric Utility | N | SB |  | Internal Combustion |  | Eastern
EXCLUDE | MO | MO-Eastern | Walton Street Substation | 56598 | EP05 | DFO | IC | 2 | 1.3 | 0 | 0 | 0 |  | Electric Utility | N | SB |  | Internal Combustion |  | Eastern
EXCLUDE | MO | MO-Eastern | Walton Street Substation | 56598 | EP06 | DFO | IC | 2 | 1.3 | 0 | 0 | 0 |  | Electric Utility | N | SB |  | Internal Combustion |  | Eastern
EXCLUDE | MO | MO-Eastern | Walton Street Substation | 56598 | EP07 | DFO | IC | 2 | 1.3 | 0 | 0 | 0 |  | Electric Utility | N | SB |  | Internal Combustion |  | Eastern
EXCLUDE | MO | MO-Eastern | Jefferson Street Substation | 56599 | EP08 | DFO | IC | 2 | 1.3 | 0 | 0 | 0 |  | Electric Utility | N | SB |  | Internal Combustion |  | Eastern
EXCLUDE | MO | MO-Eastern | Jefferson Street Substation | 56599 | EP09 | DFO | IC | 2 | 1.3 | 0 | 0 | 0 |  | Electric Utility | N | SB |  | Internal Combustion |  | Eastern
EXCLUDE | MO | MO-Eastern | Jefferson Street Substation | 56599 | EP10 | DFO | IC | 2 | 1.3 | 0 | 0 | 0 |  | Electric Utility | N | SB |  | Internal Combustion |  | Eastern
EXCLUDE | MO | MO-Eastern | Overall Road Station | 56600 | EP11 | DFO | IC | 2 | 1.3 | 0 | 0 | 0 |  | Electric Utility | N | SB |  | Internal Combustion |  | Eastern
EXCLUDE | MO | MO-Eastern | Overall Road Station | 56600 | EP12 | DFO | IC | 2 | 1.3 | 0 | 0 | 0 |  | Electric Utility | N | SB |  | Internal Combustion |  | Eastern
EXCLUDE | MO | MO-Eastern | Overall Road Station | 56600 | EP13 | DFO | IC | 2 | 1.3 | 0 | 0 | 0 |  | Electric Utility | N | SB |  | Internal Combustion |  | Eastern
EXCLUDE | MO | MO-Eastern | Overall Road Station | 56600 | EP14 | DFO | IC | 2 | 1.3 | 0 | 0 | 0 |  | Electric Utility | N | SB |  | Internal Combustion |  | Eastern
EXCLUDE | TX | TX-ERCOT | Snyder Wind Farm | 56602 | SNY1 | WND | WT | 63 | 63 | 0 | 178874 | 0 |  | IPP Non-CHP | N | OP |  | Non Combustion (NUC, WAT, WND, GEO, or SUN) |  | ERCOT
EXCLUDE | TX | TX-Eastern | San Jacinto County Peaking Facility | 56603 | SJC1 | NG | GT | 85 | 73 | 1100 | 74140.5 | 56298.58 |  | Electric Utility | N | OP |  | Simple cycle unit |  | Eastern
EXCLUDE | TX | TX-Eastern | San Jacinto County Peaking Facility | 56603 | SJC2 | NG | GT | 85 | 73 | 1100 | 74140.5 | 55043.04 |  | Electric Utility | N | OP |  | Simple cycle unit |  | Eastern
EXCLUDE | TX | TX-Eastern | San Jacinto County Peaking Facility | 56603 | SJCD1 | DFO | IC | 0.5 | 0.5 | 0 | 0 | 0 |  | Electric Utility | N | SB |  | Internal Combustion | Yes | Eastern
EXCLUDE | TX | TX-Eastern | Hardin County Peaking Facility | 56604 | HC1 | NG | GT | 86.5 | 73 | 1110.5 | 57554.5 | 42502.47 |  | Electric Utility | N | OP |  | Simple cycle unit |  | Eastern
EXCLUDE | TX | TX-Eastern | Hardin County Peaking Facility | 56604 | HC2 | NG | GT | 86.5 | 73 | 1110.5 | 57554.5 | 42512.45 |  | Electric Utility | N | OP |  | Simple cycle unit |  | Eastern
EXCLUDE | ND | ND-Eastern | Langdon Wind LLC | 56605 | GE15 | WND | WT | 159 | 159 | 0 | 430939 | 0 |  | IPP Non-CHP | N | OP |  | Non Combustion (NUC, WAT, WND, GEO, or SUN) |  | Eastern
EXCLUDE | MT | MT-Eastern | Culbertson Generation Station | 56606 | 01 | NG | GT | 91 | 90.8 | 786.5 | 64496 | 30778.01 |  | Electric Utility | N | OP |  | Simple cycle unit |  | Eastern
EXCLUDE | ND | ND-Eastern | Prairie Winds ND1 | 56607 | ND1 | WND | WT | 115.5 | 115.5 | 0 | 436705 | 0 |  | Electric Utility | N | OP |  | Non Combustion (NUC, WAT, WND, GEO, or SUN) |  | Eastern
EXCLUDE | SD | SD-Eastern | Prairie Winds SD1 | 56608 | SD1 | WND | WT | 150 | 150 | 0 | 613110.19 | 0 |  | Electric Utility | N | OP |  | Non Combustion (NUC, WAT, WND, GEO, or SUN) |  | Eastern
EXCLUDE | SD | SD-Eastern | Prairie Winds SD1 | 56608 | SD2 | WND | WT | 10.5 | 10.5 | 0 | 42917.71 | 0 |  | Electric Utility | N | OP |  | Non Combustion (NUC, WAT, WND, GEO, or SUN) |  | Eastern
EXCLUDE | SD | SD-Eastern | Prairie Winds SD1 | 56608 | SD3 | WND | WT | 1.5 | 1.5 | 0 | 6131.1 | 0 |  | Electric Utility | N | OP |  | Non Combustion (NUC, WAT, WND, GEO, or SUN) |  | Eastern
COALST | WY | WY-Western | Dry Fork Station | 56609 | 01 | SUB | ST | 390 | 380 | 6066 | 3093371.02 | 3555712.92 |  | Electric Utility | N | OP |  |  |  | Western
UC NGCC - commenced in 2012 | SD | SD-Eastern | Deer Creek Station | 56610 | 01 | NG | CC | 154 | 150 | 2328 | 12878.96 | 7284.55 |  | Electric Utility | N | OP |  |  | Yes | Eastern
UC NGCC - commenced in 2012 | SD | SD-Eastern | Deer Creek Station | 56610 | 02 | NG | CC | 170 | 140 | 2328 | 14217.04 | 8041.39 |  | Electric Utility | N | OP |  |  | Yes | Eastern
UC Coal - commenced in 2012 | TX | TX-ERCOT | Sandy Creek Energy Station | 56611 | S01 | SUB | ST | 957.6 | 911 | 0 | 0 | 0 |  | IPP Non-CHP | N | TS |  |  | Yes | ERCOT
EXCLUDE | CO | CO-Western | Springfield | 8100 | IC4 | DFO | IC | 0.5 | 0.5 | 0 | 0 | 0 |  | Electric Utility | N | SB |  | Internal Combustion |  | Western
EXCLUDE | IL | IL-Eastern | Old Trail Wind Farm | 56614 | 2 | WND | WT | 198 | 198 | 0 | 604896 | 0 |  | IPP Non-CHP | N | OP |  | Non Combustion (NUC, WAT, WND, GEO, or SUN) |  | Eastern
EXCLUDE | CA | CA-Western | Rancho Penasquitos | 56615 | G100 | WAT | HY | 4.6 | 4.4 | 0 | 18463 | 0 |  | IPP Non-CHP | N | OP |  | Non Combustion (NUC, WAT, WND, GEO, or SUN) |  | Western
EXCLUDE | AZ | AZ-Western | Snowflake White Mountain Power LLC | 56616 | G3 | WDS | ST | 27.2 | 26 | 0 | 182020 | 256384.6 |  | IPP Non-CHP | N | OP |  | Non-Fossil Fuel Type (Less than 10% Fossil Fuel) |  | Western
EXCLUDE | MN | MN-Eastern | Fenton Wind Farm | 56617 | 1 | WND | WT | 205.5 | 205.5 | 0 | 751918 | 0 |  | IPP Non-CHP | N | OP |  | Non Combustion (NUC, WAT, WND, GEO, or SUN) |  | Eastern
EXCLUDE | NY | NY-Eastern | Noble Clinton Windpark LLC | 56618 | 1 | WND | WT | 100.5 | 100.5 | 0 | 167537 | 0 |  | IPP Non-CHP | N | OP |  | Non Combustion (NUC, WAT, WND, GEO, or SUN) |  | Eastern
EXCLUDE | NY | NY-Eastern | Noble Ellenburg Windpark LLC | 56619 | 1 | WND | WT | 81 | 81 | 0 | 157758 | 0 |  | IPP Non-CHP | N | OP |  | Non Combustion (NUC, WAT, WND, GEO, or SUN) |  | Eastern
EXCLUDE | NY | NY-Eastern | Noble Bliss Windpark LLC | 56620 | 1 | WND | WT | 100.5 | 100.5 | 0 | 192557 | 0 |  | IPP Non-CHP | N | OP |  | Non Combustion (NUC, WAT, WND, GEO, or SUN) |  | Eastern
EXCLUDE | OK | OK-Eastern | Sleeping Bear LLC | 56621 | 1 | WND | WT | 94.5 | 94.5 | 0 | 306298 | 0 |  | IPP Non-CHP | N | OP |  | Non Combustion (NUC, WAT, WND, GEO, or SUN) |  | Eastern
EXCLUDE | IL | IL-Eastern | Providence Heights Wind LLC | 56622 | 1 | WND | WT | 72 | 72 | 0 | 164040 | 0 |  | IPP Non-CHP | N | OP |  | Non Combustion (NUC, WAT, WND, GEO, or SUN) |  | Eastern
EXCLUDE | OR | OR-Western | Elkhorn Valley Wind Farm | 56623 | EH1 | WND | WT | 100.7 | 100.7 | 0 | 313448 | 0 |  | IPP Non-CHP | N | OP |  | Non Combustion (NUC, WAT, WND, GEO, or SUN) |  | Western
EXCLUDE | MN | MN-Eastern | BC Energy LLC | 56624 | 1 | WND | WT | 4 | 4 | 0 | 14481 | 0 |  | IPP Non-CHP | N | OP |  | Non Combustion (NUC, WAT, WND, GEO, or SUN) |  | Eastern
EXCLUDE | MN | MN-Eastern | KC Energy LLC | 56625 | 1 | WND | WT | 4 | 4 | 0 | 14104 | 0 |  | IPP Non-CHP | N | OP |  | Non Combustion (NUC, WAT, WND, GEO, or SUN) |  | Eastern
EXCLUDE | MN | MN-Eastern | K&D Energy LLC | 56626 | 1 | WND | WT | 4 | 4 | 0 | 13071 | 0 |  | IPP Non-CHP | N | OP |  | Non Combustion (NUC, WAT, WND, GEO, or SUN) |  | Eastern
EXCLUDE | MN | MN-Eastern | KSS Turbines LLC | 56627 | 1 | WND | WT | 4 | 4 | 0 | 14306 | 0 |  | IPP Non-CHP | N | OP |  | Non Combustion (NUC, WAT, WND, GEO, or SUN) |  | Eastern
EXCLUDE | MN | MN-Eastern | Prairie Wind Power LLC | 56628 | 1 | WND | WT | 4 | 4 | 0 | 14540 | 0 |  | IPP Non-CHP | N | OP |  | Non Combustion (NUC, WAT, WND, GEO, or SUN) |  | Eastern
EXCLUDE | CT | CT-Eastern | Waterbury Generation | 56629 | 10 | NG | GT | 96 | 95 | 1800 | 41706 | 19905.5 |  | IPP Non-CHP | N | OP |  | Simple cycle unit |  | Eastern
EXCLUDE | MN | MN-Eastern | Taconite Ridge 1 Wind Energy Center | 56630 | 1 | WND | WT | 25 | 25 | 0 | 62387 | 0 |  | Electric Utility | N | OP |  | Non Combustion (NUC, WAT, WND, GEO, or SUN) |  | Eastern
EXCLUDE | CA | CA-Western | Turlock Irrigation District Fuel Cell | 56631 | TFC | OBG | FC | 1.2 | 1.1 | 0 | 124 | 13.66 |  | Electric Utility | Y | OP |  | Non-Fossil Fuel Type (Less than 10% Fossil Fuel) |  | Western
EXCLUDE | NY | NY-Eastern | Dutch Hill Wind Project | 56633 | 1 | WND | WT | 37.5 | 37.5 | 0 | 75333 | 0 |  | IPP Non-CHP | N | OP |  | Non Combustion (NUC, WAT, WND, GEO, or SUN) |  | Eastern
EXCLUDE | NY | NY-Eastern | Cohocton Wind Project | 56634 | 1 | WND | WT | 87.5 | 87.5 | 0 | 172095 | 0 |  | IPP Non-CHP | N | OP |  | Non Combustion (NUC, WAT, WND, GEO, or SUN) |  | Eastern
EXCLUDE | MI | MI-Eastern | Harvest Windfarm LLC | 56635 | 1 | WND | WT | 52.8 | 52.8 | 0 | 136806 | 0 |  | IPP Non-CHP | N | OP |  | Non Combustion (NUC, WAT, WND, GEO, or SUN) |  | Eastern
EXCLUDE | ID | ID-Western | Hot Springs Windfarm LLC | 56636 | 1 | WND | WT | 21 | 21 | 0 | 46106 | 0 |  | IPP Non-CHP | N | OP |  | Non Combustion (NUC, WAT, WND, GEO, or SUN) |  | Western
EXCLUDE | ID | ID-Western | Bennett Creek Windfarm LLC | 56637 | 1 | WND | WT | 21 | 21 | 0 | 48276 | 0 |  | IPP Non-CHP | N | OP |  | Non Combustion (NUC, WAT, WND, GEO, or SUN) |  | Western
EXCLUDE | TX | TX-ERCOT | Buffalo Gap 3 Wind Farm | 56638 | GEN1 | WND | WT | 170.2 | 170.2 | 0 | 516758 | 0 |  | IPP Non-CHP | N | OP |  | Non Combustion (NUC, WAT, WND, GEO, or SUN) |  | ERCOT
EXCLUDE | CA | CA-Western | Starwood Power Project | 56639 | 1 | NG | GT | 69.9 | 51.5 | 684.2 | 14907 | 8791.5 |  | IPP Non-CHP | N | OP |  | Simple cycle unit |  | Western
EXCLUDE | CA | CA-Western | Starwood Power Project | 56639 | 2 | NG | GT | 69.9 | 51.5 | 684.2 | 14907 | 10105.53 |  | IPP Non-CHP | N | OP |  | Simple cycle unit |  | Western
EXCLUDE | IL | IL-Eastern | Camp Grove Wind Farm | 56640 | 1 | WND | WT | 150 | 150 | 0 | 427819 | 0 |  | IPP Non-CHP | N | OP |  | Non Combustion (NUC, WAT, WND, GEO, or SUN) |  | Eastern
EXCLUDE | MD | MD-Eastern | Worcester County Renewable Energy | 56641 | 1 | LFG | IC | 1 | 1 | 0 | 0 | 0 |  | IPP Non-CHP | N | OP |  | Non-Fossil Fuel Type (Less than 10% Fossil Fuel) |  | Eastern
EXCLUDE | MD | MD-Eastern | Worcester County Renewable Energy | 56641 | 2 | LFG | IC | 1 | 1 | 0 | 0 | 0 |  | IPP Non-CHP | N | OP |  | Non-Fossil Fuel Type (Less than 10% Fossil Fuel) |  | Eastern
EXCLUDE | NV | NV-Western | Ely Energy Center | 56642 | 1 | SUB | ST | 750 | 750 | 0 | 0 | 0 |  | Electric Utility | N | IP |  | Status of Operation (IP, L, P, T) |  | Western
EXCLUDE | NV | NV-Western | Ely Energy Center | 56642 | 2 | SUB | ST | 750 | 750 | 0 | 0 | 0 |  | Electric Utility | N | IP |  | Status of Operation (IP, L, P, T) |  | Western
EXCLUDE | MN | MN-Eastern | St Paul Cogeneration | 56643 | 1 | WDS | ST | 37 | 33 | 0 | 202181 | 317484.66 |  | IPP CHP | Y | OP |  | Non-Fossil Fuel Type (Less than 10% Fossil Fuel) |  | Eastern
EXCLUDE | TX | TX-ERCOT | Stanton Wind Energy LLC | 56644 | 1 | WND | WT | 120 | 120 | 0 | 391311 | 0 |  | IPP Non-CHP | N | OP |  | Non Combustion (NUC, WAT, WND, GEO, or SUN) |  | ERCOT
EXCLUDE | IA | IA-Eastern | Osceola Windpower LLC | 56645 | CL25 | WND | WT | 100 | 100 | 0 | 295079 | 0 |  | IPP Non-CHP | N | OP |  | Non Combustion (NUC, WAT, WND, GEO, or SUN) |  | Eastern
EXCLUDE | MN | MN-Eastern | Chandler Hills Wind Farm | 56646 | 1 | WND | WT | 2 | 2 | 0 | 5894 | 0 |  | IPP Non-CHP | N | OP |  | Non Combustion (NUC, WAT, WND, GEO, or SUN) |  | Eastern
EXCLUDE | WI | WI-Eastern | Butler Ridge | 56647 | 1 | WND | WT | 54 | 54 | 0 | 140979 | 0 |  | IPP Non-CHP | N | OP |  | Non Combustion (NUC, WAT, WND, GEO, or SUN) |  | Eastern
EXCLUDE | TX | TX-Eastern | Majestic 1 Wind Farm | 56648 | 1 | WND | WT | 79.5 | 79.5 | 0 | 327080 | 0 |  | IPP Non-CHP | N | OP |  | Non Combustion (NUC, WAT, WND, GEO, or SUN) |  | Eastern
EXCLUDE | TX | TX-ERCOT | South Trent Wind Farm | 56649 | 1 | WND | WT | 101.2 | 101.2 | 0 | 350666 | 0 |  | IPP Non-CHP | N | OP |  | Non Combustion (NUC, WAT, WND, GEO, or SUN) |  | ERCOT
EXCLUDE | SD | SD-Eastern | Wessington Springs | 56650 | 1 | WND | WT | 51 | 51 | 0 | 211033 | 0 |  | IPP Non-CHP | N | OP |  | Non Combustion (NUC, WAT, WND, GEO, or SUN) |  | Eastern
EXCLUDE | PA | PA-Eastern | North Allegheny Windpower Project | 56651 | 1 | WND | WT | 70 | 70 | 0 | 143874 | 0 |  | IPP Non-CHP | N | OP |  | Non Combustion (NUC, WAT, WND, GEO, or SUN) |  | Eastern
EXCLUDE | IL | IL-Eastern | Crescent Ridge II Wind Energy Project | 56653 | 1 | WND | WT | 57.8 | 57.8 | 0 | 0 | 0 |  | IPP Non-CHP | N | IP |  | Status of Operation (IP, L, P, T) |  | Eastern
EXCLUDE | CA | CA-Western | Hatchet Ridge Wind Project | 56654 | 1 | WND | WT | 101.2 | 101.2 | 0 | 248843 | 0 |  | IPP Non-CHP | N | OP |  | Non Combustion (NUC, WAT, WND, GEO, or SUN) |  | Western
EXCLUDE | PA | PA-Eastern | Seldom Seen Wind LLC | 56655 | 1 | WND | WT | 41 | 41 | 0 | 0 | 0 |  | IPP Non-CHP | N | IP |  | Status of Operation (IP, L, P, T) |  | Eastern
EXCLUDE | NM | NM-Western | Aragonne Mesa Phase II | 56656 | 1 | WND | WT | 110.4 | 110.4 | 0 | 0 | 0 |  | IPP Non-CHP | N | IP |  | Status of Operation (IP, L, P, T) |  | Western
EXCLUDE | IL | IL-Eastern | Lancaster Wind Farm Project | 56657 | 1 | WND | WT | 70 | 70 | 0 | 0 | 0 |  | IPP Non-CHP | N | IP |  | Status of Operation (IP, L, P, T) |  | Eastern
EXCLUDE | TX | TX-ERCOT | Majestic 2 Wind Farm | 56658 | 1 | WND | WT | 79.2 | 79.2 | 0 | 0 | 0 |  | IPP Non-CHP | N | IP |  | Status of Operation (IP, L, P, T) |  | ERCOT
EXCLUDE | MI | MI-Eastern | Michigan Wind 2 | 56659 | 1 | WND | WT | 90 | 90 | 0 | 296586 | 0 |  | IPP Non-CHP | N | OP |  | Non Combustion (NUC, WAT, WND, GEO, or SUN) |  | Eastern
EXCLUDE | IA | IA-Eastern | Alliant 1 Wind | 56660 | 1 | WND | WT | 110 | 110 | 0 | 0 | 0 |  | IPP Non-CHP | N | IP |  | Status of Operation (IP, L, P, T) |  | Eastern
EXCLUDE | TX | TX-ERCOT | Pattern Gulf Wind | 56661 | 1 | WND | WT | 283.2 | 283.2 | 0 | 826959 | 0 |  | IPP Non-CHP | N | OP |  | Non Combustion (NUC, WAT, WND, GEO, or SUN) |  | ERCOT
EXCLUDE | TX | TX-ERCOT | Texas Gulf Wind 2 | 56662 | 1 | WND | WT | 187.2 | 187.2 | 0 | 0 | 0 |  | IPP Non-CHP | N | T |  | Status of Operation (IP, L, P, T) |  | ERCOT
EXCLUDE | IL | IL-Eastern | El Paso Wind Project | 56663 | 1 | WND | WT | 80 | 80 | 0 | 0 | 0 |  | IPP Non-CHP | N | IP |  | Status of Operation (IP, L, P, T) |  | Eastern
EXCLUDE | PA | PA-Eastern | Greene Energy Resource Recovery Project | 56664 | 1 | WC | ST | 580 | 525 | 0 | 0 | 0 |  | IPP Non-CHP | N | IP |  | Status of Operation (IP, L, P, T) |  | Eastern
EXCLUDE | OK | OK-Eastern | Dempsey Ridge Wind Farm | 56665 | DR | WND | WT | 132 | 132 | 0 | 286665 | 0 |  | IPP Non-CHP | N | OP |  | Non Combustion (NUC, WAT, WND, GEO, or SUN) | Yes | Eastern
EXCLUDE | OK | OK-Eastern | Dempsey Ridge Wind Farm | 56665 | DR2 | WND | WT | 92 | 92 | 0 | 0 | 0 |  | IPP Non-CHP | N | IP |  | Status of Operation (IP, L, P, T) |  | Eastern
EXCLUDE | WA | WA-Western | Goodnoe Hills | 56666 | 1 | WND | WT | 97.8 | 94 | 0 | 221156 | 0 |  | Electric Utility | N | OP |  | Non Combustion (NUC, WAT, WND, GEO, or SUN) |  | Western
EXCLUDE | HI | HI-Hawaii | Lanai Solar-Electric Plant | 56667 | 0001 | SUN | PV | 0.1 | 0.1 | 0 | 195.83 | 0 |  | IPP Non-CHP | N | OP |  | State not covered under final 111(d) |  | Hawaii
EXCLUDE | HI | HI-Hawaii | Lanai Solar-Electric Plant | 56667 | 0002 | SUN | PV | 0.1 | 0.1 | 0 | 195.83 | 0 |  | IPP Non-CHP | N | OP |  | State not covered under final 111(d) |  | Hawaii
EXCLUDE | HI | HI-Hawaii | Lanai Solar-Electric Plant | 56667 | 0003 | SUN | PV | 0.1 | 0.1 | 0 | 195.83 | 0 |  | IPP Non-CHP | N | OP |  | State not covered under final 111(d) |  | Hawaii
EXCLUDE | HI | HI-Hawaii | Lanai Solar-Electric Plant | 56667 | 0004 | SUN | PV | 0.1 | 0.1 | 0 | 195.83 | 0 |  | IPP Non-CHP | N | OP |  | State not covered under final 111(d) |  | Hawaii
EXCLUDE | HI | HI-Hawaii | Lanai Solar-Electric Plant | 56667 | 0005 | SUN | PV | 0.1 | 0.1 | 0 | 195.83 | 0 |  | IPP Non-CHP | N | OP |  | State not covered under final 111(d) |  | Hawaii
EXCLUDE | HI | HI-Hawaii | Lanai Solar-Electric Plant | 56667 | 0006 | SUN | PV | 0.1 | 0.1 | 0 | 195.83 | 0 |  | IPP Non-CHP | N | OP |  | State not covered under final 111(d) |  | Hawaii
EXCLUDE | HI | HI-Hawaii | Lanai Solar-Electric Plant | 56667 | 0007 | SUN | PV | 0.1 | 0.1 | 0 | 195.83 | 0 |  | IPP Non-CHP | N | OP |  | State not covered under final 111(d) |  | Hawaii
EXCLUDE | HI | HI-Hawaii | Lanai Solar-Electric Plant | 56667 | 0008 | SUN | PV | 0.1 | 0.1 | 0 | 195.83 | 0 |  | IPP Non-CHP | N | OP |  | State not covered under final 111(d) |  | Hawaii
EXCLUDE | HI | HI-Hawaii | Lanai Solar-Electric Plant | 56667 | 0009 | SUN | PV | 0.1 | 0.1 | 0 | 195.83 | 0 |  | IPP Non-CHP | N | OP |  | State not covered under final 111(d) |  | Hawaii
EXCLUDE | HI | HI-Hawaii | Lanai Solar-Electric Plant | 56667 | 0010 | SUN | PV | 0.1 | 0.1 | 0 | 195.83 | 0 |  | IPP Non-CHP | N | OP |  | State not covered under final 111(d) |  | Hawaii
EXCLUDE | HI | HI-Hawaii | Lanai Solar-Electric Plant | 56667 | 0011 | SUN | PV | 0.1 | 0.1 | 0 | 195.83 | 0 |  | IPP Non-CHP | N | OP |  | State not covered under final 111(d) |  | Hawaii
EXCLUDE | HI | HI-Hawaii | Lanai Solar-Electric Plant | 56667 | 0012 | SUN | PV | 0.1 | 0.1 | 0 | 195.83 | 0 |  | IPP Non-CHP | N | OP |  | State not covered under final 111(d) |  | Hawaii
EXCLUDE | MD | MD-Eastern | NIH Cogeneration Facility | 56668 | CGTG | NG | GT | 22 | 21.2 | 0 | 172333 | 123615.61 |  | Commercial CHP | Y | OP |  | Commercial/Industrial Unit |  | Eastern
EXCLUDE | ND | ND-Eastern | Tatanka Wind Power LLC | 56669 | TW1 | WND | WT | 180 | 180 | 0 | 662973 | 0 |  | IPP Non-CHP | N | OP |  | Non Combustion (NUC, WAT, WND, GEO, or SUN) |  | Eastern
EXCLUDE | ND | ND-Eastern | Velva Windfarm LLC | 56670 | VW1 | WND | WT | 11.9 | 11.9 | 0 | 30577 | 0 |  | IPP Non-CHP | N | OP |  | Non Combustion (NUC, WAT, WND, GEO, or SUN) |  | Eastern
COALST | WV | WV-Eastern | Longview Power LLC | 56671 | MKA01 | BIT | ST | 807.5 | 700 | 6950 | 4167850 | 3816811.11 |  | IPP Non-CHP | N | OP |  |  |  | Eastern
EXCLUDE | TX | TX-ERCOT | Whirlwind Energy Center | 56673 | WEC | WND | WT | 59.8 | 57 | 0 | 170160 | 0 |  | IPP Non-CHP | N | OP |  | Non Combustion (NUC, WAT, WND, GEO, or SUN) |  | ERCOT
EXCLUDE | TX | TX-ERCOT | Winchester Power Park | 56674 | CGT1 | NG | GT | 60.5 | 44.8 | 437 | 11586.5 | 6757.59 |  | Electric Utility | N | OP |  | Simple cycle unit |  | ERCOT
EXCLUDE | TX | TX-ERCOT | Winchester Power Park | 56674 | CGT2 | NG | GT | 60.5 | 44.8 | 437 | 11586.5 | 6904.26 |  | Electric Utility | N | OP |  | Simple cycle unit |  | ERCOT
EXCLUDE | TX | TX-ERCOT | Winchester Power Park | 56674 | CGT3 | NG | GT | 60.5 | 44.8 | 437 | 11586.5 | 6009.12 |  | Electric Utility | N | OP |  | Simple cycle unit |  | ERCOT
EXCLUDE | TX | TX-ERCOT | Winchester Power Park | 56674 | CGT4 | NG | GT | 60.5 | 44.8 | 437 | 11586.5 | 5752.54 |  | Electric Utility | N | OP |  | Simple cycle unit |  | ERCOT
EXCLUDE | GA | GA-Eastern | Plant Washington | 56675 | MAIN | SUB | ST | 850 | 850 | 0 | 0 | 0 |  | Electric Utility | N | T |  | Status of Operation (IP, L, P, T) |  | Eastern
EXCLUDE | CA | CA-Western | Margarita Energy Center | 56676 | CTG1 | NG | GT | 48.2 | 46.5 | 0 | 0 | 0 |  | IPP Non-CHP | N | IP |  | Status of Operation (IP, L, P, T) |  | Western
EXCLUDE | IA | IA-Eastern | Charles City Wind Farm | 56677 | CCWF | WND | WT | 75 | 75 | 0 | 219089 | 0 |  | Electric Utility | N | OP |  | Non Combustion (NUC, WAT, WND, GEO, or SUN) |  | Eastern
EXCLUDE | IN | IN-Eastern | Benton County Wind Farm | 56679 | 1 | WND | WT | 130.5 | 130.5 | 0 | 341084 | 0 |  | IPP Non-CHP | N | OP |  | Non Combustion (NUC, WAT, WND, GEO, or SUN) |  | Eastern
EXCLUDE | MD | MD-Eastern | Wicomico | 56680 | 1 | LFG | IC | 0.3 | 0.3 | 0 | 0 | 0 |  | IPP Non-CHP | N | OP |  | Non-Fossil Fuel Type (Less than 10% Fossil Fuel) |  | Eastern
EXCLUDE | MD | MD-Eastern | Wicomico | 56680 | 10 | LFG | IC | 0.3 | 0.3 | 0 | 0 | 0 |  | IPP Non-CHP | N | OP |  | Non-Fossil Fuel Type (Less than 10% Fossil Fuel) |  | Eastern
EXCLUDE | MD | MD-Eastern | Wicomico | 56680 | 11 | LFG | IC | 0.3 | 0.3 | 0 | 0 | 0 |  | IPP Non-CHP | N | OP |  | Non-Fossil Fuel Type (Less than 10% Fossil Fuel) |  | Eastern
EXCLUDE | MD | MD-Eastern | Wicomico | 56680 | 12 | LFG | IC | 0.3 | 0.3 | 0 | 0 | 0 |  | IPP Non-CHP | N | OP |  | Non-Fossil Fuel Type (Less than 10% Fossil Fuel) |  | Eastern
EXCLUDE | MD | MD-Eastern | Wicomico | 56680 | 13 | LFG | IC | 0.3 | 0.3 | 0 | 0 | 0 |  | IPP Non-CHP | N | OP |  | Non-Fossil Fuel Type (Less than 10% Fossil Fuel) |  | Eastern
EXCLUDE | MD | MD-Eastern | Wicomico | 56680 | 14 | LFG | IC | 0.3 | 0.3 | 0 | 0 | 0 |  | IPP Non-CHP | N | OP |  | Non-Fossil Fuel Type (Less than 10% Fossil Fuel) |  | Eastern
EXCLUDE | MD | MD-Eastern | Wicomico | 56680 | 15 | LFG | IC | 0.3 | 0.3 | 0 | 0 | 0 |  | IPP Non-CHP | N | OP |  | Non-Fossil Fuel Type (Less than 10% Fossil Fuel) |  | Eastern
EXCLUDE | MD | MD-Eastern | Wicomico | 56680 | 16 | LFG | IC | 0.3 | 0.3 | 0 | 0 | 0 |  | IPP Non-CHP | N | OP |  | Non-Fossil Fuel Type (Less than 10% Fossil Fuel) |  | Eastern
EXCLUDE | MD | MD-Eastern | Wicomico | 56680 | 17 | LFG | IC | 0.3 | 0.3 | 0 | 0 | 0 |  | IPP Non-CHP | N | OP |  | Non-Fossil Fuel Type (Less than 10% Fossil Fuel) |  | Eastern
EXCLUDE | MD | MD-Eastern | Wicomico | 56680 | 18 | LFG | IC | 0.3 | 0.3 | 0 | 0 | 0 |  | IPP Non-CHP | N | OP |  | Non-Fossil Fuel Type (Less than 10% Fossil Fuel) |  | Eastern
EXCLUDE | MD | MD-Eastern | Wicomico | 56680 | 2 | LFG | IC | 0.3 | 0.3 | 0 | 0 | 0 |  | IPP Non-CHP | N | OP |  | Non-Fossil Fuel Type (Less than 10% Fossil Fuel) |  | Eastern
EXCLUDE | MD | MD-Eastern | Wicomico | 56680 | 3 | LFG | IC | 0.3 | 0.3 | 0 | 0 | 0 |  | IPP Non-CHP | N | OP |  | Non-Fossil Fuel Type (Less than 10% Fossil Fuel) |  | Eastern
EXCLUDE | MD | MD-Eastern | Wicomico | 56680 | 4 | LFG | IC | 0.3 | 0.3 | 0 | 0 | 0 |  | IPP Non-CHP | N | OP |  | Non-Fossil Fuel Type (Less than 10% Fossil Fuel) |  | Eastern
EXCLUDE | MD | MD-Eastern | Wicomico | 56680 | 5 | LFG | IC | 0.3 | 0.3 | 0 | 0 | 0 |  | IPP Non-CHP | N | OP |  | Non-Fossil Fuel Type (Less than 10% Fossil Fuel) |  | Eastern
EXCLUDE | MD | MD-Eastern | Wicomico | 56680 | 6 | LFG | IC | 0.3 | 0.3 | 0 | 0 | 0 |  | IPP Non-CHP | N | OP |  | Non-Fossil Fuel Type (Less than 10% Fossil Fuel) |  | Eastern
EXCLUDE | MD | MD-Eastern | Wicomico | 56680 | 7 | LFG | IC | 0.3 | 0.3 | 0 | 0 | 0 |  | IPP Non-CHP | N | OP |  | Non-Fossil Fuel Type (Less than 10% Fossil Fuel) |  | Eastern
EXCLUDE | MD | MD-Eastern | Wicomico | 56680 | 8 | LFG | IC | 0.3 | 0.3 | 0 | 0 | 0 |  | IPP Non-CHP | N | OP |  | Non-Fossil Fuel Type (Less than 10% Fossil Fuel) |  | Eastern
EXCLUDE | MD | MD-Eastern | Wicomico | 56680 | 9 | LFG | IC | 0.3 | 0.3 | 0 | 0 | 0 |  | IPP Non-CHP | N | OP |  | Non-Fossil Fuel Type (Less than 10% Fossil Fuel) |  | Eastern
EXCLUDE | VA | VA-Eastern | Amelia | 56681 | 1 | LFG | IC | 0.3 | 0.3 | 0 | 0 | 0 |  | IPP Non-CHP | N | OP |  | Non-Fossil Fuel Type (Less than 10% Fossil Fuel) |  | Eastern
EXCLUDE | VA | VA-Eastern | Amelia | 56681 | 10 | LFG | IC | 0.3 | 0.3 | 0 | 0 | 0 |  | IPP Non-CHP | N | OP |  | Non-Fossil Fuel Type (Less than 10% Fossil Fuel) |  | Eastern
EXCLUDE | VA | VA-Eastern | Amelia | 56681 | 11 | LFG | IC | 0.3 | 0.3 | 0 | 0 | 0 |  | IPP Non-CHP | N | OP |  | Non-Fossil Fuel Type (Less than 10% Fossil Fuel) |  | Eastern
EXCLUDE | VA | VA-Eastern | Amelia | 56681 | 12 | LFG | IC | 0.3 | 0.3 | 0 | 0 | 0 |  | IPP Non-CHP | N | OP |  | Non-Fossil Fuel Type (Less than 10% Fossil Fuel) |  | Eastern
EXCLUDE | VA | VA-Eastern | Amelia | 56681 | 13 | LFG | IC | 0.3 | 0.3 | 0 | 0 | 0 |  | IPP Non-CHP | N | OP |  | Non-Fossil Fuel Type (Less than 10% Fossil Fuel) |  | Eastern
EXCLUDE | VA | VA-Eastern | Amelia | 56681 | 14 | LFG | IC | 0.3 | 0.3 | 0 | 0 | 0 |  | IPP Non-CHP | N | OP |  | Non-Fossil Fuel Type (Less than 10% Fossil Fuel) |  | Eastern
EXCLUDE | VA | VA-Eastern | Amelia | 56681 | 15 | LFG | IC | 0.3 | 0.3 | 0 | 0 | 0 |  | IPP Non-CHP | N | OP |  | Non-Fossil Fuel Type (Less than 10% Fossil Fuel) |  | Eastern
EXCLUDE | VA | VA-Eastern | Amelia | 56681 | 16 | LFG | IC | 0.3 | 0.3 | 0 | 0 | 0 |  | IPP Non-CHP | N | OP |  | Non-Fossil Fuel Type (Less than 10% Fossil Fuel) |  | Eastern
EXCLUDE | VA | VA-Eastern | Amelia | 56681 | 17 | LFG | IC | 0.3 | 0.3 | 0 | 0 | 0 |  | IPP Non-CHP | N | OP |  | Non-Fossil Fuel Type (Less than 10% Fossil Fuel) |  | Eastern
EXCLUDE | VA | VA-Eastern | Amelia | 56681 | 18 | LFG | IC | 0.3 | 0.3 | 0 | 0 | 0 |  | IPP Non-CHP | N | OP |  | Non-Fossil Fuel Type (Less than 10% Fossil Fuel) |  | Eastern
EXCLUDE | VA | VA-Eastern | Amelia | 56681 | 19 | LFG | IC | 0.3 | 0.3 | 0 | 0 | 0 |  | IPP Non-CHP | N | OP |  | Non-Fossil Fuel Type (Less than 10% Fossil Fuel) |  | Eastern
EXCLUDE | VA | VA-Eastern | Amelia | 56681 | 2 | LFG | IC | 0.3 | 0.3 | 0 | 0 | 0 |  | IPP Non-CHP | N | OP |  | Non-Fossil Fuel Type (Less than 10% Fossil Fuel) |  | Eastern
EXCLUDE | VA | VA-Eastern | Amelia | 56681 | 20 | LFG | IC | 0.3 | 0.3 | 0 | 0 | 0 |  | IPP Non-CHP | N | OP |  | Non-Fossil Fuel Type (Less than 10% Fossil Fuel) |  | Eastern
EXCLUDE | VA | VA-Eastern | Amelia | 56681 | 21 | LFG | IC | 0.3 | 0.3 | 0 | 0 | 0 |  | IPP Non-CHP | N | OP |  | Non-Fossil Fuel Type (Less than 10% Fossil Fuel) |  | Eastern
EXCLUDE | VA | VA-Eastern | Amelia | 56681 | 22 | LFG | IC | 0.3 | 0.3 | 0 | 0 | 0 |  | IPP Non-CHP | N | OP |  | Non-Fossil Fuel Type (Less than 10% Fossil Fuel) |  | Eastern
EXCLUDE | VA | VA-Eastern | Amelia | 56681 | 23 | LFG | IC | 0.3 | 0.3 | 0 | 0 | 0 |  | IPP Non-CHP | N | OP |  | Non-Fossil Fuel Type (Less than 10% Fossil Fuel) |  | Eastern
EXCLUDE | VA | VA-Eastern | Amelia | 56681 | 24 | LFG | IC | 0.3 | 0.3 | 0 | 0 | 0 |  | IPP Non-CHP | N | OP |  | Non-Fossil Fuel Type (Less than 10% Fossil Fuel) |  | Eastern
EXCLUDE | VA | VA-Eastern | Amelia | 56681 | 25 | LFG | IC | 0.3 | 0.3 | 0 | 0 | 0 |  | IPP Non-CHP | N | OP |  | Non-Fossil Fuel Type (Less than 10% Fossil Fuel) |  | Eastern
EXCLUDE | VA | VA-Eastern | Amelia | 56681 | 26 | LFG | IC | 0.3 | 0.3 | 0 | 0 | 0 |  | IPP Non-CHP | N | OP |  | Non-Fossil Fuel Type (Less than 10% Fossil Fuel) |  | Eastern
EXCLUDE | VA | VA-Eastern | Amelia | 56681 | 27 | LFG | IC | 0.3 | 0.3 | 0 | 0 | 0 |  | IPP Non-CHP | N | OP |  | Non-Fossil Fuel Type (Less than 10% Fossil Fuel) |  | Eastern
EXCLUDE | VA | VA-Eastern | Amelia | 56681 | 28 | LFG | IC | 0.3 | 0.3 | 0 | 0 | 0 |  | IPP Non-CHP | N | OP |  | Non-Fossil Fuel Type (Less than 10% Fossil Fuel) |  | Eastern
EXCLUDE | VA | VA-Eastern | Amelia | 56681 | 29 | LFG | IC | 0.3 | 0.3 | 0 | 0 | 0 |  | IPP Non-CHP | N | OP |  | Non-Fossil Fuel Type (Less than 10% Fossil Fuel) |  | Eastern
EXCLUDE | VA | VA-Eastern | Amelia | 56681 | 3 | LFG | IC | 0.3 | 0.3 | 0 | 0 | 0 |  | IPP Non-CHP | N | OP |  | Non-Fossil Fuel Type (Less than 10% Fossil Fuel) |  | Eastern
EXCLUDE | VA | VA-Eastern | Amelia | 56681 | 30 | LFG | IC | 0.3 | 0.3 | 0 | 0 | 0 |  | IPP Non-CHP | N | OP |  | Non-Fossil Fuel Type (Less than 10% Fossil Fuel) |  | Eastern
EXCLUDE | VA | VA-Eastern | Amelia | 56681 | 31 | LFG | IC | 0.3 | 0.3 | 0 | 0 | 0 |  | IPP Non-CHP | N | OP |  | Non-Fossil Fuel Type (Less than 10% Fossil Fuel) |  | Eastern
EXCLUDE | VA | VA-Eastern | Amelia | 56681 | 32 | LFG | IC | 0.3 | 0.3 | 0 | 0 | 0 |  | IPP Non-CHP | N | OP |  | Non-Fossil Fuel Type (Less than 10% Fossil Fuel) |  | Eastern
EXCLUDE | VA | VA-Eastern | Amelia | 56681 | 33 | LFG | IC | 0.3 | 0.3 | 0 | 0 | 0 |  | IPP Non-CHP | N | OP |  | Non-Fossil Fuel Type (Less than 10% Fossil Fuel) |  | Eastern
EXCLUDE | VA | VA-Eastern | Amelia | 56681 | 34 | LFG | IC | 0.3 | 0.3 | 0 | 0 | 0 |  | IPP Non-CHP | N | OP |  | Non-Fossil Fuel Type (Less than 10% Fossil Fuel) |  | Eastern
EXCLUDE | VA | VA-Eastern | Amelia | 56681 | 35 | LFG | IC | 0.3 | 0.3 | 0 | 0 | 0 |  | IPP Non-CHP | N | OP |  | Non-Fossil Fuel Type (Less than 10% Fossil Fuel) |  | Eastern
EXCLUDE | VA | VA-Eastern | Amelia | 56681 | 36 | LFG | IC | 0.3 | 0.3 | 0 | 0 | 0 |  | IPP Non-CHP | N | OP |  | Non-Fossil Fuel Type (Less than 10% Fossil Fuel) |  | Eastern
EXCLUDE | VA | VA-Eastern | Amelia | 56681 | 37 | LFG | IC | 0.3 | 0.3 | 0 | 0 | 0 |  | IPP Non-CHP | N | OP |  | Non-Fossil Fuel Type (Less than 10% Fossil Fuel) |  | Eastern
EXCLUDE | VA | VA-Eastern | Amelia | 56681 | 38 | LFG | IC | 0.3 | 0.3 | 0 | 0 | 0 |  | IPP Non-CHP | N | OP |  | Non-Fossil Fuel Type (Less than 10% Fossil Fuel) |  | Eastern
EXCLUDE | VA | VA-Eastern | Amelia | 56681 | 39 | LFG | IC | 0.3 | 0.3 | 0 | 0 | 0 |  | IPP Non-CHP | N | OP |  | Non-Fossil Fuel Type (Less than 10% Fossil Fuel) |  | Eastern
EXCLUDE | VA | VA-Eastern | Amelia | 56681 | 4 | LFG | IC | 0.3 | 0.3 | 0 | 0 | 0 |  | IPP Non-CHP | N | OP |  | Non-Fossil Fuel Type (Less than 10% Fossil Fuel) |  | Eastern
EXCLUDE | VA | VA-Eastern | Amelia | 56681 | 40 | LFG | IC | 0.3 | 0.3 | 0 | 0 | 0 |  | IPP Non-CHP | N | OP |  | Non-Fossil Fuel Type (Less than 10% Fossil Fuel) |  | Eastern
EXCLUDE | VA | VA-Eastern | Amelia | 56681 | 41 | LFG | IC | 0.3 | 0.3 | 0 | 0 | 0 |  | IPP Non-CHP | N | OP |  | Non-Fossil Fuel Type (Less than 10% Fossil Fuel) |  | Eastern
EXCLUDE | VA | VA-Eastern | Amelia | 56681 | 42 | LFG | IC | 0.3 | 0.3 | 0 | 0 | 0 |  | IPP Non-CHP | N | OP |  | Non-Fossil Fuel Type (Less than 10% Fossil Fuel) |  | Eastern
EXCLUDE | VA | VA-Eastern | Amelia | 56681 | 43 | LFG | IC | 0.3 | 0.3 | 0 | 0 | 0 |  | IPP Non-CHP | N | OP |  | Non-Fossil Fuel Type (Less than 10% Fossil Fuel) |  | Eastern
EXCLUDE | VA | VA-Eastern | Amelia | 56681 | 44 | LFG | IC | 0.3 | 0.3 | 0 | 0 | 0 |  | IPP Non-CHP | N | OP |  | Non-Fossil Fuel Type (Less than 10% Fossil Fuel) |  | Eastern
EXCLUDE | VA | VA-Eastern | Amelia | 56681 | 45 | LFG | IC | 0.3 | 0.3 | 0 | 0 | 0 |  | IPP Non-CHP | N | OP |  | Non-Fossil Fuel Type (Less than 10% Fossil Fuel) |  | Eastern
EXCLUDE | VA | VA-Eastern | Amelia | 56681 | 46 | LFG | IC | 0.3 | 0.3 | 0 | 0 | 0 |  | IPP Non-CHP | N | OP |  | Non-Fossil Fuel Type (Less than 10% Fossil Fuel) |  | Eastern
EXCLUDE | VA | VA-Eastern | Amelia | 56681 | 47 | LFG | IC | 0.3 | 0.3 | 0 | 0 | 0 |  | IPP Non-CHP | N | OP |  | Non-Fossil Fuel Type (Less than 10% Fossil Fuel) |  | Eastern
EXCLUDE | VA | VA-Eastern | Amelia | 56681 | 48 | LFG | IC | 0.3 | 0.3 | 0 | 0 | 0 |  | IPP Non-CHP | N | OP |  | Non-Fossil Fuel Type (Less than 10% Fossil Fuel) |  | Eastern
EXCLUDE | VA | VA-Eastern | Amelia | 56681 | 5 | LFG | IC | 0.3 | 0.3 | 0 | 0 | 0 |  | IPP Non-CHP | N | OP |  | Non-Fossil Fuel Type (Less than 10% Fossil Fuel) |  | Eastern
EXCLUDE | VA | VA-Eastern | Amelia | 56681 | 6 | LFG | IC | 0.3 | 0.3 | 0 | 0 | 0 |  | IPP Non-CHP | N | OP |  | Non-Fossil Fuel Type (Less than 10% Fossil Fuel) |  | Eastern
EXCLUDE | VA | VA-Eastern | Amelia | 56681 | 7 | LFG | IC | 0.3 | 0.3 | 0 | 0 | 0 |  | IPP Non-CHP | N | OP |  | Non-Fossil Fuel Type (Less than 10% Fossil Fuel) |  | Eastern
EXCLUDE | VA | VA-Eastern | Amelia | 56681 | 8 | LFG | IC | 0.3 | 0.3 | 0 | 0 | 0 |  | IPP Non-CHP | N | OP |  | Non-Fossil Fuel Type (Less than 10% Fossil Fuel) |  | Eastern
EXCLUDE | VA | VA-Eastern | Amelia | 56681 | 9 | LFG | IC | 0.3 | 0.3 | 0 | 0 | 0 |  | IPP Non-CHP | N | OP |  | Non-Fossil Fuel Type (Less than 10% Fossil Fuel) |  | Eastern
EXCLUDE | VA | VA-Eastern | Brunswick | 56682 | 10 | LFG | IC | 0.3 | 0.3 | 0 | 0 | 0 |  | IPP Non-CHP | N | OP |  | Non-Fossil Fuel Type (Less than 10% Fossil Fuel) |  | Eastern
EXCLUDE | VA | VA-Eastern | Brunswick | 56682 | 11 | LFG | IC | 0.3 | 0.3 | 0 | 0 | 0 |  | IPP Non-CHP | N | OP |  | Non-Fossil Fuel Type (Less than 10% Fossil Fuel) |  | Eastern
EXCLUDE | VA | VA-Eastern | Brunswick | 56682 | 12 | LFG | IC | 0.3 | 0.3 | 0 | 0 | 0 |  | IPP Non-CHP | N | OP |  | Non-Fossil Fuel Type (Less than 10% Fossil Fuel) |  | Eastern
EXCLUDE | VA | VA-Eastern | Brunswick | 56682 | 13 | LFG | IC | 0.3 | 0.3 | 0 | 0 | 0 |  | IPP Non-CHP | N | OP |  | Non-Fossil Fuel Type (Less than 10% Fossil Fuel) |  | Eastern
EXCLUDE | VA | VA-Eastern | Brunswick | 56682 | 14 | LFG | IC | 0.3 | 0.3 | 0 | 0 | 0 |  | IPP Non-CHP | N | OP |  | Non-Fossil Fuel Type (Less than 10% Fossil Fuel) |  | Eastern
EXCLUDE | VA | VA-Eastern | Brunswick | 56682 | 15 | LFG | IC | 0.3 | 0.3 | 0 | 0 | 0 |  | IPP Non-CHP | N | OP |  | Non-Fossil Fuel Type (Less than 10% Fossil Fuel) |  | Eastern
EXCLUDE | VA | VA-Eastern | Brunswick | 56682 | 16 | LFG | IC | 0.3 | 0.3 | 0 | 0 | 0 |  | IPP Non-CHP | N | OP |  | Non-Fossil Fuel Type (Less than 10% Fossil Fuel) |  | Eastern
EXCLUDE | VA | VA-Eastern | Brunswick | 56682 | 17 | LFG | IC | 0.3 | 0.3 | 0 | 0 | 0 |  | IPP Non-CHP | N | OP |  | Non-Fossil Fuel Type (Less than 10% Fossil Fuel) |  | Eastern
EXCLUDE | VA | VA-Eastern | Brunswick | 56682 | 18 | LFG | IC | 0.3 | 0.3 | 0 | 0 | 0 |  | IPP Non-CHP | N | OP |  | Non-Fossil Fuel Type (Less than 10% Fossil Fuel) |  | Eastern
EXCLUDE | VA | VA-Eastern | Brunswick | 56682 | 19 | LFG | IC | 0.3 | 0.3 | 0 | 0 | 0 |  | IPP Non-CHP | N | OP |  | Non-Fossil Fuel Type (Less than 10% Fossil Fuel) |  | Eastern
EXCLUDE | VA | VA-Eastern | Brunswick | 56682 | 2 | LFG | IC | 0.3 | 0.3 | 0 | 0 | 0 |  | IPP Non-CHP | N | OP |  | Non-Fossil Fuel Type (Less than 10% Fossil Fuel) |  | Eastern
EXCLUDE | VA | VA-Eastern | Brunswick | 56682 | 20 | LFG | IC | 0.3 | 0.3 | 0 | 0 | 0 |  | IPP Non-CHP | N | OP |  | Non-Fossil Fuel Type (Less than 10% Fossil Fuel) |  | Eastern
EXCLUDE | VA | VA-Eastern | Brunswick | 56682 | 21 | LFG | IC | 0.3 | 0.3 | 0 | 0 | 0 |  | IPP Non-CHP | N | OP |  | Non-Fossil Fuel Type (Less than 10% Fossil Fuel) |  | Eastern
EXCLUDE | VA | VA-Eastern | Brunswick | 56682 | 22 | LFG | IC | 0.3 | 0.3 | 0 | 0 | 0 |  | IPP Non-CHP | N | OP |  | Non-Fossil Fuel Type (Less than 10% Fossil Fuel) |  | Eastern
EXCLUDE | VA | VA-Eastern | Brunswick | 56682 | 23 | LFG | IC | 0.3 | 0.3 | 0 | 0 | 0 |  | IPP Non-CHP | N | OP |  | Non-Fossil Fuel Type (Less than 10% Fossil Fuel) |  | Eastern
EXCLUDE | VA | VA-Eastern | Brunswick | 56682 | 24 | LFG | IC | 0.3 | 0.3 | 0 | 0 | 0 |  | IPP Non-CHP | N | OP |  | Non-Fossil Fuel Type (Less than 10% Fossil Fuel) |  | Eastern
EXCLUDE | VA | VA-Eastern | Brunswick | 56682 | 25 | LFG | IC | 0.3 | 0.3 | 0 | 0 | 0 |  | IPP Non-CHP | N | OP |  | Non-Fossil Fuel Type (Less than 10% Fossil Fuel) |  | Eastern
EXCLUDE | VA | VA-Eastern | Brunswick | 56682 | 26 | LFG | IC | 0.3 | 0.3 | 0 | 0 | 0 |  | IPP Non-CHP | N | OP |  | Non-Fossil Fuel Type (Less than 10% Fossil Fuel) |  | Eastern
EXCLUDE | VA | VA-Eastern | Brunswick | 56682 | 27 | LFG | IC | 0.3 | 0.3 | 0 | 0 | 0 |  | IPP Non-CHP | N | OP |  | Non-Fossil Fuel Type (Less than 10% Fossil Fuel) |  | Eastern
EXCLUDE | VA | VA-Eastern | Brunswick | 56682 | 28 | LFG | IC | 0.3 | 0.3 | 0 | 0 | 0 |  | IPP Non-CHP | N | OP |  | Non-Fossil Fuel Type (Less than 10% Fossil Fuel) |  | Eastern
EXCLUDE | VA | VA-Eastern | Brunswick | 56682 | 29 | LFG | IC | 0.3 | 0.3 | 0 | 0 | 0 |  | IPP Non-CHP | N | OP |  | Non-Fossil Fuel Type (Less than 10% Fossil Fuel) |  | Eastern
EXCLUDE | VA | VA-Eastern | Brunswick | 56682 | 3 | LFG | IC | 0.3 | 0.3 | 0 | 0 | 0 |  | IPP Non-CHP | N | OP |  | Non-Fossil Fuel Type (Less than 10% Fossil Fuel) |  | Eastern
EXCLUDE | VA | VA-Eastern | Brunswick | 56682 | 30 | LFG | IC | 0.3 | 0.3 | 0 | 0 | 0 |  | IPP Non-CHP | N | OP |  | Non-Fossil Fuel Type (Less than 10% Fossil Fuel) |  | Eastern
EXCLUDE | VA | VA-Eastern | Brunswick | 56682 | 31 | LFG | IC | 0.3 | 0.3 | 0 | 0 | 0 |  | IPP Non-CHP | N | OP |  | Non-Fossil Fuel Type (Less than 10% Fossil Fuel) |  | Eastern
EXCLUDE | VA | VA-Eastern | Brunswick | 56682 | 32 | LFG | IC | 0.3 | 0.3 | 0 | 0 | 0 |  | IPP Non-CHP | N | OP |  | Non-Fossil Fuel Type (Less than 10% Fossil Fuel) |  | Eastern
EXCLUDE | VA | VA-Eastern | Brunswick | 56682 | 33 | LFG | IC | 0.3 | 0.3 | 0 | 0 | 0 |  | IPP Non-CHP | N | OP |  | Non-Fossil Fuel Type (Less than 10% Fossil Fuel) |  | Eastern
EXCLUDE | VA | VA-Eastern | Brunswick | 56682 | 34 | LFG | IC | 0.3 | 0.3 | 0 | 0 | 0 |  | IPP Non-CHP | N | OP |  | Non-Fossil Fuel Type (Less than 10% Fossil Fuel) |  | Eastern
EXCLUDE | VA | VA-Eastern | Brunswick | 56682 | 35 | LFG | IC | 0.3 | 0.3 | 0 | 0 | 0 |  | IPP Non-CHP | N | OP |  | Non-Fossil Fuel Type (Less than 10% Fossil Fuel) |  | Eastern
EXCLUDE | VA | VA-Eastern | Brunswick | 56682 | 36 | LFG | IC | 0.3 | 0.3 | 0 | 0 | 0 |  | IPP Non-CHP | N | OP |  | Non-Fossil Fuel Type (Less than 10% Fossil Fuel) |  | Eastern
EXCLUDE | VA | VA-Eastern | Brunswick | 56682 | 4 | LFG | IC | 0.3 | 0.3 | 0 | 0 | 0 |  | IPP Non-CHP | N | OP |  | Non-Fossil Fuel Type (Less than 10% Fossil Fuel) |  | Eastern
EXCLUDE | VA | VA-Eastern | Brunswick | 56682 | 5 | LFG | IC | 0.3 | 0.3 | 0 | 0 | 0 |  | IPP Non-CHP | N | OP |  | Non-Fossil Fuel Type (Less than 10% Fossil Fuel) |  | Eastern
EXCLUDE | VA | VA-Eastern | Brunswick | 56682 | 6 | LFG | IC | 0.3 | 0.3 | 0 | 0 | 0 |  | IPP Non-CHP | N | OP |  | Non-Fossil Fuel Type (Less than 10% Fossil Fuel) |  | Eastern
EXCLUDE | VA | VA-Eastern | Brunswick | 56682 | 7 | LFG | IC | 0.3 | 0.3 | 0 | 0 | 0 |  | IPP Non-CHP | N | OP |  | Non-Fossil Fuel Type (Less than 10% Fossil Fuel) |  | Eastern
EXCLUDE | VA | VA-Eastern | Brunswick | 56682 | 8 | LFG | IC | 0.3 | 0.3 | 0 | 0 | 0 |  | IPP Non-CHP | N | OP |  | Non-Fossil Fuel Type (Less than 10% Fossil Fuel) |  | Eastern
EXCLUDE | VA | VA-Eastern | Brunswick | 56682 | 9 | LFG | IC | 0.3 | 0.3 | 0 | 0 | 0 |  | IPP Non-CHP | N | OP |  | Non-Fossil Fuel Type (Less than 10% Fossil Fuel) |  | Eastern
EXCLUDE | VA | VA-Eastern | Charles City | 56683 | 1 | LFG | IC | 0.3 | 0.3 | 0 | 0 | 0 |  | IPP Non-CHP | N | OP |  | Non-Fossil Fuel Type (Less than 10% Fossil Fuel) |  | Eastern
EXCLUDE | VA | VA-Eastern | Charles City | 56683 | 10 | LFG | IC | 0.3 | 0.3 | 0 | 0 | 0 |  | IPP Non-CHP | N | OP |  | Non-Fossil Fuel Type (Less than 10% Fossil Fuel) |  | Eastern
EXCLUDE | VA | VA-Eastern | Charles City | 56683 | 11 | LFG | IC | 0.3 | 0.3 | 0 | 0 | 0 |  | IPP Non-CHP | N | OP |  | Non-Fossil Fuel Type (Less than 10% Fossil Fuel) |  | Eastern
EXCLUDE | VA | VA-Eastern | Charles City | 56683 | 12 | LFG | IC | 0.3 | 0.3 | 0 | 0 | 0 |  | IPP Non-CHP | N | OP |  | Non-Fossil Fuel Type (Less than 10% Fossil Fuel) |  | Eastern
EXCLUDE | VA | VA-Eastern | Charles City | 56683 | 13 | LFG | IC | 0.3 | 0.3 | 0 | 0 | 0 |  | IPP Non-CHP | N | OP |  | Non-Fossil Fuel Type (Less than 10% Fossil Fuel) |  | Eastern
EXCLUDE | VA | VA-Eastern | Charles City | 56683 | 14 | LFG | IC | 0.3 | 0.3 | 0 | 0 | 0 |  | IPP Non-CHP | N | OP |  | Non-Fossil Fuel Type (Less than 10% Fossil Fuel) |  | Eastern
EXCLUDE | VA | VA-Eastern | Charles City | 56683 | 15 | LFG | IC | 0.3 | 0.3 | 0 | 0 | 0 |  | IPP Non-CHP | N | OP |  | Non-Fossil Fuel Type (Less than 10% Fossil Fuel) |  | Eastern
EXCLUDE | VA | VA-Eastern | Charles City | 56683 | 16 | LFG | IC | 0.3 | 0.3 | 0 | 0 | 0 |  | IPP Non-CHP | N | OP |  | Non-Fossil Fuel Type (Less than 10% Fossil Fuel) |  | Eastern
EXCLUDE | VA | VA-Eastern | Charles City | 56683 | 17 | LFG | IC | 0.3 | 0.3 | 0 | 0 | 0 |  | IPP Non-CHP | N | OP |  | Non-Fossil Fuel Type (Less than 10% Fossil Fuel) |  | Eastern
EXCLUDE | VA | VA-Eastern | Charles City | 56683 | 18 | LFG | IC | 0.3 | 0.3 | 0 | 0 | 0 |  | IPP Non-CHP | N | OP |  | Non-Fossil Fuel Type (Less than 10% Fossil Fuel) |  | Eastern
EXCLUDE | VA | VA-Eastern | Charles City | 56683 | 19 | LFG | IC | 0.3 | 0.3 | 0 | 0 | 0 |  | IPP Non-CHP | N | OP |  | Non-Fossil Fuel Type (Less than 10% Fossil Fuel) |  | Eastern
EXCLUDE | VA | VA-Eastern | Charles City | 56683 | 2 | LFG | IC | 0.3 | 0.3 | 0 | 0 | 0 |  | IPP Non-CHP | N | OP |  | Non-Fossil Fuel Type (Less than 10% Fossil Fuel) |  | Eastern
EXCLUDE | VA | VA-Eastern | Charles City | 56683 | 20 | LFG | IC | 0.3 | 0.3 | 0 | 0 | 0 |  | IPP Non-CHP | N | OP |  | Non-Fossil Fuel Type (Less than 10% Fossil Fuel) |  | Eastern
EXCLUDE | VA | VA-Eastern | Charles City | 56683 | 21 | LFG | IC | 0.3 | 0.3 | 0 | 0 | 0 |  | IPP Non-CHP | N | OP |  | Non-Fossil Fuel Type (Less than 10% Fossil Fuel) |  | Eastern
EXCLUDE | VA | VA-Eastern | Charles City | 56683 | 22 | LFG | IC | 0.3 | 0.3 | 0 | 0 | 0 |  | IPP Non-CHP | N | OP |  | Non-Fossil Fuel Type (Less than 10% Fossil Fuel) |  | Eastern
EXCLUDE | VA | VA-Eastern | Charles City | 56683 | 23 | LFG | IC | 0.3 | 0.3 | 0 | 0 | 0 |  | IPP Non-CHP | N | OP |  | Non-Fossil Fuel Type (Less than 10% Fossil Fuel) |  | Eastern
EXCLUDE | VA | VA-Eastern | Charles City | 56683 | 24 | LFG | IC | 0.3 | 0.3 | 0 | 0 | 0 |  | IPP Non-CHP | N | OP |  | Non-Fossil Fuel Type (Less than 10% Fossil Fuel) |  | Eastern
EXCLUDE | VA | VA-Eastern | Charles City | 56683 | 25 | LFG | IC | 0.3 | 0.3 | 0 | 0 | 0 |  | IPP Non-CHP | N | OP |  | Non-Fossil Fuel Type (Less than 10% Fossil Fuel) |  | Eastern
EXCLUDE | VA | VA-Eastern | Charles City | 56683 | 26 | LFG | IC | 0.3 | 0.3 | 0 | 0 | 0 |  | IPP Non-CHP | N | OP |  | Non-Fossil Fuel Type (Less than 10% Fossil Fuel) |  | Eastern
EXCLUDE | VA | VA-Eastern | Charles City | 56683 | 27 | LFG | IC | 0.3 | 0.3 | 0 | 0 | 0 |  | IPP Non-CHP | N | OP |  | Non-Fossil Fuel Type (Less than 10% Fossil Fuel) |  | Eastern
EXCLUDE | VA | VA-Eastern | Charles City | 56683 | 28 | LFG | IC | 0.3 | 0.3 | 0 | 0 | 0 |  | IPP Non-CHP | N | OP |  | Non-Fossil Fuel Type (Less than 10% Fossil Fuel) |  | Eastern
EXCLUDE | VA | VA-Eastern | Charles City | 56683 | 29 | LFG | IC | 0.3 | 0.3 | 0 | 0 | 0 |  | IPP Non-CHP | N | OP |  | Non-Fossil Fuel Type (Less than 10% Fossil Fuel) |  | Eastern
EXCLUDE | VA | VA-Eastern | Charles City | 56683 | 3 | LFG | IC | 0.3 | 0.3 | 0 | 0 | 0 |  | IPP Non-CHP | N | OP |  | Non-Fossil Fuel Type (Less than 10% Fossil Fuel) |  | Eastern
EXCLUDE | VA | VA-Eastern | Charles City | 56683 | 30 | LFG | IC | 0.3 | 0.3 | 0 | 0 | 0 |  | IPP Non-CHP | N | OP |  | Non-Fossil Fuel Type (Less than 10% Fossil Fuel) |  | Eastern
EXCLUDE | VA | VA-Eastern | Charles City | 56683 | 31 | LFG | IC | 0.3 | 0.3 | 0 | 0 | 0 |  | IPP Non-CHP | N | OP |  | Non-Fossil Fuel Type (Less than 10% Fossil Fuel) |  | Eastern
EXCLUDE | VA | VA-Eastern | Charles City | 56683 | 32 | LFG | IC | 0.3 | 0.3 | 0 | 0 | 0 |  | IPP Non-CHP | N | OP |  | Non-Fossil Fuel Type (Less than 10% Fossil Fuel) |  | Eastern
EXCLUDE | VA | VA-Eastern | Charles City | 56683 | 33 | LFG | IC | 0.3 | 0.3 | 0 | 0 | 0 |  | IPP Non-CHP | N | OP |  | Non-Fossil Fuel Type (Less than 10% Fossil Fuel) |  | Eastern
EXCLUDE | VA | VA-Eastern | Charles City | 56683 | 34 | LFG | IC | 0.3 | 0.3 | 0 | 0 | 0 |  | IPP Non-CHP | N | OP |  | Non-Fossil Fuel Type (Less than 10% Fossil Fuel) |  | Eastern
EXCLUDE | VA | VA-Eastern | Charles City | 56683 | 35 | LFG | IC | 0.3 | 0.3 | 0 | 0 | 0 |  | IPP Non-CHP | N | OP |  | Non-Fossil Fuel Type (Less than 10% Fossil Fuel) |  | Eastern
EXCLUDE | VA | VA-Eastern | Charles City | 56683 | 36 | LFG | IC | 0.3 | 0.3 | 0 | 0 | 0 |  | IPP Non-CHP | N | OP |  | Non-Fossil Fuel Type (Less than 10% Fossil Fuel) |  | Eastern
EXCLUDE | VA | VA-Eastern | Charles City | 56683 | 37 | LFG | IC | 0.3 | 0.3 | 0 | 0 | 0 |  | IPP Non-CHP | N | OP |  | Non-Fossil Fuel Type (Less than 10% Fossil Fuel) |  | Eastern
EXCLUDE | VA | VA-Eastern | Charles City | 56683 | 38 | LFG | IC | 0.3 | 0.3 | 0 | 0 | 0 |  | IPP Non-CHP | N | OP |  | Non-Fossil Fuel Type (Less than 10% Fossil Fuel) |  | Eastern
EXCLUDE | VA | VA-Eastern | Charles City | 56683 | 39 | LFG | IC | 0.3 | 0.3 | 0 | 0 | 0 |  | IPP Non-CHP | N | OP |  | Non-Fossil Fuel Type (Less than 10% Fossil Fuel) |  | Eastern
EXCLUDE | VA | VA-Eastern | Charles City | 56683 | 4 | LFG | IC | 0.3 | 0.3 | 0 | 0 | 0 |  | IPP Non-CHP | N | OP |  | Non-Fossil Fuel Type (Less than 10% Fossil Fuel) |  | Eastern
EXCLUDE | VA | VA-Eastern | Charles City | 56683 | 40 | LFG | IC | 0.3 | 0.3 | 0 | 0 | 0 |  | IPP Non-CHP | N | OP |  | Non-Fossil Fuel Type (Less than 10% Fossil Fuel) |  | Eastern
EXCLUDE | VA | VA-Eastern | Charles City | 56683 | 41 | LFG | IC | 0.3 | 0.3 | 0 | 0 | 0 |  | IPP Non-CHP | N | OP |  | Non-Fossil Fuel Type (Less than 10% Fossil Fuel) |  | Eastern
EXCLUDE | VA | VA-Eastern | Charles City | 56683 | 42 | LFG | IC | 0.3 | 0.3 | 0 | 0 | 0 |  | IPP Non-CHP | N | OP |  | Non-Fossil Fuel Type (Less than 10% Fossil Fuel) |  | Eastern
EXCLUDE | VA | VA-Eastern | Charles City | 56683 | 43 | LFG | IC | 0.3 | 0.3 | 0 | 0 | 0 |  | IPP Non-CHP | N | OP |  | Non-Fossil Fuel Type (Less than 10% Fossil Fuel) |  | Eastern
EXCLUDE | VA | VA-Eastern | Charles City | 56683 | 44 | LFG | IC | 0.3 | 0.3 | 0 | 0 | 0 |  | IPP Non-CHP | N | OP |  | Non-Fossil Fuel Type (Less than 10% Fossil Fuel) |  | Eastern
EXCLUDE | VA | VA-Eastern | Charles City | 56683 | 45 | LFG | IC | 0.3 | 0.3 | 0 | 0 | 0 |  | IPP Non-CHP | N | OP |  | Non-Fossil Fuel Type (Less than 10% Fossil Fuel) |  | Eastern
EXCLUDE | VA | VA-Eastern | Charles City | 56683 | 46 | LFG | IC | 0.3 | 0.3 | 0 | 0 | 0 |  | IPP Non-CHP | N | OP |  | Non-Fossil Fuel Type (Less than 10% Fossil Fuel) |  | Eastern
EXCLUDE | VA | VA-Eastern | Charles City | 56683 | 47 | LFG | IC | 0.3 | 0.3 | 0 | 0 | 0 |  | IPP Non-CHP | N | OP |  | Non-Fossil Fuel Type (Less than 10% Fossil Fuel) |  | Eastern
EXCLUDE | VA | VA-Eastern | Charles City | 56683 | 48 | LFG | IC | 0.3 | 0.3 | 0 | 0 | 0 |  | IPP Non-CHP | N | OP |  | Non-Fossil Fuel Type (Less than 10% Fossil Fuel) |  | Eastern
EXCLUDE | VA | VA-Eastern | Charles City | 56683 | 5 | LFG | IC | 0.3 | 0.3 | 0 | 0 | 0 |  | IPP Non-CHP | N | OP |  | Non-Fossil Fuel Type (Less than 10% Fossil Fuel) |  | Eastern
EXCLUDE | VA | VA-Eastern | Charles City | 56683 | 6 | LFG | IC | 0.3 | 0.3 | 0 | 0 | 0 |  | IPP Non-CHP | N | OP |  | Non-Fossil Fuel Type (Less than 10% Fossil Fuel) |  | Eastern
EXCLUDE | VA | VA-Eastern | Charles City | 56683 | 7 | LFG | IC | 0.3 | 0.3 | 0 | 0 | 0 |  | IPP Non-CHP | N | OP |  | Non-Fossil Fuel Type (Less than 10% Fossil Fuel) |  | Eastern
EXCLUDE | VA | VA-Eastern | Charles City | 56683 | 8 | LFG | IC | 0.3 | 0.3 | 0 | 0 | 0 |  | IPP Non-CHP | N | OP |  | Non-Fossil Fuel Type (Less than 10% Fossil Fuel) |  | Eastern
EXCLUDE | VA | VA-Eastern | Charles City | 56683 | 9 | LFG | IC | 0.3 | 0.3 | 0 | 0 | 0 |  | IPP Non-CHP | N | OP |  | Non-Fossil Fuel Type (Less than 10% Fossil Fuel) |  | Eastern
EXCLUDE | VA | VA-Eastern | Chesterfield | 56684 | 1 | LFG | IC | 0.3 | 0.3 | 0 | 0 | 0 |  | IPP Non-CHP | N | OP |  | Non-Fossil Fuel Type (Less than 10% Fossil Fuel) |  | Eastern
EXCLUDE | VA | VA-Eastern | Chesterfield | 56684 | 10 | LFG | IC | 0.3 | 0.3 | 0 | 0 | 0 |  | IPP Non-CHP | N | OP |  | Non-Fossil Fuel Type (Less than 10% Fossil Fuel) |  | Eastern
EXCLUDE | VA | VA-Eastern | Chesterfield | 56684 | 11 | LFG | IC | 0.3 | 0.3 | 0 | 0 | 0 |  | IPP Non-CHP | N | OP |  | Non-Fossil Fuel Type (Less than 10% Fossil Fuel) |  | Eastern
EXCLUDE | VA | VA-Eastern | Chesterfield | 56684 | 12 | LFG | IC | 0.3 | 0.3 | 0 | 0 | 0 |  | IPP Non-CHP | N | OP |  | Non-Fossil Fuel Type (Less than 10% Fossil Fuel) |  | Eastern
EXCLUDE | VA | VA-Eastern | Chesterfield | 56684 | 13 | LFG | IC | 0.3 | 0.3 | 0 | 0 | 0 |  | IPP Non-CHP | N | OP |  | Non-Fossil Fuel Type (Less than 10% Fossil Fuel) |  | Eastern
EXCLUDE | VA | VA-Eastern | Chesterfield | 56684 | 14 | LFG | IC | 0.3 | 0.3 | 0 | 0 | 0 |  | IPP Non-CHP | N | OP |  | Non-Fossil Fuel Type (Less than 10% Fossil Fuel) |  | Eastern
EXCLUDE | VA | VA-Eastern | Chesterfield | 56684 | 15 | LFG | IC | 0.3 | 0.3 | 0 | 0 | 0 |  | IPP Non-CHP | N | OP |  | Non-Fossil Fuel Type (Less than 10% Fossil Fuel) |  | Eastern
EXCLUDE | VA | VA-Eastern | Chesterfield | 56684 | 16 | LFG | IC | 0.3 | 0.3 | 0 | 0 | 0 |  | IPP Non-CHP | N | OP |  | Non-Fossil Fuel Type (Less than 10% Fossil Fuel) |  | Eastern
EXCLUDE | VA | VA-Eastern | Chesterfield | 56684 | 17 | LFG | IC | 0.3 | 0.3 | 0 | 0 | 0 |  | IPP Non-CHP | N | OP |  | Non-Fossil Fuel Type (Less than 10% Fossil Fuel) |  | Eastern
EXCLUDE | VA | VA-Eastern | Chesterfield | 56684 | 18 | LFG | IC | 0.3 | 0.3 | 0 | 0 | 0 |  | IPP Non-CHP | N | OP |  | Non-Fossil Fuel Type (Less than 10% Fossil Fuel) |  | Eastern
EXCLUDE | VA | VA-Eastern | Chesterfield | 56684 | 19 | LFG | IC | 0.3 | 0.3 | 0 | 0 | 0 |  | IPP Non-CHP | N | OP |  | Non-Fossil Fuel Type (Less than 10% Fossil Fuel) |  | Eastern
EXCLUDE | VA | VA-Eastern | Chesterfield | 56684 | 2 | LFG | IC | 0.3 | 0.3 | 0 | 0 | 0 |  | IPP Non-CHP | N | OP |  | Non-Fossil Fuel Type (Less than 10% Fossil Fuel) |  | Eastern
EXCLUDE | VA | VA-Eastern | Chesterfield | 56684 | 20 | LFG | IC | 0.3 | 0.3 | 0 | 0 | 0 |  | IPP Non-CHP | N | OP |  | Non-Fossil Fuel Type (Less than 10% Fossil Fuel) |  | Eastern
EXCLUDE | VA | VA-Eastern | Chesterfield | 56684 | 21 | LFG | IC | 0.3 | 0.3 | 0 | 0 | 0 |  | IPP Non-CHP | N | OP |  | Non-Fossil Fuel Type (Less than 10% Fossil Fuel) |  | Eastern
EXCLUDE | VA | VA-Eastern | Chesterfield | 56684 | 22 | LFG | IC | 0.3 | 0.3 | 0 | 0 | 0 |  | IPP Non-CHP | N | OP |  | Non-Fossil Fuel Type (Less than 10% Fossil Fuel) |  | Eastern
EXCLUDE | VA | VA-Eastern | Chesterfield | 56684 | 23 | LFG | IC | 0.3 | 0.3 | 0 | 0 | 0 |  | IPP Non-CHP | N | OP |  | Non-Fossil Fuel Type (Less than 10% Fossil Fuel) |  | Eastern
EXCLUDE | VA | VA-Eastern | Chesterfield | 56684 | 24 | LFG | IC | 0.3 | 0.3 | 0 | 0 | 0 |  | IPP Non-CHP | N | OP |  | Non-Fossil Fuel Type (Less than 10% Fossil Fuel) |  | Eastern
EXCLUDE | VA | VA-Eastern | Chesterfield | 56684 | 25 | LFG | IC | 0.3 | 0.3 | 0 | 0 | 0 |  | IPP Non-CHP | N | OP |  | Non-Fossil Fuel Type (Less than 10% Fossil Fuel) |  | Eastern
EXCLUDE | VA | VA-Eastern | Chesterfield | 56684 | 26 | LFG | IC | 0.3 | 0.3 | 0 | 0 | 0 |  | IPP Non-CHP | N | OP |  | Non-Fossil Fuel Type (Less than 10% Fossil Fuel) |  | Eastern
EXCLUDE | VA | VA-Eastern | Chesterfield | 56684 | 27 | LFG | IC | 0.3 | 0.3 | 0 | 0 | 0 |  | IPP Non-CHP | N | OP |  | Non-Fossil Fuel Type (Less than 10% Fossil Fuel) |  | Eastern
EXCLUDE | VA | VA-Eastern | Chesterfield | 56684 | 28 | LFG | IC | 0.3 | 0.3 | 0 | 0 | 0 |  | IPP Non-CHP | N | OP |  | Non-Fossil Fuel Type (Less than 10% Fossil Fuel) |  | Eastern
EXCLUDE | VA | VA-Eastern | Chesterfield | 56684 | 29 | LFG | IC | 0.3 | 0.3 | 0 | 0 | 0 |  | IPP Non-CHP | N | OP |  | Non-Fossil Fuel Type (Less than 10% Fossil Fuel) |  | Eastern
EXCLUDE | VA | VA-Eastern | Chesterfield | 56684 | 3 | LFG | IC | 0.3 | 0.3 | 0 | 0 | 0 |  | IPP Non-CHP | N | OP |  | Non-Fossil Fuel Type (Less than 10% Fossil Fuel) |  | Eastern
EXCLUDE | VA | VA-Eastern | Chesterfield | 56684 | 30 | LFG | IC | 0.3 | 0.3 | 0 | 0 | 0 |  | IPP Non-CHP | N | OP |  | Non-Fossil Fuel Type (Less than 10% Fossil Fuel) |  | Eastern
EXCLUDE | VA | VA-Eastern | Chesterfield | 56684 | 31 | LFG | IC | 0.3 | 0.3 | 0 | 0 | 0 |  | IPP Non-CHP | N | OP |  | Non-Fossil Fuel Type (Less than 10% Fossil Fuel) |  | Eastern
EXCLUDE | VA | VA-Eastern | Chesterfield | 56684 | 32 | LFG | IC | 0.3 | 0.3 | 0 | 0 | 0 |  | IPP Non-CHP | N | OP |  | Non-Fossil Fuel Type (Less than 10% Fossil Fuel) |  | Eastern
EXCLUDE | VA | VA-Eastern | Chesterfield | 56684 | 33 | LFG | IC | 0.3 | 0.3 | 0 | 0 | 0 |  | IPP Non-CHP | N | OP |  | Non-Fossil Fuel Type (Less than 10% Fossil Fuel) |  | Eastern
EXCLUDE | VA | VA-Eastern | Chesterfield | 56684 | 34 | LFG | IC | 0.3 | 0.3 | 0 | 0 | 0 |  | IPP Non-CHP | N | OP |  | Non-Fossil Fuel Type (Less than 10% Fossil Fuel) |  | Eastern
EXCLUDE | VA | VA-Eastern | Chesterfield | 56684 | 35 | LFG | IC | 0.3 | 0.3 | 0 | 0 | 0 |  | IPP Non-CHP | N | OP |  | Non-Fossil Fuel Type (Less than 10% Fossil Fuel) |  | Eastern
EXCLUDE | VA | VA-Eastern | Chesterfield | 56684 | 36 | LFG | IC | 0.3 | 0.3 | 0 | 0 | 0 |  | IPP Non-CHP | N | OP |  | Non-Fossil Fuel Type (Less than 10% Fossil Fuel) |  | Eastern
EXCLUDE | VA | VA-Eastern | Chesterfield | 56684 | 37 | LFG | IC | 0.3 | 0.3 | 0 | 0 | 0 |  | IPP Non-CHP | N | OP |  | Non-Fossil Fuel Type (Less than 10% Fossil Fuel) |  | Eastern
EXCLUDE | VA | VA-Eastern | Chesterfield | 56684 | 38 | LFG | IC | 0.3 | 0.3 | 0 | 0 | 0 |  | IPP Non-CHP | N | OP |  | Non-Fossil Fuel Type (Less than 10% Fossil Fuel) |  | Eastern
EXCLUDE | VA | VA-Eastern | Chesterfield | 56684 | 39 | LFG | IC | 0.3 | 0.3 | 0 | 0 | 0 |  | IPP Non-CHP | N | OP |  | Non-Fossil Fuel Type (Less than 10% Fossil Fuel) |  | Eastern
EXCLUDE | VA | VA-Eastern | Chesterfield | 56684 | 4 | LFG | IC | 0.3 | 0.3 | 0 | 0 | 0 |  | IPP Non-CHP | N | OP |  | Non-Fossil Fuel Type (Less than 10% Fossil Fuel) |  | Eastern
EXCLUDE | VA | VA-Eastern | Chesterfield | 56684 | 40 | LFG | IC | 0.3 | 0.3 | 0 | 0 | 0 |  | IPP Non-CHP | N | OP |  | Non-Fossil Fuel Type (Less than 10% Fossil Fuel) |  | Eastern
EXCLUDE | VA | VA-Eastern | Chesterfield | 56684 | 41 | LFG | IC | 0.3 | 0.3 | 0 | 0 | 0 |  | IPP Non-CHP | N | OP |  | Non-Fossil Fuel Type (Less than 10% Fossil Fuel) |  | Eastern
EXCLUDE | VA | VA-Eastern | Chesterfield | 56684 | 42 | LFG | IC | 0.3 | 0.3 | 0 | 0 | 0 |  | IPP Non-CHP | N | OP |  | Non-Fossil Fuel Type (Less than 10% Fossil Fuel) |  | Eastern
EXCLUDE | VA | VA-Eastern | Chesterfield | 56684 | 43 | LFG | IC | 0.3 | 0.3 | 0 | 0 | 0 |  | IPP Non-CHP | N | OP |  | Non-Fossil Fuel Type (Less than 10% Fossil Fuel) |  | Eastern
EXCLUDE | VA | VA-Eastern | Chesterfield | 56684 | 44 | LFG | IC | 0.3 | 0.3 | 0 | 0 | 0 |  | IPP Non-CHP | N | OP |  | Non-Fossil Fuel Type (Less than 10% Fossil Fuel) |  | Eastern
EXCLUDE | VA | VA-Eastern | Chesterfield | 56684 | 45 | LFG | IC | 0.3 | 0.3 | 0 | 0 | 0 |  | IPP Non-CHP | N | OP |  | Non-Fossil Fuel Type (Less than 10% Fossil Fuel) |  | Eastern
EXCLUDE | VA | VA-Eastern | Chesterfield | 56684 | 46 | LFG | IC | 0.3 | 0.3 | 0 | 0 | 0 |  | IPP Non-CHP | N | OP |  | Non-Fossil Fuel Type (Less than 10% Fossil Fuel) |  | Eastern
EXCLUDE | VA | VA-Eastern | Chesterfield | 56684 | 47 | LFG | IC | 0.3 | 0.3 | 0 | 0 | 0 |  | IPP Non-CHP | N | OP |  | Non-Fossil Fuel Type (Less than 10% Fossil Fuel) |  | Eastern
EXCLUDE | VA | VA-Eastern | Chesterfield | 56684 | 48 | LFG | IC | 0.3 | 0.3 | 0 | 0 | 0 |  | IPP Non-CHP | N | OP |  | Non-Fossil Fuel Type (Less than 10% Fossil Fuel) |  | Eastern
EXCLUDE | VA | VA-Eastern | Chesterfield | 56684 | 5 | LFG | IC | 0.3 | 0.3 | 0 | 0 | 0 |  | IPP Non-CHP | N | OP |  | Non-Fossil Fuel Type (Less than 10% Fossil Fuel) |  | Eastern
EXCLUDE | VA | VA-Eastern | Chesterfield | 56684 | 6 | LFG | IC | 0.3 | 0.3 | 0 | 0 | 0 |  | IPP Non-CHP | N | OP |  | Non-Fossil Fuel Type (Less than 10% Fossil Fuel) |  | Eastern
EXCLUDE | VA | VA-Eastern | Chesterfield | 56684 | 7 | LFG | IC | 0.3 | 0.3 | 0 | 0 | 0 |  | IPP Non-CHP | N | OP |  | Non-Fossil Fuel Type (Less than 10% Fossil Fuel) |  | Eastern
EXCLUDE | VA | VA-Eastern | Chesterfield | 56684 | 8 | LFG | IC | 0.3 | 0.3 | 0 | 0 | 0 |  | IPP Non-CHP | N | OP |  | Non-Fossil Fuel Type (Less than 10% Fossil Fuel) |  | Eastern
EXCLUDE | VA | VA-Eastern | Chesterfield | 56684 | 9 | LFG | IC | 0.3 | 0.3 | 0 | 0 | 0 |  | IPP Non-CHP | N | OP |  | Non-Fossil Fuel Type (Less than 10% Fossil Fuel) |  | Eastern
EXCLUDE | VA | VA-Eastern | King & Queen | 56686 | 1 | LFG | IC | 0.3 | 0.3 | 0 | 0 | 0 |  | IPP Non-CHP | N | OP |  | Non-Fossil Fuel Type (Less than 10% Fossil Fuel) |  | Eastern
EXCLUDE | VA | VA-Eastern | King & Queen | 56686 | 10 | LFG | IC | 0.3 | 0.3 | 0 | 0 | 0 |  | IPP Non-CHP | N | OP |  | Non-Fossil Fuel Type (Less than 10% Fossil Fuel) |  | Eastern
EXCLUDE | VA | VA-Eastern | King & Queen | 56686 | 11 | LFG | IC | 0.3 | 0.3 | 0 | 0 | 0 |  | IPP Non-CHP | N | OP |  | Non-Fossil Fuel Type (Less than 10% Fossil Fuel) |  | Eastern
EXCLUDE | VA | VA-Eastern | King & Queen | 56686 | 12 | LFG | IC | 0.3 | 0.3 | 0 | 0 | 0 |  | IPP Non-CHP | N | OP |  | Non-Fossil Fuel Type (Less than 10% Fossil Fuel) |  | Eastern
EXCLUDE | VA | VA-Eastern | King & Queen | 56686 | 13 | LFG | IC | 0.3 | 0.3 | 0 | 0 | 0 |  | IPP Non-CHP | N | OP |  | Non-Fossil Fuel Type (Less than 10% Fossil Fuel) |  | Eastern
EXCLUDE | VA | VA-Eastern | King & Queen | 56686 | 14 | LFG | IC | 0.3 | 0.3 | 0 | 0 | 0 |  | IPP Non-CHP | N | OP |  | Non-Fossil Fuel Type (Less than 10% Fossil Fuel) |  | Eastern
EXCLUDE | VA | VA-Eastern | King & Queen | 56686 | 15 | LFG | IC | 0.3 | 0.3 | 0 | 0 | 0 |  | IPP Non-CHP | N | OP |  | Non-Fossil Fuel Type (Less than 10% Fossil Fuel) |  | Eastern
EXCLUDE | VA | VA-Eastern | King & Queen | 56686 | 16 | LFG | IC | 0.3 | 0.3 | 0 | 0 | 0 |  | IPP Non-CHP | N | OP |  | Non-Fossil Fuel Type (Less than 10% Fossil Fuel) |  | Eastern
EXCLUDE | VA | VA-Eastern | King & Queen | 56686 | 17 | LFG | IC | 0.3 | 0.3 | 0 | 0 | 0 |  | IPP Non-CHP | N | OP |  | Non-Fossil Fuel Type (Less than 10% Fossil Fuel) |  | Eastern
EXCLUDE | VA | VA-Eastern | King & Queen | 56686 | 18 | LFG | IC | 0.3 | 0.3 | 0 | 0 | 0 |  | IPP Non-CHP | N | OP |  | Non-Fossil Fuel Type (Less than 10% Fossil Fuel) |  | Eastern
EXCLUDE | VA | VA-Eastern | King & Queen | 56686 | 19 | LFG | IC | 0.3 | 0.3 | 0 | 0 | 0 |  | IPP Non-CHP | N | OP |  | Non-Fossil Fuel Type (Less than 10% Fossil Fuel) |  | Eastern
EXCLUDE | VA | VA-Eastern | King & Queen | 56686 | 2 | LFG | IC | 0.3 | 0.3 | 0 | 0 | 0 |  | IPP Non-CHP | N | OP |  | Non-Fossil Fuel Type (Less than 10% Fossil Fuel) |  | Eastern
EXCLUDE | VA | VA-Eastern | King & Queen | 56686 | 20 | LFG | IC | 0.3 | 0.3 | 0 | 0 | 0 |  | IPP Non-CHP | N | OP |  | Non-Fossil Fuel Type (Less than 10% Fossil Fuel) |  | Eastern
EXCLUDE | VA | VA-Eastern | King & Queen | 56686 | 21 | LFG | IC | 0.3 | 0.3 | 0 | 0 | 0 |  | IPP Non-CHP | N | OP |  | Non-Fossil Fuel Type (Less than 10% Fossil Fuel) |  | Eastern
EXCLUDE | VA | VA-Eastern | King & Queen | 56686 | 22 | LFG | IC | 0.3 | 0.3 | 0 | 0 | 0 |  | IPP Non-CHP | N | OP |  | Non-Fossil Fuel Type (Less than 10% Fossil Fuel) |  | Eastern
EXCLUDE | VA | VA-Eastern | King & Queen | 56686 | 23 | LFG | IC | 0.3 | 0.3 | 0 | 0 | 0 |  | IPP Non-CHP | N | OP |  | Non-Fossil Fuel Type (Less than 10% Fossil Fuel) |  | Eastern
EXCLUDE | VA | VA-Eastern | King & Queen | 56686 | 24 | LFG | IC | 0.3 | 0.3 | 0 | 0 | 0 |  | IPP Non-CHP | N | OP |  | Non-Fossil Fuel Type (Less than 10% Fossil Fuel) |  | Eastern
EXCLUDE | VA | VA-Eastern | King & Queen | 56686 | 25 | LFG | IC | 0.3 | 0.3 | 0 | 0 | 0 |  | IPP Non-CHP | N | OP |  | Non-Fossil Fuel Type (Less than 10% Fossil Fuel) |  | Eastern
EXCLUDE | VA | VA-Eastern | King & Queen | 56686 | 26 | LFG | IC | 0.3 | 0.3 | 0 | 0 | 0 |  | IPP Non-CHP | N | OP |  | Non-Fossil Fuel Type (Less than 10% Fossil Fuel) |  | Eastern
EXCLUDE | VA | VA-Eastern | King & Queen | 56686 | 27 | LFG | IC | 0.3 | 0.3 | 0 | 0 | 0 |  | IPP Non-CHP | N | OP |  | Non-Fossil Fuel Type (Less than 10% Fossil Fuel) |  | Eastern
EXCLUDE | VA | VA-Eastern | King & Queen | 56686 | 28 | LFG | IC | 0.3 | 0.3 | 0 | 0 | 0 |  | IPP Non-CHP | N | OP |  | Non-Fossil Fuel Type (Less than 10% Fossil Fuel) |  | Eastern
EXCLUDE | VA | VA-Eastern | King & Queen | 56686 | 29 | LFG | IC | 0.3 | 0.3 | 0 | 0 | 0 |  | IPP Non-CHP | N | OP |  | Non-Fossil Fuel Type (Less than 10% Fossil Fuel) |  | Eastern
EXCLUDE | VA | VA-Eastern | King & Queen | 56686 | 3 | LFG | IC | 0.3 | 0.3 | 0 | 0 | 0 |  | IPP Non-CHP | N | OP |  | Non-Fossil Fuel Type (Less than 10% Fossil Fuel) |  | Eastern
EXCLUDE | VA | VA-Eastern | King & Queen | 56686 | 30 | LFG | IC | 0.3 | 0.3 | 0 | 0 | 0 |  | IPP Non-CHP | N | OP |  | Non-Fossil Fuel Type (Less than 10% Fossil Fuel) |  | Eastern
EXCLUDE | VA | VA-Eastern | King & Queen | 56686 | 31 | LFG | IC | 0.3 | 0.3 | 0 | 0 | 0 |  | IPP Non-CHP | N | OP |  | Non-Fossil Fuel Type (Less than 10% Fossil Fuel) |  | Eastern
EXCLUDE | VA | VA-Eastern | King & Queen | 56686 | 32 | LFG | IC | 0.3 | 0.3 | 0 | 0 | 0 |  | IPP Non-CHP | N | OP |  | Non-Fossil Fuel Type (Less than 10% Fossil Fuel) |  | Eastern
EXCLUDE | VA | VA-Eastern | King & Queen | 56686 | 33 | LFG | IC | 0.3 | 0.3 | 0 | 0 | 0 |  | IPP Non-CHP | N | OP |  | Non-Fossil Fuel Type (Less than 10% Fossil Fuel) |  | Eastern
EXCLUDE | VA | VA-Eastern | King & Queen | 56686 | 34 | LFG | IC | 0.3 | 0.3 | 0 | 0 | 0 |  | IPP Non-CHP | N | OP |  | Non-Fossil Fuel Type (Less than 10% Fossil Fuel) |  | Eastern
EXCLUDE | VA | VA-Eastern | King & Queen | 56686 | 35 | LFG | IC | 0.3 | 0.3 | 0 | 0 | 0 |  | IPP Non-CHP | N | OP |  | Non-Fossil Fuel Type (Less than 10% Fossil Fuel) |  | Eastern
EXCLUDE | VA | VA-Eastern | King & Queen | 56686 | 36 | LFG | IC | 0.3 | 0.3 | 0 | 0 | 0 |  | IPP Non-CHP | N | OP |  | Non-Fossil Fuel Type (Less than 10% Fossil Fuel) |  | Eastern
EXCLUDE | VA | VA-Eastern | King & Queen | 56686 | 4 | LFG | IC | 0.3 | 0.3 | 0 | 0 | 0 |  | IPP Non-CHP | N | OP |  | Non-Fossil Fuel Type (Less than 10% Fossil Fuel) |  | Eastern
EXCLUDE | VA | VA-Eastern | King & Queen | 56686 | 5 | LFG | IC | 0.3 | 0.3 | 0 | 0 | 0 |  | IPP Non-CHP | N | OP |  | Non-Fossil Fuel Type (Less than 10% Fossil Fuel) |  | Eastern
EXCLUDE | VA | VA-Eastern | King & Queen | 56686 | 6 | LFG | IC | 0.3 | 0.3 | 0 | 0 | 0 |  | IPP Non-CHP | N | OP |  | Non-Fossil Fuel Type (Less than 10% Fossil Fuel) |  | Eastern
EXCLUDE | VA | VA-Eastern | King & Queen | 56686 | 7 | LFG | IC | 0.3 | 0.3 | 0 | 0 | 0 |  | IPP Non-CHP | N | OP |  | Non-Fossil Fuel Type (Less than 10% Fossil Fuel) |  | Eastern
EXCLUDE | VA | VA-Eastern | King & Queen | 56686 | 8 | LFG | IC | 0.3 | 0.3 | 0 | 0 | 0 |  | IPP Non-CHP | N | OP |  | Non-Fossil Fuel Type (Less than 10% Fossil Fuel) |  | Eastern
EXCLUDE | VA | VA-Eastern | King & Queen | 56686 | 9 | LFG | IC | 0.3 | 0.3 | 0 | 0 | 0 |  | IPP Non-CHP | N | OP |  | Non-Fossil Fuel Type (Less than 10% Fossil Fuel) |  | Eastern
EXCLUDE | PA | PA-Eastern | Mountain View | 56687 | 1 | LFG | IC | 0.3 | 0.3 | 0 | 0 | 0 |  | IPP Non-CHP | N | OP |  | Non-Fossil Fuel Type (Less than 10% Fossil Fuel) |  | Eastern
EXCLUDE | PA | PA-Eastern | Mountain View | 56687 | 10 | LFG | IC | 0.3 | 0.3 | 0 | 0 | 0 |  | IPP Non-CHP | N | OP |  | Non-Fossil Fuel Type (Less than 10% Fossil Fuel) |  | Eastern
EXCLUDE | PA | PA-Eastern | Mountain View | 56687 | 11 | LFG | IC | 0.3 | 0.3 | 0 | 0 | 0 |  | IPP Non-CHP | N | OP |  | Non-Fossil Fuel Type (Less than 10% Fossil Fuel) |  | Eastern
EXCLUDE | PA | PA-Eastern | Mountain View | 56687 | 12 | LFG | IC | 0.3 | 0.3 | 0 | 0 | 0 |  | IPP Non-CHP | N | OP |  | Non-Fossil Fuel Type (Less than 10% Fossil Fuel) |  | Eastern
EXCLUDE | PA | PA-Eastern | Mountain View | 56687 | 13 | LFG | IC | 0.3 | 0.3 | 0 | 0 | 0 |  | IPP Non-CHP | N | OP |  | Non-Fossil Fuel Type (Less than 10% Fossil Fuel) |  | Eastern
EXCLUDE | PA | PA-Eastern | Mountain View | 56687 | 14 | LFG | IC | 0.3 | 0.3 | 0 | 0 | 0 |  | IPP Non-CHP | N | OP |  | Non-Fossil Fuel Type (Less than 10% Fossil Fuel) |  | Eastern
EXCLUDE | PA | PA-Eastern | Mountain View | 56687 | 15 | LFG | IC | 0.3 | 0.3 | 0 | 0 | 0 |  | IPP Non-CHP | N | OP |  | Non-Fossil Fuel Type (Less than 10% Fossil Fuel) |  | Eastern
EXCLUDE | PA | PA-Eastern | Mountain View | 56687 | 16 | LFG | IC | 0.3 | 0.3 | 0 | 0 | 0 |  | IPP Non-CHP | N | OP |  | Non-Fossil Fuel Type (Less than 10% Fossil Fuel) |  | Eastern
EXCLUDE | PA | PA-Eastern | Mountain View | 56687 | 17 | LFG | IC | 0.3 | 0.3 | 0 | 0 | 0 |  | IPP Non-CHP | N | OP |  | Non-Fossil Fuel Type (Less than 10% Fossil Fuel) |  | Eastern
EXCLUDE | PA | PA-Eastern | Mountain View | 56687 | 18 | LFG | IC | 0.3 | 0.3 | 0 | 0 | 0 |  | IPP Non-CHP | N | OP |  | Non-Fossil Fuel Type (Less than 10% Fossil Fuel) |  | Eastern
EXCLUDE | PA | PA-Eastern | Mountain View | 56687 | 19 | LFG | IC | 0.3 | 0.3 | 0 | 0 | 0 |  | IPP Non-CHP | N | OP |  | Non-Fossil Fuel Type (Less than 10% Fossil Fuel) |  | Eastern
EXCLUDE | PA | PA-Eastern | Mountain View | 56687 | 2 | LFG | IC | 0.3 | 0.3 | 0 | 0 | 0 |  | IPP Non-CHP | N | OP |  | Non-Fossil Fuel Type (Less than 10% Fossil Fuel) |  | Eastern
EXCLUDE | PA | PA-Eastern | Mountain View | 56687 | 20 | LFG | IC | 0.3 | 0.3 | 0 | 0 | 0 |  | IPP Non-CHP | N | OP |  | Non-Fossil Fuel Type (Less than 10% Fossil Fuel) |  | Eastern
EXCLUDE | PA | PA-Eastern | Mountain View | 56687 | 21 | LFG | IC | 0.3 | 0.3 | 0 | 0 | 0 |  | IPP Non-CHP | N | OP |  | Non-Fossil Fuel Type (Less than 10% Fossil Fuel) |  | Eastern
EXCLUDE | PA | PA-Eastern | Mountain View | 56687 | 22 | LFG | IC | 0.3 | 0.3 | 0 | 0 | 0 |  | IPP Non-CHP | N | OP |  | Non-Fossil Fuel Type (Less than 10% Fossil Fuel) |  | Eastern
EXCLUDE | PA | PA-Eastern | Mountain View | 56687 | 23 | LFG | IC | 0.3 | 0.3 | 0 | 0 | 0 |  | IPP Non-CHP | N | OP |  | Non-Fossil Fuel Type (Less than 10% Fossil Fuel) |  | Eastern
EXCLUDE | PA | PA-Eastern | Mountain View | 56687 | 24 | LFG | IC | 0.3 | 0.3 | 0 | 0 | 0 |  | IPP Non-CHP | N | OP |  | Non-Fossil Fuel Type (Less than 10% Fossil Fuel) |  | Eastern
EXCLUDE | PA | PA-Eastern | Mountain View | 56687 | 25 | LFG | IC | 0.3 | 0.3 | 0 | 0 | 0 |  | IPP Non-CHP | N | OP |  | Non-Fossil Fuel Type (Less than 10% Fossil Fuel) |  | Eastern
EXCLUDE | PA | PA-Eastern | Mountain View | 56687 | 26 | LFG | IC | 0.3 | 0.3 | 0 | 0 | 0 |  | IPP Non-CHP | N | OP |  | Non-Fossil Fuel Type (Less than 10% Fossil Fuel) |  | Eastern
EXCLUDE | PA | PA-Eastern | Mountain View | 56687 | 27 | LFG | IC | 0.3 | 0.3 | 0 | 0 | 0 |  | IPP Non-CHP | N | OP |  | Non-Fossil Fuel Type (Less than 10% Fossil Fuel) |  | Eastern
EXCLUDE | PA | PA-Eastern | Mountain View | 56687 | 28 | LFG | IC | 0.3 | 0.3 | 0 | 0 | 0 |  | IPP Non-CHP | N | OP |  | Non-Fossil Fuel Type (Less than 10% Fossil Fuel) |  | Eastern
EXCLUDE | PA | PA-Eastern | Mountain View | 56687 | 29 | LFG | IC | 0.3 | 0.3 | 0 | 0 | 0 |  | IPP Non-CHP | N | OP |  | Non-Fossil Fuel Type (Less than 10% Fossil Fuel) |  | Eastern
EXCLUDE | PA | PA-Eastern | Mountain View | 56687 | 3 | LFG | IC | 0.3 | 0.3 | 0 | 0 | 0 |  | IPP Non-CHP | N | OP |  | Non-Fossil Fuel Type (Less than 10% Fossil Fuel) |  | Eastern
EXCLUDE | PA | PA-Eastern | Mountain View | 56687 | 30 | LFG | IC | 0.3 | 0.3 | 0 | 0 | 0 |  | IPP Non-CHP | N | OP |  | Non-Fossil Fuel Type (Less than 10% Fossil Fuel) |  | Eastern
EXCLUDE | PA | PA-Eastern | Mountain View | 56687 | 31 | LFG | IC | 0.3 | 0.3 | 0 | 0 | 0 |  | IPP Non-CHP | N | OP |  | Non-Fossil Fuel Type (Less than 10% Fossil Fuel) |  | Eastern
EXCLUDE | PA | PA-Eastern | Mountain View | 56687 | 32 | LFG | IC | 0.3 | 0.3 | 0 | 0 | 0 |  | IPP Non-CHP | N | OP |  | Non-Fossil Fuel Type (Less than 10% Fossil Fuel) |  | Eastern
EXCLUDE | PA | PA-Eastern | Mountain View | 56687 | 33 | LFG | IC | 0.3 | 0.3 | 0 | 0 | 0 |  | IPP Non-CHP | N | OP |  | Non-Fossil Fuel Type (Less than 10% Fossil Fuel) |  | Eastern
EXCLUDE | PA | PA-Eastern | Mountain View | 56687 | 34 | LFG | IC | 0.3 | 0.3 | 0 | 0 | 0 |  | IPP Non-CHP | N | OP |  | Non-Fossil Fuel Type (Less than 10% Fossil Fuel) |  | Eastern
EXCLUDE | PA | PA-Eastern | Mountain View | 56687 | 35 | LFG | IC | 0.3 | 0.3 | 0 | 0 | 0 |  | IPP Non-CHP | N | OP |  | Non-Fossil Fuel Type (Less than 10% Fossil Fuel) |  | Eastern
EXCLUDE | PA | PA-Eastern | Mountain View | 56687 | 36 | LFG | IC | 0.3 | 0.3 | 0 | 0 | 0 |  | IPP Non-CHP | N | OP |  | Non-Fossil Fuel Type (Less than 10% Fossil Fuel) |  | Eastern
EXCLUDE | PA | PA-Eastern | Mountain View | 56687 | 37 | LFG | IC | 0.3 | 0.3 | 0 | 0 | 0 |  | IPP Non-CHP | N | OP |  | Non-Fossil Fuel Type (Less than 10% Fossil Fuel) |  | Eastern
EXCLUDE | PA | PA-Eastern | Mountain View | 56687 | 38 | LFG | IC | 0.3 | 0.3 | 0 | 0 | 0 |  | IPP Non-CHP | N | OP |  | Non-Fossil Fuel Type (Less than 10% Fossil Fuel) |  | Eastern
EXCLUDE | PA | PA-Eastern | Mountain View | 56687 | 39 | LFG | IC | 0.3 | 0.3 | 0 | 0 | 0 |  | IPP Non-CHP | N | OP |  | Non-Fossil Fuel Type (Less than 10% Fossil Fuel) |  | Eastern
EXCLUDE | PA | PA-Eastern | Mountain View | 56687 | 4 | LFG | IC | 0.3 | 0.3 | 0 | 0 | 0 |  | IPP Non-CHP | N | OP |  | Non-Fossil Fuel Type (Less than 10% Fossil Fuel) |  | Eastern
EXCLUDE | PA | PA-Eastern | Mountain View | 56687 | 40 | LFG | IC | 0.3 | 0.3 | 0 | 0 | 0 |  | IPP Non-CHP | N | OP |  | Non-Fossil Fuel Type (Less than 10% Fossil Fuel) |  | Eastern
EXCLUDE | PA | PA-Eastern | Mountain View | 56687 | 41 | LFG | IC | 0.3 | 0.3 | 0 | 0 | 0 |  | IPP Non-CHP | N | OP |  | Non-Fossil Fuel Type (Less than 10% Fossil Fuel) |  | Eastern
EXCLUDE | PA | PA-Eastern | Mountain View | 56687 | 42 | LFG | IC | 0.3 | 0.3 | 0 | 0 | 0 |  | IPP Non-CHP | N | OP |  | Non-Fossil Fuel Type (Less than 10% Fossil Fuel) |  | Eastern
EXCLUDE | PA | PA-Eastern | Mountain View | 56687 | 43 | LFG | IC | 0.3 | 0.3 | 0 | 0 | 0 |  | IPP Non-CHP | N | OP |  | Non-Fossil Fuel Type (Less than 10% Fossil Fuel) |  | Eastern
EXCLUDE | PA | PA-Eastern | Mountain View | 56687 | 44 | LFG | IC | 0.3 | 0.3 | 0 | 0 | 0 |  | IPP Non-CHP | N | OP |  | Non-Fossil Fuel Type (Less than 10% Fossil Fuel) |  | Eastern
EXCLUDE | PA | PA-Eastern | Mountain View | 56687 | 45 | LFG | IC | 0.3 | 0.3 | 0 | 0 | 0 |  | IPP Non-CHP | N | OP |  | Non-Fossil Fuel Type (Less than 10% Fossil Fuel) |  | Eastern
EXCLUDE | PA | PA-Eastern | Mountain View | 56687 | 46 | LFG | IC | 0.3 | 0.3 | 0 | 0 | 0 |  | IPP Non-CHP | N | OP |  | Non-Fossil Fuel Type (Less than 10% Fossil Fuel) |  | Eastern
EXCLUDE | PA | PA-Eastern | Mountain View | 56687 | 47 | LFG | IC | 0.3 | 0.3 | 0 | 0 | 0 |  | IPP Non-CHP | N | OP |  | Non-Fossil Fuel Type (Less than 10% Fossil Fuel) |  | Eastern
EXCLUDE | PA | PA-Eastern | Mountain View | 56687 | 48 | LFG | IC | 0.3 | 0.3 | 0 | 0 | 0 |  | IPP Non-CHP | N | OP |  | Non-Fossil Fuel Type (Less than 10% Fossil Fuel) |  | Eastern
EXCLUDE | PA | PA-Eastern | Mountain View | 56687 | 5 | LFG | IC | 0.3 | 0.3 | 0 | 0 | 0 |  | IPP Non-CHP | N | OP |  | Non-Fossil Fuel Type (Less than 10% Fossil Fuel) |  | Eastern
EXCLUDE | PA | PA-Eastern | Mountain View | 56687 | 6 | LFG | IC | 0.3 | 0.3 | 0 | 0 | 0 |  | IPP Non-CHP | N | OP |  | Non-Fossil Fuel Type (Less than 10% Fossil Fuel) |  | Eastern
EXCLUDE | PA | PA-Eastern | Mountain View | 56687 | 7 | LFG | IC | 0.3 | 0.3 | 0 | 0 | 0 |  | IPP Non-CHP | N | OP |  | Non-Fossil Fuel Type (Less than 10% Fossil Fuel) |  | Eastern
EXCLUDE | PA | PA-Eastern | Mountain View | 56687 | 8 | LFG | IC | 0.3 | 0.3 | 0 | 0 | 0 |  | IPP Non-CHP | N | OP |  | Non-Fossil Fuel Type (Less than 10% Fossil Fuel) |  | Eastern
EXCLUDE | PA | PA-Eastern | Mountain View | 56687 | 9 | LFG | IC | 0.3 | 0.3 | 0 | 0 | 0 |  | IPP Non-CHP | N | OP |  | Non-Fossil Fuel Type (Less than 10% Fossil Fuel) |  | Eastern
EXCLUDE | NC | NC-Eastern | New Bern | 56688 | 1 | LFG | IC | 0.3 | 0.3 | 0 | 0 | 0 |  | IPP Non-CHP | N | OP |  | Non-Fossil Fuel Type (Less than 10% Fossil Fuel) |  | Eastern
EXCLUDE | NC | NC-Eastern | New Bern | 56688 | 10 | LFG | IC | 0.3 | 0.3 | 0 | 0 | 0 |  | IPP Non-CHP | N | OP |  | Non-Fossil Fuel Type (Less than 10% Fossil Fuel) |  | Eastern
EXCLUDE | NC | NC-Eastern | New Bern | 56688 | 11 | LFG | IC | 0.3 | 0.3 | 0 | 0 | 0 |  | IPP Non-CHP | N | OP |  | Non-Fossil Fuel Type (Less than 10% Fossil Fuel) |  | Eastern
EXCLUDE | NC | NC-Eastern | New Bern | 56688 | 12 | LFG | IC | 0.3 | 0.3 | 0 | 0 | 0 |  | IPP Non-CHP | N | OP |  | Non-Fossil Fuel Type (Less than 10% Fossil Fuel) |  | Eastern
EXCLUDE | NC | NC-Eastern | New Bern | 56688 | 13 | LFG | IC | 0.3 | 0.3 | 0 | 0 | 0 |  | IPP Non-CHP | N | OP |  | Non-Fossil Fuel Type (Less than 10% Fossil Fuel) |  | Eastern
EXCLUDE | NC | NC-Eastern | New Bern | 56688 | 14 | LFG | IC | 0.3 | 0.3 | 0 | 0 | 0 |  | IPP Non-CHP | N | OP |  | Non-Fossil Fuel Type (Less than 10% Fossil Fuel) |  | Eastern
EXCLUDE | NC | NC-Eastern | New Bern | 56688 | 15 | LFG | IC | 0.3 | 0.3 | 0 | 0 | 0 |  | IPP Non-CHP | N | OP |  | Non-Fossil Fuel Type (Less than 10% Fossil Fuel) |  | Eastern
EXCLUDE | NC | NC-Eastern | New Bern | 56688 | 16 | LFG | IC | 0.3 | 0.3 | 0 | 0 | 0 |  | IPP Non-CHP | N | OP |  | Non-Fossil Fuel Type (Less than 10% Fossil Fuel) |  | Eastern
EXCLUDE | NC | NC-Eastern | New Bern | 56688 | 17 | LFG | IC | 0.3 | 0.3 | 0 | 0 | 0 |  | IPP Non-CHP | N | OP |  | Non-Fossil Fuel Type (Less than 10% Fossil Fuel) |  | Eastern
EXCLUDE | NC | NC-Eastern | New Bern | 56688 | 18 | LFG | IC | 0.3 | 0.3 | 0 | 0 | 0 |  | IPP Non-CHP | N | OP |  | Non-Fossil Fuel Type (Less than 10% Fossil Fuel) |  | Eastern
EXCLUDE | NC | NC-Eastern | New Bern | 56688 | 2 | LFG | IC | 0.3 | 0.3 | 0 | 0 | 0 |  | IPP Non-CHP | N | OP |  | Non-Fossil Fuel Type (Less than 10% Fossil Fuel) |  | Eastern
EXCLUDE | NC | NC-Eastern | New Bern | 56688 | 3 | LFG | IC | 0.3 | 0.3 | 0 | 0 | 0 |  | IPP Non-CHP | N | OP |  | Non-Fossil Fuel Type (Less than 10% Fossil Fuel) |  | Eastern
EXCLUDE | NC | NC-Eastern | New Bern | 56688 | 4 | LFG | IC | 0.3 | 0.3 | 0 | 0 | 0 |  | IPP Non-CHP | N | OP |  | Non-Fossil Fuel Type (Less than 10% Fossil Fuel) |  | Eastern
EXCLUDE | NC | NC-Eastern | New Bern | 56688 | 5 | LFG | IC | 0.3 | 0.3 | 0 | 0 | 0 |  | IPP Non-CHP | N | OP |  | Non-Fossil Fuel Type (Less than 10% Fossil Fuel) |  | Eastern
EXCLUDE | NC | NC-Eastern | New Bern | 56688 | 6 | LFG | IC | 0.3 | 0.3 | 0 | 0 | 0 |  | IPP Non-CHP | N | OP |  | Non-Fossil Fuel Type (Less than 10% Fossil Fuel) |  | Eastern
EXCLUDE | NC | NC-Eastern | New Bern | 56688 | 7 | LFG | IC | 0.3 | 0.3 | 0 | 0 | 0 |  | IPP Non-CHP | N | OP |  | Non-Fossil Fuel Type (Less than 10% Fossil Fuel) |  | Eastern
EXCLUDE | NC | NC-Eastern | New Bern | 56688 | 8 | LFG | IC | 0.3 | 0.3 | 0 | 0 | 0 |  | IPP Non-CHP | N | OP |  | Non-Fossil Fuel Type (Less than 10% Fossil Fuel) |  | Eastern
EXCLUDE | NC | NC-Eastern | New Bern | 56688 | 9 | LFG | IC | 0.3 | 0.3 | 0 | 0 | 0 |  | IPP Non-CHP | N | OP |  | Non-Fossil Fuel Type (Less than 10% Fossil Fuel) |  | Eastern
EXCLUDE | PA | PA-Eastern | Pine Grove | 56690 | 1 | LFG | IC | 0.3 | 0.3 | 0 | 0 | 0 |  | IPP Non-CHP | N | OP |  | Non-Fossil Fuel Type (Less than 10% Fossil Fuel) |  | Eastern
EXCLUDE | PA | PA-Eastern | Pine Grove | 56690 | 10 | LFG | IC | 0.3 | 0.3 | 0 | 0 | 0 |  | IPP Non-CHP | N | OP |  | Non-Fossil Fuel Type (Less than 10% Fossil Fuel) |  | Eastern
EXCLUDE | PA | PA-Eastern | Pine Grove | 56690 | 11 | LFG | IC | 0.3 | 0.3 | 0 | 0 | 0 |  | IPP Non-CHP | N | OP |  | Non-Fossil Fuel Type (Less than 10% Fossil Fuel) |  | Eastern
EXCLUDE | PA | PA-Eastern | Pine Grove | 56690 | 12 | LFG | IC | 0.3 | 0.3 | 0 | 0 | 0 |  | IPP Non-CHP | N | OP |  | Non-Fossil Fuel Type (Less than 10% Fossil Fuel) |  | Eastern
EXCLUDE | PA | PA-Eastern | Pine Grove | 56690 | 13 | LFG | IC | 0.3 | 0.3 | 0 | 0 | 0 |  | IPP Non-CHP | N | OP |  | Non-Fossil Fuel Type (Less than 10% Fossil Fuel) |  | Eastern
EXCLUDE | PA | PA-Eastern | Pine Grove | 56690 | 14 | LFG | IC | 0.3 | 0.3 | 0 | 0 | 0 |  | IPP Non-CHP | N | OP |  | Non-Fossil Fuel Type (Less than 10% Fossil Fuel) |  | Eastern
EXCLUDE | PA | PA-Eastern | Pine Grove | 56690 | 15 | LFG | IC | 0.3 | 0.3 | 0 | 0 | 0 |  | IPP Non-CHP | N | OP |  | Non-Fossil Fuel Type (Less than 10% Fossil Fuel) |  | Eastern
EXCLUDE | PA | PA-Eastern | Pine Grove | 56690 | 16 | LFG | IC | 0.3 | 0.3 | 0 | 0 | 0 |  | IPP Non-CHP | N | OP |  | Non-Fossil Fuel Type (Less than 10% Fossil Fuel) |  | Eastern
EXCLUDE | PA | PA-Eastern | Pine Grove | 56690 | 17 | LFG | IC | 0.3 | 0.3 | 0 | 0 | 0 |  | IPP Non-CHP | N | OP |  | Non-Fossil Fuel Type (Less than 10% Fossil Fuel) |  | Eastern
EXCLUDE | PA | PA-Eastern | Pine Grove | 56690 | 18 | LFG | IC | 0.3 | 0.3 | 0 | 0 | 0 |  | IPP Non-CHP | N | OP |  | Non-Fossil Fuel Type (Less than 10% Fossil Fuel) |  | Eastern
EXCLUDE | PA | PA-Eastern | Pine Grove | 56690 | 2 | LFG | IC | 0.3 | 0.3 | 0 | 0 | 0 |  | IPP Non-CHP | N | OP |  | Non-Fossil Fuel Type (Less than 10% Fossil Fuel) |  | Eastern
EXCLUDE | PA | PA-Eastern | Pine Grove | 56690 | 3 | LFG | IC | 0.3 | 0.3 | 0 | 0 | 0 |  | IPP Non-CHP | N | OP |  | Non-Fossil Fuel Type (Less than 10% Fossil Fuel) |  | Eastern
EXCLUDE | PA | PA-Eastern | Pine Grove | 56690 | 4 | LFG | IC | 0.3 | 0.3 | 0 | 0 | 0 |  | IPP Non-CHP | N | OP |  | Non-Fossil Fuel Type (Less than 10% Fossil Fuel) |  | Eastern
EXCLUDE | PA | PA-Eastern | Pine Grove | 56690 | 5 | LFG | IC | 0.3 | 0.3 | 0 | 0 | 0 |  | IPP Non-CHP | N | OP |  | Non-Fossil Fuel Type (Less than 10% Fossil Fuel) |  | Eastern
EXCLUDE | PA | PA-Eastern | Pine Grove | 56690 | 6 | LFG | IC | 0.3 | 0.3 | 0 | 0 | 0 |  | IPP Non-CHP | N | OP |  | Non-Fossil Fuel Type (Less than 10% Fossil Fuel) |  | Eastern
EXCLUDE | PA | PA-Eastern | Pine Grove | 56690 | 7 | LFG | IC | 0.3 | 0.3 | 0 | 0 | 0 |  | IPP Non-CHP | N | OP |  | Non-Fossil Fuel Type (Less than 10% Fossil Fuel) |  | Eastern
EXCLUDE | PA | PA-Eastern | Pine Grove | 56690 | 8 | LFG | IC | 0.3 | 0.3 | 0 | 0 | 0 |  | IPP Non-CHP | N | OP |  | Non-Fossil Fuel Type (Less than 10% Fossil Fuel) |  | Eastern
EXCLUDE | PA | PA-Eastern | Pine Grove | 56690 | 9 | LFG | IC | 0.3 | 0.3 | 0 | 0 | 0 |  | IPP Non-CHP | N | OP |  | Non-Fossil Fuel Type (Less than 10% Fossil Fuel) |  | Eastern
EXCLUDE | VA | VA-Eastern | Rockville 1 & 2 | 56692 | 1A | DFO | IC | 0.3 | 0.3 | 0 | 0 | 0 |  | IPP Non-CHP | N | OP |  | Internal Combustion |  | Eastern
EXCLUDE | VA | VA-Eastern | Rockville 1 & 2 | 56692 | 1B | DFO | IC | 0.3 | 0.3 | 0 | 0 | 0 |  | IPP Non-CHP | N | OP |  | Internal Combustion |  | Eastern
EXCLUDE | VA | VA-Eastern | Rockville 1 & 2 | 56692 | 1C | DFO | IC | 0.3 | 0.3 | 0 | 0 | 0 |  | IPP Non-CHP | N | OP |  | Internal Combustion |  | Eastern
EXCLUDE | VA | VA-Eastern | Rockville 1 & 2 | 56692 | 1D | DFO | IC | 0.3 | 0.3 | 0 | 0 | 0 |  | IPP Non-CHP | N | OP |  | Internal Combustion |  | Eastern
EXCLUDE | VA | VA-Eastern | Rockville 1 & 2 | 56692 | 1E | DFO | IC | 0.3 | 0.3 | 0 | 0 | 0 |  | IPP Non-CHP | N | OP |  | Internal Combustion |  | Eastern
EXCLUDE | VA | VA-Eastern | Rockville 1 & 2 | 56692 | 1F | DFO | IC | 0.3 | 0.3 | 0 | 0 | 0 |  | IPP Non-CHP | N | OP |  | Internal Combustion |  | Eastern
EXCLUDE | VA | VA-Eastern | Rockville 1 & 2 | 56692 | 1G | DFO | IC | 0.3 | 0.3 | 0 | 0 | 0 |  | IPP Non-CHP | N | OP |  | Internal Combustion |  | Eastern
EXCLUDE | VA | VA-Eastern | Rockville 1 & 2 | 56692 | 1H | DFO | IC | 0.3 | 0.3 | 0 | 0 | 0 |  | IPP Non-CHP | N | OP |  | Internal Combustion |  | Eastern
EXCLUDE | VA | VA-Eastern | Rockville 1 & 2 | 56692 | 1I | DFO | IC | 0.3 | 0.3 | 0 | 0 | 0 |  | IPP Non-CHP | N | OP |  | Internal Combustion |  | Eastern
EXCLUDE | VA | VA-Eastern | Rockville 1 & 2 | 56692 | 1J | DFO | IC | 0.3 | 0.3 | 0 | 0 | 0 |  | IPP Non-CHP | N | OP |  | Internal Combustion |  | Eastern
EXCLUDE | VA | VA-Eastern | Rockville 1 & 2 | 56692 | 1K | DFO | IC | 0.3 | 0.3 | 0 | 0 | 0 |  | IPP Non-CHP | N | OP |  | Internal Combustion |  | Eastern
EXCLUDE | VA | VA-Eastern | Rockville 1 & 2 | 56692 | 1L | DFO | IC | 0.3 | 0.3 | 0 | 0 | 0 |  | IPP Non-CHP | N | OP |  | Internal Combustion |  | Eastern
EXCLUDE | VA | VA-Eastern | Rockville 1 & 2 | 56692 | 1M | DFO | IC | 0.3 | 0.3 | 0 | 0 | 0 |  | IPP Non-CHP | N | OP |  | Internal Combustion |  | Eastern
EXCLUDE | VA | VA-Eastern | Rockville 1 & 2 | 56692 | 1N | DFO | IC | 0.3 | 0.3 | 0 | 0 | 0 |  | IPP Non-CHP | N | OP |  | Internal Combustion |  | Eastern
EXCLUDE | VA | VA-Eastern | Rockville 1 & 2 | 56692 | 1O | DFO | IC | 0.3 | 0.3 | 0 | 0 | 0 |  | IPP Non-CHP | N | OP |  | Internal Combustion |  | Eastern
EXCLUDE | VA | VA-Eastern | Rockville 1 & 2 | 56692 | 2A | DFO | IC | 0.3 | 0.3 | 0 | 0 | 0 |  | IPP Non-CHP | N | OP |  | Internal Combustion |  | Eastern
EXCLUDE | VA | VA-Eastern | Rockville 1 & 2 | 56692 | 2B | DFO | IC | 0.3 | 0.3 | 0 | 0 | 0 |  | IPP Non-CHP | N | OP |  | Internal Combustion |  | Eastern
EXCLUDE | VA | VA-Eastern | Rockville 1 & 2 | 56692 | 2C | DFO | IC | 0.3 | 0.3 | 0 | 0 | 0 |  | IPP Non-CHP | N | OP |  | Internal Combustion |  | Eastern
EXCLUDE | VA | VA-Eastern | Rockville 1 & 2 | 56692 | 2D | DFO | IC | 0.3 | 0.3 | 0 | 0 | 0 |  | IPP Non-CHP | N | OP |  | Internal Combustion |  | Eastern
EXCLUDE | VA | VA-Eastern | Rockville 1 & 2 | 56692 | 2E | DFO | IC | 0.3 | 0.3 | 0 | 0 | 0 |  | IPP Non-CHP | N | OP |  | Internal Combustion |  | Eastern
EXCLUDE | VA | VA-Eastern | Rockville 1 & 2 | 56692 | 2F | DFO | IC | 0.3 | 0.3 | 0 | 0 | 0 |  | IPP Non-CHP | N | OP |  | Internal Combustion |  | Eastern
EXCLUDE | VA | VA-Eastern | Rockville 1 & 2 | 56692 | 2G | DFO | IC | 0.3 | 0.3 | 0 | 0 | 0 |  | IPP Non-CHP | N | OP |  | Internal Combustion |  | Eastern
EXCLUDE | VA | VA-Eastern | Rockville 1 & 2 | 56692 | 2H | DFO | IC | 0.3 | 0.3 | 0 | 0 | 0 |  | IPP Non-CHP | N | OP |  | Internal Combustion |  | Eastern
EXCLUDE | VA | VA-Eastern | Rockville 1 & 2 | 56692 | 2I | DFO | IC | 0.3 | 0.3 | 0 | 0 | 0 |  | IPP Non-CHP | N | OP |  | Internal Combustion |  | Eastern
EXCLUDE | VA | VA-Eastern | Rockville 1 & 2 | 56692 | 2J | DFO | IC | 0.3 | 0.3 | 0 | 0 | 0 |  | IPP Non-CHP | N | OP |  | Internal Combustion |  | Eastern
EXCLUDE | VA | VA-Eastern | Rockville 1 & 2 | 56692 | 2K | DFO | IC | 0.3 | 0.3 | 0 | 0 | 0 |  | IPP Non-CHP | N | OP |  | Internal Combustion |  | Eastern
EXCLUDE | VA | VA-Eastern | Rockville 1 & 2 | 56692 | 2L | DFO | IC | 0.3 | 0.3 | 0 | 0 | 0 |  | IPP Non-CHP | N | OP |  | Internal Combustion |  | Eastern
EXCLUDE | VA | VA-Eastern | Rockville 1 & 2 | 56692 | 2M | DFO | IC | 0.3 | 0.3 | 0 | 0 | 0 |  | IPP Non-CHP | N | OP |  | Internal Combustion |  | Eastern
EXCLUDE | VA | VA-Eastern | Rockville 1 & 2 | 56692 | 2N | DFO | IC | 0.3 | 0.3 | 0 | 0 | 0 |  | IPP Non-CHP | N | OP |  | Internal Combustion |  | Eastern
EXCLUDE | VA | VA-Eastern | Rockville 1 & 2 | 56692 | 2O | DFO | IC | 0.3 | 0.3 | 0 | 0 | 0 |  | IPP Non-CHP | N | OP |  | Internal Combustion |  | Eastern
EXCLUDE | VA | VA-Eastern | Rockville 1 & 2 | 56692 | 2P | DFO | IC | 0.3 | 0.3 | 0 | 0 | 0 |  | IPP Non-CHP | N | OP |  | Internal Combustion |  | Eastern
EXCLUDE | VA | VA-Eastern | Rockville 1 & 2 | 56692 | 2Q | DFO | IC | 0.3 | 0.3 | 0 | 0 | 0 |  | IPP Non-CHP | N | OP |  | Internal Combustion |  | Eastern
EXCLUDE | VA | VA-Eastern | Rockville 1 & 2 | 56692 | 2R | DFO | IC | 0.3 | 0.3 | 0 | 0 | 0 |  | IPP Non-CHP | N | OP |  | Internal Combustion |  | Eastern
EXCLUDE | VA | VA-Eastern | Rockville 1 & 2 | 56692 | 2S | DFO | IC | 0.3 | 0.3 | 0 | 0 | 0 |  | IPP Non-CHP | N | OP |  | Internal Combustion |  | Eastern
EXCLUDE | VA | VA-Eastern | Rockville 1 & 2 | 56692 | 2T | DFO | IC | 0.3 | 0.3 | 0 | 0 | 0 |  | IPP Non-CHP | N | OP |  | Internal Combustion |  | Eastern
EXCLUDE | VA | VA-Eastern | Rockville 1 & 2 | 56692 | 2U | DFO | IC | 0.3 | 0.3 | 0 | 0 | 0 |  | IPP Non-CHP | N | OP |  | Internal Combustion |  | Eastern
EXCLUDE | VA | VA-Eastern | Virginia Beach | 56693 | 1 | LFG | IC | 0.3 | 0.3 | 0 | 0 | 0 |  | IPP Non-CHP | N | OP |  | Non-Fossil Fuel Type (Less than 10% Fossil Fuel) |  | Eastern
EXCLUDE | VA | VA-Eastern | Virginia Beach | 56693 | 10 | LFG | IC | 0.3 | 0.3 | 0 | 0 | 0 |  | IPP Non-CHP | N | OP |  | Non-Fossil Fuel Type (Less than 10% Fossil Fuel) |  | Eastern
EXCLUDE | VA | VA-Eastern | Virginia Beach | 56693 | 11 | LFG | IC | 0.3 | 0.3 | 0 | 0 | 0 |  | IPP Non-CHP | N | OP |  | Non-Fossil Fuel Type (Less than 10% Fossil Fuel) |  | Eastern
EXCLUDE | VA | VA-Eastern | Virginia Beach | 56693 | 12 | LFG | IC | 0.3 | 0.3 | 0 | 0 | 0 |  | IPP Non-CHP | N | OP |  | Non-Fossil Fuel Type (Less than 10% Fossil Fuel) |  | Eastern
EXCLUDE | VA | VA-Eastern | Virginia Beach | 56693 | 13 | LFG | IC | 0.3 | 0.3 | 0 | 0 | 0 |  | IPP Non-CHP | N | OP |  | Non-Fossil Fuel Type (Less than 10% Fossil Fuel) |  | Eastern
EXCLUDE | VA | VA-Eastern | Virginia Beach | 56693 | 14 | LFG | IC | 0.3 | 0.3 | 0 | 0 | 0 |  | IPP Non-CHP | N | OP |  | Non-Fossil Fuel Type (Less than 10% Fossil Fuel) |  | Eastern
EXCLUDE | VA | VA-Eastern | Virginia Beach | 56693 | 15 | LFG | IC | 0.3 | 0.3 | 0 | 0 | 0 |  | IPP Non-CHP | N | OP |  | Non-Fossil Fuel Type (Less than 10% Fossil Fuel) |  | Eastern
EXCLUDE | VA | VA-Eastern | Virginia Beach | 56693 | 16 | LFG | IC | 0.3 | 0.3 | 0 | 0 | 0 |  | IPP Non-CHP | N | OP |  | Non-Fossil Fuel Type (Less than 10% Fossil Fuel) |  | Eastern
EXCLUDE | VA | VA-Eastern | Virginia Beach | 56693 | 17 | LFG | IC | 0.3 | 0.3 | 0 | 0 | 0 |  | IPP Non-CHP | N | OP |  | Non-Fossil Fuel Type (Less than 10% Fossil Fuel) |  | Eastern
EXCLUDE | VA | VA-Eastern | Virginia Beach | 56693 | 18 | LFG | IC | 0.3 | 0.3 | 0 | 0 | 0 |  | IPP Non-CHP | N | OP |  | Non-Fossil Fuel Type (Less than 10% Fossil Fuel) |  | Eastern
EXCLUDE | VA | VA-Eastern | Virginia Beach | 56693 | 19 | LFG | IC | 0.3 | 0.3 | 0 | 0 | 0 |  | IPP Non-CHP | N | OP |  | Non-Fossil Fuel Type (Less than 10% Fossil Fuel) |  | Eastern
EXCLUDE | VA | VA-Eastern | Virginia Beach | 56693 | 2 | LFG | IC | 0.3 | 0.3 | 0 | 0 | 0 |  | IPP Non-CHP | N | OP |  | Non-Fossil Fuel Type (Less than 10% Fossil Fuel) |  | Eastern
EXCLUDE | VA | VA-Eastern | Virginia Beach | 56693 | 20 | LFG | IC | 0.3 | 0.3 | 0 | 0 | 0 |  | IPP Non-CHP | N | OP |  | Non-Fossil Fuel Type (Less than 10% Fossil Fuel) |  | Eastern
EXCLUDE | VA | VA-Eastern | Virginia Beach | 56693 | 21 | LFG | IC | 0.3 | 0.3 | 0 | 0 | 0 |  | IPP Non-CHP | N | OP |  | Non-Fossil Fuel Type (Less than 10% Fossil Fuel) |  | Eastern
EXCLUDE | VA | VA-Eastern | Virginia Beach | 56693 | 22 | LFG | IC | 0.3 | 0.3 | 0 | 0 | 0 |  | IPP Non-CHP | N | OP |  | Non-Fossil Fuel Type (Less than 10% Fossil Fuel) |  | Eastern
EXCLUDE | VA | VA-Eastern | Virginia Beach | 56693 | 23 | LFG | IC | 0.3 | 0.3 | 0 | 0 | 0 |  | IPP Non-CHP | N | OP |  | Non-Fossil Fuel Type (Less than 10% Fossil Fuel) |  | Eastern
EXCLUDE | VA | VA-Eastern | Virginia Beach | 56693 | 24 | LFG | IC | 0.3 | 0.3 | 0 | 0 | 0 |  | IPP Non-CHP | N | OP |  | Non-Fossil Fuel Type (Less than 10% Fossil Fuel) |  | Eastern
EXCLUDE | VA | VA-Eastern | Virginia Beach | 56693 | 25 | LFG | IC | 0.3 | 0.3 | 0 | 0 | 0 |  | IPP Non-CHP | N | OP |  | Non-Fossil Fuel Type (Less than 10% Fossil Fuel) |  | Eastern
EXCLUDE | VA | VA-Eastern | Virginia Beach | 56693 | 26 | LFG | IC | 0.3 | 0.3 | 0 | 0 | 0 |  | IPP Non-CHP | N | OP |  | Non-Fossil Fuel Type (Less than 10% Fossil Fuel) |  | Eastern
EXCLUDE | VA | VA-Eastern | Virginia Beach | 56693 | 27 | LFG | IC | 0.3 | 0.3 | 0 | 0 | 0 |  | IPP Non-CHP | N | OP |  | Non-Fossil Fuel Type (Less than 10% Fossil Fuel) |  | Eastern
EXCLUDE | VA | VA-Eastern | Virginia Beach | 56693 | 28 | LFG | IC | 0.3 | 0.3 | 0 | 0 | 0 |  | IPP Non-CHP | N | OP |  | Non-Fossil Fuel Type (Less than 10% Fossil Fuel) |  | Eastern
EXCLUDE | VA | VA-Eastern | Virginia Beach | 56693 | 29 | LFG | IC | 0.3 | 0.3 | 0 | 0 | 0 |  | IPP Non-CHP | N | OP |  | Non-Fossil Fuel Type (Less than 10% Fossil Fuel) |  | Eastern
EXCLUDE | VA | VA-Eastern | Virginia Beach | 56693 | 3 | LFG | IC | 0.3 | 0.3 | 0 | 0 | 0 |  | IPP Non-CHP | N | OP |  | Non-Fossil Fuel Type (Less than 10% Fossil Fuel) |  | Eastern
EXCLUDE | VA | VA-Eastern | Virginia Beach | 56693 | 30 | LFG | IC | 0.3 | 0.3 | 0 | 0 | 0 |  | IPP Non-CHP | N | OP |  | Non-Fossil Fuel Type (Less than 10% Fossil Fuel) |  | Eastern
EXCLUDE | VA | VA-Eastern | Virginia Beach | 56693 | 31 | LFG | IC | 0.3 | 0.3 | 0 | 0 | 0 |  | IPP Non-CHP | N | OP |  | Non-Fossil Fuel Type (Less than 10% Fossil Fuel) |  | Eastern
EXCLUDE | VA | VA-Eastern | Virginia Beach | 56693 | 32 | LFG | IC | 0.3 | 0.3 | 0 | 0 | 0 |  | IPP Non-CHP | N | OP |  | Non-Fossil Fuel Type (Less than 10% Fossil Fuel) |  | Eastern
EXCLUDE | VA | VA-Eastern | Virginia Beach | 56693 | 33 | LFG | IC | 0.3 | 0.3 | 0 | 0 | 0 |  | IPP Non-CHP | N | OP |  | Non-Fossil Fuel Type (Less than 10% Fossil Fuel) |  | Eastern
EXCLUDE | VA | VA-Eastern | Virginia Beach | 56693 | 34 | LFG | IC | 0.3 | 0.3 | 0 | 0 | 0 |  | IPP Non-CHP | N | OP |  | Non-Fossil Fuel Type (Less than 10% Fossil Fuel) |  | Eastern
EXCLUDE | VA | VA-Eastern | Virginia Beach | 56693 | 35 | LFG | IC | 0.3 | 0.3 | 0 | 0 | 0 |  | IPP Non-CHP | N | OP |  | Non-Fossil Fuel Type (Less than 10% Fossil Fuel) |  | Eastern
EXCLUDE | VA | VA-Eastern | Virginia Beach | 56693 | 36 | LFG | IC | 0.3 | 0.3 | 0 | 0 | 0 |  | IPP Non-CHP | N | OP |  | Non-Fossil Fuel Type (Less than 10% Fossil Fuel) |  | Eastern
EXCLUDE | VA | VA-Eastern | Virginia Beach | 56693 | 4 | LFG | IC | 0.3 | 0.3 | 0 | 0 | 0 |  | IPP Non-CHP | N | OP |  | Non-Fossil Fuel Type (Less than 10% Fossil Fuel) |  | Eastern
EXCLUDE | VA | VA-Eastern | Virginia Beach | 56693 | 5 | LFG | IC | 0.3 | 0.3 | 0 | 0 | 0 |  | IPP Non-CHP | N | OP |  | Non-Fossil Fuel Type (Less than 10% Fossil Fuel) |  | Eastern
EXCLUDE | VA | VA-Eastern | Virginia Beach | 56693 | 6 | LFG | IC | 0.3 | 0.3 | 0 | 0 | 0 |  | IPP Non-CHP | N | OP |  | Non-Fossil Fuel Type (Less than 10% Fossil Fuel) |  | Eastern
EXCLUDE | VA | VA-Eastern | Virginia Beach | 56693 | 7 | LFG | IC | 0.3 | 0.3 | 0 | 0 | 0 |  | IPP Non-CHP | N | OP |  | Non-Fossil Fuel Type (Less than 10% Fossil Fuel) |  | Eastern
EXCLUDE | VA | VA-Eastern | Virginia Beach | 56693 | 8 | LFG | IC | 0.3 | 0.3 | 0 | 0 | 0 |  | IPP Non-CHP | N | OP |  | Non-Fossil Fuel Type (Less than 10% Fossil Fuel) |  | Eastern
EXCLUDE | VA | VA-Eastern | Virginia Beach | 56693 | 9 | LFG | IC | 0.3 | 0.3 | 0 | 0 | 0 |  | IPP Non-CHP | N | OP |  | Non-Fossil Fuel Type (Less than 10% Fossil Fuel) |  | Eastern
EXCLUDE | WA | WA-Western | Russell D Smith | 56694 | 1 | WAT | HY | 6.1 | 6.1 | 0 | 17410 | 0 |  | Electric Utility | N | OP |  | Non Combustion (NUC, WAT, WND, GEO, or SUN) |  | Western
EXCLUDE | WA | WA-Western | Summer Falls Power Plant | 56695 | 1 | WAT | HY | 46 | 46 | 0 | 187646 | 0 |  | Electric Utility | N | OP |  | Non Combustion (NUC, WAT, WND, GEO, or SUN) |  | Western
EXCLUDE | WA | WA-Western | Summer Falls Power Plant | 56695 | 2 | WAT | HY | 46 | 46 | 0 | 187646 | 0 |  | Electric Utility | N | OP |  | Non Combustion (NUC, WAT, WND, GEO, or SUN) |  | Western
EXCLUDE | WA | WA-Western | Eltopia Branch Canal 4.6 | 56696 | 1 | WAT | HY | 2.2 | 2.2 | 0 | 7966 | 0 |  | Electric Utility | N | OP |  | Non Combustion (NUC, WAT, WND, GEO, or SUN) |  | Western
EXCLUDE | WA | WA-Western | Potholes East Canal 66.0 | 56697 | 1 | WAT | HY | 2.3 | 2.3 | 0 | 9374 | 0 |  | Electric Utility | N | OP |  | Non Combustion (NUC, WAT, WND, GEO, or SUN) |  | Western
EXCLUDE | WA | WA-Western | Main Canal Headworks | 56698 | 1 | WAT | HY | 26.8 | 26.8 | 0 | 101080 | 0 |  | Electric Utility | N | OP |  | Non Combustion (NUC, WAT, WND, GEO, or SUN) |  | Western
EXCLUDE | PA | PA-Eastern | Forward Windpower LLC | 56699 | 1 | WND | WT | 29.4 | 29.4 | 0 | 51035 | 0 |  | IPP Non-CHP | N | OP |  | Non Combustion (NUC, WAT, WND, GEO, or SUN) |  | Eastern
EXCLUDE | PA | PA-Eastern | Lookout Windpower LLC | 56700 | 1 | WND | WT | 37.8 | 37.8 | 0 | 95998 | 0 |  | IPP Non-CHP | N | OP |  | Non Combustion (NUC, WAT, WND, GEO, or SUN) |  | Eastern
EXCLUDE | NJ | NJ-Eastern | Haworth Water Treatment Plant | 56701 | GEN1 | NG | IC | 2 | 2 | 0 | 0 | 0 |  | IPP Non-CHP | N | OP |  | Internal Combustion |  | Eastern
EXCLUDE | NJ | NJ-Eastern | Haworth Water Treatment Plant | 56701 | GEN2 | NG | IC | 2 | 2 | 0 | 0 | 0 |  | IPP Non-CHP | N | OP |  | Internal Combustion |  | Eastern
EXCLUDE | NJ | NJ-Eastern | Haworth Water Treatment Plant | 56701 | GEN3 | NG | IC | 2 | 2 | 0 | 0 | 0 |  | IPP Non-CHP | N | OP |  | Internal Combustion |  | Eastern
EXCLUDE | NJ | NJ-Eastern | Haworth Water Treatment Plant | 56701 | GEN4 | NG | IC | 2 | 2 | 0 | 0 | 0 |  | IPP Non-CHP | N | OP |  | Internal Combustion |  | Eastern
EXCLUDE | WA | WA-Western | Tuolumne Wind Project | 56702 | WPT1 | WND | WT | 136.3 | 136.3 | 0 | 364594 | 0 |  | Electric Utility | N | OP |  | Non Combustion (NUC, WAT, WND, GEO, or SUN) |  | Western
EXCLUDE | NY | NY-Eastern | Lyons Falls Hydroelectric | 56703 | 1 | WAT | HY | 1 | 1 | 0 | 4282 | 0 |  | IPP Non-CHP | N | OP |  | Non Combustion (NUC, WAT, WND, GEO, or SUN) |  | Eastern
EXCLUDE | NY | NY-Eastern | Lyons Falls Hydroelectric | 56703 | 6 | WAT | HY | 1.2 | 1.2 | 0 | 5138.4 | 0 |  | IPP Non-CHP | N | OP |  | Non Combustion (NUC, WAT, WND, GEO, or SUN) |  | Eastern
EXCLUDE | NY | NY-Eastern | Lyons Falls Hydroelectric | 56703 | 7 | WAT | HY | 1.2 | 1.2 | 0 | 5138.4 | 0 |  | IPP Non-CHP | N | OP |  | Non Combustion (NUC, WAT, WND, GEO, or SUN) |  | Eastern
EXCLUDE | NY | NY-Eastern | Lyons Falls Hydroelectric | 56703 | 8 | WAT | HY | 1.2 | 1.2 | 0 | 5138.4 | 0 |  | IPP Non-CHP | N | OP |  | Non Combustion (NUC, WAT, WND, GEO, or SUN) |  | Eastern
EXCLUDE | NY | NY-Eastern | Lyons Falls Hydroelectric | 56703 | 9 | WAT | HY | 0.9 | 0.9 | 0 | 3853.8 | 0 |  | IPP Non-CHP | N | OP |  | Non Combustion (NUC, WAT, WND, GEO, or SUN) |  | Eastern
EXCLUDE | NY | NY-Eastern | Gouldtown | 56704 | 3 | WAT | HY | 2 | 2 | 0 | 10819 | 0 |  | IPP Non-CHP | N | OP |  | Non Combustion (NUC, WAT, WND, GEO, or SUN) |  | Eastern
EXCLUDE | NY | NY-Eastern | Kosterville | 56705 | 4 | WAT | HY | 0.5 | 0.5 | 0 | 1984.5 | 0 |  | IPP Non-CHP | N | OP |  | Non Combustion (NUC, WAT, WND, GEO, or SUN) |  | Eastern
EXCLUDE | NY | NY-Eastern | Kosterville | 56705 | 5 | WAT | HY | 0.5 | 0.5 | 0 | 1984.5 | 0 |  | IPP Non-CHP | N | OP |  | Non Combustion (NUC, WAT, WND, GEO, or SUN) |  | Eastern
EXCLUDE | CA | CA-Western | Ampersand Chowchilla Biomass LLC | 56706 | AMPC | WDS | ST | 12.5 | 10.5 | 0 | 59099 | 145254.28 |  | IPP Non-CHP | N | OP |  | Non-Fossil Fuel Type (Less than 10% Fossil Fuel) |  | Western
EXCLUDE | CA | CA-Western | El Nido Facility | 56707 | AMPC | WDS | ST | 12.5 | 10.5 | 0 | 56759 | 143512.39 |  | IPP Non-CHP | N | OP |  | Non-Fossil Fuel Type (Less than 10% Fossil Fuel) |  | Western
EXCLUDE | TX | TX-ERCOT | CFB Power Plant | 56708 | G2101 | PC | ST | 155 | 143.1 | 0 | 554779 | 742713.86 |  | Industrial Non-CHP | N | OP |  | Commercial/Industrial Unit | Yes | ERCOT
EXCLUDE | TX | TX-ERCOT | CFB Power Plant | 56708 | G2201 | PC | ST | 155 | 143.1 | 0 | 697403 | 933652.64 |  | Industrial Non-CHP | N | OP |  | Commercial/Industrial Unit | Yes | ERCOT
EXCLUDE | MN | MN-Eastern | Christoffer Wind Energy I LLC | 56709 | 1 | WND | WT | 2.1 | 2.1 | 0 | 6902 | 0 |  | IPP Non-CHP | N | OP |  | Non Combustion (NUC, WAT, WND, GEO, or SUN) |  | Eastern
EXCLUDE | MN | MN-Eastern | Christoffer Wind Energy II LLC | 56710 | 1 | WND | WT | 2.1 | 2.1 | 0 | 7315 | 0 |  | IPP Non-CHP | N | OP |  | Non Combustion (NUC, WAT, WND, GEO, or SUN) |  | Eastern
EXCLUDE | MN | MN-Eastern | Christoffer Wind Energy III LLC | 56711 | 1 | WND | WT | 2.1 | 2.1 | 0 | 7376 | 0 |  | IPP Non-CHP | N | OP |  | Non Combustion (NUC, WAT, WND, GEO, or SUN) |  | Eastern
EXCLUDE | MN | MN-Eastern | Christoffer Wind Energy IV LLC | 56712 | 1 | WND | WT | 2.1 | 2.1 | 0 | 7378 | 0 |  | IPP Non-CHP | N | OP |  | Non Combustion (NUC, WAT, WND, GEO, or SUN) |  | Eastern
EXCLUDE | MN | MN-Eastern | Jeffers Wind 20 LLC | 56750 | 1 | WND | WT | 50 | 50 | 0 | 172408 | 0 |  | IPP Non-CHP | N | OP |  | Non Combustion (NUC, WAT, WND, GEO, or SUN) |  | Eastern
EXCLUDE | UT | UT-Western | Spanish Fork Wind Park 2 LLC | 56751 | 1 | WND | WT | 18.9 | 18.9 | 0 | 39991 | 0 |  | IPP Non-CHP | N | OP |  | Non Combustion (NUC, WAT, WND, GEO, or SUN) |  | Western
EXCLUDE | WY | WY-Western | Mountain Wind Power LLC | 56752 | 1 | WND | WT | 61 | 61 | 0 | 171517 | 0 |  | IPP Non-CHP | N | OP |  | Non Combustion (NUC, WAT, WND, GEO, or SUN) |  | Western
EXCLUDE | WY | WY-Western | Mountain Wind Power II LLC | 56753 | 1 | WND | WT | 80 | 80 | 0 | 227793 | 0 |  | IPP Non-CHP | N | OP |  | Non Combustion (NUC, WAT, WND, GEO, or SUN) |  | Western
EXCLUDE | TX | TX-ERCOT | Goat Wind LP | 56754 | 1 | WND | WT | 80 | 80 | 0 | 227789.84 | 0 |  | IPP Non-CHP | N | OP |  | Non Combustion (NUC, WAT, WND, GEO, or SUN) |  | ERCOT
EXCLUDE | TX | TX-ERCOT | Goat Wind LP | 56754 | 2 | WND | WT | 69.6 | 69.6 | 0 | 198177.16 | 0 |  | IPP Non-CHP | N | OP |  | Non Combustion (NUC, WAT, WND, GEO, or SUN) |  | ERCOT
EXCLUDE | MN | MN-Eastern | Odin Wind Farm | 56755 | 1 | WND | WT | 20 | 20 | 0 | 64863 | 0 |  | IPP Non-CHP | N | OP |  | Non Combustion (NUC, WAT, WND, GEO, or SUN) |  | Eastern
EXCLUDE | TX | TX-ERCOT | Capricorn Ridge Wind LLC | 56763 | 1 | WND | WT | 149.5 | 149.5 | 0 | 455156.76 | 0 |  | IPP Non-CHP | N | OP |  | Non Combustion (NUC, WAT, WND, GEO, or SUN) |  | ERCOT
EXCLUDE | TX | TX-ERCOT | Capricorn Ridge Wind LLC | 56763 | 2 | WND | WT | 214.5 | 214.5 | 0 | 653051 | 0 |  | IPP Non-CHP | N | OP |  | Non Combustion (NUC, WAT, WND, GEO, or SUN) |  | ERCOT
EXCLUDE | TX | TX-ERCOT | Capricorn Ridge Wind LLC | 56763 | 3 | WND | WT | 186 | 186 | 0 | 566281.98 | 0 |  | IPP Non-CHP | N | OP |  | Non Combustion (NUC, WAT, WND, GEO, or SUN) |  | ERCOT
EXCLUDE | TX | TX-ERCOT | Capricorn Ridge Wind LLC | 56763 | 4 | WND | WT | 112.5 | 112.5 | 0 | 342509.26 | 0 |  | IPP Non-CHP | N | OP |  | Non Combustion (NUC, WAT, WND, GEO, or SUN) |  | ERCOT
EXCLUDE | IA | IA-Eastern | Winnebago Wind Power Project | 56764 | 1 | WND | WT | 20 | 20 | 0 | 66759 | 0 |  | IPP Non-CHP | N | OP |  | Non Combustion (NUC, WAT, WND, GEO, or SUN) |  | Eastern
EXCLUDE | IA | IA-Eastern | Barton Windpower LLC | 56765 | 1 | WND | WT | 28 | 28 | 0 | 72216.38 | 0 |  | IPP Non-CHP | N | OP |  | Non Combustion (NUC, WAT, WND, GEO, or SUN) |  | Eastern
EXCLUDE | IA | IA-Eastern | Barton Windpower LLC | 56765 | 2 | WND | WT | 132 | 132 | 0 | 340448.63 | 0 |  | IPP Non-CHP | N | OP |  | Non Combustion (NUC, WAT, WND, GEO, or SUN) |  | Eastern
EXCLUDE | MO | MO-Eastern | Farmers City Wind LLC | 56767 | 1 | WND | WT | 146 | 146 | 0 | 362004 | 0 |  | IPP Non-CHP | N | OP |  | Non Combustion (NUC, WAT, WND, GEO, or SUN) |  | Eastern
EXCLUDE | CA | CA-Western | CalRenew-1 | 56768 | CR1 | SUN | PV | 5 | 5 | 0 | 10478 | 0 |  | IPP Non-CHP | N | OP |  | Non Combustion (NUC, WAT, WND, GEO, or SUN) |  | Western
EXCLUDE | PA | PA-Eastern | Locust Ridge II LLC | 56770 | 1 | WND | WT | 102 | 102 | 0 | 203795 | 0 |  | IPP Non-CHP | N | OP |  | Non Combustion (NUC, WAT, WND, GEO, or SUN) |  | Eastern
EXCLUDE | TX | TX-ERCOT | Silver Star I Wind Power Project | 56771 | 1 | WND | WT | 60 | 60 | 0 | 186150 | 0 |  | IPP Non-CHP | N | OP |  | Non Combustion (NUC, WAT, WND, GEO, or SUN) |  | ERCOT
EXCLUDE | TX | TX-ERCOT | McAdoo Wind Energy LLC | 56773 | 1 | WND | WT | 150 | 150 | 0 | 585338 | 0 |  | IPP Non-CHP | N | OP |  | Non Combustion (NUC, WAT, WND, GEO, or SUN) |  | ERCOT
EXCLUDE | TX | TX-ERCOT | Turkey Track Wind Energy LLC | 56774 | 1 | WND | WT | 169.5 | 169.5 | 0 | 500029 | 0 |  | IPP Non-CHP | N | OP |  | Non Combustion (NUC, WAT, WND, GEO, or SUN) |  | ERCOT
EXCLUDE | TX | TX-ERCOT | Scurry County Wind II | 56775 | 1 | WND | WT | 120 | 120 | 0 | 410498 | 0 |  | IPP Non-CHP | N | OP |  | Non Combustion (NUC, WAT, WND, GEO, or SUN) |  | ERCOT
EXCLUDE | TX | TX-ERCOT | Gunsight Mountain Wind Energy LLC | 56776 | 1 | WND | WT | 120 | 120 | 0 | 0 | 0 |  | IPP Non-CHP | N | IP |  | Status of Operation (IP, L, P, T) |  | ERCOT
EXCLUDE | IN | IN-Eastern | Fowler Ridge Wind Farm LLC | 56777 | FIA | WND | WT | 201.3 | 201.3 | 0 | 483274.25 | 0 |  | IPP Non-CHP | N | OP |  | Non Combustion (NUC, WAT, WND, GEO, or SUN) |  | Eastern
EXCLUDE | IN | IN-Eastern | Fowler Ridge Wind Farm LLC | 56777 | FIB | WND | WT | 100 | 100 | 0 | 240076.63 | 0 |  | IPP Non-CHP | N | OP |  | Non Combustion (NUC, WAT, WND, GEO, or SUN) |  | Eastern
EXCLUDE | IN | IN-Eastern | Fowler Ridge Wind Farm LLC | 56777 | FII | WND | WT | 200 | 200 | 0 | 480153.26 | 0 |  | IPP Non-CHP | N | OP |  | Non Combustion (NUC, WAT, WND, GEO, or SUN) |  | Eastern
EXCLUDE | IN | IN-Eastern | Fowler Ridge Wind Farm LLC | 56777 | FIII | WND | WT | 99 | 99 | 0 | 237675.86 | 0 |  | IPP Non-CHP | N | OP |  | Non Combustion (NUC, WAT, WND, GEO, or SUN) |  | Eastern
EXCLUDE | TX | TX-ERCOT | Sherbino I Wind Farm | 56779 | 1 | WND | WT | 150 | 150 | 0 | 478865 | 0 |  | IPP Non-CHP | N | OP |  | Non Combustion (NUC, WAT, WND, GEO, or SUN) |  | ERCOT
EXCLUDE | IL | IL-Eastern | Winnebago Energy Center LLC | 56780 | 1 | LFG | IC | 1.6 | 1.6 | 0 | 0 | 0 |  | IPP Non-CHP | N | OP |  | Non-Fossil Fuel Type (Less than 10% Fossil Fuel) |  | Eastern
EXCLUDE | IL | IL-Eastern | Winnebago Energy Center LLC | 56780 | 2 | LFG | IC | 1.6 | 1.6 | 0 | 0 | 0 |  | IPP Non-CHP | N | OP |  | Non-Fossil Fuel Type (Less than 10% Fossil Fuel) |  | Eastern
EXCLUDE | IL | IL-Eastern | Winnebago Energy Center LLC | 56780 | 3 | LFG | IC | 1.6 | 1.6 | 0 | 0 | 0 |  | IPP Non-CHP | N | OP |  | Non-Fossil Fuel Type (Less than 10% Fossil Fuel) |  | Eastern
EXCLUDE | IL | IL-Eastern | Winnebago Energy Center LLC | 56780 | 4 | LFG | IC | 1.6 | 1.6 | 0 | 0 | 0 |  | IPP Non-CHP | N | OP |  | Non-Fossil Fuel Type (Less than 10% Fossil Fuel) |  | Eastern
EXCLUDE | OR | OR-Western | Evergreen BioPower LLC | 56781 | 1 | WDS | ST | 21 | 10 | 0 | 0 | 0 |  | Industrial CHP | Y | OP |  | Commercial/Industrial Unit |  | Western
EXCLUDE | MT | MT-Eastern | Diamond Willow Wind Facility | 56782 | DIAW | WND | WT | 30 | 30 | 0 | 90956 | 0 |  | Electric Utility | N | OP |  | Non Combustion (NUC, WAT, WND, GEO, or SUN) |  | Eastern
EXCLUDE | TX | TX-ERCOT | Elbow Creek Wind Project LLC | 56783 | 1 | WND | WT | 121.9 | 121.9 | 0 | 385213 | 0 |  | IPP Non-CHP | N | OP |  | Non Combustion (NUC, WAT, WND, GEO, or SUN) |  | ERCOT
EXCLUDE | KS | KS-Eastern | Cloud County Wind Farm | 56784 | 1 | WND | WT | 105 | 105 | 0 | 312255.37 | 0 |  | IPP Non-CHP | N | OP |  | Non Combustion (NUC, WAT, WND, GEO, or SUN) |  | Eastern
EXCLUDE | KS | KS-Eastern | Cloud County Wind Farm | 56784 | 2 | WND | WT | 96 | 96 | 0 | 285490.63 | 0 |  | IPP Non-CHP | N | OP |  | Non Combustion (NUC, WAT, WND, GEO, or SUN) |  | Eastern
EXCLUDE | VA | VA-Eastern | Virginia Tech Power Plant | 56785 | WG01 | BIT | ST | 6.3 | 2.5 | 0 | 9095.69 | 71445.51 |  | Commercial CHP | Y | OP |  | Commercial/Industrial Unit |  | Eastern
UC - Coal | ND | ND-Eastern | Spiritwood Station | 56786 | 1 | LIG | ST | 106.2 | 62 | 0 | 0 | 0 |  | Electric Utility | Y | V |  |  |  | Eastern
EXCLUDE | LA | LA-Eastern | Geismar Cogen | 56787 | GTG | NG | GT | 83.9 | 72.5 | 0 | 253618.12 | 491633.57 |  | Industrial CHP | Y | OP |  | Commercial/Industrial Unit |  | Eastern
EXCLUDE | OR | OR-Western | Pebble Springs Wind LLC | 56789 | 1 | WND | WT | 98.7 | 98.7 | 0 | 218627 | 0 |  | IPP Non-CHP | N | OP |  | Non Combustion (NUC, WAT, WND, GEO, or SUN) |  | Western
EXCLUDE | OR | OR-Western | Hay Canyon Wind Power LLC | 56790 | 1 | WND | WT | 108 | 108 | 0 | 210755 | 0 |  | IPP Non-CHP | N | OP |  | Non Combustion (NUC, WAT, WND, GEO, or SUN) |  | Western
EXCLUDE | CA | CA-Western | Dillon Wind LLC | 56791 | 1 | WND | WT | 45 | 45 | 0 | 138165 | 0 |  | IPP Non-CHP | N | OP |  | Non Combustion (NUC, WAT, WND, GEO, or SUN) |  | Western
EXCLUDE | SD | SD-Eastern | Buffalo Ridge I LLC | 56792 | 1 | WND | WT | 50.4 | 50.4 | 0 | 176473 | 0 |  | IPP Non-CHP | N | OP |  | Non Combustion (NUC, WAT, WND, GEO, or SUN) |  | Eastern
EXCLUDE | MN | MN-Eastern | Elm Creek Wind LLC | 56793 | 1 | WND | WT | 99 | 99 | 0 | 326293 | 0 |  | IPP Non-CHP | N | OP |  | Non Combustion (NUC, WAT, WND, GEO, or SUN) |  | Eastern
EXCLUDE | MN | MN-Eastern | Moraine II Wind LLC | 56794 | 1 | WND | WT | 49.5 | 49.5 | 0 | 183766 | 0 |  | IPP Non-CHP | N | OP |  | Non Combustion (NUC, WAT, WND, GEO, or SUN) |  | Eastern
EXCLUDE | TX | TX-ERCOT | Penascal Wind Power LLC | 56795 | 1 | WND | WT | 201.6 | 201.6 | 0 | 636724 | 0 |  | IPP Non-CHP | N | OP |  | Non Combustion (NUC, WAT, WND, GEO, or SUN) |  | ERCOT
EXCLUDE | PA | PA-Eastern | South Chestnut LLC | 56796 | 1 | WND | WT | 50.4 | 50.4 | 0 | 84095 | 0 |  | IPP Non-CHP | N | OP |  | Non Combustion (NUC, WAT, WND, GEO, or SUN) | Yes | Eastern
EXCLUDE | IA | IA-Eastern | Pioneer Prairie Wind Farm | 56797 | 1 | WND | WT | 300 | 300 | 0 | 941849 | 0 |  | IPP Non-CHP | N | OP |  | Non Combustion (NUC, WAT, WND, GEO, or SUN) |  | Eastern
NGCC | CT | CT-Eastern | Kleen Energy Systems Project | 56798 | ST | NG | CC | 295 | 268 | 2581 | 1729562.44 | 619160.53 |  | IPP Non-CHP | N | OP |  |  |  | Eastern
NGCC | CT | CT-Eastern | Kleen Energy Systems Project | 56798 | U1 | NG | CC | 199 | 177 | 2581 | 1166721.78 | 417671 |  | IPP Non-CHP | N | OP |  |  |  | Eastern
NGCC | CT | CT-Eastern | Kleen Energy Systems Project | 56798 | U2 | NG | CC | 199 | 177 | 2581 | 1166721.78 | 417671 |  | IPP Non-CHP | N | OP |  |  |  | Eastern
EXCLUDE | FL | FL-Eastern | Greenland Energy Center | 56799 | 1 | NG | GT | 190.4 | 148 | 2010 | 64296.5 | 45389.05 |  | Electric Utility | N | OP |  | Simple cycle unit |  | Eastern
EXCLUDE | FL | FL-Eastern | Greenland Energy Center | 56799 | 2 | NG | GT | 190.4 | 148 | 2101 | 64296.5 | 42603.14 |  | Electric Utility | N | OP |  | Simple cycle unit |  | Eastern
EXCLUDE | FL | FL-Eastern | Greenland Energy Center | 56799 | 3 | NG | CC | 230 | 166.6 | 0 | 0 | 0 |  | Electric Utility | N | IP |  | Status of Operation (IP, L, P, T) |  | Eastern
EXCLUDE | MA | MA-Eastern | Hull Wind II | 56800 | HW2 | WND | WT | 1.8 | 1.8 | 0 | 3966 | 0 |  | Electric Utility | N | OP |  | Non Combustion (NUC, WAT, WND, GEO, or SUN) |  | Eastern
EXCLUDE | CA | CA-Western | Avenal Power Center | 56801 | 1 | NG | CC | 600 | 600 | 0 | 0 | 0 |  | IPP CHP | Y | IP |  | Status of Operation (IP, L, P, T) |  | Western
EXCLUDE | CA | CA-Western | Panoche Energy Center | 56803 | 1 | NG | GT | 108 | 97 | 950 | 75521.75 | 43650.83 |  | IPP Non-CHP | N | OP |  | Simple cycle unit |  | Western
EXCLUDE | CA | CA-Western | Panoche Energy Center | 56803 | 2 | NG | GT | 108 | 97 | 950 | 75521.75 | 43434.65 |  | IPP Non-CHP | N | OP |  | Simple cycle unit |  | Western
EXCLUDE | CA | CA-Western | Panoche Energy Center | 56803 | 3 | NG | GT | 108 | 97 | 950 | 75521.75 | 38133.54 |  | IPP Non-CHP | N | OP |  | Simple cycle unit |  | Western
EXCLUDE | CA | CA-Western | Panoche Energy Center | 56803 | 4 | NG | GT | 108 | 97 | 950 | 75521.75 | 51077.89 |  | IPP Non-CHP | N | OP |  | Simple cycle unit |  | Western
EXCLUDE | OK | OK-Eastern | Red Hills Wind Project LLC | 56804 | RH | WND | WT | 123 | 123 | 0 | 430529 | 0 |  | IPP Non-CHP | N | OP |  | Non Combustion (NUC, WAT, WND, GEO, or SUN) |  | Eastern
EXCLUDE | IL | IL-Eastern | EcoGrove Wind LLC | 56805 | 1 | WND | WT | 100.5 | 100.5 | 0 | 245567 | 0 |  | IPP Non-CHP | N | OP |  | Non Combustion (NUC, WAT, WND, GEO, or SUN) |  | Eastern
NGCC | TX | TX-ERCOT | Cedar Bayou 4 | 56806 | 4 | NG | CC | 178.5 | 172 | 2125 | 576904.67 | 255590.03 |  | IPP Non-CHP | N | OP |  |  |  | ERCOT
NGCC | TX | TX-ERCOT | Cedar Bayou 4 | 56806 | 41 | NG | CC | 178.5 | 165 | 2125 | 576904.67 | 255590.03 |  | IPP Non-CHP | N | OP |  |  |  | ERCOT
NGCC | TX | TX-ERCOT | Cedar Bayou 4 | 56806 | 42 | NG | CC | 178.5 | 165 | 2125 | 576904.67 | 255590.03 |  | IPP Non-CHP | N | OP |  |  |  | ERCOT
NGCC | VA | VA-Eastern | Bear Garden | 56807 | 1A | NG | CC | 145 | 145 | 2345 | 1037176.95 | 440657.41 |  | Electric Utility | N | OP |  |  |  | Eastern
NGCC | VA | VA-Eastern | Bear Garden | 56807 | 1B | NG | CC | 152 | 152 | 2345 | 1087247.56 | 461930.53 |  | Electric Utility | N | OP |  |  |  | Eastern
NGCC | VA | VA-Eastern | Bear Garden | 56807 | 1C | NG | CC | 262 | 262 | 2345 | 1874071.45 | 796222.36 |  | Electric Utility | N | OP |  |  |  | Eastern
UC Coal - commenced in 2012 | VA | VA-Eastern | Virginia City Hybrid Energy Center | 56808 | 1 | BIT | ST | 668 | 600 | 6264 | 1132616 | 1465830.28 |  | Electric Utility | N | OP |  |  | Yes | Eastern
EXCLUDE | IA | IA-Eastern | Carroll Wind Farm | 56809 | CWF | WND | WT | 150 | 150 | 0 | 542470 | 0 |  | Electric Utility | N | OP |  | Non Combustion (NUC, WAT, WND, GEO, or SUN) |  | Eastern
EXCLUDE | IA | IA-Eastern | Adair Wind Farm | 56810 | AWF | WND | WT | 174.8 | 174.8 | 0 | 538881 | 0 |  | Electric Utility | N | OP |  | Non Combustion (NUC, WAT, WND, GEO, or SUN) |  | Eastern
EXCLUDE | IA | IA-Eastern | Walnut Wind Farm | 56811 | WWF | WND | WT | 153 | 153 | 0 | 511784 | 0 |  | Electric Utility | N | OP |  | Non Combustion (NUC, WAT, WND, GEO, or SUN) |  | Eastern
EXCLUDE | AZ | AZ-Western | Solana Generating Station | 56812 | GEN1 | SUN | CP | 140 | 125 | 0 | 0 | 0 |  | IPP Non-CHP | N | V |  | Status of Operation (IP, L, P, T) |  | Western
EXCLUDE | AZ | AZ-Western | Solana Generating Station | 56812 | GEN2 | SUN | CP | 140 | 125 | 0 | 0 | 0 |  | IPP Non-CHP | N | V |  | Status of Operation (IP, L, P, T) |  | Western
EXCLUDE | CA | CA-Western | CSU Fresno Solar Project | 56813 | 1 | SUN | PV | 0.5 | 0.5 | 0 | 778 | 0 |  | IPP Non-CHP | N | OP |  | Non Combustion (NUC, WAT, WND, GEO, or SUN) |  | Western
EXCLUDE | CA | CA-Western | CSU Fresno Solar Project | 56813 | 2 | SUN | PV | 0.5 | 0.5 | 0 | 778 | 0 |  | IPP Non-CHP | N | OP |  | Non Combustion (NUC, WAT, WND, GEO, or SUN) |  | Western
EXCLUDE | CA | CA-Western | ELACC Photovoltaic Power Facility | 56814 | PV1 | SUN | PV | 0.5 | 0.4 | 0 | 827 | 0 |  | IPP Non-CHP | N | OP |  | Non Combustion (NUC, WAT, WND, GEO, or SUN) |  | Western
EXCLUDE | CA | CA-Western | ELACC Photovoltaic Power Facility | 56814 | PV2 | SUN | PV | 0.5 | 0.4 | 0 | 827 | 0 |  | IPP Non-CHP | N | OP |  | Non Combustion (NUC, WAT, WND, GEO, or SUN) |  | Western
EXCLUDE | CO | CO-Western | Springfield | 8100 | IC5 | DFO | IC | 0.8 | 0.8 | 0 | 0 | 0 |  | Electric Utility | N | SB |  | Internal Combustion |  | Western
EXCLUDE | NC | NC-Eastern | FibroCoast | 56816 | FC1 | OBS | ST | 60 | 55 | 0 | 0 | 0 |  | IPP Non-CHP | N | P |  | Status of Operation (IP, L, P, T) |  | Eastern
EXCLUDE | NC | NC-Eastern | FibroHills | 56817 | 1 | OBS | ST | 60 | 55 | 0 | 0 | 0 |  | IPP Non-CHP | N | IP |  | Status of Operation (IP, L, P, T) |  | Eastern
EXCLUDE | KS | KS-Eastern | Central Plains Wind Farm | 56818 | 1 | WND | WT | 99 | 99 | 0 | 294322 | 0 |  | Electric Utility | N | OP |  | Non Combustion (NUC, WAT, WND, GEO, or SUN) |  | Eastern
EXCLUDE | KS | KS-Eastern | Flat Ridge Wind Farm | 56819 | 1 | WND | WT | 50 | 50 | 0 | 143723 | 0 |  | Electric Utility | N | OP |  | Non Combustion (NUC, WAT, WND, GEO, or SUN) |  | Eastern
EXCLUDE | CA | CA-Western | Britton Powerhouse | 56820 | 1 | WAT | HY | 2.8 | 2.8 | 0 | 0 | 0 |  | Electric Utility | N | IP |  | Status of Operation (IP, L, P, T) |  | Western
EXCLUDE | CA | CA-Western | Chalk Mountain Powerhouse | 56821 | 1 | WAT | HY | 2.2 | 2.2 | 0 | 0 | 0 |  | Electric Utility | N | IP |  | Status of Operation (IP, L, P, T) |  | Western
EXCLUDE | CA | CA-Western | Rock Creek Dam | 56822 | 01 | WAT | HY | 3.6 | 3.6 | 0 | 0 | 0 |  | Electric Utility | N | IP |  | Status of Operation (IP, L, P, T) |  | Western
EXCLUDE | TX | TX-ERCOT | Hackberry Wind Farm | 56823 | HWFG1 | WND | WT | 165.6 | 162.3 | 0 | 435784 | 0 |  | IPP Non-CHP | N | OP |  | Non Combustion (NUC, WAT, WND, GEO, or SUN) |  | ERCOT
EXCLUDE | MN | MN-Eastern | Marshall Wind 2 LLC | 56824 | 1 | WND | WT | 4.2 | 4.2 | 0 | 15098 | 0 |  | IPP Non-CHP | N | OP |  | Non Combustion (NUC, WAT, WND, GEO, or SUN) |  | Eastern
EXCLUDE | MN | MN-Eastern | Marshall Wind 3 LLC | 56825 | 1 | WND | WT | 4.2 | 4.2 | 0 | 15911 | 0 |  | IPP Non-CHP | N | OP |  | Non Combustion (NUC, WAT, WND, GEO, or SUN) |  | Eastern
EXCLUDE | MN | MN-Eastern | Marshall Wind 4 LLC | 56826 | 1 | WND | WT | 4.2 | 4.2 | 0 | 14482 | 0 |  | IPP Non-CHP | N | OP |  | Non Combustion (NUC, WAT, WND, GEO, or SUN) |  | Eastern
EXCLUDE | MN | MN-Eastern | Marshall Wind 5 LLC | 56827 | 1 | WND | WT | 2.1 | 2.1 | 0 | 7781 | 0 |  | IPP Non-CHP | N | OP |  | Non Combustion (NUC, WAT, WND, GEO, or SUN) |  | Eastern
EXCLUDE | MN | MN-Eastern | Marshall Wind 6 LLC | 56828 | 1 | WND | WT | 2.1 | 2.1 | 0 | 7787 | 0 |  | IPP Non-CHP | N | OP |  | Non Combustion (NUC, WAT, WND, GEO, or SUN) |  | Eastern
EXCLUDE | ME | ME-Eastern | Kibby Wind Power Project | 56829 | 1 | WND | WT | 66 | 66 | 0 | 131709.5 | 0 |  | IPP Non-CHP | N | OP |  | Non Combustion (NUC, WAT, WND, GEO, or SUN) |  | Eastern
EXCLUDE | ME | ME-Eastern | Kibby Wind Power Project | 56829 | 2 | WND | WT | 66 | 66 | 0 | 131709.5 | 0 |  | IPP Non-CHP | N | OP |  | Non Combustion (NUC, WAT, WND, GEO, or SUN) |  | Eastern
EXCLUDE | IA | IA-Eastern | Crane Creek Wind Energy Center | 56831 | 1 | WND | WT | 99 | 30 | 0 | 315656 | 0 |  | Electric Utility | N | OP |  | Non Combustion (NUC, WAT, WND, GEO, or SUN) |  | Eastern
EXCLUDE | CA | CA-Western | North Brawley Geothermal Plant | 56832 | GE1 | GEO | BT | 16 | 16 | 0 | 45732 | 0 |  | IPP Non-CHP | N | OP |  | Non Combustion (NUC, WAT, WND, GEO, or SUN) |  | Western
EXCLUDE | CA | CA-Western | North Brawley Geothermal Plant | 56832 | GE2 | GEO | BT | 16 | 16 | 0 | 45732 | 0 |  | IPP Non-CHP | N | OP |  | Non Combustion (NUC, WAT, WND, GEO, or SUN) |  | Western
EXCLUDE | CA | CA-Western | North Brawley Geothermal Plant | 56832 | GE3 | GEO | BT | 16 | 16 | 0 | 45732 | 0 |  | IPP Non-CHP | N | OP |  | Non Combustion (NUC, WAT, WND, GEO, or SUN) |  | Western
EXCLUDE | CA | CA-Western | North Brawley Geothermal Plant | 56832 | GE4 | GEO | BT | 16 | 16 | 0 | 45732 | 0 |  | IPP Non-CHP | N | OP |  | Non Combustion (NUC, WAT, WND, GEO, or SUN) |  | Western
EXCLUDE | MT | MT-Eastern | OREG 1 Inc | 56833 | CS10 | WH | OT | 7.5 | 5.5 | 0 | 43960.5 | 0 |  | IPP Non-CHP | N | OP |  | Non-Fossil Fuel Type (Less than 10% Fossil Fuel) |  | Eastern
EXCLUDE | MT | MT-Eastern | OREG 1 Inc | 56833 | CS11 | WH | OT | 7.5 | 5.5 | 0 | 43960.5 | 0 |  | IPP Non-CHP | N | OP |  | Non-Fossil Fuel Type (Less than 10% Fossil Fuel) |  | Eastern
EXCLUDE | MT | MT-Eastern | OREG 1 Inc | 56833 | CS7 | WH | OT | 7.5 | 5.5 | 0 | 43960.5 | 0 |  | IPP Non-CHP | N | OP |  | Non-Fossil Fuel Type (Less than 10% Fossil Fuel) |  | Eastern
EXCLUDE | MT | MT-Eastern | OREG 1 Inc | 56833 | CS9 | WH | OT | 7.5 | 5.5 | 0 | 43960.5 | 0 |  | IPP Non-CHP | N | OP |  | Non-Fossil Fuel Type (Less than 10% Fossil Fuel) |  | Eastern
EXCLUDE | TX | TX-Eastern | High Plains Wind Power LLC | 56834 | 1 | WND | WT | 10 | 10 | 0 | 31019 | 0 |  | IPP Non-CHP | N | OP |  | Non Combustion (NUC, WAT, WND, GEO, or SUN) |  | Eastern
EXCLUDE | TX | TX-Eastern | EXC Wind 11 LLC | 56835 | 1 | WND | WT | 10 | 10 | 0 | 27680 | 0 |  | IPP Non-CHP | N | OP |  | Non Combustion (NUC, WAT, WND, GEO, or SUN) |  | Eastern
EXCLUDE | TX | TX-Eastern | EXC Wind 10 LLC | 56836 | 1 | WND | WT | 10 | 10 | 0 | 28631 | 0 |  | IPP Non-CHP | N | OP |  | Non Combustion (NUC, WAT, WND, GEO, or SUN) |  | Eastern
EXCLUDE | TX | TX-Eastern | EXC Wind 9 LLC | 56837 | 1 | WND | WT | 10 | 10 | 0 | 29673 | 0 |  | IPP Non-CHP | N | OP |  | Non Combustion (NUC, WAT, WND, GEO, or SUN) |  | Eastern
EXCLUDE | TX | TX-Eastern | EXC Wind 8 LLC | 56838 | 1 | WND | WT | 10 | 10 | 0 | 30226 | 0 |  | IPP Non-CHP | N | OP |  | Non Combustion (NUC, WAT, WND, GEO, or SUN) |  | Eastern
EXCLUDE | TX | TX-Eastern | EXC Wind 7 LLC | 56839 | 1 | WND | WT | 10 | 10 | 0 | 30642 | 0 |  | IPP Non-CHP | N | OP |  | Non Combustion (NUC, WAT, WND, GEO, or SUN) |  | Eastern
EXCLUDE | MN | MN-Eastern | Marshall Wind 1 LLC | 56840 | 1 | WND | WT | 2.1 | 2.1 | 0 | 6680 | 0 |  | IPP Non-CHP | N | OP |  | Non Combustion (NUC, WAT, WND, GEO, or SUN) |  | Eastern
EXCLUDE | WY | WY-Western | Glenrock | 56841 | 1 | WND | WT | 103.3 | 99 | 0 | 306406.45 | 0 |  | Electric Utility | N | OP |  | Non Combustion (NUC, WAT, WND, GEO, or SUN) |  | Western
EXCLUDE | WY | WY-Western | Glenrock | 56841 | 2 | WND | WT | 40.7 | 39 | 0 | 120723.55 | 0 |  | Electric Utility | N | OP |  | Non Combustion (NUC, WAT, WND, GEO, or SUN) |  | Western
EXCLUDE | WY | WY-Western | Rolling Hills | 56842 | 1 | WND | WT | 103.3 | 99 | 0 | 292022 | 0 |  | Electric Utility | N | OP |  | Non Combustion (NUC, WAT, WND, GEO, or SUN) |  | Western
EXCLUDE | WY | WY-Western | Seven Mile Hill | 56843 | 1 | WND | WT | 103.3 | 99 | 0 | 346631.67 | 0 |  | Electric Utility | N | OP |  | Non Combustion (NUC, WAT, WND, GEO, or SUN) |  | Western
EXCLUDE | WY | WY-Western | Seven Mile Hill | 56843 | 2 | WND | WT | 20.3 | 19.5 | 0 | 68118.33 | 0 |  | Electric Utility | N | OP |  | Non Combustion (NUC, WAT, WND, GEO, or SUN) |  | Western
EXCLUDE | MD | MD-Eastern | CPV St Charles Energy Center | 56846 | GTG1 | NG | CC | 215 | 205 | 0 | 0 | 0 |  | IPP Non-CHP | N | L |  | Status of Operation (IP, L, P, T) |  | Eastern
EXCLUDE | MD | MD-Eastern | CPV St Charles Energy Center | 56846 | GTG2 | NG | CC | 215 | 205 | 0 | 0 | 0 |  | IPP Non-CHP | N | L |  | Status of Operation (IP, L, P, T) |  | Eastern
EXCLUDE | MD | MD-Eastern | CPV St Charles Energy Center | 56846 | STGEN | NG | CC | 316 | 316 | 0 | 0 | 0 |  | IPP Non-CHP | N | L |  | Status of Operation (IP, L, P, T) |  | Eastern
EXCLUDE | CT | CT-Eastern | Plainfield Renewable Energy LLC | 56847 | STG | WDS | ST | 43 | 37.5 | 0 | 0 | 0 |  | IPP Non-CHP | N | V |  | Status of Operation (IP, L, P, T) |  | Eastern
EXCLUDE | OH | OH-Eastern | Haverhill North Cogeneration Facility | 56848 | SCKG1 | OG | ST | 67 | 53 | 0 | 319117 | 354485.91 |  | IPP CHP | Y | OP |  |  |  | Eastern
EXCLUDE | NC | NC-Eastern | Woodfin | 56849 | 1 | NG | GT | 45.5 | 40 | 0 | 0 | 0 |  | Electric Utility | N | IP |  | Status of Operation (IP, L, P, T) |  | Eastern
EXCLUDE | PA | PA-Eastern | Lanchester Generating Station | 56850 | 1 | LFG | IC | 1.6 | 1.6 | 0 | 0 | 0 |  | IPP Non-CHP | N | OP |  | Non-Fossil Fuel Type (Less than 10% Fossil Fuel) |  | Eastern
EXCLUDE | PA | PA-Eastern | Lanchester Generating Station | 56850 | 2 | LFG | IC | 1.6 | 1.6 | 0 | 0 | 0 |  | IPP Non-CHP | N | OP |  | Non-Fossil Fuel Type (Less than 10% Fossil Fuel) |  | Eastern
EXCLUDE | MI | MI-Eastern | South Kent Generating Station | 56851 | 1 | LFG | IC | 1.6 | 1.5 | 0 | 0 | 0 |  | IPP Non-CHP | N | OP |  | Non-Fossil Fuel Type (Less than 10% Fossil Fuel) |  | Eastern
EXCLUDE | MI | MI-Eastern | South Kent Generating Station | 56851 | 2 | LFG | IC | 1.6 | 1.5 | 0 | 0 | 0 |  | IPP Non-CHP | N | OP |  | Non-Fossil Fuel Type (Less than 10% Fossil Fuel) |  | Eastern
EXCLUDE | MI | MI-Eastern | White Feather Generating Station | 56852 | 1 | LFG | IC | 1.6 | 1.5 | 0 | 0 | 0 |  | IPP Non-CHP | N | OP |  | Non-Fossil Fuel Type (Less than 10% Fossil Fuel) |  | Eastern
EXCLUDE | MI | MI-Eastern | White Feather Generating Station | 56852 | 2 | LFG | IC | 1.6 | 1.5 | 0 | 0 | 0 |  | IPP Non-CHP | N | OP |  | Non-Fossil Fuel Type (Less than 10% Fossil Fuel) |  | Eastern
EXCLUDE | UT | UT-Western | Trans-Jordan Generating Station | 56853 | 1 | LFG | IC | 1.6 | 1.5 | 0 | 0 | 0 |  | IPP Non-CHP | N | OP |  | Non-Fossil Fuel Type (Less than 10% Fossil Fuel) |  | Western
EXCLUDE | UT | UT-Western | Trans-Jordan Generating Station | 56853 | 2 | LFG | IC | 1.6 | 1.5 | 0 | 0 | 0 |  | IPP Non-CHP | N | OP |  | Non-Fossil Fuel Type (Less than 10% Fossil Fuel) |  | Western
EXCLUDE | UT | UT-Western | Trans-Jordan Generating Station | 56853 | 3 | LFG | IC | 1.6 | 1.5 | 0 | 0 | 0 |  | IPP Non-CHP | N | OP |  | Non-Fossil Fuel Type (Less than 10% Fossil Fuel) |  | Western
EXCLUDE | OR | OR-Western | Wheat Field Wind Power Project | 56854 | GEN1 | WND | WT | 97 | 97 | 0 | 206421 | 0 |  | IPP Non-CHP | N | OP |  | Non Combustion (NUC, WAT, WND, GEO, or SUN) |  | Western
EXCLUDE | OR | OR-Western | Arlington Wind Power Project | 56855 | GEN1 | WND | WT | 103 | 97 | 0 | 213819 | 0 |  | IPP Non-CHP | N | OP |  | Non Combustion (NUC, WAT, WND, GEO, or SUN) |  | Western
EXCLUDE | IL | IL-Eastern | Rail Splitter Wind Farm | 56856 | GEN1 | WND | WT | 100.5 | 100.5 | 0 | 305774 | 0 |  | IPP Non-CHP | N | OP |  | Non Combustion (NUC, WAT, WND, GEO, or SUN) |  | Eastern
EXCLUDE | NY | NY-Eastern | Marble River Wind Farm | 56857 | GEN1 | WND | WT | 215 | 215 | 0 | 85456 | 0 |  | IPP Non-CHP | N | OP |  | Non Combustion (NUC, WAT, WND, GEO, or SUN) | Yes | Eastern
EXCLUDE | WA | WA-Western | Sagebrush Power Partners | 56858 | GEN1 | WND | WT | 100.7 | 100.7 | 0 | 180193 | 0 |  | IPP Non-CHP | N | OP |  | Non Combustion (NUC, WAT, WND, GEO, or SUN) |  | Western
EXCLUDE | IA | IA-Eastern | Crosswind Energy Project | 56859 | 1 | WND | WT | 21 | 21 | 0 | 76194 | 0 |  | IPP Non-CHP | N | OP |  | Non Combustion (NUC, WAT, WND, GEO, or SUN) |  | Eastern
EXCLUDE | IA | IA-Eastern | Hardin Hilltop Wind LLC | 56860 | 1 | WND | WT | 14.7 | 14.7 | 0 | 47083 | 0 |  | IPP Non-CHP | N | OP |  | Non Combustion (NUC, WAT, WND, GEO, or SUN) |  | Eastern
EXCLUDE | CA | CA-Western | Bolthouse S&P and Rowen Farms Solar | 56862 | 1 | SUN | PV | 0.3 | 0.3 | 0 | 1057.75 | 0 |  | IPP Non-CHP | N | OP |  | Non Combustion (NUC, WAT, WND, GEO, or SUN) |  | Western
EXCLUDE | CA | CA-Western | Bolthouse S&P and Rowen Farms Solar | 56862 | 2 | SUN | PV | 0.3 | 0.3 | 0 | 1057.75 | 0 |  | IPP Non-CHP | N | OP |  | Non Combustion (NUC, WAT, WND, GEO, or SUN) |  | Western
EXCLUDE | CA | CA-Western | Bolthouse S&P and Rowen Farms Solar | 56862 | 3 | SUN | PV | 0.3 | 0.3 | 0 | 1057.75 | 0 |  | IPP Non-CHP | N | OP |  | Non Combustion (NUC, WAT, WND, GEO, or SUN) |  | Western
EXCLUDE | CA | CA-Western | Bolthouse S&P and Rowen Farms Solar | 56862 | 4 | SUN | PV | 0.3 | 0.3 | 0 | 1057.75 | 0 |  | IPP Non-CHP | N | OP |  | Non Combustion (NUC, WAT, WND, GEO, or SUN) |  | Western
EXCLUDE | OH | OH-Eastern | Model Gas Power Station | 56863 | 1 | LFG | IC | 1.4 | 1.4 | 0 | 0 | 0 |  | IPP Non-CHP | N | OP |  | Non-Fossil Fuel Type (Less than 10% Fossil Fuel) |  | Eastern
EXCLUDE | OH | OH-Eastern | Model Gas Power Station | 56863 | 2 | LFG | IC | 1.4 | 1.4 | 0 | 0 | 0 |  | IPP Non-CHP | N | OP |  | Non-Fossil Fuel Type (Less than 10% Fossil Fuel) |  | Eastern
EXCLUDE | TX | TX-ERCOT | Covel Gardens Gas Recovery | 56864 | 1 | LFG | IC | 1.6 | 1.6 | 0 | 0 | 0 |  | IPP Non-CHP | N | OP |  | Non-Fossil Fuel Type (Less than 10% Fossil Fuel) |  | ERCOT
EXCLUDE | TX | TX-ERCOT | Covel Gardens Gas Recovery | 56864 | 2 | LFG | IC | 1.6 | 1.6 | 0 | 0 | 0 |  | IPP Non-CHP | N | OP |  | Non-Fossil Fuel Type (Less than 10% Fossil Fuel) |  | ERCOT
EXCLUDE | TX | TX-ERCOT | Covel Gardens Gas Recovery | 56864 | 3 | LFG | IC | 1.6 | 1.6 | 0 | 0 | 0 |  | IPP Non-CHP | N | OP |  | Non-Fossil Fuel Type (Less than 10% Fossil Fuel) |  | ERCOT
EXCLUDE | TX | TX-ERCOT | Covel Gardens Gas Recovery | 56864 | 4 | LFG | IC | 1.6 | 1.6 | 0 | 0 | 0 |  | IPP Non-CHP | N | OP |  | Non-Fossil Fuel Type (Less than 10% Fossil Fuel) |  | ERCOT
EXCLUDE | TX | TX-ERCOT | Covel Gardens Gas Recovery | 56864 | 5 | LFG | IC | 1.6 | 1.6 | 0 | 0 | 0 |  | IPP Non-CHP | N | OP |  | Non-Fossil Fuel Type (Less than 10% Fossil Fuel) |  | ERCOT
EXCLUDE | TX | TX-ERCOT | Covel Gardens Gas Recovery | 56864 | 6 | LFG | IC | 1.6 | 1.6 | 0 | 0 | 0 |  | IPP Non-CHP | N | OP |  | Non-Fossil Fuel Type (Less than 10% Fossil Fuel) |  | ERCOT
EXCLUDE | OH | OH-Eastern | Ottawa County Project | 56865 | 1 | LFG | IC | 1.4 | 1.4 | 0 | 0 | 0 |  | IPP Non-CHP | N | OP |  | Non-Fossil Fuel Type (Less than 10% Fossil Fuel) |  | Eastern
EXCLUDE | OH | OH-Eastern | Ottawa County Project | 56865 | 2 | LFG | IC | 1.4 | 1.4 | 0 | 0 | 0 |  | IPP Non-CHP | N | OP |  | Non-Fossil Fuel Type (Less than 10% Fossil Fuel) |  | Eastern
EXCLUDE | OH | OH-Eastern | Ottawa County Project | 56865 | 3 | LFG | IC | 1.4 | 1.4 | 0 | 0 | 0 |  | IPP Non-CHP | N | OP |  | Non-Fossil Fuel Type (Less than 10% Fossil Fuel) |  | Eastern
EXCLUDE | TN | TN-Eastern | Middle Point Landfill Gas Recovery | 56866 | 1 | LFG | IC | 1.4 | 1.4 | 0 | 0 | 0 |  | IPP Non-CHP | N | RE | 2011 | Retired prior to 2012 |  | Eastern
EXCLUDE | TN | TN-Eastern | Middle Point Landfill Gas Recovery | 56866 | 2 | LFG | IC | 1.4 | 1.4 | 0 | 0 | 0 |  | IPP Non-CHP | N | RE | 2011 | Retired prior to 2012 |  | Eastern
EXCLUDE | GA | GA-Eastern | Roberts Road Power Plant | 56867 | 1 | LFG | IC | 1.4 | 1.4 | 0 | 0 | 0 |  | IPP Non-CHP | N | OP |  | Non-Fossil Fuel Type (Less than 10% Fossil Fuel) |  | Eastern
EXCLUDE | OH | OH-Eastern | Carbon Limestone | 56868 | 1 | LFG | IC | 1.4 | 1.4 | 0 | 0 | 0 |  | IPP Non-CHP | N | OP |  | Non-Fossil Fuel Type (Less than 10% Fossil Fuel) |  | Eastern
EXCLUDE | OH | OH-Eastern | Carbon Limestone | 56868 | 10 | LFG | IC | 1.4 | 1.4 | 0 | 0 | 0 |  | IPP Non-CHP | N | OP |  | Non-Fossil Fuel Type (Less than 10% Fossil Fuel) |  | Eastern
EXCLUDE | OH | OH-Eastern | Carbon Limestone | 56868 | 11 | LFG | IC | 1.4 | 1.4 | 0 | 0 | 0 |  | IPP Non-CHP | N | OP |  | Non-Fossil Fuel Type (Less than 10% Fossil Fuel) |  | Eastern
EXCLUDE | OH | OH-Eastern | Carbon Limestone | 56868 | 12 | LFG | IC | 1.4 | 1.4 | 0 | 0 | 0 |  | IPP Non-CHP | N | OP |  | Non-Fossil Fuel Type (Less than 10% Fossil Fuel) |  | Eastern
EXCLUDE | OH | OH-Eastern | Carbon Limestone | 56868 | 13 | LFG | IC | 1.4 | 1.4 | 0 | 0 | 0 |  | IPP Non-CHP | N | OP |  | Non-Fossil Fuel Type (Less than 10% Fossil Fuel) |  | Eastern
EXCLUDE | OH | OH-Eastern | Carbon Limestone | 56868 | 14 | LFG | IC | 1.4 | 1.4 | 0 | 0 | 0 |  | IPP Non-CHP | N | OP |  | Non-Fossil Fuel Type (Less than 10% Fossil Fuel) |  | Eastern
EXCLUDE | OH | OH-Eastern | Carbon Limestone | 56868 | 15 | LFG | IC | 1.4 | 1.4 | 0 | 0 | 0 |  | IPP Non-CHP | N | OP |  | Non-Fossil Fuel Type (Less than 10% Fossil Fuel) |  | Eastern
EXCLUDE | OH | OH-Eastern | Carbon Limestone | 56868 | 16 | LFG | IC | 1.4 | 1.4 | 0 | 0 | 0 |  | IPP Non-CHP | N | OP |  | Non-Fossil Fuel Type (Less than 10% Fossil Fuel) |  | Eastern
EXCLUDE | OH | OH-Eastern | Carbon Limestone | 56868 | 17 | LFG | IC | 1.6 | 1.6 | 0 | 0 | 0 |  | IPP Non-CHP | N | OP |  | Non-Fossil Fuel Type (Less than 10% Fossil Fuel) | Yes | Eastern
EXCLUDE | OH | OH-Eastern | Carbon Limestone | 56868 | 18 | LFG | IC | 1.6 | 1.6 | 0 | 0 | 0 |  | IPP Non-CHP | N | OP |  | Non-Fossil Fuel Type (Less than 10% Fossil Fuel) | Yes | Eastern
EXCLUDE | OH | OH-Eastern | Carbon Limestone | 56868 | 2 | LFG | IC | 1.4 | 1.4 | 0 | 0 | 0 |  | IPP Non-CHP | N | OP |  | Non-Fossil Fuel Type (Less than 10% Fossil Fuel) |  | Eastern
EXCLUDE | OH | OH-Eastern | Carbon Limestone | 56868 | 3 | LFG | IC | 1.4 | 1.4 | 0 | 0 | 0 |  | IPP Non-CHP | N | OP |  | Non-Fossil Fuel Type (Less than 10% Fossil Fuel) |  | Eastern
EXCLUDE | OH | OH-Eastern | Carbon Limestone | 56868 | 4 | LFG | IC | 1.4 | 1.4 | 0 | 0 | 0 |  | IPP Non-CHP | N | OP |  | Non-Fossil Fuel Type (Less than 10% Fossil Fuel) |  | Eastern
EXCLUDE | OH | OH-Eastern | Carbon Limestone | 56868 | 5 | LFG | IC | 1.4 | 1.4 | 0 | 0 | 0 |  | IPP Non-CHP | N | OP |  | Non-Fossil Fuel Type (Less than 10% Fossil Fuel) |  | Eastern
EXCLUDE | OH | OH-Eastern | Carbon Limestone | 56868 | 6 | LFG | IC | 1.4 | 1.4 | 0 | 0 | 0 |  | IPP Non-CHP | N | OP |  | Non-Fossil Fuel Type (Less than 10% Fossil Fuel) |  | Eastern
EXCLUDE | OH | OH-Eastern | Carbon Limestone | 56868 | 7 | LFG | IC | 1.4 | 1.4 | 0 | 0 | 0 |  | IPP Non-CHP | N | OP |  | Non-Fossil Fuel Type (Less than 10% Fossil Fuel) |  | Eastern
EXCLUDE | OH | OH-Eastern | Carbon Limestone | 56868 | 8 | LFG | IC | 1.4 | 1.4 | 0 | 0 | 0 |  | IPP Non-CHP | N | OP |  | Non-Fossil Fuel Type (Less than 10% Fossil Fuel) |  | Eastern
EXCLUDE | OH | OH-Eastern | Carbon Limestone | 56868 | 9 | LFG | IC | 1.4 | 1.4 | 0 | 0 | 0 |  | IPP Non-CHP | N | OP |  | Non-Fossil Fuel Type (Less than 10% Fossil Fuel) |  | Eastern
EXCLUDE | OH | OH-Eastern | Loraine County Project | 56869 | 1 | LFG | IC | 1.4 | 1.4 | 0 | 0 | 0 |  | IPP Non-CHP | N | OP |  | Non-Fossil Fuel Type (Less than 10% Fossil Fuel) |  | Eastern
EXCLUDE | OH | OH-Eastern | Loraine County Project | 56869 | 10 | LFG | IC | 1.6 | 1.6 | 0 | 0 | 0 |  | IPP Non-CHP | N | OP |  | Non-Fossil Fuel Type (Less than 10% Fossil Fuel) | Yes | Eastern
EXCLUDE | OH | OH-Eastern | Loraine County Project | 56869 | 11 | LFG | IC | 1.6 | 1.6 | 0 | 0 | 0 |  | IPP Non-CHP | N | OP |  | Non-Fossil Fuel Type (Less than 10% Fossil Fuel) | Yes | Eastern
EXCLUDE | OH | OH-Eastern | Loraine County Project | 56869 | 12 | LFG | IC | 1.6 | 1.6 | 0 | 0 | 0 |  | IPP Non-CHP | N | OP |  | Non-Fossil Fuel Type (Less than 10% Fossil Fuel) | Yes | Eastern
EXCLUDE | OH | OH-Eastern | Loraine County Project | 56869 | 13 | LFG | IC | 1.6 | 1.6 | 0 | 0 | 0 |  | IPP Non-CHP | N | OP |  | Non-Fossil Fuel Type (Less than 10% Fossil Fuel) | Yes | Eastern
EXCLUDE | OH | OH-Eastern | Loraine County Project | 56869 | 14 | LFG | IC | 1.6 | 1.6 | 0 | 0 | 0 |  | IPP Non-CHP | N | OP |  | Non-Fossil Fuel Type (Less than 10% Fossil Fuel) | Yes | Eastern
EXCLUDE | OH | OH-Eastern | Loraine County Project | 56869 | 15 | LFG | IC | 1.6 | 1.6 | 0 | 0 | 0 |  | IPP Non-CHP | N | OP |  | Non-Fossil Fuel Type (Less than 10% Fossil Fuel) | Yes | Eastern
EXCLUDE | OH | OH-Eastern | Loraine County Project | 56869 | 16 | LFG | IC | 1.6 | 1.6 | 0 | 0 | 0 |  | IPP Non-CHP | N | OP |  | Non-Fossil Fuel Type (Less than 10% Fossil Fuel) | Yes | Eastern
EXCLUDE | OH | OH-Eastern | Loraine County Project | 56869 | 17 | LFG | IC | 1.6 | 1.6 | 0 | 0 | 0 |  | IPP Non-CHP | N | OP |  | Non-Fossil Fuel Type (Less than 10% Fossil Fuel) | Yes | Eastern
EXCLUDE | OH | OH-Eastern | Loraine County Project | 56869 | 18 | LFG | IC | 1.6 | 1.6 | 0 | 0 | 0 |  | IPP Non-CHP | N | OP |  | Non-Fossil Fuel Type (Less than 10% Fossil Fuel) | Yes | Eastern
EXCLUDE | OH | OH-Eastern | Loraine County Project | 56869 | 2 | LFG | IC | 1.4 | 1.4 | 0 | 0 | 0 |  | IPP Non-CHP | N | OP |  | Non-Fossil Fuel Type (Less than 10% Fossil Fuel) |  | Eastern
EXCLUDE | OH | OH-Eastern | Loraine County Project | 56869 | 3 | LFG | IC | 1.4 | 1.4 | 0 | 0 | 0 |  | IPP Non-CHP | N | OP |  | Non-Fossil Fuel Type (Less than 10% Fossil Fuel) |  | Eastern
EXCLUDE | OH | OH-Eastern | Loraine County Project | 56869 | 4 | LFG | IC | 1.4 | 1.4 | 0 | 0 | 0 |  | IPP Non-CHP | N | OP |  | Non-Fossil Fuel Type (Less than 10% Fossil Fuel) |  | Eastern
EXCLUDE | OH | OH-Eastern | Loraine County Project | 56869 | 5 | LFG | IC | 1.4 | 1.4 | 0 | 0 | 0 |  | IPP Non-CHP | N | OP |  | Non-Fossil Fuel Type (Less than 10% Fossil Fuel) |  | Eastern
EXCLUDE | OH | OH-Eastern | Loraine County Project | 56869 | 6 | LFG | IC | 1.4 | 1.4 | 0 | 0 | 0 |  | IPP Non-CHP | N | OP |  | Non-Fossil Fuel Type (Less than 10% Fossil Fuel) |  | Eastern
EXCLUDE | OH | OH-Eastern | Loraine County Project | 56869 | 7 | LFG | IC | 1.4 | 1.4 | 0 | 0 | 0 |  | IPP Non-CHP | N | OP |  | Non-Fossil Fuel Type (Less than 10% Fossil Fuel) |  | Eastern
EXCLUDE | OH | OH-Eastern | Loraine County Project | 56869 | 8 | LFG | IC | 1.4 | 1.4 | 0 | 0 | 0 |  | IPP Non-CHP | N | OP |  | Non-Fossil Fuel Type (Less than 10% Fossil Fuel) |  | Eastern
EXCLUDE | OH | OH-Eastern | Loraine County Project | 56869 | 9 | LFG | IC | 1.6 | 1.6 | 0 | 0 | 0 |  | IPP Non-CHP | N | OP |  | Non-Fossil Fuel Type (Less than 10% Fossil Fuel) | Yes | Eastern
EXCLUDE | GA | GA-Eastern | Taylor | 56870 | 1 | LFG | IC | 1 | 1 | 0 | 0 | 0 |  | IPP Non-CHP | N | OP |  | Non-Fossil Fuel Type (Less than 10% Fossil Fuel) |  | Eastern
EXCLUDE | GA | GA-Eastern | Taylor | 56870 | 2 | LFG | IC | 1 | 1 | 0 | 0 | 0 |  | IPP Non-CHP | N | OP |  | Non-Fossil Fuel Type (Less than 10% Fossil Fuel) |  | Eastern
EXCLUDE | GA | GA-Eastern | Taylor | 56870 | 3 | LFG | IC | 1 | 1 | 0 | 0 | 0 |  | IPP Non-CHP | N | OP |  | Non-Fossil Fuel Type (Less than 10% Fossil Fuel) |  | Eastern
EXCLUDE | GA | GA-Eastern | Taylor | 56870 | 4 | LFG | IC | 1 | 1 | 0 | 0 | 0 |  | IPP Non-CHP | N | OP |  | Non-Fossil Fuel Type (Less than 10% Fossil Fuel) |  | Eastern
EXCLUDE | GA | GA-Eastern | Taylor | 56870 | 5 | LFG | IC | 1 | 1 | 0 | 0 | 0 |  | IPP Non-CHP | N | OP |  | Non-Fossil Fuel Type (Less than 10% Fossil Fuel) |  | Eastern
EXCLUDE | GA | GA-Eastern | Taylor | 56870 | 6 | LFG | IC | 1 | 1 | 0 | 0 | 0 |  | IPP Non-CHP | N | OP |  | Non-Fossil Fuel Type (Less than 10% Fossil Fuel) |  | Eastern
EXCLUDE | GA | GA-Eastern | Taylor | 56870 | 7 | LFG | IC | 1 | 1 | 0 | 0 | 0 |  | IPP Non-CHP | N | OP |  | Non-Fossil Fuel Type (Less than 10% Fossil Fuel) |  | Eastern
EXCLUDE | GA | GA-Eastern | Taylor | 56870 | 8 | LFG | IC | 1 | 1 | 0 | 0 | 0 |  | IPP Non-CHP | N | OP |  | Non-Fossil Fuel Type (Less than 10% Fossil Fuel) |  | Eastern
EXCLUDE | IL | IL-Eastern | Zion Landfill Gas to Energy Facility | 56871 | 1 | LFG | IC | 1.4 | 1.4 | 0 | 0 | 0 |  | IPP Non-CHP | N | OP |  | Non-Fossil Fuel Type (Less than 10% Fossil Fuel) |  | Eastern
EXCLUDE | IL | IL-Eastern | Zion Landfill Gas to Energy Facility | 56871 | 2 | LFG | IC | 1.4 | 1.4 | 0 | 0 | 0 |  | IPP Non-CHP | N | OP |  | Non-Fossil Fuel Type (Less than 10% Fossil Fuel) |  | Eastern
EXCLUDE | IL | IL-Eastern | Zion Landfill Gas to Energy Facility | 56871 | 3 | LFG | IC | 1.4 | 1.4 | 0 | 0 | 0 |  | IPP Non-CHP | N | OP |  | Non-Fossil Fuel Type (Less than 10% Fossil Fuel) |  | Eastern
EXCLUDE | IL | IL-Eastern | Zion Landfill Gas to Energy Facility | 56871 | 4 | LFG | IC | 1.4 | 1.4 | 0 | 0 | 0 |  | IPP Non-CHP | N | OP |  | Non-Fossil Fuel Type (Less than 10% Fossil Fuel) |  | Eastern
EXCLUDE | IL | IL-Eastern | Zion Landfill Gas to Energy Facility | 56871 | 5 | LFG | IC | 1.4 | 1.4 | 0 | 0 | 0 |  | IPP Non-CHP | N | OP |  | Non-Fossil Fuel Type (Less than 10% Fossil Fuel) |  | Eastern
EXCLUDE | KY | KY-Eastern | Meldahl Hydroelectric Project | 56872 | 1 | WAT | HY | 35 | 35 | 0 | 0 | 0 |  | Electric Utility | N | U |  | Status of Operation (IP, L, P, T) |  | Eastern
EXCLUDE | KY | KY-Eastern | Meldahl Hydroelectric Project | 56872 | 2 | WAT | HY | 35 | 35 | 0 | 0 | 0 |  | Electric Utility | N | U |  | Status of Operation (IP, L, P, T) |  | Eastern
EXCLUDE | KY | KY-Eastern | Meldahl Hydroelectric Project | 56872 | 3 | WAT | HY | 35 | 35 | 0 | 0 | 0 |  | Electric Utility | N | U |  | Status of Operation (IP, L, P, T) |  | Eastern
EXCLUDE | PA | PA-Eastern | SECCRA Community Landfill | 56873 | 1 | LFG | IC | 0.9 | 0.9 | 0 | 0 | 0 |  | Commercial Non-CHP | N | OP |  | Commercial/Industrial Unit |  | Eastern
EXCLUDE | PA | PA-Eastern | SECCRA Community Landfill | 56873 | 2 | LFG | IC | 1.1 | 1.1 | 0 | 0 | 0 |  | Commercial Non-CHP | N | RE | 2010 | Commercial/Industrial Unit |  | Eastern
EXCLUDE | PA | PA-Eastern | SECCRA Community Landfill | 56873 | 3 | LFG | IC | 1.6 | 1.6 | 0 | 0 | 0 |  | Commercial Non-CHP | N | OP |  | Commercial/Industrial Unit |  | Eastern
EXCLUDE | CA | CA-Western | Shiloh Wind Project 2 LLC | 56874 | TBD | WND | WT | 150 | 150 | 0 | 428448 | 0 |  | IPP Non-CHP | N | OP |  | Non Combustion (NUC, WAT, WND, GEO, or SUN) |  | Western
EXCLUDE | CA | CA-Western | Sacramento Soleil LLC | 56875 | TBD | SUN | PV | 1 | 1 | 0 | 1709 | 0 |  | IPP Non-CHP | N | OP |  | Non Combustion (NUC, WAT, WND, GEO, or SUN) |  | Western
EXCLUDE | MN | MN-Eastern | Wapsipinicon Wind Project | 56876 | TBD | WND | WT | 100.5 | 100.5 | 0 | 320747 | 0 |  | IPP Non-CHP | N | OP |  | Non Combustion (NUC, WAT, WND, GEO, or SUN) |  | Eastern
EXCLUDE | NJ | NJ-Eastern | Hall's Warehouse Solar Project | 56877 | TBD | SUN | PV | 1.7 | 1.7 | 0 | 2040 | 0 |  | IPP Non-CHP | N | OP |  | Non Combustion (NUC, WAT, WND, GEO, or SUN) |  | Eastern
EXCLUDE | IN | IN-Eastern | Hoosier Wind Project LLC | 56878 | TBD | WND | WT | 106 | 106 | 0 | 186473 | 0 |  | IPP Non-CHP | N | OP |  | Non Combustion (NUC, WAT, WND, GEO, or SUN) |  | Eastern
EXCLUDE | KS | KS-Eastern | Flat Ridge Wind Energy LLC | 56879 | 1 | WND | WT | 50 | 50 | 0 | 147793 | 0 |  | IPP Non-CHP | N | OP |  | Non Combustion (NUC, WAT, WND, GEO, or SUN) |  | Eastern
EXCLUDE | MT | MT-Eastern | OREG 2 Inc | 56880 | CS12 | GEO | BT | 7.5 | 5.5 | 0 | 41337 | 0 |  | IPP Non-CHP | N | OP |  | Non Combustion (NUC, WAT, WND, GEO, or SUN) |  | Eastern
EXCLUDE | MT | MT-Eastern | OREG 2 Inc | 56880 | CS3 | GEO | BT | 7.5 | 5.5 | 0 | 41337 | 0 |  | IPP Non-CHP | N | OP |  | Non Combustion (NUC, WAT, WND, GEO, or SUN) |  | Eastern
EXCLUDE | MT | MT-Eastern | OREG 2 Inc | 56880 | CS5 | GEO | BT | 7.5 | 5.5 | 0 | 41337 | 0 |  | IPP Non-CHP | N | OP |  | Non Combustion (NUC, WAT, WND, GEO, or SUN) |  | Eastern
EXCLUDE | MT | MT-Eastern | OREG 2 Inc | 56880 | CS8 | GEO | BT | 7.5 | 5.5 | 0 | 41337 | 0 |  | IPP Non-CHP | N | OP |  | Non Combustion (NUC, WAT, WND, GEO, or SUN) |  | Eastern
EXCLUDE | NJ | NJ-Eastern | Pennsauken Solar | 56883 | GEN1 | SUN | PV | 0.2 | 0.2 | 0 | 332 | 0 |  | IPP Non-CHP | N | OP |  | Non Combustion (NUC, WAT, WND, GEO, or SUN) |  | Eastern
EXCLUDE | NJ | NJ-Eastern | Pennsauken Solar | 56883 | GEN2 | SUN | PV | 0.2 | 0.2 | 0 | 332 | 0 |  | IPP Non-CHP | N | OP |  | Non Combustion (NUC, WAT, WND, GEO, or SUN) |  | Eastern
EXCLUDE | NJ | NJ-Eastern | Pennsauken Solar | 56883 | GEN3 | SUN | PV | 0.1 | 0.1 | 0 | 166 | 0 |  | IPP Non-CHP | N | OP |  | Non Combustion (NUC, WAT, WND, GEO, or SUN) |  | Eastern
EXCLUDE | NJ | NJ-Eastern | Pennsauken Solar | 56883 | GEN4 | SUN | PV | 0.2 | 0.2 | 0 | 332 | 0 |  | IPP Non-CHP | N | OP |  | Non Combustion (NUC, WAT, WND, GEO, or SUN) |  | Eastern
EXCLUDE | NJ | NJ-Eastern | Pennsauken Solar | 56883 | GEN5 | SUN | PV | 0.1 | 0.1 | 0 | 166 | 0 |  | IPP Non-CHP | N | OP |  | Non Combustion (NUC, WAT, WND, GEO, or SUN) |  | Eastern
EXCLUDE | NJ | NJ-Eastern | Pennsauken Solar | 56883 | GEN6 | SUN | PV | 0.2 | 0.2 | 0 | 332 | 0 |  | IPP Non-CHP | N | OP |  | Non Combustion (NUC, WAT, WND, GEO, or SUN) |  | Eastern
EXCLUDE | NJ | NJ-Eastern | Pennsauken Solar | 56883 | GEN7 | SUN | PV | 0.2 | 0.2 | 0 | 332 | 0 |  | IPP Non-CHP | N | OP |  | Non Combustion (NUC, WAT, WND, GEO, or SUN) |  | Eastern
EXCLUDE | NJ | NJ-Eastern | Pennsauken Solar | 56883 | GEN8 | SUN | PV | 0.2 | 0.2 | 0 | 332 | 0 |  | IPP Non-CHP | N | OP |  | Non Combustion (NUC, WAT, WND, GEO, or SUN) |  | Eastern
EXCLUDE | NJ | NJ-Eastern | Pennsauken Solar | 56883 | GEN9 | SUN | PV | 0.1 | 0.1 | 0 | 166 | 0 |  | IPP Non-CHP | N | OP |  | Non Combustion (NUC, WAT, WND, GEO, or SUN) |  | Eastern
EXCLUDE | NJ | NJ-Eastern | Cumberland County Solid Waste Complex | 56884 | GEN1 | LFG | IC | 1.6 | 1.6 | 0 | 0 | 0 |  | IPP Non-CHP | N | OP |  | Non-Fossil Fuel Type (Less than 10% Fossil Fuel) |  | Eastern
EXCLUDE | NJ | NJ-Eastern | Cumberland County Solid Waste Complex | 56884 | GEN2 | LFG | IC | 1.6 | 1.6 | 0 | 0 | 0 |  | IPP Non-CHP | N | OP |  | Non-Fossil Fuel Type (Less than 10% Fossil Fuel) |  | Eastern
EXCLUDE | NJ | NJ-Eastern | Cumberland County Solid Waste Complex | 56884 | GEN3 | LFG | IC | 1.6 | 1.6 | 0 | 0 | 0 |  | IPP Non-CHP | N | OP |  | Non-Fossil Fuel Type (Less than 10% Fossil Fuel) |  | Eastern
EXCLUDE | PA | PA-Eastern | Maidencreek Biomass Plant | 56885 | GEN1 | WDS | ST | 5.2 | 5.2 | 0 | 0 | 0 |  | IPP Non-CHP | N | IP |  | Status of Operation (IP, L, P, T) |  | Eastern
EXCLUDE | PA | PA-Eastern | Jersey Shore Steel Co | 56886 | GEN1 | LFG | IC | 1.6 | 1.6 | 0 | 0 | 0 |  | IPP Non-CHP | N | IP |  | Status of Operation (IP, L, P, T) |  | Eastern
EXCLUDE | PA | PA-Eastern | Cumberland County PA LFG Recovery | 56887 | GEN1 | LFG | IC | 1.6 | 1.6 | 0 | 0 | 0 |  | IPP Non-CHP | N | OP |  | Non-Fossil Fuel Type (Less than 10% Fossil Fuel) |  | Eastern
EXCLUDE | PA | PA-Eastern | Cumberland County PA LFG Recovery | 56887 | GEN2 | LFG | IC | 1.6 | 1.6 | 0 | 0 | 0 |  | IPP Non-CHP | N | OP |  | Non-Fossil Fuel Type (Less than 10% Fossil Fuel) |  | Eastern
EXCLUDE | PA | PA-Eastern | Cumberland County PA LFG Recovery | 56887 | GEN3 | LFG | IC | 1.6 | 1.6 | 0 | 0 | 0 |  | IPP Non-CHP | N | OP |  | Non-Fossil Fuel Type (Less than 10% Fossil Fuel) |  | Eastern
EXCLUDE | PA | PA-Eastern | Cumberland County PA LFG Recovery | 56887 | GEN4 | LFG | IC | 1.6 | 1.6 | 0 | 0 | 0 |  | IPP Non-CHP | N | OP |  | Non-Fossil Fuel Type (Less than 10% Fossil Fuel) |  | Eastern
EXCLUDE | NJ | NJ-Eastern | Warren County | 56888 | GEN1 | SUN | PV | 0.5 | 0.5 | 0 | 496 | 0 |  | IPP Non-CHP | N | OP |  | Non Combustion (NUC, WAT, WND, GEO, or SUN) |  | Eastern
EXCLUDE | NJ | NJ-Eastern | Warren County | 56888 | GEN10 | SUN | PV | 0.5 | 0.5 | 0 | 0 | 0 |  | IPP Non-CHP | N | IP |  | Status of Operation (IP, L, P, T) |  | Eastern
EXCLUDE | NJ | NJ-Eastern | Warren County | 56888 | GEN2 | SUN | PV | 0.5 | 0.5 | 0 | 496 | 0 |  | IPP Non-CHP | N | OP |  | Non Combustion (NUC, WAT, WND, GEO, or SUN) |  | Eastern
EXCLUDE | NJ | NJ-Eastern | Warren County | 56888 | GEN3 | SUN | PV | 0.5 | 0.5 | 0 | 496 | 0 |  | IPP Non-CHP | N | OP |  | Non Combustion (NUC, WAT, WND, GEO, or SUN) |  | Eastern
EXCLUDE | NJ | NJ-Eastern | Warren County | 56888 | GEN4 | SUN | PV | 0.5 | 0.5 | 0 | 496 | 0 |  | IPP Non-CHP | N | OP |  | Non Combustion (NUC, WAT, WND, GEO, or SUN) |  | Eastern
EXCLUDE | NJ | NJ-Eastern | Warren County | 56888 | GEN5 | SUN | PV | 0.5 | 0.5 | 0 | 0 | 0 |  | IPP Non-CHP | N | IP |  | Status of Operation (IP, L, P, T) |  | Eastern
EXCLUDE | NJ | NJ-Eastern | Warren County | 56888 | GEN6 | SUN | PV | 0.5 | 0.5 | 0 | 0 | 0 |  | IPP Non-CHP | N | IP |  | Status of Operation (IP, L, P, T) |  | Eastern
EXCLUDE | NJ | NJ-Eastern | Warren County | 56888 | GEN7 | SUN | PV | 0.5 | 0.5 | 0 | 0 | 0 |  | IPP Non-CHP | N | IP |  | Status of Operation (IP, L, P, T) |  | Eastern
EXCLUDE | NJ | NJ-Eastern | Warren County | 56888 | GEN8 | SUN | PV | 0.5 | 0.5 | 0 | 0 | 0 |  | IPP Non-CHP | N | IP |  | Status of Operation (IP, L, P, T) |  | Eastern
EXCLUDE | NJ | NJ-Eastern | Warren County | 56888 | GEN9 | SUN | PV | 0.5 | 0.5 | 0 | 0 | 0 |  | IPP Non-CHP | N | IP |  | Status of Operation (IP, L, P, T) |  | Eastern
EXCLUDE | NJ | NJ-Eastern | PPL Renewable Energy Merck Solar | 56889 | GEN1 | SUN | PV | 1.7 | 1.7 | 0 | 1628 | 0 |  | IPP Non-CHP | N | OP |  | Non Combustion (NUC, WAT, WND, GEO, or SUN) |  | Eastern
EXCLUDE | PA | PA-Eastern | Norther Tier Landfill | 56890 | GEN1 | LFG | IC | 1.6 | 1.6 | 0 | 0 | 0 |  | IPP Non-CHP | N | OP |  | Non-Fossil Fuel Type (Less than 10% Fossil Fuel) |  | Eastern
EXCLUDE | VT | VT-Eastern | Moretown | 56891 | GEN1 | LFG | IC | 1.6 | 1.6 | 0 | 0 | 0 |  | IPP Non-CHP | N | OP |  | State not covered under final 111(d) |  | Eastern
EXCLUDE | VT | VT-Eastern | Moretown | 56891 | GEN2 | LFG | IC | 1.6 | 1.6 | 0 | 0 | 0 |  | IPP Non-CHP | N | OP |  | State not covered under final 111(d) |  | Eastern
EXCLUDE | NC | NC-Eastern | Silver Creek Lift Station | 56892 | 1255 | DFO | IC | 0.2 | 0.2 | 0 | 0 | 0 |  | Electric Utility | N | OP |  | Internal Combustion |  | Eastern
EXCLUDE | ID | ID-Western | Chester Diversion Hydroelectric Project | 56893 | 1 | WAT | HY | 1.2 | 1.2 | 0 | 0 | 0 |  | Electric Utility | N | V |  | Status of Operation (IP, L, P, T) |  | Western
EXCLUDE | ID | ID-Western | Chester Diversion Hydroelectric Project | 56893 | 2 | WAT | HY | 1.2 | 1.2 | 0 | 0 | 0 |  | Electric Utility | N | V |  | Status of Operation (IP, L, P, T) |  | Western
EXCLUDE | ID | ID-Western | Chester Diversion Hydroelectric Project | 56893 | 3 | WAT | HY | 1.2 | 1.2 | 0 | 0 | 0 |  | Electric Utility | N | V |  | Status of Operation (IP, L, P, T) |  | Western
EXCLUDE | VA | VA-Eastern | AMERESCO Stafford | 56894 | 1 | LFG | IC | 1.1 | 1 | 0 | 0 | 0 |  | IPP Non-CHP | N | OP |  | Non-Fossil Fuel Type (Less than 10% Fossil Fuel) |  | Eastern
EXCLUDE | VA | VA-Eastern | AMERESCO Stafford | 56894 | 2 | LFG | IC | 1.1 | 1 | 0 | 0 | 0 |  | IPP Non-CHP | N | OP |  | Non-Fossil Fuel Type (Less than 10% Fossil Fuel) |  | Eastern
EXCLUDE | CA | CA-Western | AMERESCO Ox Mountain | 56895 | 1 | LFG | IC | 1.9 | 1.8 | 0 | 0 | 0 |  | IPP Non-CHP | N | OP |  | Non-Fossil Fuel Type (Less than 10% Fossil Fuel) |  | Western
EXCLUDE | CA | CA-Western | AMERESCO Ox Mountain | 56895 | 2 | LFG | IC | 1.9 | 1.8 | 0 | 0 | 0 |  | IPP Non-CHP | N | OP |  | Non-Fossil Fuel Type (Less than 10% Fossil Fuel) |  | Western
EXCLUDE | CA | CA-Western | AMERESCO Ox Mountain | 56895 | 3 | LFG | IC | 1.9 | 1.8 | 0 | 0 | 0 |  | IPP Non-CHP | N | OP |  | Non-Fossil Fuel Type (Less than 10% Fossil Fuel) |  | Western
EXCLUDE | CA | CA-Western | AMERESCO Ox Mountain | 56895 | 4 | LFG | IC | 1.9 | 1.8 | 0 | 0 | 0 |  | IPP Non-CHP | N | OP |  | Non-Fossil Fuel Type (Less than 10% Fossil Fuel) |  | Western
EXCLUDE | CA | CA-Western | AMERESCO Ox Mountain | 56895 | 5 | LFG | IC | 1.9 | 1.8 | 0 | 0 | 0 |  | IPP Non-CHP | N | OP |  | Non-Fossil Fuel Type (Less than 10% Fossil Fuel) |  | Western
EXCLUDE | CA | CA-Western | AMERESCO Ox Mountain | 56895 | 6 | LFG | IC | 1.9 | 1.8 | 0 | 0 | 0 |  | IPP Non-CHP | N | OP |  | Non-Fossil Fuel Type (Less than 10% Fossil Fuel) |  | Western
EXCLUDE | MO | MO-Eastern | AMERESCO Jefferson City | 56896 | 1 | LFG | IC | 1 | 0.9 | 0 | 0 | 0 |  | IPP Non-CHP | N | OP |  | Non-Fossil Fuel Type (Less than 10% Fossil Fuel) |  | Eastern
EXCLUDE | MO | MO-Eastern | AMERESCO Jefferson City | 56896 | 2 | LFG | IC | 1 | 0.9 | 0 | 0 | 0 |  | IPP Non-CHP | N | OP |  | Non-Fossil Fuel Type (Less than 10% Fossil Fuel) |  | Eastern
EXCLUDE | MO | MO-Eastern | AMERESCO Jefferson City | 56896 | 3 | LFG | IC | 1 | 0.9 | 0 | 0 | 0 |  | IPP Non-CHP | N | OP |  | Non-Fossil Fuel Type (Less than 10% Fossil Fuel) |  | Eastern
EXCLUDE | CA | CA-Western | AMERESCO Keller Canyon | 56897 | 1 | LFG | IC | 1.9 | 1.8 | 0 | 0 | 0 |  | IPP Non-CHP | N | OP |  | Non-Fossil Fuel Type (Less than 10% Fossil Fuel) |  | Western
EXCLUDE | CA | CA-Western | AMERESCO Keller Canyon | 56897 | 2 | LFG | IC | 1.9 | 1.8 | 0 | 0 | 0 |  | IPP Non-CHP | N | OP |  | Non-Fossil Fuel Type (Less than 10% Fossil Fuel) |  | Western
EXCLUDE | CA | CA-Western | AMERESCO Chiquita Canyon | 56898 | 1 | LFG | GT | 4.6 | 4 | 0 | 22029 | 19329.33 |  | IPP Non-CHP | N | OP |  | Non-Fossil Fuel Type (Less than 10% Fossil Fuel) |  | Western
EXCLUDE | CA | CA-Western | AMERESCO Chiquita Canyon | 56898 | 2 | LFG | GT | 4.6 | 4 | 0 | 22029 | 19329.33 |  | IPP Non-CHP | N | OP |  | Non-Fossil Fuel Type (Less than 10% Fossil Fuel) |  | Western
EXCLUDE | AZ | AZ-Western | IRC Generator Facility | 56899 | 290 | DFO | IC | 1.5 | 1.5 | 0 | 0 | 0 |  | Electric Utility | N | SB |  | Internal Combustion |  | Western
EXCLUDE | AZ | AZ-Western | IRC Generator Facility | 56899 | 291 | DFO | IC | 1.5 | 1.5 | 0 | 0 | 0 |  | Electric Utility | N | SB |  | Internal Combustion |  | Western
EXCLUDE | NJ | NJ-Eastern | Atlantic City Convention Center | 56900 | 1 | SUN | PV | 0.5 | 0.5 | 0 | 766.5 | 0 |  | Commercial Non-CHP | N | OP |  | Commercial/Industrial Unit |  | Eastern
EXCLUDE | NJ | NJ-Eastern | Atlantic City Convention Center | 56900 | 2 | SUN | PV | 0.5 | 0.5 | 0 | 766.5 | 0 |  | Commercial Non-CHP | N | OP |  | Commercial/Industrial Unit |  | Eastern
EXCLUDE | NJ | NJ-Eastern | Atlantic City Convention Center | 56900 | 3 | SUN | PV | 0.5 | 0.5 | 0 | 766.5 | 0 |  | Commercial Non-CHP | N | OP |  | Commercial/Industrial Unit |  | Eastern
EXCLUDE | NJ | NJ-Eastern | Atlantic City Convention Center | 56900 | 4 | SUN | PV | 0.5 | 0.5 | 0 | 766.5 | 0 |  | Commercial Non-CHP | N | OP |  | Commercial/Industrial Unit |  | Eastern
EXCLUDE | NY | NY-Eastern | Noble Altona Windpark LLC | 56901 | 1 | WND | WT | 97.5 | 97.5 | 0 | 172457 | 0 |  | IPP Non-CHP | N | OP |  | Non Combustion (NUC, WAT, WND, GEO, or SUN) |  | Eastern
EXCLUDE | NY | NY-Eastern | Noble Wethersfield Windpark LLC | 56902 | 1 | WND | WT | 126 | 126 | 0 | 249119 | 0 |  | IPP Non-CHP | N | OP |  | Non Combustion (NUC, WAT, WND, GEO, or SUN) |  | Eastern
EXCLUDE | NY | NY-Eastern | Noble Bellmont Windpark LLC | 56903 | 1 | WND | WT | 21 | 21 | 0 | 0 | 0 |  | IPP Non-CHP | N | U |  | Status of Operation (IP, L, P, T) |  | Eastern
EXCLUDE | NY | NY-Eastern | Noble Chateaugay Windpark LLC | 56904 | 1 | WND | WT | 106.5 | 106.5 | 0 | 191750 | 0 |  | IPP Non-CHP | N | OP |  | Non Combustion (NUC, WAT, WND, GEO, or SUN) |  | Eastern
EXCLUDE | TX | TX-Eastern | Noble Great Plains Windpark LLC | 56905 | 1 | WND | WT | 114 | 114 | 0 | 373156 | 0 |  | IPP Non-CHP | N | OP |  | Non Combustion (NUC, WAT, WND, GEO, or SUN) |  | Eastern
EXCLUDE | OR | OR-Western | Reedsport OPT Wave Park | 56906 | 1 | WAT | HB | 1.5 | 1.5 | 0 | 0 | 0 |  | IPP Non-CHP | N | L |  | Status of Operation (IP, L, P, T) |  | Western
EXCLUDE | CA | CA-Western | Western GeoPower Unit 1 | 56907 | TBD | GEO | ST | 25 | 22.5 | 0 | 0 | 0 |  | IPP Non-CHP | N | P |  | Status of Operation (IP, L, P, T) |  | Western
EXCLUDE | MT | MT-Western | Dave Gates Generating Station | 56908 | 1 | NG | GT | 50 | 44.1 | 592.8 | 120590 | 121038.78 |  | Electric Utility | N | OP |  | Simple cycle unit |  | Western
EXCLUDE | MT | MT-Western | Dave Gates Generating Station | 56908 | 2 | NG | GT | 50 | 44.1 | 592.8 | 120590 | 31506.7 |  | Electric Utility | N | OP |  | Simple cycle unit |  | Western
EXCLUDE | MT | MT-Western | Dave Gates Generating Station | 56908 | 3 | NG | GT | 50 | 44.1 | 592.8 | 120590 | 120822.75 |  | Electric Utility | N | OP |  | Simple cycle unit |  | Western
EXCLUDE | CA | CA-Western | Gap Pacific Distribution Center | 56909 | 1 | SUN | PV | 0.3 | 0.3 | 0 | 509.75 | 0 |  | Commercial Non-CHP | N | OP |  | Commercial/Industrial Unit |  | Western
EXCLUDE | CA | CA-Western | Gap Pacific Distribution Center | 56909 | 2 | SUN | PV | 0.3 | 0.3 | 0 | 509.75 | 0 |  | Commercial Non-CHP | N | OP |  | Commercial/Industrial Unit |  | Western
EXCLUDE | CA | CA-Western | Gap Pacific Distribution Center | 56909 | 3 | SUN | PV | 0.3 | 0.3 | 0 | 509.75 | 0 |  | Commercial Non-CHP | N | OP |  | Commercial/Industrial Unit |  | Western
EXCLUDE | CA | CA-Western | Gap Pacific Distribution Center | 56909 | 4 | SUN | PV | 0.3 | 0.3 | 0 | 509.75 | 0 |  | Commercial Non-CHP | N | OP |  | Commercial/Industrial Unit |  | Western
EXCLUDE | CA | CA-Western | GV1 | 56910 | 1 | SUN | PV | 1 | 1 | 0 | 0 | 0 |  | IPP Non-CHP | N | IP |  | Status of Operation (IP, L, P, T) |  | Western
EXCLUDE | CA | CA-Western | GV1 | 56910 | 2 | SUN | PV | 1 | 1 | 0 | 0 | 0 |  | IPP Non-CHP | N | IP |  | Status of Operation (IP, L, P, T) |  | Western
EXCLUDE | PA | PA-Eastern | Broad Mountain | 56911 | GEN1 | LFG | GT | 5.5 | 4.3 | 0 | 10758.5 | 9362.19 |  | IPP Non-CHP | N | OP |  | Non-Fossil Fuel Type (Less than 10% Fossil Fuel) |  | Eastern
EXCLUDE | PA | PA-Eastern | Broad Mountain | 56911 | GEN2 | LFG | GT | 5.5 | 4.4 | 0 | 10758.5 | 9362.19 |  | IPP Non-CHP | N | OP |  | Non-Fossil Fuel Type (Less than 10% Fossil Fuel) |  | Eastern
EXCLUDE | ND | ND-Eastern | Langdon Wind II LLC | 56912 | GE15 | WND | WT | 40.5 | 40.5 | 0 | 143538 | 0 |  | IPP Non-CHP | N | OP |  | Non Combustion (NUC, WAT, WND, GEO, or SUN) |  | Eastern
EXCLUDE | IA | IA-Eastern | Osceola Windpower II | 56913 | CL25 | WND | WT | 50 | 50 | 0 | 167476 | 0 |  | IPP Non-CHP | N | OP |  | Non Combustion (NUC, WAT, WND, GEO, or SUN) |  | Eastern
EXCLUDE | CA | CA-Western | Orange Grove Peaking Facility | 56914 | CTG1 | NG | GT | 59 | 49.6 | 530 | 47106 | 27539.17 |  | IPP Non-CHP | N | OP |  | Simple cycle unit |  | Western
EXCLUDE | CA | CA-Western | Orange Grove Peaking Facility | 56914 | CTG2 | NG | GT | 59 | 49.6 | 530 | 47106 | 29458.74 |  | IPP Non-CHP | N | OP |  | Simple cycle unit |  | Western
EXCLUDE | NC | NC-Eastern | SAS Solar Farm | 56915 | 1 | SUN | PV | 0.5 | 0.5 | 0 | 875 | 0 |  | IPP Non-CHP | N | OP |  | Non Combustion (NUC, WAT, WND, GEO, or SUN) |  | Eastern
EXCLUDE | NC | NC-Eastern | SAS Solar Farm | 56915 | 2 | SUN | PV | 0.5 | 0.5 | 0 | 875 | 0 |  | IPP Non-CHP | N | OP |  | Non Combustion (NUC, WAT, WND, GEO, or SUN) |  | Eastern
EXCLUDE | NC | NC-Eastern | SAS Solar Farm | 56915 | 3 | SUN | PV | 0.5 | 0.6 | 0 | 875 | 0 |  | IPP Non-CHP | N | OP |  | Non Combustion (NUC, WAT, WND, GEO, or SUN) |  | Eastern
EXCLUDE | NC | NC-Eastern | SAS Solar Farm | 56915 | 4 | SUN | PV | 0.5 | 0.6 | 0 | 875 | 0 |  | IPP Non-CHP | N | OP |  | Non Combustion (NUC, WAT, WND, GEO, or SUN) |  | Eastern
EXCLUDE | CA | CA-Western | Imperial Valley Solar, LLC | 56917 | 1 | SUN | PV | 200 | 200 | 0 | 0 | 0 |  | IPP Non-CHP | N | T |  | Status of Operation (IP, L, P, T) |  | Western
EXCLUDE | CA | CA-Western | Imperial Valley Solar, LLC | 56917 | 2 | SUN | PV | 400 | 400 | 0 | 0 | 0 |  | IPP Non-CHP | N | P |  | Status of Operation (IP, L, P, T) |  | Western
EXCLUDE | ND | ND-Eastern | FPL Energy Ashtabula Wind LLC | 56919 | GE15 | WND | WT | 148.5 | 148.5 | 0 | 497409 | 0 |  | IPP Non-CHP | N | OP |  | Non Combustion (NUC, WAT, WND, GEO, or SUN) |  | Eastern
EXCLUDE | TX | TX-ERCOT | EC&R Panther Creek Wind Farm I | 56920 | 1 | WND | WT | 142.5 | 142.5 | 0 | 503674 | 0 |  | IPP Non-CHP | N | OP |  | Non Combustion (NUC, WAT, WND, GEO, or SUN) |  | ERCOT
EXCLUDE | TX | TX-ERCOT | EC&R Panther Creek Wind Farm II | 56921 | 1 | WND | WT | 115.5 | 115.5 | 0 | 400840 | 0 |  | IPP Non-CHP | N | OP |  | Non Combustion (NUC, WAT, WND, GEO, or SUN) |  | ERCOT
EXCLUDE | CO | CO-Western | Strontia Springs Hydro Plant | 10081 | GEN1 | WAT | HY | 1 | 1 | 0 | 0 | 0 |  | IPP Non-CHP | N | OP |  | Non Combustion (NUC, WAT, WND, GEO, or SUN) |  | Western
EXCLUDE | CO | CO-Western | Sugarloaf Hydro Plant | 50435 | SUG1 | WAT | HY | 2.5 | 2.5 | 0 | 5195 | 0 |  | IPP Non-CHP | N | OP |  | Non Combustion (NUC, WAT, WND, GEO, or SUN) |  | Western
EXCLUDE | IA | IA-Eastern | FPL Energy Crystal Lake Wind LLC | 56923 | GE15 | WND | WT | 150 | 150 | 0 | 477701 | 0 |  | IPP Non-CHP | N | OP |  | Non Combustion (NUC, WAT, WND, GEO, or SUN) |  | Eastern
EXCLUDE | IA | IA-Eastern | FPL Energy Story Wind LLC | 56924 | GE15 | WND | WT | 150 | 150 | 0 | 508090 | 0 |  | IPP Non-CHP | N | OP |  | Non Combustion (NUC, WAT, WND, GEO, or SUN) |  | Eastern
EXCLUDE | IA | IA-Eastern | FPL Energy Crystal Lake Wind II LLC | 56925 | CL25 | WND | WT | 200 | 200 | 0 | 499636 | 0 |  | IPP Non-CHP | N | OP |  | Non Combustion (NUC, WAT, WND, GEO, or SUN) |  | Eastern
EXCLUDE | CA | CA-Western | Painted Hills IV Wind | 56926 | 1 | WND | WT | 19.5 | 19.5 | 0 | 0 | 0 |  | IPP Non-CHP | N | T |  | Status of Operation (IP, L, P, T) |  | Western
EXCLUDE | CT | CT-Eastern | Fairfield University CHP Plant | 56928 | CHP1 | NG | GT | 4.5 | 4.5 | 0 | 25195 | 14983.22 |  | Commercial CHP | Y | OP |  | Commercial/Industrial Unit |  | Eastern
EXCLUDE | FL | FL-Eastern | DeSoto Next Generation Solar Energy | 56929 | 1 | SUN | PV | 25 | 25 | 0 | 52048 | 0 |  | Electric Utility | N | OP |  | Non Combustion (NUC, WAT, WND, GEO, or SUN) |  | Eastern
EXCLUDE | FL | FL-Eastern | Space Coast Next Gen Solar Energy | 56930 | 1 | SUN | PV | 10 | 10 | 0 | 18508 | 0 |  | Electric Utility | N | OP |  | Non Combustion (NUC, WAT, WND, GEO, or SUN) |  | Eastern
EXCLUDE | TX | TX-ERCOT | Aspen Biomass Power Plant | 56931 | GEN7 | WDS | ST | 44 | 50 | 0 | 53228 | 66897.15 |  | IPP Non-CHP | N | OP |  | Non-Fossil Fuel Type (Less than 10% Fossil Fuel) |  | ERCOT
EXCLUDE | WA | WA-Western | Biotech LS 0836 | 56932 | BLS1 | DFO | IC | 1 | 1 | 0 | 0 | 0 |  | Commercial Non-CHP | N | SB |  | Commercial/Industrial Unit |  | Western
EXCLUDE | OR | OR-Western | Threemile Canyon Wind I LLC | 56933 | 1 | WND | WT | 9.9 | 9.9 | 0 | 22739 | 0 |  | IPP Non-CHP | N | OP |  | Non Combustion (NUC, WAT, WND, GEO, or SUN) |  | Western
EXCLUDE | ID | ID-Western | Cassia Wind Farm LLC | 56934 | 1 | WND | WT | 10.5 | 10.5 | 0 | 23923 | 0 |  | IPP Non-CHP | N | OP |  | Non Combustion (NUC, WAT, WND, GEO, or SUN) |  | Western
EXCLUDE | ID | ID-Western | Cassia Gulch Wind Park LLC | 56935 | 1 | WND | WT | 18.9 | 18.9 | 0 | 45039 | 0 |  | IPP Non-CHP | N | OP |  | Non Combustion (NUC, WAT, WND, GEO, or SUN) |  | Western
EXCLUDE | NY | NY-Eastern | Brookfield Power Glen Falls Hydro | 56936 | GEN1 | WAT | HY | 2.4 | 2.3 | 0 | 11367.86 | 0 |  | Industrial Non-CHP | N | OP |  | Commercial/Industrial Unit |  | Eastern
EXCLUDE | NY | NY-Eastern | Brookfield Power Glen Falls Hydro | 56936 | GEN2 | WAT | HY | 2 | 1.9 | 0 | 9473.22 | 0 |  | Industrial Non-CHP | N | OP |  | Commercial/Industrial Unit |  | Eastern
EXCLUDE | NY | NY-Eastern | Brookfield Power Glen Falls Hydro | 56936 | GEN3 | WAT | HY | 2.2 | 2.1 | 0 | 10420.54 | 0 |  | Industrial Non-CHP | N | OP |  | Commercial/Industrial Unit |  | Eastern
EXCLUDE | NY | NY-Eastern | Brookfield Power Glen Falls Hydro | 56936 | GEN4 | WAT | HY | 2.4 | 2.3 | 0 | 11367.86 | 0 |  | Industrial Non-CHP | N | OP |  | Commercial/Industrial Unit |  | Eastern
EXCLUDE | NY | NY-Eastern | Brookfield Power Glen Falls Hydro | 56936 | GEN5 | WAT | HY | 2.8 | 2.7 | 0 | 13262.51 | 0 |  | Industrial Non-CHP | N | OP |  | Commercial/Industrial Unit |  | Eastern
EXCLUDE | WI | WI-Eastern | Fairbanks Morse Engine | 56937 | GEN7 | DFO | IC | 3.1 | 3.1 | 0 | 0 | 0 |  | Industrial Non-CHP | N | RE | 2007 | Commercial/Industrial Unit |  | Eastern
EXCLUDE | WI | WI-Eastern | Fairbanks Morse Engine | 56937 | IPE | DFO | IC | 1.5 | 1.5 | 0 | 0 | 0 |  | Industrial Non-CHP | N | SB |  | Commercial/Industrial Unit |  | Eastern
EXCLUDE | NC | NC-Eastern | SunEdison LV Sutton Plant Site | 56938 | NCP1 | SUN | PV | 1.2 | 1.2 | 0 | 1865 | 0 |  | IPP Non-CHP | N | OP |  | Non Combustion (NUC, WAT, WND, GEO, or SUN) |  | Eastern
EXCLUDE | CA | CA-Western | NRG Solar Blythe LLC | 56939 | 1 | SUN | PV | 21 | 21 | 0 | 47708 | 0 |  | IPP Non-CHP | N | OP |  | Non Combustion (NUC, WAT, WND, GEO, or SUN) |  | Western
EXCLUDE | NY | NY-Eastern | CPV Valley Energy Center | 56940 | CTG1 | NG | CC | 190 | 186.5 | 0 | 0 | 0 |  | IPP Non-CHP | N | IP |  | Status of Operation (IP, L, P, T) |  | Eastern
EXCLUDE | NY | NY-Eastern | CPV Valley Energy Center | 56940 | CTG2 | NG | CC | 235 | 186.5 | 0 | 0 | 0 |  | IPP Non-CHP | N | L |  | Status of Operation (IP, L, P, T) |  | Eastern
EXCLUDE | NY | NY-Eastern | CPV Valley Energy Center | 56940 | STG | NG | CC | 350 | 305 | 0 | 0 | 0 |  | IPP Non-CHP | N | L |  | Status of Operation (IP, L, P, T) |  | Eastern
EXCLUDE | IL | IL-Eastern | Grand Ridge Wind Energy Center | 56941 | 1 | WND | WT | 99 | 99 | 0 | 123000.9 | 0 |  | IPP Non-CHP | N | OP |  | Non Combustion (NUC, WAT, WND, GEO, or SUN) |  | Eastern
EXCLUDE | IL | IL-Eastern | Grand Ridge Wind Energy Center | 56941 | 2 | WND | WT | 51 | 51 | 0 | 63364.1 | 0 |  | IPP Non-CHP | N | OP |  | Non Combustion (NUC, WAT, WND, GEO, or SUN) |  | Eastern
EXCLUDE | IL | IL-Eastern | Grand Ridge Wind Energy Center | 56941 | 3 | WND | WT | 49.5 | 49.5 | 0 | 61500.45 | 0 |  | IPP Non-CHP | N | OP |  | Non Combustion (NUC, WAT, WND, GEO, or SUN) |  | Eastern
EXCLUDE | IL | IL-Eastern | Grand Ridge Wind Energy Center | 56941 | 4 | WND | WT | 10.5 | 10.5 | 0 | 13045.55 | 0 |  | IPP Non-CHP | N | OP |  | Non Combustion (NUC, WAT, WND, GEO, or SUN) |  | Eastern
EXCLUDE | WI | WI-Eastern | Forward Wind Energy Center | 56942 | 1 | WND | WT | 99 | 99 | 0 | 269558.58 | 0 |  | IPP Non-CHP | N | OP |  | Non Combustion (NUC, WAT, WND, GEO, or SUN) |  | Eastern
EXCLUDE | WI | WI-Eastern | Forward Wind Energy Center | 56942 | 2 | WND | WT | 30 | 30 | 0 | 81684.42 | 0 |  | IPP Non-CHP | N | OP |  | Non Combustion (NUC, WAT, WND, GEO, or SUN) |  | Eastern
EXCLUDE | CA | CA-Western | Ausra Kimberlina Solar Generation | 56943 | 1 | SUN | ST | 5 | 3.5 | 0 | 162.96 | 0 |  | IPP Non-CHP | N | OP |  | Non Combustion (NUC, WAT, WND, GEO, or SUN) |  | Western
EXCLUDE | NV | NV-Western | CM10 | 56944 | PV01 | SUN | PV | 10 | 10 | 0 | 21245 | 0 |  | IPP Non-CHP | N | OP |  | Non Combustion (NUC, WAT, WND, GEO, or SUN) |  | Western
EXCLUDE | NM | NM-Western | High Lonesome Mesa LLC | 56945 | 1 | WND | WT | 100 | 100 | 0 | 286678 | 0 |  | IPP Non-CHP | N | OP |  | Non Combustion (NUC, WAT, WND, GEO, or SUN) |  | Western
EXCLUDE | OK | OK-Eastern | Buffalo Bear LLC | 56946 | 1 | WND | WT | 18.9 | 18.9 | 0 | 65664 | 0 |  | IPP Non-CHP | N | OP |  | Non Combustion (NUC, WAT, WND, GEO, or SUN) |  | Eastern
EXCLUDE | NE | NE-Eastern | Elkhorn Ridge Wind LLC | 56947 | 1 | WND | WT | 81 | 81 | 0 | 272757 | 0 |  | IPP Non-CHP | N | OP |  | Non Combustion (NUC, WAT, WND, GEO, or SUN) |  | Eastern
EXCLUDE | AZ | AZ-Western | Coolidge Generation Station | 56948 | 1 | NG | GT | 60.5 | 43.4 | 480 | 26185.93 | 14862.22 |  | IPP Non-CHP | N | OP |  | Simple cycle unit |  | Western
EXCLUDE | AZ | AZ-Western | Coolidge Generation Station | 56948 | 10 | NG | GT | 60.5 | 43.4 | 480 | 26185.93 | 15265.29 |  | IPP Non-CHP | N | OP |  | Simple cycle unit |  | Western
EXCLUDE | AZ | AZ-Western | Coolidge Generation Station | 56948 | 11 | NG | GT | 60.5 | 43.4 | 480 | 26185.93 | 15058.7 |  | IPP Non-CHP | N | OP |  | Simple cycle unit |  | Western
EXCLUDE | AZ | AZ-Western | Coolidge Generation Station | 56948 | 12 | NG | GT | 60.5 | 43.4 | 480 | 26185.93 | 14593.26 |  | IPP Non-CHP | N | OP |  | Simple cycle unit |  | Western
EXCLUDE | AZ | AZ-Western | Coolidge Generation Station | 56948 | 2 | NG | GT | 60.5 | 43.4 | 480 | 26185.93 | 15024.74 |  | IPP Non-CHP | N | OP |  | Simple cycle unit |  | Western
EXCLUDE | AZ | AZ-Western | Coolidge Generation Station | 56948 | 3 | NG | GT | 60.5 | 43.4 | 480 | 26185.93 | 14849.93 |  | IPP Non-CHP | N | OP |  | Simple cycle unit |  | Western
EXCLUDE | AZ | AZ-Western | Coolidge Generation Station | 56948 | 4 | NG | GT | 60.5 | 43.4 | 480 | 26185.93 | 15274.39 |  | IPP Non-CHP | N | OP |  | Simple cycle unit |  | Western
EXCLUDE | AZ | AZ-Western | Coolidge Generation Station | 56948 | 5 | NG | GT | 60.5 | 43.4 | 480 | 26185.93 | 15065.49 |  | IPP Non-CHP | N | OP |  | Simple cycle unit |  | Western
EXCLUDE | AZ | AZ-Western | Coolidge Generation Station | 56948 | 6 | NG | GT | 60.5 | 43.4 | 480 | 26185.93 | 13950.19 |  | IPP Non-CHP | N | OP |  | Simple cycle unit |  | Western
EXCLUDE | AZ | AZ-Western | Coolidge Generation Station | 56948 | 7 | NG | GT | 60.5 | 43.4 | 480 | 26185.93 | 15283.48 |  | IPP Non-CHP | N | OP |  | Simple cycle unit |  | Western
EXCLUDE | AZ | AZ-Western | Coolidge Generation Station | 56948 | 8 | NG | GT | 60.5 | 43.4 | 480 | 26185.93 | 15237.38 |  | IPP Non-CHP | N | OP |  | Simple cycle unit |  | Western
EXCLUDE | AZ | AZ-Western | Coolidge Generation Station | 56948 | 9 | NG | GT | 60.5 | 43.4 | 480 | 26185.93 | 14745.99 |  | IPP Non-CHP | N | OP |  | Simple cycle unit |  | Western
EXCLUDE | SC | SC-Eastern | Enoree Phase II Landfill Gas Recovery | 56951 | 1 | LFG | IC | 1.6 | 1.5 | 0 | 0 | 0 |  | IPP Non-CHP | N | OP |  | Non-Fossil Fuel Type (Less than 10% Fossil Fuel) |  | Eastern
EXCLUDE | SC | SC-Eastern | Enoree Phase II Landfill Gas Recovery | 56951 | 2 | LFG | IC | 1.6 | 1.5 | 0 | 0 | 0 |  | IPP Non-CHP | N | OP |  | Non-Fossil Fuel Type (Less than 10% Fossil Fuel) |  | Eastern
EXCLUDE | OR | OR-Western | Willow Creek Energy Center | 56952 | 1 | WND | WT | 72 | 72 | 0 | 167568 | 0 |  | IPP Non-CHP | N | OP |  | Non Combustion (NUC, WAT, WND, GEO, or SUN) |  | Western
EXCLUDE | NY | NY-Eastern | High Sheldon Wind Farm | 56953 | 1 | WND | WT | 112 | 112 | 0 | 254570 | 0 |  | IPP Non-CHP | N | OP |  | Non Combustion (NUC, WAT, WND, GEO, or SUN) |  | Eastern
EXCLUDE | NC | NC-Eastern | Gastonia Prime Power Park | 56954 | 1 | DFO | IC | 2.3 | 2 | 0 | 0 | 0 |  | Electric Utility | N | OP |  | Internal Combustion |  | Eastern
EXCLUDE | NC | NC-Eastern | Gastonia Prime Power Park | 56954 | 2 | DFO | IC | 2.3 | 2 | 0 | 0 | 0 |  | Electric Utility | N | OP |  | Internal Combustion |  | Eastern
EXCLUDE | NC | NC-Eastern | Gastonia Prime Power Park | 56954 | 3 | DFO | IC | 1.8 | 1.8 | 0 | 0 | 0 |  | Electric Utility | N | OP |  | Internal Combustion | Yes | Eastern
EXCLUDE | NC | NC-Eastern | Gastonia Prime Power Park | 56954 | 4 | DFO | IC | 1.8 | 1.8 | 0 | 0 | 0 |  | Electric Utility | N | OP |  | Internal Combustion | Yes | Eastern
EXCLUDE | NC | NC-Eastern | Gastonia Prime Power Park | 56954 | 5 | DFO | IC | 1.8 | 1.8 | 0 | 0 | 0 |  | Electric Utility | N | OT |  | Internal Combustion |  | Eastern
EXCLUDE | NC | NC-Eastern | Gastonia Prime Power Park | 56954 | 6 | DFO | IC | 1.8 | 1.8 | 0 | 0 | 0 |  | Electric Utility | N | OT |  | Internal Combustion |  | Eastern
EXCLUDE | CA | CA-Western | Delano Energy Center LLC | 56955 | 1 | NG | GT | 48 | 49 | 0 | 0 | 0 |  | IPP Non-CHP | N | IP |  | Status of Operation (IP, L, P, T) |  | Western
EXCLUDE | TX | TX-ERCOT | Bull Creek Wind | 56956 | 001 | WND | WT | 180 | 180 | 0 | 327052 | 0 |  | IPP Non-CHP | N | OP |  | Non Combustion (NUC, WAT, WND, GEO, or SUN) |  | ERCOT
EXCLUDE | PA | PA-Eastern | Pioneer Crossing Landfill Gas to Energy | 56957 | LFG1 | LFG | IC | 1.6 | 1.6 | 0 | 0 | 0 |  | IPP Non-CHP | N | OP |  | Non-Fossil Fuel Type (Less than 10% Fossil Fuel) |  | Eastern
EXCLUDE | PA | PA-Eastern | Pioneer Crossing Landfill Gas to Energy | 56957 | LFG2 | LFG | IC | 1.6 | 1.6 | 0 | 0 | 0 |  | IPP Non-CHP | N | OP |  | Non-Fossil Fuel Type (Less than 10% Fossil Fuel) |  | Eastern
EXCLUDE | PA | PA-Eastern | Pioneer Crossing Landfill Gas to Energy | 56957 | LFG3 | LFG | IC | 1.6 | 1.6 | 0 | 0 | 0 |  | IPP Non-CHP | N | OP |  | Non-Fossil Fuel Type (Less than 10% Fossil Fuel) |  | Eastern
EXCLUDE | PA | PA-Eastern | Pioneer Crossing Landfill Gas to Energy | 56957 | LFG4 | LFG | IC | 1.6 | 1.6 | 0 | 0 | 0 |  | IPP Non-CHP | N | OP |  | Non-Fossil Fuel Type (Less than 10% Fossil Fuel) |  | Eastern
EXCLUDE | PA | PA-Eastern | Pioneer Crossing Landfill Gas to Energy | 56957 | LFG5 | LFG | IC | 1.6 | 1.6 | 0 | 0 | 0 |  | IPP Non-CHP | N | T |  | Status of Operation (IP, L, P, T) |  | Eastern
EXCLUDE | PA | PA-Eastern | Pioneer Crossing Landfill Gas to Energy | 56957 | LFG6 | LFG | IC | 1.6 | 1.6 | 0 | 0 | 0 |  | IPP Non-CHP | N | T |  | Status of Operation (IP, L, P, T) |  | Eastern
EXCLUDE | PA | PA-Eastern | Pioneer Crossing Landfill Gas to Energy | 56957 | LFG7 | LFG | IC | 1.6 | 1.6 | 0 | 0 | 0 |  | IPP Non-CHP | N | IP |  | Status of Operation (IP, L, P, T) |  | Eastern
EXCLUDE | NY | NY-Eastern | DANC LFGTE Facility | 56958 | GEN1 | LFG | IC | 1.6 | 1.6 | 0 | 0 | 0 |  | IPP Non-CHP | N | OP |  | Non-Fossil Fuel Type (Less than 10% Fossil Fuel) |  | Eastern
EXCLUDE | NY | NY-Eastern | DANC LFGTE Facility | 56958 | GEN2 | LFG | IC | 1.6 | 1.6 | 0 | 0 | 0 |  | IPP Non-CHP | N | OP |  | Non-Fossil Fuel Type (Less than 10% Fossil Fuel) |  | Eastern
EXCLUDE | NY | NY-Eastern | DANC LFGTE Facility | 56958 | GEN3 | LFG | IC | 1.6 | 1.6 | 0 | 0 | 0 |  | IPP Non-CHP | N | OP |  | Non-Fossil Fuel Type (Less than 10% Fossil Fuel) |  | Eastern
EXCLUDE | NY | NY-Eastern | DANC LFGTE Facility | 56958 | GEN4 | LFG | IC | 1.6 | 1.6 | 0 | 0 | 0 |  | IPP Non-CHP | N | OP |  | Non-Fossil Fuel Type (Less than 10% Fossil Fuel) | Yes | Eastern
EXCLUDE | TX | TX-ERCOT | Ocotillo Windpower | 56959 | OWF | WND | WT | 58.8 | 58.8 | 0 | 163839 | 0 |  | IPP Non-CHP | N | OP |  | Non Combustion (NUC, WAT, WND, GEO, or SUN) |  | ERCOT
EXCLUDE | WY | WY-Western | Happy Jack Windpower Project | 56960 | HJW01 | WND | WT | 29.4 | 29.4 | 0 | 85028 | 0 |  | IPP Non-CHP | N | OP |  | Non Combustion (NUC, WAT, WND, GEO, or SUN) |  | Western
EXCLUDE | TX | TX-ERCOT | Notrees Windpower | 56961 | BATT | MWH | BA | 36 | 36 | 0 | 0 | 0 |  | IPP Non-CHP | N | OP |  | Non-Fossil Fuel Type (Less than 10% Fossil Fuel) | Yes | ERCOT
EXCLUDE | TX | TX-ERCOT | Notrees Windpower | 56961 | GE | WND | WT | 60 | 60 | 0 | 145224.39 | 0 |  | IPP Non-CHP | N | OP |  | Non Combustion (NUC, WAT, WND, GEO, or SUN) |  | ERCOT
EXCLUDE | TX | TX-ERCOT | Notrees Windpower | 56961 | VESTA | WND | WT | 92.5 | 92.5 | 0 | 223887.61 | 0 |  | IPP Non-CHP | N | OP |  | Non Combustion (NUC, WAT, WND, GEO, or SUN) |  | ERCOT
EXCLUDE | NC | NC-Eastern | Iredell County LFG Facility | 56962 | 1 | LFG | IC | 1.6 | 1.6 | 0 | 0 | 0 |  | IPP Non-CHP | N | OP |  | Non-Fossil Fuel Type (Less than 10% Fossil Fuel) |  | Eastern
EXCLUDE | NC | NC-Eastern | Iredell County LFG Facility | 56962 | 2 | LFG | IC | 1.6 | 1.6 | 0 | 0 | 0 |  | IPP Non-CHP | N | OP |  | Non-Fossil Fuel Type (Less than 10% Fossil Fuel) |  | Eastern
UC-NGCC | NJ | NJ-Eastern | West Deptford Energy Station | 56963 | E101 | NG | CC | 380 | 304 | 0 | 0 | 0 |  | IPP Non-CHP | N | U |  |  | Yes | Eastern
UC-NGCC | NJ | NJ-Eastern | West Deptford Energy Station | 56963 | E102 | NG | CC | 380 | 304 | 0 | 0 | 0 |  | IPP Non-CHP | N | U |  |  | Yes | Eastern
EXCLUDE | NJ | NJ-Eastern | Bayonne Energy Center | 56964 | GT1 | NG | GT | 64 | 57.7 | 603 | 61930.13 | 42129.36 |  | IPP Non-CHP | N | OP |  | Simple cycle unit | Yes | Eastern
EXCLUDE | NJ | NJ-Eastern | Bayonne Energy Center | 56964 | GT2 | NG | GT | 64 | 57.7 | 603 | 61930.13 | 39642.6 |  | IPP Non-CHP | N | OP |  | Simple cycle unit | Yes | Eastern
EXCLUDE | NJ | NJ-Eastern | Bayonne Energy Center | 56964 | GT3 | NG | GT | 64 | 57.7 | 603 | 61930.13 | 40281.87 |  | IPP Non-CHP | N | OP |  | Simple cycle unit | Yes | Eastern
EXCLUDE | NJ | NJ-Eastern | Bayonne Energy Center | 56964 | GT4 | NG | GT | 64 | 57.7 | 603 | 61930.13 | 40654.32 |  | IPP Non-CHP | N | OP |  | Simple cycle unit | Yes | Eastern
EXCLUDE | NJ | NJ-Eastern | Bayonne Energy Center | 56964 | GT5 | NG | GT | 64 | 57.7 | 603 | 61930.13 | 38503.84 |  | IPP Non-CHP | N | OP |  | Simple cycle unit | Yes | Eastern
EXCLUDE | NJ | NJ-Eastern | Bayonne Energy Center | 56964 | GT6 | NG | GT | 64 | 57.7 | 603 | 61930.13 | 37818.77 |  | IPP Non-CHP | N | OP |  | Simple cycle unit | Yes | Eastern
EXCLUDE | NJ | NJ-Eastern | Bayonne Energy Center | 56964 | GT7 | NG | GT | 64 | 57.7 | 603 | 61930.13 | 30980.84 |  | IPP Non-CHP | N | OP |  | Simple cycle unit | Yes | Eastern
EXCLUDE | NJ | NJ-Eastern | Bayonne Energy Center | 56964 | GT8 | NG | GT | 64 | 57.7 | 603 | 61930.13 | 35279.2 |  | IPP Non-CHP | N | OP |  | Simple cycle unit | Yes | Eastern
EXCLUDE | NC | NC-Eastern | QVC Inc | 56966 | 1 | SUN | PV | 1 | 1.1 | 0 | 1609 | 0 |  | IPP Non-CHP | N | OP |  | Non Combustion (NUC, WAT, WND, GEO, or SUN) |  | Eastern
EXCLUDE | OR | OR-Western | Butter Creek Power LLC | 56967 | 1 | WND | WT | 5 | 5 | 0 | 13165 | 0 |  | IPP Non-CHP | N | OP |  | Non Combustion (NUC, WAT, WND, GEO, or SUN) |  | Western
EXCLUDE | OR | OR-Western | Big Top LLC | 56968 | 1 | WND | WT | 1.7 | 1.7 | 0 | 3843 | 0 |  | IPP Non-CHP | N | OP |  | Non Combustion (NUC, WAT, WND, GEO, or SUN) |  | Western
EXCLUDE | OR | OR-Western | Four Corners Windfarm LLC | 56969 | 1 | WND | WT | 10 | 10 | 0 | 28521 | 0 |  | IPP Non-CHP | N | OP |  | Non Combustion (NUC, WAT, WND, GEO, or SUN) |  | Western
EXCLUDE | OR | OR-Western | Four Mile Canyon Windfarm LLC | 56970 | 1 | WND | WT | 10 | 10 | 0 | 25964 | 0 |  | IPP Non-CHP | N | OP |  | Non Combustion (NUC, WAT, WND, GEO, or SUN) |  | Western
EXCLUDE | OR | OR-Western | Oregon Trail Windfarm LLC | 56971 | 1 | WND | WT | 9.9 | 9.9 | 0 | 26111 | 0 |  | IPP Non-CHP | N | OP |  | Non Combustion (NUC, WAT, WND, GEO, or SUN) |  | Western
EXCLUDE | OR | OR-Western | Pacific Canyon Windfarm LLC | 56972 | 1 | WND | WT | 8.3 | 8.3 | 0 | 19838 | 0 |  | IPP Non-CHP | N | OP |  | Non Combustion (NUC, WAT, WND, GEO, or SUN) |  | Western
EXCLUDE | OR | OR-Western | Sand Ranch Windfarm LLC | 56973 | 1 | WND | WT | 9.9 | 9.9 | 0 | 24316 | 0 |  | IPP Non-CHP | N | OP |  | Non Combustion (NUC, WAT, WND, GEO, or SUN) |  | Western
EXCLUDE | OR | OR-Western | Wagon Trail LLC | 56974 | 1 | WND | WT | 3.3 | 3.3 | 0 | 7682 | 0 |  | IPP Non-CHP | N | OP |  | Non Combustion (NUC, WAT, WND, GEO, or SUN) |  | Western
EXCLUDE | OR | OR-Western | Ward Butte Windfarm LLC | 56975 | 1 | WND | WT | 6.6 | 6.6 | 0 | 17718 | 0 |  | IPP Non-CHP | N | OP |  | Non Combustion (NUC, WAT, WND, GEO, or SUN) |  | Western
EXCLUDE | CA | CA-Western | Solar Photovoltaic Project #01 | 56976 | S1A | SUN | PV | 0.5 | 0.5 | 0 | 0 | 0 |  | Electric Utility | N | RE | 2011 | Retired prior to 2012 |  | Western
EXCLUDE | CA | CA-Western | Solar Photovoltaic Project #01 | 56976 | S1B | SUN | PV | 0.5 | 0.5 | 0 | 0 | 0 |  | Electric Utility | N | RE | 2011 | Retired prior to 2012 |  | Western
EXCLUDE | CA | CA-Western | Solar Photovoltaic Project #01 | 56976 | S1C | SUN | PV | 0.5 | 0.5 | 0 | 0 | 0 |  | Electric Utility | N | RE | 2011 | Retired prior to 2012 |  | Western
EXCLUDE | CA | CA-Western | Solar Photovoltaic Project #01 | 56976 | S1D | SUN | PV | 0.5 | 0.5 | 0 | 0 | 0 |  | Electric Utility | N | RE | 2011 | Retired prior to 2012 |  | Western
EXCLUDE | KY | KY-Eastern | Mason County LFGTE | 56977 | 1 | LFG | IC | 2 | 1.6 | 0 | 0 | 0 |  | Electric Utility | N | OP |  | Non-Fossil Fuel Type (Less than 10% Fossil Fuel) |  | Eastern
EXCLUDE | IL | IL-Eastern | Sears Hydroelectric Plant | 56978 | 1 | WAT | HY | 0.4 | 0.3 | 0 | 1363.14 | 0 |  | IPP Non-CHP | N | OP |  | Non Combustion (NUC, WAT, WND, GEO, or SUN) |  | Eastern
EXCLUDE | IL | IL-Eastern | Sears Hydroelectric Plant | 56978 | 2 | WAT | HY | 0.4 | 0.3 | 0 | 1363.14 | 0 |  | IPP Non-CHP | N | OP |  | Non Combustion (NUC, WAT, WND, GEO, or SUN) |  | Eastern
EXCLUDE | IL | IL-Eastern | Sears Hydroelectric Plant | 56978 | 3 | WAT | HY | 0.3 | 0.3 | 0 | 1022.36 | 0 |  | IPP Non-CHP | N | OP |  | Non Combustion (NUC, WAT, WND, GEO, or SUN) |  | Eastern
EXCLUDE | IL | IL-Eastern | Sears Hydroelectric Plant | 56978 | 4 | WAT | HY | 0.3 | 0.3 | 0 | 1022.36 | 0 |  | IPP Non-CHP | N | OP |  | Non Combustion (NUC, WAT, WND, GEO, or SUN) |  | Eastern
EXCLUDE | TX | TX-ERCOT | EC&R Panther Creek Wind Farm III | 56979 | 1 | WND | WT | 199.5 | 199.5 | 0 | 592595 | 0 |  | IPP Non-CHP | N | OP |  | Non Combustion (NUC, WAT, WND, GEO, or SUN) |  | ERCOT
EXCLUDE | PA | PA-Eastern | Stony Creek Wind Farm LLC | 56980 | 1 | WND | WT | 52.5 | 52.5 | 0 | 134800 | 0 |  | IPP Non-CHP | N | OP |  | Non Combustion (NUC, WAT, WND, GEO, or SUN) |  | Eastern
EXCLUDE | TX | TX-ERCOT | Pyron Wind Farm LLC | 56981 | 1 | WND | WT | 249 | 249 | 0 | 716988 | 0 |  | IPP Non-CHP | N | OP |  | Non Combustion (NUC, WAT, WND, GEO, or SUN) |  | ERCOT
EXCLUDE | NV | NV-Western | NGP Blue Mountain I LLC | 56982 | BM1 | GEO | BT | 21.3 | 13 | 0 | 85728 | 0 |  | IPP Non-CHP | N | OP |  | Non Combustion (NUC, WAT, WND, GEO, or SUN) |  | Western
EXCLUDE | NV | NV-Western | NGP Blue Mountain I LLC | 56982 | BM2 | GEO | BT | 21.3 | 13 | 0 | 85728 | 0 |  | IPP Non-CHP | N | OP |  | Non Combustion (NUC, WAT, WND, GEO, or SUN) |  | Western
EXCLUDE | NV | NV-Western | NGP Blue Mountain I LLC | 56982 | BM3 | GEO | BT | 21.3 | 13 | 0 | 85728 | 0 |  | IPP Non-CHP | N | OP |  | Non Combustion (NUC, WAT, WND, GEO, or SUN) |  | Western
EXCLUDE | TX | TX-ERCOT | EC&R Papalote Creek I LLC | 56983 | 1 | WND | WT | 180 | 180 | 0 | 546085 | 0 |  | IPP Non-CHP | N | OP |  | Non Combustion (NUC, WAT, WND, GEO, or SUN) |  | ERCOT
EXCLUDE | TX | TX-ERCOT | Inadale Wind Farm LLC | 56984 | 1 | WND | WT | 197 | 197 | 0 | 476472 | 0 |  | IPP Non-CHP | N | OP |  | Non Combustion (NUC, WAT, WND, GEO, or SUN) |  | ERCOT
EXCLUDE | KS | KS-Eastern | Smoky Hills Wind Project Phase II | 56985 | SMKII | WND | WT | 148.5 | 148.5 | 0 | 487664 | 0 |  | IPP Non-CHP | N | OP |  | Non Combustion (NUC, WAT, WND, GEO, or SUN) |  | Eastern
EXCLUDE | NY | NY-Eastern | Clinton LFGTE Facility | 56986 | GEN1 | LFG | IC | 1.6 | 1.6 | 0 | 0 | 0 |  | IPP Non-CHP | N | OP |  | Non-Fossil Fuel Type (Less than 10% Fossil Fuel) |  | Eastern
EXCLUDE | NY | NY-Eastern | Clinton LFGTE Facility | 56986 | GEN2 | LFG | IC | 1.6 | 1.6 | 0 | 0 | 0 |  | IPP Non-CHP | N | OP |  | Non-Fossil Fuel Type (Less than 10% Fossil Fuel) |  | Eastern
EXCLUDE | NY | NY-Eastern | Clinton LFGTE Facility | 56986 | GEN3 | LFG | IC | 1.6 | 1.6 | 0 | 0 | 0 |  | IPP Non-CHP | N | OP |  | Non-Fossil Fuel Type (Less than 10% Fossil Fuel) |  | Eastern
EXCLUDE | NY | NY-Eastern | Clinton LFGTE Facility | 56986 | GEN4 | LFG | IC | 1.6 | 1.6 | 0 | 0 | 0 |  | IPP Non-CHP | N | OP |  | Non-Fossil Fuel Type (Less than 10% Fossil Fuel) |  | Eastern
EXCLUDE | NY | NY-Eastern | Hyland LFGTE Facility | 56987 | GEN1 | LFG | IC | 1.6 | 1.6 | 0 | 0 | 0 |  | IPP Non-CHP | N | OP |  | Non-Fossil Fuel Type (Less than 10% Fossil Fuel) |  | Eastern
EXCLUDE | NY | NY-Eastern | Hyland LFGTE Facility | 56987 | GEN2 | LFG | IC | 1.6 | 1.6 | 0 | 0 | 0 |  | IPP Non-CHP | N | OP |  | Non-Fossil Fuel Type (Less than 10% Fossil Fuel) |  | Eastern
EXCLUDE | NY | NY-Eastern | Hyland LFGTE Facility | 56987 | GEN3 | LFG | IC | 1.6 | 1.6 | 0 | 0 | 0 |  | IPP Non-CHP | N | OP |  | Non-Fossil Fuel Type (Less than 10% Fossil Fuel) |  | Eastern
EXCLUDE | NY | NY-Eastern | Hyland LFGTE Facility | 56987 | GEN4 | LFG | IC | 1.6 | 1.6 | 0 | 0 | 0 |  | IPP Non-CHP | N | IP |  | Status of Operation (IP, L, P, T) |  | Eastern
EXCLUDE | ME | ME-Eastern | Stetson Wind I | 56989 | 1 | WND | WT | 57 | 57 | 0 | 107151 | 0 |  | IPP Non-CHP | N | OP |  | Non Combustion (NUC, WAT, WND, GEO, or SUN) |  | Eastern
EXCLUDE | ME | ME-Eastern | Rollins Wind Project | 56990 | 1 | WND | WT | 60 | 60 | 0 | 126677 | 0 |  | IPP Non-CHP | N | OP |  | Non Combustion (NUC, WAT, WND, GEO, or SUN) |  | Eastern
EXCLUDE | ME | ME-Eastern | Stetson Wind II | 56991 | 1 | WND | WT | 25.5 | 25.5 | 0 | 42442 | 0 |  | IPP Non-CHP | N | OP |  | Non Combustion (NUC, WAT, WND, GEO, or SUN) |  | Eastern
EXCLUDE | PA | PA-Eastern | MF Mesa Lane LLC | 56993 | MESA | SUN | PV | 3 | 1.5 | 0 | 3991 | 0 |  | IPP Non-CHP | N | OP |  | Non Combustion (NUC, WAT, WND, GEO, or SUN) |  | Eastern
EXCLUDE | MN | MN-Eastern | Grand Meadow | 56994 | WND67 | WND | WT | 100.5 | 100.5 | 0 | 310521 | 0 |  | Electric Utility | N | OP |  | Non Combustion (NUC, WAT, WND, GEO, or SUN) |  | Eastern
EXCLUDE | SC | SC-Eastern | Georgetown LFGTE | 56995 | G1 | LFG | IC | 1.1 | 1 | 0 | 0 | 0 |  | Electric Utility | N | OP |  | Non-Fossil Fuel Type (Less than 10% Fossil Fuel) |  | Eastern
EXCLUDE | CA | CA-Western | Solar Photovoltaic Project #02 | 56996 | S1A | SUN | PV | 0.5 | 0.5 | 0 | 443.5 | 0 |  | Electric Utility | N | OP |  | Non Combustion (NUC, WAT, WND, GEO, or SUN) |  | Western
EXCLUDE | CA | CA-Western | Solar Photovoltaic Project #02 | 56996 | S1B | SUN | PV | 0.5 | 0.5 | 0 | 443.5 | 0 |  | Electric Utility | N | OP |  | Non Combustion (NUC, WAT, WND, GEO, or SUN) |  | Western
EXCLUDE | ID | ID-Western | Arrowrock Hydroelectric Project | 56997 | 1 | WAT | HY | 7.5 | 8 | 0 | 37935 | 0 |  | IPP Non-CHP | N | OP |  | Non Combustion (NUC, WAT, WND, GEO, or SUN) |  | Western
EXCLUDE | ID | ID-Western | Arrowrock Hydroelectric Project | 56997 | 2 | WAT | HY | 7.5 | 8 | 0 | 37935 | 0 |  | IPP Non-CHP | N | OP |  | Non Combustion (NUC, WAT, WND, GEO, or SUN) |  | Western
EXCLUDE | CO | CO-Western | SunE Alamosa | 56481 | 1 | SUN | PV | 1 | 1 | 0 | 2143.05 | 0 |  | IPP Non-CHP | N | OP |  | Non Combustion (NUC, WAT, WND, GEO, or SUN) |  | Western
EXCLUDE | CO | CO-Western | SunE Alamosa | 56481 | 2 | SUN | PV | 7.2 | 6.7 | 0 | 15429.95 | 0 |  | IPP Non-CHP | N | OP |  | Non Combustion (NUC, WAT, WND, GEO, or SUN) |  | Western
EXCLUDE | CO | CO-Western | Tacoma | 6206 | 1 | WAT | HY | 2.3 | 2.3 | 0 | 6268 | 0 |  | Electric Utility | N | OP |  | Non Combustion (NUC, WAT, WND, GEO, or SUN) |  | Western
EXCLUDE | CO | CO-Western | Tacoma | 6206 | 2 | WAT | HY | 2.3 | 2.3 | 0 | 6268 | 0 |  | Electric Utility | N | OP |  | Non Combustion (NUC, WAT, WND, GEO, or SUN) |  | Western
EXCLUDE | CO | CO-Western | Tacoma | 6206 | 3 | WAT | HY | 3.5 | 4 | 0 | 0 | 0 |  | Electric Utility | N | RE | 2007 | Retired prior to 2012 |  | Western
EXCLUDE | CO | CO-Western | Taylor Draw Hydroelectric Facility | 54729 | COX1 | WAT | HY | 2.3 | 2 | 0 | 7646 | 0 |  | IPP Non-CHP | N | OP |  | Non Combustion (NUC, WAT, WND, GEO, or SUN) |  | Western
EXCLUDE | CO | CO-Western | Tesla | 7233 | 1 | WAT | HY | 27.6 | 28 | 0 | 90118 | 0 |  | Electric Utility | N | OP |  | Non Combustion (NUC, WAT, WND, GEO, or SUN) |  | Western
EXCLUDE | CO | CO-Western | Thermo Greeley | 50709 | GEN1 | NG | GT | 37 | 37 | 0 | 0 | 0 |  | IPP CHP | Y | OA |  | Simple cycle unit |  | Western
NGCC | CO | CO-Western | Thermo Power & Electric | 50676 | GEN1 | NG | CC | 47.2 | 30 | 0 | 61457.55 | 32182.64 |  | IPP CHP | Y | OP |  |  |  | Western
EXCLUDE | CA | CA-Western | CPV Vaca Station LLC | 56999 | CTG1 | NG | CC | 225 | 189 | 0 | 0 | 0 |  | IPP Non-CHP | N | L |  | Status of Operation (IP, L, P, T) |  | Western
EXCLUDE | CA | CA-Western | CPV Vaca Station LLC | 56999 | CTG2 | NG | CC | 225 | 189 | 0 | 0 | 0 |  | IPP Non-CHP | N | L |  | Status of Operation (IP, L, P, T) |  | Western
EXCLUDE | CA | CA-Western | CPV Vaca Station LLC | 56999 | STG | NG | CC | 220 | 198 | 0 | 0 | 0 |  | IPP Non-CHP | N | L |  | Status of Operation (IP, L, P, T) |  | Western
EXCLUDE | CA | CA-Western | El Cajon Energy Center | 57001 | GEN1 | NG | GT | 49.9 | 43.5 | 472 | 43421 | 25412.39 |  | IPP Non-CHP | N | OP |  | Simple cycle unit |  | Western
EXCLUDE | ME | ME-Eastern | Oakfield Wind Project | 57002 | 1 | WND | WT | 150 | 150 | 0 | 0 | 0 |  | IPP Non-CHP | N | L |  | Status of Operation (IP, L, P, T) |  | Eastern
EXCLUDE | NY | NY-Eastern | Fulton LFGTE Facility | 57003 | GEN1 | LFG | IC | 1.6 | 1.6 | 0 | 0 | 0 |  | IPP Non-CHP | N | OP |  | Non-Fossil Fuel Type (Less than 10% Fossil Fuel) |  | Eastern
EXCLUDE | NY | NY-Eastern | Fulton LFGTE Facility | 57003 | GEN2 | LFG | IC | 1.6 | 1.6 | 0 | 0 | 0 |  | IPP Non-CHP | N | OP |  | Non-Fossil Fuel Type (Less than 10% Fossil Fuel) |  | Eastern
EXCLUDE | CA | CA-Western | SunEdison Walgreens Moreno Valley | 57004 | 1 | SUN | PV | 1 | 0.9 | 0 | 1951 | 0 |  | IPP Non-CHP | N | OP |  | Non Combustion (NUC, WAT, WND, GEO, or SUN) |  | Western
EXCLUDE | CA | CA-Western | Mariani Packing Vacaville Solar | 57005 | 1 | SUN | PV | 1 | 0.9 | 0 | 2008 | 0 |  | IPP Non-CHP | N | OP |  | Non Combustion (NUC, WAT, WND, GEO, or SUN) |  | Western
EXCLUDE | CA | CA-Western | Walgreens Woodland Distribution Center | 57006 | 1 | SUN | PV | 1 | 0.9 | 0 | 1656 | 0 |  | IPP Non-CHP | N | OP |  | Non Combustion (NUC, WAT, WND, GEO, or SUN) |  | Western
EXCLUDE | CA | CA-Western | SunEdison Ironwood State Prison | 57007 | 1 | SUN | PV | 1 | 0.9 | 0 | 2448 | 0 |  | IPP Non-CHP | N | OP |  | Non Combustion (NUC, WAT, WND, GEO, or SUN) |  | Western
EXCLUDE | CA | CA-Western | SunEdison Procter & Gamble Oxnard | 57008 | 1 | SUN | PV | 1 | 0.8 | 0 | 1710 | 0 |  | IPP Non-CHP | N | OP |  | Non Combustion (NUC, WAT, WND, GEO, or SUN) |  | Western
EXCLUDE | CA | CA-Western | Kohls San Bernardino Solar Facility | 57009 | 1 | SUN | PV | 1 | 0.9 | 0 | 1825 | 0 |  | IPP Non-CHP | N | OP |  | Non Combustion (NUC, WAT, WND, GEO, or SUN) |  | Western
EXCLUDE | CA | CA-Western | SunEdison Anheuser Busch Fairfield | 57010 | 1 | SUN | PV | 1 | 0.9 | 0 | 2143 | 0 |  | IPP Non-CHP | N | OP |  | Non Combustion (NUC, WAT, WND, GEO, or SUN) |  | Western
EXCLUDE | CA | CA-Western | Chuckawalla Valley State Prison | 57011 | 1 | SUN | PV | 1 | 0.9 | 0 | 1734 | 0 |  | IPP Non-CHP | N | OP |  | Non Combustion (NUC, WAT, WND, GEO, or SUN) |  | Western
EXCLUDE | CA | CA-Western | SunEdison Walmart Apple Valley DC | 57012 | 1 | SUN | PV | 1 | 0.9 | 0 | 2445 | 0 |  | IPP Non-CHP | N | OP |  | Non Combustion (NUC, WAT, WND, GEO, or SUN) |  | Western
EXCLUDE | GA | GA-Eastern | DeKalb County Green Energy Facility | 57013 | 1 | LFG | IC | 1.6 | 1.6 | 0 | 0 | 0 |  | Commercial Non-CHP | N | OP |  | Commercial/Industrial Unit |  | Eastern
EXCLUDE | GA | GA-Eastern | DeKalb County Green Energy Facility | 57013 | 2 | LFG | IC | 1.6 | 1.6 | 0 | 0 | 0 |  | Commercial Non-CHP | N | OP |  | Commercial/Industrial Unit |  | Eastern
EXCLUDE | GA | GA-Eastern | DeKalb County Green Energy Facility | 57013 | 3 | LFG | IC | 1.6 | 1.6 | 0 | 0 | 0 |  | Commercial Non-CHP | N | IP |  | Commercial/Industrial Unit |  | Eastern
EXCLUDE | PA | PA-Eastern | Waste Management Arden LFGTE | 57014 | GEN1 | LFG | IC | 0.8 | 0.8 | 0 | 0 | 0 |  | IPP Non-CHP | N | OP |  | Non-Fossil Fuel Type (Less than 10% Fossil Fuel) |  | Eastern
EXCLUDE | PA | PA-Eastern | Waste Management Arden LFGTE | 57014 | GEN2 | LFG | IC | 0.8 | 0.8 | 0 | 0 | 0 |  | IPP Non-CHP | N | OP |  | Non-Fossil Fuel Type (Less than 10% Fossil Fuel) |  | Eastern
EXCLUDE | PA | PA-Eastern | Waste Management Arden LFGTE | 57014 | GEN3 | LFG | IC | 0.8 | 0.8 | 0 | 0 | 0 |  | IPP Non-CHP | N | OP |  | Non-Fossil Fuel Type (Less than 10% Fossil Fuel) |  | Eastern
EXCLUDE | PA | PA-Eastern | Waste Management Arden LFGTE | 57014 | GEN4 | LFG | IC | 0.8 | 0.8 | 0 | 0 | 0 |  | IPP Non-CHP | N | OP |  | Non-Fossil Fuel Type (Less than 10% Fossil Fuel) |  | Eastern
EXCLUDE | PA | PA-Eastern | Waste Management Arden LFGTE | 57014 | GEN5 | LFG | IC | 0.8 | 0.8 | 0 | 0 | 0 |  | IPP Non-CHP | N | OP |  | Non-Fossil Fuel Type (Less than 10% Fossil Fuel) |  | Eastern
EXCLUDE | PA | PA-Eastern | Waste Management Arden LFGTE | 57014 | GEN6 | LFG | IC | 0.8 | 0.8 | 0 | 0 | 0 |  | IPP Non-CHP | N | OP |  | Non-Fossil Fuel Type (Less than 10% Fossil Fuel) |  | Eastern
EXCLUDE | OR | OR-Western | Waste Management Columbia Ridge LFGTE | 57015 | GEN1 | LFG | IC | 0.8 | 0.8 | 0 | 0 | 0 |  | IPP Non-CHP | N | OP |  | Non-Fossil Fuel Type (Less than 10% Fossil Fuel) |  | Western
EXCLUDE | OR | OR-Western | Waste Management Columbia Ridge LFGTE | 57015 | GEN10 | LFG | IC | 1.6 | 1.6 | 0 | 0 | 0 |  | IPP Non-CHP | N | P |  | Status of Operation (IP, L, P, T) |  | Western
EXCLUDE | OR | OR-Western | Waste Management Columbia Ridge LFGTE | 57015 | GEN11 | LFG | IC | 1.6 | 1.6 | 0 | 0 | 0 |  | IPP Non-CHP | N | P |  | Status of Operation (IP, L, P, T) |  | Western
EXCLUDE | OR | OR-Western | Waste Management Columbia Ridge LFGTE | 57015 | GEN12 | LFG | IC | 1.6 | 1.6 | 0 | 0 | 0 |  | IPP Non-CHP | N | P |  | Status of Operation (IP, L, P, T) |  | Western
EXCLUDE | OR | OR-Western | Waste Management Columbia Ridge LFGTE | 57015 | GEN2 | LFG | IC | 0.8 | 0.8 | 0 | 0 | 0 |  | IPP Non-CHP | N | OP |  | Non-Fossil Fuel Type (Less than 10% Fossil Fuel) |  | Western
EXCLUDE | OR | OR-Western | Waste Management Columbia Ridge LFGTE | 57015 | GEN3 | LFG | IC | 0.8 | 0.8 | 0 | 0 | 0 |  | IPP Non-CHP | N | OP |  | Non-Fossil Fuel Type (Less than 10% Fossil Fuel) |  | Western
EXCLUDE | OR | OR-Western | Waste Management Columbia Ridge LFGTE | 57015 | GEN4 | LFG | IC | 0.8 | 0.8 | 0 | 0 | 0 |  | IPP Non-CHP | N | OP |  | Non-Fossil Fuel Type (Less than 10% Fossil Fuel) |  | Western
EXCLUDE | OR | OR-Western | Waste Management Columbia Ridge LFGTE | 57015 | GEN5 | LFG | IC | 0.8 | 0.8 | 0 | 0 | 0 |  | IPP Non-CHP | N | OP |  | Non-Fossil Fuel Type (Less than 10% Fossil Fuel) |  | Western
EXCLUDE | OR | OR-Western | Waste Management Columbia Ridge LFGTE | 57015 | GEN6 | LFG | IC | 0.8 | 0.8 | 0 | 0 | 0 |  | IPP Non-CHP | N | OP |  | Non-Fossil Fuel Type (Less than 10% Fossil Fuel) |  | Western
EXCLUDE | OR | OR-Western | Waste Management Columbia Ridge LFGTE | 57015 | GEN7 | LFG | IC | 0.8 | 0.8 | 0 | 0 | 0 |  | IPP Non-CHP | N | OP |  | Non-Fossil Fuel Type (Less than 10% Fossil Fuel) |  | Western
EXCLUDE | OR | OR-Western | Waste Management Columbia Ridge LFGTE | 57015 | GEN8 | LFG | IC | 0.8 | 0.8 | 0 | 0 | 0 |  | IPP Non-CHP | N | OP |  | Non-Fossil Fuel Type (Less than 10% Fossil Fuel) |  | Western
EXCLUDE | OR | OR-Western | Waste Management Columbia Ridge LFGTE | 57015 | GEN9 | LFG | IC | 1.6 | 1.6 | 0 | 0 | 0 |  | IPP Non-CHP | N | P |  | Status of Operation (IP, L, P, T) |  | Western
EXCLUDE | ME | ME-Eastern | Waste Management Crossroads LFGTE | 57016 | GEN1 | LFG | IC | 1.6 | 1.6 | 0 | 0 | 0 |  | IPP Non-CHP | N | OP |  | Non-Fossil Fuel Type (Less than 10% Fossil Fuel) |  | Eastern
EXCLUDE | ME | ME-Eastern | Waste Management Crossroads LFGTE | 57016 | GEN2 | LFG | IC | 1.6 | 1.6 | 0 | 0 | 0 |  | IPP Non-CHP | N | OP |  | Non-Fossil Fuel Type (Less than 10% Fossil Fuel) |  | Eastern
EXCLUDE | MN | MN-Eastern | Spruce Ridge Gas Recovery | 57017 | GEN1 | LFG | IC | 0.8 | 0.8 | 0 | 0 | 0 |  | IPP Non-CHP | N | OP |  | Non-Fossil Fuel Type (Less than 10% Fossil Fuel) |  | Eastern
EXCLUDE | MN | MN-Eastern | Spruce Ridge Gas Recovery | 57017 | GEN2 | LFG | IC | 0.8 | 0.8 | 0 | 0 | 0 |  | IPP Non-CHP | N | OP |  | Non-Fossil Fuel Type (Less than 10% Fossil Fuel) |  | Eastern
EXCLUDE | MN | MN-Eastern | Spruce Ridge Gas Recovery | 57017 | GEN3 | LFG | IC | 0.8 | 0.8 | 0 | 0 | 0 |  | IPP Non-CHP | N | OP |  | Non-Fossil Fuel Type (Less than 10% Fossil Fuel) |  | Eastern
EXCLUDE | MN | MN-Eastern | Spruce Ridge Gas Recovery | 57017 | GEN4 | LFG | IC | 0.8 | 0.8 | 0 | 0 | 0 |  | IPP Non-CHP | N | OP |  | Non-Fossil Fuel Type (Less than 10% Fossil Fuel) |  | Eastern
EXCLUDE | VA | VA-Eastern | Waste Management Middle Peninsula LFGTE | 57018 | GEN1 | LFG | IC | 0.8 | 0.8 | 0 | 0 | 0 |  | IPP Non-CHP | N | OP |  | Non-Fossil Fuel Type (Less than 10% Fossil Fuel) |  | Eastern
EXCLUDE | VA | VA-Eastern | Waste Management Middle Peninsula LFGTE | 57018 | GEN2 | LFG | IC | 0.8 | 0.8 | 0 | 0 | 0 |  | IPP Non-CHP | N | OP |  | Non-Fossil Fuel Type (Less than 10% Fossil Fuel) |  | Eastern
EXCLUDE | VA | VA-Eastern | Waste Management Middle Peninsula LFGTE | 57018 | GEN3 | LFG | IC | 0.8 | 0.8 | 0 | 0 | 0 |  | IPP Non-CHP | N | OP |  | Non-Fossil Fuel Type (Less than 10% Fossil Fuel) |  | Eastern
EXCLUDE | VA | VA-Eastern | Waste Management Middle Peninsula LFGTE | 57018 | GEN4 | LFG | IC | 0.8 | 0.8 | 0 | 0 | 0 |  | IPP Non-CHP | N | OP |  | Non-Fossil Fuel Type (Less than 10% Fossil Fuel) |  | Eastern
EXCLUDE | VA | VA-Eastern | Waste Management Middle Peninsula LFGTE | 57018 | GEN5 | LFG | IC | 0.8 | 0.8 | 0 | 0 | 0 |  | IPP Non-CHP | N | OP |  | Non-Fossil Fuel Type (Less than 10% Fossil Fuel) |  | Eastern
EXCLUDE | VA | VA-Eastern | Waste Management Middle Peninsula LFGTE | 57018 | GEN6 | LFG | IC | 0.8 | 0.8 | 0 | 0 | 0 |  | IPP Non-CHP | N | OP |  | Non-Fossil Fuel Type (Less than 10% Fossil Fuel) |  | Eastern
EXCLUDE | VA | VA-Eastern | Waste Management Middle Peninsula LFGTE | 57018 | GEN7 | LFG | IC | 0.8 | 0.8 | 0 | 0 | 0 |  | IPP Non-CHP | N | OP |  | Non-Fossil Fuel Type (Less than 10% Fossil Fuel) |  | Eastern
EXCLUDE | VA | VA-Eastern | Waste Management Middle Peninsula LFGTE | 57018 | GEN8 | LFG | IC | 0.8 | 0.8 | 0 | 0 | 0 |  | IPP Non-CHP | N | OP |  | Non-Fossil Fuel Type (Less than 10% Fossil Fuel) |  | Eastern
EXCLUDE | OR | OR-Western | Riverbend Landfill | 57019 | GEN1 | LFG | IC | 0.8 | 0.8 | 0 | 0 | 0 |  | IPP Non-CHP | N | OP |  | Non-Fossil Fuel Type (Less than 10% Fossil Fuel) |  | Western
EXCLUDE | OR | OR-Western | Riverbend Landfill | 57019 | GEN2 | LFG | IC | 0.8 | 0.8 | 0 | 0 | 0 |  | IPP Non-CHP | N | OP |  | Non-Fossil Fuel Type (Less than 10% Fossil Fuel) |  | Western
EXCLUDE | OR | OR-Western | Riverbend Landfill | 57019 | GEN3 | LFG | IC | 0.8 | 0.8 | 0 | 0 | 0 |  | IPP Non-CHP | N | OP |  | Non-Fossil Fuel Type (Less than 10% Fossil Fuel) |  | Western
EXCLUDE | OR | OR-Western | Riverbend Landfill | 57019 | GEN4 | LFG | IC | 0.8 | 0.8 | 0 | 0 | 0 |  | IPP Non-CHP | N | OP |  | Non-Fossil Fuel Type (Less than 10% Fossil Fuel) |  | Western
EXCLUDE | OR | OR-Western | Riverbend Landfill | 57019 | GEN5 | LFG | IC | 0.8 | 0.8 | 0 | 0 | 0 |  | IPP Non-CHP | N | OP |  | Non-Fossil Fuel Type (Less than 10% Fossil Fuel) |  | Western
EXCLUDE | OR | OR-Western | Riverbend Landfill | 57019 | GEN6 | LFG | IC | 0.8 | 0.8 | 0 | 0 | 0 |  | IPP Non-CHP | N | OP |  | Non-Fossil Fuel Type (Less than 10% Fossil Fuel) |  | Western
EXCLUDE | TX | TX-ERCOT | Westside Landfill Gas Recovery | 57020 | GEN1 | LFG | IC | 1.6 | 1.6 | 0 | 0 | 0 |  | IPP Non-CHP | N | OP |  | Non-Fossil Fuel Type (Less than 10% Fossil Fuel) |  | ERCOT
EXCLUDE | TX | TX-ERCOT | Westside Landfill Gas Recovery | 57020 | GEN2 | LFG | IC | 1.6 | 1.6 | 0 | 0 | 0 |  | IPP Non-CHP | N | OP |  | Non-Fossil Fuel Type (Less than 10% Fossil Fuel) |  | ERCOT
EXCLUDE | TX | TX-ERCOT | Westside Landfill Gas Recovery | 57020 | GEN3 | LFG | IC | 1.6 | 1.6 | 0 | 0 | 0 |  | IPP Non-CHP | N | OP |  | Non-Fossil Fuel Type (Less than 10% Fossil Fuel) |  | ERCOT
EXCLUDE | NY | NY-Eastern | Waste Management Madison County LFGTE | 57021 | GEN1 | LFG | IC | 1.6 | 1.6 | 0 | 0 | 0 |  | IPP Non-CHP | N | OP |  | Non-Fossil Fuel Type (Less than 10% Fossil Fuel) |  | Eastern
EXCLUDE | VA | VA-Eastern | Waste Management King George LFGTE | 57022 | GEN1 | LFG | GT | 3.3 | 2.8 | 0 | 20081.25 | 19906.49 |  | IPP Non-CHP | N | OP |  | Non-Fossil Fuel Type (Less than 10% Fossil Fuel) |  | Eastern
EXCLUDE | VA | VA-Eastern | Waste Management King George LFGTE | 57022 | GEN2 | LFG | GT | 3.3 | 2.8 | 0 | 20081.25 | 19906.49 |  | IPP Non-CHP | N | OP |  | Non-Fossil Fuel Type (Less than 10% Fossil Fuel) |  | Eastern
EXCLUDE | VA | VA-Eastern | Waste Management King George LFGTE | 57022 | GEN3 | LFG | GT | 3.3 | 2.8 | 0 | 20081.25 | 19906.49 |  | IPP Non-CHP | N | OP |  | Non-Fossil Fuel Type (Less than 10% Fossil Fuel) |  | Eastern
EXCLUDE | VA | VA-Eastern | Waste Management King George LFGTE | 57022 | GEN4 | LFG | GT | 3.3 | 2.9 | 0 | 20081.25 | 19906.49 |  | IPP Non-CHP | N | OP |  | Non-Fossil Fuel Type (Less than 10% Fossil Fuel) |  | Eastern
EXCLUDE | KS | KS-Eastern | Waste Management Rolling Meadows LFGTE | 57023 | GEN1 | LFG | IC | 0.8 | 0.8 | 0 | 0 | 0 |  | IPP Non-CHP | N | OP |  | Non-Fossil Fuel Type (Less than 10% Fossil Fuel) |  | Eastern
EXCLUDE | KS | KS-Eastern | Waste Management Rolling Meadows LFGTE | 57023 | GEN2 | LFG | IC | 0.8 | 0.8 | 0 | 0 | 0 |  | IPP Non-CHP | N | OP |  | Non-Fossil Fuel Type (Less than 10% Fossil Fuel) |  | Eastern
EXCLUDE | KS | KS-Eastern | Waste Management Rolling Meadows LFGTE | 57023 | GEN3 | LFG | IC | 0.8 | 0.8 | 0 | 0 | 0 |  | IPP Non-CHP | N | OP |  | Non-Fossil Fuel Type (Less than 10% Fossil Fuel) |  | Eastern
EXCLUDE | KS | KS-Eastern | Waste Management Rolling Meadows LFGTE | 57023 | GEN4 | LFG | IC | 0.8 | 0.8 | 0 | 0 | 0 |  | IPP Non-CHP | N | OP |  | Non-Fossil Fuel Type (Less than 10% Fossil Fuel) |  | Eastern
EXCLUDE | KS | KS-Eastern | Waste Management Rolling Meadows LFGTE | 57023 | GEN5 | LFG | IC | 0.8 | 0.8 | 0 | 0 | 0 |  | IPP Non-CHP | N | OP |  | Non-Fossil Fuel Type (Less than 10% Fossil Fuel) |  | Eastern
EXCLUDE | KS | KS-Eastern | Waste Management Rolling Meadows LFGTE | 57023 | GEN6 | LFG | IC | 0.8 | 0.8 | 0 | 0 | 0 |  | IPP Non-CHP | N | OP |  | Non-Fossil Fuel Type (Less than 10% Fossil Fuel) |  | Eastern
EXCLUDE | KS | KS-Eastern | Waste Management Rolling Meadows LFGTE | 57023 | GEN7 | LFG | IC | 0.8 | 0.8 | 0 | 0 | 0 |  | IPP Non-CHP | N | OP |  | Non-Fossil Fuel Type (Less than 10% Fossil Fuel) |  | Eastern
EXCLUDE | MI | MI-Eastern | Waste Management Northern Oaks LFGTE | 57024 | GEN1 | LFG | IC | 1.6 | 1.6 | 0 | 0 | 0 |  | IPP Non-CHP | N | OP |  | Non-Fossil Fuel Type (Less than 10% Fossil Fuel) |  | Eastern
EXCLUDE | AR | AR-Eastern | Waste Management Eco Vista LFGTE | 57025 | GEN1 | LFG | IC | 0.8 | 0.8 | 0 | 0 | 0 |  | IPP Non-CHP | N | OP |  | Non-Fossil Fuel Type (Less than 10% Fossil Fuel) |  | Eastern
EXCLUDE | AR | AR-Eastern | Waste Management Eco Vista LFGTE | 57025 | GEN2 | LFG | IC | 0.8 | 0.8 | 0 | 0 | 0 |  | IPP Non-CHP | N | OP |  | Non-Fossil Fuel Type (Less than 10% Fossil Fuel) |  | Eastern
EXCLUDE | AR | AR-Eastern | Waste Management Eco Vista LFGTE | 57025 | GEN3 | LFG | IC | 0.8 | 0.8 | 0 | 0 | 0 |  | IPP Non-CHP | N | OP |  | Non-Fossil Fuel Type (Less than 10% Fossil Fuel) |  | Eastern
EXCLUDE | AR | AR-Eastern | Waste Management Eco Vista LFGTE | 57025 | GEN4 | LFG | IC | 0.8 | 0.8 | 0 | 0 | 0 |  | IPP Non-CHP | N | OP |  | Non-Fossil Fuel Type (Less than 10% Fossil Fuel) |  | Eastern
EXCLUDE | AR | AR-Eastern | Waste Management Eco Vista LFGTE | 57025 | GEN5 | LFG | IC | 0.8 | 0.8 | 0 | 0 | 0 |  | IPP Non-CHP | N | OP |  | Non-Fossil Fuel Type (Less than 10% Fossil Fuel) |  | Eastern
EXCLUDE | GA | GA-Eastern | Superior Landfill Gas Recovery | 57026 | GEN1 | LFG | IC | 0.8 | 0.8 | 0 | 0 | 0 |  | IPP Non-CHP | N | OP |  | Non-Fossil Fuel Type (Less than 10% Fossil Fuel) |  | Eastern
EXCLUDE | GA | GA-Eastern | Superior Landfill Gas Recovery | 57026 | GEN2 | LFG | IC | 0.8 | 0.8 | 0 | 0 | 0 |  | IPP Non-CHP | N | OP |  | Non-Fossil Fuel Type (Less than 10% Fossil Fuel) |  | Eastern
EXCLUDE | GA | GA-Eastern | Superior Landfill Gas Recovery | 57026 | GEN3 | LFG | IC | 0.8 | 0.8 | 0 | 0 | 0 |  | IPP Non-CHP | N | OP |  | Non-Fossil Fuel Type (Less than 10% Fossil Fuel) |  | Eastern
EXCLUDE | GA | GA-Eastern | Superior Landfill Gas Recovery | 57026 | GEN4 | LFG | IC | 0.8 | 0.8 | 0 | 0 | 0 |  | IPP Non-CHP | N | OP |  | Non-Fossil Fuel Type (Less than 10% Fossil Fuel) |  | Eastern
EXCLUDE | GA | GA-Eastern | Superior Landfill Gas Recovery | 57026 | GEN5 | LFG | IC | 0.8 | 0.8 | 0 | 0 | 0 |  | IPP Non-CHP | N | OP |  | Non-Fossil Fuel Type (Less than 10% Fossil Fuel) |  | Eastern
EXCLUDE | GA | GA-Eastern | Superior Landfill Gas Recovery | 57026 | GEN6 | LFG | IC | 0.8 | 0.8 | 0 | 0 | 0 |  | IPP Non-CHP | N | OP |  | Non-Fossil Fuel Type (Less than 10% Fossil Fuel) |  | Eastern
EXCLUDE | GA | GA-Eastern | Superior Landfill Gas Recovery | 57026 | GEN7 | LFG | IC | 0.8 | 0.8 | 0 | 0 | 0 |  | IPP Non-CHP | N | OP |  | Non-Fossil Fuel Type (Less than 10% Fossil Fuel) |  | Eastern
EXCLUDE | GA | GA-Eastern | Superior Landfill Gas Recovery | 57026 | GEN8 | LFG | IC | 0.8 | 0.8 | 0 | 0 | 0 |  | IPP Non-CHP | N | OP |  | Non-Fossil Fuel Type (Less than 10% Fossil Fuel) |  | Eastern
EXCLUDE | CA | CA-Western | Canyon Power Plant | 57027 | CPP1 | NG | GT | 50 | 49.4 | 510 | 25422.75 | 16149.63 |  | Electric Utility | N | OP |  | Simple cycle unit |  | Western
EXCLUDE | CA | CA-Western | Canyon Power Plant | 57027 | CPP2 | NG | GT | 50 | 48 | 510 | 25422.75 | 14938.43 |  | Electric Utility | N | OP |  | Simple cycle unit |  | Western
EXCLUDE | CA | CA-Western | Canyon Power Plant | 57027 | CPP3 | NG | GT | 50 | 48 | 520 | 25422.75 | 14468.42 |  | Electric Utility | N | OP |  | Simple cycle unit |  | Western
EXCLUDE | CA | CA-Western | Canyon Power Plant | 57027 | CPP4 | NG | GT | 50 | 49.4 | 510 | 25422.75 | 16054.47 |  | Electric Utility | N | OP |  | Simple cycle unit |  | Western
UC NGCC - commenced in 2012 | ID | ID-Western | Langley Gulch Power Plant | 57028 | GTG | NG | CC | 187 | 175.8 | 2377 | 249683.46 | 115615.81 |  | Electric Utility | N | OP |  |  | Yes | Western
UC NGCC - commenced in 2012 | ID | ID-Western | Langley Gulch Power Plant | 57028 | STG | NG | CC | 131.5 | 122.9 | 2377 | 175579.54 | 81302.03 |  | Electric Utility | N | OP |  |  | Yes | Western
EXCLUDE | NC | NC-Eastern | Cleveland Cnty Generating Facility | 57029 | 1 | NG | GT | 184 | 180 | 2210 | 6539.43 | 5112.82 |  | IPP Non-CHP | N | OP |  | Simple cycle unit | Yes | Eastern
EXCLUDE | NC | NC-Eastern | Cleveland Cnty Generating Facility | 57029 | 2 | NG | GT | 184 | 180 | 2210 | 6539.43 | 5112.82 |  | IPP Non-CHP | N | OP |  | Simple cycle unit | Yes | Eastern
EXCLUDE | NC | NC-Eastern | Cleveland Cnty Generating Facility | 57029 | 3 | NG | GT | 184 | 180 | 2210 | 6539.43 | 5112.82 |  | IPP Non-CHP | N | OP |  | Simple cycle unit | Yes | Eastern
EXCLUDE | NC | NC-Eastern | Cleveland Cnty Generating Facility | 57029 | 4 | NG | GT | 184 | 180 | 2210 | 6539.43 | 5112.82 |  | IPP Non-CHP | N | OP |  | Simple cycle unit | Yes | Eastern
EXCLUDE | NC | NC-Eastern | Cleveland Cnty Generating Facility | 57029 | 5 | NG | GT | 184 | 180.8 | 0 | 0 | 0 |  | IPP Non-CHP | N | IP |  | Status of Operation (IP, L, P, T) |  | Eastern
EXCLUDE | NC | NC-Eastern | Cleveland Cnty Generating Facility | 57029 | 6 | NG | GT | 184 | 180.8 | 0 | 0 | 0 |  | IPP Non-CHP | N | IP |  | Status of Operation (IP, L, P, T) |  | Eastern
EXCLUDE | NC | NC-Eastern | Cleveland Cnty Generating Facility | 57029 | 7 | NG | GT | 184 | 180.8 | 0 | 0 | 0 |  | IPP Non-CHP | N | IP |  | Status of Operation (IP, L, P, T) |  | Eastern
EXCLUDE | NC | NC-Eastern | Cleveland Cnty Generating Facility | 57029 | 8 | NG | GT | 184 | 180.8 | 0 | 0 | 0 |  | IPP Non-CHP | N | IP |  | Status of Operation (IP, L, P, T) |  | Eastern
EXCLUDE | SC | SC-Eastern | Pacolet Diesel Generation Facility | 57030 | DI1 | DFO | IC | 1.8 | 1.8 | 0 | 0 | 0 |  | Electric Utility | N | OP |  | Internal Combustion |  | Eastern
EXCLUDE | SC | SC-Eastern | Pacolet Diesel Generation Facility | 57030 | DI2 | DFO | IC | 1.8 | 1.8 | 0 | 0 | 0 |  | Electric Utility | N | OP |  | Internal Combustion |  | Eastern
EXCLUDE | SC | SC-Eastern | Pacolet Diesel Generation Facility | 57030 | DI3 | DFO | IC | 1.8 | 1.8 | 0 | 0 | 0 |  | Electric Utility | N | OP |  | Internal Combustion |  | Eastern
EXCLUDE | ND | ND-Eastern | Luverne Wind Farm | 57031 | 1 | WND | WT | 49.5 | 4 | 0 | 175014 | 0 |  | Electric Utility | N | OP |  | Non Combustion (NUC, WAT, WND, GEO, or SUN) |  | Eastern
EXCLUDE | ND | ND-Eastern | Ashtabula Wind Energy Center | 57032 | 1 | WND | WT | 48 | 48 | 0 | 154883 | 0 |  | Electric Utility | N | OP |  | Non Combustion (NUC, WAT, WND, GEO, or SUN) |  | Eastern
EXCLUDE | ND | ND-Eastern | Langdon Wind Energy Center | 57033 | 1 | WND | WT | 40.5 | 40.5 | 0 | 143499 | 0 |  | Electric Utility | N | OP |  | Non Combustion (NUC, WAT, WND, GEO, or SUN) |  | Eastern
EXCLUDE | MN | MN-Eastern | Willmar Municipal East Substation | 57034 | E04 | DFO | IC | 2 | 2 | 0 | 0 | 0 |  | Electric Utility | N | OP |  | Internal Combustion |  | Eastern
EXCLUDE | MN | MN-Eastern | Willmar Municipal East Substation | 57034 | E05 | DFO | IC | 2 | 2 | 0 | 0 | 0 |  | Electric Utility | N | OP |  | Internal Combustion |  | Eastern
EXCLUDE | MN | MN-Eastern | Willmar Municipal East Substation | 57034 | E06 | DFO | IC | 2 | 2 | 0 | 0 | 0 |  | Electric Utility | N | OP |  | Internal Combustion |  | Eastern
EXCLUDE | MN | MN-Eastern | Willmar Municipal SW Substation | 57035 | SW01 | DFO | IC | 2 | 2 | 0 | 0 | 0 |  | Electric Utility | N | OP |  | Internal Combustion |  | Eastern
EXCLUDE | MN | MN-Eastern | Willmar Municipal SW Substation | 57035 | SW02 | DFO | IC | 2 | 2 | 0 | 0 | 0 |  | Electric Utility | N | OP |  | Internal Combustion |  | Eastern
EXCLUDE | MN | MN-Eastern | Willmar Municipal SW Substation | 57035 | SW03 | DFO | IC | 2 | 2 | 0 | 0 | 0 |  | Electric Utility | N | OP |  | Internal Combustion |  | Eastern
EXCLUDE | AK | AK-Alaska | Southcentral Power Plant | 57036 | 1 | NG | CC | 47.6 | 42 | 0 | 0 | 0 |  | Electric Utility | N | V |  | State not covered under final 111(d) |  | Alaska
EXCLUDE | AK | AK-Alaska | Southcentral Power Plant | 57036 | 2 | NG | CC | 47.6 | 42 | 0 | 0 | 0 |  | Electric Utility | N | V |  | State not covered under final 111(d) |  | Alaska
EXCLUDE | AK | AK-Alaska | Southcentral Power Plant | 57036 | 3 | NG | CC | 47.6 | 42 | 0 | 0 | 0 |  | Electric Utility | N | V |  | State not covered under final 111(d) |  | Alaska
EXCLUDE | AK | AK-Alaska | Southcentral Power Plant | 57036 | 4 | NG | CC | 57.5 | 52.4 | 0 | 0 | 0 |  | Electric Utility | N | V |  | State not covered under final 111(d) |  | Alaska
UC - Coal | MS | MS-Eastern | Kemper County IGCC Project | 57037 | 1A | SGC | CC | 235.4 | 153.8 | 0 | 0 | 0 |  | Electric Utility | N | U |  |  |  | Eastern
UC - Coal | MS | MS-Eastern | Kemper County IGCC Project | 57037 | 1B | SGC | CC | 235.4 | 153.8 | 0 | 0 | 0 |  | Electric Utility | N | U |  |  |  | Eastern
UC - Coal | MS | MS-Eastern | Kemper County IGCC Project | 57037 | 1C | SGC | CC | 369 | 285.4 | 0 | 0 | 0 |  | Electric Utility | N | U |  |  |  | Eastern
EXCLUDE | ND | ND-Eastern | Bison I Wind Energy Center | 57038 | PHS1 | WND | WT | 36.8 | 36.8 | 0 | 129770.69 | 0 |  | Electric Utility | N | OP |  | Non Combustion (NUC, WAT, WND, GEO, or SUN) |  | Eastern
EXCLUDE | ND | ND-Eastern | Bison I Wind Energy Center | 57038 | PHS2 | WND | WT | 42.7 | 45 | 0 | 150576.31 | 0 |  | Electric Utility | N | OP |  | Non Combustion (NUC, WAT, WND, GEO, or SUN) | Yes | Eastern
EXCLUDE | WY | WY-Western | McFadden Ridge | 57039 | 1 | WND | WT | 29.7 | 28.5 | 0 | 94789 | 0 |  | Electric Utility | N | OP |  | Non Combustion (NUC, WAT, WND, GEO, or SUN) |  | Western
EXCLUDE | WY | WY-Western | High Plains | 57040 | 1 | WND | WT | 103.3 | 99 | 0 | 316599 | 0 |  | Electric Utility | N | OP |  | Non Combustion (NUC, WAT, WND, GEO, or SUN) |  | Western
EXCLUDE | CA | CA-Western | Vaca Dixon Solar Station | 57041 | 1 | SUN | PV | 2 | 2.5 | 0 | 4221 | 0 |  | Electric Utility | N | OP |  | Non Combustion (NUC, WAT, WND, GEO, or SUN) |  | Western
EXCLUDE | CA | CA-Western | CSU East Bay | 57042 | 1 | NG | FC | 1.4 | 1.4 | 0 | 11192 | 5724.23 |  | Electric Utility | Y | OP |  | Fuel Cell |  | Western
EXCLUDE | CA | CA-Western | SF State University | 57043 | 1 | NG | FC | 0.2 | 0.2 | 0 | 1426.63 | 731.07 |  | Electric Utility | N | OP |  | Fuel Cell |  | Western
EXCLUDE | CA | CA-Western | SF State University | 57043 | 2 | NG | FC | 1.4 | 1.4 | 0 | 9986.38 | 5117.48 |  | Electric Utility | Y | OP |  | Fuel Cell |  | Western
EXCLUDE | PA | PA-Eastern | Armenia Mountain Wind Farm | 57044 | 1 | WND | WT | 100.5 | 100.5 | 0 | 248241 | 0 |  | IPP Non-CHP | N | OP |  | Non Combustion (NUC, WAT, WND, GEO, or SUN) |  | Eastern
EXCLUDE | SD | SD-Eastern | Rolling Thunder Wind Farm | 57045 | 1 | WND | WT | 25 | 25 | 0 | 94472 | 0 |  | IPP Non-CHP | N | OP |  | Non Combustion (NUC, WAT, WND, GEO, or SUN) |  | Eastern
EXCLUDE | NE | NE-Eastern | Archer Daniels Midland Columbus | 57046 | GEN1 | SUB | ST | 71.4 | 61 | 0 | 298511 | 1123501.99 |  | Industrial CHP | Y | OP |  | Commercial/Industrial Unit |  | Eastern
EXCLUDE | MN | MN-Eastern | Nobles Wind Project | 57047 | 1 | WND | WT | 201 | 201 | 0 | 645508 | 0 |  | Electric Utility | N | OP |  | Non Combustion (NUC, WAT, WND, GEO, or SUN) |  | Eastern
EXCLUDE | ND | ND-Eastern | Merricourt Wind Project | 57048 | 1 | WND | WT | 150 | 150 | 0 | 0 | 0 |  | Electric Utility | N | IP |  | Status of Operation (IP, L, P, T) |  | Eastern
EXCLUDE | MT | MT-Western | NaturEner Glacier Wind Energy 1 | 57049 | NGW1 | WND | WT | 106.5 | 104.2 | 0 | 290267.01 | 0 |  | IPP Non-CHP | N | OP |  | Non Combustion (NUC, WAT, WND, GEO, or SUN) |  | Western
EXCLUDE | MT | MT-Western | NaturEner Glacier Wind Energy 2 | 57050 | NGW2 | WND | WT | 103.5 | 100 | 0 | 286947.54 | 0 |  | IPP Non-CHP | N | OP |  | Non Combustion (NUC, WAT, WND, GEO, or SUN) |  | Western
EXCLUDE | AK | AK-Alaska | Noatak | 57051 | UNIT2 | JF | IC | 0.3 | 0.3 | 0 | 0 | 0 |  | Electric Utility | Y | OP |  | State not covered under final 111(d) |  | Alaska
EXCLUDE | AK | AK-Alaska | Noatak | 57051 | UNIT4 | JF | IC | 0.5 | 0.5 | 0 | 0 | 0 |  | Electric Utility | Y | OP |  | State not covered under final 111(d) |  | Alaska
EXCLUDE | AK | AK-Alaska | Noatak | 57051 | UNIT5 | JF | IC | 0.4 | 0.4 | 0 | 0 | 0 |  | Electric Utility | Y | OP |  | State not covered under final 111(d) |  | Alaska
EXCLUDE | AK | AK-Alaska | Savoonga | 57052 | UNIT1 | JF | IC | 0.4 | 0.4 | 0 | 0 | 0 |  | Electric Utility | Y | OP |  | State not covered under final 111(d) |  | Alaska
EXCLUDE | AK | AK-Alaska | Savoonga | 57052 | UNIT2 | JF | IC | 0.5 | 0.5 | 0 | 0 | 0 |  | Electric Utility | Y | OP |  | State not covered under final 111(d) |  | Alaska
EXCLUDE | AK | AK-Alaska | Savoonga | 57052 | UNIT3 | JF | IC | 0.8 | 0.8 | 0 | 0 | 0 |  | Electric Utility | Y | OP |  | State not covered under final 111(d) |  | Alaska
EXCLUDE | AK | AK-Alaska | Alakanuk | 57053 | G309 | JF | IC | 0.5 | 0.5 | 0 | 0 | 0 |  | Electric Utility | Y | IP |  | State not covered under final 111(d) |  | Alaska
EXCLUDE | AK | AK-Alaska | Alakanuk | 57053 | UNIT1 | JF | IC | 0.4 | 0.4 | 0 | 0 | 0 |  | Electric Utility | Y | OP |  | State not covered under final 111(d) |  | Alaska
EXCLUDE | AK | AK-Alaska | Alakanuk | 57053 | UNIT2 | JF | IC | 0.5 | 0.5 | 0 | 0 | 0 |  | Electric Utility | Y | OP |  | State not covered under final 111(d) |  | Alaska
EXCLUDE | AK | AK-Alaska | Alakanuk | 57053 | UNIT3 | JF | IC | 0.4 | 0.4 | 0 | 0 | 0 |  | Electric Utility | Y | OP |  | State not covered under final 111(d) |  | Alaska
EXCLUDE | AK | AK-Alaska | Alakanuk | 57053 | UNIT4 | JF | IC | 0.8 | 0.8 | 0 | 0 | 0 |  | Electric Utility | N | P |  | State not covered under final 111(d) |  | Alaska
EXCLUDE | AK | AK-Alaska | Upper Kalskag | 57054 | UNIT1 | JF | IC | 0.2 | 0.2 | 0 | 0 | 0 |  | Electric Utility | Y | OP |  | State not covered under final 111(d) |  | Alaska
EXCLUDE | AK | AK-Alaska | Upper Kalskag | 57054 | UNIT2 | JF | IC | 0.4 | 0.4 | 0 | 0 | 0 |  | Electric Utility | Y | OP |  | State not covered under final 111(d) |  | Alaska
EXCLUDE | AK | AK-Alaska | Upper Kalskag | 57054 | UNIT3 | JF | IC | 0.5 | 0.5 | 0 | 0 | 0 |  | Electric Utility | Y | OP |  | State not covered under final 111(d) |  | Alaska
EXCLUDE | AK | AK-Alaska | Stebbins | 57055 | 1 | JF | IC | 0.5 | 0.5 | 0 | 0 | 0 |  | Electric Utility | N | L |  | State not covered under final 111(d) |  | Alaska
EXCLUDE | AK | AK-Alaska | Stebbins | 57055 | 2 | JF | IC | 0.5 | 0.5 | 0 | 0 | 0 |  | Electric Utility | N | L |  | State not covered under final 111(d) |  | Alaska
EXCLUDE | AK | AK-Alaska | Stebbins | 57055 | 3 | JF | IC | 0.5 | 0.5 | 0 | 0 | 0 |  | Electric Utility | N | L |  | State not covered under final 111(d) |  | Alaska
EXCLUDE | AK | AK-Alaska | Stebbins | 57055 | 4 | JF | IC | 0.5 | 0.5 | 0 | 0 | 0 |  | Electric Utility | N | L |  | State not covered under final 111(d) |  | Alaska
EXCLUDE | AK | AK-Alaska | Stebbins | 57055 | UNIT1 | JF | IC | 0.5 | 0.5 | 0 | 0 | 0 |  | Electric Utility | Y | OP | 2013 | State not covered under final 111(d) |  | Alaska
EXCLUDE | AK | AK-Alaska | Stebbins | 57055 | UNIT2 | JF | IC | 0.4 | 0.4 | 0 | 0 | 0 |  | Electric Utility | Y | OP | 2013 | State not covered under final 111(d) |  | Alaska
EXCLUDE | AK | AK-Alaska | Stebbins | 57055 | UNIT3 | JF | IC | 0.3 | 0.3 | 0 | 0 | 0 |  | Electric Utility | Y | OP | 2013 | State not covered under final 111(d) |  | Alaska
EXCLUDE | AK | AK-Alaska | Scammon Bay | 57056 | UNIT1 | JF | IC | 0.4 | 0.4 | 0 | 0 | 0 |  | Electric Utility | Y | OP |  | State not covered under final 111(d) |  | Alaska
EXCLUDE | AK | AK-Alaska | Scammon Bay | 57056 | UNIT2 | JF | IC | 0.4 | 0.4 | 0 | 0 | 0 |  | Electric Utility | Y | OP |  | State not covered under final 111(d) |  | Alaska
EXCLUDE | AK | AK-Alaska | Scammon Bay | 57056 | UNIT3 | JF | IC | 0.5 | 0.5 | 0 | 0 | 0 |  | Electric Utility | Y | OP |  | State not covered under final 111(d) |  | Alaska
EXCLUDE | AK | AK-Alaska | Quinhagak | 57057 | UNIT1 | JF | IC | 0.4 | 0.4 | 0 | 0 | 0 |  | Electric Utility | Y | OP |  | State not covered under final 111(d) |  | Alaska
EXCLUDE | AK | AK-Alaska | Quinhagak | 57057 | UNIT2 | JF | IC | 0.3 | 0.3 | 0 | 0 | 0 |  | Electric Utility | Y | OP |  | State not covered under final 111(d) |  | Alaska
EXCLUDE | AK | AK-Alaska | Quinhagak | 57057 | UNIT3 | JF | IC | 0.4 | 0.4 | 0 | 0 | 0 |  | Electric Utility | Y | OP |  | State not covered under final 111(d) |  | Alaska
EXCLUDE | AK | AK-Alaska | Pilot Station | 57058 | UNIT1 | JF | IC | 0.4 | 0.4 | 0 | 0 | 0 |  | Electric Utility | Y | OP |  | State not covered under final 111(d) |  | Alaska
EXCLUDE | AK | AK-Alaska | Pilot Station | 57058 | UNIT2 | JF | IC | 0.5 | 0.5 | 0 | 0 | 0 |  | Electric Utility | Y | OP |  | State not covered under final 111(d) |  | Alaska
EXCLUDE | AK | AK-Alaska | Pilot Station | 57058 | UNIT3 | JF | IC | 0.3 | 0.3 | 0 | 0 | 0 |  | Electric Utility | Y | OP |  | State not covered under final 111(d) |  | Alaska
EXCLUDE | AK | AK-Alaska | Koyuk | 57059 | UNIT1 | JF | IC | 0.2 | 0.2 | 0 | 0 | 0 |  | Electric Utility | Y | OP |  | State not covered under final 111(d) |  | Alaska
EXCLUDE | AK | AK-Alaska | Koyuk | 57059 | UNIT2 | JF | IC | 0.4 | 0.4 | 0 | 0 | 0 |  | Electric Utility | Y | OP |  | State not covered under final 111(d) |  | Alaska
EXCLUDE | AK | AK-Alaska | Koyuk | 57059 | UNIT3 | JF | IC | 0.5 | 0.5 | 0 | 0 | 0 |  | Electric Utility | Y | OP |  | State not covered under final 111(d) |  | Alaska
EXCLUDE | AK | AK-Alaska | Elim | 57060 | UNIT1 | JF | IC | 0.2 | 0.2 | 0 | 0 | 0 |  | Electric Utility | Y | OP |  | State not covered under final 111(d) |  | Alaska
EXCLUDE | AK | AK-Alaska | Elim | 57060 | UNIT2 | JF | IC | 0.4 | 0.4 | 0 | 0 | 0 |  | Electric Utility | Y | OP |  | State not covered under final 111(d) |  | Alaska
EXCLUDE | AK | AK-Alaska | Elim | 57060 | UNIT3 | JF | IC | 1 | 0.5 | 0 | 0 | 0 |  | Electric Utility | Y | OP |  | State not covered under final 111(d) |  | Alaska
EXCLUDE | AK | AK-Alaska | St. Michael | 57061 | UNIT1 | JF | IC | 0.5 | 0.5 | 0 | 0 | 0 |  | Electric Utility | Y | OP |  | State not covered under final 111(d) |  | Alaska
EXCLUDE | AK | AK-Alaska | St. Michael | 57061 | UNIT2 | JF | IC | 0.3 | 0.3 | 0 | 0 | 0 |  | Electric Utility | Y | OP |  | State not covered under final 111(d) |  | Alaska
EXCLUDE | AK | AK-Alaska | St. Michael | 57061 | UNIT3 | JF | IC | 0.2 | 0.2 | 0 | 0 | 0 |  | Electric Utility | Y | OP |  | State not covered under final 111(d) |  | Alaska
EXCLUDE | AK | AK-Alaska | Gambell | 57062 | UNIT1 | JF | IC | 0.3 | 0.3 | 0 | 0 | 0 |  | Electric Utility | Y | OP |  | State not covered under final 111(d) |  | Alaska
EXCLUDE | AK | AK-Alaska | Gambell | 57062 | UNIT2 | JF | IC | 0.5 | 0.5 | 0 | 0 | 0 |  | Electric Utility | Y | OP |  | State not covered under final 111(d) |  | Alaska
EXCLUDE | AK | AK-Alaska | Gambell | 57062 | UNIT3 | JF | IC | 0.8 | 0.8 | 0 | 0 | 0 |  | Electric Utility | Y | OP |  | State not covered under final 111(d) |  | Alaska
EXCLUDE | AK | AK-Alaska | Shungnak | 57063 | UNIT1 | JF | IC | 0.2 | 0.2 | 0 | 0 | 0 |  | Electric Utility | Y | OP |  | State not covered under final 111(d) |  | Alaska
EXCLUDE | AK | AK-Alaska | Shungnak | 57063 | UNIT2 | JF | IC | 0.3 | 0.3 | 0 | 0 | 0 |  | Electric Utility | Y | OP |  | State not covered under final 111(d) |  | Alaska
EXCLUDE | AK | AK-Alaska | Shungnak | 57063 | UNIT3 | JF | IC | 0.3 | 0.3 | 0 | 0 | 0 |  | Electric Utility | Y | OP |  | State not covered under final 111(d) |  | Alaska
EXCLUDE | AK | AK-Alaska | Shungnak | 57063 | UNIT4 | JF | IC | 0.4 | 0.4 | 0 | 0 | 0 |  | Electric Utility | Y | OP |  | State not covered under final 111(d) |  | Alaska
EXCLUDE | AK | AK-Alaska | Kotlik | 57064 | UNIT1 | JF | IC | 0.3 | 0.3 | 0 | 0 | 0 |  | Electric Utility | Y | OP |  | State not covered under final 111(d) |  | Alaska
EXCLUDE | AK | AK-Alaska | Kotlik | 57064 | UNIT2 | JF | IC | 0.3 | 0.3 | 0 | 0 | 0 |  | Electric Utility | Y | OP |  | State not covered under final 111(d) |  | Alaska
EXCLUDE | AK | AK-Alaska | Kotlik | 57064 | UNIT3 | JF | IC | 0.4 | 0.5 | 0 | 0 | 0 |  | Electric Utility | Y | OP |  | State not covered under final 111(d) |  | Alaska
EXCLUDE | AK | AK-Alaska | Kotlik | 57064 | UNIT4 | JF | IC | 0.4 | 0.5 | 0 | 0 | 0 |  | Electric Utility | Y | OP |  | State not covered under final 111(d) |  | Alaska
EXCLUDE | AK | AK-Alaska | Kivalina | 57065 | UNIT1 | JF | IC | 0.2 | 0.2 | 0 | 0 | 0 |  | Electric Utility | Y | OP |  | State not covered under final 111(d) |  | Alaska
EXCLUDE | AK | AK-Alaska | Kivalina | 57065 | UNIT2 | JF | IC | 0.3 | 0.3 | 0 | 0 | 0 |  | Electric Utility | Y | OP |  | State not covered under final 111(d) |  | Alaska
EXCLUDE | AK | AK-Alaska | Kivalina | 57065 | UNIT3 | JF | IC | 0.2 | 0.2 | 0 | 0 | 0 |  | Electric Utility | Y | OP |  | State not covered under final 111(d) |  | Alaska
EXCLUDE | AK | AK-Alaska | Kivalina | 57065 | UNIT4 | JF | IC | 0.4 | 0.4 | 0 | 0 | 0 |  | Electric Utility | Y | OP |  | State not covered under final 111(d) |  | Alaska
EXCLUDE | AK | AK-Alaska | Kasigluk | 57066 | 5A | JF | IC | 0.7 | 0.7 | 0 | 0 | 0 |  | Electric Utility | Y | OP |  | State not covered under final 111(d) |  | Alaska
EXCLUDE | AK | AK-Alaska | Kasigluk | 57066 | UNIT1 | JF | IC | 0.4 | 0.4 | 0 | 0 | 0 |  | Electric Utility | Y | OP |  | State not covered under final 111(d) |  | Alaska
EXCLUDE | AK | AK-Alaska | Kasigluk | 57066 | UNIT2 | JF | IC | 0.5 | 0.5 | 0 | 0 | 0 |  | Electric Utility | Y | OP |  | State not covered under final 111(d) |  | Alaska
EXCLUDE | AK | AK-Alaska | Toksook Bay | 57067 | UNIT1 | JF | IC | 0.4 | 0.4 | 0 | 0 | 0 |  | Electric Utility | Y | OP |  | State not covered under final 111(d) |  | Alaska
EXCLUDE | AK | AK-Alaska | Toksook Bay | 57067 | UNIT2 | JF | IC | 0.5 | 0.5 | 0 | 0 | 0 |  | Electric Utility | Y | OP |  | State not covered under final 111(d) |  | Alaska
EXCLUDE | AK | AK-Alaska | Toksook Bay | 57067 | UNIT3 | JF | IC | 0.8 | 0.8 | 0 | 0 | 0 |  | Electric Utility | Y | OP |  | State not covered under final 111(d) |  | Alaska
EXCLUDE | CT | CT-Eastern | GenConn Middletown LLC | 57068 | 12 | KER | GT | 60.5 | 48.5 | 0 | 414.5 | 701.82 |  | IPP Non-CHP | N | OP |  | Simple cycle unit |  | Eastern
EXCLUDE | CT | CT-Eastern | GenConn Middletown LLC | 57068 | 13 | KER | GT | 60.5 | 48.5 | 0 | 414.5 | 701.82 |  | IPP Non-CHP | N | OP |  | Simple cycle unit |  | Eastern
EXCLUDE | CT | CT-Eastern | GenConn Middletown LLC | 57068 | 14 | KER | GT | 60.5 | 48.5 | 0 | 414.5 | 701.82 |  | IPP Non-CHP | N | OP |  | Simple cycle unit |  | Eastern
EXCLUDE | CT | CT-Eastern | GenConn Middletown LLC | 57068 | 15 | KER | GT | 60.5 | 48.5 | 0 | 414.5 | 701.82 |  | IPP Non-CHP | N | OP |  | Simple cycle unit |  | Eastern
EXCLUDE | MN | MN-Eastern | Twin Cities Hydro LLC | 57069 | 1 | WAT | HY | 4.5 | 4.5 | 0 | 21159.25 | 0 |  | IPP Non-CHP | N | OP |  | Non Combustion (NUC, WAT, WND, GEO, or SUN) |  | Eastern
EXCLUDE | MN | MN-Eastern | Twin Cities Hydro LLC | 57069 | 2 | WAT | HY | 4.5 | 4.5 | 0 | 21159.25 | 0 |  | IPP Non-CHP | N | OP |  | Non Combustion (NUC, WAT, WND, GEO, or SUN) |  | Eastern
EXCLUDE | MN | MN-Eastern | Twin Cities Hydro LLC | 57069 | 3 | WAT | HY | 4.5 | 4.5 | 0 | 21159.25 | 0 |  | IPP Non-CHP | N | OP |  | Non Combustion (NUC, WAT, WND, GEO, or SUN) |  | Eastern
EXCLUDE | MN | MN-Eastern | Twin Cities Hydro LLC | 57069 | 4 | WAT | HY | 4.5 | 4.5 | 0 | 21159.25 | 0 |  | IPP Non-CHP | N | OP |  | Non Combustion (NUC, WAT, WND, GEO, or SUN) |  | Eastern
EXCLUDE | CT | CT-Eastern | GenConn Devon LLC | 57070 | 15 | KER | GT | 60.5 | 46.9 | 0 | 1007.25 | 823.52 |  | IPP Non-CHP | N | OP |  | Simple cycle unit |  | Eastern
EXCLUDE | CT | CT-Eastern | GenConn Devon LLC | 57070 | 16 | KER | GT | 60.5 | 46.9 | 0 | 1007.25 | 823.52 |  | IPP Non-CHP | N | OP |  | Simple cycle unit |  | Eastern
EXCLUDE | CT | CT-Eastern | GenConn Devon LLC | 57070 | 17 | KER | GT | 60.5 | 46.9 | 0 | 1007.25 | 823.52 |  | IPP Non-CHP | N | OP |  | Simple cycle unit |  | Eastern
EXCLUDE | CT | CT-Eastern | GenConn Devon LLC | 57070 | 18 | KER | GT | 60.5 | 46.9 | 0 | 1007.25 | 823.52 |  | IPP Non-CHP | N | OP |  | Simple cycle unit |  | Eastern
EXCLUDE | TX | TX-ERCOT | Denton Power LLC | 57071 | 1 | LFG | IC | 1.6 | 1.6 | 0 | 0 | 0 |  | IPP Non-CHP | N | OP |  | Non-Fossil Fuel Type (Less than 10% Fossil Fuel) |  | ERCOT
EXCLUDE | IL | IL-Eastern | Granite City Works | 57072 | G-1 | BFG | ST | 78 | 78 | 0 | 181929 | 358228.08 |  | Industrial CHP | Y | OP |  | Commercial/Industrial Unit |  | Eastern
EXCLUDE | CA | CA-Western | Ivanpah 2 | 57073 | ST1 | SUN | ST | 133 | 133 | 0 | 0 | 0 |  | IPP Non-CHP | N | V |  | Status of Operation (IP, L, P, T) |  | Western
EXCLUDE | CA | CA-Western | Ivanpah 1 | 57074 | ST1 | SUN | ST | 125 | 125 | 0 | 0 | 0 |  | IPP Non-CHP | N | V |  | Status of Operation (IP, L, P, T) |  | Western
EXCLUDE | CA | CA-Western | Ivanpah 3 | 57075 | ST1 | SUN | ST | 133 | 133 | 0 | 0 | 0 |  | IPP Non-CHP | N | V |  | Status of Operation (IP, L, P, T) |  | Western
EXCLUDE | GA | GA-Eastern | South Columbus Water Resource Facility | 57076 | GEN1 | OBG | IC | 1.8 | 1.8 | 0 | 0 | 0 |  | Commercial CHP | Y | OP |  | Commercial/Industrial Unit |  | Eastern
EXCLUDE | GA | GA-Eastern | South Columbus Water Resource Facility | 57076 | GEN2 | OBG | IC | 1.8 | 1.8 | 0 | 0 | 0 |  | Commercial CHP | Y | OP |  | Commercial/Industrial Unit |  | Eastern
EXCLUDE | NY | NY-Eastern | Steel Winds II | 57078 | 1 | WND | WT | 15 | 15 | 0 | 33373 | 0 |  | IPP Non-CHP | N | OP |  | Non Combustion (NUC, WAT, WND, GEO, or SUN) | Yes | Eastern
EXCLUDE | UT | UT-Western | Milford Wind Corridor I LLC | 57079 | 1 | WND | WT | 203.5 | 203.5 | 0 | 457145 | 0 |  | IPP Non-CHP | N | OP |  | Non Combustion (NUC, WAT, WND, GEO, or SUN) |  | Western
EXCLUDE | VT | VT-Eastern | Sheffield Wind | 57080 | 1 | WND | WT | 40 | 40 | 0 | 80869 | 0 |  | IPP Non-CHP | N | OP |  | State not covered under final 111(d) |  | Eastern
EXCLUDE | NJ | NJ-Eastern | Calpine Vineland Solar LLC | 57081 | CVS1 | SUN | PV | 2.3 | 2.3 | 0 | 3849.41 | 0 |  | IPP Non-CHP | N | OP |  | Non Combustion (NUC, WAT, WND, GEO, or SUN) |  | Eastern
EXCLUDE | NJ | NJ-Eastern | Calpine Vineland Solar LLC | 57081 | CVS2 | SUN | PV | 1.8 | 1.8 | 0 | 3012.59 | 0 |  | IPP Non-CHP | N | OP |  | Non Combustion (NUC, WAT, WND, GEO, or SUN) |  | Eastern
EXCLUDE | HI | HI-Hawaii | Kaheawa Wind Power II LLC | 57082 | 1 | WND | WT | 21 | 21 | 0 | 28501 | 0 |  | IPP Non-CHP | N | OP |  | State not covered under final 111(d) | Yes | Hawaii
EXCLUDE | HI | HI-Hawaii | Kaheawa Wind Power II LLC | 57082 | 2 | MWH | BA | 10 | 10 | 0 | 0 | 0 |  | IPP Non-CHP | N | OP |  | State not covered under final 111(d) | Yes | Hawaii
EXCLUDE | ME | ME-Eastern | Bull Hill Wind Project | 57083 | 1 | WND | WT | 34.5 | 34.5 | 0 | 16626 | 0 |  | IPP Non-CHP | N | OP |  | Non Combustion (NUC, WAT, WND, GEO, or SUN) | Yes | Eastern
EXCLUDE | AK | AK-Alaska | Lake Dorothy Hydroelectric Project | 57085 | 1 | WAT | HY | 14.3 | 14.3 | 0 | 84467 | 0 |  | Electric Utility | N | OP |  | State not covered under final 111(d) |  | Alaska
EXCLUDE | HI | HI-Hawaii | Kahuku Wind Power LLC | 57087 | 1 | WND | WT | 30 | 30 | 0 | 52452 | 0 |  | IPP Non-CHP | N | OA |  | State not covered under final 111(d) |  | Hawaii
EXCLUDE | HI | HI-Hawaii | Kahuku Wind Power LLC | 57087 | 2 | MWH | BA | 15 | 15 | 0 | 0 | 0 |  | IPP Non-CHP | N | OS |  | State not covered under final 111(d) |  | Hawaii
EXCLUDE | ME | ME-Eastern | Bowers Wind Project | 57088 | 1 | WND | WT | 48 | 48 | 0 | 0 | 0 |  | IPP Non-CHP | N | L |  | Status of Operation (IP, L, P, T) |  | Eastern
EXCLUDE | WY | WY-Western | Campbell Hill Windpower | 57090 | CHWF | WND | WT | 99 | 99 | 0 | 339071 | 0 |  | IPP Non-CHP | N | OP |  | Non Combustion (NUC, WAT, WND, GEO, or SUN) |  | Western
EXCLUDE | WY | WY-Western | Silver Sage Windpower | 57091 | SSW01 | WND | WT | 42 | 42 | 0 | 128867 | 0 |  | IPP Non-CHP | N | OP |  | Non Combustion (NUC, WAT, WND, GEO, or SUN) |  | Western
EXCLUDE | WY | WY-Western | Casper Wind Farm | 57093 | CWGT | WND | WT | 17 | 17 | 0 | 45768 | 0 |  | IPP Non-CHP | N | OP |  | Non Combustion (NUC, WAT, WND, GEO, or SUN) |  | Western
EXCLUDE | IL | IL-Eastern | Streator Cayuga Ridge South | 57094 | 1 | WND | WT | 300 | 300 | 0 | 856431 | 0 |  | IPP Non-CHP | N | OP |  | Non Combustion (NUC, WAT, WND, GEO, or SUN) |  | Eastern
EXCLUDE | TX | TX-ERCOT | Penascal II Wind Project LLC | 57095 | 1 | WND | WT | 201 | 201 | 0 | 584703 | 0 |  | IPP Non-CHP | N | OP |  | Non Combustion (NUC, WAT, WND, GEO, or SUN) |  | ERCOT
EXCLUDE | OR | OR-Western | Star Point Wind Project LLC | 57096 | 1 | WND | WT | 98.7 | 98.7 | 0 | 223047 | 0 |  | IPP Non-CHP | N | OP |  | Non Combustion (NUC, WAT, WND, GEO, or SUN) |  | Western
EXCLUDE | ND | ND-Eastern | Rugby Wind Power Project | 57097 | 1 | WND | WT | 149 | 149 | 0 | 405292 | 0 |  | IPP Non-CHP | N | OP |  | Non Combustion (NUC, WAT, WND, GEO, or SUN) |  | Eastern
EXCLUDE | AZ | AZ-Western | Dry Lake Wind LLC | 57098 | 1 | WND | WT | 63 | 63 | 0 | 112688 | 0 |  | IPP Non-CHP | N | OP |  | Non Combustion (NUC, WAT, WND, GEO, or SUN) |  | Western
EXCLUDE | WA | WA-Western | Simpson Tacoma Kraft Biomass | 57099 | STG1 | BLQ | ST | 64 | 55 | 0 | 265151 | 993897.74 |  | Industrial CHP | Y | OP |  | Commercial/Industrial Unit |  | Western
EXCLUDE | CA | CA-Western | Santa Maria LFG Power Plant | 57100 | EN01 | LFG | IC | 1.1 | 1 | 0 | 0 | 0 |  | IPP CHP | Y | OP |  | Non-Fossil Fuel Type (Less than 10% Fossil Fuel) |  | Western
EXCLUDE | CA | CA-Western | J&A-Santa Maria II LLC | 57101 | 1 | LFG | IC | 1.4 | 1.4 | 0 | 0 | 0 |  | IPP CHP | Y | OP |  | Non-Fossil Fuel Type (Less than 10% Fossil Fuel) |  | Western
EXCLUDE | CA | CA-Western | Whittier LFG Power Plant #1 | 57102 | EN01 | LFG | IC | 1.1 | 1 | 0 | 0 | 0 |  | IPP CHP | Y | OP |  | Non-Fossil Fuel Type (Less than 10% Fossil Fuel) |  | Western
EXCLUDE | CA | CA-Western | Whittier LFG Power Plant #1 | 57102 | EN02 | LFG | IC | 1.1 | 1 | 0 | 0 | 0 |  | IPP CHP | Y | OP |  | Non-Fossil Fuel Type (Less than 10% Fossil Fuel) |  | Western
EXCLUDE | MA | MA-Eastern | Newark America Mill | 57103 | 1 | NG | ST | 6.3 | 3 | 0 | 0 | 28893.87 |  | Industrial CHP | Y | SB |  | Commercial/Industrial Unit |  | Eastern
EXCLUDE | IN | IN-Eastern | Bioenergy Power LLC | 57104 | UNIT1 | WDS | ST | 30 | 26 | 0 | 0 | 0 |  | IPP Non-CHP | N | IP |  | Status of Operation (IP, L, P, T) |  | Eastern
EXCLUDE | NM | NM-Eastern | Mesalands Comm College Wind Turbine | 57106 | 1 | WND | WT | 1.5 | 1.5 | 0 | 3547 | 0 |  | Commercial Non-CHP | N | OP |  | Commercial/Industrial Unit |  | Eastern
EXCLUDE | UT | UT-Western | Milford Wind Corridor Stage II LLC | 57107 | 1 | WND | WT | 102 | 102 | 0 | 206775 | 0 |  | IPP Non-CHP | N | OP |  | Non Combustion (NUC, WAT, WND, GEO, or SUN) |  | Western
EXCLUDE | OK | OK-Eastern | Blue Canyon Windpower V LLC | 57108 | GEN1 | WND | WT | 99 | 99 | 0 | 382523 | 0 |  | IPP Non-CHP | N | OP |  | Non Combustion (NUC, WAT, WND, GEO, or SUN) |  | Eastern
EXCLUDE | IN | IN-Eastern | Meadow Lake Wind Farm LLC | 57109 | GEN1 | WND | WT | 199.7 | 199.7 | 0 | 466874 | 0 |  | IPP Non-CHP | N | OP |  | Non Combustion (NUC, WAT, WND, GEO, or SUN) |  | Eastern
EXCLUDE | IL | IL-Eastern | Blackstone Wind Farm LLC | 57110 | GEN1 | WND | WT | 102 | 102 | 0 | 266060 | 0 |  | IPP Non-CHP | N | OP |  | Non Combustion (NUC, WAT, WND, GEO, or SUN) |  | Eastern
EXCLUDE | IA | IA-Eastern | Lost Lakes Wind Farm LLC | 57111 | GEN1 | WND | WT | 100 | 100 | 0 | 315441 | 0 |  | IPP Non-CHP | N | OP |  | Non Combustion (NUC, WAT, WND, GEO, or SUN) |  | Eastern
EXCLUDE | IN | IN-Eastern | Meadow Lake Wind Farm II LLC | 57112 | GEN1 | WND | WT | 99 | 99 | 0 | 249120 | 0 |  | IPP Non-CHP | N | OP |  | Non Combustion (NUC, WAT, WND, GEO, or SUN) |  | Eastern
EXCLUDE | IL | IL-Eastern | Blackstone Wind Farm II LLC | 57113 | GEN1 | WND | WT | 200 | 200 | 0 | 508915 | 0 |  | IPP Non-CHP | N | OP |  | Non Combustion (NUC, WAT, WND, GEO, or SUN) |  | Eastern
EXCLUDE | IL | IL-Eastern | Black Prairie Wind Farm LLC | 57114 | GEN1 | WND | WT | 200 | 200 | 0 | 0 | 0 |  | IPP Non-CHP | N | IP |  | Status of Operation (IP, L, P, T) |  | Eastern
EXCLUDE | IL | IL-Eastern | Black Prairie Wind Farm LLC | 57114 | GEN2 | WND | WT | 200 | 200 | 0 | 0 | 0 |  | IPP Non-CHP | N | IP |  | Status of Operation (IP, L, P, T) |  | Eastern
EXCLUDE | IN | IN-Eastern | Meadow Lake Wind Farm III LLC | 57115 | GEN1 | WND | WT | 103.5 | 103.5 | 0 | 257788 | 0 |  | IPP Non-CHP | N | OP |  | Non Combustion (NUC, WAT, WND, GEO, or SUN) |  | Eastern
EXCLUDE | WI | WI-Eastern | Quilt Block Wind Farm LLC | 57116 | GEN1 | WND | WT | 99 | 99 | 0 | 0 | 0 |  | IPP Non-CHP | N | L |  | Status of Operation (IP, L, P, T) |  | Eastern
EXCLUDE | WY | WY-Western | Simpson Ridge Wind Farm LLC | 57117 | GEN1 | WND | WT | 200 | 200 | 0 | 0 | 0 |  | IPP Non-CHP | N | P |  | Status of Operation (IP, L, P, T) |  | Western
EXCLUDE | KS | KS-Eastern | Greensburg Wind Farm LLC | 57118 | GEN1 | WND | WT | 12.5 | 12.5 | 0 | 43701 | 0 |  | IPP Non-CHP | N | OP |  | Non Combustion (NUC, WAT, WND, GEO, or SUN) |  | Eastern
EXCLUDE | MN | MN-Eastern | Koda Biomass Plant | 57119 | 2222 | AB | ST | 23.4 | 20.3 | 0 | 132889 | 324711.15 |  | IPP CHP | Y | OP |  | Non-Fossil Fuel Type (Less than 10% Fossil Fuel) |  | Eastern
EXCLUDE | ND | ND-Eastern | Wilton Wind II LLC | 57120 | 1 | WND | WT | 49.5 | 49.5 | 0 | 188997 | 0 |  | IPP Non-CHP | N | OP |  | Non Combustion (NUC, WAT, WND, GEO, or SUN) |  | Eastern
EXCLUDE | ND | ND-Eastern | Ashtabula Wind II LLC | 57121 | 1 | WND | WT | 120 | 120 | 0 | 401882 | 0 |  | IPP Non-CHP | N | OP |  | Non Combustion (NUC, WAT, WND, GEO, or SUN) |  | Eastern
EXCLUDE | CA | CA-Western | UCI Facilities Management Central Plant | 57122 | CTG1 | NG | CC | 13.5 | 13.5 | 0 | 79830.26 | 53979.56 |  | Commercial CHP | Y | OP |  | Commercial/Industrial Unit |  | Western
EXCLUDE | CA | CA-Western | UCI Facilities Management Central Plant | 57122 | STG1 | NG | CC | 5.5 | 5.5 | 0 | 32523.44 | 21991.67 |  | Commercial CHP | Y | OP |  | Commercial/Industrial Unit |  | Western
EXCLUDE | FL | FL-Eastern | Trail Ridge Landfill Gas Recovery | 57123 | 1 | LFG | IC | 1.6 | 1.5 | 0 | 0 | 0 |  | IPP Non-CHP | N | OP |  | Non-Fossil Fuel Type (Less than 10% Fossil Fuel) |  | Eastern
EXCLUDE | FL | FL-Eastern | Trail Ridge Landfill Gas Recovery | 57123 | 2 | LFG | IC | 1.6 | 1.5 | 0 | 0 | 0 |  | IPP Non-CHP | N | OP |  | Non-Fossil Fuel Type (Less than 10% Fossil Fuel) |  | Eastern
EXCLUDE | FL | FL-Eastern | Trail Ridge Landfill Gas Recovery | 57123 | 3 | LFG | IC | 1.6 | 1.5 | 0 | 0 | 0 |  | IPP Non-CHP | N | OP |  | Non-Fossil Fuel Type (Less than 10% Fossil Fuel) |  | Eastern
EXCLUDE | FL | FL-Eastern | Trail Ridge Landfill Gas Recovery | 57123 | 4 | LFG | IC | 1.6 | 1.5 | 0 | 0 | 0 |  | IPP Non-CHP | N | OP |  | Non-Fossil Fuel Type (Less than 10% Fossil Fuel) |  | Eastern
EXCLUDE | FL | FL-Eastern | Trail Ridge Landfill Gas Recovery | 57123 | 5 | LFG | IC | 1.6 | 1.5 | 0 | 0 | 0 |  | IPP Non-CHP | N | OP |  | Non-Fossil Fuel Type (Less than 10% Fossil Fuel) |  | Eastern
EXCLUDE | FL | FL-Eastern | Trail Ridge Landfill Gas Recovery | 57123 | 6 | LFG | IC | 1.6 | 1.5 | 0 | 0 | 0 |  | IPP Non-CHP | N | OP |  | Non-Fossil Fuel Type (Less than 10% Fossil Fuel) |  | Eastern
EXCLUDE | ID | ID-Western | Payne's Ferry | 57124 | PFWP | WND | WT | 21 | 21 | 0 | 61857 | 0 |  | IPP Non-CHP | N | OP |  | Non Combustion (NUC, WAT, WND, GEO, or SUN) |  | Western
EXCLUDE | ID | ID-Western | Camp Reed | 57125 | CRWP | WND | WT | 22.5 | 22.5 | 0 | 34725 | 0 |  | IPP Non-CHP | N | OP |  | Non Combustion (NUC, WAT, WND, GEO, or SUN) |  | Western
EXCLUDE | ID | ID-Western | Yahoo Creek | 57126 | YCWP | WND | WT | 21 | 21 | 0 | 62833 | 0 |  | IPP Non-CHP | N | OP |  | Non Combustion (NUC, WAT, WND, GEO, or SUN) |  | Western
EXCLUDE | CA | CA-Western | Solar Photovoltaic Project #24 | 57127 | SO24A | SUN | PV | 0.5 | 0.5 | 0 | 0 | 0 |  | Electric Utility | N | IP |  | Status of Operation (IP, L, P, T) |  | Western
EXCLUDE | CA | CA-Western | Solar Photovoltaic Project #24 | 57127 | SO24B | SUN | PV | 0.5 | 0.5 | 0 | 0 | 0 |  | Electric Utility | N | IP |  | Status of Operation (IP, L, P, T) |  | Western
EXCLUDE | CA | CA-Western | Solar Photovoltaic Project #24 | 57127 | SO24C | SUN | PV | 0.5 | 0.5 | 0 | 0 | 0 |  | Electric Utility | N | IP |  | Status of Operation (IP, L, P, T) |  | Western
EXCLUDE | CA | CA-Western | Solar Photovoltaic Project #24 | 57127 | SO24D | SUN | PV | 0.5 | 0.5 | 0 | 0 | 0 |  | Electric Utility | N | IP |  | Status of Operation (IP, L, P, T) |  | Western
EXCLUDE | CA | CA-Western | Solar Photovoltaic Project #24 | 57127 | SO24E | SUN | PV | 0.5 | 0.5 | 0 | 0 | 0 |  | Electric Utility | N | IP |  | Status of Operation (IP, L, P, T) |  | Western
EXCLUDE | CA | CA-Western | Solar Photovoltaic Project #24 | 57127 | SO24F | SUN | PV | 0.5 | 0.5 | 0 | 0 | 0 |  | Electric Utility | N | IP |  | Status of Operation (IP, L, P, T) |  | Western
EXCLUDE | CA | CA-Western | Solar Photovoltaic Project #24 | 57127 | SO24G | SUN | PV | 0.5 | 0.5 | 0 | 0 | 0 |  | Electric Utility | N | IP |  | Status of Operation (IP, L, P, T) |  | Western
EXCLUDE | CA | CA-Western | Solar Photovoltaic Project #24 | 57127 | SO24H | SUN | PV | 0.5 | 0.5 | 0 | 0 | 0 |  | Electric Utility | N | IP |  | Status of Operation (IP, L, P, T) |  | Western
EXCLUDE | FL | FL-Eastern | G2 Energy Marion LLC | 57128 | 357 | LFG | IC | 1.6 | 1.5 | 0 | 0 | 0 |  | IPP Non-CHP | N | OP |  | Non-Fossil Fuel Type (Less than 10% Fossil Fuel) |  | Eastern
EXCLUDE | FL | FL-Eastern | G2 Energy Marion LLC | 57128 | 358 | LFG | IC | 1.6 | 1.5 | 0 | 0 | 0 |  | IPP Non-CHP | N | OP |  | Non-Fossil Fuel Type (Less than 10% Fossil Fuel) |  | Eastern
EXCLUDE | FL | FL-Eastern | G2 Energy Marion LLC | 57128 | 360 | LFG | IC | 0.8 | 0.8 | 0 | 0 | 0 |  | IPP Non-CHP | N | OP |  | Non-Fossil Fuel Type (Less than 10% Fossil Fuel) |  | Eastern
EXCLUDE | NY | NY-Eastern | Catskill Mts Energy Corporation | 57129 | G1 | LFG | IC | 1.1 | 1.1 | 0 | 0 | 0 |  | IPP Non-CHP | N | OP |  | Non-Fossil Fuel Type (Less than 10% Fossil Fuel) |  | Eastern
EXCLUDE | ME | ME-Eastern | Beaver Ridge Wind | 57130 | BR1 | WND | WT | 4.5 | 1.5 | 0 | 12802 | 0 |  | IPP Non-CHP | N | OP |  | Non Combustion (NUC, WAT, WND, GEO, or SUN) |  | Eastern
EXCLUDE | MI | MI-Eastern | Stoney Corners Wind Farm | 57131 | SCWF1 | WND | WT | 60 | 59 | 0 | 156733 | 0 |  | IPP Non-CHP | N | OP |  | Non Combustion (NUC, WAT, WND, GEO, or SUN) |  | Eastern
EXCLUDE | OK | OK-Eastern | Nine Mile Gas Processing Plant | 57132 | 1 | NG | IC | 2.8 | 2 | 0 | 0 | 0 |  | Industrial Non-CHP | N | OS |  | Commercial/Industrial Unit |  | Eastern
EXCLUDE | OK | OK-Eastern | Nine Mile Gas Processing Plant | 57132 | 2 | NG | IC | 2.8 | 2.1 | 0 | 0 | 0 |  | Industrial Non-CHP | N | OS |  | Commercial/Industrial Unit |  | Eastern
EXCLUDE | OK | OK-Eastern | Nine Mile Gas Processing Plant | 57132 | 3 | NG | IC | 2.8 | 2.1 | 0 | 0 | 0 |  | Industrial Non-CHP | N | OS |  | Commercial/Industrial Unit |  | Eastern
EXCLUDE | CA | CA-Western | G2 Energy Ostrom Road LLC | 57133 | 359 | LFG | IC | 1.6 | 1.5 | 0 | 0 | 0 |  | IPP Non-CHP | N | OP |  | Non-Fossil Fuel Type (Less than 10% Fossil Fuel) |  | Western
EXCLUDE | CA | CA-Western | G2 Energy Ostrom Road LLC | 57133 | 361 | LFG | IC | 1.6 | 1.5 | 0 | 0 | 0 |  | IPP Non-CHP | N | U |  | Status of Operation (IP, L, P, T) |  | Western
NGCC | CO | CO-Western | Thermo Power & Electric | 50676 | GEN2 | NG | CC | 47.2 | 30 | 0 | 61457.55 | 32182.64 |  | IPP CHP | Y | OP |  |  |  | Western
EXCLUDE | IL | IL-Eastern | Big Sky Wind LLC | 57135 | 1 | WND | WT | 240 | 240 | 0 | 491570 | 0 |  | IPP Non-CHP | N | OP |  | Non Combustion (NUC, WAT, WND, GEO, or SUN) |  | Eastern
EXCLUDE | ID | ID-Western | Tuana Springs | 57136 | 1 | WND | WT | 16.8 | 16.8 | 0 | 36538 | 0 |  | IPP Non-CHP | N | OP |  | Non Combustion (NUC, WAT, WND, GEO, or SUN) |  | Western
EXCLUDE | OR | OR-Western | Eurus Combine Hills Turbine Ranch 2 | 57137 | 1 | WND | WT | 63 | 63 | 0 | 153678 | 0 |  | IPP Non-CHP | N | OP |  | Non Combustion (NUC, WAT, WND, GEO, or SUN) |  | Western
EXCLUDE | SC | SC-Eastern | Savannah River Site Biomass Cogen | 57138 | 1 | WDS | ST | 20.8 | 16 | 0 | 68829 | 478531.1 |  | IPP CHP | Y | OP |  | Non-Fossil Fuel Type (Less than 10% Fossil Fuel) | Yes | Eastern
EXCLUDE | PA | PA-Eastern | Highland Wind Project | 57139 | 1 | WND | WT | 62.5 | 62.5 | 0 | 125222 | 0 |  | IPP Non-CHP | N | OP |  | Non Combustion (NUC, WAT, WND, GEO, or SUN) |  | Eastern
NGCC | CO | CO-Western | Thermo Power & Electric | 50676 | GEN3 | NG | CC | 16.4 | 8 | 0 | 21353.9 | 11182.1 | 1 | IPP CHP | Y | OP |  |  |  | Western
EXCLUDE | ID | ID-Western | Chapin Mountain | 57142 | CM | WND | WT | 19.5 | 19.5 | 0 | 0 | 0 |  | IPP Non-CHP | N | T |  | Status of Operation (IP, L, P, T) |  | Western
EXCLUDE | ID | ID-Western | Jack Ranch 200 | 57143 | JR200 | WND | WT | 200 | 200 | 0 | 0 | 0 |  | IPP Non-CHP | N | IP |  | Status of Operation (IP, L, P, T) |  | Western
EXCLUDE | ID | ID-Western | Cottonwood Wind Park | 57144 | JR20 | WND | WT | 20 | 20 | 0 | 0 | 0 |  | IPP Non-CHP | N | U |  | Status of Operation (IP, L, P, T) |  | Western
EXCLUDE | ID | ID-Western | Rogerson Flats | 57145 | RF | WND | WT | 20 | 20 | 0 | 0 | 0 |  | IPP Non-CHP | N | U |  | Status of Operation (IP, L, P, T) |  | Western
EXCLUDE | ID | ID-Western | Deep Creek Wind Park | 57146 | JR1 | WND | WT | 20 | 20 | 0 | 0 | 0 |  | IPP Non-CHP | N | U |  | Status of Operation (IP, L, P, T) |  | Western
EXCLUDE | ID | ID-Western | Conner Ridge | 57147 | CR | WND | WT | 19.5 | 19.5 | 0 | 0 | 0 |  | IPP Non-CHP | N | T |  | Status of Operation (IP, L, P, T) |  | Western
EXCLUDE | ID | ID-Western | Badger Peak | 57148 | BP | WND | WT | 20 | 20 | 0 | 0 | 0 |  | IPP Non-CHP | N | T |  | Status of Operation (IP, L, P, T) |  | Western
EXCLUDE | ID | ID-Western | Bonanza Bar | 57149 | BBAR | WND | WT | 20 | 20 | 0 | 0 | 0 |  | IPP Non-CHP | N | T |  | Status of Operation (IP, L, P, T) |  | Western
EXCLUDE | ID | ID-Western | Salmon Creek | 57150 | SC | WND | WT | 20 | 20 | 0 | 0 | 0 |  | IPP Non-CHP | N | U |  | Status of Operation (IP, L, P, T) |  | Western
EXCLUDE | WV | WV-Eastern | Beech Ridge Energy LLC | 57151 | GEN1 | WND | WT | 100.5 | 100.5 | 0 | 198709 | 0 |  | IPP Non-CHP | N | OP |  | Non Combustion (NUC, WAT, WND, GEO, or SUN) |  | Eastern
EXCLUDE | WA | WA-Western | Harvest Wind Project | 57152 | HWP1 | WND | WT | 98.9 | 98.9 | 0 | 251988 | 0 |  | IPP Non-CHP | N | OP |  | Non Combustion (NUC, WAT, WND, GEO, or SUN) |  | Western
EXCLUDE | TX | TX-ERCOT | Langford Wind Power | 57153 | 1 | WND | WT | 150 | 150 | 0 | 512099 | 0 |  | IPP Non-CHP | N | OP |  | Non Combustion (NUC, WAT, WND, GEO, or SUN) |  | ERCOT
EXCLUDE | CA | CA-Western | Imperial Valley Resource Recovery | 57154 | 1209 | WDS | ST | 18.1 | 13 | 0 | 0 | 0 |  | IPP Non-CHP | N | OS |  | Non-Fossil Fuel Type (Less than 10% Fossil Fuel) |  | Western
EXCLUDE | TX | TX-ERCOT | Barton Chapel Wind Farm | 57156 | BC | WND | WT | 120 | 120 | 0 | 316115 | 0 |  | IPP Non-CHP | N | OP |  | Non Combustion (NUC, WAT, WND, GEO, or SUN) |  | ERCOT
EXCLUDE | IN | IN-Eastern | Scottsburg Renewable Energy Center | 57158 | GEN01 | WDS | ST | 32 | 28.9 | 0 | 0 | 0 |  | IPP Non-CHP | N | IP |  | Status of Operation (IP, L, P, T) |  | Eastern
EXCLUDE | WA | WA-Western | Windy Flats Wind Project | 57159 | GEN1 | WND | WT | 262.2 | 262.2 | 0 | 673382 | 0 |  | IPP Non-CHP | N | OP |  | Non Combustion (NUC, WAT, WND, GEO, or SUN) |  | Western
EXCLUDE | AR | AR-Eastern | White River Lock and Dam 1 | 57160 | LD#1 | WAT | HY | 4.3 | 4.3 | 0 | 13809 | 0 |  | IPP Non-CHP | N | OP |  | Non Combustion (NUC, WAT, WND, GEO, or SUN) |  | Eastern
EXCLUDE | AR | AR-Eastern | White River Lock and Dam 2 | 57161 | LD#2 | WAT | HY | 3.5 | 3.5 | 0 | 11508 | 0 |  | IPP Non-CHP | N | OP |  | Non Combustion (NUC, WAT, WND, GEO, or SUN) |  | Eastern
EXCLUDE | AR | AR-Eastern | White River Lock and Dam 3 | 57162 | LD#3 | WAT | HY | 4.3 | 4.3 | 0 | 20704 | 0 |  | IPP Non-CHP | N | OP |  | Non Combustion (NUC, WAT, WND, GEO, or SUN) |  | Eastern
EXCLUDE | CA | CA-Western | Calabasas Gas to Energy Facility | 57163 | GEN1 | LFG | GT | 4.6 | 3.3 | 0 | 15851.67 | 11338.56 |  | Commercial Non-CHP | N | OP |  | Commercial/Industrial Unit |  | Western
EXCLUDE | CA | CA-Western | Calabasas Gas to Energy Facility | 57163 | GEN2 | LFG | GT | 4.6 | 3.3 | 0 | 15851.67 | 11338.56 |  | Commercial Non-CHP | N | OP |  | Commercial/Industrial Unit |  | Western
EXCLUDE | CA | CA-Western | Calabasas Gas to Energy Facility | 57163 | GEN3 | LFG | GT | 4.6 | 3.3 | 0 | 15851.67 | 11338.56 |  | Commercial Non-CHP | N | OP |  | Commercial/Industrial Unit |  | Western
EXCLUDE | CA | CA-Western | Waste Management Tri-Cities LFGTE | 57164 | GEN1 | LFG | IC | 1.6 | 1.6 | 0 | 0 | 0 |  | IPP Non-CHP | N | P |  | Status of Operation (IP, L, P, T) |  | Western
EXCLUDE | CA | CA-Western | Waste Management Tri-Cities LFGTE | 57164 | GEN2 | LFG | IC | 1.6 | 1.6 | 0 | 0 | 0 |  | IPP Non-CHP | N | P |  | Status of Operation (IP, L, P, T) |  | Western
EXCLUDE | CA | CA-Western | Waste Management Tri-Cities LFGTE | 57164 | GEN3 | LFG | IC | 1.6 | 1.6 | 0 | 0 | 0 |  | IPP Non-CHP | N | P |  | Status of Operation (IP, L, P, T) |  | Western
EXCLUDE | TX | TX-ERCOT | Farmers Branch Renewable Energy Facility | 57165 | GEN1 | LFG | IC | 1.6 | 1.6 | 0 | 0 | 0 |  | IPP Non-CHP | N | OP |  | Non-Fossil Fuel Type (Less than 10% Fossil Fuel) |  | ERCOT
EXCLUDE | TX | TX-ERCOT | Farmers Branch Renewable Energy Facility | 57165 | GEN2 | LFG | IC | 1.6 | 1.6 | 0 | 0 | 0 |  | IPP Non-CHP | N | OP |  | Non-Fossil Fuel Type (Less than 10% Fossil Fuel) |  | ERCOT
EXCLUDE | NV | NV-Western | Waste Management Lockwood LFGTE | 57166 | GEN1 | LFG | IC | 1.6 | 1.6 | 0 | 0 | 0 |  | IPP Non-CHP | N | OP |  | Non-Fossil Fuel Type (Less than 10% Fossil Fuel) | Yes | Western
EXCLUDE | NV | NV-Western | Waste Management Lockwood LFGTE | 57166 | GEN2 | LFG | IC | 1.6 | 1.6 | 0 | 0 | 0 |  | IPP Non-CHP | N | OP |  | Non-Fossil Fuel Type (Less than 10% Fossil Fuel) | Yes | Western
EXCLUDE | TX | TX-ERCOT | Mesquite Creek LFGTE Project | 57167 | GEN1 | LFG | IC | 1.6 | 1.6 | 0 | 0 | 0 |  | IPP Non-CHP | N | OP |  | Non-Fossil Fuel Type (Less than 10% Fossil Fuel) |  | ERCOT
EXCLUDE | TX | TX-ERCOT | Mesquite Creek LFGTE Project | 57167 | GEN2 | LFG | IC | 1.6 | 1.6 | 0 | 0 | 0 |  | IPP Non-CHP | N | OP |  | Non-Fossil Fuel Type (Less than 10% Fossil Fuel) |  | ERCOT
EXCLUDE | FL | FL-Eastern | Waste Management Naples LFGTE Project | 57168 | GEN1 | LFG | IC | 0.8 | 0.8 | 0 | 0 | 0 |  | IPP Non-CHP | N | OP |  | Non-Fossil Fuel Type (Less than 10% Fossil Fuel) |  | Eastern
EXCLUDE | FL | FL-Eastern | Waste Management Naples LFGTE Project | 57168 | GEN2 | LFG | IC | 0.8 | 0.8 | 0 | 0 | 0 |  | IPP Non-CHP | N | OP |  | Non-Fossil Fuel Type (Less than 10% Fossil Fuel) |  | Eastern
EXCLUDE | FL | FL-Eastern | Waste Management Naples LFGTE Project | 57168 | GEN3 | LFG | IC | 0.8 | 0.8 | 0 | 0 | 0 |  | IPP Non-CHP | N | OP |  | Non-Fossil Fuel Type (Less than 10% Fossil Fuel) |  | Eastern
EXCLUDE | FL | FL-Eastern | Waste Management Naples LFGTE Project | 57168 | GEN4 | LFG | IC | 0.8 | 0.8 | 0 | 0 | 0 |  | IPP Non-CHP | N | OP |  | Non-Fossil Fuel Type (Less than 10% Fossil Fuel) |  | Eastern
EXCLUDE | FL | FL-Eastern | Waste Management Naples LFGTE Project | 57168 | GEN5 | LFG | IC | 0.8 | 0.8 | 0 | 0 | 0 |  | IPP Non-CHP | N | OP |  | Non-Fossil Fuel Type (Less than 10% Fossil Fuel) |  | Eastern
EXCLUDE | NC | NC-Eastern | Waste Management Piedmont LFGTE Project | 57169 | GEN1 | LFG | IC | 0.8 | 0.8 | 0 | 0 | 0 |  | IPP Non-CHP | N | OP |  | Non-Fossil Fuel Type (Less than 10% Fossil Fuel) |  | Eastern
EXCLUDE | NC | NC-Eastern | Waste Management Piedmont LFGTE Project | 57169 | GEN2 | LFG | IC | 0.8 | 0.8 | 0 | 0 | 0 |  | IPP Non-CHP | N | OP |  | Non-Fossil Fuel Type (Less than 10% Fossil Fuel) |  | Eastern
EXCLUDE | NC | NC-Eastern | Waste Management Piedmont LFGTE Project | 57169 | GEN3 | LFG | IC | 0.8 | 0.8 | 0 | 0 | 0 |  | IPP Non-CHP | N | OP |  | Non-Fossil Fuel Type (Less than 10% Fossil Fuel) |  | Eastern
EXCLUDE | OH | OH-Eastern | Suburban Landfill Gas Recovery | 57170 | GEN1 | LFG | IC | 0.8 | 0.8 | 0 | 0 | 0 |  | IPP Non-CHP | N | OP |  | Non-Fossil Fuel Type (Less than 10% Fossil Fuel) |  | Eastern
EXCLUDE | OH | OH-Eastern | Suburban Landfill Gas Recovery | 57170 | GEN2 | LFG | IC | 0.8 | 0.8 | 0 | 0 | 0 |  | IPP Non-CHP | N | OP |  | Non-Fossil Fuel Type (Less than 10% Fossil Fuel) |  | Eastern
EXCLUDE | OH | OH-Eastern | Suburban Landfill Gas Recovery | 57170 | GEN3 | LFG | IC | 0.8 | 0.8 | 0 | 0 | 0 |  | IPP Non-CHP | N | OP |  | Non-Fossil Fuel Type (Less than 10% Fossil Fuel) |  | Eastern
EXCLUDE | OH | OH-Eastern | Suburban Landfill Gas Recovery | 57170 | GEN4 | LFG | IC | 0.8 | 0.8 | 0 | 0 | 0 |  | IPP Non-CHP | N | OP |  | Non-Fossil Fuel Type (Less than 10% Fossil Fuel) |  | Eastern
EXCLUDE | OH | OH-Eastern | Suburban Landfill Gas Recovery | 57170 | GEN5 | LFG | IC | 0.8 | 0.8 | 0 | 0 | 0 |  | IPP Non-CHP | N | OP |  | Non-Fossil Fuel Type (Less than 10% Fossil Fuel) |  | Eastern
EXCLUDE | OH | OH-Eastern | Suburban Landfill Gas Recovery | 57170 | GEN6 | LFG | IC | 0.8 | 0.8 | 0 | 0 | 0 |  | IPP Non-CHP | N | OP |  | Non-Fossil Fuel Type (Less than 10% Fossil Fuel) |  | Eastern
EXCLUDE | OH | OH-Eastern | Suburban Landfill Gas Recovery | 57170 | GEN7 | LFG | IC | 0.8 | 0.8 | 0 | 0 | 0 |  | IPP Non-CHP | N | OP |  | Non-Fossil Fuel Type (Less than 10% Fossil Fuel) |  | Eastern
EXCLUDE | ND | ND-Eastern | Cedar Hills | 57171 | 1 | WND | WT | 19.5 | 19.5 | 0 | 38996 | 0 |  | Electric Utility | N | OP |  | Non Combustion (NUC, WAT, WND, GEO, or SUN) |  | Eastern
EXCLUDE | ND | ND-Eastern | Glen Ullin Station 6 | 57172 | 1 | WH | ST | 5.3 | 5.3 | 0 | 62727 | 0 |  | Electric Utility | N | OP |  | Non-Fossil Fuel Type (Less than 10% Fossil Fuel) |  | Eastern
EXCLUDE | OH | OH-Eastern | Bridgewater Dairy Anaerobic Digester | 57173 | 1 | OBG | IC | 0.6 | 0.6 | 0 | 0 | 0 |  | Industrial Non-CHP | N | OP |  | Commercial/Industrial Unit |  | Eastern
EXCLUDE | OH | OH-Eastern | Bridgewater Dairy Anaerobic Digester | 57173 | 2 | OBG | IC | 0.6 | 0.6 | 0 | 0 | 0 |  | Industrial Non-CHP | N | OP |  | Commercial/Industrial Unit |  | Eastern
EXCLUDE | CO | CO-Western | Towaoc | 7373 | 1 | WAT | HY | 11.4 | 11.4 | 0 | 16242 | 0 |  | Electric Utility | N | OP |  | Non Combustion (NUC, WAT, WND, GEO, or SUN) |  | Western
EXCLUDE | CO | CO-Western | Trinidad | 511 | 1 | BIT | ST | 3.7 | 3.8 | 0 | 0 | 0 |  | Electric Utility | N | OS |  | Steam unit (PRMVR=ST) less than or equal to 25MW (i.e. 250 MMBtu/hr) |  | Western
EXCLUDE | CO | CO-Western | Trinidad | 511 | 3 | NG | IC | 1.9 | 1.9 | 0 | 0 | 0 |  | Electric Utility | N | SB |  | Internal Combustion |  | Western
EXCLUDE | DE | DE-Eastern | University of Delaware Wind Turbine | 57176 | FSMW | WND | WT | 2 | 2 | 0 | 3638 | 0 |  | Commercial Non-CHP | N | OP |  | Commercial/Industrial Unit |  | Eastern
EXCLUDE | IN | IN-Eastern | Meadow Lake Wind Farm IV | 57177 | GEN1 | WND | WT | 98.7 | 98.7 | 0 | 214956 | 0 |  | IPP Non-CHP | N | OP |  | Non Combustion (NUC, WAT, WND, GEO, or SUN) |  | Eastern
EXCLUDE | CT | CT-Eastern | HSCo CHP | 57179 | 1 | NG | GT | 4 | 3.5 | 0 | 28696 | 38960.08 |  | Commercial CHP | Y | OP |  | Commercial/Industrial Unit |  | Eastern
EXCLUDE | CA | CA-Western | Buckeye Geothermal Power Plant | 57180 | 1 | GEO | ST | 56.9 | 49.9 | 0 | 0 | 0 |  | IPP Non-CHP | N | L |  | Status of Operation (IP, L, P, T) |  | Western
EXCLUDE | CA | CA-Western | Wild Horse Power Plant | 57181 | 1 | GEO | ST | 48 | 40 | 0 | 0 | 0 |  | IPP Non-CHP | N | L |  | Status of Operation (IP, L, P, T) |  | Western
EXCLUDE | PA | PA-Eastern | PPL Frey Farm Landfill Wind | 57182 | 1 | WND | WT | 3.2 | 3.2 | 0 | 6181 | 0 |  | IPP Non-CHP | N | OP |  | Non Combustion (NUC, WAT, WND, GEO, or SUN) |  | Eastern
EXCLUDE | PA | PA-Eastern | PPL Glendon LFGTE Plant | 57183 | 1 | LFG | IC | 1.6 | 1.6 | 0 | 0 | 0 |  | IPP Non-CHP | N | OP |  | Non-Fossil Fuel Type (Less than 10% Fossil Fuel) |  | Eastern
EXCLUDE | PA | PA-Eastern | PPL Glendon LFGTE Plant | 57183 | 2 | LFG | IC | 1.6 | 1.6 | 0 | 0 | 0 |  | IPP Non-CHP | N | OP |  | Non-Fossil Fuel Type (Less than 10% Fossil Fuel) |  | Eastern
EXCLUDE | PA | PA-Eastern | PPL Glendon LFGTE Plant | 57183 | 3 | LFG | IC | 1.6 | 1.6 | 0 | 0 | 0 |  | IPP Non-CHP | N | IP |  | Status of Operation (IP, L, P, T) |  | Eastern
EXCLUDE | ME | ME-Eastern | Orono Hydro Station | 57184 | 1 | WAT | HY | 0.5 | 0.5 | 0 | 3369.26 | 0 |  | IPP Non-CHP | N | OP |  | Non Combustion (NUC, WAT, WND, GEO, or SUN) |  | Eastern
EXCLUDE | ME | ME-Eastern | Orono Hydro Station | 57184 | 2 | WAT | HY | 0.6 | 0.6 | 0 | 4043.11 | 0 |  | IPP Non-CHP | N | OP |  | Non Combustion (NUC, WAT, WND, GEO, or SUN) |  | Eastern
EXCLUDE | ME | ME-Eastern | Orono Hydro Station | 57184 | 3 | WAT | HY | 0.8 | 0.8 | 0 | 5390.81 | 0 |  | IPP Non-CHP | N | OP |  | Non Combustion (NUC, WAT, WND, GEO, or SUN) |  | Eastern
EXCLUDE | ME | ME-Eastern | Orono Hydro Station | 57184 | 4 | WAT | HY | 0.8 | 0.8 | 0 | 5390.81 | 0 |  | IPP Non-CHP | N | OP |  | Non Combustion (NUC, WAT, WND, GEO, or SUN) |  | Eastern
EXCLUDE | NY | NY-Eastern | Cricket Valley Energy | 57185 | U001 | NG | CC | 390 | 346 | 0 | 0 | 0 |  | IPP Non-CHP | N | P |  | Status of Operation (IP, L, P, T) |  | Eastern
EXCLUDE | NY | NY-Eastern | Cricket Valley Energy | 57185 | U002 | NG | CC | 390 | 346 | 0 | 0 | 0 |  | IPP Non-CHP | N | P |  | Status of Operation (IP, L, P, T) |  | Eastern
EXCLUDE | NY | NY-Eastern | Cricket Valley Energy | 57185 | U003 | NG | CC | 390 | 346 | 0 | 0 | 0 |  | IPP Non-CHP | N | P |  | Status of Operation (IP, L, P, T) |  | Eastern
EXCLUDE | NY | NY-Eastern | Chautauqua LFGTE Facility | 57186 | GEN1 | LFG | IC | 1.6 | 1.6 | 0 | 0 | 0 |  | IPP Non-CHP | N | OP |  | Non-Fossil Fuel Type (Less than 10% Fossil Fuel) |  | Eastern
EXCLUDE | NY | NY-Eastern | Chautauqua LFGTE Facility | 57186 | GEN2 | LFG | IC | 1.6 | 1.6 | 0 | 0 | 0 |  | IPP Non-CHP | N | OP |  | Non-Fossil Fuel Type (Less than 10% Fossil Fuel) |  | Eastern
EXCLUDE | NY | NY-Eastern | Chautauqua LFGTE Facility | 57186 | GEN3 | LFG | IC | 1.6 | 1.6 | 0 | 0 | 0 |  | IPP Non-CHP | N | OP |  | Non-Fossil Fuel Type (Less than 10% Fossil Fuel) |  | Eastern
EXCLUDE | NY | NY-Eastern | Chautauqua LFGTE Facility | 57186 | GEN4 | LFG | IC | 1.6 | 1.6 | 0 | 0 | 0 |  | IPP Non-CHP | N | OP |  | Non-Fossil Fuel Type (Less than 10% Fossil Fuel) |  | Eastern
EXCLUDE | NY | NY-Eastern | Chautauqua LFGTE Facility | 57186 | GEN5 | LFG | IC | 1.6 | 1.6 | 0 | 0 | 0 |  | IPP Non-CHP | N | OP |  | Non-Fossil Fuel Type (Less than 10% Fossil Fuel) |  | Eastern
EXCLUDE | NY | NY-Eastern | Chautauqua LFGTE Facility | 57186 | GEN6 | LFG | IC | 1.6 | 1.6 | 0 | 0 | 0 |  | IPP Non-CHP | N | OP |  | Non-Fossil Fuel Type (Less than 10% Fossil Fuel) |  | Eastern
EXCLUDE | AK | AK-Alaska | Pillar Mountain Wind Project | 57187 | 1 | WND | WT | 4.5 | 4.5 | 0 | 8156.5 | 0 |  | Electric Utility | N | OP |  | State not covered under final 111(d) |  | Alaska
EXCLUDE | AK | AK-Alaska | Pillar Mountain Wind Project | 57187 | 2 | WND | WT | 4.5 | 4.5 | 0 | 8156.5 | 0 |  | Electric Utility | N | OP |  | State not covered under final 111(d) | Yes | Alaska
EXCLUDE | WA | WA-Western | Vantage Wind Energy LLC | 57188 | 1 | WND | WT | 90 | 90 | 0 | 262872 | 0 |  | IPP Non-CHP | N | OP |  | Non Combustion (NUC, WAT, WND, GEO, or SUN) |  | Western
EXCLUDE | MO | MO-Eastern | Lost Creek Wind Energy Facility | 57189 | LCW | WND | WT | 150 | 150 | 0 | 466863 | 0 |  | IPP Non-CHP | N | OP |  | Non Combustion (NUC, WAT, WND, GEO, or SUN) |  | Eastern
EXCLUDE | WI | WI-Eastern | Little Quinnesec Falls Hydro Project | 57190 | UNIT1 | WAT | HY | 1.9 | 1.9 | 0 | 9288.89 | 0 |  | IPP Non-CHP | N | OP |  | Non Combustion (NUC, WAT, WND, GEO, or SUN) |  | Eastern
EXCLUDE | WI | WI-Eastern | Little Quinnesec Falls Hydro Project | 57190 | UNIT2 | WAT | HY | 0.8 | 0.8 | 0 | 3911.11 | 0 |  | IPP Non-CHP | N | OP |  | Non Combustion (NUC, WAT, WND, GEO, or SUN) |  | Eastern
EXCLUDE | WI | WI-Eastern | Little Quinnesec Falls Hydro Project | 57190 | UNIT3 | WAT | HY | 1.9 | 1.9 | 0 | 9288.89 | 0 |  | IPP Non-CHP | N | OP |  | Non Combustion (NUC, WAT, WND, GEO, or SUN) |  | Eastern
EXCLUDE | WI | WI-Eastern | Little Quinnesec Falls Hydro Project | 57190 | UNIT4 | WAT | HY | 1 | 1 | 0 | 4888.89 | 0 |  | IPP Non-CHP | N | OP |  | Non Combustion (NUC, WAT, WND, GEO, or SUN) |  | Eastern
EXCLUDE | WI | WI-Eastern | Little Quinnesec Falls Hydro Project | 57190 | UNIT5 | WAT | HY | 1 | 1 | 0 | 4888.89 | 0 |  | IPP Non-CHP | N | OP |  | Non Combustion (NUC, WAT, WND, GEO, or SUN) |  | Eastern
EXCLUDE | WI | WI-Eastern | Little Quinnesec Falls Hydro Project | 57190 | UNIT6 | WAT | HY | 2.4 | 2.4 | 0 | 11733.33 | 0 |  | IPP Non-CHP | N | OP |  | Non Combustion (NUC, WAT, WND, GEO, or SUN) |  | Eastern
EXCLUDE | IL | IL-Eastern | Exelon Solar Chicago | 57191 | ECS1 | SUN | PV | 9 | 9 | 0 | 15080 | 0 |  | IPP Non-CHP | N | OP |  | Non Combustion (NUC, WAT, WND, GEO, or SUN) |  | Eastern
EXCLUDE | NV | NV-Western | Spring Valley Wind Project | 57192 | WTG | WND | WT | 150 | 150 | 0 | 128788 | 0 |  | IPP Non-CHP | N | OP |  | Non Combustion (NUC, WAT, WND, GEO, or SUN) | Yes | Western
EXCLUDE | NY | NY-Eastern | Ripley Westfield Wind LLC | 57193 | WTG | WND | WT | 75 | 75 | 0 | 0 | 0 |  | IPP Non-CHP | N | L |  | Status of Operation (IP, L, P, T) |  | Eastern
EXCLUDE | SD | SD-Eastern | Day County Wind LLC | 57194 | GE15 | WND | WT | 99 | 99 | 0 | 438842 | 0 |  | IPP Non-CHP | N | OP |  | Non Combustion (NUC, WAT, WND, GEO, or SUN) |  | Eastern
EXCLUDE | WA | WA-Western | Lower Snake River Wind Energy Project | 57195 | LSR1 | WND | WT | 342 | 342 | 0 | 708918 | 0 |  | Electric Utility | N | OP |  | Non Combustion (NUC, WAT, WND, GEO, or SUN) |  | Western
EXCLUDE | NC | NC-Eastern | High Point, POLO | 57196 | 1 | DFO | IC | 1.8 | 1.8 | 0 | 0 | 0 |  | Electric Utility | N | OP |  | Internal Combustion |  | Eastern
EXCLUDE | TX | TX-ERCOT | Blue Wing Solar Energy Generation | 57197 | 1 | SUN | PV | 13.9 | 13.5 | 0 | 25193 | 0 |  | IPP Non-CHP | N | OP |  | Non Combustion (NUC, WAT, WND, GEO, or SUN) |  | ERCOT
EXCLUDE | MN | MN-Eastern | Bent Tree Wind Farm Phase 1 | 57198 | 1 | WND | WT | 201.3 | 200 | 0 | 430668 | 0 |  | Electric Utility | N | OP |  | Non Combustion (NUC, WAT, WND, GEO, or SUN) |  | Eastern
EXCLUDE | WI | WI-Eastern | Glacier Hills | 57199 | 1 | WND | WT | 162 | 32.4 | 0 | 377194 | 0 |  | Electric Utility | N | OP |  | Non Combustion (NUC, WAT, WND, GEO, or SUN) |  | Eastern
EXCLUDE | NC | NC-Eastern | Shelby Solar Energy Generation Facility | 57200 | 1 | SUN | PV | 1 | 1 | 0 | 1752 | 0 |  | IPP Non-CHP | N | OP |  | Non Combustion (NUC, WAT, WND, GEO, or SUN) |  | Eastern
EXCLUDE | CA | CA-Western | FPL Energy Montezuma Winds LLC | 57201 | S2.3 | WND | WT | 36.8 | 36.8 | 0 | 100478 | 0 |  | IPP Non-CHP | N | OP |  | Non Combustion (NUC, WAT, WND, GEO, or SUN) |  | Western
EXCLUDE | FL | FL-Eastern | Jacksonville Solar | 57202 | 1 | SUN | PV | 15 | 12.5 | 0 | 21016 | 0 |  | IPP Non-CHP | N | OP |  | Non Combustion (NUC, WAT, WND, GEO, or SUN) |  | Eastern
EXCLUDE | OH | OH-Eastern | Wyandot Solar Farm | 57203 | 1 | SUN | PV | 12 | 12 | 0 | 15763 | 0 |  | IPP Non-CHP | N | OP |  | Non Combustion (NUC, WAT, WND, GEO, or SUN) |  | Eastern
EXCLUDE | NJ | NJ-Eastern | PSEG Hackettstown | 57204 | 1 | SUN | PV | 2.2 | 2.2 | 0 | 2740 | 0 |  | IPP Non-CHP | N | OP |  | Non Combustion (NUC, WAT, WND, GEO, or SUN) |  | Eastern
EXCLUDE | NV | NV-Western | CM48 | 57205 | PV02 | SUN | PV | 8 | 8 | 0 | 17729.67 | 0 |  | IPP Non-CHP | N | OP |  | Non Combustion (NUC, WAT, WND, GEO, or SUN) |  | Western
EXCLUDE | NV | NV-Western | CM48 | 57205 | PV03 | SUN | PV | 10 | 10 | 0 | 22162.08 | 0 |  | IPP Non-CHP | N | OP |  | Non Combustion (NUC, WAT, WND, GEO, or SUN) |  | Western
EXCLUDE | NV | NV-Western | CM48 | 57205 | PV04 | SUN | PV | 10 | 10 | 0 | 22162.08 | 0 |  | IPP Non-CHP | N | OP |  | Non Combustion (NUC, WAT, WND, GEO, or SUN) |  | Western
EXCLUDE | NV | NV-Western | CM48 | 57205 | PV05 | SUN | PV | 10 | 10 | 0 | 22162.08 | 0 |  | IPP Non-CHP | N | OP |  | Non Combustion (NUC, WAT, WND, GEO, or SUN) |  | Western
EXCLUDE | NV | NV-Western | CM48 | 57205 | PV06 | SUN | PV | 10 | 10 | 0 | 22162.08 | 0 |  | IPP Non-CHP | N | OP |  | Non Combustion (NUC, WAT, WND, GEO, or SUN) |  | Western
EXCLUDE | AK | AK-Alaska | Soldotna | 57206 | 1 | NG | GT | 50 | 44 | 0 | 0 | 0 |  | Electric Utility | N | P |  | State not covered under final 111(d) |  | Alaska
EXCLUDE | AK | AK-Alaska | Soldotna | 57206 | 2 | NG | GT | 50 | 44 | 0 | 0 | 0 |  | Electric Utility | N | IP |  | State not covered under final 111(d) |  | Alaska
EXCLUDE | MN | MN-Eastern | Thomson Reuters Data Center Bldg ES101 | 57207 | 1 | DFO | IC | 1.2 | 0.6 | 0 | 0 | 0 |  | Commercial Non-CHP | N | SB |  | Commercial/Industrial Unit |  | Eastern
EXCLUDE | MN | MN-Eastern | Thomson Reuters Data Center Bldg H | 57208 | 1 | DFO | IC | 2 | 0.6 | 0 | 0 | 0 |  | Commercial Non-CHP | N | SB |  | Commercial/Industrial Unit |  | Eastern
EXCLUDE | MN | MN-Eastern | Thomson Reuters Data Center Bldg H | 57208 | 2 | DFO | IC | 2 | 0.6 | 0 | 0 | 0 |  | Commercial Non-CHP | N | SB |  | Commercial/Industrial Unit |  | Eastern
EXCLUDE | MN | MN-Eastern | Thomson Reuters Data Center Bldg H | 57208 | 3 | DFO | IC | 2 | 0.6 | 0 | 0 | 0 |  | Commercial Non-CHP | N | SB |  | Commercial/Industrial Unit |  | Eastern
EXCLUDE | MN | MN-Eastern | Thomson Reuters Data Center Bldg H | 57208 | 4 | DFO | IC | 2 | 0.6 | 0 | 0 | 0 |  | Commercial Non-CHP | N | SB |  | Commercial/Industrial Unit |  | Eastern
EXCLUDE | GA | GA-Eastern | Rumble Road Energy Center | 57209 | 3 | NG | CC | 220 | 200 | 0 | 0 | 0 |  | Electric Utility | N | IP |  | Status of Operation (IP, L, P, T) |  | Eastern
EXCLUDE | GA | GA-Eastern | Rumble Road Energy Center | 57209 | 3A | NG | CC | 220 | 200 | 0 | 0 | 0 |  | Electric Utility | N | IP |  | Status of Operation (IP, L, P, T) |  | Eastern
EXCLUDE | GA | GA-Eastern | Rumble Road Energy Center | 57209 | 3B | NG | CC | 220 | 200 | 0 | 0 | 0 |  | Electric Utility | N | IP |  | Status of Operation (IP, L, P, T) |  | Eastern
EXCLUDE | CO | CO-Western | Trinidad | 511 | 4 | NG | IC | 1.9 | 1.9 | 0 | 0 | 0 |  | Electric Utility | N | SB |  | Internal Combustion |  | Western
EXCLUDE | ID | ID-Western | Goshen Phase II | 57211 | 1 | WND | WT | 124.5 | 124.5 | 0 | 362367 | 0 |  | IPP Non-CHP | N | OP |  | Non Combustion (NUC, WAT, WND, GEO, or SUN) |  | Western
EXCLUDE | TX | TX-ERCOT | EC&R Papalote Creek II LLC | 57212 | 1 | WND | WT | 200.1 | 200.1 | 0 | 615967 | 0 |  | IPP Non-CHP | N | OP |  | Non Combustion (NUC, WAT, WND, GEO, or SUN) |  | ERCOT
EXCLUDE | NV | NV-Western | ENEL Salt Wells LLC | 57213 | 101 | GEO | BT | 11.8 | 10.1 | 0 | 52838.5 | 0 |  | IPP Non-CHP | N | OP |  | Non Combustion (NUC, WAT, WND, GEO, or SUN) |  | Western
EXCLUDE | NV | NV-Western | ENEL Salt Wells LLC | 57213 | 201 | GEO | BT | 11.8 | 10.1 | 0 | 52838.5 | 0 |  | IPP Non-CHP | N | OP |  | Non Combustion (NUC, WAT, WND, GEO, or SUN) |  | Western
EXCLUDE | IA | IA-Eastern | Waverly Community Wind Project | 57214 | CAN1 | WND | WT | 0.9 | 0.9 | 0 | 1350.67 | 0 |  | Electric Utility | N | OP |  | Non Combustion (NUC, WAT, WND, GEO, or SUN) |  | Eastern
EXCLUDE | IA | IA-Eastern | Waverly Community Wind Project | 57214 | CAN2 | WND | WT | 0.9 | 0.9 | 0 | 1350.67 | 0 |  | Electric Utility | N | OP |  | Non Combustion (NUC, WAT, WND, GEO, or SUN) | Yes | Eastern
EXCLUDE | IA | IA-Eastern | Waverly Community Wind Project | 57214 | SK4 | WND | WT | 0.9 | 0.9 | 0 | 1350.67 | 0 |  | Electric Utility | N | OP |  | Non Combustion (NUC, WAT, WND, GEO, or SUN) |  | Eastern
EXCLUDE | SC | SC-Eastern | Orange County Biomass LLC | 57215 | G-01 | WDS | ST | 35 | 35 | 0 | 0 | 0 |  | IPP Non-CHP | N | T |  | Status of Operation (IP, L, P, T) |  | Eastern
EXCLUDE | PA | PA-Eastern | Crayola Solar Project | 57216 | 1 | SUN | PV | 1 | 1 | 0 | 171.79 | 0 |  | IPP Non-CHP | N | OP |  | Non Combustion (NUC, WAT, WND, GEO, or SUN) |  | Eastern
EXCLUDE | PA | PA-Eastern | Crayola Solar Project | 57216 | 2 | SUN | PV | 1 | 1 | 0 | 171.79 | 0 |  | IPP Non-CHP | N | OP |  | Non Combustion (NUC, WAT, WND, GEO, or SUN) |  | Eastern
EXCLUDE | PA | PA-Eastern | Crayola Solar Project | 57216 | 3 | SUN | PV | 0.8 | 0.8 | 0 | 137.43 | 0 |  | IPP Non-CHP | N | OP |  | Non Combustion (NUC, WAT, WND, GEO, or SUN) | Yes | Eastern
EXCLUDE | CA | CA-Western | Solar Photovoltaic Project #03 | 57217 | S003A | SUN | PV | 0.5 | 0.5 | 0 | 425.5 | 0 |  | Electric Utility | N | OP |  | Non Combustion (NUC, WAT, WND, GEO, or SUN) |  | Western
EXCLUDE | CA | CA-Western | Solar Photovoltaic Project #03 | 57217 | S003B | SUN | PV | 0.5 | 0.5 | 0 | 425.5 | 0 |  | Electric Utility | N | OP |  | Non Combustion (NUC, WAT, WND, GEO, or SUN) |  | Western
EXCLUDE | CA | CA-Western | Solar Photovoltaic Project #04 | 57218 | S004A | SUN | PV | 0.5 | 0.5 | 0 | 0 | 0 |  | Electric Utility | N | IP |  | Status of Operation (IP, L, P, T) |  | Western
EXCLUDE | CA | CA-Western | Solar Photovoltaic Project #04 | 57218 | S004B | SUN | PV | 0.5 | 0.5 | 0 | 0 | 0 |  | Electric Utility | N | IP |  | Status of Operation (IP, L, P, T) |  | Western
EXCLUDE | CA | CA-Western | Solar Photovoltaic Project #04 | 57218 | S004C | SUN | PV | 0.5 | 0.5 | 0 | 0 | 0 |  | Electric Utility | N | IP |  | Status of Operation (IP, L, P, T) |  | Western
EXCLUDE | CA | CA-Western | Solar Photovoltaic Project #05 | 57219 | S005A | SUN | PV | 0.5 | 0.5 | 0 | 938.8 | 0 |  | Electric Utility | N | OP |  | Non Combustion (NUC, WAT, WND, GEO, or SUN) | Yes | Western
EXCLUDE | CA | CA-Western | Solar Photovoltaic Project #05 | 57219 | S005B | SUN | PV | 0.5 | 0.5 | 0 | 938.8 | 0 |  | Electric Utility | N | OP |  | Non Combustion (NUC, WAT, WND, GEO, or SUN) | Yes | Western
EXCLUDE | CA | CA-Western | Solar Photovoltaic Project #05 | 57219 | S005C | SUN | PV | 0.5 | 0.5 | 0 | 938.8 | 0 |  | Electric Utility | N | OP |  | Non Combustion (NUC, WAT, WND, GEO, or SUN) | Yes | Western
EXCLUDE | CA | CA-Western | Solar Photovoltaic Project #05 | 57219 | S005D | SUN | PV | 0.5 | 0.5 | 0 | 938.8 | 0 |  | Electric Utility | N | OP |  | Non Combustion (NUC, WAT, WND, GEO, or SUN) | Yes | Western
EXCLUDE | CA | CA-Western | Solar Photovoltaic Project #05 | 57219 | S005E | SUN | PV | 0.5 | 0.5 | 0 | 938.8 | 0 |  | Electric Utility | N | OP |  | Non Combustion (NUC, WAT, WND, GEO, or SUN) | Yes | Western
EXCLUDE | CA | CA-Western | Solar Photovoltaic Project #06 | 57220 | S006A | SUN | PV | 0.5 | 0.5 | 0 | 1010.75 | 0 |  | Electric Utility | N | OP |  | Non Combustion (NUC, WAT, WND, GEO, or SUN) |  | Western
EXCLUDE | CA | CA-Western | Solar Photovoltaic Project #06 | 57220 | S006B | SUN | PV | 0.5 | 0.5 | 0 | 1010.75 | 0 |  | Electric Utility | N | OP |  | Non Combustion (NUC, WAT, WND, GEO, or SUN) |  | Western
EXCLUDE | CA | CA-Western | Solar Photovoltaic Project #06 | 57220 | S006C | SUN | PV | 0.5 | 0.5 | 0 | 1010.75 | 0 |  | Electric Utility | N | OP |  | Non Combustion (NUC, WAT, WND, GEO, or SUN) |  | Western
EXCLUDE | CA | CA-Western | Solar Photovoltaic Project #06 | 57220 | S006D | SUN | PV | 0.5 | 0.5 | 0 | 1010.75 | 0 |  | Electric Utility | N | OP |  | Non Combustion (NUC, WAT, WND, GEO, or SUN) |  | Western
EXCLUDE | CA | CA-Western | Solar Photovoltaic Project #07 | 57221 | S007A | SUN | PV | 0.5 | 0.5 | 0 | 872.8 | 0 |  | Electric Utility | N | OP |  | Non Combustion (NUC, WAT, WND, GEO, or SUN) | Yes | Western
EXCLUDE | CA | CA-Western | Solar Photovoltaic Project #07 | 57221 | S007B | SUN | PV | 0.5 | 0.5 | 0 | 872.8 | 0 |  | Electric Utility | N | OP |  | Non Combustion (NUC, WAT, WND, GEO, or SUN) | Yes | Western
EXCLUDE | CA | CA-Western | Solar Photovoltaic Project #07 | 57221 | S007C | SUN | PV | 0.5 | 0.5 | 0 | 872.8 | 0 |  | Electric Utility | N | OP |  | Non Combustion (NUC, WAT, WND, GEO, or SUN) | Yes | Western
EXCLUDE | CA | CA-Western | Solar Photovoltaic Project #07 | 57221 | S007D | SUN | PV | 0.5 | 0.5 | 0 | 872.8 | 0 |  | Electric Utility | N | OP |  | Non Combustion (NUC, WAT, WND, GEO, or SUN) | Yes | Western
EXCLUDE | CA | CA-Western | Solar Photovoltaic Project #07 | 57221 | S007E | SUN | PV | 0.5 | 0.5 | 0 | 872.8 | 0 |  | Electric Utility | N | OP |  | Non Combustion (NUC, WAT, WND, GEO, or SUN) | Yes | Western
EXCLUDE | CA | CA-Western | Solar Photovoltaic Project #08 | 57222 | S008A | SUN | PV | 0.5 | 0.5 | 0 | 1133.5 | 0 |  | Electric Utility | N | OP |  | Non Combustion (NUC, WAT, WND, GEO, or SUN) |  | Western
EXCLUDE | CA | CA-Western | Solar Photovoltaic Project #08 | 57222 | S008B | SUN | PV | 0.5 | 0.5 | 0 | 1133.5 | 0 |  | Electric Utility | N | OP |  | Non Combustion (NUC, WAT, WND, GEO, or SUN) |  | Western
EXCLUDE | CA | CA-Western | Solar Photovoltaic Project #08 | 57222 | S008C | SUN | PV | 0.5 | 0.5 | 0 | 1133.5 | 0 |  | Electric Utility | N | OP |  | Non Combustion (NUC, WAT, WND, GEO, or SUN) |  | Western
EXCLUDE | CA | CA-Western | Solar Photovoltaic Project #08 | 57222 | S008D | SUN | PV | 0.5 | 0.5 | 0 | 1133.5 | 0 |  | Electric Utility | N | OP |  | Non Combustion (NUC, WAT, WND, GEO, or SUN) |  | Western
EXCLUDE | CA | CA-Western | Solar Photovoltaic Project #08 | 57222 | S008E | SUN | PV | 0.5 | 0.5 | 0 | 0 | 0 |  | Electric Utility | N | IP |  | Status of Operation (IP, L, P, T) |  | Western
EXCLUDE | CA | CA-Western | Solar Photovoltaic Project #09 | 57223 | S009A | SUN | PV | 0.5 | 0.5 | 0 | 1068 | 0 |  | Electric Utility | N | OP |  | Non Combustion (NUC, WAT, WND, GEO, or SUN) |  | Western
EXCLUDE | CA | CA-Western | Solar Photovoltaic Project #09 | 57223 | S009B | SUN | PV | 0.5 | 0.5 | 0 | 1068 | 0 |  | Electric Utility | N | OP |  | Non Combustion (NUC, WAT, WND, GEO, or SUN) |  | Western
EXCLUDE | CA | CA-Western | Solar Photovoltaic Project #09 | 57223 | S009C | SUN | PV | 0.5 | 0.5 | 0 | 0 | 0 |  | Electric Utility | N | IP |  | Status of Operation (IP, L, P, T) |  | Western
EXCLUDE | CA | CA-Western | Solar Photovoltaic Project #10 | 57224 | S010A | SUN | PV | 0.5 | 0.5 | 0 | 0 | 0 |  | Electric Utility | N | TS |  | Status of Operation (IP, L, P, T) |  | Western
EXCLUDE | CA | CA-Western | Solar Photovoltaic Project #10 | 57224 | S010B | SUN | PV | 0.5 | 0.5 | 0 | 0 | 0 |  | Electric Utility | N | TS |  | Status of Operation (IP, L, P, T) |  | Western
EXCLUDE | CA | CA-Western | Solar Photovoltaic Project #10 | 57224 | S010C | SUN | PV | 0.5 | 0.5 | 0 | 0 | 0 |  | Electric Utility | N | TS |  | Status of Operation (IP, L, P, T) |  | Western
EXCLUDE | CA | CA-Western | Solar Photovoltaic Project #10 | 57224 | S010D | SUN | PV | 0.5 | 0.5 | 0 | 0 | 0 |  | Electric Utility | N | IP |  | Status of Operation (IP, L, P, T) |  | Western
EXCLUDE | CA | CA-Western | Solar Photovoltaic Project #11 | 57225 | S011A | SUN | PV | 0.5 | 0.5 | 0 | 0 | 0 |  | Electric Utility | N | TS |  | Status of Operation (IP, L, P, T) |  | Western
EXCLUDE | CA | CA-Western | Solar Photovoltaic Project #11 | 57225 | S011B | SUN | PV | 0.5 | 0.5 | 0 | 0 | 0 |  | Electric Utility | N | TS |  | Status of Operation (IP, L, P, T) |  | Western
EXCLUDE | CA | CA-Western | Solar Photovoltaic Project #11 | 57225 | S011C | SUN | PV | 0.5 | 0.5 | 0 | 0 | 0 |  | Electric Utility | N | TS |  | Status of Operation (IP, L, P, T) |  | Western
EXCLUDE | CA | CA-Western | Solar Photovoltaic Project #11 | 57225 | S011D | SUN | PV | 0.5 | 0.5 | 0 | 0 | 0 |  | Electric Utility | N | TS |  | Status of Operation (IP, L, P, T) |  | Western
EXCLUDE | CA | CA-Western | Solar Photovoltaic Project #11 | 57225 | S011E | SUN | PV | 0.5 | 0.5 | 0 | 0 | 0 |  | Electric Utility | N | TS |  | Status of Operation (IP, L, P, T) |  | Western
EXCLUDE | CA | CA-Western | Solar Photovoltaic Project #11 | 57225 | S011F | SUN | PV | 0.5 | 0.5 | 0 | 0 | 0 |  | Electric Utility | N | TS |  | Status of Operation (IP, L, P, T) |  | Western
EXCLUDE | CA | CA-Western | Solar Photovoltaic Project #11 | 57225 | S011G | SUN | PV | 0.5 | 0.5 | 0 | 0 | 0 |  | Electric Utility | N | TS |  | Status of Operation (IP, L, P, T) |  | Western
EXCLUDE | CA | CA-Western | Solar Photovoltaic Project #12 | 57226 | S012A | SUN | PV | 0.5 | 0.5 | 0 | 0 | 0 |  | Electric Utility | N | OP |  | Non Combustion (NUC, WAT, WND, GEO, or SUN) |  | Western
EXCLUDE | CA | CA-Western | Solar Photovoltaic Project #12 | 57226 | S012B | SUN | PV | 0.5 | 0.5 | 0 | 0 | 0 |  | Electric Utility | N | IP |  | Status of Operation (IP, L, P, T) |  | Western
EXCLUDE | CA | CA-Western | Solar Photovoltaic Project #13 | 57227 | S013A | SUN | PV | 0.5 | 0.5 | 0 | 0 | 0 |  | Electric Utility | N | TS |  | Status of Operation (IP, L, P, T) |  | Western
EXCLUDE | CA | CA-Western | Solar Photovoltaic Project #13 | 57227 | S013B | SUN | PV | 0.5 | 0.5 | 0 | 0 | 0 |  | Electric Utility | N | TS |  | Status of Operation (IP, L, P, T) |  | Western
EXCLUDE | CA | CA-Western | Solar Photovoltaic Project #13 | 57227 | S013C | SUN | PV | 0.5 | 0.5 | 0 | 0 | 0 |  | Electric Utility | N | TS |  | Status of Operation (IP, L, P, T) |  | Western
EXCLUDE | CA | CA-Western | Solar Photovoltaic Project #13 | 57227 | S013D | SUN | PV | 0.5 | 0.5 | 0 | 0 | 0 |  | Electric Utility | N | TS |  | Status of Operation (IP, L, P, T) |  | Western
EXCLUDE | CA | CA-Western | Solar Photovoltaic Project #13 | 57227 | S013E | SUN | PV | 0.5 | 0.5 | 0 | 0 | 0 |  | Electric Utility | N | TS |  | Status of Operation (IP, L, P, T) |  | Western
EXCLUDE | CA | CA-Western | Solar Photovoltaic Project #13 | 57227 | S013F | SUN | PV | 0.5 | 0.5 | 0 | 0 | 0 |  | Electric Utility | N | TS |  | Status of Operation (IP, L, P, T) |  | Western
EXCLUDE | CA | CA-Western | Solar Photovoltaic Project #13 | 57227 | S013G | SUN | PV | 0.5 | 0.5 | 0 | 0 | 0 |  | Electric Utility | N | TS |  | Status of Operation (IP, L, P, T) |  | Western
EXCLUDE | CA | CA-Western | Solar Photovoltaic Project #14 | 57228 | S014A | SUN | PV | 0.5 | 0.5 | 0 | 0 | 0 |  | Electric Utility | N | IP |  | Status of Operation (IP, L, P, T) |  | Western
EXCLUDE | CA | CA-Western | Solar Photovoltaic Project #14 | 57228 | S014B | SUN | PV | 0.5 | 0.5 | 0 | 0 | 0 |  | Electric Utility | N | IP |  | Status of Operation (IP, L, P, T) |  | Western
EXCLUDE | CA | CA-Western | Solar Photovoltaic Project #14 | 57228 | S014C | SUN | PV | 0.5 | 0.5 | 0 | 0 | 0 |  | Electric Utility | N | IP |  | Status of Operation (IP, L, P, T) |  | Western
EXCLUDE | CA | CA-Western | Solar Photovoltaic Project #15 | 57229 | S015A | SUN | PV | 0.5 | 0.5 | 0 | 0 | 0 |  | Electric Utility | N | TS |  | Status of Operation (IP, L, P, T) |  | Western
EXCLUDE | CA | CA-Western | Solar Photovoltaic Project #15 | 57229 | S015B | SUN | PV | 0.5 | 0.5 | 0 | 0 | 0 |  | Electric Utility | N | TS |  | Status of Operation (IP, L, P, T) |  | Western
EXCLUDE | CA | CA-Western | Solar Photovoltaic Project #15 | 57229 | S015C | SUN | PV | 0.5 | 0.5 | 0 | 0 | 0 |  | Electric Utility | N | TS |  | Status of Operation (IP, L, P, T) |  | Western
EXCLUDE | CA | CA-Western | Solar Photovoltaic Project #15 | 57229 | S015D | SUN | PV | 0.5 | 0.5 | 0 | 0 | 0 |  | Electric Utility | N | TS |  | Status of Operation (IP, L, P, T) |  | Western
EXCLUDE | CA | CA-Western | Solar Photovoltaic Project #15 | 57229 | S015E | SUN | PV | 0.5 | 0.5 | 0 | 0 | 0 |  | Electric Utility | N | TS |  | Status of Operation (IP, L, P, T) |  | Western
EXCLUDE | CA | CA-Western | Solar Photovoltaic Project #15 | 57229 | S015F | SUN | PV | 0.5 | 0.5 | 0 | 0 | 0 |  | Electric Utility | N | TS |  | Status of Operation (IP, L, P, T) |  | Western
EXCLUDE | CA | CA-Western | Solar Photovoltaic Project #15 | 57229 | S015G | SUN | PV | 0.5 | 0.5 | 0 | 0 | 0 |  | Electric Utility | N | TS |  | Status of Operation (IP, L, P, T) |  | Western
EXCLUDE | CA | CA-Western | Solar Photovoltaic Project #16 | 57230 | S016A | SUN | PV | 0.5 | 0.5 | 0 | 0 | 0 |  | Electric Utility | N | TS |  | Status of Operation (IP, L, P, T) |  | Western
EXCLUDE | CA | CA-Western | Solar Photovoltaic Project #16 | 57230 | S016B | SUN | PV | 0.5 | 0.5 | 0 | 0 | 0 |  | Electric Utility | N | TS |  | Status of Operation (IP, L, P, T) |  | Western
EXCLUDE | CA | CA-Western | Solar Photovoltaic Project #16 | 57230 | S016C | SUN | PV | 0.5 | 0.5 | 0 | 0 | 0 |  | Electric Utility | N | TS |  | Status of Operation (IP, L, P, T) |  | Western
EXCLUDE | CA | CA-Western | Solar Photovoltaic Project #17 | 57231 | S017A | SUN | PV | 0.5 | 0.5 | 0 | 0 | 0 |  | Electric Utility | N | TS |  | Status of Operation (IP, L, P, T) |  | Western
EXCLUDE | CA | CA-Western | Solar Photovoltaic Project #17 | 57231 | S017B | SUN | PV | 0.5 | 0.5 | 0 | 0 | 0 |  | Electric Utility | N | TS |  | Status of Operation (IP, L, P, T) |  | Western
EXCLUDE | CA | CA-Western | Solar Photovoltaic Project #17 | 57231 | S017C | SUN | PV | 0.5 | 0.5 | 0 | 0 | 0 |  | Electric Utility | N | TS |  | Status of Operation (IP, L, P, T) |  | Western
EXCLUDE | CA | CA-Western | Solar Photovoltaic Project #17 | 57231 | S017D | SUN | PV | 0.5 | 0.5 | 0 | 0 | 0 |  | Electric Utility | N | TS |  | Status of Operation (IP, L, P, T) |  | Western
EXCLUDE | CA | CA-Western | Solar Photovoltaic Project #17 | 57231 | S017E | SUN | PV | 0.5 | 0.5 | 0 | 0 | 0 |  | Electric Utility | N | TS |  | Status of Operation (IP, L, P, T) |  | Western
EXCLUDE | CA | CA-Western | Solar Photovoltaic Project #17 | 57231 | S017F | SUN | PV | 0.5 | 0.5 | 0 | 0 | 0 |  | Electric Utility | N | TS |  | Status of Operation (IP, L, P, T) |  | Western
EXCLUDE | CA | CA-Western | Solar Photovoltaic Project #17 | 57231 | S017G | SUN | PV | 0.5 | 0.5 | 0 | 0 | 0 |  | Electric Utility | N | TS |  | Status of Operation (IP, L, P, T) |  | Western
EXCLUDE | CA | CA-Western | Solar Photovoltaic Project #17 | 57231 | S017H | SUN | PV | 0.5 | 0.5 | 0 | 0 | 0 |  | Electric Utility | N | IP |  | Status of Operation (IP, L, P, T) |  | Western
EXCLUDE | CA | CA-Western | Solar Photovoltaic Project #18 | 57232 | S018A | SUN | PV | 0.5 | 0.5 | 0 | 219.33 | 0 |  | Electric Utility | N | OP |  | Non Combustion (NUC, WAT, WND, GEO, or SUN) | Yes | Western
EXCLUDE | CA | CA-Western | Solar Photovoltaic Project #18 | 57232 | S018B | SUN | PV | 0.5 | 0.5 | 0 | 219.33 | 0 |  | Electric Utility | N | OP |  | Non Combustion (NUC, WAT, WND, GEO, or SUN) | Yes | Western
EXCLUDE | CA | CA-Western | Solar Photovoltaic Project #18 | 57232 | S018C | SUN | PV | 0.5 | 0.5 | 0 | 219.33 | 0 |  | Electric Utility | N | OP |  | Non Combustion (NUC, WAT, WND, GEO, or SUN) | Yes | Western
EXCLUDE | CA | CA-Western | Solar Photovoltaic Project #18 | 57232 | S018D | SUN | PV | 0.5 | 0.5 | 0 | 0 | 0 |  | Electric Utility | N | IP |  | Status of Operation (IP, L, P, T) |  | Western
EXCLUDE | CA | CA-Western | Solar Photovoltaic Project #19 | 57233 | S019A | SUN | PV | 1 | 0.5 | 0 | 0 | 0 |  | Electric Utility | N | IP |  | Status of Operation (IP, L, P, T) |  | Western
EXCLUDE | CA | CA-Western | Solar Photovoltaic Project #19 | 57233 | S019B | SUN | PV | 0.5 | 0.5 | 0 | 0 | 0 |  | Electric Utility | N | IP |  | Status of Operation (IP, L, P, T) |  | Western
EXCLUDE | CA | CA-Western | Solar Photovoltaic Project #19 | 57233 | S019C | SUN | PV | 0.5 | 0.5 | 0 | 0 | 0 |  | Electric Utility | N | IP |  | Status of Operation (IP, L, P, T) |  | Western
EXCLUDE | CA | CA-Western | Solar Photovoltaic Project #19 | 57233 | S019D | SUN | PV | 0.5 | 0.5 | 0 | 0 | 0 |  | Electric Utility | N | IP |  | Status of Operation (IP, L, P, T) |  | Western
EXCLUDE | CA | CA-Western | Solar Photovoltaic Project #19 | 57233 | S019E | SUN | PV | 0.5 | 0.5 | 0 | 0 | 0 |  | Electric Utility | N | IP |  | Status of Operation (IP, L, P, T) |  | Western
EXCLUDE | CA | CA-Western | Solar Photovoltaic Project #19 | 57233 | S019F | SUN | PV | 0.5 | 0.5 | 0 | 0 | 0 |  | Electric Utility | N | IP |  | Status of Operation (IP, L, P, T) |  | Western
EXCLUDE | CA | CA-Western | Solar Photovoltaic Project #19 | 57233 | S019G | SUN | PV | 0.5 | 0.5 | 0 | 0 | 0 |  | Electric Utility | N | IP |  | Status of Operation (IP, L, P, T) |  | Western
EXCLUDE | CA | CA-Western | Solar Photovoltaic Project #19 | 57233 | S019H | SUN | PV | 0.5 | 0.5 | 0 | 0 | 0 |  | Electric Utility | N | IP |  | Status of Operation (IP, L, P, T) |  | Western
EXCLUDE | CA | CA-Western | Solar Photovoltaic Project #19 | 57233 | S019I | SUN | PV | 0.5 | 0.5 | 0 | 0 | 0 |  | Electric Utility | N | IP |  | Status of Operation (IP, L, P, T) |  | Western
EXCLUDE | CA | CA-Western | Solar Photovoltaic Project #20 | 57234 | S020A | SUN | PV | 0.5 | 0.5 | 0 | 0 | 0 |  | Electric Utility | N | IP |  | Status of Operation (IP, L, P, T) |  | Western
EXCLUDE | CA | CA-Western | Solar Photovoltaic Project #20 | 57234 | S020B | SUN | PV | 0.5 | 0.5 | 0 | 0 | 0 |  | Electric Utility | N | IP |  | Status of Operation (IP, L, P, T) |  | Western
EXCLUDE | CA | CA-Western | Solar Photovoltaic Project #20 | 57234 | S020C | SUN | PV | 0.5 | 0.5 | 0 | 0 | 0 |  | Electric Utility | N | IP |  | Status of Operation (IP, L, P, T) |  | Western
EXCLUDE | CA | CA-Western | Solar Photovoltaic Project #20 | 57234 | S020D | SUN | PV | 0.5 | 0.5 | 0 | 0 | 0 |  | Electric Utility | N | IP |  | Status of Operation (IP, L, P, T) |  | Western
EXCLUDE | CA | CA-Western | Solar Photovoltaic Project #20 | 57234 | S020E | SUN | PV | 0.5 | 0.5 | 0 | 0 | 0 |  | Electric Utility | N | IP |  | Status of Operation (IP, L, P, T) |  | Western
EXCLUDE | CA | CA-Western | Solar Photovoltaic Project #20 | 57234 | S020F | SUN | PV | 0.5 | 0.5 | 0 | 0 | 0 |  | Electric Utility | N | IP |  | Status of Operation (IP, L, P, T) |  | Western
EXCLUDE | CA | CA-Western | Solar Photovoltaic Project #20 | 57234 | S020G | SUN | PV | 0.5 | 0.5 | 0 | 0 | 0 |  | Electric Utility | N | IP |  | Status of Operation (IP, L, P, T) |  | Western
EXCLUDE | CA | CA-Western | Solar Photovoltaic Project #21 | 57235 | S021A | SUN | PV | 0.5 | 0.5 | 0 | 0 | 0 |  | Electric Utility | N | IP |  | Status of Operation (IP, L, P, T) |  | Western
EXCLUDE | CA | CA-Western | Solar Photovoltaic Project #21 | 57235 | S021B | SUN | PV | 0.5 | 0.5 | 0 | 0 | 0 |  | Electric Utility | N | IP |  | Status of Operation (IP, L, P, T) |  | Western
EXCLUDE | CA | CA-Western | Solar Photovoltaic Project #21 | 57235 | S021C | SUN | PV | 0.5 | 0.5 | 0 | 0 | 0 |  | Electric Utility | N | IP |  | Status of Operation (IP, L, P, T) |  | Western
EXCLUDE | CA | CA-Western | Solar Photovoltaic Project #21 | 57235 | S021D | SUN | PV | 0.5 | 0.5 | 0 | 0 | 0 |  | Electric Utility | N | IP |  | Status of Operation (IP, L, P, T) |  | Western
EXCLUDE | CA | CA-Western | Solar Photovoltaic Project #21 | 57235 | S021E | SUN | PV | 0.5 | 0.5 | 0 | 0 | 0 |  | Electric Utility | N | IP |  | Status of Operation (IP, L, P, T) |  | Western
EXCLUDE | CA | CA-Western | Solar Photovoltaic Project #23 | 57236 | S023A | SUN | PV | 0.5 | 0.5 | 0 | 0 | 0 |  | Electric Utility | N | TS |  | Status of Operation (IP, L, P, T) |  | Western
EXCLUDE | CA | CA-Western | Solar Photovoltaic Project #23 | 57236 | S023B | SUN | PV | 0.5 | 0.5 | 0 | 0 | 0 |  | Electric Utility | N | TS |  | Status of Operation (IP, L, P, T) |  | Western
EXCLUDE | CA | CA-Western | Solar Photovoltaic Project #23 | 57236 | S023C | SUN | PV | 0.5 | 0.5 | 0 | 0 | 0 |  | Electric Utility | N | TS |  | Status of Operation (IP, L, P, T) |  | Western
EXCLUDE | CA | CA-Western | Solar Photovoltaic Project #23 | 57236 | S023D | SUN | PV | 0.5 | 0.5 | 0 | 0 | 0 |  | Electric Utility | N | TS |  | Status of Operation (IP, L, P, T) |  | Western
EXCLUDE | CA | CA-Western | Solar Photovoltaic Project #23 | 57236 | S023E | SUN | PV | 0.5 | 0.5 | 0 | 0 | 0 |  | Electric Utility | N | TS |  | Status of Operation (IP, L, P, T) |  | Western
EXCLUDE | CA | CA-Western | Solar Photovoltaic Project #23 | 57236 | S023F | SUN | PV | 0.5 | 0.5 | 0 | 0 | 0 |  | Electric Utility | N | IP |  | Status of Operation (IP, L, P, T) |  | Western
EXCLUDE | CA | CA-Western | Solar Photovoltaic Project #22 | 57237 | S022A | SUN | PV | 0.5 | 0.5 | 0 | 540 | 0 |  | Electric Utility | N | OP |  | Non Combustion (NUC, WAT, WND, GEO, or SUN) |  | Western
EXCLUDE | CA | CA-Western | Solar Photovoltaic Project #22 | 57237 | S022B | SUN | PV | 0.5 | 0.5 | 0 | 540 | 0 |  | Electric Utility | N | OP |  | Non Combustion (NUC, WAT, WND, GEO, or SUN) |  | Western
EXCLUDE | CA | CA-Western | Solar Photovoltaic Project #22 | 57237 | S022C | SUN | PV | 0.5 | 0.5 | 0 | 540 | 0 |  | Electric Utility | N | OP |  | Non Combustion (NUC, WAT, WND, GEO, or SUN) |  | Western
EXCLUDE | CA | CA-Western | Solar Photovoltaic Project #22 | 57237 | S022D | SUN | PV | 0.5 | 0.5 | 0 | 540 | 0 |  | Electric Utility | N | OP |  | Non Combustion (NUC, WAT, WND, GEO, or SUN) |  | Western
EXCLUDE | MD | MD-Eastern | Roth Rock Wind Farm LLC | 57239 | SRRW1 | WND | WT | 40 | 40 | 0 | 116618 | 0 |  | IPP Non-CHP | N | OP |  | Non Combustion (NUC, WAT, WND, GEO, or SUN) |  | Eastern
EXCLUDE | MD | MD-Eastern | Roth Rock North Wind Farm, LLC | 57240 | SRRNW | WND | WT | 10 | 10 | 0 | 23296 | 0 |  | IPP Non-CHP | N | OP |  | Non Combustion (NUC, WAT, WND, GEO, or SUN) |  | Eastern
EXCLUDE | FL | FL-Eastern | Gainesville Renewable Energy Center | 57241 | 1 | WDS | ST | 116.1 | 100 | 0 | 0 | 0 |  | IPP Non-CHP | N | V |  | Status of Operation (IP, L, P, T) |  | Eastern
EXCLUDE | HI | HI-Hawaii | Mililani South Solar Farm | 57242 | 1 | SUN | PV | 5 | 5 | 0 | 0 | 0 |  | IPP Non-CHP | N | P |  | State not covered under final 111(d) |  | Hawaii
EXCLUDE | NM | NM-Western | Cimarron Solar Facility | 57243 | CIM1 | SUN | PV | 30.6 | 30.6 | 0 | 69919 | 0 |  | IPP Non-CHP | N | OP |  | Non Combustion (NUC, WAT, WND, GEO, or SUN) |  | Western
EXCLUDE | CO | CO-Western | Trinidad | 511 | 5 | DFO | IC | 1.8 | 1.8 | 0 | 0 | 0 |  | Electric Utility | N | OP |  | Internal Combustion |  | Western
EXCLUDE | CA | CA-Western | Solar Photovoltaic Project #26 | 57245 | S026A | SUN | PV | 0.5 | 0.5 | 0 | 0 | 0 |  | Electric Utility | N | TS |  | Status of Operation (IP, L, P, T) |  | Western
EXCLUDE | CA | CA-Western | Solar Photovoltaic Project #26 | 57245 | S026B | SUN | PV | 0.5 | 0.5 | 0 | 0 | 0 |  | Electric Utility | N | TS |  | Status of Operation (IP, L, P, T) |  | Western
EXCLUDE | CA | CA-Western | Solar Photovoltaic Project #26 | 57245 | S026C | SUN | PV | 0.5 | 0.5 | 0 | 0 | 0 |  | Electric Utility | N | TS |  | Status of Operation (IP, L, P, T) |  | Western
EXCLUDE | CA | CA-Western | Solar Photovoltaic Project #26 | 57245 | S026D | SUN | PV | 0.5 | 0.5 | 0 | 0 | 0 |  | Electric Utility | N | TS |  | Status of Operation (IP, L, P, T) |  | Western
EXCLUDE | CA | CA-Western | Solar Photovoltaic Project #26 | 57245 | S026E | SUN | PV | 0.5 | 0.5 | 0 | 0 | 0 |  | Electric Utility | N | TS |  | Status of Operation (IP, L, P, T) |  | Western
EXCLUDE | CA | CA-Western | Solar Photovoltaic Project #26 | 57245 | S026F | SUN | PV | 0.5 | 0.5 | 0 | 0 | 0 |  | Electric Utility | N | TS |  | Status of Operation (IP, L, P, T) |  | Western
EXCLUDE | CA | CA-Western | Solar Photovoltaic Project #26 | 57245 | S026G | SUN | PV | 0.5 | 0.5 | 0 | 0 | 0 |  | Electric Utility | N | TS |  | Status of Operation (IP, L, P, T) |  | Western
EXCLUDE | CA | CA-Western | Solar Photovoltaic Project #26 | 57245 | S026H | SUN | PV | 0.5 | 0.5 | 0 | 0 | 0 |  | Electric Utility | N | TS |  | Status of Operation (IP, L, P, T) |  | Western
EXCLUDE | CA | CA-Western | Solar Photovoltaic Project #26 | 57245 | S026I | SUN | PV | 0.5 | 0.5 | 0 | 0 | 0 |  | Electric Utility | N | TS |  | Status of Operation (IP, L, P, T) |  | Western
EXCLUDE | CA | CA-Western | Solar Photovoltaic Project #26 | 57245 | S026J | SUN | PV | 0.5 | 0.5 | 0 | 0 | 0 |  | Electric Utility | N | TS |  | Status of Operation (IP, L, P, T) |  | Western
EXCLUDE | CA | CA-Western | Solar Photovoltaic Project #26 | 57245 | SO26K | SUN | PV | 0.5 | 0.5 | 0 | 0 | 0 |  | Electric Utility | N | TS |  | Status of Operation (IP, L, P, T) |  | Western
EXCLUDE | CA | CA-Western | Solar Photovoltaic Project #26 | 57245 | SO26L | SUN | PV | 0.5 | 0.5 | 0 | 0 | 0 |  | Electric Utility | N | TS |  | Status of Operation (IP, L, P, T) |  | Western
EXCLUDE | CA | CA-Western | Solar Photovoltaic Project #27 | 57246 | S027A | SUN | PV | 0.5 | 0.5 | 0 | 0 | 0 |  | Electric Utility | N | TS |  | Status of Operation (IP, L, P, T) |  | Western
EXCLUDE | CA | CA-Western | Solar Photovoltaic Project #27 | 57246 | S027B | SUN | PV | 0.5 | 0.5 | 0 | 0 | 0 |  | Electric Utility | N | TS |  | Status of Operation (IP, L, P, T) |  | Western
EXCLUDE | CA | CA-Western | Solar Photovoltaic Project #27 | 57246 | S027C | SUN | PV | 0.5 | 0.5 | 0 | 0 | 0 |  | Electric Utility | N | TS |  | Status of Operation (IP, L, P, T) |  | Western
EXCLUDE | CA | CA-Western | Solar Photovoltaic Project #27 | 57246 | S027D | SUN | PV | 0.5 | 0.5 | 0 | 0 | 0 |  | Electric Utility | N | TS |  | Status of Operation (IP, L, P, T) |  | Western
EXCLUDE | CA | CA-Western | Solar Photovoltaic Project #27 | 57246 | S027E | SUN | PV | 0.5 | 0.5 | 0 | 0 | 0 |  | Electric Utility | N | IP |  | Status of Operation (IP, L, P, T) |  | Western
EXCLUDE | CA | CA-Western | Solar Photovoltaic Project #27 | 57246 | S027F | SUN | PV | 0.5 | 0.5 | 0 | 0 | 0 |  | Electric Utility | N | IP |  | Status of Operation (IP, L, P, T) |  | Western
EXCLUDE | CA | CA-Western | Solar Photovoltaic Project #28 | 57247 | S028A | SUN | PV | 0.5 | 0.5 | 0 | 0 | 0 |  | Electric Utility | N | TS |  | Status of Operation (IP, L, P, T) |  | Western
EXCLUDE | CA | CA-Western | Solar Photovoltaic Project #28 | 57247 | S028B | SUN | PV | 0.5 | 0.5 | 0 | 0 | 0 |  | Electric Utility | N | TS |  | Status of Operation (IP, L, P, T) |  | Western
EXCLUDE | CA | CA-Western | Solar Photovoltaic Project #28 | 57247 | S028C | SUN | PV | 0.5 | 0.5 | 0 | 0 | 0 |  | Electric Utility | N | TS |  | Status of Operation (IP, L, P, T) |  | Western
EXCLUDE | CA | CA-Western | Solar Photovoltaic Project #28 | 57247 | S028D | SUN | PV | 0.5 | 0.5 | 0 | 0 | 0 |  | Electric Utility | N | TS |  | Status of Operation (IP, L, P, T) |  | Western
EXCLUDE | CA | CA-Western | Solar Photovoltaic Project #28 | 57247 | S028E | SUN | PV | 0.5 | 0.5 | 0 | 0 | 0 |  | Electric Utility | N | TS |  | Status of Operation (IP, L, P, T) |  | Western
EXCLUDE | CA | CA-Western | Solar Photovoltaic Project #28 | 57247 | S028F | SUN | PV | 0.5 | 0.5 | 0 | 0 | 0 |  | Electric Utility | N | TS |  | Status of Operation (IP, L, P, T) |  | Western
EXCLUDE | CA | CA-Western | Solar Photovoltaic Project #28 | 57247 | S028G | SUN | PV | 0.5 | 0.5 | 0 | 0 | 0 |  | Electric Utility | N | TS |  | Status of Operation (IP, L, P, T) |  | Western
EXCLUDE | CA | CA-Western | Solar Photovoltaic Project #28 | 57247 | S028H | SUN | PV | 0.5 | 0.5 | 0 | 0 | 0 |  | Electric Utility | N | IP |  | Status of Operation (IP, L, P, T) |  | Western
EXCLUDE | MN | MN-Eastern | Welcome Wind Turbine | 57248 | WIND1 | WND | WT | 2.1 | 2.1 | 0 | 7188 | 0 |  | Electric Utility | N | OP |  | Non Combustion (NUC, WAT, WND, GEO, or SUN) |  | Eastern
EXCLUDE | OH | OH-Eastern | Renewable Energy Services of Ohio | 57249 | GEN1 | LFG | IC | 1.6 | 1.6 | 0 | 0 | 0 |  | IPP Non-CHP | N | OP |  | Non-Fossil Fuel Type (Less than 10% Fossil Fuel) |  | Eastern
EXCLUDE | OH | OH-Eastern | Renewable Energy Services of Ohio | 57249 | GEN2 | LFG | IC | 0.6 | 0.6 | 0 | 0 | 0 |  | IPP Non-CHP | N | IP |  | Status of Operation (IP, L, P, T) |  | Eastern
EXCLUDE | IN | IN-Eastern | Earthmovers LFGTE | 57250 | 1 | LFG | IC | 0.8 | 0.8 | 0 | 0 | 0 |  | Electric Utility | N | OP |  | Non-Fossil Fuel Type (Less than 10% Fossil Fuel) |  | Eastern
EXCLUDE | IN | IN-Eastern | Earthmovers LFGTE | 57250 | 2 | LFG | IC | 0.8 | 0.8 | 0 | 0 | 0 |  | Electric Utility | N | OP |  | Non-Fossil Fuel Type (Less than 10% Fossil Fuel) |  | Eastern
EXCLUDE | IN | IN-Eastern | Earthmovers LFGTE | 57250 | 3 | LFG | IC | 0.8 | 0.8 | 0 | 0 | 0 |  | Electric Utility | N | OP |  | Non-Fossil Fuel Type (Less than 10% Fossil Fuel) |  | Eastern
EXCLUDE | IN | IN-Eastern | Earthmovers LFGTE | 57250 | 4 | LFG | IC | 0.8 | 0.8 | 0 | 0 | 0 |  | Electric Utility | N | OP |  | Non-Fossil Fuel Type (Less than 10% Fossil Fuel) |  | Eastern
EXCLUDE | IN | IN-Eastern | Earthmovers LFGTE | 57250 | 5 | LFG | IC | 0.8 | 0.8 | 0 | 0 | 0 |  | Electric Utility | N | OP |  | Non-Fossil Fuel Type (Less than 10% Fossil Fuel) |  | Eastern
EXCLUDE | IN | IN-Eastern | Earthmovers LFGTE | 57250 | 6 | LFG | IC | 0.8 | 0.8 | 0 | 0 | 0 |  | Electric Utility | N | OP |  | Non-Fossil Fuel Type (Less than 10% Fossil Fuel) |  | Eastern
EXCLUDE | IA | IA-Eastern | Lakota Wind Wind Farm | 57251 | LAK1 | WND | WT | 10.5 | 10.5 | 0 | 38276 | 0 |  | Electric Utility | N | OP |  | Non Combustion (NUC, WAT, WND, GEO, or SUN) |  | Eastern
EXCLUDE | IA | IA-Eastern | Iowa Lakes Superior Wind Farm | 57252 | SUP1 | WND | WT | 10.5 | 10.5 | 0 | 40886 | 0 |  | Electric Utility | N | OP |  | Non Combustion (NUC, WAT, WND, GEO, or SUN) |  | Eastern
EXCLUDE | MA | MA-Eastern | MA Military Reservation Wind Project | 57253 | 1 | WND | WT | 1.5 | 1.5 | 0 | 3467 | 0 |  | IPP Non-CHP | N | OP |  | Non Combustion (NUC, WAT, WND, GEO, or SUN) |  | Eastern
EXCLUDE | MA | MA-Eastern | MA Military Reservation Wind Project | 57253 | 2 | WND | WT | 1.5 | 1.5 | 0 | 3467 | 0 |  | IPP Non-CHP | N | OP |  | Non Combustion (NUC, WAT, WND, GEO, or SUN) |  | Eastern
EXCLUDE | MA | MA-Eastern | MA Military Reservation Wind Project | 57253 | 3 | WND | WT | 1.5 | 1.5 | 0 | 3467 | 0 |  | IPP Non-CHP | N | OP |  | Non Combustion (NUC, WAT, WND, GEO, or SUN) |  | Eastern
EXCLUDE | CA | CA-Western | Victor Valley CC CPV Solar | 57254 | 1PV | SUN | PV | 1 | 1 | 0 | 2671 | 0 |  | Commercial Non-CHP | N | OP |  | Commercial/Industrial Unit |  | Western
EXCLUDE | MN | MN-Eastern | Lake Country Wind Energy | 57255 | 1 | WND | WT | 40 | 40 | 0 | 0 | 0 |  | IPP Non-CHP | N | T |  | Status of Operation (IP, L, P, T) |  | Eastern
EXCLUDE | MN | MN-Eastern | Lake Country Wind Energy | 57255 | 2 | WND | WT | 300 | 300 | 0 | 0 | 0 |  | IPP Non-CHP | N | IP |  | Status of Operation (IP, L, P, T) |  | Eastern
EXCLUDE | PA | PA-Eastern | PA Solar Park | 57256 | 1 | SUN | PV | 10.1 | 10 | 0 | 0 | 0 |  | IPP Non-CHP | N | OP |  | Non Combustion (NUC, WAT, WND, GEO, or SUN) | Yes | Eastern
EXCLUDE | PA | PA-Eastern | PA Solar Park | 57256 | 2 | SUN | PV | 9.9 | 3.8 | 0 | 0 | 0 |  | IPP Non-CHP | N | IP |  | Status of Operation (IP, L, P, T) |  | Eastern
EXCLUDE | IA | IA-Eastern | Iowa Lakes Community College Wind Farm | 57257 | VMN82 | WND | WT | 1 | 1 | 0 | 2928 | 0 |  | Commercial Non-CHP | N | OP |  | Commercial/Industrial Unit |  | Eastern
EXCLUDE | NM | NM-Western | Texico Wind Ranch LP | 57258 | 1 | WND | WT | 1.9 | 1.9 | 0 | 5330 | 0 |  | IPP Non-CHP | N | OP |  | Non Combustion (NUC, WAT, WND, GEO, or SUN) |  | Western
EXCLUDE | TX | TX-Eastern | Lubbock Wind Ranch | 57259 | 1 | WND | WT | 7.5 | 7.5 | 0 | 20837 | 0 |  | IPP Non-CHP | N | OP |  | Non Combustion (NUC, WAT, WND, GEO, or SUN) |  | Eastern
EXCLUDE | TX | TX-ERCOT | Cedro Hill Wind LLC | 57260 | 1 | WND | WT | 150 | 150 | 0 | 530448 | 0 |  | IPP Non-CHP | N | OP |  | Non Combustion (NUC, WAT, WND, GEO, or SUN) |  | ERCOT
EXCLUDE | OK | OK-Eastern | Taloga Wind LLC | 57261 | 1 | WND | WT | 130 | 130 | 0 | 470229 | 0 |  | IPP Non-CHP | N | OP |  | Non Combustion (NUC, WAT, WND, GEO, or SUN) |  | Eastern
EXCLUDE | NE | NE-Eastern | Laredo Ridge Wind LLC | 57262 | 1 | WND | WT | 79.9 | 79.9 | 0 | 354796 | 0 |  | IPP Non-CHP | N | OP |  | Non Combustion (NUC, WAT, WND, GEO, or SUN) |  | Eastern
EXCLUDE | TX | TX-ERCOT | Little Pringle I Wind Farm | 57263 | LP1 | WND | WT | 10 | 10 | 0 | 28173 | 0 |  | IPP Non-CHP | N | OP |  | Non Combustion (NUC, WAT, WND, GEO, or SUN) |  | ERCOT
EXCLUDE | TX | TX-ERCOT | Little Pringle II Wind Farm | 57264 | LP2 | WND | WT | 10 | 10 | 0 | 33218 | 0 |  | IPP Non-CHP | N | OP |  | Non Combustion (NUC, WAT, WND, GEO, or SUN) |  | ERCOT
EXCLUDE | MA | MA-Eastern | Dorchester Solar Site | 57265 | 1 | SUN | PV | 1 | 1 | 0 | 1587 | 0 |  | Electric Utility | N | OP |  | Non Combustion (NUC, WAT, WND, GEO, or SUN) | Yes | Eastern
EXCLUDE | MA | MA-Eastern | Revere Solar Site | 57266 | 1 | SUN | PV | 0.8 | 0.6 | 0 | 0 | 0 |  | Electric Utility | N | OP |  | Non Combustion (NUC, WAT, WND, GEO, or SUN) |  | Eastern
EXCLUDE | CA | CA-Western | Marsh Landing Generating Station | 57267 | 1 | NG | GT | 207 | 180 | 0 | 0 | 0 |  | IPP Non-CHP | N | V |  | Status of Operation (IP, L, P, T) |  | Western
EXCLUDE | CA | CA-Western | Marsh Landing Generating Station | 57267 | 2 | NG | GT | 207 | 180 | 0 | 0 | 0 |  | IPP Non-CHP | N | V |  | Status of Operation (IP, L, P, T) |  | Western
EXCLUDE | CA | CA-Western | Marsh Landing Generating Station | 57267 | 3 | NG | GT | 207 | 180 | 0 | 0 | 0 |  | IPP Non-CHP | N | V |  | Status of Operation (IP, L, P, T) |  | Western
EXCLUDE | CA | CA-Western | Marsh Landing Generating Station | 57267 | 4 | NG | GT | 207 | 180 | 0 | 0 | 0 |  | IPP Non-CHP | N | V |  | Status of Operation (IP, L, P, T) |  | Western
EXCLUDE | PA | PA-Eastern | Chestnut Flats Wind Farm | 57268 | 1 | WND | WT | 38 | 38 | 0 | 96666 | 0 |  | IPP Non-CHP | N | OP |  | Non Combustion (NUC, WAT, WND, GEO, or SUN) |  | Eastern
EXCLUDE | MA | MA-Eastern | Haverhill Solar Power Project | 57269 | 1 | SUN | PV | 1 | 0.8 | 0 | 1258 | 0 |  | Electric Utility | N | OP |  | Non Combustion (NUC, WAT, WND, GEO, or SUN) |  | Eastern
EXCLUDE | MA | MA-Eastern | NEDC Solar Site | 57270 | 1 | SUN | PV | 1 | 0.8 | 0 | 1054 | 0 |  | Electric Utility | N | OP |  | Non Combustion (NUC, WAT, WND, GEO, or SUN) |  | Eastern
EXCLUDE | CA | CA-Western | Palen Solar Power Project | 57272 | 1 | SUN | ST | 273.4 | 232 | 0 | 0 | 0 |  | IPP Non-CHP | N | IP |  | Status of Operation (IP, L, P, T) |  | Western
EXCLUDE | CA | CA-Western | Palen Solar Power Project | 57272 | 2 | SUN | ST | 273.4 | 232 | 0 | 0 | 0 |  | IPP Non-CHP | N | IP |  | Status of Operation (IP, L, P, T) |  | Western
EXCLUDE | CA | CA-Western | Blythe Solar Power Project | 57273 | 1 | SUN | ST | 273.4 | 232 | 0 | 0 | 0 |  | IPP Non-CHP | N | IP |  | Status of Operation (IP, L, P, T) |  | Western
EXCLUDE | CA | CA-Western | Blythe Solar Power Project | 57273 | 2 | SUN | ST | 273.4 | 232 | 0 | 0 | 0 |  | IPP Non-CHP | N | IP |  | Status of Operation (IP, L, P, T) |  | Western
EXCLUDE | CA | CA-Western | Blythe Solar Power Project | 57273 | 3 | SUN | ST | 273.4 | 232 | 0 | 0 | 0 |  | IPP Non-CHP | N | IP |  | Status of Operation (IP, L, P, T) |  | Western
EXCLUDE | CA | CA-Western | Blythe Solar Power Project | 57273 | 4 | SUN | ST | 273.4 | 232 | 0 | 0 | 0 |  | IPP Non-CHP | N | IP |  | Status of Operation (IP, L, P, T) |  | Western
EXCLUDE | CA | CA-Western | Blythe Solar Power Project | 57273 | A | SUN | PV | 125 | 125 | 0 | 0 | 0 |  | IPP Non-CHP | N | L |  | Status of Operation (IP, L, P, T) |  | Western
EXCLUDE | CA | CA-Western | Blythe Solar Power Project | 57273 | B | SUN | PV | 125 | 125 | 0 | 0 | 0 |  | IPP Non-CHP | N | L |  | Status of Operation (IP, L, P, T) |  | Western
EXCLUDE | CA | CA-Western | Blythe Solar Power Project | 57273 | C | SUN | PV | 125 | 125 | 0 | 0 | 0 |  | IPP Non-CHP | N | L |  | Status of Operation (IP, L, P, T) |  | Western
EXCLUDE | CA | CA-Western | Blythe Solar Power Project | 57273 | D | SUN | PV | 110 | 110 | 0 | 0 | 0 |  | IPP Non-CHP | N | L |  | Status of Operation (IP, L, P, T) |  | Western
EXCLUDE | MN | MN-Eastern | Grant County Wind LLC | 57274 | 1 | WND | WT | 20 | 20 | 0 | 60395 | 0 |  | IPP Non-CHP | N | OP |  | Non Combustion (NUC, WAT, WND, GEO, or SUN) |  | Eastern
EXCLUDE | NV | NV-Western | Crescent Dunes Solar Energy | 57275 | TSE-1 | SUN | CP | 125 | 110 | 0 | 0 | 0 |  | IPP Non-CHP | N | U |  | Status of Operation (IP, L, P, T) |  | Western
EXCLUDE | CA | CA-Western | Rice Solar Energy | 57276 | RSE1 | SUN | OT | 170 | 150 | 0 | 0 | 0 |  | Commercial Non-CHP | N | L |  | Commercial/Industrial Unit |  | Western
EXCLUDE | NE | NE-Eastern | Crofton Bluffs Wind LLC | 57278 | CWET1 | WND | WT | 40 | 40 | 0 | 13114 | 0 |  | IPP Non-CHP | N | OP |  | Non Combustion (NUC, WAT, WND, GEO, or SUN) | Yes | Eastern
EXCLUDE | PA | PA-Eastern | Aqua Ingrams Mill | 57280 | 1 | SUN | PV | 1 | 0.4 | 0 | 0 | 0 |  | IPP Non-CHP | N | OP |  | Non Combustion (NUC, WAT, WND, GEO, or SUN) |  | Eastern
EXCLUDE | MN | MN-Eastern | OREG 3 Inc | 57281 | CS13 | GEO | BT | 5 | 5 | 0 | 0 | 0 |  | IPP Non-CHP | N | OP |  | Non Combustion (NUC, WAT, WND, GEO, or SUN) |  | Eastern
EXCLUDE | CA | CA-Western | Alta Wind Energy Center I | 57282 | AW01 | WND | WT | 150 | 150 | 0 | 353793 | 0 |  | IPP Non-CHP | N | OP |  | Non Combustion (NUC, WAT, WND, GEO, or SUN) |  | Western
EXCLUDE | NE | NE-Eastern | Flat Water Wind Farm | 57283 | WTG1 | WND | WT | 60 | 60 | 0 | 235654 | 0 |  | IPP Non-CHP | N | OP |  | Non Combustion (NUC, WAT, WND, GEO, or SUN) |  | Eastern
EXCLUDE | NE | NE-Eastern | Flat Water Wind Farm | 57283 | WTG2 | WND | WT | 10.5 | 10.5 | 0 | 0 | 0 |  | IPP Non-CHP | N | P |  | Status of Operation (IP, L, P, T) |  | Eastern
EXCLUDE | IL | IL-Eastern | Minonk Wind Farm | 57284 | 1 | WND | WT | 200 | 192.3 | 0 | 81881 | 0 |  | IPP Non-CHP | N | OP |  | Non Combustion (NUC, WAT, WND, GEO, or SUN) | Yes | Eastern
EXCLUDE | PA | PA-Eastern | Sandy Ridge Wind Farm | 57285 | 1 | WND | WT | 50 | 48.2 | 0 | 92142 | 0 |  | IPP Non-CHP | N | OP |  | Non Combustion (NUC, WAT, WND, GEO, or SUN) | Yes | Eastern
EXCLUDE | OK | OK-Eastern | OU Spirit Wind Farm | 57286 | WT1 | WND | WT | 101.2 | 101.2 | 0 | 327744 | 0 |  | Electric Utility | N | OP |  | Non Combustion (NUC, WAT, WND, GEO, or SUN) |  | Eastern
EXCLUDE | NY | NY-Eastern | Hardscrabble Wind Power LLC | 57287 | 1 | WND | WT | 74 | 74 | 0 | 168878 | 0 |  | IPP Non-CHP | N | OP |  | Non Combustion (NUC, WAT, WND, GEO, or SUN) |  | Eastern
EXCLUDE | NV | NV-Western | Amargosa Solar Power Project | 57288 | 1 | SUN | ST | 273.4 | 232 | 0 | 0 | 0 |  | IPP Non-CHP | N | IP |  | Status of Operation (IP, L, P, T) |  | Western
EXCLUDE | NV | NV-Western | Amargosa Solar Power Project | 57288 | 2 | SUN | ST | 273.4 | 232 | 0 | 0 | 0 |  | IPP Non-CHP | N | IP |  | Status of Operation (IP, L, P, T) |  | Western
EXCLUDE | MN | MN-Eastern | Big Blue | 57289 | BBWP | WND | WT | 36 | 36 | 0 | 4596 | 0 |  | IPP Non-CHP | N | OP |  | Non Combustion (NUC, WAT, WND, GEO, or SUN) | Yes | Eastern
EXCLUDE | CO | CO-Western | Trinidad | 511 | 6 | DFO | IC | 1.8 | 1.8 | 0 | 0 | 0 |  | Electric Utility | N | OP |  | Internal Combustion |  | Western
EXCLUDE | CO | CO-Western | Trinidad | 511 | 7 | DFO | IC | 1.8 | 1.8 | 0 | 0 | 0 |  | Electric Utility | N | OP |  | Internal Combustion |  | Western
EXCLUDE | CA | CA-Western | Alta Wind Energy Center II | 57291 | AW02 | WND | WT | 150 | 150 | 0 | 296135 | 0 |  | IPP Non-CHP | N | OP |  | Non Combustion (NUC, WAT, WND, GEO, or SUN) |  | Western
EXCLUDE | CA | CA-Western | Alta Wind Energy Center III | 57292 | AW03 | WND | WT | 150 | 150 | 0 | 318407 | 0 |  | IPP Non-CHP | N | OP |  | Non Combustion (NUC, WAT, WND, GEO, or SUN) |  | Western
EXCLUDE | CA | CA-Western | Alta Wind Energy Center IV | 57293 | AW04 | WND | WT | 102 | 102 | 0 | 150322 | 0 |  | IPP Non-CHP | N | OP |  | Non Combustion (NUC, WAT, WND, GEO, or SUN) |  | Western
EXCLUDE | CA | CA-Western | Alta Wind Energy Center V | 57294 | AW05 | WND | WT | 168 | 168 | 0 | 243738 | 0 |  | IPP Non-CHP | N | OP |  | Non Combustion (NUC, WAT, WND, GEO, or SUN) |  | Western
EXCLUDE | CA | CA-Western | Alpine Solar | 57295 | 1 | SUN | PV | 68 | 66 | 0 | 0 | 0 |  | IPP Non-CHP | N | V |  | Status of Operation (IP, L, P, T) |  | Western
EXCLUDE | CA | CA-Western | Alpine Solar | 57295 | 2 | SUN | PV | 26 | 26 | 0 | 0 | 0 |  | IPP Non-CHP | N | IP |  | Status of Operation (IP, L, P, T) |  | Western
EXCLUDE | MN | MN-Eastern | Carleton College | 57296 | GEN1 | DFO | IC | 2.3 | 2.3 | 0 | 0 | 0 |  | Commercial Non-CHP | N | SB |  | Commercial/Industrial Unit |  | Eastern
EXCLUDE | MN | MN-Eastern | Carleton College | 57296 | GEN2 | DFO | IC | 2.3 | 2.3 | 0 | 0 | 0 |  | Commercial Non-CHP | N | SB |  | Commercial/Industrial Unit |  | Eastern
EXCLUDE | MN | MN-Eastern | Carleton College | 57296 | WIND1 | WND | WT | 1.6 | 1.6 | 0 | 4182 | 0 |  | Commercial Non-CHP | N | OP |  | Commercial/Industrial Unit |  | Eastern
EXCLUDE | MN | MN-Eastern | Carleton College | 57296 | WIND2 | WND | WT | 1.6 | 1.6 | 0 | 4182 | 0 |  | Commercial Non-CHP | N | OP |  | Commercial/Industrial Unit |  | Eastern
EXCLUDE | WA | WA-Western | Cedar Hills | 57298 | 1 | LFG | IC | 0.3 | 0.3 | 0 | 0 | 0 |  | IPP Non-CHP | N | OP |  | Non-Fossil Fuel Type (Less than 10% Fossil Fuel) |  | Western
EXCLUDE | WA | WA-Western | Cedar Hills | 57298 | 10 | LFG | IC | 0.3 | 0.3 | 0 | 0 | 0 |  | IPP Non-CHP | N | OP |  | Non-Fossil Fuel Type (Less than 10% Fossil Fuel) |  | Western
EXCLUDE | WA | WA-Western | Cedar Hills | 57298 | 11 | LFG | IC | 0.3 | 0.3 | 0 | 0 | 0 |  | IPP Non-CHP | N | OP |  | Non-Fossil Fuel Type (Less than 10% Fossil Fuel) |  | Western
EXCLUDE | WA | WA-Western | Cedar Hills | 57298 | 12 | LFG | IC | 0.3 | 0.3 | 0 | 0 | 0 |  | IPP Non-CHP | N | OP |  | Non-Fossil Fuel Type (Less than 10% Fossil Fuel) |  | Western
EXCLUDE | WA | WA-Western | Cedar Hills | 57298 | 13 | LFG | IC | 0.3 | 0.3 | 0 | 0 | 0 |  | IPP Non-CHP | N | OP |  | Non-Fossil Fuel Type (Less than 10% Fossil Fuel) |  | Western
EXCLUDE | WA | WA-Western | Cedar Hills | 57298 | 14 | LFG | IC | 0.3 | 0.3 | 0 | 0 | 0 |  | IPP Non-CHP | N | OP |  | Non-Fossil Fuel Type (Less than 10% Fossil Fuel) |  | Western
EXCLUDE | WA | WA-Western | Cedar Hills | 57298 | 15 | LFG | IC | 0.3 | 0.3 | 0 | 0 | 0 |  | IPP Non-CHP | N | OP |  | Non-Fossil Fuel Type (Less than 10% Fossil Fuel) |  | Western
EXCLUDE | WA | WA-Western | Cedar Hills | 57298 | 16 | LFG | IC | 0.3 | 0.3 | 0 | 0 | 0 |  | IPP Non-CHP | N | OP |  | Non-Fossil Fuel Type (Less than 10% Fossil Fuel) |  | Western
EXCLUDE | WA | WA-Western | Cedar Hills | 57298 | 17 | LFG | IC | 0.3 | 0.3 | 0 | 0 | 0 |  | IPP Non-CHP | N | OP |  | Non-Fossil Fuel Type (Less than 10% Fossil Fuel) |  | Western
EXCLUDE | WA | WA-Western | Cedar Hills | 57298 | 18 | LFG | IC | 0.3 | 0.3 | 0 | 0 | 0 |  | IPP Non-CHP | N | OP |  | Non-Fossil Fuel Type (Less than 10% Fossil Fuel) |  | Western
EXCLUDE | WA | WA-Western | Cedar Hills | 57298 | 2 | LFG | IC | 0.3 | 0.3 | 0 | 0 | 0 |  | IPP Non-CHP | N | OP |  | Non-Fossil Fuel Type (Less than 10% Fossil Fuel) |  | Western
EXCLUDE | WA | WA-Western | Cedar Hills | 57298 | 3 | LFG | IC | 0.3 | 0.3 | 0 | 0 | 0 |  | IPP Non-CHP | N | OP |  | Non-Fossil Fuel Type (Less than 10% Fossil Fuel) |  | Western
EXCLUDE | WA | WA-Western | Cedar Hills | 57298 | 4 | LFG | IC | 0.3 | 0.3 | 0 | 0 | 0 |  | IPP Non-CHP | N | OP |  | Non-Fossil Fuel Type (Less than 10% Fossil Fuel) |  | Western
EXCLUDE | WA | WA-Western | Cedar Hills | 57298 | 5 | LFG | IC | 0.3 | 0.3 | 0 | 0 | 0 |  | IPP Non-CHP | N | OP |  | Non-Fossil Fuel Type (Less than 10% Fossil Fuel) |  | Western
EXCLUDE | WA | WA-Western | Cedar Hills | 57298 | 6 | LFG | IC | 0.3 | 0.3 | 0 | 0 | 0 |  | IPP Non-CHP | N | OP |  | Non-Fossil Fuel Type (Less than 10% Fossil Fuel) |  | Western
EXCLUDE | WA | WA-Western | Cedar Hills | 57298 | 7 | LFG | IC | 0.3 | 0.3 | 0 | 0 | 0 |  | IPP Non-CHP | N | OP |  | Non-Fossil Fuel Type (Less than 10% Fossil Fuel) |  | Western
EXCLUDE | WA | WA-Western | Cedar Hills | 57298 | 8 | LFG | IC | 0.3 | 0.3 | 0 | 0 | 0 |  | IPP Non-CHP | N | OP |  | Non-Fossil Fuel Type (Less than 10% Fossil Fuel) |  | Western
EXCLUDE | WA | WA-Western | Cedar Hills | 57298 | 9 | LFG | IC | 0.3 | 0.3 | 0 | 0 | 0 |  | IPP Non-CHP | N | OP |  | Non-Fossil Fuel Type (Less than 10% Fossil Fuel) |  | Western
EXCLUDE | WY | WY-Western | Dunlap | 57299 | 1 | WND | WT | 115.8 | 111 | 0 | 387973 | 0 |  | Electric Utility | N | OP |  | Non Combustion (NUC, WAT, WND, GEO, or SUN) |  | Western
EXCLUDE | MD | MD-Eastern | Criterion Wind Project | 57300 | 1 | WND | WT | 70 | 70 | 0 | 181773 | 0 |  | IPP Non-CHP | N | OP |  | Non Combustion (NUC, WAT, WND, GEO, or SUN) |  | Eastern
EXCLUDE | CA | CA-Western | Dutch Wind Energy | 57301 | DEC | WND | WT | 8 | 8 | 0 | 11345 | 0 |  | IPP Non-CHP | N | OP |  | Non Combustion (NUC, WAT, WND, GEO, or SUN) |  | Western
EXCLUDE | CA | CA-Western | Garnet Wind Energy Center | 57302 | 1 | WND | WT | 6.5 | 6.5 | 0 | 18737 | 0 |  | IPP Non-CHP | N | OP |  | Non Combustion (NUC, WAT, WND, GEO, or SUN) |  | Western
EXCLUDE | TX | TX-ERCOT | Loraine Windpower Park LLC | 57303 | LWG1 | WND | WT | 75 | 75 | 0 | 200174 | 0 |  | IPP Non-CHP | N | OP |  | Non Combustion (NUC, WAT, WND, GEO, or SUN) |  | ERCOT
EXCLUDE | TX | TX-ERCOT | Loraine Windpower Park LLC | 57303 | LWG2 | WND | WT | 75 | 75 | 0 | 200174 | 0 |  | IPP Non-CHP | N | OP |  | Non Combustion (NUC, WAT, WND, GEO, or SUN) |  | ERCOT
EXCLUDE | CA | CA-Western | Southern Owens Valley Solar Ranch | 57304 | 1 | SUN | PV | 200 | 200 | 0 | 0 | 0 |  | Electric Utility | N | P |  | Status of Operation (IP, L, P, T) |  | Western
EXCLUDE | CA | CA-Western | Adelanto Solar Project | 57305 | 1 | SUN | PV | 10 | 10 | 0 | 20500 | 0 |  | Electric Utility | N | OP |  | Non Combustion (NUC, WAT, WND, GEO, or SUN) | Yes | Western
EXCLUDE | CA | CA-Western | Pine Tree Solar Project | 57306 | 1 | SUN | PV | 8.5 | 8.5 | 0 | 0 | 0 |  | Electric Utility | N | V |  | Status of Operation (IP, L, P, T) |  | Western
EXCLUDE | CA | CA-Western | Van Norman Bypass Solar Project | 57307 | 1 | SUN | PV | 3 | 3 | 0 | 0 | 0 |  | Electric Utility | N | P |  | Status of Operation (IP, L, P, T) |  | Western
EXCLUDE | CA | CA-Western | Maclay Solar Project | 57308 | 1 | SUN | PV | 1.4 | 1.4 | 0 | 0 | 0 |  | Electric Utility | N | P |  | Status of Operation (IP, L, P, T) |  | Western
EXCLUDE | CA | CA-Western | Pacific Cruise Ship Terminals Berth 93 | 57309 | 1 | SUN | PV | 1.1 | 1.1 | 0 | 1387 | 0 |  | Commercial Non-CHP | N | OP |  | Commercial/Industrial Unit |  | Western
EXCLUDE | CA | CA-Western | 1420 Coil Av #C | 57310 | 1 | SUN | PV | 1.1 | 1.2 | 0 | 2173 | 0 |  | Commercial Non-CHP | N | OP |  | Commercial/Industrial Unit |  | Western
EXCLUDE | CA | CA-Western | Occidental College Solar Project | 57311 | 1 | SUN | PV | 1 | 1 | 0 | 0 | 0 |  | Commercial Non-CHP | N | P |  | Commercial/Industrial Unit |  | Western
EXCLUDE | CA | CA-Western | LATTC South Campus Solar | 57312 | 1 | SUN | PV | 1.1 | 1.1 | 0 | 0 | 0 |  | Electric Utility | N | IP |  | Status of Operation (IP, L, P, T) |  | Western
EXCLUDE | CA | CA-Western | Metro Support Services Center Solar | 57313 | 1 | SUN | PV | 1.2 | 1.2 | 0 | 1330 | 0 |  | Commercial Non-CHP | N | OP |  | Commercial/Industrial Unit |  | Western
EXCLUDE | CA | CA-Western | Los Angeles Harbor College | 57314 | 1 | SUN | PV | 1.2 | 1.2 | 0 | 3363 | 0 |  | Commercial Non-CHP | N | OP |  | Commercial/Industrial Unit |  | Western
EXCLUDE | CO | CO-Western | Twin Buttes Wind Project | 56460 | WT1 | WND | WT | 75 | 75 | 0 | 263997 | 0 |  | IPP Non-CHP | N | OP |  | Non Combustion (NUC, WAT, WND, GEO, or SUN) |  | Western
EXCLUDE | CO | CO-Western | University of Colorado | 54372 | GT1 | NG | CC | 16 | 15 | 0 | 1902.85 | 2287.6 |  | Commercial CHP | Y | OP |  | Commercial/Industrial Unit |  | Western
EXCLUDE | AZ | AZ-Western | Copper Crossing Solar LLC | 57318 | 1 | SUN | PV | 20 | 20 | 0 | 51101 | 0 |  | IPP Non-CHP | N | OP |  | Non Combustion (NUC, WAT, WND, GEO, or SUN) |  | Western
EXCLUDE | WA | WA-Western | Big Horn Wind II | 57319 | 1 | WND | WT | 50 | 50 | 0 | 121070 | 0 |  | IPP Non-CHP | N | OP |  | Non Combustion (NUC, WAT, WND, GEO, or SUN) |  | Western
EXCLUDE | WA | WA-Western | Juniper Canyon I Wind Project | 57320 | 1 | WND | WT | 151.2 | 151.2 | 0 | 283512 | 0 |  | IPP Non-CHP | N | OP |  | Non Combustion (NUC, WAT, WND, GEO, or SUN) |  | Western
EXCLUDE | NC | NC-Eastern | Mayberry Solar LLC | 57321 | 1PV | SUN | PV | 1.2 | 1.2 | 0 | 1570 | 0 |  | IPP Non-CHP | N | OP |  | Non Combustion (NUC, WAT, WND, GEO, or SUN) |  | Eastern
EXCLUDE | TX | TX-ERCOT | Mont Belvieu Cogeneration Unit | 57322 | GT01 | NG | GT | 15 | 12.3 | 0 | 110907 | 162936.29 |  | Industrial CHP | Y | OP |  | Commercial/Industrial Unit |  | ERCOT
EXCLUDE | CA | CA-Western | Sierra SunTower Solar Gen Station | 57323 | UNIT1 | SUN | ST | 7.5 | 3.2 | 0 | 780 | 0 |  | IPP Non-CHP | N | OP |  | Non Combustion (NUC, WAT, WND, GEO, or SUN) |  | Western
EXCLUDE | AZ | AZ-Western | Luke Solar | 57324 | PV1 | SUN | PV | 15 | 12.8 | 0 | 0 | 0 |  | Electric Utility | N | IP |  | Status of Operation (IP, L, P, T) |  | Western
EXCLUDE | IL | IL-Eastern | FPL Energy Illinois Wind LLC | 57325 | GE1.5 | WND | WT | 217.5 | 217.5 | 0 | 666256 | 0 |  | IPP Non-CHP | N | OP |  | Non Combustion (NUC, WAT, WND, GEO, or SUN) |  | Eastern
EXCLUDE | TX | TX-ERCOT | Sunray Wind I | 57326 | WND1 | WND | WT | 49.5 | 49.5 | 0 | 189982 | 0 |  | IPP Non-CHP | N | OP |  | Non Combustion (NUC, WAT, WND, GEO, or SUN) |  | ERCOT
EXCLUDE | WY | WY-Western | Top of the World Windpower Project | 57327 | TOTW1 | WND | WT | 200 | 200 | 0 | 660722 | 0 |  | IPP Non-CHP | N | OP |  | Non Combustion (NUC, WAT, WND, GEO, or SUN) |  | Western
EXCLUDE | DE | DE-Eastern | Kent County Wastewater Treatment Solar | 57330 | 1 | SUN | PV | 1.2 | 1.2 | 0 | 1560 | 0 |  | IPP Non-CHP | N | OP |  | Non Combustion (NUC, WAT, WND, GEO, or SUN) |  | Eastern
EXCLUDE | CA | CA-Western | Mojave Solar Project | 57331 | MSP1 | SUN | ST | 140 | 125 | 0 | 0 | 0 |  | IPP Non-CHP | N | U |  | Status of Operation (IP, L, P, T) |  | Western
EXCLUDE | CA | CA-Western | Mojave Solar Project | 57331 | MSP2 | SUN | ST | 140 | 125 | 0 | 0 | 0 |  | IPP Non-CHP | N | U |  | Status of Operation (IP, L, P, T) |  | Western
EXCLUDE | OK | OK-Eastern | Crossroads Wind Farm | 57332 | 1-98 | WND | WT | 227 | 227 | 0 | 916121 | 0 |  | Electric Utility | N | OP |  | Non Combustion (NUC, WAT, WND, GEO, or SUN) | Yes | Eastern
EXCLUDE | OR | OR-Western | Leaning Juniper Wind Power II | 57333 | 1 | WND | WT | 201 | 201 | 0 | 317104 | 0 |  | IPP Non-CHP | N | OP |  | Non Combustion (NUC, WAT, WND, GEO, or SUN) |  | Western
EXCLUDE | NC | NC-Eastern | DE Solar 10240 Old Dowd Rd | 57334 | PV01 | SUN | PV | 1.9 | 1.9 | 0 | 2558 | 0 |  | Electric Utility | N | OP |  | Non Combustion (NUC, WAT, WND, GEO, or SUN) |  | Eastern
EXCLUDE | NC | NC-Eastern | DE Solar 657 Brigham Rd | 57335 | PV01 | SUN | PV | 1.3 | 1.3 | 0 | 640 | 0 |  | Electric Utility | N | OP |  | Non Combustion (NUC, WAT, WND, GEO, or SUN) |  | Eastern
EXCLUDE | NC | NC-Eastern | DE Solar 1725 Drywall Dr | 57336 | PV01 | SUN | PV | 1 | 1 | 0 | 468 | 0 |  | Electric Utility | N | OP |  | Non Combustion (NUC, WAT, WND, GEO, or SUN) |  | Eastern
EXCLUDE | DE | DE-Eastern | Dover Sun Park | 57337 | 1 | SUN | PV | 10 | 10 | 0 | 18535 | 0 |  | IPP Non-CHP | N | OP |  | Non Combustion (NUC, WAT, WND, GEO, or SUN) |  | Eastern
EXCLUDE | NM | NM-Western | Roadrunner Solar | 57338 | 1 | SUN | PV | 20.2 | 20 | 0 | 53486 | 0 |  | IPP Non-CHP | N | OP |  | Non Combustion (NUC, WAT, WND, GEO, or SUN) |  | Western
EXCLUDE | CA | CA-Western | Panoche Valley Solar Farm | 57340 | 1 | SUN | PV | 399 | 399 | 0 | 0 | 0 |  | IPP Non-CHP | N | L |  | Status of Operation (IP, L, P, T) |  | Western
EXCLUDE | NJ | NJ-Eastern | Silver Lake Solar Farm | 57341 | SILV | SUN | PV | 1.7 | 1.7 | 0 | 2623 | 0 |  | Electric Utility | N | OP |  | Non Combustion (NUC, WAT, WND, GEO, or SUN) |  | Eastern
EXCLUDE | IL | IL-Eastern | White Oak Energy LLC | 57342 | 1 | WND | WT | 150 | 150 | 0 | 491903 | 0 |  | IPP Non-CHP | N | OP |  | Non Combustion (NUC, WAT, WND, GEO, or SUN) |  | Eastern
EXCLUDE | ID | ID-Western | Cargill B6 Biofactory | 57343 | 1 | OBG | IC | 1.1 | 1.1 | 0 | 0 | 0 |  | IPP CHP | Y | OA |  | Non-Fossil Fuel Type (Less than 10% Fossil Fuel) |  | Western
EXCLUDE | ID | ID-Western | Cargill B6 Biofactory | 57343 | 2 | OBG | IC | 1.1 | 1.1 | 0 | 0 | 0 |  | IPP CHP | Y | OA |  | Non-Fossil Fuel Type (Less than 10% Fossil Fuel) |  | Western
EXCLUDE | ID | ID-Western | Cargill Dry Creek Biofactory | 57344 | GS1 | OBG | IC | 0.8 | 0.8 | 0 | 0 | 0 |  | Industrial CHP | Y | OP |  | Commercial/Industrial Unit |  | Western
EXCLUDE | ID | ID-Western | Cargill Dry Creek Biofactory | 57344 | GS2 | OBG | IC | 0.8 | 0.8 | 0 | 0 | 0 |  | Industrial CHP | Y | OP |  | Commercial/Industrial Unit |  | Western
EXCLUDE | ID | ID-Western | Cargill Dry Creek Biofactory | 57344 | GS3 | OBG | IC | 0.8 | 0.8 | 0 | 0 | 0 |  | Industrial CHP | Y | OP |  | Commercial/Industrial Unit |  | Western
EXCLUDE | ID | ID-Western | Cargill Kettle Butte Biofactory | 57345 | 1 | OBG | IC | 0.9 | 0.9 | 0 | 0 | 0 |  | IPP CHP | Y | OP |  | Non-Fossil Fuel Type (Less than 10% Fossil Fuel) |  | Western
EXCLUDE | ID | ID-Western | Cargill Kettle Butte Biofactory | 57345 | 2 | OBG | IC | 0.9 | 0.9 | 0 | 0 | 0 |  | IPP CHP | Y | OP |  | Non-Fossil Fuel Type (Less than 10% Fossil Fuel) |  | Western
EXCLUDE | OK | OK-Eastern | Elk City LLC | 57346 | 1 | WND | WT | 98.9 | 98.9 | 0 | 351082.02 | 0 |  | IPP Non-CHP | N | OP |  | Non Combustion (NUC, WAT, WND, GEO, or SUN) |  | Eastern
EXCLUDE | OK | OK-Eastern | Elk City LLC | 57346 | 2 | WND | WT | 99.2 | 99.2 | 0 | 352146.98 | 0 |  | IPP Non-CHP | N | OP |  | Non Combustion (NUC, WAT, WND, GEO, or SUN) |  | Eastern
EXCLUDE | ND | ND-Eastern | Baldwin Wind LLC | 57347 | GE1 | WND | WT | 102.4 | 102.4 | 0 | 361264 | 0 |  | IPP Non-CHP | N | OP |  | Non Combustion (NUC, WAT, WND, GEO, or SUN) |  | Eastern
EXCLUDE | NV | NV-Western | CityCenter Central Plant Cogen Units | 57348 | UNITA | NG | GT | 4.3 | 4 | 0 | 30064.93 | 20216.23 |  | Commercial CHP | Y | OP |  | Commercial/Industrial Unit |  | Western
EXCLUDE | NV | NV-Western | CityCenter Central Plant Cogen Units | 57348 | UNITB | NG | GT | 4.3 | 4 | 0 | 30064.93 | 20216.23 |  | Commercial CHP | Y | OP |  | Commercial/Industrial Unit |  | Western
UC-NGCC | DE | DE-Eastern | Garrison Energy Center LLC | 57349 | CTG1 | NG | CC | 235 | 183 | 0 | 0 | 0 |  | IPP Non-CHP | N | P |  |  | Yes | Eastern
UC-NGCC | DE | DE-Eastern | Garrison Energy Center LLC | 57349 | STG2 | NG | CC | 126 | 126 | 0 | 0 | 0 |  | IPP Non-CHP | N | P |  |  | Yes | Eastern
EXCLUDE | RI | RI-Eastern | Portsmouth Wind Turbine | 57350 | WTG-1 | WND | WT | 1.5 | 1.5 | 0 | 1380 | 0 |  | IPP Non-CHP | N | OP |  | Non Combustion (NUC, WAT, WND, GEO, or SUN) |  | Eastern
EXCLUDE | MN | MN-Eastern | Uilk Wind LLC | 57351 | FA01 | WND | WT | 1.5 | 1.5 | 0 | 4665.33 | 0 |  | Commercial Non-CHP | N | OP |  | Commercial/Industrial Unit |  | Eastern
EXCLUDE | MN | MN-Eastern | Uilk Wind LLC | 57351 | FA02 | WND | WT | 1.5 | 1.5 | 0 | 4665.33 | 0 |  | Commercial Non-CHP | N | OP |  | Commercial/Industrial Unit |  | Eastern
EXCLUDE | MN | MN-Eastern | Uilk Wind LLC | 57351 | FA03 | WND | WT | 1.5 | 1.5 | 0 | 4665.33 | 0 |  | Commercial Non-CHP | N | OP |  | Commercial/Industrial Unit |  | Eastern
EXCLUDE | NJ | NJ-Eastern | Trenton Solar Farm | 57352 | TREN | SUN | PV | 1 | 1 | 0 | 1617 | 0 |  | Electric Utility | N | OP |  | Non Combustion (NUC, WAT, WND, GEO, or SUN) |  | Eastern
EXCLUDE | UT | UT-Western | Thermo No 1 | 57353 | 1 | GEO | BT | 14 | 11 | 0 | 66096 | 0 |  | IPP Non-CHP | N | OP | 2013 | Non Combustion (NUC, WAT, WND, GEO, or SUN) |  | Western
EXCLUDE | UT | UT-Western | Thermo No 1 | 57353 | 2 | GEO | BT | 14 | 11 | 0 | 0 | 0 |  | IPP Non-CHP | N | U |  | Status of Operation (IP, L, P, T) |  | Western
EXCLUDE | ME | ME-Eastern | Fox Island Wind LLC | 57354 | 1 | WND | WT | 4.5 | 4.5 | 0 | 9944 | 0 |  | IPP Non-CHP | N | OP |  | Non Combustion (NUC, WAT, WND, GEO, or SUN) |  | Eastern
EXCLUDE | VA | VA-Eastern | Henrico | 57356 | 1 | LFG | IC | 0.3 | 0.3 | 0 | 0 | 0 |  | IPP Non-CHP | N | OP |  | Non-Fossil Fuel Type (Less than 10% Fossil Fuel) |  | Eastern
EXCLUDE | VA | VA-Eastern | Henrico | 57356 | 10 | LFG | IC | 0.3 | 0.3 | 0 | 0 | 0 |  | IPP Non-CHP | N | OP |  | Non-Fossil Fuel Type (Less than 10% Fossil Fuel) |  | Eastern
EXCLUDE | VA | VA-Eastern | Henrico | 57356 | 11 | LFG | IC | 0.3 | 0.3 | 0 | 0 | 0 |  | IPP Non-CHP | N | OP |  | Non-Fossil Fuel Type (Less than 10% Fossil Fuel) |  | Eastern
EXCLUDE | VA | VA-Eastern | Henrico | 57356 | 12 | LFG | IC | 0.3 | 0.3 | 0 | 0 | 0 |  | IPP Non-CHP | N | OP |  | Non-Fossil Fuel Type (Less than 10% Fossil Fuel) |  | Eastern
EXCLUDE | VA | VA-Eastern | Henrico | 57356 | 2 | LFG | IC | 0.3 | 0.3 | 0 | 0 | 0 |  | IPP Non-CHP | N | OP |  | Non-Fossil Fuel Type (Less than 10% Fossil Fuel) |  | Eastern
EXCLUDE | VA | VA-Eastern | Henrico | 57356 | 3 | LFG | IC | 0.3 | 0.3 | 0 | 0 | 0 |  | IPP Non-CHP | N | OP |  | Non-Fossil Fuel Type (Less than 10% Fossil Fuel) |  | Eastern
EXCLUDE | VA | VA-Eastern | Henrico | 57356 | 4 | LFG | IC | 0.3 | 0.3 | 0 | 0 | 0 |  | IPP Non-CHP | N | OP |  | Non-Fossil Fuel Type (Less than 10% Fossil Fuel) |  | Eastern
EXCLUDE | VA | VA-Eastern | Henrico | 57356 | 5 | LFG | IC | 0.3 | 0.3 | 0 | 0 | 0 |  | IPP Non-CHP | N | OP |  | Non-Fossil Fuel Type (Less than 10% Fossil Fuel) |  | Eastern
EXCLUDE | VA | VA-Eastern | Henrico | 57356 | 6 | LFG | IC | 0.3 | 0.3 | 0 | 0 | 0 |  | IPP Non-CHP | N | OP |  | Non-Fossil Fuel Type (Less than 10% Fossil Fuel) |  | Eastern
EXCLUDE | VA | VA-Eastern | Henrico | 57356 | 7 | LFG | IC | 0.3 | 0.3 | 0 | 0 | 0 |  | IPP Non-CHP | N | OP |  | Non-Fossil Fuel Type (Less than 10% Fossil Fuel) |  | Eastern
EXCLUDE | VA | VA-Eastern | Henrico | 57356 | 8 | LFG | IC | 0.3 | 0.3 | 0 | 0 | 0 |  | IPP Non-CHP | N | OP |  | Non-Fossil Fuel Type (Less than 10% Fossil Fuel) |  | Eastern
EXCLUDE | VA | VA-Eastern | Henrico | 57356 | 9 | LFG | IC | 0.3 | 0.3 | 0 | 0 | 0 |  | IPP Non-CHP | N | OP |  | Non-Fossil Fuel Type (Less than 10% Fossil Fuel) |  | Eastern
EXCLUDE | NM | NM-Western | Red Mesa Wind LLC | 57357 | EXIS | WND | WT | 102.4 | 102.4 | 0 | 205728 | 0 |  | IPP Non-CHP | N | OP |  | Non Combustion (NUC, WAT, WND, GEO, or SUN) |  | Western
EXCLUDE | OK | OK-Eastern | Keenan II Renewable Energy Co LLC | 57358 | 1 | WND | WT | 151.8 | 151.8 | 0 | 540390 | 0 |  | IPP Non-CHP | N | OP |  | Non Combustion (NUC, WAT, WND, GEO, or SUN) |  | Eastern
EXCLUDE | CA | CA-Western | Avenal Park | 57359 | 1 | SUN | PV | 6 | 6 | 0 | 12726 | 0 |  | IPP Non-CHP | N | OP |  | Non Combustion (NUC, WAT, WND, GEO, or SUN) |  | Western
EXCLUDE | CA | CA-Western | Sun City Project LLC | 57360 | 1 | SUN | PV | 20 | 20 | 0 | 43003 | 0 |  | IPP Non-CHP | N | OP |  | Non Combustion (NUC, WAT, WND, GEO, or SUN) |  | Western
EXCLUDE | CA | CA-Western | Sand Drag LLC | 57361 | 1 | SUN | PV | 19 | 19 | 0 | 40357 | 0 |  | IPP Non-CHP | N | OP |  | Non Combustion (NUC, WAT, WND, GEO, or SUN) |  | Western
EXCLUDE | PA | PA-Eastern | Morgantown Solar Park | 57362 | 1 | SUN | PV | 2 | 1.6 | 0 | 2708 | 0 |  | IPP Non-CHP | N | OP |  | Non Combustion (NUC, WAT, WND, GEO, or SUN) |  | Eastern
EXCLUDE | NC | NC-Eastern | 510 REPP One | 57363 | 1 | SUN | PV | 1.3 | 1.3 | 0 | 0 | 0 |  | IPP Non-CHP | N | T |  | Status of Operation (IP, L, P, T) |  | Eastern
EXCLUDE | CA | CA-Western | Siphon Drop Power Plant | 57364 | 1 | WAT | HY | 2.2 | 2.2 | 0 | 7569 | 0 |  | IPP Non-CHP | N | OP |  | Non Combustion (NUC, WAT, WND, GEO, or SUN) |  | Western
EXCLUDE | CA | CA-Western | Siphon Drop Power Plant | 57364 | 2 | WAT | HY | 2.2 | 2.2 | 0 | 7569 | 0 |  | IPP Non-CHP | N | OP |  | Non Combustion (NUC, WAT, WND, GEO, or SUN) |  | Western
EXCLUDE | NC | NC-Eastern | MP Durham LLC | 57365 | 1A | LFG | IC | 1.1 | 1.1 | 0 | 0 | 0 |  | IPP Non-CHP | N | OP |  | Non-Fossil Fuel Type (Less than 10% Fossil Fuel) |  | Eastern
EXCLUDE | NC | NC-Eastern | MP Durham LLC | 57365 | 1B | LFG | IC | 1.1 | 1.1 | 0 | 0 | 0 |  | IPP Non-CHP | N | OP |  | Non-Fossil Fuel Type (Less than 10% Fossil Fuel) |  | Eastern
EXCLUDE | NC | NC-Eastern | MP Durham LLC | 57365 | 1C | LFG | IC | 1.1 | 1.1 | 0 | 0 | 0 |  | IPP Non-CHP | N | OP |  | Non-Fossil Fuel Type (Less than 10% Fossil Fuel) |  | Eastern
EXCLUDE | NC | NC-Eastern | MP Wayne LLC | 57366 | 1A | LFG | IC | 1.1 | 1.1 | 0 | 0 | 0 |  | IPP Non-CHP | N | OP |  | Non-Fossil Fuel Type (Less than 10% Fossil Fuel) |  | Eastern
EXCLUDE | NC | NC-Eastern | MP Wayne LLC | 57366 | 1B | LFG | IC | 1.1 | 1.1 | 0 | 0 | 0 |  | IPP Non-CHP | N | OP |  | Non-Fossil Fuel Type (Less than 10% Fossil Fuel) |  | Eastern
EXCLUDE | NC | NC-Eastern | MP Wayne LLC | 57366 | 1C | LFG | IC | 1.1 | 1.1 | 0 | 0 | 0 |  | IPP Non-CHP | N | OP |  | Non-Fossil Fuel Type (Less than 10% Fossil Fuel) |  | Eastern
EXCLUDE | PA | PA-Eastern | Pocono Solar Project | 57367 | POCON | SUN | PV | 3 | 3 | 0 | 4103 | 0 |  | IPP Non-CHP | N | OP |  | Non Combustion (NUC, WAT, WND, GEO, or SUN) |  | Eastern
EXCLUDE | CO | CO-Western | University of Colorado | 54372 | GT2 | NG | CC | 16 | 15 | 0 | 1902.85 | 2287.6 |  | Commercial CHP | Y | OP |  | Commercial/Industrial Unit |  | Western
EXCLUDE | NM | NM-Western | Questa Solar Facility | 57369 | QST | SUN | PV | 1 | 1 | 0 | 2417 | 0 |  | IPP Non-CHP | N | OP |  | Non Combustion (NUC, WAT, WND, GEO, or SUN) |  | Western
EXCLUDE | NC | NC-Eastern | MP Wilson LLC | 57370 | 1 | LFG | IC | 1.1 | 1.1 | 0 | 0 | 0 |  | IPP Non-CHP | N | P |  | Status of Operation (IP, L, P, T) |  | Eastern
EXCLUDE | NC | NC-Eastern | MP Wilson LLC | 57370 | 2 | LFG | IC | 1.1 | 1.1 | 0 | 0 | 0 |  | IPP Non-CHP | N | P |  | Status of Operation (IP, L, P, T) |  | Eastern
EXCLUDE | OH | OH-Eastern | Turning Point Solar | 57371 | TPS50 | SUN | PV | 20 | 20 | 0 | 0 | 0 |  | IPP Non-CHP | N | L |  | Status of Operation (IP, L, P, T) |  | Eastern
EXCLUDE | OH | OH-Eastern | Turning Point Solar | 57371 | TPS51 | SUN | PV | 15 | 15 | 0 | 0 | 0 |  | IPP Non-CHP | N | L |  | Status of Operation (IP, L, P, T) |  | Eastern
EXCLUDE | OH | OH-Eastern | Turning Point Solar | 57371 | TPS52 | SUN | PV | 14.9 | 14.9 | 0 | 0 | 0 |  | IPP Non-CHP | N | L |  | Status of Operation (IP, L, P, T) |  | Eastern
EXCLUDE | OR | OR-Western | Bellevue Solar Project | 57372 | INV-1 | SUN | PV | 1.6 | 1.6 | 0 | 1911 | 0 |  | IPP Non-CHP | N | OP |  | Non Combustion (NUC, WAT, WND, GEO, or SUN) |  | Western
EXCLUDE | AZ | AZ-Western | Agua Caliente Solar Project | 57373 | AGU01 | SUN | PV | 290 | 290 | 0 | 0 | 0 |  | IPP Non-CHP | N | IP |  | Status of Operation (IP, L, P, T) |  | Western
EXCLUDE | AZ | AZ-Western | Agua Caliente Solar Project | 57373 | AGU1 | SUN | PV | 90.7 | 82.5 | 0 | 151871.49 | 0 |  | IPP Non-CHP | N | OP |  | Non Combustion (NUC, WAT, WND, GEO, or SUN) | Yes | Western
EXCLUDE | AZ | AZ-Western | Agua Caliente Solar Project | 57373 | AGU2 | SUN | PV | 136 | 136 | 0 | 227723.51 | 0 |  | IPP Non-CHP | N | OP |  | Non Combustion (NUC, WAT, WND, GEO, or SUN) | Yes | Western
EXCLUDE | AZ | AZ-Western | Agua Caliente Solar Project | 57373 | AGU3 | SUN | PV | 132 | 132 | 0 | 0 | 0 |  | IPP Non-CHP | N | U |  | Status of Operation (IP, L, P, T) |  | Western
EXCLUDE | MN | MN-Eastern | Lakefield Wind Project LLC | 57374 | LAKE1 | WND | WT | 205.5 | 205.5 | 0 | 432662 | 0 |  | IPP Non-CHP | N | OP |  | Non Combustion (NUC, WAT, WND, GEO, or SUN) |  | Eastern
EXCLUDE | MN | MN-Eastern | Adams Wind Generations LLC | 57375 | AWG | WND | WT | 20 | 20 | 0 | 68330 | 0 |  | IPP Non-CHP | N | OP |  | Non Combustion (NUC, WAT, WND, GEO, or SUN) |  | Eastern
EXCLUDE | NV | NV-Western | Jersey Valley Geothermal Power Plant | 57376 | OEC1 | GEO | BT | 16 | 8.5 | 0 | 38452.43 | 0 |  | IPP Non-CHP | N | OP |  | Non Combustion (NUC, WAT, WND, GEO, or SUN) |  | Western
EXCLUDE | NV | NV-Western | Jersey Valley Geothermal Power Plant | 57376 | OEC2 | GEO | BT | 7.5 | 4 | 0 | 18024.57 | 0 |  | IPP Non-CHP | N | OP |  | Non Combustion (NUC, WAT, WND, GEO, or SUN) |  | Western
EXCLUDE | CO | CO-Western | University of Colorado | 54372 | ST1 | NG | CC | 1 | 1 | 0 | 118.93 | 142.98 |  | Commercial CHP | Y | OP |  | Commercial/Industrial Unit |  | Western
EXCLUDE | CO | CO-Western | Upper Molina | 521 | 1 | WAT | HY | 8.6 | 8.6 | 0 | 18797 | 0 |  | Electric Utility | N | OP |  | Non Combustion (NUC, WAT, WND, GEO, or SUN) |  | Western
EXCLUDE | CA | CA-Western | AV Solar Ranch One | 57378 | AVSR | SUN | PV | 253 | 253 | 0 | 0 | 0 |  | IPP Non-CHP | N | U |  | Status of Operation (IP, L, P, T) |  | Western
EXCLUDE | AZ | AZ-Western | Dry Lake Wind II LLC | 57379 | 1 | WND | WT | 65.1 | 65.1 | 0 | 114097 | 0 |  | IPP Non-CHP | N | OP |  | Non Combustion (NUC, WAT, WND, GEO, or SUN) |  | Western
EXCLUDE | MA | MA-Eastern | New England Wind LLC | 57380 | 1 | WND | WT | 28.5 | 28.5 | 0 | 5474 | 0 |  | IPP Non-CHP | N | OP |  | Non Combustion (NUC, WAT, WND, GEO, or SUN) | Yes | Eastern
EXCLUDE | NJ | NJ-Eastern | Linden Solar Farm | 57381 | LIND | SUN | PV | 2.7 | 2.7 | 0 | 3894 | 0 |  | Electric Utility | N | OP |  | Non Combustion (NUC, WAT, WND, GEO, or SUN) |  | Eastern
EXCLUDE | NJ | NJ-Eastern | Yardville Solar Farm | 57382 | YARD | SUN | PV | 3.6 | 3.6 | 0 | 5700 | 0 |  | Electric Utility | N | OP |  | Non Combustion (NUC, WAT, WND, GEO, or SUN) |  | Eastern
EXCLUDE | NJ | NJ-Eastern | WEA Texas Bayonne | 57383 | BAYO | SUN | PV | 1.5 | 1.5 | 0 | 2073 | 0 |  | Electric Utility | N | OP |  | Non Combustion (NUC, WAT, WND, GEO, or SUN) |  | Eastern
EXCLUDE | NJ | NJ-Eastern | Matrix Buildings A&B (Perth Amboy) Solar | 57384 | MATR | SUN | PV | 2.5 | 2.5 | 0 | 3599 | 0 |  | Electric Utility | N | OP |  | Non Combustion (NUC, WAT, WND, GEO, or SUN) |  | Eastern
EXCLUDE | MN | MN-Eastern | Community Wind North LLC | 57385 | 34505 | WND | WT | 30 | 30 | 0 | 106029 | 0 |  | IPP Non-CHP | N | OP |  | Non Combustion (NUC, WAT, WND, GEO, or SUN) |  | Eastern
EXCLUDE | MN | MN-Eastern | Ridgewind | 57386 | WTG1 | WND | WT | 25.3 | 25.3 | 0 | 94361 | 0 |  | IPP Non-CHP | N | OP |  | Non Combustion (NUC, WAT, WND, GEO, or SUN) |  | Eastern
EXCLUDE | ND | ND-Eastern | Ashtabula Wind III LLC | 57387 | GE16 | WND | WT | 62.4 | 62.4 | 0 | 204982 | 0 |  | IPP Non-CHP | N | OP |  | Non Combustion (NUC, WAT, WND, GEO, or SUN) |  | Eastern
EXCLUDE | OR | OR-Western | Klamath Falls Bioenergy Facility | 57388 | EU1 | WDS | ST | 42 | 37 | 0 | 0 | 0 |  | IPP Non-CHP | N | IP |  | Status of Operation (IP, L, P, T) |  | Western
EXCLUDE | PA | PA-Eastern | GSK York RDC Solar Facility | 57390 | 1 | SUN | PV | 2.6 | 1.5 | 0 | 3636 | 0 |  | IPP Non-CHP | N | OP |  | Non Combustion (NUC, WAT, WND, GEO, or SUN) |  | Eastern
EXCLUDE | AZ | AZ-Western | TAA Solar Facility | 57391 | TAA1 | SUN | PV | 2.8 | 2.8 | 0 | 0 | 0 |  | Electric Utility | N | IP |  | Status of Operation (IP, L, P, T) |  | Western
EXCLUDE | AZ | AZ-Western | UASTP I | 57392 | UATP1 | SUN | PV | 1.2 | 1.2 | 0 | 3038 | 0 |  | Electric Utility | N | OP |  | Non Combustion (NUC, WAT, WND, GEO, or SUN) |  | Western
EXCLUDE | ID | ID-Western | Big Sky Dairy Digester | 57393 | GEN1 | OBG | IC | 0.8 | 0.7 | 0 | 0 | 0 |  | IPP Non-CHP | N | OP |  | Non-Fossil Fuel Type (Less than 10% Fossil Fuel) |  | Western
EXCLUDE | ID | ID-Western | Big Sky Dairy Digester | 57393 | GEN2 | OBG | IC | 0.8 | 0.7 | 0 | 0 | 0 |  | IPP Non-CHP | N | OP |  | Non-Fossil Fuel Type (Less than 10% Fossil Fuel) |  | Western
EXCLUDE | CA | CA-Western | Genesis Solar Energy Project | 57394 | GEN01 | SUN | ST | 125 | 125 | 0 | 0 | 0 |  | IPP Non-CHP | N | U |  | Status of Operation (IP, L, P, T) |  | Western
EXCLUDE | CA | CA-Western | Genesis Solar Energy Project | 57394 | GEN02 | SUN | ST | 125 | 125 | 0 | 0 | 0 |  | IPP Non-CHP | N | V |  | Status of Operation (IP, L, P, T) |  | Western
EXCLUDE | MN | MN-Eastern | Danielson Wind Farms LLC | 57396 | DWF | WND | WT | 20 | 20 | 0 | 60092 | 0 |  | IPP Non-CHP | N | OP |  | Non Combustion (NUC, WAT, WND, GEO, or SUN) |  | Eastern
EXCLUDE | NJ | NJ-Eastern | Dow Jones South Brunswick Solar | 57397 | PV01 | SUN | PV | 2.5 | 2.5 | 0 | 3131.71 | 0 |  | IPP Non-CHP | N | OP |  | Non Combustion (NUC, WAT, WND, GEO, or SUN) |  | Eastern
EXCLUDE | NJ | NJ-Eastern | Dow Jones South Brunswick Solar | 57397 | PV02 | SUN | PV | 1.6 | 1.6 | 0 | 2004.29 | 0 |  | IPP Non-CHP | N | OP |  | Non Combustion (NUC, WAT, WND, GEO, or SUN) |  | Eastern
EXCLUDE | OR | OR-Western | Lakeview Cogeneration LLC | 57398 | 1 | OBS | ST | 26.8 | 24 | 0 | 0 | 0 |  | IPP CHP | Y | IP |  | Status of Operation (IP, L, P, T) |  | Western
EXCLUDE | KY | KY-Eastern | Cannelton Hydroelectric Plant | 57399 | CG1 | WAT | HY | 29.3 | 29.3 | 0 | 0 | 0 |  | Electric Utility | N | U |  | Status of Operation (IP, L, P, T) |  | Eastern
EXCLUDE | KY | KY-Eastern | Cannelton Hydroelectric Plant | 57399 | CG2 | WAT | HY | 29.3 | 29.3 | 0 | 0 | 0 |  | Electric Utility | N | U |  | Status of Operation (IP, L, P, T) |  | Eastern
EXCLUDE | KY | KY-Eastern | Cannelton Hydroelectric Plant | 57399 | CG3 | WAT | HY | 29.3 | 29.3 | 0 | 0 | 0 |  | Electric Utility | N | U |  | Status of Operation (IP, L, P, T) |  | Eastern
EXCLUDE | KY | KY-Eastern | Smithland Hydroelectric Plant | 57400 | SG1 | WAT | HY | 25.3 | 25.3 | 0 | 0 | 0 |  | Electric Utility | N | U |  | Status of Operation (IP, L, P, T) |  | Eastern
EXCLUDE | KY | KY-Eastern | Smithland Hydroelectric Plant | 57400 | SG2 | WAT | HY | 25.3 | 25.3 | 0 | 0 | 0 |  | Electric Utility | N | U |  | Status of Operation (IP, L, P, T) |  | Eastern
EXCLUDE | KY | KY-Eastern | Smithland Hydroelectric Plant | 57400 | SG3 | WAT | HY | 25.3 | 25.3 | 0 | 0 | 0 |  | Electric Utility | N | U |  | Status of Operation (IP, L, P, T) |  | Eastern
EXCLUDE | WV | WV-Eastern | Willow Island Hydroelectric Plant | 57401 | WIG1 | WAT | HY | 22 | 22 | 0 | 0 | 0 |  | Electric Utility | N | T |  | Status of Operation (IP, L, P, T) |  | Eastern
EXCLUDE | WV | WV-Eastern | Willow Island Hydroelectric Plant | 57401 | WIG2 | WAT | HY | 22 | 22 | 0 | 0 | 0 |  | Electric Utility | N | T |  | Status of Operation (IP, L, P, T) |  | Eastern
EXCLUDE | NC | NC-Eastern | Taylorsville Solar LLC | 57402 | TAY1 | SUN | PV | 1.2 | 1 | 0 | 1772 | 0 |  | IPP Non-CHP | N | OP |  | Non Combustion (NUC, WAT, WND, GEO, or SUN) |  | Eastern
EXCLUDE | AZ | AZ-Western | Northwest Regional | 57403 | GEN1 | LFG | IC | 1.6 | 1.6 | 0 | 0 | 0 |  | IPP Non-CHP | N | OP |  | Non-Fossil Fuel Type (Less than 10% Fossil Fuel) | Yes | Western
EXCLUDE | AZ | AZ-Western | Northwest Regional | 57403 | GEN2 | LFG | IC | 1.6 | 1.6 | 0 | 0 | 0 |  | IPP Non-CHP | N | OP |  | Non-Fossil Fuel Type (Less than 10% Fossil Fuel) | Yes | Western
EXCLUDE | NY | NY-Eastern | Oneida Herkimer | 57404 | GEN1 | LFG | IC | 1.6 | 1.6 | 0 | 0 | 0 |  | IPP Non-CHP | N | OP |  | Non-Fossil Fuel Type (Less than 10% Fossil Fuel) | Yes | Eastern
EXCLUDE | NY | NY-Eastern | Oneida Herkimer | 57404 | GEN2 | LFG | IC | 1.6 | 1.6 | 0 | 0 | 0 |  | IPP Non-CHP | N | P |  | Status of Operation (IP, L, P, T) |  | Eastern
EXCLUDE | MI | MI-Eastern | Eagle Valley | 57405 | GEN1 | LFG | IC | 1.6 | 1.6 | 0 | 0 | 0 |  | IPP Non-CHP | N | OP |  | Non-Fossil Fuel Type (Less than 10% Fossil Fuel) |  | Eastern
EXCLUDE | MI | MI-Eastern | Eagle Valley | 57405 | GEN2 | LFG | IC | 1.6 | 1.6 | 0 | 0 | 0 |  | IPP Non-CHP | N | OP |  | Non-Fossil Fuel Type (Less than 10% Fossil Fuel) |  | Eastern
EXCLUDE | IL | IL-Eastern | Prairie View IL | 57406 | GEN1 | LFG | IC | 1.6 | 1.6 | 0 | 0 | 0 |  | IPP Non-CHP | N | OP |  | Non-Fossil Fuel Type (Less than 10% Fossil Fuel) |  | Eastern
EXCLUDE | IL | IL-Eastern | Prairie View IL | 57406 | GEN2 | LFG | IC | 1.6 | 1.6 | 0 | 0 | 0 |  | IPP Non-CHP | N | OP |  | Non-Fossil Fuel Type (Less than 10% Fossil Fuel) |  | Eastern
EXCLUDE | IL | IL-Eastern | Prairie View IL | 57406 | GEN3 | LFG | IC | 1.6 | 1.6 | 0 | 0 | 0 |  | IPP Non-CHP | N | OP |  | Non-Fossil Fuel Type (Less than 10% Fossil Fuel) |  | Eastern
EXCLUDE | MS | MS-Eastern | Prairie Bluff | 57408 | GEN1 | LFG | IC | 1.6 | 1.6 | 0 | 0 | 0 |  | IPP Non-CHP | N | OP |  | Non-Fossil Fuel Type (Less than 10% Fossil Fuel) | Yes | Eastern
EXCLUDE | TN | TN-Eastern | West Camden | 57409 | GEN1 | LFG | IC | 1.6 | 1.6 | 0 | 0 | 0 |  | IPP Non-CHP | N | OP |  | Non-Fossil Fuel Type (Less than 10% Fossil Fuel) | Yes | Eastern
EXCLUDE | TN | TN-Eastern | West Camden | 57409 | GEN2 | LFG | IC | 1.6 | 1.6 | 0 | 0 | 0 |  | IPP Non-CHP | N | OP |  | Non-Fossil Fuel Type (Less than 10% Fossil Fuel) | Yes | Eastern
EXCLUDE | TN | TN-Eastern | West Camden | 57409 | GEN3 | LFG | IC | 1.6 | 1.6 | 0 | 0 | 0 |  | IPP Non-CHP | N | OP |  | Non-Fossil Fuel Type (Less than 10% Fossil Fuel) | Yes | Eastern
EXCLUDE | OH | OH-Eastern | Geneva | 57410 | GEN1 | LFG | IC | 0.8 | 0.8 | 0 | 0 | 0 |  | IPP Non-CHP | N | V |  | Status of Operation (IP, L, P, T) |  | Eastern
EXCLUDE | OH | OH-Eastern | Geneva | 57410 | GEN2 | LFG | IC | 0.8 | 0.8 | 0 | 0 | 0 |  | IPP Non-CHP | N | V |  | Status of Operation (IP, L, P, T) |  | Eastern
EXCLUDE | OH | OH-Eastern | Geneva | 57410 | GEN3 | LFG | IC | 0.8 | 0.8 | 0 | 0 | 0 |  | IPP Non-CHP | N | V |  | Status of Operation (IP, L, P, T) |  | Eastern
EXCLUDE | OH | OH-Eastern | Geneva | 57410 | GEN4 | LFG | IC | 0.8 | 0.8 | 0 | 0 | 0 |  | IPP Non-CHP | N | V |  | Status of Operation (IP, L, P, T) |  | Eastern
EXCLUDE | OH | OH-Eastern | Geneva | 57410 | GEN5 | LFG | IC | 0.8 | 0.8 | 0 | 0 | 0 |  | IPP Non-CHP | N | V |  | Status of Operation (IP, L, P, T) |  | Eastern
EXCLUDE | OH | OH-Eastern | Mahoning | 57411 | GEN1 | LFG | IC | 0.8 | 0.8 | 0 | 0 | 0 |  | IPP Non-CHP | N | V |  | Status of Operation (IP, L, P, T) |  | Eastern
EXCLUDE | OH | OH-Eastern | Mahoning | 57411 | GEN2 | LFG | IC | 0.8 | 0.8 | 0 | 0 | 0 |  | IPP Non-CHP | N | V |  | Status of Operation (IP, L, P, T) |  | Eastern
EXCLUDE | OH | OH-Eastern | Mahoning | 57411 | GEN3 | LFG | IC | 0.8 | 0.8 | 0 | 0 | 0 |  | IPP Non-CHP | N | V |  | Status of Operation (IP, L, P, T) |  | Eastern
EXCLUDE | OH | OH-Eastern | Mahoning | 57411 | GEN4 | LFG | IC | 0.8 | 0.8 | 0 | 0 | 0 |  | IPP Non-CHP | N | V |  | Status of Operation (IP, L, P, T) |  | Eastern
EXCLUDE | OH | OH-Eastern | Mahoning | 57411 | GEN5 | LFG | IC | 0.8 | 0.8 | 0 | 0 | 0 |  | IPP Non-CHP | N | V |  | Status of Operation (IP, L, P, T) |  | Eastern
EXCLUDE | OH | OH-Eastern | Mahoning | 57411 | GEN6 | LFG | IC | 0.8 | 0.8 | 0 | 0 | 0 |  | IPP Non-CHP | N | IP |  | Status of Operation (IP, L, P, T) |  | Eastern
EXCLUDE | PA | PA-Eastern | Knouse Solar Project 1 | 57412 | 1 | SUN | PV | 3 | 0.4 | 0 | 4485 | 0 |  | Industrial Non-CHP | N | OP |  | Commercial/Industrial Unit |  | Eastern
EXCLUDE | MA | MA-Eastern | Notus Wind 1 | 57414 | 1 | WND | WT | 1.7 | 1.7 | 0 | 4452 | 0 |  | IPP Non-CHP | N | OP |  | Non Combustion (NUC, WAT, WND, GEO, or SUN) |  | Eastern
EXCLUDE | TX | TX-ERCOT | Sherbino II | 57415 | 1 | WND | WT | 150 | 150 | 0 | 438489 | 0 |  | IPP Non-CHP | N | OP |  | Non Combustion (NUC, WAT, WND, GEO, or SUN) |  | ERCOT
EXCLUDE | CA | CA-Western | K Road Calico Solar | 57416 | 01 | SUN | PV | 275 | 275 | 0 | 0 | 0 |  | IPP Non-CHP | N | T |  | Status of Operation (IP, L, P, T) |  | Western
EXCLUDE | CA | CA-Western | K Road Calico Solar | 57416 | 02 | SUN | PV | 388.5 | 388.5 | 0 | 0 | 0 |  | IPP Non-CHP | N | T |  | Status of Operation (IP, L, P, T) |  | Western
EXCLUDE | IA | IA-Eastern | Elk Wind Farm | 57417 | NORD | WND | WT | 40.8 | 40.8 | 0 | 146983 | 0 |  | IPP Non-CHP | N | OP |  | Non Combustion (NUC, WAT, WND, GEO, or SUN) |  | Eastern
EXCLUDE | CA | CA-Western | RPI Fuel Cell LLC | 57419 | 0001 | OBG | FC | 3 | 2.8 | 0 | 0 | 0 |  | IPP CHP | Y | TS |  | Status of Operation (IP, L, P, T) |  | Western
EXCLUDE | CA | CA-Western | UTS SJ1 LLC | 57420 | 0001 | OBG | FC | 1.5 | 1.4 | 0 | 6788 | 4809.14 |  | IPP CHP | Y | OP |  | Non-Fossil Fuel Type (Less than 10% Fossil Fuel) | Yes | Western
EXCLUDE | MI | MI-Eastern | Gratiot Wind Park | 57421 | 1 | WND | WT | 102 | 102 | 0 | 235947 | 0 |  | Electric Utility | N | OP |  | Non Combustion (NUC, WAT, WND, GEO, or SUN) |  | Eastern
EXCLUDE | CA | CA-Western | Yolo County Solar Project | 57422 | 1 | SUN | PV | 1 | 1 | 0 | 2041 | 0 |  | Commercial Non-CHP | N | OP |  | Commercial/Industrial Unit |  | Western
EXCLUDE | SD | SD-Western | Buffalo Ridge II LLC | 57424 | 1 | WND | WT | 210 | 210 | 0 | 627768 | 0 |  | IPP Non-CHP | N | OP |  | Non Combustion (NUC, WAT, WND, GEO, or SUN) |  | Western
EXCLUDE | ID | ID-Western | Double A Digester | 57425 | 1 | OBG | IC | 1.5 | 1.5 | 0 | 0 | 0 |  | IPP CHP | Y | OP |  | Non-Fossil Fuel Type (Less than 10% Fossil Fuel) |  | Western
EXCLUDE | ID | ID-Western | Double A Digester | 57425 | 2 | OBG | IC | 1.5 | 1.5 | 0 | 0 | 0 |  | IPP CHP | Y | OP |  | Non-Fossil Fuel Type (Less than 10% Fossil Fuel) | Yes | Western
EXCLUDE | ID | ID-Western | Double A Digester | 57425 | 3 | OBG | IC | 1.5 | 1.5 | 0 | 0 | 0 |  | IPP CHP | Y | OP |  | Non-Fossil Fuel Type (Less than 10% Fossil Fuel) | Yes | Western
EXCLUDE | ID | ID-Western | Ryegrass Windfarm | 57427 | 1 | WND | WT | 23 | 23 | 0 | 13271 | 0 |  | IPP Non-CHP | N | OP |  | Non Combustion (NUC, WAT, WND, GEO, or SUN) | Yes | Western
EXCLUDE | ID | ID-Western | Hammett Hill Windfarm | 57428 | 1 | WND | WT | 23 | 23 | 0 | 16511 | 0 |  | IPP Non-CHP | N | OP |  | Non Combustion (NUC, WAT, WND, GEO, or SUN) | Yes | Western
EXCLUDE | ID | ID-Western | Mainline Windfarm | 57429 | 1 | WND | WT | 23 | 23 | 0 | 19157 | 0 |  | IPP Non-CHP | N | OP |  | Non Combustion (NUC, WAT, WND, GEO, or SUN) | Yes | Western
EXCLUDE | ID | ID-Western | Desert Meadow Windfarm | 57430 | 1 | WND | WT | 23 | 23 | 0 | 16585 | 0 |  | IPP Non-CHP | N | OP |  | Non Combustion (NUC, WAT, WND, GEO, or SUN) | Yes | Western
EXCLUDE | ID | ID-Western | Cold Springs Windfarm | 57431 | 1 | WND | WT | 23 | 23 | 0 | 12491 | 0 |  | IPP Non-CHP | N | OP |  | Non Combustion (NUC, WAT, WND, GEO, or SUN) | Yes | Western
EXCLUDE | MN | MN-Eastern | Oak Glen Wind Farm | 57432 | 1 | WND | WT | 44 | 44 | 0 | 124028 | 0 |  | Electric Utility | N | OP |  | Non Combustion (NUC, WAT, WND, GEO, or SUN) |  | Eastern
EXCLUDE | OH | OH-Eastern | Bellefontaine Gas Producers LLC | 57433 | 1 | LFG | IC | 1.6 | 1.6 | 0 | 0 | 0 |  | IPP Non-CHP | N | OP |  | Non-Fossil Fuel Type (Less than 10% Fossil Fuel) |  | Eastern
EXCLUDE | OH | OH-Eastern | Bellefontaine Gas Producers LLC | 57433 | 2 | LFG | IC | 1.6 | 1.6 | 0 | 0 | 0 |  | IPP Non-CHP | N | OP |  | Non-Fossil Fuel Type (Less than 10% Fossil Fuel) |  | Eastern
EXCLUDE | OH | OH-Eastern | Bellefontaine Gas Producers LLC | 57433 | 3 | LFG | IC | 1.6 | 1.6 | 0 | 0 | 0 |  | IPP Non-CHP | N | OP |  | Non-Fossil Fuel Type (Less than 10% Fossil Fuel) |  | Eastern
EXCLUDE | MN | MN-Eastern | Valley View Transmission LLC | 57434 | VVT | WND | WT | 10 | 10 | 0 | 33728 | 0 |  | IPP Non-CHP | N | OP |  | Non Combustion (NUC, WAT, WND, GEO, or SUN) |  | Eastern
EXCLUDE | NC | NC-Eastern | Solar Star North Carolina II LLC | 57435 | 1 | SUN | PV | 1.3 | 1 | 0 | 1974.2 | 0 |  | IPP Non-CHP | N | OP |  | Non Combustion (NUC, WAT, WND, GEO, or SUN) |  | Eastern
EXCLUDE | NC | NC-Eastern | Solar Star North Carolina II LLC | 57435 | 2 | SUN | PV | 1.3 | 1 | 0 | 1974.2 | 0 |  | IPP Non-CHP | N | OP |  | Non Combustion (NUC, WAT, WND, GEO, or SUN) |  | Eastern
EXCLUDE | NC | NC-Eastern | Solar Star North Carolina II LLC | 57435 | 3 | SUN | PV | 1.3 | 1 | 0 | 1974.2 | 0 |  | IPP Non-CHP | N | OP |  | Non Combustion (NUC, WAT, WND, GEO, or SUN) |  | Eastern
EXCLUDE | NC | NC-Eastern | Solar Star North Carolina II LLC | 57435 | 4 | SUN | PV | 1.3 | 1 | 0 | 1974.2 | 0 |  | IPP Non-CHP | N | OP |  | Non Combustion (NUC, WAT, WND, GEO, or SUN) |  | Eastern
EXCLUDE | NC | NC-Eastern | Solar Star North Carolina II LLC | 57435 | 5 | SUN | PV | 1.3 | 1 | 0 | 1974.2 | 0 |  | IPP Non-CHP | N | OP |  | Non Combustion (NUC, WAT, WND, GEO, or SUN) |  | Eastern
EXCLUDE | NC | NC-Eastern | Davidson Gas Producers LLC | 57436 | 1 | LFG | IC | 1.6 | 1.6 | 0 | 0 | 0 |  | IPP Non-CHP | N | OP |  | Non-Fossil Fuel Type (Less than 10% Fossil Fuel) |  | Eastern
EXCLUDE | OR | OR-Western | Juniper Ridge Hydroelectric Project | 57437 | 21-01 | WAT | HY | 5 | 3 | 0 | 13654 | 0 |  | IPP Non-CHP | N | OP |  | Non Combustion (NUC, WAT, WND, GEO, or SUN) |  | Western
EXCLUDE | FL | FL-Eastern | 6th St Solar Park of Gainesville FL | 57438 | 1 | SUN | PV | 1.6 | 1.6 | 0 | 2862 | 0 |  | IPP Non-CHP | N | OP |  | Non Combustion (NUC, WAT, WND, GEO, or SUN) |  | Eastern
EXCLUDE | CA | CA-Western | California Valley Solar Ranch | 57439 | HPR2 | SUN | PV | 60 | 60 | 0 | 0 | 0 |  | IPP Non-CHP | N | L |  | Status of Operation (IP, L, P, T) |  | Western
EXCLUDE | CA | CA-Western | California Valley Solar Ranch | 57439 | HPR2A | SUN | PV | 21 | 21 | 0 | 3626.92 | 0 |  | IPP Non-CHP | N | OP |  | Non Combustion (NUC, WAT, WND, GEO, or SUN) | Yes | Western
EXCLUDE | CA | CA-Western | California Valley Solar Ranch | 57439 | HPR2B | SUN | PV | 64.8 | 64.8 | 0 | 11191.65 | 0 |  | IPP Non-CHP | N | OP |  | Non Combustion (NUC, WAT, WND, GEO, or SUN) | Yes | Western
EXCLUDE | CA | CA-Western | California Valley Solar Ranch | 57439 | HPR2C | SUN | PV | 123.5 | 123.5 | 0 | 0 | 0 |  | IPP Non-CHP | N | L |  | Status of Operation (IP, L, P, T) |  | Western
EXCLUDE | CA | CA-Western | California Valley Solar Ranch | 57439 | HPR2D | SUN | PV | 40 | 40 | 0 | 6908.43 | 0 |  | IPP Non-CHP | N | OP |  | Non Combustion (NUC, WAT, WND, GEO, or SUN) | Yes | Western
EXCLUDE | CA | CA-Western | Solar Photovoltaic Project #42 | 57441 | S42A | SUN | PV | 0.5 | 0.5 | 0 | 634.3 | 0 |  | Electric Utility | N | OP |  | Non Combustion (NUC, WAT, WND, GEO, or SUN) | Yes | Western
EXCLUDE | CA | CA-Western | Solar Photovoltaic Project #42 | 57441 | S42B | SUN | PV | 0.5 | 0.5 | 0 | 634.3 | 0 |  | Electric Utility | N | OP |  | Non Combustion (NUC, WAT, WND, GEO, or SUN) | Yes | Western
EXCLUDE | CA | CA-Western | Solar Photovoltaic Project #42 | 57441 | S42C | SUN | PV | 0.5 | 0.5 | 0 | 634.3 | 0 |  | Electric Utility | N | OP |  | Non Combustion (NUC, WAT, WND, GEO, or SUN) | Yes | Western
EXCLUDE | CA | CA-Western | Solar Photovoltaic Project #42 | 57441 | S42D | SUN | PV | 0.5 | 0.5 | 0 | 634.3 | 0 |  | Electric Utility | N | OP |  | Non Combustion (NUC, WAT, WND, GEO, or SUN) | Yes | Western
EXCLUDE | CA | CA-Western | Solar Photovoltaic Project #42 | 57441 | S42E | SUN | PV | 0.5 | 0.5 | 0 | 634.3 | 0 |  | Electric Utility | N | OP |  | Non Combustion (NUC, WAT, WND, GEO, or SUN) | Yes | Western
EXCLUDE | CA | CA-Western | Solar Photovoltaic Project #42 | 57441 | S42F | SUN | PV | 0.5 | 0.5 | 0 | 634.3 | 0 |  | Electric Utility | N | OP |  | Non Combustion (NUC, WAT, WND, GEO, or SUN) | Yes | Western
EXCLUDE | CA | CA-Western | Solar Photovoltaic Project #42 | 57441 | S42G | SUN | PV | 0.5 | 0.5 | 0 | 634.3 | 0 |  | Electric Utility | N | OP |  | Non Combustion (NUC, WAT, WND, GEO, or SUN) | Yes | Western
EXCLUDE | CA | CA-Western | Solar Photovoltaic Project #42 | 57441 | S42H | SUN | PV | 0.5 | 0.5 | 0 | 634.3 | 0 |  | Electric Utility | N | OP |  | Non Combustion (NUC, WAT, WND, GEO, or SUN) | Yes | Western
EXCLUDE | CA | CA-Western | Solar Photovoltaic Project #42 | 57441 | S42I | SUN | PV | 0.5 | 0.5 | 0 | 634.3 | 0 |  | Electric Utility | N | OP |  | Non Combustion (NUC, WAT, WND, GEO, or SUN) | Yes | Western
EXCLUDE | CA | CA-Western | Solar Photovoltaic Project #42 | 57441 | S42J | SUN | PV | 0.5 | 0.5 | 0 | 634.3 | 0 |  | Electric Utility | N | OP |  | Non Combustion (NUC, WAT, WND, GEO, or SUN) | Yes | Western
EXCLUDE | NV | NV-Western | Silver State Solar Power North | 57442 | 56188 | SUN | PV | 52 | 50 | 0 | 87742 | 0 |  | IPP Non-CHP | N | OP |  | Non Combustion (NUC, WAT, WND, GEO, or SUN) | Yes | Western
EXCLUDE | MI | MI-Eastern | Pine Tree Acres WM LFGTE | 57443 | GEN1 | LFG | IC | 1.6 | 1.6 | 0 | 0 | 0 |  | IPP Non-CHP | N | OP |  | Non-Fossil Fuel Type (Less than 10% Fossil Fuel) | Yes | Eastern
EXCLUDE | MI | MI-Eastern | Pine Tree Acres WM LFGTE | 57443 | GEN2 | LFG | IC | 1.6 | 1.6 | 0 | 0 | 0 |  | IPP Non-CHP | N | OP |  | Non-Fossil Fuel Type (Less than 10% Fossil Fuel) | Yes | Eastern
EXCLUDE | MI | MI-Eastern | Pine Tree Acres WM LFGTE | 57443 | GEN3 | LFG | IC | 1.6 | 1.6 | 0 | 0 | 0 |  | IPP Non-CHP | N | OP |  | Non-Fossil Fuel Type (Less than 10% Fossil Fuel) | Yes | Eastern
EXCLUDE | MI | MI-Eastern | Pine Tree Acres WM LFGTE | 57443 | GEN4 | LFG | IC | 1.6 | 1.6 | 0 | 0 | 0 |  | IPP Non-CHP | N | OP |  | Non-Fossil Fuel Type (Less than 10% Fossil Fuel) | Yes | Eastern
EXCLUDE | MI | MI-Eastern | Pine Tree Acres WM LFGTE | 57443 | GEN5 | LFG | IC | 1.6 | 1.6 | 0 | 0 | 0 |  | IPP Non-CHP | N | OP |  | Non-Fossil Fuel Type (Less than 10% Fossil Fuel) | Yes | Eastern
EXCLUDE | MI | MI-Eastern | Pine Tree Acres WM LFGTE | 57443 | GEN6 | LFG | IC | 1.6 | 1.6 | 0 | 0 | 0 |  | IPP Non-CHP | N | OP |  | Non-Fossil Fuel Type (Less than 10% Fossil Fuel) | Yes | Eastern
EXCLUDE | MI | MI-Eastern | Pine Tree Acres WM LFGTE | 57443 | GEN7 | LFG | IC | 1.6 | 1.6 | 0 | 0 | 0 |  | IPP Non-CHP | N | OP |  | Non-Fossil Fuel Type (Less than 10% Fossil Fuel) | Yes | Eastern
EXCLUDE | MI | MI-Eastern | Pine Tree Acres WM LFGTE | 57443 | GEN8 | LFG | IC | 1.6 | 1.6 | 0 | 0 | 0 |  | IPP Non-CHP | N | OP |  | Non-Fossil Fuel Type (Less than 10% Fossil Fuel) | Yes | Eastern
EXCLUDE | ID | ID-Western | Two Ponds Windfarm | 57444 | 1 | WND | WT | 23 | 23 | 0 | 17983 | 0 |  | IPP Non-CHP | N | OP |  | Non Combustion (NUC, WAT, WND, GEO, or SUN) | Yes | Western
EXCLUDE | NV | NV-Western | McGinness Hills | 57446 | 1 | GEO | BT | 20 | 12 | 0 | 61182.31 | 0 |  | IPP Non-CHP | N | OP |  | Non Combustion (NUC, WAT, WND, GEO, or SUN) | Yes | Western
EXCLUDE | NV | NV-Western | McGinness Hills | 57446 | 2 | GEO | BT | 20 | 12 | 0 | 61182.31 | 0 |  | IPP Non-CHP | N | OP |  | Non Combustion (NUC, WAT, WND, GEO, or SUN) | Yes | Western
EXCLUDE | NV | NV-Western | McGinness Hills | 57446 | 3 | GEO | BT | 12 | 6 | 0 | 36709.38 | 0 |  | IPP Non-CHP | N | OP |  | Non Combustion (NUC, WAT, WND, GEO, or SUN) | Yes | Western
EXCLUDE | WV | WV-Eastern | Laurel Mountain | 57447 | 1 | WND | WT | 97.6 | 97.6 | 0 | 196473 | 0 |  | IPP Non-CHP | N | OP |  | Non Combustion (NUC, WAT, WND, GEO, or SUN) |  | Eastern
EXCLUDE | WV | WV-Eastern | Laurel Mountain | 57447 | 2 | MWH | BA | 32 | 32 | 0 | 0 | 0 |  | IPP Non-CHP | N | OP |  | Non-Fossil Fuel Type (Less than 10% Fossil Fuel) |  | Eastern
EXCLUDE | NJ | NJ-Eastern | Pilesgrove | 57448 | PILE | SUN | PV | 18 | 17.7 | 0 | 27510.12 | 0 |  | IPP Non-CHP | N | OP |  | Non Combustion (NUC, WAT, WND, GEO, or SUN) |  | Eastern
EXCLUDE | OH | OH-Eastern | Blue Creek Wind Project | 57449 | 1 | WND | WT | 302 | 302 | 0 | 712479 | 0 |  | IPP Non-CHP | N | OP |  | Non Combustion (NUC, WAT, WND, GEO, or SUN) |  | Eastern
EXCLUDE | NV | NV-Western | Tuscarora Geothermal Power Plant | 57451 | G9200 | GEO | BT | 12 | 9 | 0 | 64631 | 0 |  | IPP Non-CHP | N | OP |  | Non Combustion (NUC, WAT, WND, GEO, or SUN) | Yes | Western
EXCLUDE | NV | NV-Western | Tuscarora Geothermal Power Plant | 57451 | G9250 | GEO | BT | 12 | 9 | 0 | 64631 | 0 |  | IPP Non-CHP | N | OP |  | Non Combustion (NUC, WAT, WND, GEO, or SUN) | Yes | Western
EXCLUDE | AZ | AZ-Western | Hyder Projects | 57452 | HYD1 | SUN | PV | 99 | 99 | 0 | 0 | 0 |  | IPP Non-CHP | N | IP |  | Status of Operation (IP, L, P, T) |  | Western
EXCLUDE | AZ | AZ-Western | Hyder Projects | 57452 | HYD2 | SUN | PV | 99 | 99 | 0 | 0 | 0 |  | IPP Non-CHP | N | IP |  | Status of Operation (IP, L, P, T) |  | Western
EXCLUDE | AZ | AZ-Western | Hyder Projects | 57452 | HYD3 | SUN | PV | 40 | 40 | 0 | 0 | 0 |  | IPP Non-CHP | N | IP |  | Status of Operation (IP, L, P, T) |  | Western
EXCLUDE | CA | CA-Western | Blythe Projects | 57453 | BLY1 | SUN | PV | 200 | 200 | 0 | 0 | 0 |  | IPP Non-CHP | N | IP |  | Status of Operation (IP, L, P, T) |  | Western
EXCLUDE | CA | CA-Western | Blythe Projects | 57453 | BLY2 | SUN | PV | 20 | 20 | 0 | 0 | 0 |  | IPP Non-CHP | N | IP |  | Status of Operation (IP, L, P, T) |  | Western
EXCLUDE | CA | CA-Western | NRG Solar Desert Center | 57454 | SDC1 | SUN | PV | 49.5 | 49.5 | 0 | 0 | 0 |  | IPP Non-CHP | N | IP |  | Status of Operation (IP, L, P, T) |  | Western
EXCLUDE | CA | CA-Western | NRG Solar Borrego I | 57455 | SB1 | SUN | PV | 26 | 26 | 0 | 0 | 0 |  | IPP Non-CHP | N | V |  | Status of Operation (IP, L, P, T) |  | Western
EXCLUDE | NV | NV-Western | San Emidio | 57456 | SE-U1 | GEO | ST | 11.8 | 17.9 | 0 | 0 | 0 |  | IPP Non-CHP | N | OP |  | Non Combustion (NUC, WAT, WND, GEO, or SUN) | Yes | Western
EXCLUDE | OR | OR-Western | Seneca Sustainable Energy LLC | 57457 | 1 | WDS | ST | 19.8 | 19.8 | 0 | 110075 | 112433.63 |  | Industrial Non-CHP | N | OP |  | Commercial/Industrial Unit |  | Western
EXCLUDE | NJ | NJ-Eastern | 145 Talmadge Solar | 57458 | 1 | SUN | PV | 3.8 | 3.8 | 0 | 5173 | 0 |  | IPP Non-CHP | N | OP |  | Non Combustion (NUC, WAT, WND, GEO, or SUN) |  | Eastern
EXCLUDE | CA | CA-Western | Mountain View IV | 57459 | 1 | WND | WT | 49 | 49 | 0 | 153373 | 0 |  | IPP Non-CHP | N | OP |  | Non Combustion (NUC, WAT, WND, GEO, or SUN) | Yes | Western
EXCLUDE | CA | CA-Western | Caltech Central | 57460 | CL00 | OBG | FC | 0.1 | 0.1 | 0 | 579.2 | 290.44 |  | IPP Non-CHP | N | OP | 2020 | Non-Fossil Fuel Type (Less than 10% Fossil Fuel) |  | Western
EXCLUDE | CA | CA-Western | Caltech Central | 57460 | CL01 | OBG | FC | 0.1 | 0.1 | 0 | 579.2 | 290.44 |  | IPP Non-CHP | N | OP | 2020 | Non-Fossil Fuel Type (Less than 10% Fossil Fuel) |  | Western
EXCLUDE | CA | CA-Western | Caltech Central | 57460 | CL02 | OBG | FC | 0.1 | 0.1 | 0 | 579.2 | 290.44 |  | IPP Non-CHP | N | OP | 2020 | Non-Fossil Fuel Type (Less than 10% Fossil Fuel) |  | Western
EXCLUDE | CA | CA-Western | Caltech Central | 57460 | CL03 | OBG | FC | 0.1 | 0.1 | 0 | 579.2 | 290.44 |  | IPP Non-CHP | N | OP | 2020 | Non-Fossil Fuel Type (Less than 10% Fossil Fuel) |  | Western
EXCLUDE | CA | CA-Western | Caltech Central | 57460 | CL04 | OBG | FC | 0.1 | 0.1 | 0 | 579.2 | 290.44 |  | IPP Non-CHP | N | OP | 2020 | Non-Fossil Fuel Type (Less than 10% Fossil Fuel) |  | Western
EXCLUDE | CA | CA-Western | Caltech Central | 57460 | CL05 | OBG | FC | 0.1 | 0.1 | 0 | 579.2 | 290.44 |  | IPP Non-CHP | N | OP | 2020 | Non-Fossil Fuel Type (Less than 10% Fossil Fuel) |  | Western
EXCLUDE | CA | CA-Western | Caltech Central | 57460 | CL06 | OBG | FC | 0.1 | 0.1 | 0 | 579.2 | 290.44 |  | IPP Non-CHP | N | OP | 2020 | Non-Fossil Fuel Type (Less than 10% Fossil Fuel) |  | Western
EXCLUDE | CA | CA-Western | Caltech Central | 57460 | CL07 | OBG | FC | 0.1 | 0.1 | 0 | 579.2 | 290.44 |  | IPP Non-CHP | N | OP | 2020 | Non-Fossil Fuel Type (Less than 10% Fossil Fuel) |  | Western
EXCLUDE | CA | CA-Western | Caltech Central | 57460 | CL08 | OBG | FC | 0.1 | 0.1 | 0 | 579.2 | 290.44 |  | IPP Non-CHP | N | OP | 2020 | Non-Fossil Fuel Type (Less than 10% Fossil Fuel) |  | Western
EXCLUDE | CA | CA-Western | Caltech Central | 57460 | CL09 | OBG | FC | 0.1 | 0.1 | 0 | 579.2 | 290.44 |  | IPP Non-CHP | N | OP | 2020 | Non-Fossil Fuel Type (Less than 10% Fossil Fuel) |  | Western
EXCLUDE | NC | NC-Eastern | Martins Creek Solar NC, LLC | 57461 | 1 | SUN | PV | 1 | 0.9 | 0 | 1400 | 0 |  | IPP Non-CHP | N | OP |  | Non Combustion (NUC, WAT, WND, GEO, or SUN) |  | Eastern
EXCLUDE | OH | OH-Eastern | Napoleon Solar I | 57462 | 1 | SUN | PV | 8 | 8 | 0 | 14214 | 0 |  | IPP Non-CHP | N | OP |  | Non Combustion (NUC, WAT, WND, GEO, or SUN) |  | Eastern
EXCLUDE | IL | IL-Eastern | Bishop Hill Energy LLC | 57463 | 1 | WND | WT | 200 | 200 | 0 | 259418 | 0 |  | IPP Non-CHP | N | OP |  | Non Combustion (NUC, WAT, WND, GEO, or SUN) | Yes | Eastern
EXCLUDE | PA | PA-Eastern | Romark PA Solar | 57465 | 1 | SUN | PV | 1.8 | 1.8 | 0 | 2506 | 0 |  | IPP Non-CHP | N | OP |  | Non Combustion (NUC, WAT, WND, GEO, or SUN) |  | Eastern
EXCLUDE | PA | PA-Eastern | Blue Ridge Landfill | 57466 | GEN1 | LFG | IC | 1.6 | 1.6 | 0 | 0 | 0 |  | IPP Non-CHP | N | V |  | Status of Operation (IP, L, P, T) |  | Eastern
EXCLUDE | PA | PA-Eastern | Blue Ridge Landfill | 57466 | GEN2 | LFG | IC | 1.6 | 1.6 | 0 | 0 | 0 |  | IPP Non-CHP | N | V |  | Status of Operation (IP, L, P, T) |  | Eastern
EXCLUDE | PA | PA-Eastern | Blue Ridge Landfill | 57466 | GEN3 | LFG | IC | 1.6 | 1.6 | 0 | 0 | 0 |  | IPP Non-CHP | N | V |  | Status of Operation (IP, L, P, T) |  | Eastern
EXCLUDE | PA | PA-Eastern | Blue Ridge Landfill | 57466 | GEN4 | LFG | IC | 1.6 | 1.6 | 0 | 0 | 0 |  | IPP Non-CHP | N | V |  | Status of Operation (IP, L, P, T) |  | Eastern
EXCLUDE | AL | AL-Eastern | Westervelt Moundville Cogen | 57467 | TG1 | WDS | ST | 8.8 | 8.2 | 0 | 40321 | 39580.49 |  | Industrial CHP | Y | OP |  | Commercial/Industrial Unit |  | Eastern
EXCLUDE | IA | IA-Eastern | Crystal Lake 3 LLC | 57468 | GE1.5 | WND | WT | 66 | 66 | 0 | 124670 | 0 |  | IPP Non-CHP | N | OP |  | Non Combustion (NUC, WAT, WND, GEO, or SUN) |  | Eastern
EXCLUDE | IA | IA-Eastern | Garden Wind LLC | 57469 | GE1.5 | WND | WT | 150 | 150 | 0 | 473565 | 0 |  | IPP Non-CHP | N | OP |  | Non Combustion (NUC, WAT, WND, GEO, or SUN) |  | Eastern
EXCLUDE | SC | SC-Eastern | Marlboro Mill | 57470 | MG1 | BLQ | ST | 51.4 | 34.2 | 0 | 116308.65 | 1044747.06 |  | Industrial CHP | Y | OP |  | Commercial/Industrial Unit |  | Eastern
EXCLUDE | NJ | NJ-Eastern | Murray Hill Solar | 57471 | MHNJ | SUN | PV | 1 | 1 | 0 | 1719.63 | 0 |  | IPP Non-CHP | N | OP |  | Non Combustion (NUC, WAT, WND, GEO, or SUN) |  | Eastern
EXCLUDE | NY | NY-Eastern | TBE-Montgomery LLC | 57472 | CTG | OBG | CC | 12 | 11.6 | 0 | 0 | 0 |  | IPP Non-CHP | N | U |  | Status of Operation (IP, L, P, T) |  | Eastern
EXCLUDE | NY | NY-Eastern | TBE-Montgomery LLC | 57472 | STG | OBG | CC | 9 | 7.4 | 0 | 0 | 0 |  | IPP Non-CHP | N | U |  | Status of Operation (IP, L, P, T) |  | Eastern
EXCLUDE | MA | MA-Eastern | Dartmouth Solar | 57473 | DSMA | SUN | PV | 1.6 | 1.6 | 0 | 2235.42 | 0 |  | IPP Non-CHP | N | OP |  | Non Combustion (NUC, WAT, WND, GEO, or SUN) |  | Eastern
EXCLUDE | TX | TX-Eastern | Ralls Wind Farm | 57474 | 1 | WND | WT | 10 | 10 | 0 | 35940 | 0 |  | IPP Non-CHP | N | OP |  | Non Combustion (NUC, WAT, WND, GEO, or SUN) |  | Eastern
EXCLUDE | CA | CA-Western | John L. Featherstone Plant | 57475 | HRP1 | GEO | ST | 55 | 49.9 | 0 | 352423 | 0 |  | IPP Non-CHP | N | OP |  | Non Combustion (NUC, WAT, WND, GEO, or SUN) | Yes | Western
EXCLUDE | NM | NM-Western | TSGT Mobile Generator #15 | 57476 | M15G | DFO | IC | 2 | 2 | 0 | 0 | 0 |  | Electric Utility | N | OP |  | Internal Combustion |  | Western
EXCLUDE | CA | CA-Western | Black Rock I | 57477 | G3201 | GEO | ST | 70 | 60 | 0 | 0 | 0 |  | IPP Non-CHP | N | L |  | Status of Operation (IP, L, P, T) |  | Western
EXCLUDE | CA | CA-Western | Black Rock II | 57478 | G3202 | GEO | ST | 70 | 60 | 0 | 0 | 0 |  | IPP Non-CHP | N | L |  | Status of Operation (IP, L, P, T) |  | Western
EXCLUDE | CA | CA-Western | Black Rock III | 57479 | G303 | GEO | ST | 70 | 60 | 0 | 0 | 0 |  | IPP Non-CHP | N | L |  | Status of Operation (IP, L, P, T) |  | Western
EXCLUDE | MT | MT-Western | Highwood Generating Station | 57480 | GTG1 | NG | GT | 42.6 | 40.5 | 0 | 445 | 258.79 |  | Electric Utility | N | SB |  | Simple cycle unit | Yes | Western
EXCLUDE | VT | VT-Eastern | Chittenden County Solar Partners | 57481 | 01 | SUN | PV | 2.2 | 2.2 | 0 | 3388 | 0 |  | IPP Non-CHP | N | OP |  | State not covered under final 111(d) |  | Eastern
EXCLUDE | CA | CA-Western | CPV Sentinel Energy Project | 57482 | CTG1 | NG | GT | 100 | 100 | 0 | 0 | 0 |  | IPP Non-CHP | N | V |  | Status of Operation (IP, L, P, T) |  | Western
EXCLUDE | CA | CA-Western | CPV Sentinel Energy Project | 57482 | CTG2 | NG | GT | 100 | 100 | 0 | 0 | 0 |  | IPP Non-CHP | N | V |  | Status of Operation (IP, L, P, T) |  | Western
EXCLUDE | CA | CA-Western | CPV Sentinel Energy Project | 57482 | CTG3 | NG | GT | 100 | 100 | 0 | 0 | 0 |  | IPP Non-CHP | N | V |  | Status of Operation (IP, L, P, T) |  | Western
EXCLUDE | CA | CA-Western | CPV Sentinel Energy Project | 57482 | CTG4 | NG | GT | 100 | 100 | 0 | 0 | 0 |  | IPP Non-CHP | N | V |  | Status of Operation (IP, L, P, T) |  | Western
EXCLUDE | CA | CA-Western | CPV Sentinel Energy Project | 57482 | CTG5 | NG | GT | 100 | 100 | 0 | 0 | 0 |  | IPP Non-CHP | N | V |  | Status of Operation (IP, L, P, T) |  | Western
EXCLUDE | CA | CA-Western | CPV Sentinel Energy Project | 57482 | CTG6 | NG | GT | 100 | 100 | 0 | 0 | 0 |  | IPP Non-CHP | N | V |  | Status of Operation (IP, L, P, T) |  | Western
EXCLUDE | CA | CA-Western | CPV Sentinel Energy Project | 57482 | CTG7 | NG | GT | 100 | 100 | 0 | 0 | 0 |  | IPP Non-CHP | N | V |  | Status of Operation (IP, L, P, T) |  | Western
EXCLUDE | CA | CA-Western | CPV Sentinel Energy Project | 57482 | CTG8 | NG | GT | 100 | 100 | 0 | 0 | 0 |  | IPP Non-CHP | N | V |  | Status of Operation (IP, L, P, T) |  | Western
EXCLUDE | CA | CA-Western | Mariposa Energy Project | 57483 | CTG1 | NG | GT | 49.9 | 49.9 | 481 | 6980.5 | 2948.13 |  | IPP Non-CHP | N | OP |  | Simple cycle unit | Yes | Western
EXCLUDE | CA | CA-Western | Mariposa Energy Project | 57483 | CTG2 | NG | GT | 49.9 | 49.9 | 481 | 6980.5 | 2746.27 |  | IPP Non-CHP | N | OP |  | Simple cycle unit | Yes | Western
EXCLUDE | CA | CA-Western | Mariposa Energy Project | 57483 | CTG3 | NG | GT | 49.9 | 49.9 | 481 | 6980.5 | 3018.46 |  | IPP Non-CHP | N | OP |  | Simple cycle unit | Yes | Western
EXCLUDE | CA | CA-Western | Mariposa Energy Project | 57483 | CTG4 | NG | GT | 49.9 | 49.9 | 481 | 6980.5 | 2198.2 |  | IPP Non-CHP | N | OP |  | Simple cycle unit | Yes | Western
EXCLUDE | CA | CA-Western | Manzana Wind LLC | 57484 | GEN1 | WND | WT | 189 | 189 | 0 | 42357 | 0 |  | IPP Non-CHP | N | OP |  | Non Combustion (NUC, WAT, WND, GEO, or SUN) | Yes | Western
EXCLUDE | NJ | NJ-Eastern | Flemington Solar | 57485 | FSNJ | SUN | PV | 8 | 7.9 | 0 | 12158 | 0 |  | IPP Non-CHP | N | OP |  | Non Combustion (NUC, WAT, WND, GEO, or SUN) |  | Eastern
EXCLUDE | NJ | NJ-Eastern | Frenchtown I Solar | 57486 | F1NJ | SUN | PV | 3 | 3 | 0 | 0 | 0 |  | IPP Non-CHP | N | OP |  | Non Combustion (NUC, WAT, WND, GEO, or SUN) | Yes | Eastern
EXCLUDE | NJ | NJ-Eastern | Frenchtown II Solar | 57487 | F2NJ | SUN | PV | 3 | 3 | 0 | 4576 | 0 |  | IPP Non-CHP | N | OP |  | Non Combustion (NUC, WAT, WND, GEO, or SUN) |  | Eastern
EXCLUDE | NJ | NJ-Eastern | Lebanon Solar | 57488 | LSNJ | SUN | PV | 2 | 2 | 0 | 2923 | 0 |  | IPP Non-CHP | N | OP |  | Non Combustion (NUC, WAT, WND, GEO, or SUN) |  | Eastern
EXCLUDE | KS | KS-Eastern | Oak Grove Gas Producers | 57489 | G1 | LFG | IC | 1.6 | 1.5 | 0 | 0 | 0 |  | IPP Non-CHP | N | OP |  | Non-Fossil Fuel Type (Less than 10% Fossil Fuel) |  | Eastern
EXCLUDE | CA | CA-Western | Imperial Solar Energy Center South | 57490 | 56819 | SUN | PV | 128.9 | 128.9 | 0 | 0 | 0 |  | IPP Non-CHP | N | U |  | Status of Operation (IP, L, P, T) |  | Western
EXCLUDE | CA | CA-Western | Imperial Solar Energy Center West | 57491 | 56819 | SUN | PV | 148.7 | 148.7 | 0 | 0 | 0 |  | IPP Non-CHP | N | P |  | Status of Operation (IP, L, P, T) |  | Western
EXCLUDE | NC | NC-Eastern | Sampson County Landfill | 57492 | GEN1 | LFG | IC | 1.6 | 1.6 | 0 | 0 | 0 |  | IPP Non-CHP | N | OP |  | Non-Fossil Fuel Type (Less than 10% Fossil Fuel) |  | Eastern
EXCLUDE | NC | NC-Eastern | Sampson County Landfill | 57492 | GEN2 | LFG | IC | 1.6 | 1.6 | 0 | 0 | 0 |  | IPP Non-CHP | N | OP |  | Non-Fossil Fuel Type (Less than 10% Fossil Fuel) |  | Eastern
EXCLUDE | NC | NC-Eastern | Sampson County Landfill | 57492 | GEN3 | LFG | IC | 1.6 | 1.6 | 0 | 0 | 0 |  | IPP Non-CHP | N | OP |  | Non-Fossil Fuel Type (Less than 10% Fossil Fuel) |  | Eastern
EXCLUDE | NC | NC-Eastern | Sampson County Landfill | 57492 | GEN4 | LFG | IC | 1.6 | 1.6 | 0 | 0 | 0 |  | IPP Non-CHP | N | OP |  | Non-Fossil Fuel Type (Less than 10% Fossil Fuel) |  | Eastern
EXCLUDE | NC | NC-Eastern | Sampson County Landfill | 57492 | GEN5 | LFG | IC | 1.6 | 1.6 | 0 | 0 | 0 |  | IPP Non-CHP | N | OP |  | Non-Fossil Fuel Type (Less than 10% Fossil Fuel) |  | Eastern
EXCLUDE | NC | NC-Eastern | Sampson County Landfill | 57492 | GEN6 | LFG | IC | 1.6 | 1.6 | 0 | 0 | 0 |  | IPP Non-CHP | N | V |  | Status of Operation (IP, L, P, T) |  | Eastern
EXCLUDE | NC | NC-Eastern | Sampson County Landfill | 57492 | GEN7 | LFG | IC | 1.6 | 1.6 | 0 | 0 | 0 |  | IPP Non-CHP | N | V |  | Status of Operation (IP, L, P, T) |  | Eastern
EXCLUDE | NC | NC-Eastern | Sampson County Landfill | 57492 | GEN8 | LFG | IC | 1.6 | 1.6 | 0 | 0 | 0 |  | IPP Non-CHP | N | V |  | Status of Operation (IP, L, P, T) |  | Eastern
EXCLUDE | IL | IL-Eastern | Settlers Trail Wind Farm LLC | 57493 | STWF | WND | WT | 150.4 | 150.4 | 0 | 301642 | 0 |  | IPP Non-CHP | N | OP |  | Non Combustion (NUC, WAT, WND, GEO, or SUN) |  | Eastern
EXCLUDE | PA | PA-Eastern | Masser Farms Realty Solar | 57494 | MFRS | SUN | PV | 1 | 1 | 0 | 1405 | 0 |  | IPP Non-CHP | N | OP |  | Non Combustion (NUC, WAT, WND, GEO, or SUN) |  | Eastern
EXCLUDE | WA | WA-Western | Tieton Dam Hydro Electric Project | 57496 | UNIT1 | WAT | HY | 6.9 | 6.9 | 0 | 28903.5 | 0 |  | Electric Utility | N | OP |  | Non Combustion (NUC, WAT, WND, GEO, or SUN) |  | Western
EXCLUDE | WA | WA-Western | Tieton Dam Hydro Electric Project | 57496 | UNIT2 | WAT | HY | 6.9 | 6.9 | 0 | 28903.5 | 0 |  | Electric Utility | N | OP |  | Non Combustion (NUC, WAT, WND, GEO, or SUN) |  | Western
EXCLUDE | CA | CA-Western | Stroud Solar Station | 57497 | 1 | SUN | PV | 20 | 20 | 0 | 43065 | 0 |  | Electric Utility | N | OP |  | Non Combustion (NUC, WAT, WND, GEO, or SUN) |  | Western
EXCLUDE | CA | CA-Western | Five Points Solar Station | 57498 | 1 | SUN | PV | 15 | 15 | 0 | 29948 | 0 |  | Electric Utility | N | OP |  | Non Combustion (NUC, WAT, WND, GEO, or SUN) |  | Western
EXCLUDE | CA | CA-Western | Westside Solar Station | 57499 | 1 | SUN | PV | 15 | 15 | 0 | 32301 | 0 |  | Electric Utility | N | OP |  | Non Combustion (NUC, WAT, WND, GEO, or SUN) |  | Western
EXCLUDE | IA | IA-Eastern | Laurel Wind Farm | 57500 | LWF | WND | WT | 119.6 | 119.6 | 0 | 393179 | 0 |  | Electric Utility | N | OP |  | Non Combustion (NUC, WAT, WND, GEO, or SUN) |  | Eastern
EXCLUDE | IA | IA-Eastern | Rolling Hills Wind Farm | 57501 | RHWF | WND | WT | 443.9 | 443.9 | 0 | 1362913 | 0 |  | Electric Utility | N | OP |  | Non Combustion (NUC, WAT, WND, GEO, or SUN) |  | Eastern
EXCLUDE | FL | FL-Eastern | Perdido | 57502 | 1 | LFG | IC | 1.6 | 1.5 | 0 | 0 | 0 |  | Electric Utility | N | OP |  | Non-Fossil Fuel Type (Less than 10% Fossil Fuel) |  | Eastern
EXCLUDE | FL | FL-Eastern | Perdido | 57502 | 2 | LFG | IC | 1.6 | 1.5 | 0 | 0 | 0 |  | Electric Utility | N | OP |  | Non-Fossil Fuel Type (Less than 10% Fossil Fuel) |  | Eastern
EXCLUDE | FL | FL-Eastern | Perdido | 57502 | 3 | LFG | IC | 1.6 | 1.5 | 0 | 0 | 0 |  | Electric Utility | N | P |  | Status of Operation (IP, L, P, T) |  | Eastern
EXCLUDE | WI | WI-Eastern | Oneida Energy | 57503 | CE1 | NG | GT | 1.5 | 1.5 | 0 | 0 | 0 |  | IPP Non-CHP | N | T |  | Status of Operation (IP, L, P, T) |  | Eastern
EXCLUDE | WI | WI-Eastern | Oneida Energy | 57503 | CE2 | NG | GT | 1.5 | 1.5 | 0 | 0 | 0 |  | IPP Non-CHP | N | IP |  | Status of Operation (IP, L, P, T) |  | Eastern
EXCLUDE | WI | WI-Eastern | Oneida Energy | 57503 | CE3 | NG | GT | 1.5 | 1.5 | 0 | 0 | 0 |  | IPP Non-CHP | N | IP |  | Status of Operation (IP, L, P, T) |  | Eastern
EXCLUDE | TX | TX-ERCOT | TECO CHP-1 | 57504 | CHP1 | NG | GT | 48 | 48 | 0 | 48780 | 37450.59 |  | Commercial CHP | Y | OP |  | Commercial/Industrial Unit |  | ERCOT
EXCLUDE | NC | NC-Eastern | Monroe Generating Station | 57505 | 1 | NG | GT | 15 | 12 | 0 | 3530.5 | 2888.39 |  | Electric Utility | N | OP |  | Simple cycle unit |  | Eastern
EXCLUDE | NC | NC-Eastern | Monroe Generating Station | 57505 | 2 | NG | GT | 15 | 12 | 0 | 3530.5 | 2888.39 |  | Electric Utility | N | OP |  | Simple cycle unit |  | Eastern
EXCLUDE | CA | CA-Western | FRV SI Transport Solar LP | 57506 | SEIM | SUN | PV | 1 | 1 | 0 | 1820 | 0 |  | IPP Non-CHP | N | OP |  | Non Combustion (NUC, WAT, WND, GEO, or SUN) |  | Western
EXCLUDE | CO | CO-Western | Vallecito Hydroelectric | 50206 | GEN1 | WAT | HY | 0.8 | 0.8 | 0 | 2432.83 | 0 |  | IPP Non-CHP | N | OP |  | Non Combustion (NUC, WAT, WND, GEO, or SUN) |  | Western
EXCLUDE | TX | TX-ERCOT | McKinney LFG | 57508 | GEN1 | LFG | IC | 1.6 | 1.3 | 0 | 0 | 0 |  | IPP Non-CHP | N | OP |  | Non-Fossil Fuel Type (Less than 10% Fossil Fuel) |  | ERCOT
EXCLUDE | TX | TX-ERCOT | McKinney LFG | 57508 | GEN2 | LFG | IC | 1.6 | 1.3 | 0 | 0 | 0 |  | IPP Non-CHP | N | OP |  | Non-Fossil Fuel Type (Less than 10% Fossil Fuel) |  | ERCOT
EXCLUDE | CO | CO-Western | Vallecito Hydroelectric | 50206 | GEN2 | WAT | HY | 2.5 | 2.5 | 0 | 7602.59 | 0 |  | IPP Non-CHP | N | OP |  | Non Combustion (NUC, WAT, WND, GEO, or SUN) |  | Western
EXCLUDE | OH | OH-Eastern | Central Ohio BioEnergy Plant #1 | 57513 | COBE1 | OBG | IC | 1 | 0.9 | 0 | 0 | 0 |  | Industrial CHP | Y | RE | 2011 | Commercial/Industrial Unit |  | Eastern
EXCLUDE | CA | CA-Western | Ocotillo Express LLC | 57514 | WTG | WND | WT | 265.4 | 265.4 | 0 | 15168 | 0 |  | IPP Non-CHP | N | OP |  | Non Combustion (NUC, WAT, WND, GEO, or SUN) | Yes | Western
EXCLUDE | CA | CA-Western | Walnut Creek Energy Park | 57515 | GT1 | NG | GT | 100 | 96 | 0 | 0 | 0 |  | IPP Non-CHP | N | V |  | Status of Operation (IP, L, P, T) |  | Western
EXCLUDE | CA | CA-Western | Walnut Creek Energy Park | 57515 | GT2 | NG | GT | 100 | 96 | 0 | 0 | 0 |  | IPP Non-CHP | N | V |  | Status of Operation (IP, L, P, T) |  | Western
EXCLUDE | CA | CA-Western | Walnut Creek Energy Park | 57515 | GT3 | NG | GT | 100 | 96 | 0 | 0 | 0 |  | IPP Non-CHP | N | V |  | Status of Operation (IP, L, P, T) |  | Western
EXCLUDE | CA | CA-Western | Walnut Creek Energy Park | 57515 | GT4 | NG | GT | 100 | 96 | 0 | 0 | 0 |  | IPP Non-CHP | N | V |  | Status of Operation (IP, L, P, T) |  | Western
EXCLUDE | CA | CA-Western | Walnut Creek Energy Park | 57515 | GT5 | NG | GT | 100 | 96 | 0 | 0 | 0 |  | IPP Non-CHP | N | V |  | Status of Operation (IP, L, P, T) |  | Western
EXCLUDE | OK | OK-Eastern | KODE Novus I | 57516 | NOVUS | WND | WT | 80 | 80 | 0 | 16191 | 0 |  | IPP Non-CHP | N | OP |  | Non Combustion (NUC, WAT, WND, GEO, or SUN) | Yes | Eastern
EXCLUDE | TX | TX-Eastern | DeWind Frisco | 57517 | FRISC | WND | WT | 20 | 20 | 0 | 25851 | 0 |  | IPP Non-CHP | N | OP |  | Non Combustion (NUC, WAT, WND, GEO, or SUN) | Yes | Eastern
EXCLUDE | IN | IN-Eastern | Purdue Energy Park | 57518 | 1 | WND | WT | 88 | 88 | 0 | 0 | 0 |  | IPP Non-CHP | N | P |  | Status of Operation (IP, L, P, T) |  | Eastern
EXCLUDE | IN | IN-Eastern | Purdue Energy Park | 57518 | 2 | WND | WT | 5.5 | 5.5 | 0 | 0 | 0 |  | IPP Non-CHP | N | P |  | Status of Operation (IP, L, P, T) |  | Eastern
EXCLUDE | PA | PA-Eastern | Trexlertown Solar Array North and South | 57519 | GEN1 | SUN | PV | 2 | 2 | 0 | 1974 | 0 |  | Industrial Non-CHP | N | OP |  | Commercial/Industrial Unit |  | Eastern
EXCLUDE | TX | TX-ERCOT | Trinity Hills | 57520 | 1 | WND | WT | 225 | 225 | 0 | 529794 | 0 |  | IPP Non-CHP | N | OP |  | Non Combustion (NUC, WAT, WND, GEO, or SUN) |  | ERCOT
EXCLUDE | CA | CA-Western | Giffen | 57521 | 1 | SUN | PV | 10 | 10 | 0 | 10643 | 0 |  | Electric Utility | N | OP |  | Non Combustion (NUC, WAT, WND, GEO, or SUN) | Yes | Western
EXCLUDE | CA | CA-Western | Giffen | 57521 | 2 | SUN | PV | 10 | 10 | 0 | 0 | 0 |  | Electric Utility | N | IP |  | Status of Operation (IP, L, P, T) |  | Western
EXCLUDE | CA | CA-Western | Cantua Solar Station | 57522 | 1 | SUN | PV | 20 | 20 | 0 | 24235 | 0 |  | Electric Utility | N | OP |  | Non Combustion (NUC, WAT, WND, GEO, or SUN) | Yes | Western
EXCLUDE | CA | CA-Western | Huron Solar Station | 57523 | 1 | SUN | PV | 20 | 20 | 0 | 20894 | 0 |  | Electric Utility | N | OP |  | Non Combustion (NUC, WAT, WND, GEO, or SUN) | Yes | Western
EXCLUDE | AZ | AZ-Western | Roger Road WWTP | 57524 | 1 | SUN | PV | 1.1 | 0.9 | 0 | 2172 | 0 |  | IPP Non-CHP | N | OP |  | Non Combustion (NUC, WAT, WND, GEO, or SUN) |  | Western
EXCLUDE | HI | HI-Hawaii | Kapaa Photovoltaic Project | 57525 | KSPV | SUN | PV | 1 | 1 | 0 | 2070 | 0 |  | IPP Non-CHP | N | OP |  | State not covered under final 111(d) |  | Hawaii
EXCLUDE | OR | OR-Western | North Hurlburt Wind LLC | 57526 | NORTH | WND | WT | 265 | 265 | 0 | 485355 | 0 |  | IPP Non-CHP | N | OP |  | Non Combustion (NUC, WAT, WND, GEO, or SUN) | Yes | Western
EXCLUDE | CA | CA-Western | Painted Hills | 57527 | 1 | WND | WT | 17.5 | 17.5 | 0 | 0 | 0 |  | IPP Non-CHP | N | L |  | Status of Operation (IP, L, P, T) |  | Western
EXCLUDE | CA | CA-Western | Solar Photovoltaic Project #25 | 57528 | S25A | SUN | PV | 0.5 | 0.5 | 0 | 0 | 0 |  | Electric Utility | N | IP |  | Status of Operation (IP, L, P, T) |  | Western
EXCLUDE | CA | CA-Western | Solar Photovoltaic Project #25 | 57528 | S25B | SUN | PV | 0.5 | 0.5 | 0 | 0 | 0 |  | Electric Utility | N | IP |  | Status of Operation (IP, L, P, T) |  | Western
EXCLUDE | CA | CA-Western | Solar Photovoltaic Project #25 | 57528 | S25C | SUN | PV | 0.5 | 0.5 | 0 | 0 | 0 |  | Electric Utility | N | IP |  | Status of Operation (IP, L, P, T) |  | Western
EXCLUDE | CA | CA-Western | Solar Photovoltaic Project #25 | 57528 | S25D | SUN | PV | 0.5 | 0.5 | 0 | 0 | 0 |  | Electric Utility | N | IP |  | Status of Operation (IP, L, P, T) |  | Western
EXCLUDE | CA | CA-Western | Solar Photovoltaic Project #25 | 57528 | S25E | SUN | PV | 0.5 | 0.5 | 0 | 0 | 0 |  | Electric Utility | N | IP |  | Status of Operation (IP, L, P, T) |  | Western
EXCLUDE | CA | CA-Western | Solar Photovoltaic Project #25 | 57528 | S25F | SUN | PV | 0.5 | 0.5 | 0 | 0 | 0 |  | Electric Utility | N | IP |  | Status of Operation (IP, L, P, T) |  | Western
EXCLUDE | CA | CA-Western | Solar Photovoltaic Project #25 | 57528 | S25G | SUN | PV | 0.5 | 0.5 | 0 | 0 | 0 |  | Electric Utility | N | IP |  | Status of Operation (IP, L, P, T) |  | Western
EXCLUDE | CA | CA-Western | Solar Photovoltaic Project #25 | 57528 | S25H | SUN | PV | 0.5 | 0.5 | 0 | 0 | 0 |  | Electric Utility | N | IP |  | Status of Operation (IP, L, P, T) |  | Western
EXCLUDE | CA | CA-Western | Solar Photovoltaic Project #25 | 57528 | S25I | SUN | PV | 0.5 | 0.5 | 0 | 0 | 0 |  | Electric Utility | N | IP |  | Status of Operation (IP, L, P, T) |  | Western
EXCLUDE | HI | HI-Hawaii | Kawailoa Wind | 57529 | 1 | WND | WT | 69 | 69 | 0 | 18169 | 0 |  | IPP Non-CHP | N | OP |  | State not covered under final 111(d) | Yes | Hawaii
EXCLUDE | WA | WA-Western | Palouse | 57530 | 1 | WND | WT | 105.3 | 105.3 | 0 | 12861 | 0 |  | IPP Non-CHP | N | OP |  | Non Combustion (NUC, WAT, WND, GEO, or SUN) | Yes | Western
EXCLUDE | ME | ME-Eastern | Bingham Wind | 57531 | 1 | WND | WT | 186 | 186 | 0 | 0 | 0 |  | IPP Non-CHP | N | P |  | Status of Operation (IP, L, P, T) |  | Eastern
EXCLUDE | CA | CA-Western | Solar Photovoltaic Project #30 | 57532 | S30A | SUN | PV | 0.5 | 0.5 | 0 | 0 | 0 |  | Electric Utility | N | IP |  | Status of Operation (IP, L, P, T) |  | Western
EXCLUDE | CA | CA-Western | Solar Photovoltaic Project #30 | 57532 | S30B | SUN | PV | 0.5 | 0.5 | 0 | 0 | 0 |  | Electric Utility | N | IP |  | Status of Operation (IP, L, P, T) |  | Western
EXCLUDE | CA | CA-Western | Solar Photovoltaic Project #30 | 57532 | S30C | SUN | PV | 0.5 | 0.5 | 0 | 0 | 0 |  | Electric Utility | N | IP |  | Status of Operation (IP, L, P, T) |  | Western
EXCLUDE | CA | CA-Western | Solar Photovoltaic Project #31 | 57533 | S31A | SUN | PV | 0.5 | 0.5 | 0 | 0 | 0 |  | Electric Utility | N | IP |  | Status of Operation (IP, L, P, T) |  | Western
EXCLUDE | CA | CA-Western | Solar Photovoltaic Project #31 | 57533 | S31B | SUN | PV | 0.5 | 0.5 | 0 | 0 | 0 |  | Electric Utility | N | IP |  | Status of Operation (IP, L, P, T) |  | Western
EXCLUDE | CA | CA-Western | Solar Photovoltaic Project #32 | 57534 | S32A | SUN | PV | 0.5 | 0.5 | 0 | 0 | 0 |  | Electric Utility | N | TS |  | Status of Operation (IP, L, P, T) |  | Western
EXCLUDE | CA | CA-Western | Solar Photovoltaic Project #32 | 57534 | S32B | SUN | PV | 0.5 | 0.5 | 0 | 0 | 0 |  | Electric Utility | N | TS |  | Status of Operation (IP, L, P, T) |  | Western
EXCLUDE | CA | CA-Western | Solar Photovoltaic Project #32 | 57534 | S32C | SUN | PV | 0.5 | 0.5 | 0 | 0 | 0 |  | Electric Utility | N | TS |  | Status of Operation (IP, L, P, T) |  | Western
EXCLUDE | CA | CA-Western | Solar Photovoltaic Project #33 | 57535 | S33A | SUN | PV | 0.5 | 0.5 | 0 | 0 | 0 |  | Electric Utility | N | TS |  | Status of Operation (IP, L, P, T) |  | Western
EXCLUDE | CA | CA-Western | Solar Photovoltaic Project #33 | 57535 | S33B | SUN | PV | 0.5 | 0.5 | 0 | 0 | 0 |  | Electric Utility | N | TS |  | Status of Operation (IP, L, P, T) |  | Western
EXCLUDE | CA | CA-Western | SPVP #35 | 57537 | 35H | SUN | PV | 0.5 | 0.5 | 0 | 0 | 0 |  | Electric Utility | N | IP |  | Status of Operation (IP, L, P, T) |  | Western
EXCLUDE | CA | CA-Western | SPVP #35 | 57537 | 35I | SUN | PV | 0.5 | 0.5 | 0 | 0 | 0 |  | Electric Utility | N | IP |  | Status of Operation (IP, L, P, T) |  | Western
EXCLUDE | CA | CA-Western | SPVP #35 | 57537 | 35J | SUN | PV | 0.5 | 0.5 | 0 | 0 | 0 |  | Electric Utility | N | IP |  | Status of Operation (IP, L, P, T) |  | Western
EXCLUDE | CA | CA-Western | SPVP #35 | 57537 | 35K | SUN | PV | 0.5 | 0.5 | 0 | 0 | 0 |  | Electric Utility | N | IP |  | Status of Operation (IP, L, P, T) |  | Western
EXCLUDE | CA | CA-Western | SPVP #35 | 57537 | 35L | SUN | PV | 0.5 | 0.5 | 0 | 0 | 0 |  | Electric Utility | N | IP |  | Status of Operation (IP, L, P, T) |  | Western
EXCLUDE | CA | CA-Western | SPVP #35 | 57537 | 35M | SUN | PV | 0.5 | 0.5 | 0 | 0 | 0 |  | Electric Utility | N | IP |  | Status of Operation (IP, L, P, T) |  | Western
EXCLUDE | CA | CA-Western | SPVP #35 | 57537 | 35N | SUN | PV | 0.5 | 0.5 | 0 | 0 | 0 |  | Electric Utility | N | IP |  | Status of Operation (IP, L, P, T) |  | Western
EXCLUDE | CA | CA-Western | SPVP #35 | 57537 | S35A | SUN | PV | 0.5 | 0.5 | 0 | 0 | 0 |  | Electric Utility | N | IP |  | Status of Operation (IP, L, P, T) |  | Western
EXCLUDE | CA | CA-Western | SPVP #35 | 57537 | S35B | SUN | PV | 0.5 | 0.5 | 0 | 0 | 0 |  | Electric Utility | N | IP |  | Status of Operation (IP, L, P, T) |  | Western
EXCLUDE | CA | CA-Western | SPVP #35 | 57537 | S35C | SUN | PV | 0.5 | 0.5 | 0 | 0 | 0 |  | Electric Utility | N | IP |  | Status of Operation (IP, L, P, T) |  | Western
EXCLUDE | CA | CA-Western | SPVP #35 | 57537 | S35D | SUN | PV | 0.5 | 0.5 | 0 | 0 | 0 |  | Electric Utility | N | IP |  | Status of Operation (IP, L, P, T) |  | Western
EXCLUDE | CA | CA-Western | SPVP #35 | 57537 | S35E | SUN | PV | 0.5 | 0.5 | 0 | 0 | 0 |  | Electric Utility | N | IP |  | Status of Operation (IP, L, P, T) |  | Western
EXCLUDE | CA | CA-Western | SPVP #35 | 57537 | S35F | SUN | PV | 0.5 | 0.5 | 0 | 0 | 0 |  | Electric Utility | N | IP |  | Status of Operation (IP, L, P, T) |  | Western
EXCLUDE | CA | CA-Western | SPVP #35 | 57537 | S35G | SUN | PV | 0.5 | 0.5 | 0 | 0 | 0 |  | Electric Utility | N | IP |  | Status of Operation (IP, L, P, T) |  | Western
EXCLUDE | CA | CA-Western | Solar Photovoltaic Project #40 | 57538 | S40A | SUN | PV | 0.5 | 0.5 | 0 | 0 | 0 |  | Electric Utility | N | IP |  | Status of Operation (IP, L, P, T) |  | Western
EXCLUDE | CA | CA-Western | Solar Photovoltaic Project #40 | 57538 | S40B | SUN | PV | 0.5 | 0.5 | 0 | 0 | 0 |  | Electric Utility | N | IP |  | Status of Operation (IP, L, P, T) |  | Western
EXCLUDE | CA | CA-Western | Solar Photovoltaic Project #40 | 57538 | S40C | SUN | PV | 0.5 | 0.5 | 0 | 0 | 0 |  | Electric Utility | N | IP |  | Status of Operation (IP, L, P, T) |  | Western
EXCLUDE | CA | CA-Western | Solar Photovoltaic Project #40 | 57538 | S40D | SUN | PV | 0.5 | 0.5 | 0 | 0 | 0 |  | Electric Utility | N | IP |  | Status of Operation (IP, L, P, T) |  | Western
EXCLUDE | CA | CA-Western | Solar Photovoltaic Project #40 | 57538 | S40E | SUN | PV | 0.5 | 0.5 | 0 | 0 | 0 |  | Electric Utility | N | IP |  | Status of Operation (IP, L, P, T) |  | Western
EXCLUDE | CA | CA-Western | Solar Photovoltaic Project #40 | 57538 | S40F | SUN | PV | 0.5 | 0.5 | 0 | 0 | 0 |  | Electric Utility | N | IP |  | Status of Operation (IP, L, P, T) |  | Western
EXCLUDE | CA | CA-Western | Solar Photovoltaic Project #40 | 57538 | S40G | SUN | PV | 0.5 | 0.5 | 0 | 0 | 0 |  | Electric Utility | N | IP |  | Status of Operation (IP, L, P, T) |  | Western
EXCLUDE | CA | CA-Western | Solar Photovoltaic Project #40 | 57538 | S40H | SUN | PV | 0.5 | 0.5 | 0 | 0 | 0 |  | Electric Utility | N | IP |  | Status of Operation (IP, L, P, T) |  | Western
EXCLUDE | CA | CA-Western | Solar Photovoltaic Project #40 | 57538 | S40I | SUN | PV | 0.5 | 0.5 | 0 | 0 | 0 |  | Electric Utility | N | IP |  | Status of Operation (IP, L, P, T) |  | Western
EXCLUDE | CA | CA-Western | Solar Photovoltaic Project #40 | 57538 | S40J | SUN | PV | 0.5 | 0.5 | 0 | 0 | 0 |  | Electric Utility | N | IP |  | Status of Operation (IP, L, P, T) |  | Western
EXCLUDE | CA | CA-Western | Solar Photovoltaic Project #40 | 57538 | S40K | SUN | PV | 0.5 | 0.5 | 0 | 0 | 0 |  | Electric Utility | N | IP |  | Status of Operation (IP, L, P, T) |  | Western
EXCLUDE | CA | CA-Western | Solar Photovoltaic Project #40 | 57538 | S40L | SUN | PV | 0.5 | 0.5 | 0 | 0 | 0 |  | Electric Utility | N | IP |  | Status of Operation (IP, L, P, T) |  | Western
EXCLUDE | CA | CA-Western | Solar Photovoltaic Project #40 | 57538 | S40M | SUN | PV | 0.5 | 0.5 | 0 | 0 | 0 |  | Electric Utility | N | IP |  | Status of Operation (IP, L, P, T) |  | Western
EXCLUDE | CA | CA-Western | Solar Photovoltaic Project #40 | 57538 | S40N | SUN | PV | 0.5 | 0.5 | 0 | 0 | 0 |  | Electric Utility | N | IP |  | Status of Operation (IP, L, P, T) |  | Western
EXCLUDE | CA | CA-Western | Solar Photovoltaic Project #40 | 57538 | S40O | SUN | PV | 0.5 | 0.5 | 0 | 0 | 0 |  | Electric Utility | N | IP |  | Status of Operation (IP, L, P, T) |  | Western
EXCLUDE | CA | CA-Western | Solar Photovoltaic Project #40 | 57538 | S40P | SUN | PV | 0.5 | 0.5 | 0 | 0 | 0 |  | Electric Utility | N | IP |  | Status of Operation (IP, L, P, T) |  | Western
EXCLUDE | CA | CA-Western | Solar Photovoltaic Project #40 | 57538 | S40Q | SUN | PV | 0.5 | 0.5 | 0 | 0 | 0 |  | Electric Utility | N | IP |  | Status of Operation (IP, L, P, T) |  | Western
EXCLUDE | CA | CA-Western | Solar Photovoltaic Project #40 | 57538 | S40R | SUN | PV | 0.5 | 0.5 | 0 | 0 | 0 |  | Electric Utility | N | IP |  | Status of Operation (IP, L, P, T) |  | Western
EXCLUDE | CA | CA-Western | Solar Photovoltaic Project #40 | 57538 | S40S | SUN | PV | 0.5 | 0.5 | 0 | 0 | 0 |  | Electric Utility | N | IP |  | Status of Operation (IP, L, P, T) |  | Western
EXCLUDE | CA | CA-Western | Solar Photovoltaic Project #40 | 57538 | S40T | SUN | PV | 0.5 | 0.5 | 0 | 0 | 0 |  | Electric Utility | N | IP |  | Status of Operation (IP, L, P, T) |  | Western
EXCLUDE | CA | CA-Western | Solar Photovoltaic Project #41 | 57539 | S41A | SUN | PV | 0.5 | 0.5 | 0 | 0 | 0 |  | Electric Utility | N | IP |  | Status of Operation (IP, L, P, T) |  | Western
EXCLUDE | CA | CA-Western | Solar Photovoltaic Project #41 | 57539 | S41B | SUN | PV | 0.5 | 0.5 | 0 | 0 | 0 |  | Electric Utility | N | IP |  | Status of Operation (IP, L, P, T) |  | Western
EXCLUDE | CA | CA-Western | Solar Photovoltaic Project #41 | 57539 | S41C | SUN | PV | 0.5 | 0.5 | 0 | 0 | 0 |  | Electric Utility | N | IP |  | Status of Operation (IP, L, P, T) |  | Western
EXCLUDE | CA | CA-Western | Solar Photovoltaic Project #41 | 57539 | S41D | SUN | PV | 0.5 | 0.5 | 0 | 0 | 0 |  | Electric Utility | N | IP |  | Status of Operation (IP, L, P, T) |  | Western
EXCLUDE | CA | CA-Western | Solar Photovoltaic Project #41 | 57539 | S41E | SUN | PV | 0.5 | 0.5 | 0 | 0 | 0 |  | Electric Utility | N | IP |  | Status of Operation (IP, L, P, T) |  | Western
EXCLUDE | CA | CA-Western | Solar Photovoltaic Project #41 | 57539 | S41F | SUN | PV | 0.5 | 0.5 | 0 | 0 | 0 |  | Electric Utility | N | IP |  | Status of Operation (IP, L, P, T) |  | Western
EXCLUDE | CA | CA-Western | Solar Photovoltaic Project #41 | 57539 | S41G | SUN | PV | 0.5 | 0.5 | 0 | 0 | 0 |  | Electric Utility | N | IP |  | Status of Operation (IP, L, P, T) |  | Western
EXCLUDE | CA | CA-Western | Solar Photovoltaic Project #41 | 57539 | S41H | SUN | PV | 0.5 | 0.5 | 0 | 0 | 0 |  | Electric Utility | N | IP |  | Status of Operation (IP, L, P, T) |  | Western
EXCLUDE | CA | CA-Western | Solar Photovoltaic Project #41 | 57539 | S41I | SUN | PV | 0.5 | 0.5 | 0 | 0 | 0 |  | Electric Utility | N | IP |  | Status of Operation (IP, L, P, T) |  | Western
EXCLUDE | CA | CA-Western | Solar Photovoltaic Project #41 | 57539 | S41J | SUN | PV | 0.5 | 0.5 | 0 | 0 | 0 |  | Electric Utility | N | IP |  | Status of Operation (IP, L, P, T) |  | Western
EXCLUDE | CA | CA-Western | Solar Photovoltaic Project #41 | 57539 | S41K | SUN | PV | 0.5 | 0.5 | 0 | 0 | 0 |  | Electric Utility | N | IP |  | Status of Operation (IP, L, P, T) |  | Western
EXCLUDE | CA | CA-Western | Solar Photovoltaic Project #41 | 57539 | S41L | SUN | PV | 0.5 | 0.5 | 0 | 0 | 0 |  | Electric Utility | N | IP |  | Status of Operation (IP, L, P, T) |  | Western
EXCLUDE | CA | CA-Western | Solar Photovoltaic Project #41 | 57539 | S41M | SUN | PV | 0.5 | 0.5 | 0 | 0 | 0 |  | Electric Utility | N | IP |  | Status of Operation (IP, L, P, T) |  | Western
EXCLUDE | CA | CA-Western | Solar Photovoltaic Project #41 | 57539 | S41N | SUN | PV | 0.5 | 0.5 | 0 | 0 | 0 |  | Electric Utility | N | IP |  | Status of Operation (IP, L, P, T) |  | Western
EXCLUDE | CA | CA-Western | Solar Photovoltaic Project #41 | 57539 | S41O | SUN | PV | 0.5 | 0.5 | 0 | 0 | 0 |  | Electric Utility | N | IP |  | Status of Operation (IP, L, P, T) |  | Western
EXCLUDE | CA | CA-Western | Solar Photovoltaic Project #41 | 57539 | S41P | SUN | PV | 0.5 | 0.5 | 0 | 0 | 0 |  | Electric Utility | N | IP |  | Status of Operation (IP, L, P, T) |  | Western
EXCLUDE | CA | CA-Western | Solar Photovoltaic Project #41 | 57539 | S41Q | SUN | PV | 0.5 | 0.5 | 0 | 0 | 0 |  | Electric Utility | N | IP |  | Status of Operation (IP, L, P, T) |  | Western
EXCLUDE | CA | CA-Western | Solar Photovoltaic Project #41 | 57539 | S41R | SUN | PV | 0.5 | 0.5 | 0 | 0 | 0 |  | Electric Utility | N | IP |  | Status of Operation (IP, L, P, T) |  | Western
EXCLUDE | CA | CA-Western | Solar Photovoltaic Project #41 | 57539 | S41S | SUN | PV | 0.5 | 0.5 | 0 | 0 | 0 |  | Electric Utility | N | IP |  | Status of Operation (IP, L, P, T) |  | Western
EXCLUDE | CA | CA-Western | Solar Photovoltaic Project #41 | 57539 | S41T | SUN | PV | 0.5 | 0.5 | 0 | 0 | 0 |  | Electric Utility | N | IP |  | Status of Operation (IP, L, P, T) |  | Western
EXCLUDE | CA | CA-Western | Solar Photovoltaic Project #44 | 57540 | S44A | SUN | PV | 0.5 | 0.5 | 0 | 0 | 0 |  | Electric Utility | N | TS |  | Status of Operation (IP, L, P, T) |  | Western
EXCLUDE | CA | CA-Western | Solar Photovoltaic Project #44 | 57540 | S44B | SUN | PV | 0.5 | 0.5 | 0 | 0 | 0 |  | Electric Utility | N | TS |  | Status of Operation (IP, L, P, T) |  | Western
EXCLUDE | CA | CA-Western | Solar Photovoltaic Project #44 | 57540 | S44C | SUN | PV | 0.5 | 0.5 | 0 | 0 | 0 |  | Electric Utility | N | TS |  | Status of Operation (IP, L, P, T) |  | Western
EXCLUDE | CA | CA-Western | Solar Photovoltaic Project #44 | 57540 | S44D | SUN | PV | 0.5 | 0.5 | 0 | 0 | 0 |  | Electric Utility | N | TS |  | Status of Operation (IP, L, P, T) |  | Western
EXCLUDE | CA | CA-Western | Solar Photovoltaic Project #44 | 57540 | S44E | SUN | PV | 0.5 | 0.5 | 0 | 0 | 0 |  | Electric Utility | N | TS |  | Status of Operation (IP, L, P, T) |  | Western
EXCLUDE | CA | CA-Western | Solar Photovoltaic Project #44 | 57540 | S44F | SUN | PV | 0.5 | 0.5 | 0 | 0 | 0 |  | Electric Utility | N | TS |  | Status of Operation (IP, L, P, T) |  | Western
EXCLUDE | CA | CA-Western | Solar Photovoltaic Project #44 | 57540 | S44G | SUN | PV | 0.5 | 0.5 | 0 | 0 | 0 |  | Electric Utility | N | TS |  | Status of Operation (IP, L, P, T) |  | Western
EXCLUDE | CA | CA-Western | Solar Photovoltaic Project #44 | 57540 | S44H | SUN | PV | 0.5 | 0.5 | 0 | 0 | 0 |  | Electric Utility | N | TS |  | Status of Operation (IP, L, P, T) |  | Western
EXCLUDE | CA | CA-Western | Solar Photovoltaic Project #44 | 57540 | S44I | SUN | PV | 0.5 | 0.5 | 0 | 0 | 0 |  | Electric Utility | N | TS |  | Status of Operation (IP, L, P, T) |  | Western
EXCLUDE | CA | CA-Western | Solar Photovoltaic Project #44 | 57540 | S44J | SUN | PV | 0.5 | 0.5 | 0 | 0 | 0 |  | Electric Utility | N | TS |  | Status of Operation (IP, L, P, T) |  | Western
EXCLUDE | CA | CA-Western | Solar Photovoltaic Project #44 | 57540 | S44K | SUN | PV | 0.5 | 0.5 | 0 | 0 | 0 |  | Electric Utility | N | TS |  | Status of Operation (IP, L, P, T) |  | Western
EXCLUDE | CA | CA-Western | Solar Photovoltaic Project #44 | 57540 | S44L | SUN | PV | 0.5 | 0.5 | 0 | 0 | 0 |  | Electric Utility | N | TS |  | Status of Operation (IP, L, P, T) |  | Western
EXCLUDE | CA | CA-Western | Solar Photovoltaic Project #44 | 57540 | S44M | SUN | PV | 0.5 | 0.5 | 0 | 0 | 0 |  | Electric Utility | N | TS |  | Status of Operation (IP, L, P, T) |  | Western
EXCLUDE | CA | CA-Western | Solar Photovoltaic Project #44 | 57540 | S44N | SUN | PV | 0.5 | 0.5 | 0 | 0 | 0 |  | Electric Utility | N | TS |  | Status of Operation (IP, L, P, T) |  | Western
EXCLUDE | CA | CA-Western | Solar Photovoltaic Project #44 | 57540 | S44O | SUN | PV | 0.5 | 0.5 | 0 | 0 | 0 |  | Electric Utility | N | TS |  | Status of Operation (IP, L, P, T) |  | Western
EXCLUDE | CA | CA-Western | Solar Photovoltaic Project #44 | 57540 | S44P | SUN | PV | 0.5 | 0.5 | 0 | 0 | 0 |  | Electric Utility | N | TS |  | Status of Operation (IP, L, P, T) |  | Western
EXCLUDE | CA | CA-Western | Solar Photovoltaic Project #45 | 57541 | S45A | SUN | PV | 0.5 | 0.5 | 0 | 0 | 0 |  | Electric Utility | N | IP |  | Status of Operation (IP, L, P, T) |  | Western
EXCLUDE | CA | CA-Western | Solar Photovoltaic Project #45 | 57541 | S45B | SUN | PV | 0.5 | 0.5 | 0 | 0 | 0 |  | Electric Utility | N | IP |  | Status of Operation (IP, L, P, T) |  | Western
EXCLUDE | CA | CA-Western | Solar Photovoltaic Project #45 | 57541 | S45C | SUN | PV | 0.5 | 0.5 | 0 | 0 | 0 |  | Electric Utility | N | IP |  | Status of Operation (IP, L, P, T) |  | Western
EXCLUDE | CA | CA-Western | Solar Photovoltaic Project #45 | 57541 | S45D | SUN | PV | 0.5 | 0.5 | 0 | 0 | 0 |  | Electric Utility | N | IP |  | Status of Operation (IP, L, P, T) |  | Western
EXCLUDE | CA | CA-Western | Solar Photovoltaic Project #45 | 57541 | S45E | SUN | PV | 0.5 | 0.5 | 0 | 0 | 0 |  | Electric Utility | N | IP |  | Status of Operation (IP, L, P, T) |  | Western
EXCLUDE | CA | CA-Western | Solar Photovoltaic Project #45 | 57541 | S45F | SUN | PV | 0.5 | 0.5 | 0 | 0 | 0 |  | Electric Utility | N | IP |  | Status of Operation (IP, L, P, T) |  | Western
EXCLUDE | CA | CA-Western | Solar Photovoltaic Project #45 | 57541 | S45G | SUN | PV | 0.5 | 0.5 | 0 | 0 | 0 |  | Electric Utility | N | IP |  | Status of Operation (IP, L, P, T) |  | Western
EXCLUDE | CA | CA-Western | Solar Photovoltaic Project #45 | 57541 | S45H | SUN | PV | 0.5 | 0.5 | 0 | 0 | 0 |  | Electric Utility | N | IP |  | Status of Operation (IP, L, P, T) |  | Western
EXCLUDE | CA | CA-Western | Solar Photovoltaic Project #45 | 57541 | S45I | SUN | PV | 0.5 | 0.5 | 0 | 0 | 0 |  | Electric Utility | N | IP |  | Status of Operation (IP, L, P, T) |  | Western
EXCLUDE | CA | CA-Western | Solar Photovoltaic Project #45 | 57541 | S45J | SUN | PV | 0.5 | 0.5 | 0 | 0 | 0 |  | Electric Utility | N | IP |  | Status of Operation (IP, L, P, T) |  | Western
EXCLUDE | CA | CA-Western | Solar Photovoltaic Project #45 | 57541 | S45K | SUN | PV | 0.5 | 0.5 | 0 | 0 | 0 |  | Electric Utility | N | IP |  | Status of Operation (IP, L, P, T) |  | Western
EXCLUDE | CA | CA-Western | Solar Photovoltaic Project #45 | 57541 | S45L | SUN | PV | 0.5 | 0.5 | 0 | 0 | 0 |  | Electric Utility | N | IP |  | Status of Operation (IP, L, P, T) |  | Western
EXCLUDE | CA | CA-Western | Solar Photovoltaic Project #47 | 57543 | S47A | SUN | PV | 0.5 | 0.5 | 0 | 0 | 0 |  | Electric Utility | N | IP |  | Status of Operation (IP, L, P, T) |  | Western
EXCLUDE | CA | CA-Western | Solar Photovoltaic Project #47 | 57543 | S47B | SUN | PV | 0.5 | 0.5 | 0 | 0 | 0 |  | Electric Utility | N | IP |  | Status of Operation (IP, L, P, T) |  | Western
EXCLUDE | CA | CA-Western | California State University San Bernardi | 57544 | FC01 | NG | FC | 1.4 | 1.4 | 0 | 0 | 0 |  | Electric Utility | Y | TS |  | Status of Operation (IP, L, P, T) |  | Western
EXCLUDE | CA | CA-Western | SPVP #46 | 57545 | S46A | SUN | PV | 0.5 | 0.5 | 0 | 0 | 0 |  | Electric Utility | N | IP |  | Status of Operation (IP, L, P, T) |  | Western
EXCLUDE | CA | CA-Western | SPVP #46 | 57545 | S46B | SUN | PV | 0.5 | 0.5 | 0 | 0 | 0 |  | Electric Utility | N | IP |  | Status of Operation (IP, L, P, T) |  | Western
EXCLUDE | CA | CA-Western | SPVP #46 | 57545 | S46C | SUN | PV | 0.5 | 0.5 | 0 | 0 | 0 |  | Electric Utility | N | IP |  | Status of Operation (IP, L, P, T) |  | Western
EXCLUDE | CA | CA-Western | SPVP #46 | 57545 | S46D | SUN | PV | 0.5 | 0.5 | 0 | 0 | 0 |  | Electric Utility | N | IP |  | Status of Operation (IP, L, P, T) |  | Western
EXCLUDE | CA | CA-Western | SPVP #46 | 57545 | S46E | SUN | PV | 0.5 | 0.5 | 0 | 0 | 0 |  | Electric Utility | N | IP |  | Status of Operation (IP, L, P, T) |  | Western
EXCLUDE | CA | CA-Western | SPVP #46 | 57545 | S46F | SUN | PV | 0.5 | 0.5 | 0 | 0 | 0 |  | Electric Utility | N | IP |  | Status of Operation (IP, L, P, T) |  | Western
EXCLUDE | CA | CA-Western | SPVP #46 | 57545 | S46G | SUN | PV | 0.5 | 0.5 | 0 | 0 | 0 |  | Electric Utility | N | IP |  | Status of Operation (IP, L, P, T) |  | Western
EXCLUDE | UT | UT-Western | Milford Wind Corridor Phase III | 57546 | 1 | WND | WT | 100 | 100 | 0 | 0 | 0 |  | IPP Non-CHP | N | P |  | Status of Operation (IP, L, P, T) |  | Western
EXCLUDE | MN | MN-Eastern | Winona County Wind LLC | 57547 | WCW | WND | WT | 1.5 | 1.5 | 0 | 2414 | 0 |  | IPP Non-CHP | N | OP |  | Non Combustion (NUC, WAT, WND, GEO, or SUN) |  | Eastern
EXCLUDE | OR | OR-Western | South Hurlburt Wind LLC | 57549 | SOUTH | WND | WT | 290 | 290 | 0 | 214587 | 0 |  | IPP Non-CHP | N | OP |  | Non Combustion (NUC, WAT, WND, GEO, or SUN) | Yes | Western
EXCLUDE | OR | OR-Western | Horseshoe Bend Wind LLC | 57550 | HORSE | WND | WT | 290 | 290 | 0 | 188645 | 0 |  | IPP Non-CHP | N | OP |  | Non Combustion (NUC, WAT, WND, GEO, or SUN) | Yes | Western
EXCLUDE | WY | WY-Western | Garland Canal Power Plant | 57551 | MAIN | WAT | HY | 2.9 | 2.6 | 0 | 10184 | 0 |  | IPP Non-CHP | N | OP |  | Non Combustion (NUC, WAT, WND, GEO, or SUN) |  | Western
EXCLUDE | CA | CA-Western | Oakley Generating Station | 57552 | CT1 | NG | CC | 222.3 | 197.3 | 0 | 0 | 0 |  | IPP Non-CHP | N | L |  | Status of Operation (IP, L, P, T) |  | Western
EXCLUDE | CA | CA-Western | Oakley Generating Station | 57552 | CT2 | NG | CC | 222.3 | 197.3 | 0 | 0 | 0 |  | IPP Non-CHP | N | L |  | Status of Operation (IP, L, P, T) |  | Western
EXCLUDE | CA | CA-Western | Oakley Generating Station | 57552 | ST | NG | CC | 227.7 | 191.3 | 0 | 0 | 0 |  | IPP Non-CHP | N | L |  | Status of Operation (IP, L, P, T) |  | Western
EXCLUDE | WI | WI-Eastern | Shirley Wind | 57553 | 1 | WND | WT | 20 | 20 | 0 | 63729 | 0 |  | IPP Non-CHP | N | OP |  | Non Combustion (NUC, WAT, WND, GEO, or SUN) |  | Eastern
EXCLUDE | CO | CO-Western | Vallecito Hydroelectric | 50206 | GEN3 | WAT | HY | 2.5 | 2.5 | 0 | 7602.59 | 0 |  | IPP Non-CHP | N | OP |  | Non Combustion (NUC, WAT, WND, GEO, or SUN) |  | Western
EXCLUDE | CA | CA-Western | Pio Pico Energy Center | 57555 | CTG1 | NG | GT | 100 | 101 | 0 | 0 | 0 |  | IPP Non-CHP | N | L |  | Status of Operation (IP, L, P, T) |  | Western
EXCLUDE | CA | CA-Western | Pio Pico Energy Center | 57555 | CTG2 | NG | GT | 100 | 101 | 0 | 0 | 0 |  | IPP Non-CHP | N | L |  | Status of Operation (IP, L, P, T) |  | Western
EXCLUDE | CA | CA-Western | Pio Pico Energy Center | 57555 | CTG3 | NG | GT | 100 | 101 | 0 | 0 | 0 |  | IPP Non-CHP | N | L |  | Status of Operation (IP, L, P, T) |  | Western
EXCLUDE | AZ | AZ-Western | La Senita | 57556 | 1 | SUN | PV | 1 | 1 | 0 | 2139 | 0 |  | Electric Utility | N | OP |  | Non Combustion (NUC, WAT, WND, GEO, or SUN) |  | Western
EXCLUDE | CA | CA-Western | Sunnyvale City of WPCP | 57557 | S-14 | LFG | IC | 0.8 | 0.8 | 0 | 0 | 0 |  | Electric Utility | Y | OP |  | Non-Fossil Fuel Type (Less than 10% Fossil Fuel) |  | Western
EXCLUDE | CA | CA-Western | Sunnyvale City of WPCP | 57557 | S-15 | LFG | IC | 0.8 | 0.8 | 0 | 0 | 0 |  | Electric Utility | Y | OP |  | Non-Fossil Fuel Type (Less than 10% Fossil Fuel) |  | Western
EXCLUDE | CA | CA-Western | GE 1 5 SLE Prototype | 57558 | 15SLE | WND | WT | 1.5 | 1.5 | 0 | 2632 | 0 |  | IPP Non-CHP | N | OP |  | Non Combustion (NUC, WAT, WND, GEO, or SUN) |  | Western
EXCLUDE | CA | CA-Western | Sunset Reservoir North Basin | 57559 | 1 | SUN | PV | 4.5 | 4.5 | 0 | 6828 | 0 |  | IPP Non-CHP | N | OP |  | Non Combustion (NUC, WAT, WND, GEO, or SUN) |  | Western
EXCLUDE | AZ | AZ-Western | Chino Solar Valley | 57560 | PV1 | SUN | PV | 7 | 7 | 0 | 6292 | 0 |  | Electric Utility | N | OP |  | Non Combustion (NUC, WAT, WND, GEO, or SUN) | Yes | Western
EXCLUDE | AZ | AZ-Western | Cotton Center Solar | 57561 | PV1 | SUN | PV | 17 | 17 | 0 | 46172 | 0 |  | Electric Utility | N | OP |  | Non Combustion (NUC, WAT, WND, GEO, or SUN) |  | Western
EXCLUDE | AZ | AZ-Western | Paloma Solar | 57562 | PV1 | SUN | PV | 17 | 17 | 0 | 42843 | 0 |  | Electric Utility | N | OP |  | Non Combustion (NUC, WAT, WND, GEO, or SUN) |  | Western
EXCLUDE | AZ | AZ-Western | Hyder Solar | 57563 | PV1 | SUN | PV | 11 | 11 | 0 | 26985.75 | 0 |  | Electric Utility | N | OP |  | Non Combustion (NUC, WAT, WND, GEO, or SUN) |  | Western
EXCLUDE | AZ | AZ-Western | Hyder Solar | 57563 | PV2 | SUN | PV | 5 | 5 | 0 | 12266.25 | 0 |  | Electric Utility | N | OP |  | Non Combustion (NUC, WAT, WND, GEO, or SUN) | Yes | Western
NGCC | CA | CA-Western | Algonquin Power Sanger LLC | 57564 | CTG | NG | CC | 49 | 49 | 0 | 67135.3 | 29906.45 |  | IPP CHP | Y | OP |  |  |  | Western
NGCC | CA | CA-Western | Algonquin Power Sanger LLC | 57564 | STG | NG | CC | 12.5 | 12.5 | 0 | 17126.35 | 7629.2 | 1 | IPP CHP | Y | RE | 2012 |  |  | Western
UC NGCC - commenced in 2012 | CA | CA-Western | Algonquin Power Sanger LLC | 57564 | STG2 | NG | CC | 12.5 | 12.5 | 0 | 17126.35 | 7629.2 | 1 | IPP CHP | Y | OP |  |  | Yes | Western
EXCLUDE | FL | FL-Eastern | RP-Orlando, LLC | 57565 | 1 | SUN | PV | 5.1 | 5.1 | 0 | 10183 | 0 |  | IPP Non-CHP | N | OP |  | Non Combustion (NUC, WAT, WND, GEO, or SUN) |  | Eastern
EXCLUDE | CA | CA-Western | GE 1 6 100 Prototype | 57566 | 1.6PR | WND | WT | 1.6 | 1.6 | 0 | 2586 | 0 |  | IPP Non-CHP | N | OP |  | Non Combustion (NUC, WAT, WND, GEO, or SUN) |  | Western
EXCLUDE | NM | NM-Western | Albuquerque Solar Energy Center | 57567 | ASEC1 | SUN | PV | 2 | 2 | 0 | 0 | 0 |  | Electric Utility | N | OP |  | Non Combustion (NUC, WAT, WND, GEO, or SUN) |  | Western
EXCLUDE | ME | ME-Eastern | Record Hill Wind | 57568 | RHW | WND | WT | 50.6 | 50.6 | 0 | 109917 | 0 |  | IPP Non-CHP | N | OP |  | Non Combustion (NUC, WAT, WND, GEO, or SUN) | Yes | Eastern
EXCLUDE | HI | HI-Hawaii | Kalaeloa Solar One | 57569 | KS1-A | SUN | CP | 3 | 3.1 | 0 | 0 | 0 |  | IPP Non-CHP | N | L |  | State not covered under final 111(d) |  | Hawaii
EXCLUDE | HI | HI-Hawaii | Kalaeloa Solar One | 57569 | KS1-B | SUN | CP | 3 | 3.1 | 0 | 0 | 0 |  | IPP Non-CHP | N | L |  | State not covered under final 111(d) |  | Hawaii
EXCLUDE | OH | OH-Eastern | Cooper Farms VW Project | 57570 | WTG | WND | WT | 3 | 3 | 0 | 0 | 0 |  | Industrial Non-CHP | N | U |  | Commercial/Industrial Unit |  | Eastern
EXCLUDE | NM | NM-Western | Los Lunas Solar Energy Center | 57571 | LLSEC | SUN | PV | 5 | 5 | 0 | 11630 | 0 |  | Electric Utility | N | OP |  | Non Combustion (NUC, WAT, WND, GEO, or SUN) |  | Western
EXCLUDE | NM | NM-Western | Los Lunas Solar Energy Center | 57571 | LMS2 | SUN | PV | 2 | 2 | 0 | 0 | 0 |  | Electric Utility | N | U |  | Status of Operation (IP, L, P, T) |  | Western
EXCLUDE | CA | CA-Western | CCCSD Wastewater Treatment Plnt | 57573 | S188 | NG | GT | 3.5 | 3 | 0 | 11495 | 10174.45 |  | Commercial CHP | Y | OP |  | Commercial/Industrial Unit |  | Western
EXCLUDE | NJ | NJ-Eastern | ETS Ewing Solar Facility | 57574 | ETS1 | SUN | PV | 1.3 | 1.3 | 0 | 1640 | 0 |  | IPP Non-CHP | N | OP |  | Non Combustion (NUC, WAT, WND, GEO, or SUN) |  | Eastern
EXCLUDE | NM | NM-Western | Deming Solar Energy Center | 57575 | DSEC | SUN | PV | 5 | 5 | 0 | 11631 | 0 |  | Electric Utility | N | OP |  | Non Combustion (NUC, WAT, WND, GEO, or SUN) |  | Western
EXCLUDE | NM | NM-Western | Deming Solar Energy Center | 57575 | HON2 | SUN | PV | 4 | 4 | 0 | 0 | 0 |  | Electric Utility | N | U |  | Status of Operation (IP, L, P, T) |  | Western
EXCLUDE | NM | NM-Western | Las Vegas Solar Energy Center | 57576 | LVSEC | SUN | PV | 5 | 5 | 0 | 10940 | 0 |  | Electric Utility | N | OP |  | Non Combustion (NUC, WAT, WND, GEO, or SUN) |  | Western
EXCLUDE | NM | NM-Western | Alamogordo Solar Energy Center | 57577 | AGSEC | SUN | PV | 5 | 5 | 0 | 12062 | 0 |  | Electric Utility | N | OP |  | Non Combustion (NUC, WAT, WND, GEO, or SUN) |  | Western
EXCLUDE | OR | OR-Western | PaTu Wind Farm LLC | 57578 | PATU | WND | WT | 9 | 9 | 0 | 28441 | 0 |  | IPP Non-CHP | N | OP |  | Non Combustion (NUC, WAT, WND, GEO, or SUN) |  | Western
EXCLUDE | CA | CA-Western | Robert O Schulz Solar Farm | 57579 | 1 | SUN | PV | 0.9 | 0.9 | 0 | 2106.69 | 0 |  | Electric Utility | N | OP |  | Non Combustion (NUC, WAT, WND, GEO, or SUN) |  | Western
EXCLUDE | CA | CA-Western | Robert O Schulz Solar Farm | 57579 | 2 | SUN | PV | 0.4 | 0.4 | 0 | 936.31 | 0 |  | Electric Utility | N | OP |  | Non Combustion (NUC, WAT, WND, GEO, or SUN) |  | Western
EXCLUDE | CA | CA-Western | DST Cogen | 57580 | CG1 | NG | IC | 2.1 | 2.1 | 0 | 0 | 0 |  | IPP CHP | Y | OP |  | Internal Combustion |  | Western
EXCLUDE | CA | CA-Western | DST Cogen | 57580 | CG2 | NG | IC | 2.1 | 2.1 | 0 | 0 | 0 |  | IPP CHP | Y | OP |  | Internal Combustion |  | Western
EXCLUDE | PA | PA-Eastern | Allenwood | 57581 | 1 | LFG | IC | 1.6 | 1.6 | 0 | 0 | 0 |  | IPP Non-CHP | N | OP |  | Non-Fossil Fuel Type (Less than 10% Fossil Fuel) | Yes | Eastern
EXCLUDE | PA | PA-Eastern | Allenwood | 57581 | 2 | LFG | IC | 1.6 | 1.6 | 0 | 0 | 0 |  | IPP Non-CHP | N | OP |  | Non-Fossil Fuel Type (Less than 10% Fossil Fuel) | Yes | Eastern
EXCLUDE | PA | PA-Eastern | Lycoming County | 57582 | 1 | LFG | IC | 1.6 | 1.5 | 0 | 0 | 0 |  | IPP Non-CHP | N | OP |  | Non-Fossil Fuel Type (Less than 10% Fossil Fuel) | Yes | Eastern
EXCLUDE | PA | PA-Eastern | Lycoming County | 57582 | 2 | LFG | IC | 1.6 | 1.5 | 0 | 0 | 0 |  | IPP Non-CHP | N | OP |  | Non-Fossil Fuel Type (Less than 10% Fossil Fuel) | Yes | Eastern
EXCLUDE | AK | AK-Alaska | Battery Energy Storage System | 57583 | BESS | MWH | BA | 27 | 27 | 0 | 0 | 0 |  | Electric Utility | N | OP |  | State not covered under final 111(d) |  | Alaska
EXCLUDE | CA | CA-Western | University of California San Diego | 57584 | NT2 | NG | CC | 15 | 13.5 | 0 | 84651.36 | 62443.85 |  | Commercial Non-CHP | N | OP |  | Commercial/Industrial Unit |  | Western
EXCLUDE | CA | CA-Western | University of California San Diego | 57584 | ST1 | NG | CC | 15 | 13.5 | 0 | 84651.36 | 62443.85 |  | Commercial Non-CHP | N | OP |  | Commercial/Industrial Unit |  | Western
EXCLUDE | CA | CA-Western | University of California San Diego | 57584 | STG | NG | CC | 3 | 3 | 0 | 16930.27 | 12488.77 |  | Commercial Non-CHP | N | OP |  | Commercial/Industrial Unit |  | Western
EXCLUDE | CA | CA-Western | Oxnard Paper Mill | 57585 | 1 | NG | GT | 29 | 29 | 0 | 107142 | 68794.89 |  | Industrial CHP | Y | OP |  | Commercial/Industrial Unit |  | Western
EXCLUDE | CA | CA-Western | Shiloh III Wind Project LLC | 57586 | 1 | WND | WT | 102.5 | 102.5 | 0 | 277352 | 0 |  | IPP Non-CHP | N | OP |  | Non Combustion (NUC, WAT, WND, GEO, or SUN) |  | Western
EXCLUDE | WV | WV-Eastern | The Charleston Clean Energy Facility | 57587 | 1 | LFG | IC | 1.1 | 1.1 | 0 | 0 | 0 |  | IPP Non-CHP | N | OP |  | Non-Fossil Fuel Type (Less than 10% Fossil Fuel) |  | Eastern
EXCLUDE | WV | WV-Eastern | The Charleston Clean Energy Facility | 57587 | 2 | LFG | IC | 1.1 | 1.1 | 0 | 0 | 0 |  | IPP Non-CHP | N | OP |  | Non-Fossil Fuel Type (Less than 10% Fossil Fuel) |  | Eastern
EXCLUDE | NJ | NJ-Eastern | Matrix Stults Road Solar Facility | 57588 | STULT | SUN | PV | 2.6 | 2.6 | 0 | 3791 | 0 |  | Electric Utility | N | OP |  | Non Combustion (NUC, WAT, WND, GEO, or SUN) |  | Eastern
EXCLUDE | NY | NY-Eastern | Long Island Solar Farm LLC | 57589 | 9WUBN | SUN | PV | 31.5 | 31.5 | 0 | 52713 | 0 |  | IPP Non-CHP | N | OP |  | Non Combustion (NUC, WAT, WND, GEO, or SUN) |  | Eastern
EXCLUDE | OK | OK-Eastern | Minco Wind I, LLC | 57590 | 1 | WND | WT | 99.2 | 99.2 | 0 | 385758 | 0 |  | IPP Non-CHP | N | OP |  | Non Combustion (NUC, WAT, WND, GEO, or SUN) |  | Eastern
EXCLUDE | NM | NM-Western | Hatch Solar Energy Center I, LLC | 57591 | 1 | SUN | PV | 5 | 5 | 0 | 9312 | 0 |  | IPP Non-CHP | N | OP |  | Non Combustion (NUC, WAT, WND, GEO, or SUN) |  | Western
EXCLUDE | CA | CA-Western | Sheraton SD East Tower | 57592 | 45 | NG | FC | 0.3 | 0.3 | 0 | 868.25 | 514.77 |  | Commercial CHP | Y | OP | 2017 | Commercial/Industrial Unit |  | Western
EXCLUDE | CA | CA-Western | Sheraton SD East Tower | 57592 | 47 | NG | FC | 0.3 | 0.3 | 0 | 868.25 | 514.77 |  | Commercial CHP | Y | OP | 2017 | Commercial/Industrial Unit |  | Western
EXCLUDE | CA | CA-Western | Sheraton SD East Tower | 57592 | 50 | NG | FC | 0.3 | 0.3 | 0 | 868.25 | 514.77 |  | Commercial CHP | Y | OP | 2017 | Commercial/Industrial Unit |  | Western
EXCLUDE | CA | CA-Western | Sheraton SD East Tower | 57592 | 51 | NG | FC | 0.3 | 0.3 | 0 | 868.25 | 514.77 |  | Commercial CHP | Y | OP | 2017 | Commercial/Industrial Unit |  | Western
EXCLUDE | NE | NE-Eastern | Broken Bow Wind LLC | 57593 | 1 | WND | WT | 79.9 | 79.9 | 0 | 21384 | 0 |  | IPP Non-CHP | N | OP |  | Non Combustion (NUC, WAT, WND, GEO, or SUN) | Yes | Eastern
EXCLUDE | CA | CA-Western | Teichert Materials-Teichert Vernalis | 57594 | WTG1 | WND | WT | 1.5 | 1.5 | 0 | 2153 | 0 |  | IPP Non-CHP | N | OP |  | Non Combustion (NUC, WAT, WND, GEO, or SUN) |  | Western
EXCLUDE | WV | WV-Eastern | Pinnacle Wind Force LLC | 57595 | 1 | WND | WT | 55.2 | 55.2 | 0 | 164750 | 0 |  | IPP Non-CHP | N | OP |  | Non Combustion (NUC, WAT, WND, GEO, or SUN) |  | Eastern
EXCLUDE | NC | NC-Eastern | FibroMont | 57596 | G1 | AB | ST | 62 | 55 | 0 | 0 | 0 |  | IPP Non-CHP | N | IP |  | Status of Operation (IP, L, P, T) |  | Eastern
EXCLUDE | OK | OK-Eastern | Cana Gas Processing Plant | 57597 | 3005 | DFO | IC | 0.8 | 0.8 | 0 | 0 | 0 |  | Industrial Non-CHP | N | OP |  | Commercial/Industrial Unit |  | Eastern
EXCLUDE | OK | OK-Eastern | Cana Gas Processing Plant | 57597 | 3006 | DFO | IC | 0.8 | 0.8 | 0 | 0 | 0 |  | Industrial Non-CHP | N | OP |  | Commercial/Industrial Unit |  | Eastern
EXCLUDE | OK | OK-Eastern | Cana Gas Processing Plant | 57597 | 6214 | DFO | IC | 0.8 | 0.8 | 0 | 0 | 0 |  | Industrial Non-CHP | N | OP |  | Commercial/Industrial Unit | Yes | Eastern
EXCLUDE | CT | CT-Eastern | Bridge Street 1 & 2 | 57598 | BS1 | DFO | IC | 2.5 | 2.5 | 0 | 0 | 0 |  | Electric Utility | N | OP |  | Internal Combustion |  | Eastern
EXCLUDE | CT | CT-Eastern | Bridge Street 1 & 2 | 57598 | BS2 | DFO | IC | 2.5 | 2.5 | 0 | 0 | 0 |  | Electric Utility | N | OP |  | Internal Combustion |  | Eastern
EXCLUDE | CT | CT-Eastern | Fort Hill 1, 2, 3 & 4 | 57599 | FH1 | DFO | IC | 2.5 | 2.5 | 0 | 0 | 0 |  | Electric Utility | N | OP |  | Internal Combustion |  | Eastern
EXCLUDE | CT | CT-Eastern | Fort Hill 1, 2, 3 & 4 | 57599 | FH2 | DFO | IC | 2.5 | 2.5 | 0 | 0 | 0 |  | Electric Utility | N | OP |  | Internal Combustion |  | Eastern
EXCLUDE | CT | CT-Eastern | Fort Hill 1, 2, 3 & 4 | 57599 | FH3 | DFO | IC | 2.5 | 2.5 | 0 | 0 | 0 |  | Electric Utility | N | OP |  | Internal Combustion |  | Eastern
EXCLUDE | CT | CT-Eastern | Fort Hill 1, 2, 3 & 4 | 57599 | FH4 | DFO | IC | 2.5 | 2.5 | 0 | 0 | 0 |  | Electric Utility | N | OP |  | Internal Combustion |  | Eastern
EXCLUDE | NY | NY-Eastern | Fishers Island 1 | 57600 | FI1 | DFO | IC | 2.5 | 2.5 | 0 | 0 | 0 |  | Electric Utility | N | OP |  | Internal Combustion |  | Eastern
EXCLUDE | CT | CT-Eastern | Gary Court 1 & 2 | 57601 | GC1 | DFO | IC | 2.5 | 2.5 | 0 | 0 | 0 |  | Electric Utility | N | OP |  | Internal Combustion |  | Eastern
EXCLUDE | CT | CT-Eastern | Gary Court 1 & 2 | 57601 | GC2 | DFO | IC | 2.5 | 2.5 | 0 | 0 | 0 |  | Electric Utility | N | OP |  | Internal Combustion |  | Eastern
EXCLUDE | CT | CT-Eastern | Jewett City 1 | 57602 | JC1 | DFO | IC | 2.5 | 2.5 | 0 | 0 | 0 |  | Electric Utility | N | OP |  | Internal Combustion |  | Eastern
EXCLUDE | CT | CT-Eastern | LNG 1 & 2 | 57603 | LNG1 | DFO | IC | 2.5 | 2.5 | 0 | 0 | 0 |  | Electric Utility | N | OP |  | Internal Combustion |  | Eastern
EXCLUDE | CT | CT-Eastern | LNG 1 & 2 | 57603 | LNG2 | DFO | IC | 2.5 | 2.5 | 0 | 0 | 0 |  | Electric Utility | N | OP |  | Internal Combustion |  | Eastern
EXCLUDE | CT | CT-Eastern | Lebanon Pines 1 & 2 | 57604 | LP1 | DFO | IC | 2.5 | 2.5 | 0 | 0 | 0 |  | Electric Utility | N | OP |  | Internal Combustion |  | Eastern
EXCLUDE | CT | CT-Eastern | Lebanon Pines 1 & 2 | 57604 | LP2 | DFO | IC | 2.5 | 2.5 | 0 | 0 | 0 |  | Electric Utility | N | OP |  | Internal Combustion |  | Eastern
EXCLUDE | CT | CT-Eastern | Water Treatment 1 & 2 | 57605 | WT1 | DFO | IC | 2.5 | 2.5 | 0 | 0 | 0 |  | Electric Utility | N | OP |  | Internal Combustion |  | Eastern
EXCLUDE | CT | CT-Eastern | Water Treatment 1 & 2 | 57605 | WT2 | DFO | IC | 2.5 | 2.5 | 0 | 0 | 0 |  | Electric Utility | N | OP |  | Internal Combustion |  | Eastern
EXCLUDE | NC | NC-Eastern | Eastside WWTP | 57606 | 1 | DFO | IC | 1.8 | 1.8 | 0 | 0 | 0 |  | Electric Utility | N | OP |  | Internal Combustion |  | Eastern
EXCLUDE | NC | NC-Eastern | Eastside WWTP | 57606 | 2 | DFO | IC | 1.8 | 1.8 | 0 | 0 | 0 |  | Electric Utility | N | OP |  | Internal Combustion |  | Eastern
EXCLUDE | NC | NC-Eastern | Eastside WWTP | 57606 | 3 | DFO | IC | 1.8 | 1.8 | 0 | 0 | 0 |  | Electric Utility | N | OP |  | Internal Combustion |  | Eastern
EXCLUDE | NC | NC-Eastern | Ward WTP | 57607 | 1 | DFO | IC | 1 | 1 | 0 | 0 | 0 |  | Electric Utility | N | OP |  | Internal Combustion |  | Eastern
EXCLUDE | NC | NC-Eastern | Ward WTP | 57607 | 2 | DFO | IC | 1 | 1 | 0 | 0 | 0 |  | Electric Utility | N | OP |  | Internal Combustion |  | Eastern
EXCLUDE | NC | NC-Eastern | Westside WWTP | 57608 | 1 | DFO | IC | 1.8 | 1.8 | 0 | 0 | 0 |  | Electric Utility | N | OP |  | Internal Combustion |  | Eastern
EXCLUDE | IA | IA-Eastern | New Harvest Wind Project LLC | 57609 | 1 | WND | WT | 100 | 100 | 0 | 258629 | 0 |  | IPP Non-CHP | N | OP |  | Non Combustion (NUC, WAT, WND, GEO, or SUN) |  | Eastern
EXCLUDE | OH | OH-Eastern | Paulding Wind Farm LLC | 57611 | GEN1 | WND | WT | 49 | 49 | 0 | 0 | 0 |  | IPP Non-CHP | N | L |  | Status of Operation (IP, L, P, T) |  | Eastern
EXCLUDE | ME | ME-Eastern | Number Nine Wind Farm | 57612 | GEN1 | WND | WT | 200 | 200 | 0 | 0 | 0 |  | IPP Non-CHP | N | P |  | Status of Operation (IP, L, P, T) |  | Eastern
EXCLUDE | OH | OH-Eastern | LE Wind Turbine 1 | 57613 | WTG1 | WND | WT | 2.5 | 2.5 | 0 | 5475 | 0 |  | Industrial Non-CHP | N | OP |  | Commercial/Industrial Unit |  | Eastern
EXCLUDE | KS | KS-Eastern | Waverly Wind Farm LLC | 57614 | GEN1 | WND | WT | 200 | 200 | 0 | 0 | 0 |  | IPP Non-CHP | N | P |  | Status of Operation (IP, L, P, T) |  | Eastern
EXCLUDE | OR | OR-Western | Antelope Ridge Wind Power | 57615 | GEN1 | WND | WT | 300 | 300 | 0 | 0 | 0 |  | IPP Non-CHP | N | T |  | Status of Operation (IP, L, P, T) |  | Western
EXCLUDE | OK | OK-Eastern | Blue Canyon Windpower VI LLC | 57616 | GEN1 | WND | WT | 100 | 100 | 0 | 403693 | 0 |  | IPP Non-CHP | N | OP |  | Non Combustion (NUC, WAT, WND, GEO, or SUN) |  | Eastern
EXCLUDE | TX | TX-ERCOT | Hidalgo Wind Farm LLC | 57617 | GEN1 | WND | WT | 100 | 100 | 0 | 0 | 0 |  | IPP Non-CHP | N | P |  | Status of Operation (IP, L, P, T) |  | ERCOT
EXCLUDE | IL | IL-Eastern | Blackstone Wind Farm III | 57618 | GEN1 | WND | WT | 200 | 200 | 0 | 0 | 0 |  | IPP Non-CHP | N | P |  | Status of Operation (IP, L, P, T) |  | Eastern
EXCLUDE | IL | IL-Eastern | Blackstone Wind Farm IV | 57619 | GEN1 | WND | WT | 100 | 100 | 0 | 0 | 0 |  | IPP Non-CHP | N | P |  | Status of Operation (IP, L, P, T) |  | Eastern
EXCLUDE | OH | OH-Eastern | Paulding Wind Farm II | 57620 | GEN1 | WND | WT | 150 | 150 | 0 | 246785 | 0 |  | IPP Non-CHP | N | OP |  | Non Combustion (NUC, WAT, WND, GEO, or SUN) |  | Eastern
EXCLUDE | CA | CA-Western | Rising Tree Wind Farm | 57621 | GEN1 | WND | WT | 150 | 150 | 0 | 0 | 0 |  | IPP Non-CHP | N | P |  | Status of Operation (IP, L, P, T) |  | Western
EXCLUDE | IL | IL-Eastern | Lexington Chenoa Wind Farm II LLC | 57622 | GEN1 | WND | WT | 100 | 100 | 0 | 0 | 0 |  | IPP Non-CHP | N | IP |  | Status of Operation (IP, L, P, T) |  | Eastern
EXCLUDE | IL | IL-Eastern | Lexington Chenoa Wind Farm LLC | 57623 | GEN1 | WND | WT | 200 | 200 | 0 | 0 | 0 |  | IPP Non-CHP | N | IP |  | Status of Operation (IP, L, P, T) |  | Eastern
EXCLUDE | CT | CT-Eastern | Norwich WWTP | 57624 | 1 | DFO | IC | 2 | 2 | 0 | 0 | 0 |  | Commercial Non-CHP | N | OP |  | Commercial/Industrial Unit |  | Eastern
EXCLUDE | IN | IN-Eastern | Bos Dairy, LLC | 57625 | BOS1 | OBG | IC | 0.4 | 0.3 | 0 | 0 | 0 |  | Industrial Non-CHP | N | OP |  | Commercial/Industrial Unit |  | Eastern
EXCLUDE | IN | IN-Eastern | Bos Dairy, LLC | 57625 | BOS2 | OBG | IC | 0.7 | 0.6 | 0 | 0 | 0 |  | Industrial Non-CHP | N | OP |  | Commercial/Industrial Unit |  | Eastern
EXCLUDE | IN | IN-Eastern | Bos Dairy, LLC | 57625 | BOS3 | OBG | IC | 0.4 | 0.3 | 0 | 0 | 0 |  | Industrial Non-CHP | N | OP |  | Commercial/Industrial Unit |  | Eastern
EXCLUDE | CA | CA-Western | Foundation ST | 57626 | WTG1 | WND | WT | 2 | 2 | 0 | 1609 | 0 |  | IPP Non-CHP | N | OP |  | Non Combustion (NUC, WAT, WND, GEO, or SUN) |  | Western
EXCLUDE | IN | IN-Eastern | IPL FIT Monrovia I LLC | 57627 | GEN1 | WND | WT | 20 | 20 | 0 | 0 | 0 |  | IPP Non-CHP | N | IP |  | Status of Operation (IP, L, P, T) |  | Eastern
EXCLUDE | IN | IN-Eastern | Meadow Lake Wind Farm V LLC | 57628 | GEN1 | WND | WT | 100 | 100 | 0 | 0 | 0 |  | IPP Non-CHP | N | L |  | Status of Operation (IP, L, P, T) |  | Eastern
EXCLUDE | NC | NC-Eastern | Gaston Memorial Hospital | 57629 | GMH1 | DFO | IC | 1.8 | 1.8 | 0 | 0 | 0 |  | Commercial Non-CHP | N | OP |  | Commercial/Industrial Unit |  | Eastern
EXCLUDE | NC | NC-Eastern | Long Creek Waste Water Plant | 57630 | ES1 | DFO | IC | 1.7 | 1.7 | 0 | 0 | 0 |  | Electric Utility | N | OP |  | Internal Combustion |  | Eastern
EXCLUDE | NC | NC-Eastern | Long Creek Waste Water Plant | 57630 | ES2 | DFO | IC | 1.7 | 1.7 | 0 | 0 | 0 |  | Electric Utility | N | OP |  | Internal Combustion |  | Eastern
EXCLUDE | NC | NC-Eastern | Long Creek Waste Water Plant | 57630 | ES3 | DFO | IC | 1.7 | 1.7 | 0 | 0 | 0 |  | Electric Utility | N | OP |  | Internal Combustion |  | Eastern
EXCLUDE | IA | IA-Eastern | Wolverine | 57631 | 1 | WND | WT | 1.5 | 1.5 | 0 | 5933 | 0 |  | IPP Non-CHP | N | OP |  | Non Combustion (NUC, WAT, WND, GEO, or SUN) |  | Eastern
EXCLUDE | IA | IA-Eastern | Bulldog | 57632 | 1 | WND | WT | 1.5 | 1.5 | 0 | 6055 | 0 |  | IPP Non-CHP | N | OP |  | Non Combustion (NUC, WAT, WND, GEO, or SUN) |  | Eastern
EXCLUDE | VT | VT-Eastern | Beaver Wood Energy Fair Haven, LLC | 57634 | GEN1 | OBS | ST | 34 | 29.5 | 0 | 0 | 0 |  | IPP CHP | Y | L |  | State not covered under final 111(d) |  | Eastern
EXCLUDE | WA | WA-Western | Linden Wind Energy Project | 57635 | LW1 | WND | WT | 50 | 50 | 0 | 141598 | 0 |  | Electric Utility | N | OP |  | Non Combustion (NUC, WAT, WND, GEO, or SUN) |  | Western
EXCLUDE | NY | NY-Eastern | Auburn LFG Energy Facility | 57636 | 1 | LFG | IC | 1.1 | 1.1 | 0 | 0 | 0 |  | IPP Non-CHP | N | OP |  | Non-Fossil Fuel Type (Less than 10% Fossil Fuel) |  | Eastern
EXCLUDE | NY | NY-Eastern | Auburn LFG Energy Facility | 57636 | 2 | LFG | IC | 1.1 | 1.1 | 0 | 0 | 0 |  | IPP Non-CHP | N | OP |  | Non-Fossil Fuel Type (Less than 10% Fossil Fuel) |  | Eastern
EXCLUDE | NY | NY-Eastern | Auburn LFG Energy Facility | 57636 | 3 | LFG | IC | 1.1 | 1.1 | 0 | 0 | 0 |  | IPP Non-CHP | N | OP |  | Non-Fossil Fuel Type (Less than 10% Fossil Fuel) |  | Eastern
EXCLUDE | IN | IN-Eastern | Union City Wind Turbine | 57637 | 1 | WND | WT | 1 | 1 | 0 | 1000 | 0 |  | IPP Non-CHP | N | OP |  | Non Combustion (NUC, WAT, WND, GEO, or SUN) |  | Eastern
EXCLUDE | IN | IN-Eastern | Randolph Eastern School Wind Turbine | 57638 | 1 | WND | WT | 1 | 1 | 0 | 1192 | 0 |  | Commercial Non-CHP | N | OP |  | Commercial/Industrial Unit |  | Eastern
EXCLUDE | KS | KS-Eastern | Ironwood Wind | 57639 | 1 | WND | WT | 167.9 | 167.9 | 0 | 157196 | 0 |  | IPP Non-CHP | N | OP |  | Non Combustion (NUC, WAT, WND, GEO, or SUN) | Yes | Eastern
EXCLUDE | PA | PA-Eastern | 500 Virginia Solar | 57640 | 1 | SUN | PV | 1 | 1 | 0 | 1227 | 0 |  | IPP Non-CHP | N | OP |  | Non Combustion (NUC, WAT, WND, GEO, or SUN) |  | Eastern
EXCLUDE | CA | CA-Western | Antelope Solar Farm | 57641 | FRV2 | SUN | PV | 20 | 20 | 0 | 0 | 0 |  | IPP Non-CHP | N | P |  | Status of Operation (IP, L, P, T) |  | Western
EXCLUDE | CA | CA-Western | FRV Mojave Solar Project | 57642 | FRV1 | SUN | PV | 20 | 20 | 0 | 0 | 0 |  | IPP Non-CHP | N | IP |  | Status of Operation (IP, L, P, T) |  | Western
COALST | CO | CO-Western | Valmont | 477 | 5 | BIT | ST | 191.7 | 184 | 2225 | 1009283 | 1197772.84 |  | Electric Utility | N | OP | 2018 |  |  | Western
EXCLUDE | CO | CO-Western | Valmont | 477 | 6 | NG | GT | 59.3 | 43 | 0 | 2173 | 2107.14 |  | Electric Utility | N | OP |  | Simple cycle unit |  | Western
EXCLUDE | MN | MN-Eastern | Prairie Rose Wind Farm | 57644 | PR1 | WND | WT | 200 | 200 | 0 | 0 | 0 |  | IPP Non-CHP | N | OP |  | Non Combustion (NUC, WAT, WND, GEO, or SUN) | Yes | Eastern
EXCLUDE | CO | CO-Western | Valmont Combustion Turbine Project | 55207 | UN7 | NG | GT | 71.1 | 39.9 | 425 | 744 | 523.02 |  | IPP Non-CHP | N | OP |  | Simple cycle unit |  | Western
EXCLUDE | MD | MD-Eastern | McCormick & Co. Inc. at Belcamp | 57646 | PV1 | SUN | PV | 1.4 | 1.4 | 0 | 2360 | 0 |  | IPP Non-CHP | N | OP |  | Non Combustion (NUC, WAT, WND, GEO, or SUN) |  | Eastern
EXCLUDE | NJ | NJ-Eastern | Toys R Us- DE, Inc. at Mt. Olive, NJ | 57647 | PV1 | SUN | PV | 2.4 | 2.4 | 0 | 4937 | 0 |  | IPP Non-CHP | N | OP |  | Non Combustion (NUC, WAT, WND, GEO, or SUN) |  | Eastern
EXCLUDE | NY | NY-Eastern | Zotos International WPGF | 57648 | WT1 | WND | WT | 1.7 | 1.7 | 0 | 1846.35 | 0 |  | Industrial Non-CHP | N | OP |  | Commercial/Industrial Unit | Yes | Eastern
EXCLUDE | NY | NY-Eastern | Zotos International WPGF | 57648 | WT2 | WND | WT | 1.7 | 1.7 | 0 | 1846.35 | 0 |  | Industrial Non-CHP | N | OP |  | Commercial/Industrial Unit | Yes | Eastern
EXCLUDE | MN | MN-Eastern | Elm Creek Wind II LLC | 57649 | 1 | WND | WT | 148.8 | 148.8 | 0 | 438664 | 0 |  | IPP Non-CHP | N | OP |  | Non Combustion (NUC, WAT, WND, GEO, or SUN) |  | Eastern
EXCLUDE | CA | CA-Western | FRV Regulus Solar Project | 57650 | FRV4 | SUN | PV | 67.5 | 67.5 | 0 | 0 | 0 |  | IPP Non-CHP | N | P |  | Status of Operation (IP, L, P, T) |  | Western
EXCLUDE | CA | CA-Western | FRV Cygnus Solar Project | 57651 | FRV3 | SUN | PV | 20 | 20 | 0 | 0 | 0 |  | IPP Non-CHP | N | P |  | Status of Operation (IP, L, P, T) |  | Western
EXCLUDE | OR | OR-Western | Yamhill Solar LLC | 57652 | 1 | SUN | PV | 1 | 1 | 0 | 1280 | 0 |  | IPP Non-CHP | N | OP |  | Non Combustion (NUC, WAT, WND, GEO, or SUN) |  | Western
EXCLUDE | OR | OR-Western | Oregon State University Energy Center | 57653 | CTG | NG | CC | 5.5 | 5.2 | 0 | 38667.54 | 47929.93 |  | Commercial CHP | Y | OP |  | Commercial/Industrial Unit |  | Western
EXCLUDE | OR | OR-Western | Oregon State University Energy Center | 57653 | STG | NG | CC | 1 | 0.5 | 0 | 7030.46 | 8714.53 |  | Commercial CHP | Y | OP |  | Commercial/Industrial Unit |  | Western
EXCLUDE | MA | MA-Eastern | Town of Falmouth WWTP | 57654 | WIND1 | WND | WT | 1.7 | 0.8 | 0 | 1500 | 0 |  | Commercial Non-CHP | N | OP |  | Commercial/Industrial Unit |  | Eastern
EXCLUDE | MA | MA-Eastern | Town of Falmouth WWTP | 57654 | WIND2 | WND | WT | 1.7 | 0.8 | 0 | 1500 | 0 |  | Commercial Non-CHP | N | OP |  | Commercial/Industrial Unit | Yes | Eastern
EXCLUDE | CA | CA-Western | Bakersfield College Solar 01 | 57655 | BC01 | SUN | PV | 1.1 | 1.1 | 0 | 2147 | 0 |  | Commercial Non-CHP | N | OP |  | Commercial/Industrial Unit |  | Western
EXCLUDE | CA | CA-Western | Temescal Canyon RV, LLC | 57656 | 1 | SUN | PV | 1.5 | 1.5 | 0 | 2609 | 0 |  | IPP Non-CHP | N | OP |  | Non Combustion (NUC, WAT, WND, GEO, or SUN) |  | Western
EXCLUDE | AZ | AZ-Western | Avra Valley Solar | 57657 | 1 | SUN | PV | 26.5 | 25 | 0 | 2125 | 0 |  | IPP Non-CHP | N | OP |  | Non Combustion (NUC, WAT, WND, GEO, or SUN) | Yes | Western
EXCLUDE | TX | TX-Eastern | Pflugerville Solar Farm | 57659 | PSF | SUN | PV | 60 | 60 | 0 | 0 | 0 |  | IPP Non-CHP | N | T |  | Status of Operation (IP, L, P, T) |  | Eastern
EXCLUDE | NJ | NJ-Eastern | Vineland Mays Landing Soalr | 57660 | VNLND | SUN | PV | 4.3 | 5.7 | 0 | 7245 | 0 |  | IPP Non-CHP | N | OP |  | Non Combustion (NUC, WAT, WND, GEO, or SUN) |  | Eastern
EXCLUDE | NJ | NJ-Eastern | Manalapan Village Solar | 57661 | MANVL | SUN | PV | 3.5 | 4.6 | 0 | 4683 | 0 |  | IPP Non-CHP | N | OP |  | Non Combustion (NUC, WAT, WND, GEO, or SUN) |  | Eastern
EXCLUDE | NJ | NJ-Eastern | McGraw Hill Solar | 57662 | MCGRH | SUN | PV | 12.6 | 16.6 | 0 | 18865 | 0 |  | IPP Non-CHP | N | OP |  | Non Combustion (NUC, WAT, WND, GEO, or SUN) |  | Eastern
EXCLUDE | KS | KS-Eastern | Cimarron Windpower II | 57663 | 1 | WND | WT | 131 | 131 | 0 | 276128 | 0 |  | IPP Non-CHP | N | OP |  | Non Combustion (NUC, WAT, WND, GEO, or SUN) | Yes | Eastern
NGCC | NY | NY-Eastern | Astoria Energy II | 57664 | CT3 | NG | CC | 200 | 156 | 0 | 986703.29 | 419877.91 |  | IPP Non-CHP | N | OP |  |  |  | Eastern
NGCC | NY | NY-Eastern | Astoria Energy II | 57664 | CT4 | NG | CC | 200 | 156 | 0 | 986703.29 | 419877.91 |  | IPP Non-CHP | N | OP |  |  |  | Eastern
NGCC | NY | NY-Eastern | Astoria Energy II | 57664 | ST2 | NG | CC | 250 | 228 | 0 | 1233379.12 | 524847.38 |  | IPP Non-CHP | N | OP |  |  |  | Eastern
EXCLUDE | MN | MN-Eastern | SAF Hydroelectric LLC | 57665 | 1 | WAT | HY | 0.6 | 0.6 | 0 | 1618.56 | 0 |  | IPP Non-CHP | N | OP |  | Non Combustion (NUC, WAT, WND, GEO, or SUN) |  | Eastern
EXCLUDE | MN | MN-Eastern | SAF Hydroelectric LLC | 57665 | 10 | WAT | HY | 0.6 | 0.6 | 0 | 1618.56 | 0 |  | IPP Non-CHP | N | OP |  | Non Combustion (NUC, WAT, WND, GEO, or SUN) |  | Eastern
EXCLUDE | MN | MN-Eastern | SAF Hydroelectric LLC | 57665 | 11 | WAT | HY | 0.6 | 0.6 | 0 | 1618.56 | 0 |  | IPP Non-CHP | N | OP |  | Non Combustion (NUC, WAT, WND, GEO, or SUN) |  | Eastern
EXCLUDE | MN | MN-Eastern | SAF Hydroelectric LLC | 57665 | 12 | WAT | HY | 0.6 | 0.6 | 0 | 1618.56 | 0 |  | IPP Non-CHP | N | OP |  | Non Combustion (NUC, WAT, WND, GEO, or SUN) |  | Eastern
EXCLUDE | MN | MN-Eastern | SAF Hydroelectric LLC | 57665 | 13 | WAT | HY | 0.6 | 0.6 | 0 | 1618.56 | 0 |  | IPP Non-CHP | N | OP |  | Non Combustion (NUC, WAT, WND, GEO, or SUN) |  | Eastern
EXCLUDE | MN | MN-Eastern | SAF Hydroelectric LLC | 57665 | 14 | WAT | HY | 0.6 | 0.6 | 0 | 1618.56 | 0 |  | IPP Non-CHP | N | OP |  | Non Combustion (NUC, WAT, WND, GEO, or SUN) |  | Eastern
EXCLUDE | MN | MN-Eastern | SAF Hydroelectric LLC | 57665 | 15 | WAT | HY | 0.6 | 0.6 | 0 | 1618.56 | 0 |  | IPP Non-CHP | N | OP |  | Non Combustion (NUC, WAT, WND, GEO, or SUN) |  | Eastern
EXCLUDE | MN | MN-Eastern | SAF Hydroelectric LLC | 57665 | 16 | WAT | HY | 0.6 | 0.6 | 0 | 1618.56 | 0 |  | IPP Non-CHP | N | OP |  | Non Combustion (NUC, WAT, WND, GEO, or SUN) |  | Eastern
EXCLUDE | MN | MN-Eastern | SAF Hydroelectric LLC | 57665 | 2 | WAT | HY | 0.6 | 0.6 | 0 | 1618.56 | 0 |  | IPP Non-CHP | N | OP |  | Non Combustion (NUC, WAT, WND, GEO, or SUN) |  | Eastern
EXCLUDE | MN | MN-Eastern | SAF Hydroelectric LLC | 57665 | 3 | WAT | HY | 0.6 | 0.6 | 0 | 1618.56 | 0 |  | IPP Non-CHP | N | OP |  | Non Combustion (NUC, WAT, WND, GEO, or SUN) |  | Eastern
EXCLUDE | MN | MN-Eastern | SAF Hydroelectric LLC | 57665 | 4 | WAT | HY | 0.6 | 0.6 | 0 | 1618.56 | 0 |  | IPP Non-CHP | N | OP |  | Non Combustion (NUC, WAT, WND, GEO, or SUN) |  | Eastern
EXCLUDE | MN | MN-Eastern | SAF Hydroelectric LLC | 57665 | 5 | WAT | HY | 0.6 | 0.6 | 0 | 1618.56 | 0 |  | IPP Non-CHP | N | OP |  | Non Combustion (NUC, WAT, WND, GEO, or SUN) |  | Eastern
EXCLUDE | MN | MN-Eastern | SAF Hydroelectric LLC | 57665 | 6 | WAT | HY | 0.6 | 0.6 | 0 | 1618.56 | 0 |  | IPP Non-CHP | N | OP |  | Non Combustion (NUC, WAT, WND, GEO, or SUN) |  | Eastern
EXCLUDE | MN | MN-Eastern | SAF Hydroelectric LLC | 57665 | 7 | WAT | HY | 0.6 | 0.6 | 0 | 1618.56 | 0 |  | IPP Non-CHP | N | OP |  | Non Combustion (NUC, WAT, WND, GEO, or SUN) |  | Eastern
EXCLUDE | MN | MN-Eastern | SAF Hydroelectric LLC | 57665 | 8 | WAT | HY | 0.6 | 0.6 | 0 | 1618.56 | 0 |  | IPP Non-CHP | N | OP |  | Non Combustion (NUC, WAT, WND, GEO, or SUN) |  | Eastern
EXCLUDE | MN | MN-Eastern | SAF Hydroelectric LLC | 57665 | 9 | WAT | HY | 0.6 | 0.6 | 0 | 1618.56 | 0 |  | IPP Non-CHP | N | OP |  | Non Combustion (NUC, WAT, WND, GEO, or SUN) |  | Eastern
EXCLUDE | CT | CT-Eastern | Foxwoods CoGen | 57666 | CT1 | NG | GT | 6.6 | 6 | 0 | 48095 | 36603.91 |  | Commercial CHP | Y | OP |  | Commercial/Industrial Unit |  | Eastern
EXCLUDE | CT | CT-Eastern | Foxwoods CoGen | 57666 | CT2 | NG | GT | 6.6 | 6 | 0 | 48095 | 36603.91 |  | Commercial CHP | Y | OP |  | Commercial/Industrial Unit |  | Eastern
EXCLUDE | NJ | NJ-Eastern | Seabrook Solar Plant | 57667 | SBS1 | SUN | PV | 3.2 | 3.2 | 0 | 5999 | 0 |  | IPP Non-CHP | N | OP |  | Non Combustion (NUC, WAT, WND, GEO, or SUN) |  | Eastern
EXCLUDE | PA | PA-Eastern | CASD Solar | 57668 | CASDE | SUN | PV | 0.9 | 0.9 | 0 | 0.69 | 0 |  | Commercial Non-CHP | N | OP |  | Commercial/Industrial Unit |  | Eastern
EXCLUDE | PA | PA-Eastern | CASD Solar | 57668 | CASDW | SUN | PV | 0.4 | 0.4 | 0 | 0.31 | 0 |  | Commercial Non-CHP | N | OP |  | Commercial/Industrial Unit |  | Eastern
EXCLUDE | CA | CA-Western | SMUD at Grundman | 57669 | PV1 | SUN | PV | 17 | 17 | 0 | 35640 | 0 |  | IPP Non-CHP | N | OP |  | Non Combustion (NUC, WAT, WND, GEO, or SUN) |  | Western
EXCLUDE | CA | CA-Western | SMUD at Van Conett | 57670 | PV1 | SUN | PV | 2.9 | 2.9 | 0 | 6033 | 0 |  | IPP Non-CHP | N | OP |  | Non Combustion (NUC, WAT, WND, GEO, or SUN) |  | Western
EXCLUDE | CA | CA-Western | SMUD at Fleshman | 57671 | PV1 | SUN | PV | 2.9 | 2.9 | 0 | 5868 | 0 |  | IPP Non-CHP | N | OP |  | Non Combustion (NUC, WAT, WND, GEO, or SUN) |  | Western
EXCLUDE | IA | IA-Eastern | Oakdale Renewable Energy Plant | 57672 | GE1 | NG | IC | 1.4 | 1.4 | 0 | 0 | 0 |  | Commercial Non-CHP | N | OP |  | Commercial/Industrial Unit |  | Eastern
EXCLUDE | IA | IA-Eastern | Oakdale Renewable Energy Plant | 57672 | GE2 | NG | IC | 1.4 | 1.4 | 0 | 0 | 0 |  | Commercial Non-CHP | N | OP |  | Commercial/Industrial Unit |  | Eastern
EXCLUDE | AZ | AZ-Western | Macys Goodyear | 57673 | 1 | SUN | PV | 3.5 | 3.5 | 0 | 5604 | 0 |  | IPP Non-CHP | N | OP |  | Non Combustion (NUC, WAT, WND, GEO, or SUN) |  | Western
EXCLUDE | MA | MA-Eastern | Indian Orchard PV Facility | 57674 | 1 | SUN | PV | 2.3 | 2.3 | 0 | 2966 | 0 |  | Electric Utility | N | OP |  | Non Combustion (NUC, WAT, WND, GEO, or SUN) |  | Eastern
EXCLUDE | IL | IL-Eastern | Pioneer Trail Wind Farm, LLC | 57675 | PTWF | WND | WT | 150.4 | 150.4 | 0 | 412978 | 0 |  | IPP Non-CHP | N | OP |  | Non Combustion (NUC, WAT, WND, GEO, or SUN) |  | Eastern
EXCLUDE | MA | MA-Eastern | Silver Lake Solar Photovoltaic Facility | 57676 | 1 | SUN | PV | 1.8 | 1.8 | 0 | 2215 | 0 |  | Electric Utility | N | OP |  | Non Combustion (NUC, WAT, WND, GEO, or SUN) |  | Eastern
EXCLUDE | NC | NC-Eastern | Murphy Farm Power, LLC | 57677 | 1 | SUN | PV | 1 | 0.9 | 0 | 1391 | 0 |  | IPP Non-CHP | N | OP |  | Non Combustion (NUC, WAT, WND, GEO, or SUN) |  | Eastern
EXCLUDE | KS | KS-Eastern | Post Rock Wind Power Project, LLC | 57678 | 1 | WND | WT | 201 | 201 | 0 | 183048 | 0 |  | IPP Non-CHP | N | OP |  | Non Combustion (NUC, WAT, WND, GEO, or SUN) | Yes | Eastern
EXCLUDE | AZ | AZ-Western | Arlington Valley Solar Energy I | 57679 | AVSE1 | SUN | PV | 127 | 125 | 0 | 0 | 0 |  | IPP Non-CHP | N | T |  | Status of Operation (IP, L, P, T) |  | Western
EXCLUDE | AZ | AZ-Western | Arlington Valley Solar Energy II | 57680 | AVSE1 | SUN | PV | 19 | 18.5 | 0 | 0 | 0 |  | IPP Non-CHP | N | T |  | Status of Operation (IP, L, P, T) |  | Western
EXCLUDE | AZ | AZ-Western | Arlington Valley Solar Energy II | 57680 | AVSE2 | SUN | PV | 28 | 27.3 | 0 | 0 | 0 |  | IPP Non-CHP | N | T |  | Status of Operation (IP, L, P, T) |  | Western
EXCLUDE | AZ | AZ-Western | Arlington Valley Solar Energy II | 57680 | AVSE3 | SUN | PV | 28 | 27.3 | 0 | 0 | 0 |  | IPP Non-CHP | N | T |  | Status of Operation (IP, L, P, T) |  | Western
EXCLUDE | AZ | AZ-Western | Arlington Valley Solar Energy II | 57680 | AVSE4 | SUN | PV | 26 | 25 | 0 | 0 | 0 |  | IPP Non-CHP | N | T |  | Status of Operation (IP, L, P, T) |  | Western
EXCLUDE | AZ | AZ-Western | Arlington Valley Solar Energy II | 57680 | AVSE5 | SUN | PV | 28 | 27.3 | 0 | 0 | 0 |  | IPP Non-CHP | N | T |  | Status of Operation (IP, L, P, T) |  | Western
EXCLUDE | CO | CO-Western | Valmont Combustion Turbine Project | 55207 | UN8 | NG | GT | 71.1 | 39.9 | 425 | 744 | 478.47 |  | IPP Non-CHP | N | OP |  | Simple cycle unit |  | Western
EXCLUDE | CA | CA-Western | City of Madera WWTP | 57682 | 1 | SUN | PV | 1.2 | 1 | 0 | 2594 | 0 |  | IPP Non-CHP | N | OP |  | Non Combustion (NUC, WAT, WND, GEO, or SUN) |  | Western
EXCLUDE | CA | CA-Western | Staples La Mirada, CA | 57683 | 1 | SUN | PV | 1.1 | 0.9 | 0 | 1872 | 0 |  | IPP Non-CHP | N | OP |  | Non Combustion (NUC, WAT, WND, GEO, or SUN) |  | Western
EXCLUDE | NV | NV-Western | Goodsprings Waste Heat Recovery | 57684 | HR1 | NG | ST | 7.5 | 6.5 | 0 | 11929 | 6634.32 |  | Electric Utility | N | OP |  | Steam unit (PRMVR=ST) less than or equal to 25MW (i.e. 250 MMBtu/hr) |  | Western
EXCLUDE | FL | FL-Eastern | Rinehart | 57685 | 1 | SUN | PV | 10 | 10 | 0 | 0 | 0 |  | IPP Non-CHP | N | OP |  | Non Combustion (NUC, WAT, WND, GEO, or SUN) |  | Eastern
EXCLUDE | FL | FL-Eastern | Sorrento | 57686 | 1 | SUN | PV | 40 | 40 | 0 | 0 | 0 |  | IPP Non-CHP | N | U |  | Status of Operation (IP, L, P, T) |  | Eastern
EXCLUDE | NC | NC-Eastern | CS Murphy Point, LLC | 57687 | 1 | SUN | PV | 1 | 0.9 | 0 | 1427 | 0 |  | IPP Non-CHP | N | OP |  | Non Combustion (NUC, WAT, WND, GEO, or SUN) |  | Eastern
EXCLUDE | CT | CT-Eastern | Norden 1-3 | 57689 | NORD1 | DFO | IC | 2 | 2 | 0 | 0 | 0 |  | Electric Utility | N | OP |  | Internal Combustion |  | Eastern
EXCLUDE | CT | CT-Eastern | Norden 1-3 | 57689 | NORD2 | DFO | IC | 2 | 2 | 0 | 0 | 0 |  | Electric Utility | N | OP |  | Internal Combustion |  | Eastern
EXCLUDE | CT | CT-Eastern | Norden 1-3 | 57689 | NORD3 | DFO | IC | 2 | 2 | 0 | 0 | 0 |  | Electric Utility | N | OP |  | Internal Combustion |  | Eastern
EXCLUDE | MT | MT-Western | Turnbull Hydro | 57690 | 1 | WAT | HY | 5.3 | 5.3 | 0 | 13461.59 | 0 |  | IPP Non-CHP | N | OP |  | Non Combustion (NUC, WAT, WND, GEO, or SUN) |  | Western
EXCLUDE | MT | MT-Western | Turnbull Hydro | 57690 | 2 | WAT | HY | 7.7 | 7.7 | 0 | 19557.41 | 0 |  | IPP Non-CHP | N | OP |  | Non Combustion (NUC, WAT, WND, GEO, or SUN) |  | Western
EXCLUDE | CO | CO-Western | Vestas Towers America, Inc. | 57643 | V100 | WND | WT | 1.8 | 1.8 | 0 | 3381 | 0 |  | Industrial Non-CHP | N | OP |  | Commercial/Industrial Unit |  | Western
EXCLUDE | CO | CO-Western | Vestas Towers America, Inc. | 57643 | V112 | WND | WT | 3 | 3 | 0 | 0 | 0 |  | Industrial Non-CHP | N | IP |  | Commercial/Industrial Unit |  | Western
EXCLUDE | CO | CO-Western | W N Clark | 462 | 1 | BIT | ST | 18.7 | 17.6 | 0 | 86296 | 115965.66 |  | Electric Utility | N | OP | 2014 | Steam unit (PRMVR=ST) less than or equal to 25MW (i.e. 250 MMBtu/hr) |  | Western
EXCLUDE | CO | CO-Western | W N Clark | 462 | 2 | BIT | ST | 25 | 24.9 | 0 | 137351 | 184574.01 |  | Electric Utility | N | OP | 2014 | Steam unit (PRMVR=ST) less than or equal to 25MW (i.e. 250 MMBtu/hr) |  | Western
EXCLUDE | CO | CO-Western | Western Sugar Coop- Ft Morgan | 58081 | ATB-2 | SUB | ST | 3 | 3 | 0 | 8325.51 | 123073.55 |  | Industrial CHP | Y | OP |  | Commercial/Industrial Unit |  | Western
EXCLUDE | CO | CO-Western | Williams Fork Hydro Plant | 10422 | GEN1 | WAT | HY | 3 | 3 | 0 | 0 | 0 |  | IPP Non-CHP | N | OP |  | Non Combustion (NUC, WAT, WND, GEO, or SUN) |  | Western
EXCLUDE | CO | CO-Western | Williams Fork Hydro Plant | 10422 | GEN2 | WAT | HY | 0.5 | 0.5 | 0 | 0 | 0 |  | IPP Non-CHP | N | OP |  | Non Combustion (NUC, WAT, WND, GEO, or SUN) | Yes | Western
EXCLUDE | CO | CO-Western | Williams Ignacio Natural Gas Plant | 50205 | 7101 | WH | ST | 6.1 | 6.1 | 0 | 44669 | 0 |  | Industrial CHP | Y | OP |  | Commercial/Industrial Unit |  | Western
EXCLUDE | CO | CO-Western | WWRF Solar Plant | 56922 | EAST | SUN | PV | 0.5 | 0.4 | 0 | 933.53 | 0 |  | IPP Non-CHP | N | OP |  | Non Combustion (NUC, WAT, WND, GEO, or SUN) |  | Western
EXCLUDE | CO | CO-Western | WWRF Solar Plant | 56922 | WEST | SUN | PV | 1.2 | 0.9 | 0 | 2240.47 | 0 |  | IPP Non-CHP | N | OP |  | Non Combustion (NUC, WAT, WND, GEO, or SUN) |  | Western
EXCLUDE | CO | CO-Western | Yuma | 524 | 1 | DFO | IC | 0.1 | 0.1 | 0 | 0 | 0 |  | Electric Utility | N | OP |  | Internal Combustion |  | Western
EXCLUDE | CA | CA-Western | Topaz Solar Farm | 57695 | TPZ1 | SUN | PV | 37.8 | 35.3 | 0 | 0 | 0 |  | IPP Non-CHP | N | V |  | Status of Operation (IP, L, P, T) |  | Western
EXCLUDE | CA | CA-Western | Topaz Solar Farm | 57695 | TPZ2 | SUN | PV | 133 | 124.8 | 0 | 0 | 0 |  | IPP Non-CHP | N | U |  | Status of Operation (IP, L, P, T) |  | Western
EXCLUDE | CA | CA-Western | Topaz Solar Farm | 57695 | TPZ3 | SUN | PV | 162.5 | 151.9 | 0 | 0 | 0 |  | IPP Non-CHP | N | U |  | Status of Operation (IP, L, P, T) |  | Western
EXCLUDE | CA | CA-Western | Topaz Solar Farm | 57695 | TPZ4 | SUN | PV | 76.9 | 71.8 | 0 | 0 | 0 |  | IPP Non-CHP | N | L |  | Status of Operation (IP, L, P, T) |  | Western
EXCLUDE | CA | CA-Western | Topaz Solar Farm | 57695 | TPZ5 | SUN | PV | 177.7 | 166 | 0 | 0 | 0 |  | IPP Non-CHP | N | L |  | Status of Operation (IP, L, P, T) |  | Western
EXCLUDE | CA | CA-Western | Power Generation Station (PGS) 2 | 57696 | 1 | OBG | GT | 4.6 | 3.8 | 0 | 20882 | 14309.53 |  | Electric Utility | Y | OP |  | Non-Fossil Fuel Type (Less than 10% Fossil Fuel) |  | Western
EXCLUDE | CA | CA-Western | Aerojet I | 57697 | 1 | SUN | PV | 3 | 3 | 0 | 6849 | 0 |  | IPP Non-CHP | N | OP |  | Non Combustion (NUC, WAT, WND, GEO, or SUN) |  | Western
EXCLUDE | CA | CA-Western | Aerojet II | 57698 | 1 | SUN | PV | 2.7 | 2.7 | 0 | 4569 | 0 |  | IPP Non-CHP | N | OP |  | Non Combustion (NUC, WAT, WND, GEO, or SUN) |  | Western
EXCLUDE | TX | TX-ERCOT | Webberville Solar Project | 57699 | AES1 | SUN | PV | 30 | 30 | 0 | 60931 | 0 |  | IPP Non-CHP | N | OP |  | Non Combustion (NUC, WAT, WND, GEO, or SUN) |  | ERCOT
EXCLUDE | CA | CA-Western | Vasco Winds | 57700 | 1 | WND | WT | 78.2 | 78.2 | 0 | 246657 | 0 |  | IPP Non-CHP | N | OP |  | Non Combustion (NUC, WAT, WND, GEO, or SUN) |  | Western
EXCLUDE | CA | CA-Western | Montezuma Wind II | 57701 | 1 | WND | WT | 78.2 | 78.2 | 0 | 229368 | 0 |  | IPP Non-CHP | N | OP |  | Non Combustion (NUC, WAT, WND, GEO, or SUN) | Yes | Western
EXCLUDE | CA | CA-Western | Signal Hill West Unit | 57702 | 1 | OG | GT | 5.7 | 5.7 | 0 | 39116 | 30025.05 |  | Industrial Non-CHP | N | OP |  | Commercial/Industrial Unit |  | Western
UC-NGCC | WY | WY-Western | Cheyenne Prairie Generating Station | 57703 | 01A | NG | CC | 40 | 40 | 0 | 0 | 0 |  | IPP Non-CHP | N | P |  |  |  | Western
UC-NGCC | WY | WY-Western | Cheyenne Prairie Generating Station | 57703 | 01B | NG | CC | 40 | 40 | 0 | 0 | 0 |  | IPP Non-CHP | N | P |  |  |  | Western
UC-NGCC | WY | WY-Western | Cheyenne Prairie Generating Station | 57703 | 01C | WH | CC | 20 | 20 | 0 | 0 | 0 |  | IPP Non-CHP | N | P |  |  |  | Western
EXCLUDE | WY | WY-Western | Cheyenne Prairie Generating Station | 57703 | 02A | NG | GT | 40 | 40 | 0 | 0 | 0 |  | IPP Non-CHP | N | P |  | Status of Operation (IP, L, P, T) |  | Western
EXCLUDE | WY | WY-Western | Cheyenne Prairie Generating Station | 57703 | 02B | NG | GT | 40 | 40 | 0 | 0 | 0 |  | IPP Non-CHP | N | P |  | Status of Operation (IP, L, P, T) |  | Western
EXCLUDE | WY | WY-Western | Cheyenne Prairie Generating Station | 57703 | 03A | NG | GT | 40 | 40 | 0 | 0 | 0 |  | IPP Non-CHP | N | P |  | Status of Operation (IP, L, P, T) |  | Western
EXCLUDE | OR | OR-Western | West Butte Wind Power Project | 57704 | WB-1 | WND | WT | 104 | 104 | 0 | 0 | 0 |  | IPP Non-CHP | N | L |  | Status of Operation (IP, L, P, T) |  | Western
EXCLUDE | TX | TX-ERCOT | Sweeny IGCC Plant | 57705 | SIGCC | PC | CC | 680 | 680 | 0 | 0 | 0 |  | IPP CHP | Y | IP |  | Status of Operation (IP, L, P, T) |  | ERCOT
EXCLUDE | MI | MI-Eastern | Blue Water Renewables Inc | 57706 | 1 | LFG | IC | 1.6 | 1.6 | 0 | 0 | 0 |  | IPP Non-CHP | N | OP |  | Non-Fossil Fuel Type (Less than 10% Fossil Fuel) |  | Eastern
EXCLUDE | MI | MI-Eastern | Blue Water Renewables Inc | 57706 | 2 | LFG | IC | 1.6 | 1.6 | 0 | 0 | 0 |  | IPP Non-CHP | N | OP |  | Non-Fossil Fuel Type (Less than 10% Fossil Fuel) |  | Eastern
EXCLUDE | AZ | AZ-Western | Mesquite Solar 1 | 57707 | 1 | SUN | PV | 16 | 16 | 0 | 21939.29 | 0 |  | IPP Non-CHP | N | OP |  | Non Combustion (NUC, WAT, WND, GEO, or SUN) |  | Western
EXCLUDE | AZ | AZ-Western | Mesquite Solar 1 | 57707 | 10 | SUN | PV | 12 | 12 | 0 | 16454.47 | 0 |  | IPP Non-CHP | N | OP |  | Non Combustion (NUC, WAT, WND, GEO, or SUN) | Yes | Western
EXCLUDE | AZ | AZ-Western | Mesquite Solar 1 | 57707 | 11 | SUN | PV | 16 | 16 | 0 | 21939.29 | 0 |  | IPP Non-CHP | N | OP |  | Non Combustion (NUC, WAT, WND, GEO, or SUN) | Yes | Western
EXCLUDE | AZ | AZ-Western | Mesquite Solar 1 | 57707 | 12 | SUN | PV | 16 | 16 | 0 | 21939.29 | 0 |  | IPP Non-CHP | N | OP |  | Non Combustion (NUC, WAT, WND, GEO, or SUN) | Yes | Western
EXCLUDE | AZ | AZ-Western | Mesquite Solar 1 | 57707 | 2 | SUN | PV | 16 | 16 | 0 | 21939.29 | 0 |  | IPP Non-CHP | N | OP |  | Non Combustion (NUC, WAT, WND, GEO, or SUN) | Yes | Western
EXCLUDE | AZ | AZ-Western | Mesquite Solar 1 | 57707 | 3 | SUN | PV | 10 | 10 | 0 | 13712.06 | 0 |  | IPP Non-CHP | N | OP |  | Non Combustion (NUC, WAT, WND, GEO, or SUN) |  | Western
EXCLUDE | AZ | AZ-Western | Mesquite Solar 1 | 57707 | 4 | SUN | PV | 16 | 16 | 0 | 21939.29 | 0 |  | IPP Non-CHP | N | OP |  | Non Combustion (NUC, WAT, WND, GEO, or SUN) | Yes | Western
EXCLUDE | AZ | AZ-Western | Mesquite Solar 1 | 57707 | 5 | SUN | PV | 16 | 16 | 0 | 21939.29 | 0 |  | IPP Non-CHP | N | OP |  | Non Combustion (NUC, WAT, WND, GEO, or SUN) | Yes | Western
EXCLUDE | AZ | AZ-Western | Mesquite Solar 1 | 57707 | 6 | SUN | PV | 8 | 8 | 0 | 10969.65 | 0 |  | IPP Non-CHP | N | OP |  | Non Combustion (NUC, WAT, WND, GEO, or SUN) | Yes | Western
EXCLUDE | AZ | AZ-Western | Mesquite Solar 1 | 57707 | 7 | SUN | PV | 16 | 16 | 0 | 21939.29 | 0 |  | IPP Non-CHP | N | OP |  | Non Combustion (NUC, WAT, WND, GEO, or SUN) | Yes | Western
EXCLUDE | AZ | AZ-Western | Mesquite Solar 1 | 57707 | 8 | SUN | PV | 12 | 12 | 0 | 16454.47 | 0 |  | IPP Non-CHP | N | OP |  | Non Combustion (NUC, WAT, WND, GEO, or SUN) | Yes | Western
EXCLUDE | AZ | AZ-Western | Mesquite Solar 1 | 57707 | 9 | SUN | PV | 16 | 16 | 0 | 21939.29 | 0 |  | IPP Non-CHP | N | OP |  | Non Combustion (NUC, WAT, WND, GEO, or SUN) | Yes | Western
EXCLUDE | CA | CA-Western | Catalina Solar LLC | 57708 | INV | SUN | PV | 110 | 110 | 0 | 200 | 0 |  | IPP Non-CHP | N | OP |  | Non Combustion (NUC, WAT, WND, GEO, or SUN) | Yes | Western
EXCLUDE | TN | TN-Eastern | Gibson County Generation Station | 57709 | 1 | NG | CC | 432 | 371 | 0 | 0 | 0 |  | IPP Non-CHP | N | P |  | Status of Operation (IP, L, P, T) |  | Eastern
EXCLUDE | NY | NY-Eastern | Stephentown Spindle | 57710 | SRS1 | MWH | FW | 20 | 20 | 0 | 0 | 0 |  | IPP Non-CHP | N | OP |  | Non-Fossil Fuel Type (Less than 10% Fossil Fuel) |  | Eastern
EXCLUDE | MA | MA-Eastern | Beacon Power Flywheel System 1 | 57711 | TYN1 | MWH | FW | 1 | 1 | 0 | 0 | 0 |  | IPP Non-CHP | N | OP |  | Non-Fossil Fuel Type (Less than 10% Fossil Fuel) |  | Eastern
EXCLUDE | MA | MA-Eastern | Beacon Power Flywheel System 2 | 57712 | TYN2 | MWH | FW | 2 | 2 | 0 | 0 | 0 |  | IPP Non-CHP | N | OA |  | Non-Fossil Fuel Type (Less than 10% Fossil Fuel) |  | Eastern
EXCLUDE | CA | CA-Western | UTAS Cogeneration Plant | 57713 | 151 | NG | IC | 3.2 | 3.2 | 0 | 0 | 0 |  | Industrial CHP | Y | OP |  | Commercial/Industrial Unit |  | Western
EXCLUDE | CA | CA-Western | UTAS Cogeneration Plant | 57713 | 152 | NG | IC | 3.2 | 3.2 | 0 | 0 | 0 |  | Industrial CHP | Y | OP |  | Commercial/Industrial Unit |  | Western
EXCLUDE | CA | CA-Western | UTAS Cogeneration Plant | 57713 | 153 | NG | IC | 3.2 | 3.2 | 0 | 0 | 0 |  | Industrial CHP | Y | OP |  | Commercial/Industrial Unit |  | Western
EXCLUDE | CA | CA-Western | City of Palo Alto | 57714 | GEN1 | NG | IC | 1.1 | 1.1 | 0 | 0 | 0 |  | Electric Utility | N | SB |  | Internal Combustion |  | Western
EXCLUDE | CA | CA-Western | City of Palo Alto | 57714 | GEN2 | NG | IC | 1.1 | 1.1 | 0 | 0 | 0 |  | Electric Utility | N | SB |  | Internal Combustion |  | Western
EXCLUDE | CA | CA-Western | City of Palo Alto | 57714 | GEN3 | NG | IC | 1.1 | 1.1 | 0 | 0 | 0 |  | Electric Utility | N | SB |  | Internal Combustion |  | Western
EXCLUDE | CA | CA-Western | City of Palo Alto | 57714 | GEN4 | NG | IC | 1.1 | 1.1 | 0 | 0 | 0 |  | Electric Utility | N | SB |  | Internal Combustion |  | Western
EXCLUDE | CA | CA-Western | Watkins Manufacturing Co. | 57715 | GEN1 | NG | IC | 1 | 1 | 0 | 0 | 0 |  | Industrial Non-CHP | N | OP |  | Commercial/Industrial Unit |  | Western
EXCLUDE | CA | CA-Western | Watkins Manufacturing Co. | 57715 | GEN2 | NG | IC | 1 | 1 | 0 | 0 | 0 |  | Industrial Non-CHP | N | OP |  | Commercial/Industrial Unit |  | Western
EXCLUDE | PA | PA-Eastern | Hazle Spindle | 57716 | HRS1 | MWH | FW | 20 | 20 | 0 | 0 | 0 |  | IPP Non-CHP | N | U |  | Status of Operation (IP, L, P, T) |  | Eastern
EXCLUDE | AZ | AZ-Western | UASTP II | 57717 | UATP2 | SUN | PV | 2.8 | 2.8 | 0 | 7956 | 0 |  | Electric Utility | N | OP |  | Non Combustion (NUC, WAT, WND, GEO, or SUN) | Yes | Western
EXCLUDE | MA | MA-Eastern | Berkshire Wind Power Project | 57721 | BWP | WND | WT | 15 | 15 | 0 | 47634 | 0 |  | Electric Utility | N | OP |  | Non Combustion (NUC, WAT, WND, GEO, or SUN) |  | Eastern
EXCLUDE | CA | CA-Western | North Palm Springs 4A | 57722 | 1 | SUN | PV | 4 | 4 | 0 | 835 | 0 |  | IPP Non-CHP | N | OP |  | Non Combustion (NUC, WAT, WND, GEO, or SUN) | Yes | Western
EXCLUDE | NJ | NJ-Eastern | Johnson Matthey, Inc. Solar | 57723 | PV1 | SUN | PV | 4 | 4 | 0 | 6208 | 0 |  | IPP Non-CHP | N | OP |  | Non Combustion (NUC, WAT, WND, GEO, or SUN) |  | Eastern
EXCLUDE | NJ | NJ-Eastern | NJMC Landfill | 57724 | NJMC | SUN | PV | 2.5 | 2.5 | 0 | 3867 | 0 |  | Electric Utility | N | OP |  | Non Combustion (NUC, WAT, WND, GEO, or SUN) |  | Eastern
EXCLUDE | CA | CA-Western | Shiloh IV Wind Project LLC | 57725 | 1 | WND | WT | 101.3 | 101.3 | 0 | 0 | 0 |  | IPP Non-CHP | N | OP |  | Non Combustion (NUC, WAT, WND, GEO, or SUN) | Yes | Western
EXCLUDE | NJ | NJ-Eastern | Summit Associates | 57726 | SUMA | SUN | PV | 1.9 | 1.9 | 0 | 2641 | 0 |  | Electric Utility | N | OP |  | Non Combustion (NUC, WAT, WND, GEO, or SUN) |  | Eastern
EXCLUDE | NJ | NJ-Eastern | BlackRock-Matrix | 57727 | BLAR | SUN | PV | 2.5 | 2.5 | 0 | 3177 | 0 |  | Electric Utility | N | OP |  | Non Combustion (NUC, WAT, WND, GEO, or SUN) | Yes | Eastern
EXCLUDE | NJ | NJ-Eastern | Mill Creek Solar | 57728 | MILLC | SUN | PV | 3.5 | 3.5 | 0 | 5684 | 0 |  | Electric Utility | N | OP |  | Non Combustion (NUC, WAT, WND, GEO, or SUN) |  | Eastern
EXCLUDE | CA | CA-Western | Lake Hodges Hydroelectric Facility | 57729 | 1 | WAT | PS | 21 | 21 | 0 | -3268 | 0 |  | Electric Utility | N | OP |  | Non Combustion (NUC, WAT, WND, GEO, or SUN) | Yes | Western
EXCLUDE | CA | CA-Western | Lake Hodges Hydroelectric Facility | 57729 | 2 | WAT | PS | 21 | 21 | 0 | -3268 | 0 |  | Electric Utility | N | OP |  | Non Combustion (NUC, WAT, WND, GEO, or SUN) | Yes | Western
EXCLUDE | CA | CA-Western | Lopez Canyon | 57730 | 1 | LFG | GT | 1.5 | 1.5 | 0 | 98 | 194.68 |  | Electric Utility | N | OP |  | Non-Fossil Fuel Type (Less than 10% Fossil Fuel) |  | Western
EXCLUDE | ID | ID-Western | Grand View PV Solar One | 57731 | 1 | SUN | PV | 20 | 20 | 0 | 0 | 0 |  | IPP Non-CHP | N | IP |  | Status of Operation (IP, L, P, T) |  | Western
EXCLUDE | MN | MN-Eastern | UMM Wind Turbine | 57732 | UMM1 | WND | WT | 1.7 | 0.6 | 0 | 5490 | 0 |  | Commercial Non-CHP | N | OP |  | Commercial/Industrial Unit |  | Eastern
EXCLUDE | NJ | NJ-Eastern | Benjamin Moore & Co. Solar | 57733 | PV1 | SUN | PV | 1.4 | 1.4 | 0 | 2006 | 0 |  | Commercial Non-CHP | N | OP |  | Commercial/Industrial Unit |  | Eastern
EXCLUDE | NJ | NJ-Eastern | Cherry Hill | 57734 | CH | SUN | PV | 1.1 | 1.1 | 0 | 206 | 0 |  | IPP Non-CHP | N | OP |  | Non Combustion (NUC, WAT, WND, GEO, or SUN) |  | Eastern
EXCLUDE | CA | CA-Western | UCSD Fuel Cell Plant | 57735 | UCSD | OBG | FC | 3 | 2.8 | 0 | 18805 | 7581.8 |  | IPP Non-CHP | N | OP |  | Non-Fossil Fuel Type (Less than 10% Fossil Fuel) |  | Western
EXCLUDE | NM | NM-Western | SPS1 Dollarhide | 57736 | 1 | SUN | PV | 10 | 10 | 0 | 22247 | 0 |  | IPP Non-CHP | N | OP |  | Non Combustion (NUC, WAT, WND, GEO, or SUN) |  | Western
EXCLUDE | NM | NM-Western | SPS2 Jal | 57737 | 1 | SUN | PV | 10 | 10 | 0 | 23139 | 0 |  | IPP Non-CHP | N | OP |  | Non Combustion (NUC, WAT, WND, GEO, or SUN) |  | Western
EXCLUDE | NM | NM-Western | SPS3 Lea | 57738 | 1 | SUN | PV | 10 | 10 | 0 | 23428 | 0 |  | IPP Non-CHP | N | OP |  | Non Combustion (NUC, WAT, WND, GEO, or SUN) |  | Western
EXCLUDE | NM | NM-Western | SPS4 Monument | 57739 | 1 | SUN | PV | 10.1 | 10.1 | 0 | 24234 | 0 |  | IPP Non-CHP | N | OP |  | Non Combustion (NUC, WAT, WND, GEO, or SUN) |  | Western
EXCLUDE | NM | NM-Western | SPS5 Hopi | 57740 | 1 | SUN | PV | 10.1 | 10.1 | 0 | 24538 | 0 |  | IPP Non-CHP | N | OP |  | Non Combustion (NUC, WAT, WND, GEO, or SUN) |  | Western
EXCLUDE | TX | TX-ERCOT | Suzlon Project VIII LLC | 57741 | SP95 | WND | WT | 2.1 | 2.1 | 0 | 8237.5 | 0 |  | IPP Non-CHP | N | OP |  | Non Combustion (NUC, WAT, WND, GEO, or SUN) |  | ERCOT
EXCLUDE | TX | TX-ERCOT | Suzlon Project VIII LLC | 57741 | SP97 | WND | WT | 2.1 | 2.1 | 0 | 8237.5 | 0 |  | IPP Non-CHP | N | OP |  | Non Combustion (NUC, WAT, WND, GEO, or SUN) |  | ERCOT
EXCLUDE | NJ | NJ-Eastern | Vineland Headquarters | 57742 | VHQ | SUN | PV | 1.1 | 1.1 | 0 | 1590 | 0 |  | IPP Non-CHP | N | OP |  | Non Combustion (NUC, WAT, WND, GEO, or SUN) |  | Eastern
EXCLUDE | CA | CA-Western | North Palm Springs 1A | 57743 | 1 | SUN | PV | 2.5 | 2.4 | 0 | 3640 | 0 |  | IPP Non-CHP | N | OP |  | Non Combustion (NUC, WAT, WND, GEO, or SUN) | Yes | Western
EXCLUDE | PA | PA-Eastern | Laurel Hill Wind | 57744 | 1 | WND | WT | 69 | 69 | 0 | 48262 | 0 |  | IPP Non-CHP | N | OP |  | Non Combustion (NUC, WAT, WND, GEO, or SUN) | Yes | Eastern
EXCLUDE | NJ | NJ-Eastern | The City of Vineland at West Vineland | 57745 | PV1 | SUN | PV | 3.7 | 3.7 | 0 | 6744 | 0 |  | IPP Non-CHP | N | OP |  | Non Combustion (NUC, WAT, WND, GEO, or SUN) |  | Eastern
EXCLUDE | NJ | NJ-Eastern | The City of Vineland at North Vineland | 57746 | PV1 | SUN | PV | 2.3 | 2.3 | 0 | 4236 | 0 |  | IPP Non-CHP | N | OP |  | Non Combustion (NUC, WAT, WND, GEO, or SUN) |  | Eastern
EXCLUDE | MD | MD-Eastern | FedEx Field Solar Facility | 57747 | 1 | SUN | PV | 2 | 2 | 0 | 2452 | 0 |  | IPP Non-CHP | N | OP |  | Non Combustion (NUC, WAT, WND, GEO, or SUN) |  | Eastern
EXCLUDE | MT | MT-Western | Gordon Butte Wind LLC | 57748 | GBW | WND | WT | 9.6 | 9.6 | 0 | 42260 | 0 |  | IPP Non-CHP | N | OP |  | Non Combustion (NUC, WAT, WND, GEO, or SUN) | Yes | Western
EXCLUDE | ID | ID-Western | Sawtooth Wind Project | 57749 | ST | WND | WT | 22.4 | 22.4 | 0 | 60426 | 0 |  | IPP Non-CHP | N | OP |  | Non Combustion (NUC, WAT, WND, GEO, or SUN) |  | Western
EXCLUDE | NJ | NJ-Eastern | Maple Solar | 57750 | P1 | SUN | PV | 1.6 | 1.6 | 0 | 2797.33 | 0 |  | IPP Non-CHP | N | OP |  | Non Combustion (NUC, WAT, WND, GEO, or SUN) |  | Eastern
EXCLUDE | NJ | NJ-Eastern | Maple Solar | 57750 | P2 | SUN | PV | 0.8 | 0.8 | 0 | 1398.67 | 0 |  | IPP Non-CHP | N | OP |  | Non Combustion (NUC, WAT, WND, GEO, or SUN) |  | Eastern
EXCLUDE | TX | TX-ERCOT | Los Vientos Wind 1A | 57751 | 1 | WND | WT | 200 | 200 | 0 | 0 | 0 |  | IPP Non-CHP | N | OP |  | Non Combustion (NUC, WAT, WND, GEO, or SUN) | Yes | ERCOT
EXCLUDE | TX | TX-ERCOT | Los Vientos Wind 1B | 57752 | 1 | WND | WT | 201.6 | 201.6 | 0 | 0 | 0 |  | IPP Non-CHP | N | OP |  | Non Combustion (NUC, WAT, WND, GEO, or SUN) | Yes | ERCOT
EXCLUDE | CA | CA-Western | SMUD at Lawrence | 57753 | PV1 | SUN | PV | 1 | 1 | 0 | 2078 | 0 |  | IPP Non-CHP | N | OP |  | Non Combustion (NUC, WAT, WND, GEO, or SUN) |  | Western
EXCLUDE | VA | VA-Eastern | Frederick County LFGTE Facility | 57754 | 1 | LFG | IC | 1 | 1 | 0 | 0 | 0 |  | Commercial Non-CHP | N | OP |  | Commercial/Industrial Unit |  | Eastern
EXCLUDE | VA | VA-Eastern | Frederick County LFGTE Facility | 57754 | 2 | LFG | IC | 1 | 1 | 0 | 0 | 0 |  | Commercial Non-CHP | N | OP |  | Commercial/Industrial Unit |  | Eastern
EXCLUDE | NE | NE-Eastern | TPW Petersburg | 57755 | PETE | WND | WT | 40.5 | 40.5 | 0 | 165921 | 0 |  | IPP Non-CHP | N | OP |  | Non Combustion (NUC, WAT, WND, GEO, or SUN) |  | Eastern
EXCLUDE | WA | WA-Western | Coastal Energy Project | 57756 | 1 | WND | WT | 6 | 6 | 0 | 15156 | 0 |  | IPP Non-CHP | N | OP |  | Non Combustion (NUC, WAT, WND, GEO, or SUN) |  | Western
EXCLUDE | CA | CA-Western | Pacific Wind LLC | 57757 | 1 | WND | WT | 151.7 | 140 | 0 | 97080 | 0 |  | IPP Non-CHP | N | OP |  | Non Combustion (NUC, WAT, WND, GEO, or SUN) | Yes | Western
EXCLUDE | MD | MD-Eastern | Mount Saint Mary's | 57758 | PV1 | SUN | PV | 13.7 | 13.7 | 0 | 11632 | 0 |  | IPP Non-CHP | N | OP |  | Non Combustion (NUC, WAT, WND, GEO, or SUN) | Yes | Eastern
EXCLUDE | WA | WA-Western | Consumer Products (Camas) LLC | 57759 | STG1 | PUR | ST | 61.5 | 10 | 0 | 78165 | 0 |  | Industrial Non-CHP | N | OP |  | Commercial/Industrial Unit |  | Western
EXCLUDE | ID | ID-Western | Power County Wind Park South | 57760 | PCWPS | WND | WT | 22.5 | 22.5 | 0 | 63951 | 0 |  | IPP Non-CHP | N | OP |  | Non Combustion (NUC, WAT, WND, GEO, or SUN) |  | Western
EXCLUDE | ID | ID-Western | Power County Wind Park North | 57761 | PCWPN | WND | WT | 22.5 | 22.5 | 0 | 71169 | 0 |  | IPP Non-CHP | N | OP |  | Non Combustion (NUC, WAT, WND, GEO, or SUN) |  | Western
EXCLUDE | KS | KS-Eastern | Cimarron Wind Energy LLC | 57762 | CPV1 | WND | WT | 165.6 | 165.6 | 0 | 27640 | 0 |  | IPP Non-CHP | N | OP |  | Non Combustion (NUC, WAT, WND, GEO, or SUN) | Yes | Eastern
EXCLUDE | WA | WA-Western | Youngs Creek Hydroelectric Project | 57763 | 1 | WAT | HY | 7.5 | 7.9 | 0 | 21275 | 0 |  | Electric Utility | N | OP |  | Non Combustion (NUC, WAT, WND, GEO, or SUN) |  | Western
EXCLUDE | CA | CA-Western | Naval Air Weapons Station China Lake | 57764 | 1 | SUN | PV | 11.1 | 11.1 | 0 | 6389 | 0 |  | Commercial Non-CHP | N | OP |  | Commercial/Industrial Unit | Yes | Western
EXCLUDE | AZ | AZ-Western | Arizona Western College PV | 57765 | GV1 | SUN | PV | 0.5 | 0.5 | 0 | 1022.87 | 0 |  | IPP Non-CHP | N | OP |  | Non Combustion (NUC, WAT, WND, GEO, or SUN) |  | Western
EXCLUDE | AZ | AZ-Western | Arizona Western College PV | 57765 | GV2 | SUN | PV | 0.5 | 0.5 | 0 | 1022.87 | 0 |  | IPP Non-CHP | N | OP |  | Non Combustion (NUC, WAT, WND, GEO, or SUN) |  | Western
EXCLUDE | AZ | AZ-Western | Arizona Western College PV | 57765 | SFC | SUN | PV | 1 | 1 | 0 | 2045.74 | 0 |  | IPP Non-CHP | N | OP |  | Non Combustion (NUC, WAT, WND, GEO, or SUN) |  | Western
EXCLUDE | AZ | AZ-Western | Arizona Western College PV | 57765 | SHP | SUN | PV | 0.9 | 0.9 | 0 | 1841.17 | 0 |  | IPP Non-CHP | N | OP |  | Non Combustion (NUC, WAT, WND, GEO, or SUN) |  | Western
EXCLUDE | AZ | AZ-Western | Arizona Western College PV | 57765 | STE | SUN | PV | 0.9 | 0.9 | 0 | 1841.17 | 0 |  | IPP Non-CHP | N | OP |  | Non Combustion (NUC, WAT, WND, GEO, or SUN) |  | Western
EXCLUDE | AZ | AZ-Western | Arizona Western College PV | 57765 | SWD | SUN | PV | 0.9 | 0.9 | 0 | 1841.17 | 0 |  | IPP Non-CHP | N | OP |  | Non Combustion (NUC, WAT, WND, GEO, or SUN) |  | Western
EXCLUDE | ID | ID-Western | Rockland Wind Farm | 57766 | RLWF | WND | WT | 79.2 | 79.2 | 0 | 244949.02 | 0 |  | IPP Non-CHP | N | OP |  | Non Combustion (NUC, WAT, WND, GEO, or SUN) |  | Western
EXCLUDE | IL | IL-Eastern | Brown County Wind Turbine | 57767 | 1 | WND | WT | 1.5 | 1.5 | 0 | 3473 | 0 |  | Electric Utility | N | OP |  | Non Combustion (NUC, WAT, WND, GEO, or SUN) |  | Eastern
EXCLUDE | PA | PA-Eastern | Longwood Gardens | 57768 | 1 | SUN | PV | 1.3 | 1.3 | 0 | 2158 | 0 |  | IPP Non-CHP | N | OP |  | Non Combustion (NUC, WAT, WND, GEO, or SUN) |  | Eastern
EXCLUDE | PA | PA-Eastern | Mehoopany Wind Energy LLC | 57769 | 1 | WND | WT | 141 | 142.6 | 0 | 4686 | 0 |  | IPP Non-CHP | N | OP |  | Non Combustion (NUC, WAT, WND, GEO, or SUN) | Yes | Eastern
EXCLUDE | CA | CA-Western | South Bay Fuel Cell Plant | 57770 | SBFC | OBG | FC | 1.5 | 1.4 | 0 | 7684 | 3366.16 |  | IPP Non-CHP | N | OP |  | Non-Fossil Fuel Type (Less than 10% Fossil Fuel) | Yes | Western
EXCLUDE | CA | CA-Western | Ameresco | 57771 | 1 | LFG | IC | 2.3 | 2 | 0 | 0 | 0 |  | IPP Non-CHP | N | IP |  | Status of Operation (IP, L, P, T) |  | Western
EXCLUDE | DE | DE-Eastern | Perdue Bridgeville Photovoltaic | 57772 | BRID | SUN | PV | 1.3 | 1.3 | 0 | 2152 | 0 |  | IPP Non-CHP | N | OP |  | Non Combustion (NUC, WAT, WND, GEO, or SUN) |  | Eastern
EXCLUDE | CA | CA-Western | Palo Verde College | 57773 | 1 | SUN | PV | 1.2 | 1.2 | 0 | 2114 | 0 |  | Commercial Non-CHP | N | OP |  | Commercial/Industrial Unit |  | Western
EXCLUDE | CA | CA-Western | Windstar 1 | 57774 | WGNS | WND | WT | 120 | 120 | 0 | 211501 | 0 |  | IPP Non-CHP | N | OP |  | Non Combustion (NUC, WAT, WND, GEO, or SUN) | Yes | Western
EXCLUDE | AZ | AZ-Western | Kingman 1 | 57775 | PV | SUN | PV | 0.5 | 0.5 | 0 | 987 | 0 |  | IPP Non-CHP | N | OP |  | Non Combustion (NUC, WAT, WND, GEO, or SUN) |  | Western
EXCLUDE | AZ | AZ-Western | Kingman 1 | 57775 | WGNS | WND | WT | 10 | 10 | 0 | 22626 | 0 |  | IPP Non-CHP | N | OP |  | Non Combustion (NUC, WAT, WND, GEO, or SUN) |  | Western
EXCLUDE | NJ | NJ-Eastern | FedEx Woodbridge | 57776 | 1 | SUN | PV | 2.4 | 2.4 | 0 | 2261 | 0 |  | IPP Non-CHP | N | OP |  | Non Combustion (NUC, WAT, WND, GEO, or SUN) |  | Eastern
EXCLUDE | CA | CA-Western | RE Dillard 1 | 57777 | DL1 | SUN | PV | 3 | 3 | 0 | 7185 | 0 |  | IPP Non-CHP | N | OP |  | Non Combustion (NUC, WAT, WND, GEO, or SUN) | Yes | Western
EXCLUDE | CA | CA-Western | RE Kammerer 1 | 57778 | KAM1 | SUN | PV | 5 | 5 | 0 | 12292 | 0 |  | IPP Non-CHP | N | OP |  | Non Combustion (NUC, WAT, WND, GEO, or SUN) | Yes | Western
EXCLUDE | CA | CA-Western | RE Dillard 2 | 57779 | DIL2 | SUN | PV | 3 | 3 | 0 | 7279 | 0 |  | IPP Non-CHP | N | OP |  | Non Combustion (NUC, WAT, WND, GEO, or SUN) | Yes | Western
EXCLUDE | CA | CA-Western | RE Kammerer 2 | 57780 | KAM2 | SUN | PV | 5 | 5 | 0 | 11268 | 0 |  | IPP Non-CHP | N | OP |  | Non Combustion (NUC, WAT, WND, GEO, or SUN) | Yes | Western
EXCLUDE | CA | CA-Western | RE Dillard 3 | 57781 | DIL3 | SUN | PV | 3 | 3 | 0 | 7198 | 0 |  | IPP Non-CHP | N | OP |  | Non Combustion (NUC, WAT, WND, GEO, or SUN) | Yes | Western
EXCLUDE | CA | CA-Western | RE Kammerer 3 | 57782 | KAM3 | SUN | PV | 5 | 5 | 0 | 11291 | 0 |  | IPP Non-CHP | N | OP |  | Non Combustion (NUC, WAT, WND, GEO, or SUN) | Yes | Western
EXCLUDE | CA | CA-Western | RE Bruceville 1 | 57783 | BRU1 | SUN | PV | 5 | 5 | 0 | 12340 | 0 |  | IPP Non-CHP | N | OP |  | Non Combustion (NUC, WAT, WND, GEO, or SUN) | Yes | Western
EXCLUDE | CA | CA-Western | RE Bruceville 2 | 57784 | BRU2 | SUN | PV | 5 | 5 | 0 | 11419 | 0 |  | IPP Non-CHP | N | OP |  | Non Combustion (NUC, WAT, WND, GEO, or SUN) | Yes | Western
EXCLUDE | CA | CA-Western | RE Bruceville 3 | 57785 | BRU3 | SUN | PV | 5 | 5 | 0 | 11547 | 0 |  | IPP Non-CHP | N | OP |  | Non Combustion (NUC, WAT, WND, GEO, or SUN) | Yes | Western
EXCLUDE | MD | MD-Eastern | FC Landfill Energy | 57786 | UNIT1 | LFG | IC | 1.1 | 1 | 0 | 0 | 0 |  | IPP Non-CHP | N | OP |  | Non-Fossil Fuel Type (Less than 10% Fossil Fuel) |  | Eastern
EXCLUDE | MD | MD-Eastern | FC Landfill Energy | 57786 | UNIT2 | LFG | IC | 1.1 | 1 | 0 | 0 | 0 |  | IPP Non-CHP | N | OP |  | Non-Fossil Fuel Type (Less than 10% Fossil Fuel) |  | Eastern
EXCLUDE | KS | KS-Eastern | Flat Ridge 2 Wind Energy LLC | 57787 | 1 | WND | WT | 470.2 | 470.4 | 0 | 222586 | 0 |  | IPP Non-CHP | N | OP |  | Non Combustion (NUC, WAT, WND, GEO, or SUN) | Yes | Eastern
EXCLUDE | DC | DC-Eastern | US GSA Heating and Transmission | 57788 | TG1 | NG | GT | 5.4 | 5 | 0 | 31193.89 | 30377.35 |  | Commercial CHP | Y | OP |  | Commercial/Industrial Unit |  | Eastern
EXCLUDE | DC | DC-Eastern | US GSA Heating and Transmission | 57788 | TG2 | NG | GT | 5.4 | 5 | 0 | 31193.89 | 30377.35 |  | Commercial CHP | Y | OP |  | Commercial/Industrial Unit |  | Eastern
EXCLUDE | NY | NY-Eastern | Peak Power 1 Cogen | 57789 | GEN1 | NG | IC | 2.1 | 2 | 0 | 0 | 0 |  | Commercial Non-CHP | N | OP |  | Commercial/Industrial Unit |  | Eastern
EXCLUDE | NY | NY-Eastern | Peak Power 1 Cogen | 57789 | GEN2 | NG | IC | 2.1 | 2 | 0 | 0 | 0 |  | Commercial Non-CHP | N | OP |  | Commercial/Industrial Unit |  | Eastern
EXCLUDE | NY | NY-Eastern | Peak Power 1 Cogen | 57789 | GEN3 | NG | IC | 2.1 | 2 | 0 | 0 | 0 |  | Commercial Non-CHP | N | OP |  | Commercial/Industrial Unit |  | Eastern
EXCLUDE | AZ | AZ-Western | RE Bagdad Solar I LLC | 57790 | 1 | SUN | PV | 16.6 | 16.6 | 0 | 35976 | 0 |  | IPP Non-CHP | N | OP |  | Non Combustion (NUC, WAT, WND, GEO, or SUN) |  | Western
EXCLUDE | CA | CA-Western | Foundation AB | 57791 | WTG1 | WND | WT | 1.5 | 1.5 | 0 | 3260 | 0 |  | IPP Non-CHP | N | OP |  | Non Combustion (NUC, WAT, WND, GEO, or SUN) |  | Western
EXCLUDE | CA | CA-Western | Foundation IE | 57792 | WTG1 | WND | WT | 1 | 1 | 0 | 437 | 0 |  | IPP Non-CHP | N | OP |  | Non Combustion (NUC, WAT, WND, GEO, or SUN) |  | Western
EXCLUDE | CA | CA-Western | Sonoma County Fuel Cell | 57793 | FC-1 | NG | FC | 1.4 | 1.4 | 0 | 11383.02 | 5779 |  | Commercial CHP | Y | OP |  | Commercial/Industrial Unit |  | Western
EXCLUDE | IN | IN-Eastern | St Joseph Energy Center | 57794 | 1 | NG | CC | 670 | 642 | 0 | 0 | 0 |  | IPP Non-CHP | N | IP |  | Status of Operation (IP, L, P, T) |  | Eastern
EXCLUDE | IN | IN-Eastern | St Joseph Energy Center | 57794 | 2 | NG | CC | 670 | 642 | 0 | 0 | 0 |  | IPP Non-CHP | N | L |  | Status of Operation (IP, L, P, T) |  | Eastern
EXCLUDE | AZ | AZ-Western | RE Ajo 1 LLC | 57795 | 1 | SUN | PV | 4.5 | 4.5 | 0 | 10355 | 0 |  | IPP Non-CHP | N | OP |  | Non Combustion (NUC, WAT, WND, GEO, or SUN) |  | Western
EXCLUDE | CA | CA-Western | Golden Springs Building C-1 | 57796 | 1 | SUN | PV | 1.2 | 1.2 | 0 | 1725 | 0 |  | IPP Non-CHP | N | OP |  | Non Combustion (NUC, WAT, WND, GEO, or SUN) | Yes | Western
EXCLUDE | CA | CA-Western | Golden Springs Building D | 57797 | 1 | SUN | PV | 1.3 | 1.3 | 0 | 713 | 0 |  | IPP Non-CHP | N | OP |  | Non Combustion (NUC, WAT, WND, GEO, or SUN) | Yes | Western
EXCLUDE | NY | NY-Eastern | OBP Cogen | 57798 | 1OBP | NG | GT | 4.6 | 4.6 | 0 | 26717 | 17658.9 |  | Commercial CHP | Y | OP |  | Commercial/Industrial Unit |  | Eastern
EXCLUDE | NJ | NJ-Eastern | ISH Solar Central, LLC | 57799 | 1 | SUN | PV | 1.4 | 1.4 | 0 | 1730 | 0 |  | IPP Non-CHP | N | OP |  | Non Combustion (NUC, WAT, WND, GEO, or SUN) |  | Eastern
EXCLUDE | ND | ND-Eastern | Bison 2 Wind Energy Center | 57800 | BISO2 | WND | WT | 105 | 105 | 0 | 4441 | 0 |  | Electric Utility | N | OP |  | Non Combustion (NUC, WAT, WND, GEO, or SUN) | Yes | Eastern
EXCLUDE | ND | ND-Eastern | Bison 3 Wind Energy Center | 57801 | BISO3 | WND | WT | 105 | 105 | 0 | 0 | 0 |  | Electric Utility | N | OP |  | Non Combustion (NUC, WAT, WND, GEO, or SUN) | Yes | Eastern
EXCLUDE | TX | TX-ERCOT | Magic Valley Wind Farm I LLC | 57802 | MV1 | WND | WT | 203 | 203 | 0 | 334671 | 0 |  | IPP Non-CHP | N | OP |  | Non Combustion (NUC, WAT, WND, GEO, or SUN) | Yes | ERCOT
EXCLUDE | OR | OR-Western | Lime Wind | 57803 | T1-6 | WND | WT | 3 | 3 | 0 | 5866 | 0 |  | IPP Non-CHP | N | OP |  | Non Combustion (NUC, WAT, WND, GEO, or SUN) |  | Western
EXCLUDE | VT | VT-Eastern | Middlebury College | 57804 | 1 | RFO | ST | 0.2 |  | 0 | 426.63 | 2955.41 |  | Commercial Non-CHP | N | OP |  | State not covered under final 111(d) |  | Eastern
EXCLUDE | VT | VT-Eastern | Middlebury College | 57804 | 2 | RFO | ST | 0.6 | 0.4 | 0 | 1279.88 | 8866.24 |  | Commercial Non-CHP | N | OP |  | State not covered under final 111(d) |  | Eastern
EXCLUDE | VT | VT-Eastern | Middlebury College | 57804 | 3 | RFO | ST | 0.8 | 0.3 | 0 | 1706.5 | 11821.65 |  | Commercial Non-CHP | N | OP |  | State not covered under final 111(d) |  | Eastern
EXCLUDE | NJ | NJ-Eastern | William Paterson University | 57805 | WPU1 | SUN | PV | 1.4 | 1.4 | 0 | 1730 | 0 |  | Commercial Non-CHP | N | OP |  | Commercial/Industrial Unit |  | Eastern
EXCLUDE | CA | CA-Western | RE Dillard 4 | 57806 | DIL4 | SUN | PV | 0.4 | 0.4 | 0 | 0 | 0 |  | IPP Non-CHP | N | OP |  | Non Combustion (NUC, WAT, WND, GEO, or SUN) | Yes | Western
EXCLUDE | CA | CA-Western | Coca Cola American Canyon | 57807 | COK01 | NG | FC | 1.1 | 1 | 0 | 3127 | 3144.17 |  | IPP Non-CHP | N | OP |  | Fuel Cell |  | Western
EXCLUDE | CA | CA-Western | Lockheed Martin Sunnyvale | 57808 | LOK00 | NG | FC | 1.1 | 1 | 0 | 7560 | 2974.68 |  | IPP Non-CHP | N | OP |  | Fuel Cell |  | Western
EXCLUDE | CA | CA-Western | Franklin Templeton San Mateo | 57809 | FRK00 | NG | FC | 1.1 | 1 | 0 | 8363 | 3295.95 |  | IPP Non-CHP | N | OP |  | Fuel Cell |  | Western
EXCLUDE | CA | CA-Western | Adobe San Jose | 57811 | ADB00 | NG | FC | 0.8 | 0.8 | 0 | 6104 | 2866.21 |  | IPP Non-CHP | N | OP |  | Fuel Cell |  | Western
EXCLUDE | CA | CA-Western | Adobe San Jose | 57811 | ADB01 | NG | FC | 0.4 | 0.4 | 0 | 3052 | 1433.1 |  | IPP Non-CHP | N | OP |  | Fuel Cell |  | Western
EXCLUDE | MN | MN-Eastern | GL Wind | 57813 | TURB1 | WND | WT | 2.5 | 2.5 | 0 | 6009 | 0 |  | IPP Non-CHP | N | OP |  | Non Combustion (NUC, WAT, WND, GEO, or SUN) |  | Eastern
EXCLUDE | MN | MN-Eastern | GL Wind | 57813 | TURB2 | WND | WT | 2.5 | 2.5 | 0 | 6009 | 0 |  | IPP Non-CHP | N | OP |  | Non Combustion (NUC, WAT, WND, GEO, or SUN) |  | Eastern
EXCLUDE | NJ | NJ-Eastern | Old Bridge Clean Energy Center | 57814 | GEN1 | NG | CS | 230 | 208 | 0 | 0 | 0 |  | IPP Non-CHP | N | IP |  | Status of Operation (IP, L, P, T) |  | Eastern
EXCLUDE | NJ | NJ-Eastern | Old Bridge Clean Energy Center | 57814 | GEN2 | NG | CS | 230 | 208 | 0 | 0 | 0 |  | IPP Non-CHP | N | IP |  | Status of Operation (IP, L, P, T) |  | Eastern
EXCLUDE | NJ | NJ-Eastern | Titusville Solar | 57815 | PV1 | SUN | PV | 4.1 | 4.1 | 0 | 7079.49 | 0 |  | Commercial Non-CHP | N | OP |  | Commercial/Industrial Unit |  | Eastern
EXCLUDE | CA | CA-Western | RE McKenzie 1 | 57816 | MCK1 | SUN | PV | 5 | 5 | 0 | 855 | 0 |  | IPP Non-CHP | N | OP |  | Non Combustion (NUC, WAT, WND, GEO, or SUN) | Yes | Western
EXCLUDE | CA | CA-Western | RE McKenzie 2 | 57817 | MCK2 | SUN | PV | 5 | 5 | 0 | 878 | 0 |  | IPP Non-CHP | N | OP |  | Non Combustion (NUC, WAT, WND, GEO, or SUN) | Yes | Western
EXCLUDE | CA | CA-Western | RE McKenzie 3 | 57818 | MCK3 | SUN | PV | 5 | 5 | 0 | 910 | 0 |  | IPP Non-CHP | N | OP |  | Non Combustion (NUC, WAT, WND, GEO, or SUN) | Yes | Western
EXCLUDE | CA | CA-Western | RE McKenzie 4 | 57819 | MCK4 | SUN | PV | 5 | 5 | 0 | 904 | 0 |  | IPP Non-CHP | N | OP |  | Non Combustion (NUC, WAT, WND, GEO, or SUN) | Yes | Western
EXCLUDE | CA | CA-Western | RE McKenzie 5 | 57820 | MCK5 | SUN | PV | 5 | 5 | 0 | 848 | 0 |  | IPP Non-CHP | N | OP |  | Non Combustion (NUC, WAT, WND, GEO, or SUN) | Yes | Western
EXCLUDE | CA | CA-Western | RE McKenzie 6 | 57821 | MCK6 | SUN | PV | 5 | 5 | 0 | 855 | 0 |  | IPP Non-CHP | N | OP |  | Non Combustion (NUC, WAT, WND, GEO, or SUN) | Yes | Western
OGST | OH | OH-Eastern | Middletown Coke Company, LLC | 57822 | YNKE | OG | ST | 67 | 47 | 0 | 384308 | 494399.14 |  | Industrial Non-CHP | N | OP |  |  |  | Eastern
EXCLUDE | MN | MN-Eastern | WCROC Wind Farm | 57823 | WTG1 | WND | WT | 1.7 | 0.4 | 0 | 4557 | 0 |  | IPP Non-CHP | N | OP |  | Non Combustion (NUC, WAT, WND, GEO, or SUN) |  | Eastern
EXCLUDE | WI | WI-Eastern | Onalaska Campus Landfill Biogas | 57824 | 416LF | LFG | IC | 1.1 | 1.1 | 0 | 0 | 0 |  | IPP Non-CHP | N | OP |  | Non-Fossil Fuel Type (Less than 10% Fossil Fuel) | Yes | Eastern
EXCLUDE | CA | CA-Western | Dinuba Wastewater Treatment Plant | 57827 | DSPV | SUN | PV | 1 | 1 | 0 | 1921 | 0 |  | Commercial Non-CHP | N | OP |  | Commercial/Industrial Unit |  | Western
EXCLUDE | OK | OK-Eastern | Tulsa LFG LLC | 57828 | GEN1 | LFG | IC | 1.6 | 1.6 | 0 | 0 | 0 |  | IPP Non-CHP | N | U |  | Status of Operation (IP, L, P, T) |  | Eastern
EXCLUDE | OK | OK-Eastern | Tulsa LFG LLC | 57828 | GEN2 | LFG | IC | 1.6 | 1.6 | 0 | 0 | 0 |  | IPP Non-CHP | N | U |  | Status of Operation (IP, L, P, T) |  | Eastern
EXCLUDE | AZ | AZ-Western | Glendale Energy Power Plant | 57829 | GLEN1 | LFG | IC | 1.4 | 1.4 | 0 | 0 | 0 |  | IPP Non-CHP | N | OP |  | Non-Fossil Fuel Type (Less than 10% Fossil Fuel) |  | Western
EXCLUDE | AZ | AZ-Western | Glendale Energy Power Plant | 57829 | GLEN2 | LFG | IC | 1.4 | 1.4 | 0 | 0 | 0 |  | IPP Non-CHP | N | OP |  | Non-Fossil Fuel Type (Less than 10% Fossil Fuel) |  | Western
EXCLUDE | IA | IA-Eastern | Rippey Wind Farm | 57830 | NORD | WND | WT | 50 | 50 | 0 | 50423 | 0 |  | IPP Non-CHP | N | OP |  | Non Combustion (NUC, WAT, WND, GEO, or SUN) | Yes | Eastern
EXCLUDE | CA | CA-Western | Heliocentric | 57831 | 1 | SUN | PV | 1.5 | 1.3 | 0 | 1358 | 0 |  | IPP Non-CHP | N | OP |  | Non Combustion (NUC, WAT, WND, GEO, or SUN) | Yes | Western
EXCLUDE | IA | IA-Eastern | Hawkeye Wind Farm | 57832 | NORD | WND | WT | 36 | 36 | 0 | 36199 | 0 |  | IPP Non-CHP | N | OP |  | Non Combustion (NUC, WAT, WND, GEO, or SUN) | Yes | Eastern
EXCLUDE | CA | CA-Western | Alta Wind VI | 57833 | AW06 | WND | WT | 150 | 150 | 0 | 181718 | 0 |  | IPP Non-CHP | N | OP |  | Non Combustion (NUC, WAT, WND, GEO, or SUN) | Yes | Western
EXCLUDE | CA | CA-Western | Pinyon Pine I | 57834 | AW07 | WND | WT | 168 | 168 | 0 | 0 | 0 |  | IPP Non-CHP | N | TS |  | Status of Operation (IP, L, P, T) |  | Western
EXCLUDE | CA | CA-Western | Alta Wind VIII | 57835 | AW08 | WND | WT | 150 | 150 | 0 | 224100 | 0 |  | IPP Non-CHP | N | OP |  | Non Combustion (NUC, WAT, WND, GEO, or SUN) | Yes | Western
EXCLUDE | CA | CA-Western | L-8 Solar Project | 57836 | TSM | SUN | PV | 1.5 | 1.3 | 0 | 1117 | 0 |  | IPP Non-CHP | N | OP |  | Non Combustion (NUC, WAT, WND, GEO, or SUN) | Yes | Western
EXCLUDE | CA | CA-Western | Pinyon Pine II | 57837 | AW09 | WND | WT | 132 | 132 | 0 | 0 | 0 |  | IPP Non-CHP | N | TS |  | Status of Operation (IP, L, P, T) |  | Western
EXCLUDE | MA | MA-Eastern | Dartmouth II Solar | 57838 | D2MA | SUN | PV | 2 | 2 | 0 | 0 | 0 |  | IPP Non-CHP | N | OP |  | Non Combustion (NUC, WAT, WND, GEO, or SUN) | Yes | Eastern
UC-NGCC | NJ | NJ-Eastern | Woodbridge Energy Center | 57839 | CT001 | NG | CC | 240 | 240 | 0 | 0 | 0 |  | IPP Non-CHP | N | L |  |  | Yes | Eastern
UC-NGCC | NJ | NJ-Eastern | Woodbridge Energy Center | 57839 | CT002 | NG | CC | 240 | 240 | 0 | 0 | 0 |  | IPP Non-CHP | N | L |  |  | Yes | Eastern
EXCLUDE | CA | CA-Western | ISH Solar Hospital SDMC | 57840 | 1 | SUN | PV | 1.1 | 1.1 | 0 | 1642 | 0 |  | IPP Non-CHP | N | OP |  | Non Combustion (NUC, WAT, WND, GEO, or SUN) |  | Western
EXCLUDE | CA | CA-Western | ISH Solar Hospital Downey | 57841 | 1 | SUN | PV | 1.1 | 1.1 | 0 | 1729 | 0 |  | IPP Non-CHP | N | OP |  | Non Combustion (NUC, WAT, WND, GEO, or SUN) |  | Western
EXCLUDE | NJ | NJ-Eastern | SC Landfill Energy LLC | 57843 | GEN1 | LFG | IC | 1.9 | 1.7 | 0 | 0 | 0 |  | IPP Non-CHP | N | OP |  | Non-Fossil Fuel Type (Less than 10% Fossil Fuel) |  | Eastern
EXCLUDE | IA | IA-Eastern | Franklin County Wind Farm | 57844 | 1 | WND | WT | 100 | 99 | 0 | 10909 | 0 |  | IPP Non-CHP | N | OP |  | Non Combustion (NUC, WAT, WND, GEO, or SUN) | Yes | Eastern
EXCLUDE | NJ | NJ-Eastern | AC Landfill Energy LLC | 57845 | UNIT1 | LFG | IC | 1.6 | 1.5 | 0 | 0 | 0 |  | IPP Non-CHP | N | OP |  | Non-Fossil Fuel Type (Less than 10% Fossil Fuel) |  | Eastern
EXCLUDE | NJ | NJ-Eastern | AC Landfill Energy LLC | 57845 | UNIT2 | LFG | IC | 1.9 | 1.8 | 0 | 0 | 0 |  | IPP Non-CHP | N | OP |  | Non-Fossil Fuel Type (Less than 10% Fossil Fuel) |  | Eastern
EXCLUDE | NJ | NJ-Eastern | AC Landfill Energy LLC | 57845 | UNIT3 | LFG | IC | 1.9 | 1.8 | 0 | 0 | 0 |  | IPP Non-CHP | N | OP |  | Non-Fossil Fuel Type (Less than 10% Fossil Fuel) |  | Eastern
EXCLUDE | NJ | NJ-Eastern | SX Landfill Energy LLC | 57846 | UNIT1 | LFG | IC | 1.6 | 1.5 | 0 | 0 | 0 |  | IPP Non-CHP | N | OP |  | Non-Fossil Fuel Type (Less than 10% Fossil Fuel) |  | Eastern
EXCLUDE | NJ | NJ-Eastern | SX Landfill Energy LLC | 57846 | UNIT2 | LFG | IC | 1.6 | 1.5 | 0 | 0 | 0 |  | IPP Non-CHP | N | OP |  | Non-Fossil Fuel Type (Less than 10% Fossil Fuel) |  | Eastern
EXCLUDE | NJ | NJ-Eastern | BC Landfill Energy LLC | 57847 | UNIT1 | LFG | IC | 1.5 | 1.4 | 0 | 0 | 0 |  | IPP Non-CHP | N | OP |  | Non-Fossil Fuel Type (Less than 10% Fossil Fuel) |  | Eastern
EXCLUDE | NJ | NJ-Eastern | BC Landfill Energy LLC | 57847 | UNIT2 | LFG | IC | 1.5 | 1.4 | 0 | 0 | 0 |  | IPP Non-CHP | N | OP |  | Non-Fossil Fuel Type (Less than 10% Fossil Fuel) |  | Eastern
EXCLUDE | NJ | NJ-Eastern | BC Landfill Energy LLC | 57847 | UNIT3 | LFG | IC | 1.5 | 1.4 | 0 | 0 | 0 |  | IPP Non-CHP | N | OP |  | Non-Fossil Fuel Type (Less than 10% Fossil Fuel) |  | Eastern
EXCLUDE | NJ | NJ-Eastern | BC Landfill Energy LLC | 57847 | UNIT4 | LFG | IC | 1.5 | 1.4 | 0 | 0 | 0 |  | IPP Non-CHP | N | OP |  | Non-Fossil Fuel Type (Less than 10% Fossil Fuel) |  | Eastern
EXCLUDE | NJ | NJ-Eastern | BC Landfill Energy LLC | 57847 | UNIT5 | LFG | IC | 1.5 | 1.4 | 0 | 0 | 0 |  | IPP Non-CHP | N | OP |  | Non-Fossil Fuel Type (Less than 10% Fossil Fuel) |  | Eastern
EXCLUDE | NJ | NJ-Eastern | WC Landfill Energy LLC | 57848 | GEN1 | LFG | IC | 2 | 1.6 | 0 | 0 | 0 |  | IPP Non-CHP | N | OP |  | Non-Fossil Fuel Type (Less than 10% Fossil Fuel) |  | Eastern
EXCLUDE | NJ | NJ-Eastern | WC Landfill Energy LLC | 57848 | SOLAR | SUN | PV | 1.2 | 1.2 | 0 | 0 | 0 |  | IPP Non-CHP | N | V |  | Status of Operation (IP, L, P, T) |  | Eastern
EXCLUDE | CA | CA-Western | Green Acres Solar Facility 1 | 57849 | GASF1 | SUN | PV | 3 | 3 | 0 | 1742 | 0 |  | IPP Non-CHP | N | OP |  | Non Combustion (NUC, WAT, WND, GEO, or SUN) | Yes | Western
EXCLUDE | CA | CA-Western | Green Acres Solar Facility 2 | 57850 | GASF2 | SUN | PV | 1 | 1 | 0 | 578 | 0 |  | IPP Non-CHP | N | OP |  | Non Combustion (NUC, WAT, WND, GEO, or SUN) | Yes | Western
EXCLUDE | MI | MI-Eastern | Sigel Wind Park | 57851 | 1 | WND | WT | 64 | 64 | 0 | 8524 | 0 |  | Electric Utility | N | OP |  | Non Combustion (NUC, WAT, WND, GEO, or SUN) | Yes | Eastern
EXCLUDE | MI | MI-Eastern | Minden Wind Park | 57852 | 1 | WND | WT | 32 | 32 | 0 | 4318 | 0 |  | Electric Utility | N | OP |  | Non Combustion (NUC, WAT, WND, GEO, or SUN) | Yes | Eastern
EXCLUDE | MI | MI-Eastern | McKinley Wind Park | 57853 | 1 | WND | WT | 14.4 | 14.4 | 0 | 1919 | 0 |  | Electric Utility | N | OP |  | Non Combustion (NUC, WAT, WND, GEO, or SUN) | Yes | Eastern
EXCLUDE | CA | CA-Western | North Hollywood | 57854 | 1PT1 | WAT | PS | 1.8 | 1.8 | 0 | 1796 | 0 |  | Electric Utility | N | OP |  | Non Combustion (NUC, WAT, WND, GEO, or SUN) |  | Western
EXCLUDE | CA | CA-Western | North Hollywood | 57854 | 1PT2 | WAT | PS | 1.8 | 1.8 | 0 | 1796 | 0 |  | Electric Utility | N | OP |  | Non Combustion (NUC, WAT, WND, GEO, or SUN) |  | Western
EXCLUDE | CA | CA-Western | North Hollywood | 57854 | 1PT3 | WAT | PS | 1.8 | 1.8 | 0 | 1796 | 0 |  | Electric Utility | N | OP |  | Non Combustion (NUC, WAT, WND, GEO, or SUN) |  | Western
EXCLUDE | CA | CA-Western | North Hollywood | 57854 | 2T1 | WAT | HY | 1.2 | 1.2 | 0 | 0 | 0 |  | Electric Utility | N | OP |  | Non Combustion (NUC, WAT, WND, GEO, or SUN) |  | Western
EXCLUDE | CA | CA-Western | North Hollywood | 57854 | 2T2 | WAT | HY | 1.2 | 1.2 | 0 | 0 | 0 |  | Electric Utility | N | OP |  | Non Combustion (NUC, WAT, WND, GEO, or SUN) |  | Western
EXCLUDE | CA | CA-Western | North Hollywood | 57854 | 2T3 | WAT | HY | 0.5 | 0.5 | 0 | 0 | 0 |  | Electric Utility | N | OP |  | Non Combustion (NUC, WAT, WND, GEO, or SUN) |  | Western
EXCLUDE | CA | CA-Western | North Hollywood | 57854 | 3T1 | WAT | HY | 0.5 | 0.5 | 0 | 0 | 0 |  | Electric Utility | N | OP |  | Non Combustion (NUC, WAT, WND, GEO, or SUN) |  | Western
EXCLUDE | CA | CA-Western | North Hollywood | 57854 | 3T2 | WAT | HY | 0.2 | 0.2 | 0 | 0 | 0 |  | Electric Utility | N | OP |  | Non Combustion (NUC, WAT, WND, GEO, or SUN) |  | Western
EXCLUDE | MA | MA-Eastern | Ipswich Wind Turbine | 57855 | 1 | WND | WT | 1.6 | 1.6 | 0 | 3427 | 0 |  | Electric Utility | N | OP |  | Non Combustion (NUC, WAT, WND, GEO, or SUN) |  | Eastern
EXCLUDE | CA | CA-Western | Univ of California San Diego Solar | 57856 | SGU1 | SUN | PV | 1.2 | 1.2 | 0 | 1803 | 0 |  | Commercial Non-CHP | N | OP |  | Commercial/Industrial Unit |  | Western
EXCLUDE | CA | CA-Western | Kiara Anderson Plant | 57857 | 1 | WDS | ST | 6.8 | 6.8 | 0 | 3534 | 10307.72 |  | IPP CHP | Y | OP |  | Non-Fossil Fuel Type (Less than 10% Fossil Fuel) | Yes | Western
EXCLUDE | KS | KS-Eastern | Caney River Wind Project | 57858 | 1 | WND | WT | 200 | 200 | 0 | 663941 | 0 |  | IPP Non-CHP | N | OP |  | Non Combustion (NUC, WAT, WND, GEO, or SUN) |  | Eastern
EXCLUDE | NV | NV-Western | K Road Moapa Solar | 57859 | 1 | SUN | PV | 250 | 250 | 0 | 0 | 0 |  | IPP Non-CHP | N | L |  | Status of Operation (IP, L, P, T) |  | Western
EXCLUDE | CA | CA-Western | Industry MetroLink PV 1 | 57860 | 1 | SUN | PV | 1.5 | 1.5 | 0 | 2218 | 0 |  | Electric Utility | N | OP |  | Non Combustion (NUC, WAT, WND, GEO, or SUN) | Yes | Western
EXCLUDE | ID | ID-Western | Hidden Hollow Energy | 57861 | UNT1 | LFG | IC | 1.5 | 1.5 | 0 | 0 | 0 |  | IPP Non-CHP | N | OP |  | Non-Fossil Fuel Type (Less than 10% Fossil Fuel) |  | Western
EXCLUDE | ID | ID-Western | Hidden Hollow Energy | 57861 | UNT2 | LFG | IC | 1.5 | 1.5 | 0 | 0 | 0 |  | IPP Non-CHP | N | OP |  | Non-Fossil Fuel Type (Less than 10% Fossil Fuel) |  | Western
EXCLUDE | IN | IN-Eastern | Wildcat Wind Farm I, LLC | 57862 | 1 | WND | WT | 200 | 200 | 0 | 50437 | 0 |  | IPP Non-CHP | N | OP |  | Non Combustion (NUC, WAT, WND, GEO, or SUN) | Yes | Eastern
EXCLUDE | NJ | NJ-Eastern | McKee City Solar Phase 2 | 57863 | UNIT1 | SUN | PV | 2.6 | 2.6 | 0 | 2674 | 0 |  | Electric Utility | N | OP |  | Non Combustion (NUC, WAT, WND, GEO, or SUN) |  | Eastern
EXCLUDE | NJ | NJ-Eastern | Stockton Athletic Center | 57864 | 2LOT7 | SUN | PV | 0.5 | 0.5 | 0 | 487.08 | 0 |  | Commercial Non-CHP | N | OP |  | Commercial/Industrial Unit |  | Eastern
EXCLUDE | NJ | NJ-Eastern | Stockton Athletic Center | 57864 | LOT7 | SUN | PV | 0.2 | 0.2 | 0 | 194.83 | 0 |  | Commercial Non-CHP | N | OP |  | Commercial/Industrial Unit |  | Eastern
EXCLUDE | NJ | NJ-Eastern | Stockton Athletic Center | 57864 | LOT7B | SUN | PV | 0.2 | 0.2 | 0 | 194.83 | 0 |  | Commercial Non-CHP | N | OP |  | Commercial/Industrial Unit |  | Eastern
EXCLUDE | NJ | NJ-Eastern | Stockton Athletic Center | 57864 | SAC | SUN | PV | 0.3 | 0.3 | 0 | 292.25 | 0 |  | Commercial Non-CHP | N | OP |  | Commercial/Industrial Unit |  | Eastern
EXCLUDE | TX | TX-Eastern | Antelope Station | 57865 | E01 | NG | IC | 9.3 | 8.9 | 0 | 0 | 0 |  | Electric Utility | N | OP |  | Internal Combustion |  | Eastern
EXCLUDE | TX | TX-Eastern | Antelope Station | 57865 | E02 | NG | IC | 9.3 | 8.9 | 0 | 0 | 0 |  | Electric Utility | N | OP |  | Internal Combustion |  | Eastern
EXCLUDE | TX | TX-Eastern | Antelope Station | 57865 | E03 | NG | IC | 9.3 | 8.9 | 0 | 0 | 0 |  | Electric Utility | N | OP |  | Internal Combustion |  | Eastern
EXCLUDE | TX | TX-Eastern | Antelope Station | 57865 | E04 | NG | IC | 9.3 | 8.9 | 0 | 0 | 0 |  | Electric Utility | N | OP |  | Internal Combustion |  | Eastern
EXCLUDE | TX | TX-Eastern | Antelope Station | 57865 | E05 | NG | IC | 9.3 | 8.9 | 0 | 0 | 0 |  | Electric Utility | N | OP |  | Internal Combustion |  | Eastern
EXCLUDE | TX | TX-Eastern | Antelope Station | 57865 | E06 | NG | IC | 9.3 | 8.9 | 0 | 0 | 0 |  | Electric Utility | N | OP |  | Internal Combustion |  | Eastern
EXCLUDE | TX | TX-Eastern | Antelope Station | 57865 | E07 | NG | IC | 9.3 | 8.9 | 0 | 0 | 0 |  | Electric Utility | N | OP |  | Internal Combustion |  | Eastern
EXCLUDE | TX | TX-Eastern | Antelope Station | 57865 | E08 | NG | IC | 9.3 | 8.9 | 0 | 0 | 0 |  | Electric Utility | N | OP |  | Internal Combustion |  | Eastern
EXCLUDE | TX | TX-Eastern | Antelope Station | 57865 | E09 | NG | IC | 9.3 | 8.9 | 0 | 0 | 0 |  | Electric Utility | N | OP |  | Internal Combustion |  | Eastern
EXCLUDE | TX | TX-Eastern | Antelope Station | 57865 | E10 | NG | IC | 9.3 | 8.9 | 0 | 0 | 0 |  | Electric Utility | N | OP |  | Internal Combustion |  | Eastern
EXCLUDE | TX | TX-Eastern | Antelope Station | 57865 | E11 | NG | IC | 9.3 | 8.9 | 0 | 0 | 0 |  | Electric Utility | N | OP |  | Internal Combustion |  | Eastern
EXCLUDE | TX | TX-Eastern | Antelope Station | 57865 | E12 | NG | IC | 9.3 | 8.9 | 0 | 0 | 0 |  | Electric Utility | N | OP |  | Internal Combustion |  | Eastern
EXCLUDE | TX | TX-Eastern | Antelope Station | 57865 | E13 | NG | IC | 9.3 | 8.9 | 0 | 0 | 0 |  | Electric Utility | N | OP |  | Internal Combustion |  | Eastern
EXCLUDE | TX | TX-Eastern | Antelope Station | 57865 | E14 | NG | IC | 9.3 | 8.9 | 0 | 0 | 0 |  | Electric Utility | N | OP |  | Internal Combustion |  | Eastern
EXCLUDE | TX | TX-Eastern | Antelope Station | 57865 | E15 | NG | IC | 9.3 | 8.9 | 0 | 0 | 0 |  | Electric Utility | N | OP |  | Internal Combustion |  | Eastern
EXCLUDE | TX | TX-Eastern | Antelope Station | 57865 | E16 | NG | IC | 9.3 | 8.9 | 0 | 0 | 0 |  | Electric Utility | N | OP |  | Internal Combustion |  | Eastern
EXCLUDE | TX | TX-Eastern | Antelope Station | 57865 | E17 | NG | IC | 9.3 | 8.9 | 0 | 0 | 0 |  | Electric Utility | N | OP |  | Internal Combustion |  | Eastern
EXCLUDE | TX | TX-Eastern | Antelope Station | 57865 | E18 | NG | IC | 9.3 | 8.9 | 0 | 0 | 0 |  | Electric Utility | N | OP |  | Internal Combustion |  | Eastern
EXCLUDE | TX | TX-Eastern | Golden Spread Panhandle Wnd Rch | 57866 | PWR | WND | WT | 78.2 | 78.2 | 0 | 297375 | 0 |  | Electric Utility | N | OP |  | Non Combustion (NUC, WAT, WND, GEO, or SUN) |  | Eastern
EXCLUDE | NY | NY-Eastern | Howard Wind Farm | 57867 | 1 | WND | WT | 55.4 | 51.3 | 0 | 92543.14 | 0 |  | IPP Non-CHP | N | OP |  | Non Combustion (NUC, WAT, WND, GEO, or SUN) |  | Eastern
EXCLUDE | NY | NY-Eastern | Howard Wind Farm | 57867 | 2 | WND | WT | 4.1 | 4.1 | 0 | 6848.86 | 0 |  | IPP Non-CHP | N | OP |  | Non Combustion (NUC, WAT, WND, GEO, or SUN) | Yes | Eastern
EXCLUDE | NJ | NJ-Eastern | L'Oreal Piscataway | 57868 | UNIT1 | SUN | PV | 1 | 1 | 0 | 1181 | 0 |  | Industrial Non-CHP | N | OP |  | Commercial/Industrial Unit |  | Eastern
EXCLUDE | NJ | NJ-Eastern | Heller Industrial Parks | 57869 | UNIT1 | SUN | PV | 2.7 | 2.7 | 0 | 3137 | 0 |  | IPP Non-CHP | N | OP |  | Non Combustion (NUC, WAT, WND, GEO, or SUN) |  | Eastern
EXCLUDE | CA | CA-Western | Castle Rock Vineyards | 57870 | SOLAR | SUN | PV | 1 | 1 | 0 | 1915 | 0 |  | Commercial Non-CHP | N | OP |  | Commercial/Industrial Unit |  | Western
EXCLUDE | CA | CA-Western | 2555 E Olympic Bl | 57871 | 1 | SUN | PV | 1 | 1 | 0 | 1740 | 0 |  | Commercial Non-CHP | N | OP |  | Commercial/Industrial Unit | Yes | Western
EXCLUDE | NM | NM-Eastern | LCEC Generation LLVC | 57872 | UNIT1 | NG | IC | 9.3 | 8.7 | 0 | 0 | 0 |  | IPP Non-CHP | N | OP |  | Internal Combustion | Yes | Eastern
EXCLUDE | NM | NM-Eastern | LCEC Generation LLVC | 57872 | UNIT2 | NG | IC | 9.3 | 8.7 | 0 | 0 | 0 |  | IPP Non-CHP | N | OP |  | Internal Combustion | Yes | Eastern
EXCLUDE | NM | NM-Eastern | LCEC Generation LLVC | 57872 | UNIT3 | NG | IC | 9.3 | 8.7 | 0 | 0 | 0 |  | IPP Non-CHP | N | OP |  | Internal Combustion | Yes | Eastern
EXCLUDE | NM | NM-Eastern | LCEC Generation LLVC | 57872 | UNIT4 | NG | IC | 9.3 | 8.7 | 0 | 0 | 0 |  | IPP Non-CHP | N | OP |  | Internal Combustion | Yes | Eastern
EXCLUDE | NM | NM-Eastern | LCEC Generation LLVC | 57872 | UNIT5 | NG | IC | 9.3 | 8.7 | 0 | 0 | 0 |  | IPP Non-CHP | N | OP |  | Internal Combustion | Yes | Eastern
EXCLUDE | IA | IA-Eastern | Eclipse Wind Farm | 57873 | EWF | WND | WT | 200 | 200 | 0 | 246517 | 0 |  | Electric Utility | N | OP |  | Non Combustion (NUC, WAT, WND, GEO, or SUN) | Yes | Eastern
EXCLUDE | IA | IA-Eastern | Vienna Wind Farm | 57874 | VIWF | WND | WT | 103 | 103 | 0 | 30853 | 0 |  | Electric Utility | N | OP |  | Non Combustion (NUC, WAT, WND, GEO, or SUN) | Yes | Eastern
EXCLUDE | IA | IA-Eastern | Morning Light Wind Farm | 57875 | MLWF | WND | WT | 101 | 101 | 0 | 90414 | 0 |  | Electric Utility | N | OP |  | Non Combustion (NUC, WAT, WND, GEO, or SUN) | Yes | Eastern
EXCLUDE | CA | CA-Western | Santa Cruz Energy | 57876 | UNT1 | LFG | IC | 1.6 | 1.5 | 0 | 0 | 0 |  | IPP Non-CHP | N | OP |  | Non-Fossil Fuel Type (Less than 10% Fossil Fuel) |  | Western
EXCLUDE | TX | TX-ERCOT | Trinity Oaks Energy | 57877 | UNT1 | LFG | IC | 1.6 | 1.5 | 0 | 0 | 0 |  | IPP Non-CHP | N | OP |  | Non-Fossil Fuel Type (Less than 10% Fossil Fuel) |  | ERCOT
EXCLUDE | TX | TX-ERCOT | Trinity Oaks Energy | 57877 | UNT2 | LFG | IC | 1.6 | 1.5 | 0 | 0 | 0 |  | IPP Non-CHP | N | OP |  | Non-Fossil Fuel Type (Less than 10% Fossil Fuel) |  | ERCOT
EXCLUDE | TX | TX-ERCOT | Fort Worth Methane | 57878 | UNT1 | LFG | IC | 1.6 | 1.5 | 0 | 0 | 0 |  | IPP Non-CHP | N | OP |  | Non-Fossil Fuel Type (Less than 10% Fossil Fuel) |  | ERCOT
EXCLUDE | MD | MD-Eastern | Perdue Salisbury Photovoltaic | 57879 | SALI | SUN | PV | 1 | 1 | 0 | 1713 | 0 |  | IPP Non-CHP | N | OP |  | Non Combustion (NUC, WAT, WND, GEO, or SUN) |  | Eastern
EXCLUDE | MN | MN-Eastern | Eolos Wind Energy Research Field Station | 57880 | 1 | WND | WT | 2.5 | 2.5 | 0 | 4192 | 0 |  | IPP Non-CHP | N | OP |  | Non Combustion (NUC, WAT, WND, GEO, or SUN) |  | Eastern
EXCLUDE | ND | ND-Eastern | Pioneer Generating Station | 57881 | 01 | NG | GT | 60.5 | 40 | 0 | 0 | 0 |  | Electric Utility | N | U |  | Status of Operation (IP, L, P, T) |  | Eastern
EXCLUDE | ND | ND-Eastern | Pioneer Generating Station | 57881 | 02 | NG | GT | 60.5 | 40 | 0 | 0 | 0 |  | Electric Utility | N | L |  | Status of Operation (IP, L, P, T) |  | Eastern
EXCLUDE | ND | ND-Eastern | Pioneer Generating Station | 57881 | 03 | NG | GT | 60.5 | 40 | 0 | 0 | 0 |  | Electric Utility | N | L |  | Status of Operation (IP, L, P, T) |  | Eastern
EXCLUDE | OR | OR-Western | Baldock Solar Highway | 57882 | BSH1 | SUN | PV | 1.7 | 1.7 | 0 | 1967 | 0 |  | Electric Utility | N | OP |  | Non Combustion (NUC, WAT, WND, GEO, or SUN) | Yes | Western
EXCLUDE | AZ | AZ-Western | Queen Creek Solar Farm | 57883 | GEN1 | SUN | PV | 19 | 18.6 | 0 | 9396 | 0 |  | IPP Non-CHP | N | OP |  | Non Combustion (NUC, WAT, WND, GEO, or SUN) | Yes | Western
EXCLUDE | LA | LA-Eastern | Lake Charles Polymers | 57884 | G-900 | NG | GT | 14.3 | 11.5 | 0 | 0 | 75689.29 |  | Industrial Non-CHP | N | OP |  | Commercial/Industrial Unit |  | Eastern
EXCLUDE | LA | LA-Eastern | Lake Charles Polymers | 57884 | G-901 | NG | IC | 8.4 | 8 | 0 | 0 | 0 |  | Industrial Non-CHP | N | OP |  | Commercial/Industrial Unit |  | Eastern
EXCLUDE | LA | LA-Eastern | Lake Charles Polymers | 57884 | G-902 | NG | IC | 8.4 | 8 | 0 | 0 | 0 |  | Industrial Non-CHP | N | OP |  | Commercial/Industrial Unit |  | Eastern
EXCLUDE | SC | SC-Eastern | Wellford Renewable Energy Plant | 57885 | LFG1 | LFG | IC | 1.6 | 1.6 | 0 | 0 | 0 |  | Electric Utility | N | OP |  | Non-Fossil Fuel Type (Less than 10% Fossil Fuel) |  | Eastern
EXCLUDE | SC | SC-Eastern | City West Diesel Plant | 57886 | DI1 | DFO | IC | 1.8 | 1.8 | 0 | 0 | 0 |  | Electric Utility | N | OP |  | Internal Combustion |  | Eastern
EXCLUDE | SC | SC-Eastern | City West Diesel Plant | 57886 | DI2 | DFO | IC | 1.8 | 1.8 | 0 | 0 | 0 |  | Electric Utility | N | OP |  | Internal Combustion |  | Eastern
EXCLUDE | SC | SC-Eastern | City West Diesel Plant | 57886 | DI3 | DFO | IC | 1.8 | 1.8 | 0 | 0 | 0 |  | Electric Utility | N | OP |  | Internal Combustion |  | Eastern
EXCLUDE | SC | SC-Eastern | City West Diesel Plant | 57886 | DI4 | DFO | IC | 1.8 | 1.8 | 0 | 0 | 0 |  | Electric Utility | N | OP |  | Internal Combustion |  | Eastern
EXCLUDE | NM | NM-Eastern | Wildcat Wind | 57887 | 1 | WND | WT | 27.3 | 27.3 | 0 | 40227 | 0 |  | IPP Non-CHP | N | OP |  | Non Combustion (NUC, WAT, WND, GEO, or SUN) | Yes | Eastern
EXCLUDE | MI | MI-Eastern | Harvest II Windfarm | 57888 | 1 | WND | WT | 59.4 | 59.4 | 0 | 30609 | 0 |  | IPP Non-CHP | N | OP |  | Non Combustion (NUC, WAT, WND, GEO, or SUN) | Yes | Eastern
EXCLUDE | OK | OK-Eastern | KODE Novus II | 57889 | NOVII | WND | WT | 40 | 40 | 0 | 2177 | 0 |  | IPP Non-CHP | N | OP |  | Non Combustion (NUC, WAT, WND, GEO, or SUN) | Yes | Eastern
EXCLUDE | ID | ID-Western | Horse Butte Wind I, LLC | 57890 | 1 | WND | WT | 57.6 | 57.6 | 0 | 60244 | 0 |  | Electric Utility | N | OP |  | Non Combustion (NUC, WAT, WND, GEO, or SUN) | Yes | Western
EXCLUDE | CA | CA-Western | Guernsey Solar Station | 57891 | 1 | SUN | PV | 20 | 20 | 0 | 0 | 0 |  | Electric Utility | N | U |  | Status of Operation (IP, L, P, T) |  | Western
EXCLUDE | CA | CA-Western | Gates Solar Station | 57892 | 1 | SUN | PV | 20 | 20 | 0 | 0 | 0 |  | Electric Utility | N | U |  | Status of Operation (IP, L, P, T) |  | Western
EXCLUDE | VA | VA-Eastern | Martinsville LFG Generator | 57893 | LFG1 | LFG | IC | 1.1 | 1 | 0 | 0 | 0 |  | Electric Utility | N | OP |  | Non-Fossil Fuel Type (Less than 10% Fossil Fuel) | Yes | Eastern
EXCLUDE | FL | FL-Eastern | Levy Nuclear Plant | 57894 | LNP1 | NUC | ST | 1250 | 1092 | 0 | 0 | 0 |  | Electric Utility | N | L |  | Status of Operation (IP, L, P, T) |  | Eastern
EXCLUDE | FL | FL-Eastern | Levy Nuclear Plant | 57894 | LNP2 | NUC | ST | 1250 | 1092 | 0 | 0 | 0 |  | Electric Utility | N | L |  | Status of Operation (IP, L, P, T) |  | Eastern
EXCLUDE | CA | CA-Western | Improvement Dst No. 4 | 57895 | ID4 | SUN | PV | 1.1 | 1.1 | 0 | 1844 | 0 |  | Commercial Non-CHP | N | OP |  | Commercial/Industrial Unit |  | Western
EXCLUDE | NC | NC-Eastern | Concord Energy | 57896 | UNT1 | LFG | GT | 4.8 | 3.9 | 0 | 14765.5 | 13521.84 |  | IPP Non-CHP | N | OP |  | Non-Fossil Fuel Type (Less than 10% Fossil Fuel) | Yes | Eastern
EXCLUDE | NC | NC-Eastern | Concord Energy | 57896 | UNT2 | LFG | GT | 4.8 | 3.9 | 0 | 14765.5 | 13521.84 |  | IPP Non-CHP | N | OP |  | Non-Fossil Fuel Type (Less than 10% Fossil Fuel) | Yes | Eastern
EXCLUDE | VA | VA-Eastern | Richmond Energy | 57897 | UNT1 | LFG | IC | 1.6 | 1.6 | 0 | 0 | 0 |  | IPP Non-CHP | N | OP |  | Non-Fossil Fuel Type (Less than 10% Fossil Fuel) | Yes | Eastern
EXCLUDE | VA | VA-Eastern | Richmond Energy | 57897 | UNT2 | LFG | IC | 1.6 | 1.6 | 0 | 0 | 0 |  | IPP Non-CHP | N | OP |  | Non-Fossil Fuel Type (Less than 10% Fossil Fuel) | Yes | Eastern
EXCLUDE | VA | VA-Eastern | Richmond Energy | 57897 | UNT3 | LFG | IC | 1.6 | 1.6 | 0 | 0 | 0 |  | IPP Non-CHP | N | OP |  | Non-Fossil Fuel Type (Less than 10% Fossil Fuel) | Yes | Eastern
EXCLUDE | VA | VA-Eastern | Richmond Energy | 57897 | UNT4 | LFG | IC | 1.6 | 1.6 | 0 | 0 | 0 |  | IPP Non-CHP | N | OP |  | Non-Fossil Fuel Type (Less than 10% Fossil Fuel) | Yes | Eastern
EXCLUDE | FL | FL-Eastern | Palm Beach Renewable Energy Facility#2 | 57898 | GEN2 | MSW | ST | 96 | 85 | 0 | 0 | 0 |  | Electric Utility | N | P |  | Status of Operation (IP, L, P, T) |  | Eastern
EXCLUDE | UT | UT-Western | Hurricane City Power | 57899 | 1 | DFO | IC | 1.7 | 1.6 | 0 | 0 | 0 |  | Electric Utility | N | SB |  | Internal Combustion |  | Western
EXCLUDE | UT | UT-Western | Hurricane City Power | 57899 | 2 | DFO | IC | 1.7 | 1.6 | 0 | 0 | 0 |  | Electric Utility | N | SB |  | Internal Combustion |  | Western
EXCLUDE | UT | UT-Western | Hurricane City Power | 57899 | 3 | DFO | IC | 1.7 | 1.6 | 0 | 0 | 0 |  | Electric Utility | N | SB |  | Internal Combustion |  | Western
EXCLUDE | UT | UT-Western | Hurricane City Power | 57899 | 4 | NG | GT | 2 | 1.9 | 0 | 454.83 | 382.3 |  | Electric Utility | N | OP |  | Simple cycle unit |  | Western
EXCLUDE | UT | UT-Western | Hurricane City Power | 57899 | 5 | NG | GT | 2 | 1.9 | 0 | 454.83 | 382.3 |  | Electric Utility | N | OP |  | Simple cycle unit |  | Western
EXCLUDE | UT | UT-Western | Hurricane City Power | 57899 | 6 | NG | GT | 2 | 1.9 | 0 | 454.83 | 382.3 |  | Electric Utility | N | OP |  | Simple cycle unit |  | Western
EXCLUDE | UT | UT-Western | Hurricane City Power | 57899 | 7 | NG | GT | 2 | 1.9 | 0 | 454.83 | 382.3 |  | Electric Utility | N | OP |  | Simple cycle unit |  | Western
EXCLUDE | UT | UT-Western | Hurricane City Power | 57899 | 8 | NG | GT | 2 | 1.9 | 0 | 454.83 | 382.3 |  | Electric Utility | N | OP |  | Simple cycle unit |  | Western
EXCLUDE | UT | UT-Western | Hurricane City Power | 57899 | 9 | NG | GT | 2 | 1.9 | 0 | 454.83 | 382.3 |  | Electric Utility | N | OP |  | Simple cycle unit |  | Western
EXCLUDE | CA | CA-Western | Solar Photovoltaic Project #48 | 57900 | S48A | SUN | PV | 0.5 | 0.5 | 0 | 0 | 0 |  | Electric Utility | N | U |  | Status of Operation (IP, L, P, T) |  | Western
EXCLUDE | CA | CA-Western | Solar Photovoltaic Project #48 | 57900 | S48B | SUN | PV | 0.5 | 0.5 | 0 | 0 | 0 |  | Electric Utility | N | U |  | Status of Operation (IP, L, P, T) |  | Western
EXCLUDE | CA | CA-Western | Solar Photovoltaic Project #48 | 57900 | S48C | SUN | PV | 0.5 | 0.5 | 0 | 0 | 0 |  | Electric Utility | N | U |  | Status of Operation (IP, L, P, T) |  | Western
EXCLUDE | CA | CA-Western | Solar Photovoltaic Project #48 | 57900 | S48D | SUN | PV | 0.5 | 0.5 | 0 | 0 | 0 |  | Electric Utility | N | U |  | Status of Operation (IP, L, P, T) |  | Western
EXCLUDE | CA | CA-Western | Solar Photovoltaic Project #48 | 57900 | S48E | SUN | PV | 0.5 | 0.5 | 0 | 0 | 0 |  | Electric Utility | N | U |  | Status of Operation (IP, L, P, T) |  | Western
EXCLUDE | CA | CA-Western | Solar Photovoltaic Project #48 | 57900 | S48F | SUN | PV | 0.5 | 0.5 | 0 | 0 | 0 |  | Electric Utility | N | U |  | Status of Operation (IP, L, P, T) |  | Western
EXCLUDE | CA | CA-Western | Solar Photovoltaic Project #48 | 57900 | S48G | SUN | PV | 0.5 | 0.5 | 0 | 0 | 0 |  | Electric Utility | N | U |  | Status of Operation (IP, L, P, T) |  | Western
EXCLUDE | CA | CA-Western | Solar Photovoltaic Project #48 | 57900 | S48H | SUN | PV | 0.5 | 0.5 | 0 | 0 | 0 |  | Electric Utility | N | U |  | Status of Operation (IP, L, P, T) |  | Western
EXCLUDE | CA | CA-Western | Solar Photovoltaic Project #48 | 57900 | S48I | SUN | PV | 0.5 | 0.5 | 0 | 0 | 0 |  | Electric Utility | N | U |  | Status of Operation (IP, L, P, T) |  | Western
EXCLUDE | CA | CA-Western | Solar Photovoltaic Project #48 | 57900 | S48J | SUN | PV | 0.5 | 0.5 | 0 | 0 | 0 |  | Electric Utility | N | U |  | Status of Operation (IP, L, P, T) |  | Western
UC-NGCC | CA | CA-Western | El Segundo Energy Center LLC | 57901 | 5 | NG | CC | 198 | 195 | 0 | 0 | 0 |  | IPP Non-CHP | N | V |  |  |  | Western
UC-NGCC | CA | CA-Western | El Segundo Energy Center LLC | 57901 | 6 | NG | CC | 70.7 | 60 | 0 | 0 | 0 |  | IPP Non-CHP | N | V |  |  |  | Western
UC-NGCC | CA | CA-Western | El Segundo Energy Center LLC | 57901 | 7 | NG | CC | 198 | 195 | 0 | 0 | 0 |  | IPP Non-CHP | N | V |  |  |  | Western
UC-NGCC | CA | CA-Western | El Segundo Energy Center LLC | 57901 | 8 | NG | CC | 70.7 | 60 | 0 | 0 | 0 |  | IPP Non-CHP | N | V |  |  |  | Western
EXCLUDE | ID | ID-Western | Fighting Creek LFGTE Plant | 57902 | G-123 | LFG | IC | 1.6 | 1.6 | 0 | 0 | 0 |  | Electric Utility | N | OP |  | Non-Fossil Fuel Type (Less than 10% Fossil Fuel) | Yes | Western
EXCLUDE | ID | ID-Western | Fighting Creek LFGTE Plant | 57902 | G-162 | LFG | IC | 1.6 | 1.6 | 0 | 0 | 0 |  | Electric Utility | N | OP |  | Non-Fossil Fuel Type (Less than 10% Fossil Fuel) | Yes | Western
EXCLUDE | MN | MN-Eastern | SMMPA Methane Energy Facility | 57903 | UNIT1 | LFG | IC | 1.6 | 1.5 | 0 | 0 | 0 |  | Electric Utility | N | OP |  | Non-Fossil Fuel Type (Less than 10% Fossil Fuel) | Yes | Eastern
EXCLUDE | CA | CA-Western | San Antonio West Solar Rooftop | 57904 | CHNO | SUN | PV | 1.5 | 1.5 | 0 | 1403 | 0 |  | IPP Non-CHP | N | OP |  | Non Combustion (NUC, WAT, WND, GEO, or SUN) | Yes | Western
EXCLUDE | CA | CA-Western | Hidden Hills Solar Plant 1 | 57905 | 1 | SUN | ST | 250 | 250 | 0 | 0 | 0 |  | IPP Non-CHP | N | L |  | Status of Operation (IP, L, P, T) |  | Western
EXCLUDE | CA | CA-Western | Hidden Hills Solar Plant 2 | 57906 | 1 | SUN | ST | 250 | 250 | 0 | 0 | 0 |  | IPP Non-CHP | N | L |  | Status of Operation (IP, L, P, T) |  | Western
EXCLUDE | CA | CA-Western | Colton Plant | 57907 | 1 | BIT | ST | 15 | 14.3 | 0 | 0 | 0 |  | Industrial CHP | Y | OS |  | Commercial/Industrial Unit |  | Western
EXCLUDE | CA | CA-Western | Colton Plant | 57907 | 2 | BIT | ST | 15 | 14.3 | 0 | 0 | 0 |  | Industrial CHP | Y | OS |  | Commercial/Industrial Unit |  | Western
EXCLUDE | OH | OH-Eastern | Central Utility Plant Cincinnati | 57908 | CTG1 | NG | CC | 11.9 | 11.8 | 0 | 59510.92 | 40016.49 |  | Commercial CHP | Y | OP |  | Commercial/Industrial Unit |  | Eastern
EXCLUDE | OH | OH-Eastern | Central Utility Plant Cincinnati | 57908 | CTG2 | NG | CC | 11.9 | 11.8 | 0 | 59510.92 | 40016.49 |  | Commercial CHP | Y | OP |  | Commercial/Industrial Unit |  | Eastern
EXCLUDE | OH | OH-Eastern | Central Utility Plant Cincinnati | 57908 | P005 | DFO | IC | 1.9 | 1.9 | 0 | 0 | 0 |  | Commercial CHP | N | OP |  | Commercial/Industrial Unit |  | Eastern
EXCLUDE | OH | OH-Eastern | Central Utility Plant Cincinnati | 57908 | STG | NG | CC | 21.5 | 18 | 0 | 107519.72 | 72298.71 |  | Commercial CHP | Y | OP |  | Commercial/Industrial Unit |  | Eastern
EXCLUDE | GA | GA-Eastern | Piedmont Green Power | 57909 | GEN1 | WDS | ST | 60 | 54.5 | 0 | 0 | 0 |  | IPP Non-CHP | N | TS |  | Status of Operation (IP, L, P, T) |  | Eastern
EXCLUDE | MN | MN-Eastern | Centennial Generating Station | 57910 | 1 | DFO | IC | 2.3 | 2 | 0 | 0 | 0 |  | Electric Utility | N | OP |  | Internal Combustion |  | Eastern
EXCLUDE | MN | MN-Eastern | Centennial Generating Station | 57910 | 2 | DFO | IC | 2.3 | 2 | 0 | 0 | 0 |  | Electric Utility | N | OP |  | Internal Combustion |  | Eastern
EXCLUDE | MN | MN-Eastern | Centennial Generating Station | 57910 | 3 | DFO | IC | 2.3 | 2 | 0 | 0 | 0 |  | Electric Utility | N | OP |  | Internal Combustion |  | Eastern
EXCLUDE | MN | MN-Eastern | Centennial Generating Station | 57910 | 4 | DFO | IC | 2.3 | 2 | 0 | 0 | 0 |  | Electric Utility | N | OP |  | Internal Combustion |  | Eastern
EXCLUDE | MN | MN-Eastern | Centennial Generating Station | 57910 | 5 | DFO | IC | 2.3 | 2 | 0 | 0 | 0 |  | Electric Utility | N | OP |  | Internal Combustion |  | Eastern
EXCLUDE | OR | OR-Western | Roseburg LFG | 57911 | 1 | LFG | IC | 1.6 | 1.6 | 0 | 0 | 0 |  | IPP Non-CHP | N | OP |  | Non-Fossil Fuel Type (Less than 10% Fossil Fuel) |  | Western
EXCLUDE | IL | IL-Eastern | Grand Ridge Solar Farm | 57912 | 1 | SUN | PV | 20 | 20 | 0 | 0 | 0 |  | IPP Non-CHP | N | OP |  | Non Combustion (NUC, WAT, WND, GEO, or SUN) | Yes | Eastern
EXCLUDE | CA | CA-Western | Tule Wind LLC | 57913 | 1 | WND | WT | 110 | 110 | 0 | 0 | 0 |  | IPP Non-CHP | N | L |  | Status of Operation (IP, L, P, T) |  | Western
EXCLUDE | MT | MT-Eastern | Sidney MT Plant | 57914 | 1 | LIG | ST | 2 |  | 0 | 4326.2 | 37919.58 |  | Industrial CHP | Y | OP |  | Commercial/Industrial Unit |  | Eastern
EXCLUDE | MT | MT-Eastern | Sidney MT Plant | 57914 | 2 | LIG | ST | 2 |  | 0 | 4326.2 | 37919.58 |  | Industrial CHP | Y | OP |  | Commercial/Industrial Unit |  | Eastern
EXCLUDE | WY | WY-Western | FMC Westvaco | 57915 | 1 | SUB | ST | 3.5 | 3.5 | 0 | 24555.97 | 144412.88 |  | Industrial CHP | Y | OP |  | Commercial/Industrial Unit |  | Western
EXCLUDE | WY | WY-Western | FMC Westvaco | 57915 | 2 | SUB | ST | 3.5 | 3.5 | 0 | 20006.56 | 117657.97 |  | Industrial CHP | Y | OP |  | Commercial/Industrial Unit |  | Western
EXCLUDE | WY | WY-Western | FMC Westvaco | 57915 | 3 | SUB | ST | 4 | 3.5 | 0 | 23082.35 | 135746.56 |  | Industrial CHP | Y | OP |  | Commercial/Industrial Unit |  | Western
EXCLUDE | WY | WY-Western | FMC Westvaco | 57915 | 4 | SUB | ST | 10 | 10 | 0 | 35560.6 | 209130.78 |  | Industrial CHP | Y | OP |  | Commercial/Industrial Unit |  | Western
EXCLUDE | WY | WY-Western | FMC Westvaco | 57915 | 5 | SUB | ST | 10 | 10 | 0 | 64564.44 | 379701.43 |  | Industrial CHP | Y | OP |  | Commercial/Industrial Unit |  | Western
EXCLUDE | WY | WY-Western | FMC Westvaco | 57915 | 6 | SUB | ST | 10 | 10 | 0 | 72847.26 | 428412.44 |  | Industrial CHP | Y | OP |  | Commercial/Industrial Unit |  | Western
EXCLUDE | CA | CA-Western | Spreckels Sugar Company | 57916 | 1 | NG | ST | 8.9 | 8.9 | 0 | 20838.51 | 63192.28 |  | Industrial CHP | Y | OP |  | Commercial/Industrial Unit |  | Western
EXCLUDE | WV | WV-Eastern | Bayer CropScience Institute Plant | 57917 | 1 | BIT | ST | 6.3 | 6.3 | 0 | 15594.31 | 129762.54 |  | Industrial Non-CHP | N | OP |  | Commercial/Industrial Unit |  | Eastern
EXCLUDE | WV | WV-Eastern | Bayer CropScience Institute Plant | 57917 | 2 | BIT | ST | 6.3 | 6.3 | 0 | 31188.62 | 259525.08 |  | Industrial Non-CHP | N | OP |  | Commercial/Industrial Unit |  | Eastern
EXCLUDE | IL | IL-Eastern | Jacksonville Developmental Center | 57918 | 1 | BIT | ST | 0.7 | 0.7 | 0 | 889.82 | 6342.18 |  | Commercial CHP | Y | OP | 2013 | Commercial/Industrial Unit |  | Eastern
EXCLUDE | IL | IL-Eastern | Jacksonville Developmental Center | 57918 | 2 | BIT | ST | 0.7 | 0.7 | 0 | 889.82 | 6342.18 |  | Commercial CHP | Y | OP | 2013 | Commercial/Industrial Unit |  | Eastern
EXCLUDE | IL | IL-Eastern | Jacksonville Developmental Center | 57918 | 3 | BIT | ST | 2 | 2 | 0 | 2542.35 | 18120.51 |  | Commercial CHP | Y | OP | 2013 | Commercial/Industrial Unit |  | Eastern
EXCLUDE | SC | SC-Eastern | Sonoco Products Co | 57919 | 2 | NG | ST | 2.5 | 2.5 | 0 | 4938.15 | 12889.97 |  | Industrial CHP | Y | SB | 2015 | Commercial/Industrial Unit |  | Eastern
EXCLUDE | SC | SC-Eastern | Sonoco Products Co | 57919 | 3 | NG | ST | 10 | 10 | 0 | 19752.59 | 132615.5 |  | Industrial CHP | Y | OP |  | Commercial/Industrial Unit |  | Eastern
EXCLUDE | SC | SC-Eastern | Sonoco Products Co | 57919 | 4 | BIT | ST | 28 | 28 | 0 | 55307.26 | 185819.33 |  | Industrial CHP | Y | OP |  | Commercial/Industrial Unit |  | Eastern
EXCLUDE | AZ | AZ-Western | Dolan Springs | 57920 | 1 | WND | WT | 350 | 350 | 0 | 0 | 0 |  | IPP Non-CHP | N | L |  | Status of Operation (IP, L, P, T) |  | Western
EXCLUDE | CA | CA-Western | Kettleman Solar | 57921 | 1 | SUN | PV | 22 | 22 | 0 | 0 | 0 |  | IPP Non-CHP | N | L |  | Status of Operation (IP, L, P, T) |  | Western
EXCLUDE | AZ | AZ-Western | Dry Lake Solar | 57922 | 1 | SUN | PV | 50 | 50 | 0 | 0 | 0 |  | IPP Non-CHP | N | IP |  | Status of Operation (IP, L, P, T) |  | Western
EXCLUDE | CA | CA-Western | Tierra Bonita Solar | 57923 | 1 | SUN | PV | 22 | 22 | 0 | 0 | 0 |  | IPP Non-CHP | N | IP |  | Status of Operation (IP, L, P, T) |  | Western
EXCLUDE | OR | OR-Western | Klamath Solar | 57924 | 1 | SUN | PV | 5 | 5 | 0 | 0 | 0 |  | IPP Non-CHP | N | IP |  | Status of Operation (IP, L, P, T) |  | Western
EXCLUDE | OH | OH-Eastern | Heat Plant 770 | 57926 | HP | BIT | ST | 1.2 |  | 0 | 1436.96 | 16040.85 |  | Commercial CHP | Y | OA |  | Commercial/Industrial Unit |  | Eastern
EXCLUDE | OH | OH-Eastern | Heat Plant 770 | 57926 | LP | BIT | ST | 0.8 |  | 0 | 957.97 | 10693.9 |  | Commercial CHP | Y | OP |  | Commercial/Industrial Unit |  | Eastern
EXCLUDE | TX | TX-ERCOT | Penascal III | 57927 | 1 | WND | WT | 201.6 | 201.6 | 0 | 0 | 0 |  | IPP Non-CHP | N | L |  | Status of Operation (IP, L, P, T) |  | ERCOT
EXCLUDE | IL | IL-Eastern | SIUC | 57928 | EMER | DFO | IC | 1.6 | 1.6 | 0 | 0 | 0 |  | Commercial CHP | N | SB |  | Commercial/Industrial Unit |  | Eastern
EXCLUDE | IL | IL-Eastern | SIUC | 57928 | GEN5 | BIT | ST | 3.5 | 2.8 | 0 | 16561.78 | 106261.59 |  | Commercial CHP | Y | OP |  | Commercial/Industrial Unit |  | Eastern
EXCLUDE | OH | OH-Eastern | East Campus Utility Plant | 57929 | P007 | DFO | IC | 2 | 1.7 | 0 | 0 | 0 |  | Commercial Non-CHP | N | OP |  | Commercial/Industrial Unit |  | Eastern
EXCLUDE | OH | OH-Eastern | East Campus Utility Plant | 57929 | P008 | DFO | IC | 1.5 | 1.5 | 0 | 0 | 0 |  | Commercial Non-CHP | N | OP |  | Commercial/Industrial Unit |  | Eastern
EXCLUDE | OH | OH-Eastern | East Campus Utility Plant | 57929 | STG | NG | ST | 1.3 | 1.2 | 0 | 0 | 1379.28 |  | Commercial Non-CHP | N | OP |  | Commercial/Industrial Unit |  | Eastern
EXCLUDE | AZ | AZ-Western | Amonix UASTP Solar Power Station | 57930 | UAST | SUN | PV | 1.9 | 1.9 | 0 | 4196 | 0 |  | IPP Non-CHP | N | OP |  | Non Combustion (NUC, WAT, WND, GEO, or SUN) |  | Western
EXCLUDE | MA | MA-Eastern | Holyoke Solar Cooperative at Mueller | 57931 | PV1 | SUN | PV | 2.7 | 2.7 | 0 | 4339 | 0 |  | IPP Non-CHP | N | OP |  | Non Combustion (NUC, WAT, WND, GEO, or SUN) |  | Eastern
EXCLUDE | MO | MO-Eastern | Wentzville Assembly & Contiguous | 57932 | GEN1 | BIT | ST | 3 | 3 | 0 | 266 | 128249.65 |  | Industrial CHP | Y | OP |  | Commercial/Industrial Unit |  | Eastern
EXCLUDE | CA | CA-Western | Campbell Soup Solar Facility | 57933 | CSSF | SUN | PV | 1.9 | 1.9 | 0 | 1662 | 0 |  | Industrial Non-CHP | N | OP |  | Commercial/Industrial Unit | Yes | Western
EXCLUDE | MA | MA-Eastern | Douglas Solar | 57934 | DOMA | SUN | PV | 2 | 2 | 0 | 0 | 0 |  | IPP Non-CHP | N | OP |  | Non Combustion (NUC, WAT, WND, GEO, or SUN) | Yes | Eastern
EXCLUDE | AK | AK-Alaska | Eva Creek Wind | 57935 | EVW | WND | WT | 24.6 | 24 | 0 | 0 | 0 |  | Electric Utility | N | TS |  | State not covered under final 111(d) |  | Alaska
EXCLUDE | GA | GA-Eastern | Albany Brewery | 57936 | GEN1 | BIT | ST | 6 | 2.5 | 0 | 0 | 92134.84 |  | Industrial Non-CHP | N | SB |  | Commercial/Industrial Unit |  | Eastern
EXCLUDE | NE | NE-Eastern | Western Sugar Coop - Scottsbluff | 57937 | SCBF | SUB | ST | 5 | 5 | 0 | 0 | 267956.41 |  | Industrial Non-CHP | N | OP |  | Commercial/Industrial Unit |  | Eastern
EXCLUDE | LA | LA-Eastern | ADA Carbon Solutions Red River | 57938 | GEN1 | WH | ST | 20.8 | 20.5 | 0 | 29502.55 | 0 |  | Industrial CHP | Y | OP |  | Commercial/Industrial Unit |  | Eastern
EXCLUDE | AZ | AZ-Western | Walmart Casa Grande | 57939 | 1 | SUN | PV | 1.1 | 0.5 | 0 | 2027.3 | 0 |  | Commercial Non-CHP | N | OP |  | Commercial/Industrial Unit |  | Western
EXCLUDE | AZ | AZ-Western | Walmart Casa Grande | 57939 | 2 | SUN | PV | 0.9 | 1 | 0 | 1658.7 | 0 |  | Commercial Non-CHP | N | OP |  | Commercial/Industrial Unit |  | Western
EXCLUDE | OH | OH-Eastern | Wausau Paper Middletown | 57940 | G3 | BIT | ST | 7.5 | 1 | 0 | 0 | 106064.07 |  | Industrial CHP | Y | OP |  | Commercial/Industrial Unit |  | Eastern
EXCLUDE | MA | MA-Eastern | Town of Uxbridge MA at Commerce Dr | 57941 | PV1 | SUN | PV | 1.8 | 1.8 | 0 | 1442 | 0 |  | IPP Non-CHP | N | OP |  | Non Combustion (NUC, WAT, WND, GEO, or SUN) | Yes | Eastern
EXCLUDE | MA | MA-Eastern | Town of Norfolk MA at Medway Branch | 57942 | PV1 | SUN | PV | 1.2 | 1.2 | 0 | 946 | 0 |  | IPP Non-CHP | N | OP |  | Non Combustion (NUC, WAT, WND, GEO, or SUN) | Yes | Eastern
EXCLUDE | ND | ND-Eastern | Lonesome Creek Station | 57943 | 01 | NG | GT | 60.5 | 40 | 0 | 0 | 0 |  | Electric Utility | N | U |  | Status of Operation (IP, L, P, T) |  | Eastern
EXCLUDE | ND | ND-Eastern | Lonesome Creek Station | 57943 | 02 | NG | GT | 60.5 | 40 | 0 | 0 | 0 |  | Electric Utility | N | L |  | Status of Operation (IP, L, P, T) |  | Eastern
EXCLUDE | ND | ND-Eastern | Lonesome Creek Station | 57943 | 03 | NG | GT | 60.5 | 40 | 0 | 0 | 0 |  | Electric Utility | N | L |  | Status of Operation (IP, L, P, T) |  | Eastern
EXCLUDE | MD | MD-Eastern | Goddard Steam Plant | 57944 | 1 | BIT | ST | 6.2 | 5 | 0 | 15466 | 85535.57 |  | Commercial Non-CHP | N | OP | 2016 | Commercial/Industrial Unit |  | Eastern
EXCLUDE | MD | MD-Eastern | Goddard Steam Plant | 57944 | 2 | BIT | ST | 6.2 | 5 | 0 | 10134 | 56046.65 |  | Commercial Non-CHP | N | OP | 2016 | Commercial/Industrial Unit |  | Eastern
EXCLUDE | SC | SC-Eastern | Berkeley County Landfill | 57945 | B1 | LFG | IC | 1.6 | 1.5 | 0 | 0 | 0 |  | Electric Utility | N | OP |  | Non-Fossil Fuel Type (Less than 10% Fossil Fuel) |  | Eastern
EXCLUDE | SC | SC-Eastern | Berkeley County Landfill | 57945 | B2 | LFG | IC | 1.6 | 1.5 | 0 | 0 | 0 |  | Electric Utility | N | OP |  | Non-Fossil Fuel Type (Less than 10% Fossil Fuel) |  | Eastern
EXCLUDE | MO | MO-Eastern | Fredericktown Energy Center | 57946 | UNIT1 | NG | GT | 13.8 | 12 | 0 | 0 | 0 |  | Electric Utility | N | V |  | Status of Operation (IP, L, P, T) |  | Eastern
EXCLUDE | MO | MO-Eastern | Fredericktown Energy Center | 57946 | UNIT2 | NG | GT | 13.8 | 12 | 0 | 0 | 0 |  | Electric Utility | N | V |  | Status of Operation (IP, L, P, T) |  | Eastern
EXCLUDE | NM | NM-Western | Macho Springs Power I | 57947 | GEN | WND | WT | 50.4 | 50.4 | 0 | 125783 | 0 |  | IPP Non-CHP | N | OP |  | Non Combustion (NUC, WAT, WND, GEO, or SUN) |  | Western
EXCLUDE | NJ | NJ-Eastern | NJ Oak Solar Plant | 57948 | OAK | SUN | PV | 10 | 10 | 0 | 16906 | 0 |  | IPP Non-CHP | N | OP |  | Non Combustion (NUC, WAT, WND, GEO, or SUN) |  | Eastern
EXCLUDE | MI | MI-Eastern | MSC Sebewaing | 57949 | 1 | BIT | ST | 1.5 |  | 0 | 0 | 48340.37 |  | Industrial Non-CHP | N | OP |  | Commercial/Industrial Unit |  | Eastern
EXCLUDE | MI | MI-Eastern | MSC Sebewaing | 57949 | 2 | BIT | ST | 1 |  | 0 | 0 | 32226.91 |  | Industrial Non-CHP | N | OP |  | Commercial/Industrial Unit |  | Eastern
EXCLUDE | MI | MI-Eastern | MSC Croswell | 57950 | 1 | BIT | ST | 1.3 |  | 0 | 2189.29 | 50531.4 |  | Industrial Non-CHP | N | OP |  | Commercial/Industrial Unit |  | Eastern
EXCLUDE | NJ | NJ-Eastern | Shore Point Solar | 57951 | 1 | SUN | PV | 1 | 1 | 0 | 1346 | 0 |  | IPP Non-CHP | N | OP |  | Non Combustion (NUC, WAT, WND, GEO, or SUN) |  | Eastern
EXCLUDE | TX | TX-Eastern | Woodall Gas Plant | 57952 | GEN1 | NG | IC | 1 | 1 | 0 | 0 | 0 |  | Industrial Non-CHP | N | OP |  | Commercial/Industrial Unit | Yes | Eastern
EXCLUDE | TX | TX-Eastern | Woodall Gas Plant | 57952 | GEN2 | NG | IC | 1 | 1 | 0 | 0 | 0 |  | Industrial Non-CHP | N | OP |  | Commercial/Industrial Unit | Yes | Eastern
EXCLUDE | TX | TX-Eastern | Woodall Gas Plant | 57952 | GEN3 | NG | IC | 1 | 1 | 0 | 0 | 0 |  | Industrial Non-CHP | N | OP |  | Commercial/Industrial Unit | Yes | Eastern
EXCLUDE | IA | IA-Eastern | Roquette America | 57953 | GT | NG | CC | 40 | 38 | 0 | 14677.6 | 7020.38 |  | Industrial CHP | Y | SB |  | Commercial/Industrial Unit |  | Eastern
EXCLUDE | IA | IA-Eastern | Roquette America | 57953 | HRSG | NG | CC | 10 | 10 | 0 | 3669.4 | 1755.1 |  | Industrial CHP | Y | SB |  | Commercial/Industrial Unit |  | Eastern
EXCLUDE | IA | IA-Eastern | Roquette America | 57953 | ST | PC | ST | 34.4 | 32 | 0 | 117000 | 468536.67 |  | Industrial CHP | Y | OP |  | Commercial/Industrial Unit |  | Eastern
EXCLUDE | KY | KY-Eastern | Silver Grove | 57955 | 1 | NG | GT | 5.2 | 4.3 | 0 | 12547 | 12334.13 |  | Industrial CHP | Y | OA |  | Commercial/Industrial Unit |  | Eastern
EXCLUDE | OK | OK-Eastern | Minco Wind II, LLC | 57956 | 1 | WND | WT | 100.8 | 100.8 | 0 | 380194 | 0 |  | IPP Non-CHP | N | OP |  | Non Combustion (NUC, WAT, WND, GEO, or SUN) |  | Eastern
EXCLUDE | CA | CA-Western | LanEast Solar Farm LLC | 57957 | 1 | SUN | PV | 20.2 | 20.2 | 0 | 0 | 0 |  | IPP Non-CHP | N | L |  | Status of Operation (IP, L, P, T) |  | Western
EXCLUDE | CA | CA-Western | LanWest Solar Farm LLC | 57958 | 1 | SUN | PV | 5 | 5 | 0 | 0 | 0 |  | IPP Non-CHP | N | L |  | Status of Operation (IP, L, P, T) |  | Western
EXCLUDE | CA | CA-Western | Desert Green Solar Farm LLC | 57959 | 1 | SUN | PV | 6.5 | 6.5 | 0 | 0 | 0 |  | IPP Non-CHP | N | L |  | Status of Operation (IP, L, P, T) |  | Western
EXCLUDE | CA | CA-Western | Rugged Solar LLC | 57960 | 1 | SUN | PV | 80 | 80 | 0 | 0 | 0 |  | IPP Non-CHP | N | L |  | Status of Operation (IP, L, P, T) |  | Western
EXCLUDE | CA | CA-Western | Tierra Del Sol Solar Farm LLC | 57961 | 1 | SUN | PV | 45 | 45 | 0 | 0 | 0 |  | IPP Non-CHP | N | L |  | Status of Operation (IP, L, P, T) |  | Western
EXCLUDE | CA | CA-Western | Brookfield Tehachapi 1 | 57962 | BT1 | WND | WT | 102 | 102 | 0 | 184391 | 0 |  | IPP Non-CHP | N | OP |  | Non Combustion (NUC, WAT, WND, GEO, or SUN) | Yes | Western
EXCLUDE | MT | MT-Western | Musselshell Wind Project | 57963 | MWP1 | WND | WT | 10 | 10 | 0 | 119 | 0 |  | IPP Non-CHP | N | OP |  | Non Combustion (NUC, WAT, WND, GEO, or SUN) | Yes | Western
EXCLUDE | IL | IL-Eastern | Shady Oaks Wind Farm | 57964 | 1 | WND | WT | 109.5 | 109.5 | 0 | 166955 | 0 |  | IPP Non-CHP | N | OP |  | Non Combustion (NUC, WAT, WND, GEO, or SUN) | Yes | Eastern
EXCLUDE | MT | MT-Western | Musselshell Wind Project Two LLC | 57965 | MWP2 | WND | WT | 10 | 10 | 0 | 324 | 0 |  | IPP Non-CHP | N | OP |  | Non Combustion (NUC, WAT, WND, GEO, or SUN) | Yes | Western
EXCLUDE | MN | MN-Eastern | Southeast Steam Plant | 57966 | SSP | NG | ST | 13 | 0.1 | 0 | 5607 | 75927.04 |  | Commercial Non-CHP | N | OP |  | Commercial/Industrial Unit |  | Eastern
EXCLUDE | WY | WY-Western | Western Sugar Coop - Torrington | 57967 | GEGEN | SUB | ST | 2 | 2 | 0 | 2640 | 25471.71 |  | Industrial CHP | Y | OP |  | Commercial/Industrial Unit |  | Western
EXCLUDE | WI | WI-Eastern | Cashton Greens Wind Farm | 57968 | CGWF | WND | WT | 5 | 5 | 0 | 5861 | 0 |  | IPP Non-CHP | N | OP |  | Non Combustion (NUC, WAT, WND, GEO, or SUN) | Yes | Eastern
EXCLUDE | WA | WA-Western | Darrington | 57969 | GEN1 | WDS | ST | 4.5 | 4.5 | 0 | 14028 | 80743.44 |  | Industrial CHP | Y | OP |  | Commercial/Industrial Unit |  | Western
EXCLUDE | CA | CA-Western | Butte College Main Campus Solar | 57970 | SOL1 | SUN | PV | 3.5 | 2.9 | 0 | 4859 | 0 |  | Commercial Non-CHP | N | OP |  | Commercial/Industrial Unit |  | Western
EXCLUDE | CA | CA-Western | SF Southeast Cogen Plant | 57971 | COGEN | OBG | IC | 2.1 | 1.9 | 0 | 0 | 0 |  | Commercial Non-CHP | N | OP |  | Commercial/Industrial Unit |  | Western
EXCLUDE | NY | NY-Eastern | AES Johnson City | 57972 | JCP1 | MWH | BA | 8 | 8 | 0 | 0 | 0 |  | IPP Non-CHP | N | OP |  | Non-Fossil Fuel Type (Less than 10% Fossil Fuel) |  | Eastern
EXCLUDE | TX | TX-Eastern | Spinning Spur Wind LLC | 57973 | GEN1 | WND | WT | 161 | 161 | 0 | 52370 | 0 |  | IPP Non-CHP | N | OP |  | Non Combustion (NUC, WAT, WND, GEO, or SUN) | Yes | Eastern
EXCLUDE | TX | TX-ERCOT | Bobcat Bluff Wind Project LLC | 57974 | GEN1 | WND | WT | 150 | 150 | 0 | 9472 | 0 |  | IPP Non-CHP | N | OP |  | Non Combustion (NUC, WAT, WND, GEO, or SUN) | Yes | ERCOT
EXCLUDE | KS | KS-Eastern | Spearville 3 LLC | 57975 | GEN1 | WND | WT | 108 | 108 | 0 | 75743 | 0 |  | IPP Non-CHP | N | OP |  | Non Combustion (NUC, WAT, WND, GEO, or SUN) | Yes | Eastern
EXCLUDE | IA | IA-Eastern | Pocahontas Prairie Wind Farm | 57976 | 1 | WND | WT | 80 | 80 | 0 | 250760 | 0 |  | IPP Non-CHP | N | OP |  | Non Combustion (NUC, WAT, WND, GEO, or SUN) | Yes | Eastern
EXCLUDE | CA | CA-Western | High Sierra Cogeneration Plant | 57977 | ENG1 | NG | IC | 3 | 2.5 | 0 | 0 | 0 |  | Electric Utility | Y | OP |  | Internal Combustion |  | Western
EXCLUDE | CA | CA-Western | High Sierra Cogeneration Plant | 57977 | ENG2 | NG | IC | 3 | 2.5 | 0 | 0 | 0 |  | Electric Utility | Y | OP |  | Internal Combustion |  | Western
UC NGCC - commenced in 2012 | CA | CA-Western | Lodi Energy Center | 57978 | CT1 | NG | CC | 185 | 162 | 2250 | 95403.03 | 40949.16 |  | Electric Utility | N | OP |  |  | Yes | Western
UC NGCC - commenced in 2012 | CA | CA-Western | Lodi Energy Center | 57978 | ST1 | NG | CC | 130 | 95 | 2250 | 67039.97 | 28775.08 |  | Electric Utility | N | OP |  |  | Yes | Western
EXCLUDE | VT | VT-Eastern | Kingdom Community Wind | 57979 | KCW | WND | WT | 65 | 65 | 0 | 13780 | 0 |  | Electric Utility | N | OP |  | State not covered under final 111(d) | Yes | Eastern
EXCLUDE | CO | CO-Western | Yuma | 524 | 2 | DFO | IC | 0.1 | 0.1 | 0 | 0 | 0 |  | Electric Utility | N | OP |  | Internal Combustion |  | Western
EXCLUDE | TX | TX-ERCOT | Senate Wind LLC | 57981 | GEN1 | WND | WT | 150 | 150 | 0 | 39059 | 0 |  | IPP Non-CHP | N | OP |  | Non Combustion (NUC, WAT, WND, GEO, or SUN) | Yes | ERCOT
EXCLUDE | CA | CA-Western | Meridian Vineyards | 57982 | PV-1 | SUN | PV | 0.5 | 0.5 | 0 | 936.36 | 0 |  | IPP Non-CHP | N | OP |  | Non Combustion (NUC, WAT, WND, GEO, or SUN) |  | Western
EXCLUDE | CA | CA-Western | Meridian Vineyards | 57982 | PV-2 | SUN | PV | 0.6 | 0.6 | 0 | 1123.64 | 0 |  | IPP Non-CHP | N | OP |  | Non Combustion (NUC, WAT, WND, GEO, or SUN) |  | Western
EXCLUDE | TX | TX-Eastern | Stephens Ranch Wind Energy LLC | 57983 | 1 | WND | WT | 377.5 | 377.5 | 0 | 0 | 0 |  | IPP Non-CHP | N | P |  | Status of Operation (IP, L, P, T) |  | Eastern
EXCLUDE | MI | MI-Eastern | Lake Winds Energy Park | 57984 | LWEP | WND | WT | 100.8 | 100.8 | 0 | 23176 | 0 |  | Electric Utility | N | OP |  | Non Combustion (NUC, WAT, WND, GEO, or SUN) | Yes | Eastern
EXCLUDE | NM | NM-Western | SunE EPE2 LLC | 57985 | 1 | SUN | PV | 13.6 | 13.6 | 0 | 22670 | 0 |  | IPP Non-CHP | N | OP |  | Non Combustion (NUC, WAT, WND, GEO, or SUN) | Yes | Western
EXCLUDE | NM | NM-Western | SunE EPE1 LLC | 57986 | 1 | SUN | PV | 11.3 | 11.3 | 0 | 7870 | 0 |  | IPP Non-CHP | N | OP |  | Non Combustion (NUC, WAT, WND, GEO, or SUN) | Yes | Western
EXCLUDE | OK | OK-Eastern | Canadian Hills Wind | 57987 | 1 | WND | WT | 298.5 | 298.5 | 0 | 138512 | 0 |  | IPP Non-CHP | N | OP |  | Non Combustion (NUC, WAT, WND, GEO, or SUN) | Yes | Eastern
EXCLUDE | CA | CA-Western | Lincoln Landfill | 57988 | GEN1 | LFG | IC | 0.8 | 0.8 | 0 | 0 | 0 |  | IPP Non-CHP | N | OP |  | Non-Fossil Fuel Type (Less than 10% Fossil Fuel) |  | Western
EXCLUDE | CA | CA-Western | Lincoln Landfill | 57988 | GEN2 | LFG | IC | 0.8 | 0.8 | 0 | 0 | 0 |  | IPP Non-CHP | N | OP |  | Non-Fossil Fuel Type (Less than 10% Fossil Fuel) |  | Western
EXCLUDE | CA | CA-Western | Lincoln Landfill | 57988 | GEN3 | LFG | IC | 0.8 | 0.8 | 0 | 0 | 0 |  | IPP Non-CHP | N | OP |  | Non-Fossil Fuel Type (Less than 10% Fossil Fuel) |  | Western
EXCLUDE | CA | CA-Western | Lincoln Landfill | 57988 | GEN4 | LFG | IC | 0.8 | 0.8 | 0 | 0 | 0 |  | IPP Non-CHP | N | OP |  | Non-Fossil Fuel Type (Less than 10% Fossil Fuel) | Yes | Western
EXCLUDE | CA | CA-Western | Lincoln Landfill | 57988 | GEN5 | LFG | IC | 0.8 | 0.8 | 0 | 0 | 0 |  | IPP Non-CHP | N | OP |  | Non-Fossil Fuel Type (Less than 10% Fossil Fuel) |  | Western
EXCLUDE | CA | CA-Western | Lincoln Landfill | 57988 | GEN6 | LFG | IC | 0.8 | 0.8 | 0 | 0 | 0 |  | IPP Non-CHP | N | OP |  | Non-Fossil Fuel Type (Less than 10% Fossil Fuel) |  | Western
EXCLUDE | MA | MA-Eastern | Groveland Solar | 57989 | GSMA | SUN | PV | 3.2 | 3.2 | 0 | 0 | 0 |  | IPP Non-CHP | N | OP |  | Non Combustion (NUC, WAT, WND, GEO, or SUN) | Yes | Eastern
EXCLUDE | MA | MA-Eastern | Shrewsbury Solar | 57990 | SSMA | SUN | PV | 2.5 | 2.5 | 0 | 0 | 0 |  | IPP Non-CHP | N | OP |  | Non Combustion (NUC, WAT, WND, GEO, or SUN) | Yes | Eastern
EXCLUDE | PA | PA-Eastern | Highland North Wind Farm | 57991 | 1 | WND | WT | 75 | 75 | 0 | 118876 | 0 |  | IPP Non-CHP | N | OP |  | Non Combustion (NUC, WAT, WND, GEO, or SUN) | Yes | Eastern
EXCLUDE | MA | MA-Eastern | Boston Scientific Solar | 57992 | BSMA | SUN | PV | 1.1 | 1.1 | 0 | 32.67 | 0 |  | IPP Non-CHP | N | OP |  | Non Combustion (NUC, WAT, WND, GEO, or SUN) | Yes | Eastern
EXCLUDE | CA | CA-Western | Desert Sunlight 300, LLC | 57993 | DSL1 | SUN | PV | 40.3 | 40.3 | 0 | 0 | 0 |  | IPP Non-CHP | N | U |  | Status of Operation (IP, L, P, T) |  | Western
EXCLUDE | CA | CA-Western | Desert Sunlight 300, LLC | 57993 | DSL10 | SUN | PV | 30.2 | 30.2 | 0 | 0 | 0 |  | IPP Non-CHP | N | T |  | Status of Operation (IP, L, P, T) |  | Western
EXCLUDE | CA | CA-Western | Desert Sunlight 300, LLC | 57993 | DSL11 | SUN | PV | 20.2 | 20.2 | 0 | 0 | 0 |  | IPP Non-CHP | N | T |  | Status of Operation (IP, L, P, T) |  | Western
EXCLUDE | CA | CA-Western | Desert Sunlight 300, LLC | 57993 | DSL2 | SUN | PV | 40.3 | 40.3 | 0 | 0 | 0 |  | IPP Non-CHP | N | U |  | Status of Operation (IP, L, P, T) |  | Western
EXCLUDE | CA | CA-Western | Desert Sunlight 300, LLC | 57993 | DSL3 | SUN | PV | 40.3 | 40.3 | 0 | 0 | 0 |  | IPP Non-CHP | N | T |  | Status of Operation (IP, L, P, T) |  | Western
EXCLUDE | CA | CA-Western | Desert Sunlight 300, LLC | 57993 | DSL4 | SUN | PV | 30.2 | 30.2 | 0 | 0 | 0 |  | IPP Non-CHP | N | T |  | Status of Operation (IP, L, P, T) |  | Western
EXCLUDE | CA | CA-Western | Desert Sunlight 300, LLC | 57993 | DSL5 | SUN | PV | 25.2 | 25.2 | 0 | 0 | 0 |  | IPP Non-CHP | N | T |  | Status of Operation (IP, L, P, T) |  | Western
EXCLUDE | CA | CA-Western | Desert Sunlight 300, LLC | 57993 | DSL6 | SUN | PV | 25.2 | 25.2 | 0 | 0 | 0 |  | IPP Non-CHP | N | T |  | Status of Operation (IP, L, P, T) |  | Western
EXCLUDE | CA | CA-Western | Desert Sunlight 300, LLC | 57993 | DSL7 | SUN | PV | 20.2 | 20.2 | 0 | 0 | 0 |  | IPP Non-CHP | N | T |  | Status of Operation (IP, L, P, T) |  | Western
EXCLUDE | CA | CA-Western | Desert Sunlight 300, LLC | 57993 | DSL8 | SUN | PV | 18.9 | 18.9 | 0 | 0 | 0 |  | IPP Non-CHP | N | T |  | Status of Operation (IP, L, P, T) |  | Western
EXCLUDE | CA | CA-Western | Desert Sunlight 300, LLC | 57993 | DSL9 | SUN | PV | 22.7 | 22.7 | 0 | 0 | 0 |  | IPP Non-CHP | N | T |  | Status of Operation (IP, L, P, T) |  | Western
EXCLUDE | NC | NC-Eastern | Apple Data Center PV | 57994 | PV1 | SUN | PV | 21 | 20 | 0 | 0 | 0 |  | Commercial Non-CHP | N | TS |  | Commercial/Industrial Unit |  | Eastern
EXCLUDE | MT | MT-Western | NaturEner Rim Rock Energy | 57995 | RR | WND | WT | 189 | 180 | 0 | 56893.32 | 0 |  | IPP Non-CHP | N | OP |  | Non Combustion (NUC, WAT, WND, GEO, or SUN) | Yes | Western
EXCLUDE | HI | HI-Hawaii | Auwahi Wind Energy | 57996 | AWEB | MWH | BA | 11 | 11 | 0 | 0 | 0 |  | IPP Non-CHP | N | OP |  | State not covered under final 111(d) | Yes | Hawaii
EXCLUDE | HI | HI-Hawaii | Auwahi Wind Energy | 57996 | AWET | WND | WT | 24 | 24 | 0 | 3206 | 0 |  | IPP Non-CHP | N | OP |  | State not covered under final 111(d) | Yes | Hawaii
EXCLUDE | AZ | AZ-Western | Foothills Solar Plant | 57997 | PV1 | SUN | PV | 17 | 17 | 0 | 0 | 0 |  | Electric Utility | N | TS |  | Status of Operation (IP, L, P, T) |  | Western
EXCLUDE | AZ | AZ-Western | Foothills Solar Plant | 57997 | PV2 | SUN | PV | 18 | 18 | 0 | 0 | 0 |  | Electric Utility | N | U |  | Status of Operation (IP, L, P, T) |  | Western
EXCLUDE | PA | PA-Eastern | Twin Ridges Wind Farm | 57998 | 1 | WND | WT | 139.4 | 139.4 | 0 | 22830 | 0 |  | IPP Non-CHP | N | OP |  | Non Combustion (NUC, WAT, WND, GEO, or SUN) | Yes | Eastern
EXCLUDE | PA | PA-Eastern | Patton Wind Farm | 57999 | 1 | WND | WT | 30 | 30 | 0 | 4023 | 0 |  | IPP Non-CHP | N | OP |  | Non Combustion (NUC, WAT, WND, GEO, or SUN) | Yes | Eastern
EXCLUDE | TX | TX-ERCOT | Anacacho Wind Farm, LLC | 58000 | ANA | WND | WT | 99.8 | 99.8 | 0 | 20264 | 0 |  | IPP Non-CHP | N | OP |  | Non Combustion (NUC, WAT, WND, GEO, or SUN) | Yes | ERCOT
UC-NGCC | TX | TX-ERCOT | Panda Temple Power Station | 58001 | CTG-1 | NG | CC | 232 | 204 | 0 | 0 | 0 |  | IPP Non-CHP | N | U |  |  |  | ERCOT
UC-NGCC | TX | TX-ERCOT | Panda Temple Power Station | 58001 | CTG-2 | NG | CC | 232 | 204 | 0 | 0 | 0 |  | IPP Non-CHP | N | U |  |  |  | ERCOT
UC-NGCC | TX | TX-ERCOT | Panda Temple Power Station | 58001 | CTG-3 | NG | CC | 232 | 204 | 0 | 0 | 0 |  | IPP Non-CHP | N | U |  |  |  | ERCOT
UC-NGCC | TX | TX-ERCOT | Panda Temple Power Station | 58001 | CTG-4 | NG | CC | 232 | 204 | 0 | 0 | 0 |  | IPP Non-CHP | N | U |  |  |  | ERCOT
UC-NGCC | TX | TX-ERCOT | Panda Temple Power Station | 58001 | STG-1 | NG | CC | 339.2 | 309 | 0 | 0 | 0 |  | IPP Non-CHP | N | U |  |  |  | ERCOT
UC-NGCC | TX | TX-ERCOT | Panda Temple Power Station | 58001 | STG-2 | NG | CC | 339.2 | 309 | 0 | 0 | 0 |  | IPP Non-CHP | N | U |  |  |  | ERCOT
EXCLUDE | CA | CA-Western | Alpaugh North | 58002 | SPS | SUN | PV | 20 | 20 | 0 | 0 | 0 |  | IPP Non-CHP | N | OP |  | Non Combustion (NUC, WAT, WND, GEO, or SUN) | Yes | Western
EXCLUDE | CA | CA-Western | Alpaugh 50 | 58003 | SPS50 | SUN | PV | 50 | 50 | 0 | 0 | 0 |  | IPP Non-CHP | N | OP |  | Non Combustion (NUC, WAT, WND, GEO, or SUN) | Yes | Western
EXCLUDE | NH | NH-Eastern | Granite Reliable Power | 58004 | 1 | WND | WT | 99 | 99 | 0 | 138729 | 0 |  | IPP Non-CHP | N | OP |  | Non Combustion (NUC, WAT, WND, GEO, or SUN) | Yes | Eastern
UC-NGCC | TX | TX-ERCOT | Panda Sherman Power Station | 58005 | CTG-1 | NG | CC | 232 | 204 | 0 | 0 | 0 |  | IPP Non-CHP | N | U |  |  |  | ERCOT
UC-NGCC | TX | TX-ERCOT | Panda Sherman Power Station | 58005 | CTG-2 | NG | CC | 232 | 204 | 0 | 0 | 0 |  | IPP Non-CHP | N | U |  |  |  | ERCOT
UC-NGCC | TX | TX-ERCOT | Panda Sherman Power Station | 58005 | STG-1 | NG | CC | 339.2 | 309 | 0 | 0 | 0 |  | IPP Non-CHP | N | U |  |  |  | ERCOT
EXCLUDE | UT | UT-Western | Salt Palace Solar Gen Plant | 58006 | 1 | SUN | PV | 0.8 | 0.8 | 0 | 996.31 | 0 |  | IPP Non-CHP | N | OP |  | Non Combustion (NUC, WAT, WND, GEO, or SUN) | Yes | Western
EXCLUDE | UT | UT-Western | Salt Palace Solar Gen Plant | 58006 | 2 | SUN | PV | 0.5 | 0.5 | 0 | 622.69 | 0 |  | IPP Non-CHP | N | OP |  | Non Combustion (NUC, WAT, WND, GEO, or SUN) | Yes | Western
EXCLUDE | CA | CA-Western | Brea Expansion Plant | 58007 | G1 | LFG | CC | 6.8 | 6.8 | 0 | 4240.31 | 2613.18 |  | IPP Non-CHP | N | OP |  | Non-Fossil Fuel Type (Less than 10% Fossil Fuel) | Yes | Western
EXCLUDE | CA | CA-Western | Brea Expansion Plant | 58007 | G2 | LFG | CC | 6.8 | 6.8 | 0 | 4240.31 | 2613.18 |  | IPP Non-CHP | N | OP |  | Non-Fossil Fuel Type (Less than 10% Fossil Fuel) | Yes | Western
EXCLUDE | CA | CA-Western | Brea Expansion Plant | 58007 | G3 | LFG | CC | 6.8 | 6.8 | 0 | 4240.31 | 2613.18 |  | IPP Non-CHP | N | OP |  | Non-Fossil Fuel Type (Less than 10% Fossil Fuel) | Yes | Western
EXCLUDE | CA | CA-Western | Brea Expansion Plant | 58007 | G4 | LFG | CC | 6.8 | 6.8 | 0 | 4240.31 | 2613.18 |  | IPP Non-CHP | N | OP |  | Non-Fossil Fuel Type (Less than 10% Fossil Fuel) | Yes | Western
EXCLUDE | CA | CA-Western | Brea Expansion Plant | 58007 | G5 | LFG | CC | 10 | 10 | 0 | 6235.75 | 3842.91 |  | IPP Non-CHP | N | OP |  | Non-Fossil Fuel Type (Less than 10% Fossil Fuel) | Yes | Western
EXCLUDE | IL | IL-Eastern | California Ridge Wind Energy LLC | 58008 | CR | WND | WT | 217 | 200 | 0 | 65192 | 0 |  | IPP Non-CHP | N | OP |  | Non Combustion (NUC, WAT, WND, GEO, or SUN) | Yes | Eastern
EXCLUDE | TX | TX-ERCOT | SunE CPS3 LLC | 58009 | 1 | SUN | PV | 5.6 | 5.6 | 0 | 4532.3 | 0 |  | IPP Non-CHP | N | OP |  | Non Combustion (NUC, WAT, WND, GEO, or SUN) | Yes | ERCOT
EXCLUDE | TX | TX-ERCOT | SunE CPS3 LLC | 58009 | 2 | SUN | PV | 5 | 5 | 0 | 4046.7 | 0 |  | IPP Non-CHP | N | OP |  | Non Combustion (NUC, WAT, WND, GEO, or SUN) | Yes | ERCOT
EXCLUDE | NM | NM-Western | WSMR I | 58010 | WSMR1 | SUN | PV | 4.2 | 4.2 | 0 | 756.91 | 0 |  | IPP Non-CHP | N | OP |  | Non Combustion (NUC, WAT, WND, GEO, or SUN) | Yes | Western
EXCLUDE | NM | NM-Western | WSMR I | 58010 | WSMR2 | SUN | PV | 0.4 | 0.4 | 0 | 72.09 | 0 |  | IPP Non-CHP | N | OP |  | Non Combustion (NUC, WAT, WND, GEO, or SUN) | Yes | Western
EXCLUDE | GA | GA-Eastern | IKEA Savannah 490 | 58011 | PV | SUN | PV | 1.2 | 1.2 | 0 | 228 | 0 |  | Commercial Non-CHP | N | OP |  | Commercial/Industrial Unit | Yes | Eastern
EXCLUDE | FL | FL-Eastern | IKEA Tampa 042 | 58012 | PV | SUN | PV | 1 | 1 | 0 | 661 | 0 |  | Commercial Non-CHP | N | OP |  | Commercial/Industrial Unit | Yes | Eastern
EXCLUDE | TX | TX-ERCOT | IKEA Round Rock 027 | 58013 | PV | SUN | PV | 1.4 | 1.3 | 0 | 624 | 0 |  | Commercial Non-CHP | N | OP |  | Commercial/Industrial Unit | Yes | ERCOT
EXCLUDE | MD | MD-Eastern | IKEA Perryville 460 | 58014 | PV | SUN | PV | 2.1 | 2 | 0 | 0 | 0 |  | Commercial Non-CHP | N | U |  | Commercial/Industrial Unit |  | Eastern
EXCLUDE | MD | MD-Eastern | IKEA College Park 411 | 58015 | PV | SUN | PV | 1 | 1 | 0 | 1364 | 0 |  | Commercial Non-CHP | N | OP |  | Commercial/Industrial Unit | Yes | Eastern
EXCLUDE | NJ | NJ-Eastern | IKEA Westhampton 061 | 58016 | PV | SUN | PV | 1.8 | 1.8 | 0 | 0 | 0 |  | Commercial Non-CHP | N | U |  | Commercial/Industrial Unit |  | Eastern
EXCLUDE | NV | NV-Western | Copper Mountain Solar 2 | 58017 | PV01 | SUN | PV | 30 | 30 | 0 | 22999.79 | 0 |  | IPP Non-CHP | N | OP |  | Non Combustion (NUC, WAT, WND, GEO, or SUN) | Yes | Western
EXCLUDE | NV | NV-Western | Copper Mountain Solar 2 | 58017 | PV02 | SUN | PV | 30 | 30 | 0 | 22999.79 | 0 |  | IPP Non-CHP | N | OP |  | Non Combustion (NUC, WAT, WND, GEO, or SUN) | Yes | Western
EXCLUDE | NV | NV-Western | Copper Mountain Solar 2 | 58017 | PV03 | SUN | PV | 34 | 34 | 0 | 26066.43 | 0 |  | IPP Non-CHP | N | OP |  | Non Combustion (NUC, WAT, WND, GEO, or SUN) | Yes | Western
EXCLUDE | NV | NV-Western | Copper Mountain Solar 2 | 58017 | PV04 | SUN | PV | 30 | 30 | 0 | 0 | 0 |  | IPP Non-CHP | N | T |  | Status of Operation (IP, L, P, T) |  | Western
EXCLUDE | NV | NV-Western | Copper Mountain Solar 2 | 58017 | PV05 | SUN | PV | 30 | 30 | 0 | 0 | 0 |  | IPP Non-CHP | N | T |  | Status of Operation (IP, L, P, T) |  | Western
EXCLUDE | KS | KS-Eastern | Shooting Star Wind Project LLC | 58018 | 1 | WND | WT | 104 | 104 | 0 | 68401 | 0 |  | IPP Non-CHP | N | OP |  | Non Combustion (NUC, WAT, WND, GEO, or SUN) | Yes | Eastern
EXCLUDE | ID | ID-Western | High Mesa Energy LLC | 58019 | 1 | WND | WT | 40 | 40 | 0 | 2953 | 0 |  | IPP Non-CHP | N | OP |  | Non Combustion (NUC, WAT, WND, GEO, or SUN) | Yes | Western
EXCLUDE | MI | MI-Eastern | Beebe Renewable Energy LLC | 58020 | 1 | WND | WT | 81.6 | 81.6 | 0 | 8315 | 0 |  | IPP Non-CHP | N | OP |  | Non Combustion (NUC, WAT, WND, GEO, or SUN) | Yes | Eastern
EXCLUDE | TX | TX-ERCOT | Whitetail Wind Energy LLC | 58021 | 1 | WND | WT | 92 | 92 | 0 | 18988 | 0 |  | IPP Non-CHP | N | OP |  | Non Combustion (NUC, WAT, WND, GEO, or SUN) | Yes | ERCOT
EXCLUDE | OR | OR-Western | Neal Hot Springs Geothermal Project | 58022 | NHS1 | GEO | BT | 11 | 5.9 | 0 | 5413.67 | 0 |  | IPP Non-CHP | N | OP |  | Non Combustion (NUC, WAT, WND, GEO, or SUN) | Yes | Western
EXCLUDE | OR | OR-Western | Neal Hot Springs Geothermal Project | 58022 | NHS2 | GEO | BT | 11 | 5.9 | 0 | 5413.67 | 0 |  | IPP Non-CHP | N | OP |  | Non Combustion (NUC, WAT, WND, GEO, or SUN) | Yes | Western
EXCLUDE | OR | OR-Western | Neal Hot Springs Geothermal Project | 58022 | NHS3 | GEO | BT | 11 | 5.9 | 0 | 5413.67 | 0 |  | IPP Non-CHP | N | OP |  | Non Combustion (NUC, WAT, WND, GEO, or SUN) | Yes | Western
EXCLUDE | PA | PA-Eastern | Evergreen Community Power | 58023 | ECP | WDS | ST | 33 | 25 | 0 | 34638 | 112147.56 |  | Industrial CHP | Y | OP |  | Commercial/Industrial Unit |  | Eastern
EXCLUDE | MO | MO-Eastern | St Joseph Landfill Generating Station | 58024 | UNIT1 | LFG | IC | 1.6 | 1.6 | 0 | 0 | 0 |  | Electric Utility | N | OP |  | Non-Fossil Fuel Type (Less than 10% Fossil Fuel) |  | Eastern
EXCLUDE | MA | MA-Eastern | Mt Wachusett Community College | 58025 | WTG1 | WND | WT | 1.7 | 1.7 | 0 | 2303.5 | 0 |  | Commercial Non-CHP | N | OP |  | Commercial/Industrial Unit |  | Eastern
EXCLUDE | MA | MA-Eastern | Mt Wachusett Community College | 58025 | WTG2 | WND | WT | 1.7 | 1.7 | 0 | 2303.5 | 0 |  | Commercial Non-CHP | N | OP |  | Commercial/Industrial Unit |  | Eastern
EXCLUDE | ME | ME-Eastern | Spruce Mountain WInd | 58026 | 1 | WND | WT | 20 | 20 | 0 | 56374 | 0 |  | IPP Non-CHP | N | OP |  | Non Combustion (NUC, WAT, WND, GEO, or SUN) |  | Eastern
EXCLUDE | TX | TX-ERCOT | SunE CPS2 LLC | 58027 | 1 | SUN | PV | 10 | 9.9 | 0 | 9943 | 0 |  | IPP Non-CHP | N | OP |  | Non Combustion (NUC, WAT, WND, GEO, or SUN) | Yes | ERCOT
EXCLUDE | CA | CA-Western | IKEA Tejon 345 | 58028 | PV | SUN | PV | 1.5 | 1.5 | 0 | 3059 | 0 |  | Commercial Non-CHP | N | OP |  | Commercial/Industrial Unit |  | Western
EXCLUDE | NJ | NJ-Eastern | Constellation New Energy Inc | 58029 | PV1 | SUN | PV | 3.9 | 3.9 | 0 | 6880 | 0 |  | IPP Non-CHP | N | OP |  | Non Combustion (NUC, WAT, WND, GEO, or SUN) |  | Eastern
EXCLUDE | NJ | NJ-Eastern | Reeves Station Rd East | 58030 | REEVE | SUN | PV | 5.5 | 5.5 | 0 | 1225 | 0 |  | IPP Non-CHP | N | OP |  | Non Combustion (NUC, WAT, WND, GEO, or SUN) | Yes | Eastern
EXCLUDE | MA | MA-Eastern | Padelford Solar | 58032 | PSMA | SUN | PV | 2.2 | 2.2 | 0 | 0 | 0 |  | IPP Non-CHP | N | OP |  | Non Combustion (NUC, WAT, WND, GEO, or SUN) | Yes | Eastern
EXCLUDE | CA | CA-Western | Nickel 1 Solar Facility | 58034 | 1 | SUN | PV | 1.5 | 1.5 | 0 | 124 | 0 |  | IPP Non-CHP | N | OP |  | Non Combustion (NUC, WAT, WND, GEO, or SUN) | Yes | Western
EXCLUDE | RI | RI-Eastern | Block Island Wind Farm | 58035 | BIWF | WND | WS | 30 | 29.3 | 0 | 0 | 0 |  | IPP Non-CHP | N | L |  | Status of Operation (IP, L, P, T) |  | Eastern
EXCLUDE | NJ | NJ-Eastern | Riverside Renewable Energy LLC | 58036 | 1 | SUN | PV | 7.5 | 7.5 | 0 | 10128 | 0 |  | IPP Non-CHP | N | OP |  | Non Combustion (NUC, WAT, WND, GEO, or SUN) |  | Eastern
EXCLUDE | AZ | AZ-Western | Buckeye Union HS District 201 | 58037 | PV1 | SUN | PV | 3.3 | 3.3 | 0 | 6883 | 0 |  | IPP Non-CHP | N | OP |  | Non Combustion (NUC, WAT, WND, GEO, or SUN) |  | Western
EXCLUDE | IA | IA-Eastern | Buffalo Center Wind LLC | 58038 | BCW | WND | WT | 1.5 | 1.5 | 0 | 6310 | 0 |  | IPP Non-CHP | N | OP |  | Non Combustion (NUC, WAT, WND, GEO, or SUN) |  | Eastern
EXCLUDE | CA | CA-Western | K Road Modesto Solar | 58039 | 1 | SUN | PV | 25 | 25 | 0 | 1908 | 0 |  | IPP Non-CHP | N | OP |  | Non Combustion (NUC, WAT, WND, GEO, or SUN) | Yes | Western
EXCLUDE | NJ | NJ-Eastern | United Stationers Supply Solar Electric | 58040 | SEF-A | SUN | PV | 2 | 2 | 0 | 2195 | 0 |  | Commercial Non-CHP | N | OP |  | Commercial/Industrial Unit |  | Eastern
EXCLUDE | NJ | NJ-Eastern | United Stationers Supply Solar Electric | 58040 | SEF-B | SUN | PV | 0.8 | 0.8 | 0 | 878 | 0 |  | Commercial Non-CHP | N | OP |  | Commercial/Industrial Unit |  | Eastern
EXCLUDE | OK | OK-Eastern | Chisholm View Wind Project | 58041 | 1 | WND | WT | 235.2 | 235.2 | 0 | 0 | 0 |  | IPP Non-CHP | N | OP |  | Non Combustion (NUC, WAT, WND, GEO, or SUN) | Yes | Eastern
EXCLUDE | AZ | AZ-Western | Black Mountain Solar LLC | 58042 | 1 | SUN | PV | 9 | 9 | 0 | 908 | 0 |  | IPP Non-CHP | N | OP |  | Non Combustion (NUC, WAT, WND, GEO, or SUN) | Yes | Western
EXCLUDE | IN | IN-Eastern | Lilly Technical Center | 58043 | 1 | DFO | IC | 1 | 1 | 0 | 0 | 0 |  | Industrial Non-CHP | N | SB |  | Commercial/Industrial Unit |  | Eastern
EXCLUDE | IN | IN-Eastern | Lilly Technical Center | 58043 | 2 | DFO | IC | 1 | 1 | 0 | 0 | 0 |  | Industrial Non-CHP | N | SB |  | Commercial/Industrial Unit |  | Eastern
EXCLUDE | IN | IN-Eastern | Lilly Technical Center | 58043 | 3 | DFO | IC | 2 | 2 | 0 | 0 | 0 |  | Industrial Non-CHP | N | SB |  | Commercial/Industrial Unit |  | Eastern
EXCLUDE | IN | IN-Eastern | Lilly Technical Center | 58043 | 4 | DFO | IC | 2 | 2 | 0 | 0 | 0 |  | Industrial Non-CHP | N | SB |  | Commercial/Industrial Unit |  | Eastern
EXCLUDE | IN | IN-Eastern | Lilly Technical Center | 58043 | 5 | PUR | ST | 1 | 1 | 0 | 0 | 0 |  | Industrial Non-CHP | N | OT |  | Commercial/Industrial Unit |  | Eastern
EXCLUDE | IA | IA-Eastern | Pioneer Grove Wind Farm | 58044 | GEN1 | WND | WT | 6 | 4.5 | 0 | 108 | 0 |  | IPP Non-CHP | N | OP |  | Non Combustion (NUC, WAT, WND, GEO, or SUN) | Yes | Eastern
EXCLUDE | MN | MN-Eastern | Community Wind South | 58045 | GEN1 | WND | WT | 30 | 30 | 0 | 1624 | 0 |  | IPP Non-CHP | N | OP |  | Non Combustion (NUC, WAT, WND, GEO, or SUN) | Yes | Eastern
EXCLUDE | NC | NC-Eastern | Works 53 | 58046 | 1 | DFO | IC | 1 | 1 | 0 | 0 | 0 |  | Industrial Non-CHP | N | SB |  | Commercial/Industrial Unit |  | Eastern
EXCLUDE | NC | NC-Eastern | Works 53 | 58046 | 2 | DFO | IC | 1.2 | 1.2 | 0 | 0 | 0 |  | Industrial Non-CHP | N | SB |  | Commercial/Industrial Unit |  | Eastern
EXCLUDE | NC | NC-Eastern | Works 53 | 58046 | 3 | DFO | IC | 1.5 | 1.5 | 0 | 0 | 0 |  | Industrial Non-CHP | N | SB |  | Commercial/Industrial Unit |  | Eastern
EXCLUDE | PA | PA-Eastern | PPG Monroeville Chemicals Center | 58047 | 2 | DFO | IC | 0.3 | 0.3 | 0 | 0 | 0 |  | Commercial Non-CHP | N | SB |  | Commercial/Industrial Unit |  | Eastern
EXCLUDE | PA | PA-Eastern | PPG Monroeville Chemicals Center | 58047 | 3 | DFO | IC | 0.8 | 0.8 | 0 | 0 | 0 |  | Commercial Non-CHP | N | SB |  | Commercial/Industrial Unit |  | Eastern
EXCLUDE | TX | TX-ERCOT | BayWa r.e Mozart LLC | 58048 | 1 | WND | WT | 30 | 30 | 0 | 8644 | 0 |  | IPP Non-CHP | N | OP |  | Non Combustion (NUC, WAT, WND, GEO, or SUN) | Yes | ERCOT
EXCLUDE | NJ | NJ-Eastern | Jordache Enterprises Solar | 58049 | PV | SUN | PV | 1 | 1 | 0 | 67 | 0 |  | Commercial Non-CHP | N | OP |  | Commercial/Industrial Unit |  | Eastern
EXCLUDE | NC | NC-Eastern | Miller Coors Eden LLC | 58050 | TRB1 | BIT | ST | 5.5 | 5 | 0 | 0 | 0 |  | Industrial CHP | Y | OS |  | Commercial/Industrial Unit |  | Eastern
EXCLUDE | PA | PA-Eastern | PPG Industries, Inc. Works 6 | 58051 | L1 | DFO | IC | 2 | 2 | 0 | 0 | 0 |  | Industrial Non-CHP | N | SB |  | Commercial/Industrial Unit |  | Eastern
EXCLUDE | PA | PA-Eastern | PPG Industries, Inc. Works 6 | 58051 | L2AE | DFO | IC | 1.5 | 1.5 | 0 | 0 | 0 |  | Industrial Non-CHP | N | SB |  | Commercial/Industrial Unit |  | Eastern
EXCLUDE | PA | PA-Eastern | PPG Industries, Inc. Works 6 | 58051 | L2BW | DFO | IC | 1.5 | 1.5 | 0 | 0 | 0 |  | Industrial Non-CHP | N | SB |  | Commercial/Industrial Unit |  | Eastern
EXCLUDE | MI | MI-Eastern | Battle Creek Mill | 58052 | #1TG | NG | ST | 2 | 0.8 | 0 | 2600 | 2551.28 |  | Industrial CHP | Y | OP |  | Commercial/Industrial Unit |  | Eastern
EXCLUDE | MI | MI-Eastern | Battle Creek Mill | 58052 | #2TG | NG | ST | 2 | 0.8 | 0 | 2600 | 2551.28 |  | Industrial CHP | Y | OS |  | Commercial/Industrial Unit |  | Eastern
EXCLUDE | CA | CA-Western | PPG Industries, Inc. Works 15 | 58053 | IG#2 | DFO | IC | 0.9 | 0.7 | 0 | 0 | 0 |  | Industrial Non-CHP | N | SB |  | Commercial/Industrial Unit |  | Western
EXCLUDE | CA | CA-Western | PPG Industries, Inc. Works 15 | 58053 | OG#1 | DFO | IC | 1.3 | 1 | 0 | 0 | 0 |  | Industrial Non-CHP | N | SB |  | Commercial/Industrial Unit |  | Western
EXCLUDE | CA | CA-Western | PPG Industries, Inc. Works 15 | 58053 | OG#3 | DFO | IC | 1.1 | 0.9 | 0 | 0 | 0 |  | Industrial Non-CHP | N | SB |  | Commercial/Industrial Unit |  | Western
EXCLUDE | NH | NH-Eastern | Burgess BioPower | 58054 | ST01 | WDS | ST | 75 | 67.5 | 0 | 0 | 0 |  | IPP Non-CHP | N | V |  | Status of Operation (IP, L, P, T) |  | Eastern
EXCLUDE | IN | IN-Eastern | Windy Ridge Generating Facility | 58055 | 1 | OBG | IC | 0.7 | 0.6 | 0 | 0 | 0 |  | Industrial Non-CHP | N | OP |  | Commercial/Industrial Unit | Yes | Eastern
EXCLUDE | IN | IN-Eastern | Windy Ridge Generating Facility | 58055 | 2 | OBG | IC | 0.7 | 0.6 | 0 | 0 | 0 |  | Industrial Non-CHP | N | OP |  | Commercial/Industrial Unit | Yes | Eastern
EXCLUDE | CA | CA-Western | MillerCoors Irwindale Brewery | 58056 | JEN1 | OBG | IC | 0.5 | 0.5 | 0 | 0 | 0 |  | Industrial Non-CHP | N | OP |  | Commercial/Industrial Unit |  | Western
EXCLUDE | CA | CA-Western | MillerCoors Irwindale Brewery | 58056 | JEN2 | OBG | IC | 0.5 | 0.5 | 0 | 0 | 0 |  | Industrial Non-CHP | N | OP |  | Commercial/Industrial Unit |  | Western
EXCLUDE | CA | CA-Western | MillerCoors Irwindale Brewery | 58056 | T100 | NG | GT | 5.2 | 4.1 | 0 | 17040.5 | 12754.19 |  | Industrial Non-CHP | N | OP |  | Commercial/Industrial Unit |  | Western
EXCLUDE | CA | CA-Western | MillerCoors Irwindale Brewery | 58056 | T200 | NG | GT | 5.2 | 4.1 | 0 | 17040.5 | 12754.19 |  | Industrial Non-CHP | N | OP |  | Commercial/Industrial Unit |  | Western
EXCLUDE | VA | VA-Eastern | MillerCoors Shenandoah Brewery | 58057 | WWTP | OBG | GT | 1.4 | 1.4 | 0 | 2906.68 | 1474.72 |  | Industrial Non-CHP | N | OP |  | Commercial/Industrial Unit | Yes | Eastern
EXCLUDE | CA | CA-Western | Paramount Refinery | 58058 | 1 | NG | GT | 6.7 | 6.5 | 0 | 29780 | 31515.9 |  | Industrial CHP | Y | OP |  | Commercial/Industrial Unit |  | Western
EXCLUDE | OH | OH-Eastern | MillerCoors Trenton Brewery | 58059 | GE | BIT | ST | 13.8 | 8 | 0 | 0 | 65514.74 |  | Industrial CHP | Y | OP |  | Commercial/Industrial Unit |  | Eastern
EXCLUDE | OH | OH-Eastern | MillerCoors Trenton Brewery | 58059 | MURR | BIT | ST | 8 | 3 | 0 | 0 | 37979.56 |  | Industrial CHP | Y | OS |  | Commercial/Industrial Unit |  | Eastern
EXCLUDE | AL | AL-Eastern | Decatur-Morgan Co LFG Recovery Project | 58061 | 0290 | LFG | IC | 0.8 | 0.8 | 0 | 0 | 0 |  | IPP Non-CHP | N | OP |  | Non-Fossil Fuel Type (Less than 10% Fossil Fuel) |  | Eastern
EXCLUDE | AL | AL-Eastern | Decatur-Morgan Co LFG Recovery Project | 58061 | 1496 | LFG | IC | 0.8 | 0.8 | 0 | 0 | 0 |  | IPP Non-CHP | N | OP |  | Non-Fossil Fuel Type (Less than 10% Fossil Fuel) |  | Eastern
EXCLUDE | CA | CA-Western | Imperial Valley Solar Company 1 LLC | 58062 | 0001 | SUN | PV | 23 | 23 | 0 | 28821 | 0 |  | IPP Non-CHP | N | OP |  | Non Combustion (NUC, WAT, WND, GEO, or SUN) | Yes | Western
EXCLUDE | IN | IN-Eastern | SABIC Innovative Plastics Mt. Vernon | 58063 | 1 | BIT | ST | 5.5 | 3 | 0 | 0 | 0 |  | Industrial Non-CHP | N | OA |  | Commercial/Industrial Unit |  | Eastern
EXCLUDE | GA | GA-Eastern | Laredo Bus Facility Solar Canopies | 58064 | LBFS | SUN | PV | 1 | 1 | 0 | 1319 | 0 |  | Commercial Non-CHP | N | OP |  | Commercial/Industrial Unit | Yes | Eastern
EXCLUDE | MA | MA-Eastern | Charlestown Wind Turbine | 58065 | CWT1 | WND | WT | 1.5 | 1.5 | 0 | 1081 | 0 |  | IPP Non-CHP | N | OP |  | Non Combustion (NUC, WAT, WND, GEO, or SUN) |  | Eastern
EXCLUDE | MI | MI-Eastern | PCA, Filer City Mill | 58066 | TG2 | BIT | ST | 8 | 2 | 0 | 39146 | 188223.83 |  | Industrial Non-CHP | N | OP |  | Commercial/Industrial Unit |  | Eastern
EXCLUDE | MI | MI-Eastern | PCA, Filer City Mill | 58066 | TG3 | BIT | ST | 11.5 | 4 | 0 | 42549 | 204586.31 |  | Industrial Non-CHP | N | OP |  | Commercial/Industrial Unit |  | Eastern
EXCLUDE | TX | TX-ERCOT | SunE CPS1 LLC | 58068 | 1 | SUN | PV | 10 | 9.9 | 0 | 9946 | 0 |  | IPP Non-CHP | N | OP |  | Non Combustion (NUC, WAT, WND, GEO, or SUN) | Yes | ERCOT
EXCLUDE | TX | TX-ERCOT | PRSI FCC Generator | 58069 | 55M1 | PC | ST | 4.7 | 3 | 0 | 2716.97 | 414076.12 |  | Industrial CHP | Y | OP |  | Commercial/Industrial Unit |  | ERCOT
EXCLUDE | NJ | NJ-Eastern | Mercer Mall | 58070 | 1 | SUN | PV | 1.1 | 1.1 | 0 | 1143 | 0 |  | IPP Non-CHP | N | OP |  | Non Combustion (NUC, WAT, WND, GEO, or SUN) | Yes | Eastern
EXCLUDE | IA | IA-Eastern | Windwalkers LLC | 58071 | 1 | WND | WT | 1.6 | 1.6 | 0 | 5209 | 0 |  | IPP Non-CHP | N | OP |  | Non Combustion (NUC, WAT, WND, GEO, or SUN) |  | Eastern
EXCLUDE | CA | CA-Western | SEPV 1 | 58073 | SEPV | SUN | PV | 2 | 2 | 0 | 3504 | 0 |  | IPP Non-CHP | N | OP |  | Non Combustion (NUC, WAT, WND, GEO, or SUN) | Yes | Western
EXCLUDE | CA | CA-Western | SEPV 2 | 58074 | SEPV | SUN | PV | 2 | 2 | 0 | 1834 | 0 |  | IPP Non-CHP | N | OP |  | Non Combustion (NUC, WAT, WND, GEO, or SUN) | Yes | Western
EXCLUDE | KS | KS-Eastern | El Dorado Refinery | 58075 | L3804 | NG | GT | 38.9 | 32 | 0 | 34728.26 | 28406.62 |  | Industrial CHP | Y | SB |  | Commercial/Industrial Unit |  | Eastern
EXCLUDE | CA | CA-Western | Edwards Air Force Base | 58076 | 1 | SUN | PV | 0.9 | 0.9 | 0 | 2165.28 | 0 |  | IPP Non-CHP | N | OP |  | Non Combustion (NUC, WAT, WND, GEO, or SUN) |  | Western
EXCLUDE | CA | CA-Western | Edwards Air Force Base | 58076 | 2 | SUN | PV | 1 | 1 | 0 | 2405.86 | 0 |  | IPP Non-CHP | N | OP |  | Non Combustion (NUC, WAT, WND, GEO, or SUN) |  | Western
EXCLUDE | CA | CA-Western | Edwards Air Force Base | 58076 | 3 | SUN | PV | 1 | 1 | 0 | 2405.86 | 0 |  | IPP Non-CHP | N | OP |  | Non Combustion (NUC, WAT, WND, GEO, or SUN) |  | Western
EXCLUDE | AR | AR-Eastern | Cross Oil Refining & Marketing | 58077 | CROSS | NG | GT | 3.5 | 3.5 | 0 | 11158.28 | 12815.47 |  | Industrial CHP | Y | OP |  | Commercial/Industrial Unit |  | Eastern
EXCLUDE | OK | OK-Eastern | Rocky Ridge Wind Project | 58078 | GE1. | WND | WT | 148.8 | 148.8 | 0 | 204139 | 0 |  | IPP Non-CHP | N | OP |  | Non Combustion (NUC, WAT, WND, GEO, or SUN) |  | Eastern
UC-NGCC | NJ | NJ-Eastern | Newark Energy Center | 58079 | GT-1 | NG | CC | 225 | 200 | 0 | 0 | 0 |  | IPP Non-CHP | N | T |  |  | Yes | Eastern
UC-NGCC | NJ | NJ-Eastern | Newark Energy Center | 58079 | GT-2 | NG | CC | 225 | 200 | 0 | 0 | 0 |  | IPP Non-CHP | N | T |  |  | Yes | Eastern
UC-NGCC | NJ | NJ-Eastern | Newark Energy Center | 58079 | STG-1 | NG | CC | 285 | 285 | 0 | 0 | 0 |  | IPP Non-CHP | N | T |  |  | Yes | Eastern
EXCLUDE | TX | TX-ERCOT | Wolf Ridge Wind | 58080 | 1 | WND | WT | 112.5 | 112.5 | 0 | 421472 | 0 |  | IPP Non-CHP | N | OP |  | Non Combustion (NUC, WAT, WND, GEO, or SUN) |  | ERCOT
EXCLUDE | CO | CO-Western | Yuma | 524 | 3 | DFO | IC | 0.3 | 0.2 | 0 | 0 | 0 |  | Electric Utility | N | OS |  | Internal Combustion |  | Western
EXCLUDE | OH | OH-Eastern | AMP Napoleon Solar Facility | 58082 | NSF1 | SUN | PV | 3.5 | 3.5 | 0 | 567 | 0 |  | Electric Utility | N | OP |  | Non Combustion (NUC, WAT, WND, GEO, or SUN) | Yes | Eastern
EXCLUDE | CA | CA-Western | Fullerton Mill CHP | 58083 | GTG1 | NG | GT | 19 | 12 | 0 | 81999.54 | 62455.36 |  | Industrial CHP | Y | OP |  | Commercial/Industrial Unit |  | Western
EXCLUDE | CA | CA-Western | Fullerton Mill CHP | 58083 | STG1 | NG | ST | 2 | 1 | 0 | 7624.2 | 0 |  | Industrial CHP | Y | OP |  | Commercial/Industrial Unit |  | Western
EXCLUDE | CT | CT-Eastern | Kimberly Clark-Unit 1,2,3 | 58084 | GT100 | NG | CC | 16.1 | 14.5 | 0 | 0 | 0 |  | Industrial CHP | Y | OP |  | Commercial/Industrial Unit |  | Eastern
EXCLUDE | CT | CT-Eastern | Kimberly Clark-Unit 1,2,3 | 58084 | GT200 | NG | CC | 16.1 | 14.5 | 0 | 0 | 0 |  | Industrial CHP | Y | OP |  | Commercial/Industrial Unit |  | Eastern
EXCLUDE | CT | CT-Eastern | Kimberly Clark-Unit 1,2,3 | 58084 | GT300 | NG | CC | 4.1 | 4.1 | 0 | 0 | 0 |  | Industrial CHP | Y | OP |  | Commercial/Industrial Unit |  | Eastern
EXCLUDE | CA | CA-Western | PRC-Desoto Intl/PPG Aerospace | 58085 | CATR1 | DFO | IC | 0.5 | 0.5 | 0 | 0 | 0 |  | Industrial Non-CHP | N | SB |  | Commercial/Industrial Unit |  | Western
EXCLUDE | CA | CA-Western | PRC-Desoto Intl/PPG Aerospace | 58085 | CATR2 | DFO | IC | 1 | 1 | 0 | 0 | 0 |  | Industrial Non-CHP | N | SB |  | Commercial/Industrial Unit |  | Western
EXCLUDE | CA | CA-Western | Intel Folsom | 58086 | 1 | SUN | PV | 0.5 | 0.5 | 0 | 884.5 | 0 |  | Commercial Non-CHP | N | OP |  | Commercial/Industrial Unit |  | Western
EXCLUDE | CA | CA-Western | Intel Folsom | 58086 | 2 | SUN | PV | 0.5 | 0.5 | 0 | 884.5 | 0 |  | Commercial Non-CHP | N | OP |  | Commercial/Industrial Unit |  | Western
EXCLUDE | MD | MD-Eastern | Pea Patch Wind Farm | 58087 | PEAP | WND | WT | 50 | 50 | 0 | 0 | 0 |  | IPP Non-CHP | N | T |  | Status of Operation (IP, L, P, T) |  | Eastern
EXCLUDE | NY | NY-Eastern | Stony Creek Wind Farm NY | 58088 | 1 | WND | WT | 94.4 | 94.4 | 0 | 0 | 0 |  | IPP Non-CHP | N | U |  | Status of Operation (IP, L, P, T) |  | Eastern
EXCLUDE | IA | IA-Eastern | Roeder Family Wind Farm LLC | 58089 | 1 | WND | WT | 1.6 | 1.6 | 0 | 5591 | 0 |  | IPP Non-CHP | N | OP |  | Non Combustion (NUC, WAT, WND, GEO, or SUN) |  | Eastern
EXCLUDE | NJ | NJ-Eastern | Middlesex Apple Orchard Solar | 58090 | SEF-1 | SUN | PV | 1.3 | 1.3 | 0 | 0 | 0 |  | Commercial Non-CHP | N | V |  | Commercial/Industrial Unit |  | Eastern
EXCLUDE | NJ | NJ-Eastern | Middlesex Apple Orchard Solar | 58090 | SEF-2 | SUN | PV | 3.4 | 3.4 | 0 | 0 | 0 |  | Commercial Non-CHP | N | V |  | Commercial/Industrial Unit |  | Eastern
EXCLUDE | PA | PA-Eastern | Keystone Solar | 58091 | KSTN | SUN | PV | 5 | 5 | 0 | 188 | 0 |  | IPP Non-CHP | N | OP |  | Non Combustion (NUC, WAT, WND, GEO, or SUN) | Yes | Eastern
EXCLUDE | CA | CA-Western | Solano Wind Plant III | 58092 | 3 | WND | WT | 128 | 128 | 0 | 284596 | 0 |  | Electric Utility | N | OP |  | Non Combustion (NUC, WAT, WND, GEO, or SUN) | Yes | Western
EXCLUDE | NJ | NJ-Eastern | BBB Corporate Headquarters | 58093 | HQNJ | SUN | PV | 1 | 1 | 0 | 1488 | 0 |  | IPP Non-CHP | N | OP |  | Non Combustion (NUC, WAT, WND, GEO, or SUN) |  | Eastern
EXCLUDE | NJ | NJ-Eastern | Christmas Tree Shops DC Burlington NJ | 58094 | FINJ | SUN | PV | 2.1 | 2.1 | 0 | 3468 | 0 |  | IPP Non-CHP | N | OP |  | Non Combustion (NUC, WAT, WND, GEO, or SUN) |  | Eastern
EXCLUDE | NJ | NJ-Eastern | Harmon DC Totowa NJ | 58095 | TONJ | SUN | PV | 1.5 | 1.5 | 0 | 2055 | 0 |  | IPP Non-CHP | N | OP |  | Non Combustion (NUC, WAT, WND, GEO, or SUN) | Yes | Eastern
EXCLUDE | NJ | NJ-Eastern | Bed Bath & Beyond DC Port Reading NJ | 58096 | PTNJ | SUN | PV | 1.8 | 1.8 | 0 | 2531 | 0 |  | IPP Non-CHP | N | OP |  | Non Combustion (NUC, WAT, WND, GEO, or SUN) |  | Eastern
EXCLUDE | MA | MA-Eastern | HOW GM1 | 58097 | 1 | SUN | PV | 3.5 | 3.5 | 0 | 0 | 0 |  | IPP Non-CHP | N | P |  | Status of Operation (IP, L, P, T) |  | Eastern
EXCLUDE | NM | NM-Western | El Cabo Wind | 58098 | 1 | WND | WT | 298 | 298 | 0 | 0 | 0 |  | IPP Non-CHP | N | L |  | Status of Operation (IP, L, P, T) |  | Western
EXCLUDE | OR | OR-Western | Montague Wind Power Facility LLC | 58099 | 1 | WND | WT | 404 | 404 | 0 | 0 | 0 |  | IPP Non-CHP | N | L |  | Status of Operation (IP, L, P, T) |  | Western
EXCLUDE | CA | CA-Western | Kern Oil & Refining Co | 58100 | 5900 | NG | GT | 4.5 | 3.8 | 0 | 0 | 24125.6 |  | Industrial Non-CHP | N | OP |  | Commercial/Industrial Unit |  | Western
EXCLUDE | CA | CA-Western | Foundation Cemex River Plant | 58101 | WTG1 | WND | WT | 1.6 | 1.6 | 0 | 57.5 | 0 |  | IPP Non-CHP | N | OP |  | Non Combustion (NUC, WAT, WND, GEO, or SUN) | Yes | Western
EXCLUDE | CA | CA-Western | Foundation Cemex River Plant | 58101 | WTG2 | WND | WT | 1.6 | 1.6 | 0 | 57.5 | 0 |  | IPP Non-CHP | N | OP |  | Non Combustion (NUC, WAT, WND, GEO, or SUN) | Yes | Western
EXCLUDE | CA | CA-Western | Foundation Cemex BMQ | 58102 | WTG1 | WND | WT | 1.5 | 1.5 | 0 | 44 | 0 |  | IPP Non-CHP | N | OP |  | Non Combustion (NUC, WAT, WND, GEO, or SUN) | Yes | Western
EXCLUDE | CA | CA-Western | Foundation Cemex BMQ | 58102 | WTG2 | WND | WT | 1.5 | 1.5 | 0 | 44 | 0 |  | IPP Non-CHP | N | OP |  | Non Combustion (NUC, WAT, WND, GEO, or SUN) | Yes | Western
EXCLUDE | MI | MI-Eastern | Heritage Garden Wind Farm I LLC | 58103 | 1 | WND | WT | 28 | 28 | 0 | 26718 | 0 |  | IPP Non-CHP | N | OP |  | Non Combustion (NUC, WAT, WND, GEO, or SUN) | Yes | Eastern
EXCLUDE | CA | CA-Western | Foundation Superior Farms | 58104 | WTG1 | WND | WT | 1 | 1 | 0 | 78 | 0 |  | Industrial Non-CHP | N | OP |  | Commercial/Industrial Unit | Yes | Western
EXCLUDE | CA | CA-Western | Foundation Wal-Mart Red Bluff | 58105 | WTG1 | WND | WT | 1 | 1 | 0 | 15 | 0 |  | Commercial Non-CHP | N | OP |  | Commercial/Industrial Unit | Yes | Western
EXCLUDE | ID | ID-Western | Meadow Creek Project Company | 58106 | MCPC | WND | WT | 119.7 | 115.8 | 0 | 24979 | 0 |  | IPP Non-CHP | N | OP |  | Non Combustion (NUC, WAT, WND, GEO, or SUN) | Yes | Western
EXCLUDE | LA | LA-Eastern | International Paper Red River Mill | 58108 | 3T-G | BLQ | ST | 78.8 | 55 | 0 | 148505.59 | 413484.97 |  | Industrial CHP | Y | OP |  | Commercial/Industrial Unit |  | Eastern
EXCLUDE | OR | OR-Western | Georgia-Pacific Toledo Mill | 58109 | TG1 | BLQ | ST | 18.5 | 18.4 | 0 | 40891.5 | 422250.91 |  | Industrial CHP | Y | OP |  | Commercial/Industrial Unit |  | Western
EXCLUDE | OR | OR-Western | Georgia-Pacific Toledo Mill | 58109 | TG2 | BLQ | ST | 18.8 | 13.4 | 0 | 33085.22 | 341642.26 |  | Industrial CHP | Y | OP |  | Commercial/Industrial Unit |  | Western
EXCLUDE | DE | DE-Eastern | Brookside Newark | 58110 | BRK | NG | FC | 3.1 | 3 | 0 | 12133 | 4831.74 |  | IPP Non-CHP | N | OP |  | Fuel Cell | Yes | Eastern
EXCLUDE | IL | IL-Eastern | Bishop Hill II Wind Farm | 58111 | 1 | WND | WT | 81 | 81 | 0 | 50201 | 0 |  | IPP Non-CHP | N | OP |  | Non Combustion (NUC, WAT, WND, GEO, or SUN) | Yes | Eastern
EXCLUDE | CA | CA-Western | Foundation Cemex Madison | 58112 | WTG1 | WND | WT | 1 | 1 | 0 | 471 | 0 |  | IPP Non-CHP | N | OP |  | Non Combustion (NUC, WAT, WND, GEO, or SUN) | Yes | Western
EXCLUDE | CA | CA-Western | Foundation RRM | 58113 | WTG1 | WND | WT | 1 | 1 | 0 | 388.5 | 0 |  | IPP Non-CHP | N | OP |  | Non Combustion (NUC, WAT, WND, GEO, or SUN) | Yes | Western
EXCLUDE | CA | CA-Western | Foundation RRM | 58113 | WTG2 | WND | WT | 1 | 1 | 0 | 388.5 | 0 |  | IPP Non-CHP | N | OP |  | Non Combustion (NUC, WAT, WND, GEO, or SUN) | Yes | Western
EXCLUDE | CA | CA-Western | Foundation NWNA | 58114 | WTG1 | WND | WT | 1.6 | 1.6 | 0 | 205 | 0 |  | IPP Non-CHP | N | OP |  | Non Combustion (NUC, WAT, WND, GEO, or SUN) | Yes | Western
EXCLUDE | CA | CA-Western | Foundation NWNA | 58114 | WTG2 | WND | WT | 1.6 | 1.6 | 0 | 205 | 0 |  | IPP Non-CHP | N | OP |  | Non Combustion (NUC, WAT, WND, GEO, or SUN) | Yes | Western
EXCLUDE | CT | CT-Eastern | Cellu Tissue | 58116 | GEN1 | NG | IC | 3 | 3 | 0 | 0 | 0 |  | Industrial Non-CHP | N | OP |  | Commercial/Industrial Unit |  | Eastern
EXCLUDE | AK | AK-Alaska | TNSG South Plant | 58117 | 12 | NG | IC | 0.6 | 0.6 | 0 | 0 | 0 |  | Electric Utility | N | OP |  | State not covered under final 111(d) |  | Alaska
EXCLUDE | AK | AK-Alaska | TNSG South Plant | 58117 | 1A | NG | IC | 1.4 | 1.4 | 0 | 0 | 0 |  | Electric Utility | N | OP |  | State not covered under final 111(d) |  | Alaska
EXCLUDE | AK | AK-Alaska | TNSG South Plant | 58117 | 2 | NG | IC | 0.8 | 0.8 | 0 | 0 | 0 |  | Electric Utility | N | OP |  | State not covered under final 111(d) |  | Alaska
EXCLUDE | AK | AK-Alaska | TNSG South Plant | 58117 | 3 | NG | IC | 0.8 | 0.8 | 0 | 0 | 0 |  | Electric Utility | N | OP |  | State not covered under final 111(d) |  | Alaska
EXCLUDE | AK | AK-Alaska | TNSG South Plant | 58117 | 4A | NG | IC | 1.4 | 1.4 | 0 | 0 | 0 |  | Electric Utility | N | OP |  | State not covered under final 111(d) |  | Alaska
EXCLUDE | AK | AK-Alaska | TNSG South Plant | 58117 | 6 | NG | IC | 3.4 | 3.4 | 0 | 0 | 0 |  | Electric Utility | N | OP |  | State not covered under final 111(d) |  | Alaska
EXCLUDE | CA | CA-Western | La Joya Del Sol | 58118 | JDS1 | SUN | PV | 1.5 | 1.5 | 0 | 30 | 0 |  | IPP Non-CHP | N | OP |  | Non Combustion (NUC, WAT, WND, GEO, or SUN) | Yes | Western
EXCLUDE | CA | CA-Western | Depot Park Solar System | 58119 | DPSS | SUN | PV | 3 | 3 | 0 | 6089 | 0 |  | IPP Non-CHP | N | OP |  | Non Combustion (NUC, WAT, WND, GEO, or SUN) |  | Western
EXCLUDE | MT | MT-Western | Lower South Fork | 58120 | LSF1 | WAT | HY | 0.5 | 0.5 | 0 | 0 | 0 |  | IPP Non-CHP | N | OP |  | Non Combustion (NUC, WAT, WND, GEO, or SUN) |  | Western
EXCLUDE | MI | MI-Eastern | Echo Wind Park | 58121 | GEN1 | WND | WT | 112 | 112 | 0 | 0 | 0 |  | Electric Utility | N | T |  | Status of Operation (IP, L, P, T) |  | Eastern
EXCLUDE | CA | CA-Western | Wellhead Power Delano LLC | 58122 | GEN1 | NG | GT | 48.5 | 35 | 0 | 0 | 0 |  | IPP Non-CHP | N | TS |  | Status of Operation (IP, L, P, T) |  | Western
EXCLUDE | NJ | NJ-Eastern | Wakefern Food Corp | 58123 | 1 | SUN | PV | 2 | 2 | 0 | 3 | 0 |  | IPP Non-CHP | N | OP |  | Non Combustion (NUC, WAT, WND, GEO, or SUN) | Yes | Eastern
EXCLUDE | WI | WI-Eastern | Rothschild Biomass Cogen Facility | 58124 | 1 | WDS | ST | 57 | 50 | 0 | 0 | 0 |  | IPP Non-CHP | N | V |  | Status of Operation (IP, L, P, T) |  | Eastern
EXCLUDE | NM | NM-Western | Quay County | 58125 | 1 | DFO | GT | 31 | 23 | 0 | 0 | 0 |  | Electric Utility | N | P |  | Status of Operation (IP, L, P, T) |  | Western
EXCLUDE | CO | CO-Western | Yuma | 524 | 4 | DFO | IC | 0.5 | 0.5 | 0 | 0 | 0 |  | Electric Utility | N | OP |  | Internal Combustion |  | Western
EXCLUDE | CO | CO-Western | Zuni | 478 | 1 | NG | ST | 40.2 | 26 | 0 | 0 | 0 |  | Electric Utility | Y | RE | 2010 | Retired prior to 2012 |  | Western
EXCLUDE | CA | CA-Western | Kaiser Downey | 58128 | KRSO1 | LFG | FC | 0.2 | 0.2 | 0 | 634 | 259.52 |  | IPP Non-CHP | N | OP |  | Non-Fossil Fuel Type (Less than 10% Fossil Fuel) | Yes | Western
EXCLUDE | CA | CA-Western | Kaiser Downey | 58128 | KRSO2 | LFG | FC | 0.2 | 0.2 | 0 | 634 | 259.52 |  | IPP Non-CHP | N | OP |  | Non-Fossil Fuel Type (Less than 10% Fossil Fuel) | Yes | Western
EXCLUDE | CA | CA-Western | Kaiser Downey | 58128 | KRSO3 | LFG | FC | 0.2 | 0.2 | 0 | 634 | 259.52 |  | IPP Non-CHP | N | OP |  | Non-Fossil Fuel Type (Less than 10% Fossil Fuel) | Yes | Western
EXCLUDE | CA | CA-Western | Kaiser Downey | 58128 | KRSO4 | LFG | FC | 0.2 | 0.2 | 0 | 634 | 259.52 |  | IPP Non-CHP | N | OP |  | Non-Fossil Fuel Type (Less than 10% Fossil Fuel) | Yes | Western
EXCLUDE | CA | CA-Western | Kaiser Downey | 58128 | KRSO5 | LFG | FC | 0.2 | 0.2 | 0 | 634 | 259.52 |  | IPP Non-CHP | N | OP |  | Non-Fossil Fuel Type (Less than 10% Fossil Fuel) | Yes | Western
EXCLUDE | IN | IN-Eastern | Fair Oaks Generating Facility | 58129 | GEN1 | OBG | IC | 1.1 | 0.8 | 0 | 0 | 0 |  | Industrial Non-CHP | N | OP |  | Commercial/Industrial Unit |  | Eastern
EXCLUDE | UT | UT-Western | Blue Mountain Biogas | 58130 | BMBN | OBG | IC | 1.6 | 1.5 | 0 | 0 | 0 |  | IPP Non-CHP | N | OP |  | Non-Fossil Fuel Type (Less than 10% Fossil Fuel) |  | Western
EXCLUDE | UT | UT-Western | Blue Mountain Biogas | 58130 | BMBS | OBG | IC | 1.6 | 1.5 | 0 | 0 | 0 |  | IPP Non-CHP | N | OP |  | Non-Fossil Fuel Type (Less than 10% Fossil Fuel) |  | Western
EXCLUDE | OR | OR-Western | Outback Solar At Christmas Valley | 58131 | PV1 | SUN | PV | 4.4 | 4.4 | 0 | 669 | 0 |  | IPP Non-CHP | N | OP |  | Non Combustion (NUC, WAT, WND, GEO, or SUN) | Yes | Western
EXCLUDE | CA | CA-Western | Kaiser Ontario | 58132 | KSRO1 | OBG | FC | 0.2 | 0.2 | 0 | 277.8 | 96.42 |  | IPP Non-CHP | N | OP |  | Non-Fossil Fuel Type (Less than 10% Fossil Fuel) | Yes | Western
EXCLUDE | CA | CA-Western | Kaiser Ontario | 58132 | KSRO2 | OBG | FC | 0.2 | 0.2 | 0 | 277.8 | 96.42 |  | IPP Non-CHP | N | OP |  | Non-Fossil Fuel Type (Less than 10% Fossil Fuel) | Yes | Western
EXCLUDE | CA | CA-Western | Kaiser Ontario | 58132 | KSRO3 | OBG | FC | 0.2 | 0.2 | 0 | 277.8 | 96.42 |  | IPP Non-CHP | N | OP |  | Non-Fossil Fuel Type (Less than 10% Fossil Fuel) | Yes | Western
EXCLUDE | CA | CA-Western | Kaiser Ontario | 58132 | KSRO4 | OBG | FC | 0.2 | 0.2 | 0 | 277.8 | 96.42 |  | IPP Non-CHP | N | OP |  | Non-Fossil Fuel Type (Less than 10% Fossil Fuel) | Yes | Western
EXCLUDE | CA | CA-Western | Kaiser Ontario | 58132 | KSRO5 | OBG | FC | 0.2 | 0.2 | 0 | 277.8 | 96.42 |  | IPP Non-CHP | N | OP |  | Non-Fossil Fuel Type (Less than 10% Fossil Fuel) | Yes | Western
EXCLUDE | MS | MS-Eastern | Raleigh CO2 Plant | 58133 | GEN1 | NG | IC | 0.8 | 0.8 | 0 | 0 | 0 |  | IPP Non-CHP | N | OP |  | Internal Combustion |  | Eastern
EXCLUDE | MS | MS-Eastern | Raleigh CO2 Plant | 58133 | GEN2 | NG | IC | 0.8 | 0.8 | 0 | 0 | 0 |  | IPP Non-CHP | N | OP |  | Internal Combustion |  | Eastern
EXCLUDE | MS | MS-Eastern | Raleigh CO2 Plant | 58133 | GEN3 | NG | IC | 0.8 | 0.8 | 0 | 0 | 0 |  | IPP Non-CHP | N | OP |  | Internal Combustion |  | Eastern
EXCLUDE | MS | MS-Eastern | Raleigh CO2 Plant | 58133 | GEN4 | NG | IC | 0.8 | 0.8 | 0 | 0 | 0 |  | IPP Non-CHP | N | OP |  | Internal Combustion |  | Eastern
EXCLUDE | MS | MS-Eastern | Raleigh CO2 Plant | 58133 | GEN5 | NG | IC | 0.8 | 0.8 | 0 | 0 | 0 |  | IPP Non-CHP | N | SB |  | Internal Combustion |  | Eastern
EXCLUDE | MS | MS-Eastern | Raleigh CO2 Plant | 58133 | GEN6 | NG | IC | 0.8 | 0.8 | 0 | 0 | 0 |  | IPP Non-CHP | N | SB |  | Internal Combustion |  | Eastern
EXCLUDE | OH | OH-Eastern | Oberlin Spear Point Solar One | 58134 | OSSO | SUN | PV | 2 | 2 | 0 | 248 | 0 |  | Commercial Non-CHP | N | OP |  | Commercial/Industrial Unit | Yes | Eastern
EXCLUDE | NC | NC-Eastern | Washington White Post Solar LLC | 58135 | 1 | SUN | PV | 12.4 | 12.4 | 0 | 0 | 0 |  | IPP Non-CHP | N | OP |  | Non Combustion (NUC, WAT, WND, GEO, or SUN) | Yes | Eastern
EXCLUDE | IL | IL-Eastern | Adkins Energy LLC | 58136 | S5MW | NG | GT | 5 | 5 | 0 | 15247.82 | 13740.7 |  | Industrial CHP | Y | OP |  | Commercial/Industrial Unit |  | Eastern
EXCLUDE | KS | KS-Eastern | Ensign Wind LLC | 58137 | 1 | WND | WT | 98.9 | 98.9 | 0 | 39832 | 0 |  | IPP Non-CHP | N | OP |  | Non Combustion (NUC, WAT, WND, GEO, or SUN) | Yes | Eastern
EXCLUDE | IA | IA-Eastern | Otter Creek Ethanol Poet - Ashton | 58138 | 1 | NG | GT | 7.5 | 5.5 | 0 | 0 | 0 |  | Industrial CHP | Y | OP |  | Commercial/Industrial Unit |  | Eastern
EXCLUDE | UT | UT-Western | Central Energy Plant USU | 58139 | TURBI | NG | GT | 5 | 4.4 | 0 | 37802 | 28761.67 |  | Commercial Non-CHP | N | OP |  | Commercial/Industrial Unit |  | Western
EXCLUDE | OH | OH-Eastern | Summit Street Power Plant | 58140 | GT-1 | NG | GT | 5.7 | 4.9 | 0 | 22979.2 | 14239.59 |  | Commercial CHP | Y | OP |  | Commercial/Industrial Unit |  | Eastern
EXCLUDE | OH | OH-Eastern | Summit Street Power Plant | 58140 | GT-2 | NG | GT | 7.5 | 6.9 | 0 | 30235.78 | 18736.3 |  | Commercial CHP | Y | OP |  | Commercial/Industrial Unit |  | Eastern
EXCLUDE | NH | NH-Eastern | Groton Wind LLC | 58141 | 1 | WND | WT | 48 | 48 | 0 | 6308 | 0 |  | IPP Non-CHP | N | OP |  | Non Combustion (NUC, WAT, WND, GEO, or SUN) | Yes | Eastern
EXCLUDE | ID | ID-Western | Rock Creek Dairy | 58142 | CHP1 | OBG | IC | 1.6 | 1.6 | 0 | 0 | 0 |  | Industrial Non-CHP | N | OP |  | Commercial/Industrial Unit | Yes | Western
EXCLUDE | ID | ID-Western | Rock Creek Dairy | 58142 | CHP2 | OBG | IC | 1.6 | 1.6 | 0 | 0 | 0 |  | Industrial Non-CHP | N | OP |  | Commercial/Industrial Unit | Yes | Western
EXCLUDE | CA | CA-Western | Solar Star California II LLC | 58143 | 1 | SUN | PV | 2 | 2 | 0 | 1654 | 0 |  | IPP Non-CHP | N | OP |  | Non Combustion (NUC, WAT, WND, GEO, or SUN) | Yes | Western
EXCLUDE | VT | VT-Eastern | SVEP Solar Project Company | 58144 | SVEP1 | SUN | PV | 2 | 2 | 0 | 84 | 0 |  | IPP Non-CHP | N | OP |  | State not covered under final 111(d) | Yes | Eastern
EXCLUDE | VT | VT-Eastern | Williamstown Solar | 58145 | WTS_1 | SUN | PV | 2 | 2 | 0 | 43 | 0 |  | IPP Non-CHP | N | OP |  | State not covered under final 111(d) | Yes | Eastern
EXCLUDE | ME | ME-Eastern | Twin Rivers Paper Co LLC | 58146 | GEN5 | PUR | ST | 22 | 22 | 0 | 90049.95 | 0 |  | Industrial CHP | Y | OP |  | Commercial/Industrial Unit |  | Eastern
EXCLUDE | AZ | AZ-Western | Prescott Solar Plant | 58147 | PV1 | SUN | PV | 10.8 | 10.8 | 0 | 27369 | 0 |  | IPP Non-CHP | N | OP |  | Non Combustion (NUC, WAT, WND, GEO, or SUN) |  | Western
EXCLUDE | CA | CA-Western | RE Kansas South LLC | 58148 | KS | SUN | PV | 20 | 20 | 0 | 0 | 0 |  | IPP Non-CHP | N | V |  | Status of Operation (IP, L, P, T) |  | Western
EXCLUDE | CA | CA-Western | TA-High Desert LLC | 58149 | TAHD | SUN | PV | 20 | 20 | 0 | 0 | 0 |  | IPP Non-CHP | N | V |  | Status of Operation (IP, L, P, T) |  | Western
EXCLUDE | OR | OR-Western | Black Cap Solar Plant | 58150 | 1 | SUN | PV | 2 | 2 | 0 | 0 | 0 |  | Electric Utility | N | OP |  | Non Combustion (NUC, WAT, WND, GEO, or SUN) | Yes | Western
EXCLUDE | TX | TX-ERCOT | Central Utility Plant | 58151 | GTG01 | NG | CC | 34.1 | 32.4 | 0 | 163511.96 | 102251.79 |  | Commercial CHP | Y | OP |  | Commercial/Industrial Unit |  | ERCOT
EXCLUDE | TX | TX-ERCOT | Central Utility Plant | 58151 | STG02 | NG | CC | 11 | 11 | 0 | 52745.79 | 32984.45 |  | Commercial CHP | Y | OP |  | Commercial/Industrial Unit |  | ERCOT
EXCLUDE | TX | TX-ERCOT | Central Utility Plant | 58151 | STG04 | NG | CC | 5 | 5 | 0 | 23975.36 | 14992.93 |  | Commercial CHP | Y | OA |  | Commercial/Industrial Unit |  | ERCOT
EXCLUDE | CT | CT-Eastern | Danbury Hospital Cogen Plant | 58152 | GEN1 | NG | GT | 4.3 | 3.9 | 0 | 27771 | 18162.04 |  | Commercial CHP | Y | OP |  | Commercial/Industrial Unit |  | Eastern
EXCLUDE | ME | ME-Eastern | Eastern Maine Medical Center | 58153 | COGE | NG | GT | 3.8 | 3.8 | 0 | 26102 | 23047.72 |  | Commercial CHP | Y | OP |  | Commercial/Industrial Unit |  | Eastern
EXCLUDE | CA | CA-Western | North Sky River Energy LLC | 58154 | GEN1 | WND | WT | 162 | 162 | 0 | 19566 | 0 |  | IPP Non-CHP | N | OP |  | Non Combustion (NUC, WAT, WND, GEO, or SUN) | Yes | Western
EXCLUDE | AZ | AZ-Western | Perrin Ranch Wind LLC | 58155 | GEN1 | WND | WT | 99.2 | 99.2 | 0 | 0 | 0 |  | IPP Non-CHP | N | OP |  | Non Combustion (NUC, WAT, WND, GEO, or SUN) | Yes | Western
EXCLUDE | NY | NY-Eastern | SUNY Old Westbury College | 58156 | GE | NG | IC | 1.8 | 1.8 | 0 | 0 | 0 |  | Commercial CHP | Y | OP |  | Commercial/Industrial Unit |  | Eastern
EXCLUDE | NY | NY-Eastern | University of Rochester | 58157 | HP | NG | ST | 18.2 | 17 | 0 | 36182.94 | 117372.98 |  | Commercial CHP | Y | OP |  | Commercial/Industrial Unit |  | Eastern
EXCLUDE | NY | NY-Eastern | University of Rochester | 58157 | LP | NG | ST | 7.2 | 7.2 | 0 | 4661.82 | 15122.37 |  | Commercial CHP | Y | OP |  | Commercial/Industrial Unit |  | Eastern
EXCLUDE | CT | CT-Eastern | Wesleyan University Cogen 1 | 58158 | 1 | NG | IC | 2.4 | 2.3 | 0 | 0 | 0 |  | Commercial CHP | Y | OP |  | Commercial/Industrial Unit |  | Eastern
EXCLUDE | CT | CT-Eastern | UCONN Cogen Facility | 58159 | CGT1 | NG | CC | 6.9 | 6.4 | 0 | 33159.47 | 26526.34 |  | Commercial CHP | Y | OP |  | Commercial/Industrial Unit |  | Eastern
EXCLUDE | CT | CT-Eastern | UCONN Cogen Facility | 58159 | CGT2 | NG | CC | 6.9 | 6.4 | 0 | 33159.47 | 26526.34 |  | Commercial CHP | Y | OP |  | Commercial/Industrial Unit |  | Eastern
EXCLUDE | CT | CT-Eastern | UCONN Cogen Facility | 58159 | CGT3 | NG | CC | 6.9 | 6.4 | 0 | 33159.47 | 26526.34 |  | Commercial CHP | Y | OP |  | Commercial/Industrial Unit |  | Eastern
EXCLUDE | CT | CT-Eastern | UCONN Cogen Facility | 58159 | STG1 | NG | CC | 5 | 4.9 | 0 | 24028.6 | 19221.99 |  | Commercial CHP | Y | OP |  | Commercial/Industrial Unit |  | Eastern
EXCLUDE | MA | MA-Eastern | Williams College - Campus CHP | 58160 | GEN2 | NG | ST | 3 | 3 | 0 | 2925 | 8158.77 |  | Commercial CHP | Y | OP |  | Commercial/Industrial Unit |  | Eastern
EXCLUDE | MI | MI-Eastern | Western Michigan University Power Plant | 58161 | EG-1 | NG | IC | 0.8 | 0.8 | 0 | 0 | 0 |  | Commercial CHP | N | OP |  | Commercial/Industrial Unit |  | Eastern
EXCLUDE | MI | MI-Eastern | Western Michigan University Power Plant | 58161 | GTG-7 | NG | CC | 5 | 4.2 | 0 | 32514.58 | 24896.58 |  | Commercial CHP | Y | OP |  | Commercial/Industrial Unit |  | Eastern
EXCLUDE | MI | MI-Eastern | Western Michigan University Power Plant | 58161 | GTG-8 | NG | CC | 5 | 4.2 | 0 | 32514.58 | 24896.58 |  | Commercial CHP | Y | OP |  | Commercial/Industrial Unit |  | Eastern
EXCLUDE | MI | MI-Eastern | Western Michigan University Power Plant | 58161 | STG-1 | NG | CC | 0.9 | 0.9 | 0 | 5852.62 | 4481.39 |  | Commercial CHP | Y | OP |  | Commercial/Industrial Unit |  | Eastern
EXCLUDE | TX | TX-Eastern | Cirrus Wind 1 LLC | 58162 | CW | WND | WT | 61.2 | 61.2 | 0 | 45 | 0 |  | IPP Non-CHP | N | OP |  | Non Combustion (NUC, WAT, WND, GEO, or SUN) | Yes | Eastern
EXCLUDE | NY | NY-Eastern | Mercy Medical Center | 58163 | 1 | DFO | IC | 0.1 | 0.1 | 0 | 0 | 0 |  | Commercial Non-CHP | N | SB |  | Commercial/Industrial Unit |  | Eastern
EXCLUDE | NY | NY-Eastern | Mercy Medical Center | 58163 | 2 | DFO | IC | 0.4 | 0.4 | 0 | 0 | 0 |  | Commercial Non-CHP | N | SB |  | Commercial/Industrial Unit |  | Eastern
EXCLUDE | NY | NY-Eastern | Mercy Medical Center | 58163 | 3 | DFO | IC | 0.4 | 0.4 | 0 | 0 | 0 |  | Commercial Non-CHP | N | SB |  | Commercial/Industrial Unit |  | Eastern
EXCLUDE | NY | NY-Eastern | Mercy Medical Center | 58163 | 4 | DFO | IC | 0.7 | 0.7 | 0 | 0 | 0 |  | Commercial Non-CHP | N | SB |  | Commercial/Industrial Unit |  | Eastern
EXCLUDE | NY | NY-Eastern | Mercy Medical Center | 58163 | 5 | DFO | IC | 0.3 | 0.3 | 0 | 0 | 0 |  | Commercial Non-CHP | N | SB |  | Commercial/Industrial Unit |  | Eastern
EXCLUDE | NY | NY-Eastern | Mercy Medical Center | 58163 | 6 | DFO | IC | 0.2 | 0.2 | 0 | 0 | 0 |  | Commercial Non-CHP | N | SB |  | Commercial/Industrial Unit |  | Eastern
EXCLUDE | NY | NY-Eastern | Mercy Medical Center | 58163 | 7 | DFO | IC | 0.3 | 0.3 | 0 | 0 | 0 |  | Commercial Non-CHP | N | SB |  | Commercial/Industrial Unit |  | Eastern
EXCLUDE | NY | NY-Eastern | Mercy Medical Center | 58163 | 8 | DFO | IC | 0.6 | 0.6 | 0 | 0 | 0 |  | Commercial Non-CHP | N | SB |  | Commercial/Industrial Unit |  | Eastern
EXCLUDE | MN | MN-Eastern | Slayton Solar | 58164 | PV1 | SUN | PV | 1.7 | 1.7 | 0 | 0 | 0 |  | IPP Non-CHP | N | TS |  | Status of Operation (IP, L, P, T) |  | Eastern
EXCLUDE | NJ | NJ-Eastern | College of New Jersey | 58165 | COGEN | NG | IC | 6.2 | 4.2 | 0 | 0 | 0 |  | Commercial CHP | Y | OP |  | Commercial/Industrial Unit |  | Eastern
EXCLUDE | MA | MA-Eastern | Smith College Central Heating Plant | 58166 | GT-1 | NG | GT | 5.3 | 2.7 | 0 | 16400.3 | 15390.57 |  | Commercial CHP | Y | OP |  | Commercial/Industrial Unit |  | Eastern
EXCLUDE | NY | NY-Eastern | William Floyd School District | 58167 | GEN1 | NG | IC | 1.3 | 1.3 | 0 | 0 | 0 |  | Commercial CHP | Y | OP |  | Commercial/Industrial Unit |  | Eastern
EXCLUDE | NY | NY-Eastern | William Floyd School District | 58167 | GEN2 | NG | IC | 1.3 | 1.3 | 0 | 0 | 0 |  | Commercial CHP | Y | OP |  | Commercial/Industrial Unit |  | Eastern
EXCLUDE | NY | NY-Eastern | William Floyd School District | 58167 | GEN3 | DFO | IC | 1.3 | 1.3 | 0 | 0 | 0 |  | Commercial CHP | N | SB |  | Commercial/Industrial Unit |  | Eastern
EXCLUDE | CA | CA-Western | Energy Center | 58168 | EC01 | NG | IC | 1.5 | 1.5 | 0 | 0 | 0 |  | Commercial CHP | Y | OP |  | Commercial/Industrial Unit |  | Western
EXCLUDE | CA | CA-Western | CSUF Trigeneration | 58169 | 1 | NG | GT | 4.6 | 4.3 | 0 | 0 | 0 |  | Commercial CHP | Y | OP |  | Commercial/Industrial Unit |  | Western
EXCLUDE | CA | CA-Western | CSUF Trigeneration | 58169 | CPAC | SUN | PV | 0.3 | 0.3 | 0 | 0 | 0 |  | Commercial CHP | N | OP |  | Commercial/Industrial Unit | Yes | Western
EXCLUDE | CA | CA-Western | CSUF Trigeneration | 58169 | KHS | SUN | PV | 0.3 | 0.3 | 0 | 0 | 0 |  | Commercial CHP | N | OP |  | Commercial/Industrial Unit | Yes | Western
EXCLUDE | CA | CA-Western | CSUF Trigeneration | 58169 | PS4 | SUN | PV | 0.3 | 0.3 | 0 | 0 | 0 |  | Commercial CHP | N | OP |  | Commercial/Industrial Unit | Yes | Western
EXCLUDE | CA | CA-Western | Crafton Hills College Solar Farm | 58170 | GEN1 | SUN | PV | 1.3 | 1.3 | 0 | 866 | 0 |  | Commercial Non-CHP | N | OP |  | Commercial/Industrial Unit | Yes | Western
EXCLUDE | AZ | AZ-Western | Prairie Fire | 58171 | GEN1 | SUN | PV | 5 | 5 | 0 | 48 | 0 |  | Electric Utility | N | OP |  | Non Combustion (NUC, WAT, WND, GEO, or SUN) | Yes | Western
EXCLUDE | NJ | NJ-Eastern | Seaside Heights Power Plant | 58172 | UINT3 | DFO | IC | 2 | 2 | 0 | 0 | 0 |  | Electric Utility | N | OP |  | Internal Combustion | Yes | Eastern
EXCLUDE | NJ | NJ-Eastern | Seaside Heights Power Plant | 58172 | UNIT1 | DFO | IC | 2 | 2 | 0 | 0 | 0 |  | Electric Utility | N | OP |  | Internal Combustion | Yes | Eastern
EXCLUDE | NJ | NJ-Eastern | Seaside Heights Power Plant | 58172 | UNIT2 | DFO | IC | 2 | 2 | 0 | 0 | 0 |  | Electric Utility | N | OP |  | Internal Combustion | Yes | Eastern
EXCLUDE | SC | SC-Eastern | BMW Manufacturing Co | 58173 | GT601 | LFG | GT | 5.5 | 5 | 0 | 34241 | 32168.91 |  | Industrial Non-CHP | N | OP |  | Commercial/Industrial Unit |  | Eastern
EXCLUDE | SC | SC-Eastern | BMW Manufacturing Co | 58173 | GT602 | LFG | GT | 5.5 | 5 | 0 | 34241 | 32168.91 |  | Industrial Non-CHP | N | OP |  | Commercial/Industrial Unit |  | Eastern
EXCLUDE | MA | MA-Eastern | Wilson Solar | 58174 | WSMA | SUN | PV | 2 | 2 | 0 | 0 | 0 |  | IPP Non-CHP | N | U |  | Status of Operation (IP, L, P, T) |  | Eastern
EXCLUDE | MT | MT-Western | Jawbone Wind Project | 58175 | JWPI | WND | WT | 131.1 | 131.1 | 0 | 0 | 0 |  | IPP Non-CHP | N | P |  | Status of Operation (IP, L, P, T) |  | Western
EXCLUDE | CT | CT-Eastern | Connecticut Valley Hospital Plant | 58176 | ST#1 | NG | CC | 0.7 | 0.7 | 0 | 0 | 0 |  | IPP CHP | Y | OS | 2013 | Combined cycle unit (PRMVR=CC) less than or equal to 25MW |  | Eastern
EXCLUDE | CT | CT-Eastern | Connecticut Valley Hospital Plant | 58176 | ST#2 | NG | CC | 0.5 | 0.5 | 0 | 0 | 0 |  | IPP CHP | Y | OS | 2013 | Combined cycle unit (PRMVR=CC) less than or equal to 25MW |  | Eastern
EXCLUDE | CT | CT-Eastern | Connecticut Valley Hospital Plant | 58176 | ST#3 | NG | CC | 0.5 | 0.5 | 0 | 0 | 0 |  | IPP CHP | Y | OS | 2013 | Combined cycle unit (PRMVR=CC) less than or equal to 25MW |  | Eastern
EXCLUDE | IL | IL-Eastern | Kishwaukee CHP Plant | 58177 | 1 | OBG | IC | 1 | 1 | 0 | 0 | 0 |  | IPP CHP | Y | OP |  | Non-Fossil Fuel Type (Less than 10% Fossil Fuel) |  | Eastern
EXCLUDE | IL | IL-Eastern | Kishwaukee CHP Plant | 58177 | 2 | OBG | IC | 1 | 1 | 0 | 0 | 0 |  | IPP CHP | Y | OP |  | Non-Fossil Fuel Type (Less than 10% Fossil Fuel) |  | Eastern
EXCLUDE | IL | IL-Eastern | Kishwaukee CHP Plant | 58177 | 3 | OBG | IC | 1 | 1 | 0 | 0 | 0 |  | IPP CHP | Y | OP |  | Non-Fossil Fuel Type (Less than 10% Fossil Fuel) |  | Eastern
EXCLUDE | IN | IN-Eastern | M. G. Emmett J. Bean Federal Center | 58178 | 1 | SUN | PV | 2 | 2 | 0 | 2 | 0 |  | IPP Non-CHP | N | OP |  | Non Combustion (NUC, WAT, WND, GEO, or SUN) |  | Eastern
EXCLUDE | TN | TN-Eastern | MTSU Power Co-Gen Plant | 58179 | GT-01 | NG | GT | 5 | 5 | 0 | 39097 | 28006.86 |  | Commercial CHP | Y | OP |  | Commercial/Industrial Unit |  | Eastern
EXCLUDE | TN | TN-Eastern | MTSU Power Co-Gen Plant | 58179 | SG-01 | DFO | IC | 2 | 2 | 0 | 0 | 0 |  | Commercial CHP | N | SB |  | Commercial/Industrial Unit |  | Eastern
EXCLUDE | TN | TN-Eastern | MTSU Power Co-Gen Plant | 58179 | SG-02 | DFO | IC | 2 | 2 | 0 | 0 | 0 |  | Commercial CHP | N | SB |  | Commercial/Industrial Unit |  | Eastern
EXCLUDE | TN | TN-Eastern | MTSU Power Co-Gen Plant | 58179 | SG-03 | DFO | IC | 2 | 2 | 0 | 0 | 0 |  | Commercial CHP | N | SB |  | Commercial/Industrial Unit |  | Eastern
EXCLUDE | TN | TN-Eastern | MTSU Power Co-Gen Plant | 58179 | SG-04 | DFO | IC | 2 | 2 | 0 | 0 | 0 |  | Commercial CHP | N | SB |  | Commercial/Industrial Unit |  | Eastern
EXCLUDE | TN | TN-Eastern | MTSU Power Co-Gen Plant | 58179 | SG-05 | DFO | IC | 2 | 2 | 0 | 0 | 0 |  | Commercial CHP | N | SB |  | Commercial/Industrial Unit |  | Eastern
EXCLUDE | NH | NH-Eastern | UNH 7.9 MW Plant | 58180 | 1 | LFG | GT | 7.9 | 7 | 0 | 47783 | 23306.01 |  | Commercial CHP | Y | OP |  | Commercial/Industrial Unit |  | Eastern
EXCLUDE | IL | IL-Eastern | Loyola University Health Plant | 58181 | UNIT1 | NG | GT | 5.3 | 3.9 | 0 | 12147 | 122693.36 |  | Commercial Non-CHP | N | OP |  | Commercial/Industrial Unit |  | Eastern
EXCLUDE | IL | IL-Eastern | Loyola University Health Plant | 58181 | UNIT2 | NG | GT | 5.3 | 3.9 | 0 | 12147 | 122693.36 |  | Commercial Non-CHP | N | OP |  | Commercial/Industrial Unit |  | Eastern
EXCLUDE | KS | KS-Eastern | Prairie Horizon Agri Energy | 58183 | T5687 | NG | ST | 1.8 | 0.3 | 0 | 2700.81 | 21784.42 |  | Industrial CHP | Y | OP |  | Commercial/Industrial Unit |  | Eastern
EXCLUDE | KS | KS-Eastern | Prairie Horizon Agri Energy | 58183 | T5741 | NG | ST | 1.7 | 0.7 | 0 | 2550.77 | 20574.17 |  | Industrial CHP | Y | OP |  | Commercial/Industrial Unit |  | Eastern
EXCLUDE | CT | CT-Eastern | Rand Whitney CHP Plant | 58184 | TG-1 | NG | GT | 14.6 | 14.6 | 0 | 114112 | 98002.67 |  | Industrial CHP | Y | OP |  | Commercial/Industrial Unit |  | Eastern
EXCLUDE | MA | MA-Eastern | Amherst College Co Gen | 58185 | CTG | NG | GT | 1.2 | 1.2 | 0 | 9571 | 8208.34 |  | Commercial CHP | Y | OP |  | Commercial/Industrial Unit |  | Eastern
EXCLUDE | MA | MA-Eastern | Amherst College Co Gen | 58185 | STG | NG | ST | 0.5 | 0.5 | 0 | 838 | 4424.62 |  | Commercial CHP | N | OP |  | Commercial/Industrial Unit |  | Eastern
EXCLUDE | NY | NY-Eastern | HVCC Cogen Plant | 58186 | CG01 | NG | IC | 0.9 | 0.8 | 0 | 0 | 0 |  | Commercial CHP | Y | OP |  | Commercial/Industrial Unit |  | Eastern
EXCLUDE | NY | NY-Eastern | HVCC Cogen Plant | 58186 | CG02 | NG | IC | 0.9 | 0.8 | 0 | 0 | 0 |  | Commercial CHP | Y | OP |  | Commercial/Industrial Unit |  | Eastern
EXCLUDE | NY | NY-Eastern | HVCC Cogen Plant | 58186 | CG03 | NG | IC | 1.4 | 1.3 | 0 | 0 | 0 |  | Commercial CHP | Y | OP |  | Commercial/Industrial Unit |  | Eastern
EXCLUDE | NY | NY-Eastern | HVCC Cogen Plant | 58186 | CG04 | NG | IC | 1.4 | 1.2 | 0 | 0 | 0 |  | Commercial CHP | N | OP |  | Commercial/Industrial Unit |  | Eastern
EXCLUDE | NY | NY-Eastern | HVCC Cogen Plant | 58186 | CG05 | DFO | IC | 2.1 | 2 | 0 | 0 | 0 |  | Commercial CHP | N | SB |  | Commercial/Industrial Unit |  | Eastern
EXCLUDE | NY | NY-Eastern | HVCC Cogen Plant | 58186 | CG06 | NG | IC | 1.4 | 1.3 | 0 | 0 | 0 |  | Commercial CHP | Y | OP |  | Commercial/Industrial Unit |  | Eastern
EXCLUDE | NJ | NJ-Eastern | 180 Raritan Solar | 58187 | 1 | SUN | PV | 2.3 | 2.3 | 0 | 1460 | 0 |  | IPP Non-CHP | N | OP |  | Non Combustion (NUC, WAT, WND, GEO, or SUN) | Yes | Eastern
EXCLUDE | CA | CA-Western | Rio Mesa Solar Facility 1 | 58188 | 1 | SUN | ST | 250 | 250 | 0 | 0 | 0 |  | IPP Non-CHP | N | L |  | Status of Operation (IP, L, P, T) |  | Western
EXCLUDE | CA | CA-Western | Rio Mesa SEGF 2 | 58189 | 1 | SUN | ST | 250 | 250 | 0 | 0 | 0 |  | IPP Non-CHP | N | L |  | Status of Operation (IP, L, P, T) |  | Western
EXCLUDE | CA | CA-Western | Thomas M Knott Cogen Facility | 58190 | CG | NG | GT | 1.4 | 1.2 | 0 | 0 | 0 |  | Industrial Non-CHP | N | OA |  | Commercial/Industrial Unit |  | Western
EXCLUDE | UT | UT-Western | US Magnesium | 58191 | GT1 | NG | GT | 16 | 10 | 0 | 81366.46 | 122899.75 |  | Industrial Non-CHP | N | OP |  | Commercial/Industrial Unit |  | Western
EXCLUDE | UT | UT-Western | US Magnesium | 58191 | GT2 | NG | GT | 16 | 10 | 0 | 81366.46 | 122899.75 |  | Industrial Non-CHP | N | OP |  | Commercial/Industrial Unit |  | Western
EXCLUDE | UT | UT-Western | US Magnesium | 58191 | GT3 | NG | GT | 16 | 10 | 0 | 81366.46 | 122899.75 |  | Industrial Non-CHP | N | OP |  | Commercial/Industrial Unit |  | Western
EXCLUDE | KS | KS-Eastern | Arkalon Ethanol LLC | 58192 | ST961 | NG | ST | 3 | 3 | 0 | 18902 | 117040.72 |  | Industrial CHP | Y | OP |  | Commercial/Industrial Unit |  | Eastern
EXCLUDE | KS | KS-Eastern | Bonanza BioEnergy LLC | 58193 | ST96 | NG | ST | 2 | 2 | 0 | 5460 | 56538.09 |  | Industrial CHP | Y | OP |  | Commercial/Industrial Unit |  | Eastern
EXCLUDE | PA | PA-Eastern | West Campus Steam Plant | 58194 | WC2 | BIT | ST | 2.5 | 0.5 | 0 | 4963.17 | 60479.62 |  | Commercial CHP | Y | OP |  | Commercial/Industrial Unit |  | Eastern
EXCLUDE | PA | PA-Eastern | West Campus Steam Plant | 58194 | WC3 | BIT | ST | 3.5 | 0.6 | 0 | 6948.43 | 84671.47 |  | Commercial CHP | Y | OP |  | Commercial/Industrial Unit |  | Eastern
EXCLUDE | PA | PA-Eastern | East Campus Steam Plant | 58195 | CT1 | NG | GT | 7 | 5.5 | 0 | 51417.66 | 37515.69 |  | Commercial CHP | Y | OP |  | Commercial/Industrial Unit |  | Eastern
EXCLUDE | MI | MI-Eastern | Mosaic Potash Hersey | 58196 | ST1 | NG | ST | 2.1 | 2.1 | 0 | 3265.02 | 2841.78 |  | Industrial CHP | Y | OA |  | Commercial/Industrial Unit |  | Eastern
EXCLUDE | MN | MN-Eastern | Poet Biorefining Lake Crystal | 58197 | 1 | DFO | IC | 6 | 6 | 0 | 0 | 0 |  | Industrial Non-CHP | N | SB |  | Commercial/Industrial Unit |  | Eastern
EXCLUDE | MN | MN-Eastern | Poet Biorefining Lake Crystal | 58197 | 2 | NG | ST | 1 | 1 | 0 | 2910 | 1618.37 |  | Industrial Non-CHP | N | SB |  | Commercial/Industrial Unit |  | Eastern
EXCLUDE | CA | CA-Western | Parnassus Central Utility Plant | 58198 | GTG1 | NG | CC | 5 | 5 | 0 | 35317.41 | 31.49 |  | Commercial CHP | Y | OP |  | Commercial/Industrial Unit |  | Western
EXCLUDE | CA | CA-Western | Parnassus Central Utility Plant | 58198 | GTG2 | NG | CC | 5 | 5 | 0 | 35317.41 | 31.49 |  | Commercial CHP | Y | OP |  | Commercial/Industrial Unit |  | Western
EXCLUDE | CA | CA-Western | Parnassus Central Utility Plant | 58198 | STG1 | NG | CC | 3.5 | 3.5 | 0 | 24722.19 | 22.05 |  | Commercial CHP | Y | OP |  | Commercial/Industrial Unit |  | Western
EXCLUDE | AZ | AZ-Western | Arizona State University CHP | 58199 | G1 | NG | CC | 9.2 | 9.2 | 0 | 45926.59 | 31000.01 |  | Commercial CHP | Y | OP |  | Commercial/Industrial Unit |  | Western
EXCLUDE | LA | LA-Eastern | Burnside Alumina Div | 58200 | GEN1 | NG | ST | 4 | 4 | 0 | 21019 | 59626.61 |  | Industrial Non-CHP | N | OP |  | Commercial/Industrial Unit |  | Eastern
EXCLUDE | LA | LA-Eastern | Burnside Alumina Div | 58200 | GEN2 | NG | ST | 4 | 4 | 0 | 11274 | 31982.04 |  | Industrial Non-CHP | N | OP |  | Commercial/Industrial Unit |  | Eastern
EXCLUDE | LA | LA-Eastern | Burnside Alumina Div | 58200 | GEN3 | NG | ST | 4 | 4 | 0 | 19995 | 56721.73 |  | Industrial Non-CHP | N | OP |  | Commercial/Industrial Unit |  | Eastern
EXCLUDE | NY | NY-Eastern | Monroe Community College Plant | 58201 | 1 | NG | IC | 1.6 | 1.6 | 0 | 0 | 0 |  | Commercial CHP | Y | OP |  | Commercial/Industrial Unit |  | Eastern
EXCLUDE | NY | NY-Eastern | Monroe Community College Plant | 58201 | 2 | NG | IC | 1.6 | 1.6 | 0 | 0 | 0 |  | Commercial CHP | Y | OP |  | Commercial/Industrial Unit |  | Eastern
EXCLUDE | NY | NY-Eastern | Monroe Community College Plant | 58201 | 3 | NG | IC | 1.6 | 1.6 | 0 | 0 | 0 |  | Commercial CHP | Y | OP |  | Commercial/Industrial Unit |  | Eastern
EXCLUDE | NY | NY-Eastern | Monroe Community College Plant | 58201 | 4 | NG | IC | 1.6 | 1.6 | 0 | 0 | 0 |  | Commercial CHP | Y | OP |  | Commercial/Industrial Unit |  | Eastern
EXCLUDE | CA | CA-Western | RE Victor Phelan Solar One LLC | 58202 | VPS1 | SUN | PV | 20 | 20 | 0 | 0 | 0 |  | IPP Non-CHP | N | V |  | Status of Operation (IP, L, P, T) |  | Western
EXCLUDE | OK | OK-Eastern | Minco Wind III, LLC | 58203 | 1 | WND | WT | 100.8 | 100.8 | 0 | 0 | 0 |  | IPP Non-CHP | N | OP |  | Non Combustion (NUC, WAT, WND, GEO, or SUN) | Yes | Eastern
EXCLUDE | CA | CA-Western | Grassland 3 Solar Project | 58204 | INV3 | SUN | PV | 1 | 1 | 0 | 0 | 0 |  | IPP Non-CHP | N | P |  | Status of Operation (IP, L, P, T) |  | Western
EXCLUDE | MO | MO-Eastern | Grand Ave Plant | 58205 | 1 | BIT | ST | 5 | 4.8 | 0 | 0 | 0 |  | IPP CHP | Y | OP |  | Steam unit (PRMVR=ST) less than or equal to 25MW (i.e. 250 MMBtu/hr) |  | Eastern
EXCLUDE | CA | CA-Western | West Gates Solar Station | 58206 | 1 | SUN | PV | 10 | 10 | 0 | 0 | 0 |  | Electric Utility | N | U |  | Status of Operation (IP, L, P, T) |  | Western
EXCLUDE | MD | MD-Eastern | Central Utility Plant at White Oak | 58207 | G1 | NG | IC | 5.7 | 5.7 | 0 | 0 | 0 |  | IPP CHP | Y | OP |  | Internal Combustion |  | Eastern
EXCLUDE | MD | MD-Eastern | Central Utility Plant at White Oak | 58207 | G12 | NG | ST | 5 | 5 | 0 | 0 | 0 |  | IPP CHP | Y | U |  | Status of Operation (IP, L, P, T) |  | Eastern
EXCLUDE | MD | MD-Eastern | Central Utility Plant at White Oak | 58207 | G3 | NG | GT | 4.3 | 4.3 | 0 | 18805.25 | 11569.91 |  | IPP CHP | Y | OP |  | Simple cycle unit |  | Eastern
EXCLUDE | MD | MD-Eastern | Central Utility Plant at White Oak | 58207 | G4 | NG | GT | 4.3 | 4.3 | 0 | 18805.25 | 11569.91 |  | IPP CHP | Y | OP |  | Simple cycle unit |  | Eastern
EXCLUDE | MD | MD-Eastern | Central Utility Plant at White Oak | 58207 | G5 | NG | GT | 4.3 | 4.3 | 0 | 18805.25 | 11569.91 |  | IPP CHP | Y | OP |  | Simple cycle unit |  | Eastern
EXCLUDE | MD | MD-Eastern | Central Utility Plant at White Oak | 58207 | G6 | NG | GT | 4.3 | 4.3 | 0 | 18805.25 | 11569.91 |  | IPP CHP | Y | OP |  | Simple cycle unit |  | Eastern
EXCLUDE | MD | MD-Eastern | Central Utility Plant at White Oak | 58207 | G7 | NG | GT | 7.5 | 7.5 | 0 | 0 | 0 |  | IPP CHP | Y | V |  | Status of Operation (IP, L, P, T) |  | Eastern
EXCLUDE | MD | MD-Eastern | Central Utility Plant at White Oak | 58207 | G8 | NG | GT | 7.5 | 7.5 | 0 | 0 | 0 |  | IPP CHP | Y | V |  | Status of Operation (IP, L, P, T) |  | Eastern
EXCLUDE | MD | MD-Eastern | Central Utility Plant at White Oak | 58207 | G9 | NG | GT | 4.3 | 4.3 | 0 | 0 | 0 |  | IPP CHP | Y | V |  | Status of Operation (IP, L, P, T) |  | Eastern
EXCLUDE | NJ | NJ-Eastern | Cinnamon Bay Edgeboro Landfill | 58208 | 1 | LFG | IC | 9.6 | 9.1 | 0 | 0 | 0 |  | IPP Non-CHP | N | OP |  | Non-Fossil Fuel Type (Less than 10% Fossil Fuel) |  | Eastern
EXCLUDE | OK | OK-Eastern | NextEra-Blackwell Wind, LLC | 58209 | WT | WND | WT | 59.8 | 59.8 | 0 | 0 | 0 |  | IPP Non-CHP | N | OP |  | Non Combustion (NUC, WAT, WND, GEO, or SUN) | Yes | Eastern
EXCLUDE | MA | MA-Eastern | NFM Solar Power LLC | 58210 | 1 | SUN | PV | 1.9 | 1.9 | 0 | 1825 | 0 |  | IPP Non-CHP | N | OP |  | Non Combustion (NUC, WAT, WND, GEO, or SUN) | Yes | Eastern
EXCLUDE | CA | CA-Western | Hudson Ranch Power II LLC | 58211 | HR2 | GEO | ST | 55 | 49 | 0 | 0 | 0 |  | IPP Non-CHP | N | T |  | Status of Operation (IP, L, P, T) |  | Western
EXCLUDE | SC | SC-Eastern | Buzzard Roost GT | 58212 | 10 | NG | GT | 17.8 | 16 | 0 | 0 | 0 |  | Electric Utility | N | RE | 2012 | Simple cycle unit |  | Eastern
EXCLUDE | SC | SC-Eastern | Buzzard Roost GT | 58212 | 11 | NG | GT | 17.8 | 16 | 0 | 0 | 0 |  | Electric Utility | N | RE | 2012 | Simple cycle unit |  | Eastern
EXCLUDE | SC | SC-Eastern | Buzzard Roost GT | 58212 | 12 | NG | GT | 17.8 | 16 | 0 | 0 | 0 |  | Electric Utility | N | RE | 2012 | Simple cycle unit |  | Eastern
EXCLUDE | SC | SC-Eastern | Buzzard Roost GT | 58212 | 13 | NG | GT | 17.8 | 16 | 0 | 0 | 0 |  | Electric Utility | N | RE | 2012 | Simple cycle unit |  | Eastern
EXCLUDE | SC | SC-Eastern | Buzzard Roost GT | 58212 | 14 | NG | GT | 17.8 | 16 | 0 | 0 | 0 |  | Electric Utility | N | RE | 2012 | Simple cycle unit |  | Eastern
EXCLUDE | SC | SC-Eastern | Buzzard Roost GT | 58212 | 15 | NG | GT | 17.8 | 16 | 0 | 0 | 0 |  | Electric Utility | N | RE | 2012 | Simple cycle unit |  | Eastern
EXCLUDE | SC | SC-Eastern | Buzzard Roost GT | 58212 | 6 | NG | GT | 22.7 | 20 | 0 | 0 | 0 |  | Electric Utility | N | RE | 2012 | Simple cycle unit |  | Eastern
EXCLUDE | SC | SC-Eastern | Buzzard Roost GT | 58212 | 7 | NG | GT | 22.7 | 20 | 0 | 0 | 0 |  | Electric Utility | N | RE | 2012 | Simple cycle unit |  | Eastern
EXCLUDE | SC | SC-Eastern | Buzzard Roost GT | 58212 | 8 | NG | GT | 22.7 | 20 | 0 | 0 | 0 |  | Electric Utility | N | RE | 2012 | Simple cycle unit |  | Eastern
EXCLUDE | SC | SC-Eastern | Buzzard Roost GT | 58212 | 9 | NG | GT | 22.7 | 20 | 0 | 0 | 0 |  | Electric Utility | N | RE | 2012 | Simple cycle unit |  | Eastern
EXCLUDE | AZ | AZ-Western | Saddle Mountain Solar I | 58213 | AZ2 | SUN | PV | 15 | 15 | 0 | 1502 | 0 |  | IPP Non-CHP | N | OP |  | Non Combustion (NUC, WAT, WND, GEO, or SUN) | Yes | Western
EXCLUDE | RI | RI-Eastern | West Greenwich Solar | 58214 | WGRI | SUN | PV | 1.9 | 1.9 | 0 | 0 | 0 |  | IPP Non-CHP | N | T |  | Status of Operation (IP, L, P, T) |  | Eastern
UC NGCC - commenced in 2012 | NC | NC-Eastern | Lee Combined Cycle Plant | 58215 | 1A | NG | CC | 221 | 181 | 0 | 0 | 0 |  | Electric Utility | Y | OP |  |  | Yes | Eastern
UC NGCC - commenced in 2012 | NC | NC-Eastern | Lee Combined Cycle Plant | 58215 | 1B | NG | CC | 221 | 181 | 0 | 0 | 0 |  | Electric Utility | Y | OP |  |  | Yes | Eastern
UC NGCC - commenced in 2012 | NC | NC-Eastern | Lee Combined Cycle Plant | 58215 | 1C | NG | CC | 221 | 181 | 0 | 0 | 0 |  | Electric Utility | Y | OP |  |  | Yes | Eastern
UC NGCC - commenced in 2012 | NC | NC-Eastern | Lee Combined Cycle Plant | 58215 | ST1 | NG | CC | 405 | 377 | 0 | 0 | 0 |  | Electric Utility | Y | OP |  |  | Yes | Eastern
EXCLUDE | CA | CA-Western | J.R. Simplot Company | 58216 | 1 | WH | ST | 4 | 3.2 | 0 | 13488.82 | 0 |  | Industrial Non-CHP | N | OP |  | Commercial/Industrial Unit |  | Western
EXCLUDE | CA | CA-Western | Grassland 4 Solar Project | 58217 | INV4 | SUN | PV | 1 | 1 | 0 | 0 | 0 |  | IPP Non-CHP | N | P |  | Status of Operation (IP, L, P, T) |  | Western
EXCLUDE | MT | MT-Western | Spion Kop Wind Farm | 58218 | SKW25 | WND | WT | 40 | 40 | 0 | 0 | 0 |  | Electric Utility | N | OP |  | Non Combustion (NUC, WAT, WND, GEO, or SUN) | Yes | Western
EXCLUDE | WI | WI-Eastern | GL Dairy Biogas | 58219 | 1426 | OBG | IC | 1.4 | 1.4 | 0 | 0 | 0 |  | IPP Non-CHP | N | L |  | Status of Operation (IP, L, P, T) |  | Eastern
EXCLUDE | WI | WI-Eastern | GL Dairy Biogas | 58219 | 633 | OBG | IC | 0.6 | 0.6 | 0 | 0 | 0 |  | IPP Non-CHP | N | L |  | Status of Operation (IP, L, P, T) |  | Eastern
EXCLUDE | OH | OH-Eastern | Haviland Plastic Products | 58220 | WTGA | WND | WT | 1.5 | 1.5 | 0 | 0 | 0 |  | Industrial Non-CHP | N | U |  | Commercial/Industrial Unit |  | Eastern
EXCLUDE | OH | OH-Eastern | Haviland Plastic Products | 58220 | WTGB | WND | WT | 1.5 | 1.5 | 0 | 0 | 0 |  | Industrial Non-CHP | N | U |  | Commercial/Industrial Unit |  | Eastern
EXCLUDE | OH | OH-Eastern | Haviland Plastic Products | 58220 | WTGC | WND | WT | 1.5 | 1.5 | 0 | 0 | 0 |  | Industrial Non-CHP | N | U |  | Commercial/Industrial Unit |  | Eastern
EXCLUDE | NY | NY-Eastern | Oak Tree Farm Dairy Facility | 58221 | 1 | DFO | IC | 0.4 | 0.3 | 0 | 0 | 0 |  | Industrial CHP | Y | OP |  | Commercial/Industrial Unit |  | Eastern
EXCLUDE | NY | NY-Eastern | Oak Tree Farm Dairy Facility | 58221 | 2 | DFO | IC | 0.4 | 0.3 | 0 | 0 | 0 |  | Industrial CHP | Y | OP |  | Commercial/Industrial Unit |  | Eastern
EXCLUDE | NY | NY-Eastern | Oak Tree Farm Dairy Facility | 58221 | 3 | DFO | IC | 0.4 | 0.3 | 0 | 0 | 0 |  | Industrial CHP | Y | OP |  | Commercial/Industrial Unit |  | Eastern
EXCLUDE | NY | NY-Eastern | Oak Tree Farm Dairy Facility | 58221 | 4 | DFO | IC | 0.4 | 0.3 | 0 | 0 | 0 |  | Industrial CHP | Y | OP |  | Commercial/Industrial Unit |  | Eastern
EXCLUDE | MI | MI-Eastern | E.B. Eddy Paper Inc | 58222 | 3TU | BIT | ST | 5 | 5 | 0 | 33351 | 158042.77 |  | Industrial CHP | Y | OP |  | Commercial/Industrial Unit |  | Eastern
EXCLUDE | CA | CA-Western | Hoag Hospital Cogen Plant | 58223 | 1 | NG | IC | 1.5 | 1.2 | 0 | 0 | 0 |  | Commercial CHP | Y | OP |  | Commercial/Industrial Unit |  | Western
EXCLUDE | CA | CA-Western | Hoag Hospital Cogen Plant | 58223 | 2 | NG | IC | 1.5 | 1.2 | 0 | 0 | 0 |  | Commercial CHP | Y | OP |  | Commercial/Industrial Unit |  | Western
EXCLUDE | CA | CA-Western | Hoag Hospital Cogen Plant | 58223 | 3 | NG | IC | 1.5 | 1.2 | 0 | 0 | 0 |  | Commercial CHP | Y | OP |  | Commercial/Industrial Unit |  | Western
EXCLUDE | CT | CT-Eastern | CCSU Co-Gen-STBY Gen | 58224 | EC#1 | NG | IC | 1.3 | 1.3 | 0 | 0 | 0 |  | Commercial CHP | Y | OP |  | Commercial/Industrial Unit |  | Eastern
EXCLUDE | CT | CT-Eastern | CCSU Co-Gen-STBY Gen | 58224 | EC#2 | NG | IC | 1.3 | 1.3 | 0 | 0 | 0 |  | Commercial CHP | Y | OP |  | Commercial/Industrial Unit |  | Eastern
EXCLUDE | CT | CT-Eastern | CCSU Co-Gen-STBY Gen | 58224 | GRND | DFO | IC | 0.3 | 0.3 | 0 | 0 | 0 |  | Commercial CHP | N | SB |  | Commercial/Industrial Unit | Yes | Eastern
EXCLUDE | CT | CT-Eastern | CCSU Co-Gen-STBY Gen | 58224 | MEMH | DFO | IC | 0.7 | 0.7 | 0 | 0 | 0 |  | Commercial CHP | N | SB |  | Commercial/Industrial Unit |  | Eastern
EXCLUDE | CA | CA-Western | Newberry Solar 1 LLC | 58226 | 1 | SUN | PV | 1.5 | 1.5 | 0 | 0 | 0 |  | IPP Non-CHP | N | P |  | Status of Operation (IP, L, P, T) |  | Western
EXCLUDE | CA | CA-Western | SEPV9 Power Plant | 58227 | SPV9 | SUN | PV | 9 | 8.5 | 0 | 0 | 0 |  | IPP Non-CHP | N | U |  | Status of Operation (IP, L, P, T) |  | Western
EXCLUDE | DE | DE-Eastern | Milford Solar Farm | 58228 | GEN1 | SUN | PV | 11.8 | 11.8 | 0 | 312 | 0 |  | IPP Non-CHP | N | OP |  | Non Combustion (NUC, WAT, WND, GEO, or SUN) | Yes | Eastern
EXCLUDE | MN | MN-Eastern | Lake Marion | 58229 | GEN1 | DFO | IC | 8.8 | 8.8 | 0 | 0 | 0 |  | IPP Non-CHP | N | OP |  | Internal Combustion |  | Eastern
EXCLUDE | MN | MN-Eastern | Hastings | 58230 | GEN1 | DFO | IC | 8.8 | 8.8 | 0 | 0 | 0 |  | IPP Non-CHP | N | OP |  | Internal Combustion |  | Eastern
EXCLUDE | PA | PA-Eastern | Lincoln Financial Field | 58231 | GEN1 | SUN | PV | 2.9 | 2.9 | 0 | 0 | 0 |  | IPP Non-CHP | N | TS |  | Status of Operation (IP, L, P, T) |  | Eastern
EXCLUDE | CA | CA-Western | Tahquitz High School | 58232 | TAHQ | SUN | PV | 1 | 1 | 0 | 468 | 0 |  | IPP Non-CHP | N | OP |  | Non Combustion (NUC, WAT, WND, GEO, or SUN) | Yes | Western
EXCLUDE | CA | CA-Western | WKN Wagner | 58233 | GEN1 | WND | WT | 6 | 6 | 0 | 372 | 0 |  | IPP Non-CHP | N | OP |  | Non Combustion (NUC, WAT, WND, GEO, or SUN) | Yes | Western
EXCLUDE | CA | CA-Western | SEPV 8 | 58234 | SPV8 | SUN | PV | 12 | 11.8 | 0 | 0 | 0 |  | IPP Non-CHP | N | V |  | Status of Operation (IP, L, P, T) |  | Western
EXCLUDE | NJ | NJ-Eastern | Clayville | 58235 | 1 | NG | GT | 73 | 63 | 0 | 0 | 0 |  | Electric Utility | N | P |  | Status of Operation (IP, L, P, T) |  | Eastern
EXCLUDE | IA | IA-Eastern | Marshalltown Generating Station | 58236 | CC1 | NG | CC | 870 | 646 | 0 | 0 | 0 |  | Electric Utility | N | P |  | Status of Operation (IP, L, P, T) |  | Eastern
EXCLUDE | CT | CT-Eastern | CCSU Fuel Cell Project | 58237 | CCSU | NG | FC | 1.4 | 1.4 | 0 | 8077 | 3401.15 |  | Commercial CHP | Y | OP |  | Commercial/Industrial Unit | Yes | Eastern
EXCLUDE | VT | VT-Eastern | Georgia Mountain Community Wind Farm | 58238 | GMCW | WND | WT | 10 | 10 | 0 | 76 | 0 |  | IPP Non-CHP | N | OP |  | State not covered under final 111(d) | Yes | Eastern
EXCLUDE | MD | MD-Eastern | Kent County-Kennedyville | 58239 | PVKV | SUN | PV | 1 | 1 | 0 | 632 | 0 |  | IPP Non-CHP | N | OP |  | Non Combustion (NUC, WAT, WND, GEO, or SUN) | Yes | Eastern
EXCLUDE | NM | NM-Western | Kit Carson | 58240 | PV_KC | SUN | PV | 1.3 | 1.3 | 0 | 1445 | 0 |  | IPP Non-CHP | N | OP |  | Non Combustion (NUC, WAT, WND, GEO, or SUN) | Yes | Western
EXCLUDE | MD | MD-Eastern | Rock Hall | 58241 | RCKHL | SUN | PV | 1 | 1 | 0 | 113 | 0 |  | IPP Non-CHP | N | OP |  | Non Combustion (NUC, WAT, WND, GEO, or SUN) | Yes | Eastern
EXCLUDE | TX | TX-ERCOT | Pattern Panhandle Wind LLC | 58242 | 1 | WND | WT | 322 | 322 | 0 | 0 | 0 |  | IPP Non-CHP | N | L |  | Status of Operation (IP, L, P, T) |  | ERCOT
EXCLUDE | MD | MD-Eastern | Kent County - Worton Complex | 58243 | WRTN | SUN | PV | 1 | 1 | 0 | 811 | 0 |  | IPP Non-CHP | N | OP |  | Non Combustion (NUC, WAT, WND, GEO, or SUN) | Yes | Eastern
EXCLUDE | CA | CA-Western | West Valley High School Solar | 58244 | WEST | SUN | PV | 1 | 1 | 0 | 323 | 0 |  | IPP Non-CHP | N | OP |  | Non Combustion (NUC, WAT, WND, GEO, or SUN) | Yes | Western
EXCLUDE | IL | IL-Eastern | Northeastern Illinois University Cogen | 58245 | GEN1 | NG | IC | 0.8 | 0.8 | 0 | 0 | 0 |  | Commercial CHP | Y | SB |  | Commercial/Industrial Unit |  | Eastern
EXCLUDE | IL | IL-Eastern | Northeastern Illinois University Cogen | 58245 | GEN2 | NG | IC | 0.8 | 0.8 | 0 | 0 | 0 |  | Commercial CHP | Y | SB |  | Commercial/Industrial Unit |  | Eastern
EXCLUDE | IL | IL-Eastern | Northeastern Illinois University Cogen | 58245 | GEN3 | NG | IC | 0.8 | 0.8 | 0 | 0 | 0 |  | Commercial CHP | Y | SB |  | Commercial/Industrial Unit |  | Eastern
EXCLUDE | IL | IL-Eastern | Northeastern Illinois University Cogen | 58245 | GEN4 | NG | IC | 0.8 | 0.8 | 0 | 0 | 0 |  | Commercial CHP | Y | SB |  | Commercial/Industrial Unit |  | Eastern
EXCLUDE | MD | MD-Eastern | Millersville LFG | 58246 | CAT1 | LFG | IC | 1.6 | 1.5 | 0 | 0 | 0 |  | IPP Non-CHP | N | OP |  | Non-Fossil Fuel Type (Less than 10% Fossil Fuel) | Yes | Eastern
EXCLUDE | MD | MD-Eastern | Millersville LFG | 58246 | CAT2 | LFG | IC | 1.6 | 1.5 | 0 | 0 | 0 |  | IPP Non-CHP | N | OP |  | Non-Fossil Fuel Type (Less than 10% Fossil Fuel) | Yes | Eastern
EXCLUDE | CA | CA-Western | Pierce College | 58248 | GEN1 | SUN | PV | 1.9 | 1.9 | 0 | 0 | 0 |  | Commercial Non-CHP | N | OP |  | Commercial/Industrial Unit | Yes | Western
EXCLUDE | CA | CA-Western | VA Sepulveda Ambulatory Care Center | 58249 | GEN1 | SUN | PV | 3.5 | 3.5 | 0 | 0 | 0 |  | Commercial Non-CHP | N | P |  | Commercial/Industrial Unit |  | Western
EXCLUDE | PA | PA-Eastern | Tullytown | 58250 | GEN1 | LFG | IC | 1.6 | 1.6 | 0 | 0 | 0 |  | IPP Non-CHP | N | V |  | Status of Operation (IP, L, P, T) |  | Eastern
EXCLUDE | CA | CA-Western | C&H Sugar Plant | 58251 | TG3 | PUR | ST | 5 | 5 | 0 | 22918.19 | 0 |  | Industrial CHP | Y | OP |  | Commercial/Industrial Unit |  | Western
EXCLUDE | CA | CA-Western | C&H Sugar Plant | 58251 | TG4 | PUR | ST | 5 | 5 | 0 | 22918.19 | 0 |  | Industrial CHP | Y | OP |  | Commercial/Industrial Unit |  | Western
EXCLUDE | MD | MD-Eastern | Alpha Ridge LFG | 58252 | JEN1 | LFG | IC | 1 | 1 | 0 | 0 | 0 |  | IPP Non-CHP | N | OP |  | Non-Fossil Fuel Type (Less than 10% Fossil Fuel) | Yes | Eastern
EXCLUDE | CA | CA-Western | CBS Television City | 58253 | GEN1 | SUN | PV | 1.9 | 1.9 | 0 | 0 | 0 |  | Commercial Non-CHP | N | V |  | Commercial/Industrial Unit |  | Western
EXCLUDE | MI | MI-Eastern | Chatham | 58254 | CT02R | NG | GT | 3.6 | 3.2 | 0 | 0 | 0 |  | Electric Utility | N | T |  | Status of Operation (IP, L, P, T) |  | Eastern
EXCLUDE | MI | MI-Eastern | Chatham | 58254 | CTOIS | NG | GT | 3.7 | 3.4 | 0 | 0 | 0 |  | Electric Utility | N | T |  | Status of Operation (IP, L, P, T) |  | Eastern
EXCLUDE | KS | KS-Eastern | Rubart | 58255 | 01 | NG | IC | 10 | 9 | 0 | 0 | 0 |  | Electric Utility | N | T |  | Status of Operation (IP, L, P, T) |  | Eastern
EXCLUDE | KS | KS-Eastern | Rubart | 58255 | 02 | NG | IC | 10 | 9 | 0 | 0 | 0 |  | Electric Utility | N | T |  | Status of Operation (IP, L, P, T) |  | Eastern
EXCLUDE | KS | KS-Eastern | Rubart | 58255 | 03 | NG | IC | 10 | 9 | 0 | 0 | 0 |  | Electric Utility | N | T |  | Status of Operation (IP, L, P, T) |  | Eastern
EXCLUDE | KS | KS-Eastern | Rubart | 58255 | 04 | NG | IC | 10 | 9 | 0 | 0 | 0 |  | Electric Utility | N | T |  | Status of Operation (IP, L, P, T) |  | Eastern
EXCLUDE | KS | KS-Eastern | Rubart | 58255 | 05 | NG | IC | 10 | 9 | 0 | 0 | 0 |  | Electric Utility | N | T |  | Status of Operation (IP, L, P, T) |  | Eastern
EXCLUDE | KS | KS-Eastern | Rubart | 58255 | 06 | NG | IC | 10 | 9 | 0 | 0 | 0 |  | Electric Utility | N | T |  | Status of Operation (IP, L, P, T) |  | Eastern
EXCLUDE | KS | KS-Eastern | Rubart | 58255 | 07 | NG | IC | 10 | 9 | 0 | 0 | 0 |  | Electric Utility | N | T |  | Status of Operation (IP, L, P, T) |  | Eastern
EXCLUDE | KS | KS-Eastern | Rubart | 58255 | 08 | NG | IC | 10 | 9 | 0 | 0 | 0 |  | Electric Utility | N | T |  | Status of Operation (IP, L, P, T) |  | Eastern
EXCLUDE | KS | KS-Eastern | Rubart | 58255 | 09 | NG | IC | 10 | 9 | 0 | 0 | 0 |  | Electric Utility | N | T |  | Status of Operation (IP, L, P, T) |  | Eastern
EXCLUDE | KS | KS-Eastern | Rubart | 58255 | 10 | NG | IC | 10 | 9 | 0 | 0 | 0 |  | Electric Utility | N | T |  | Status of Operation (IP, L, P, T) |  | Eastern
EXCLUDE | KS | KS-Eastern | Rubart | 58255 | 11 | NG | IC | 10 | 9 | 0 | 0 | 0 |  | Electric Utility | N | T |  | Status of Operation (IP, L, P, T) |  | Eastern
EXCLUDE | KS | KS-Eastern | Rubart | 58255 | 12 | NG | IC | 10 | 9 | 0 | 0 | 0 |  | Electric Utility | N | T |  | Status of Operation (IP, L, P, T) |  | Eastern
EXCLUDE | NM | NM-Western | Los Alamos PV Site | 58256 | 1 | SUN | PV | 1 | 1 | 0 | 2000 | 0 |  | Electric Utility | N | OP |  | Non Combustion (NUC, WAT, WND, GEO, or SUN) | Yes | Western
EXCLUDE | NM | NM-Western | Los Alamos PV Site | 58256 | 2 | MWH | BA | 1 | 1 | 0 | 0 | 0 |  | Electric Utility | N | OP |  | Non-Fossil Fuel Type (Less than 10% Fossil Fuel) | Yes | Western
EXCLUDE | NM | NM-Western | Los Alamos PV Site | 58256 | 3 | MWH | BA | 0.8 | 0.8 | 0 | 0 | 0 |  | Electric Utility | N | OP |  | Non-Fossil Fuel Type (Less than 10% Fossil Fuel) | Yes | Western
EXCLUDE | SC | SC-Eastern | Upper Pacolet Hydro | 58257 | UP1 | WAT | HY | 1.1 | 1.1 | 0 | 0 | 0 |  | Electric Utility | N | V |  | Status of Operation (IP, L, P, T) |  | Eastern
EXCLUDE | CA | CA-Western | Central Utilities Plant LAX 2 | 58258 | GEN1 | NG | GT | 4.6 | 4.4 | 0 | 0 | 0 |  | Commercial CHP | Y | U |  | Commercial/Industrial Unit |  | Western
EXCLUDE | CA | CA-Western | Central Utilities Plant LAX 2 | 58258 | GEN2 | NG | GT | 4.6 | 4.4 | 0 | 0 | 0 |  | Commercial CHP | Y | U |  | Commercial/Industrial Unit |  | Western
EXCLUDE | HI | HI-Hawaii | Kalaeloa Solar Two | 58259 | KAS2 | SUN | PV | 5 | 5 | 0 | 188 | 0 |  | IPP Non-CHP | N | OP |  | State not covered under final 111(d) | Yes | Hawaii
UC-NGCC | VA | VA-Eastern | Brunswick County Power Station | 58260 | CT01 | NG | CC | 297.5 | 270.8 | 0 | 0 | 0 |  | Electric Utility | N | L |  |  | Yes | Eastern
UC-NGCC | VA | VA-Eastern | Brunswick County Power Station | 58260 | CT02 | NG | CC | 297.5 | 270.8 | 0 | 0 | 0 |  | Electric Utility | N | L |  |  | Yes | Eastern
UC-NGCC | VA | VA-Eastern | Brunswick County Power Station | 58260 | CT03 | NG | CC | 297.5 | 270.8 | 0 | 0 | 0 |  | Electric Utility | N | L |  |  | Yes | Eastern
UC-NGCC | VA | VA-Eastern | Brunswick County Power Station | 58260 | ST01 | NG | CC | 579.7 | 595.3 | 0 | 0 | 0 |  | Electric Utility | N | L |  |  | Yes | Eastern
EXCLUDE | CA | CA-Western | FAA NorCal TRACON | 58261 | 1 | SUN | PV | 1 | 1 | 0 | 33 | 0 |  | IPP Non-CHP | N | OP |  | Non Combustion (NUC, WAT, WND, GEO, or SUN) | Yes | Western
EXCLUDE | AZ | AZ-Western | Badger 1 | 58262 | 1 | SUN | PV | 14.8 | 14.8 | 0 | 0 | 0 |  | IPP Non-CHP | N | U |  | Status of Operation (IP, L, P, T) |  | Western
EXCLUDE | OH | OH-Eastern | Bay View Cogeneration Facility | 58263 | GTG | LFG | GT | 5.5 | 4.4 | 0 | 4035 | 7027.61 |  | Electric Utility | Y | OP |  | Non-Fossil Fuel Type (Less than 10% Fossil Fuel) |  | Eastern
EXCLUDE | OH | OH-Eastern | Bay View Cogeneration Facility | 58263 | STG | LFG | ST | 6.5 | 4 | 0 | 15 | 25.83 |  | Electric Utility | Y | OP |  | Non-Fossil Fuel Type (Less than 10% Fossil Fuel) |  | Eastern
EXCLUDE | NC | NC-Eastern | Apple Data Center - Fuel Cell 1&2 | 58264 | FC1 | LFG | FC | 5 | 4.8 | 0 | 2986 | 1245.49 |  | Commercial Non-CHP | N | OP |  | Commercial/Industrial Unit | Yes | Eastern
EXCLUDE | NC | NC-Eastern | Apple Data Center - Fuel Cell 1&2 | 58264 | FC2 | LFG | FC | 5.5 | 5.2 | 0 | 0 | 0 |  | Commercial Non-CHP | N | V |  | Commercial/Industrial Unit |  | Eastern
EXCLUDE | IA | IA-Eastern | NCAH Central Utility Plant | 58265 | C-3 | DFO | IC | 0.2 | 0.2 | 0 | 0 | 0 |  | Commercial CHP | N | SB |  | Commercial/Industrial Unit |  | Eastern
EXCLUDE | IA | IA-Eastern | NCAH Central Utility Plant | 58265 | EP-2 | DFO | IC | 0.6 | 0.6 | 0 | 0 | 0 |  | Commercial CHP | N | SB |  | Commercial/Industrial Unit |  | Eastern
EXCLUDE | IA | IA-Eastern | NCAH Central Utility Plant | 58265 | EP-6 | DFO | IC | 0.8 | 0.8 | 0 | 0 | 0 |  | Commercial CHP | N | SB |  | Commercial/Industrial Unit |  | Eastern
EXCLUDE | IA | IA-Eastern | NCAH Central Utility Plant | 58265 | FRZRF | DFO | IC | 0.2 | 0.2 | 0 | 0 | 0 |  | Commercial CHP | N | SB |  | Commercial/Industrial Unit |  | Eastern
EXCLUDE | IA | IA-Eastern | NCAH Central Utility Plant | 58265 | MBGEN | DFO | IC | 0.5 | 0.5 | 0 | 0 | 0 |  | Commercial CHP | N | SB |  | Commercial/Industrial Unit |  | Eastern
EXCLUDE | IA | IA-Eastern | NCAH Central Utility Plant | 58265 | S-13 | DFO | IC | 2.1 | 2.1 | 0 | 0 | 0 |  | Commercial CHP | N | SB |  | Commercial/Industrial Unit |  | Eastern
EXCLUDE | IA | IA-Eastern | NCAH Central Utility Plant | 58265 | S-14 | DFO | IC | 2.1 | 2.1 | 0 | 0 | 0 |  | Commercial CHP | N | SB |  | Commercial/Industrial Unit |  | Eastern
EXCLUDE | IA | IA-Eastern | NCAH Central Utility Plant | 58265 | S-16 | NG | GT | 3 | 3 | 0 | 746.03 | 90.12 |  | Commercial CHP | Y | OP |  | Commercial/Industrial Unit |  | Eastern
EXCLUDE | IA | IA-Eastern | NCAH Central Utility Plant | 58265 | S-17 | DFO | IC | 2 | 2 | 0 | 0 | 0 |  | Commercial CHP | N | SB |  | Commercial/Industrial Unit |  | Eastern
EXCLUDE | IA | IA-Eastern | NCAH Central Utility Plant | 58265 | S-18 | DFO | IC | 2 | 2 | 0 | 0 | 0 |  | Commercial CHP | N | SB |  | Commercial/Industrial Unit |  | Eastern
EXCLUDE | IA | IA-Eastern | NCAH Central Utility Plant | 58265 | S-19 | DFO | IC | 2 | 2 | 0 | 0 | 0 |  | Commercial CHP | N | SB |  | Commercial/Industrial Unit |  | Eastern
EXCLUDE | IA | IA-Eastern | NCAH Central Utility Plant | 58265 | S-7A | NG | GT | 1 | 1 | 0 | 248.68 | 30.04 |  | Commercial CHP | Y | OP |  | Commercial/Industrial Unit |  | Eastern
EXCLUDE | OR | OR-Western | Port Westward Unit 2 | 58266 | 1 | NG | IC | 18.8 | 18.5 | 0 | 0 | 0 |  | Electric Utility | N | L |  | Status of Operation (IP, L, P, T) |  | Western
EXCLUDE | OR | OR-Western | Port Westward Unit 2 | 58266 | 10 | NG | IC | 18.8 | 18.5 | 0 | 0 | 0 |  | Electric Utility | N | L |  | Status of Operation (IP, L, P, T) |  | Western
EXCLUDE | OR | OR-Western | Port Westward Unit 2 | 58266 | 11 | NG | IC | 18.8 | 18.5 | 0 | 0 | 0 |  | Electric Utility | N | L |  | Status of Operation (IP, L, P, T) |  | Western
EXCLUDE | OR | OR-Western | Port Westward Unit 2 | 58266 | 12 | NG | IC | 18.8 | 18.5 | 0 | 0 | 0 |  | Electric Utility | N | L |  | Status of Operation (IP, L, P, T) |  | Western
EXCLUDE | OR | OR-Western | Port Westward Unit 2 | 58266 | 2 | NG | IC | 18.8 | 18.5 | 0 | 0 | 0 |  | Electric Utility | N | L |  | Status of Operation (IP, L, P, T) |  | Western
EXCLUDE | OR | OR-Western | Port Westward Unit 2 | 58266 | 3 | NG | IC | 18.8 | 18.5 | 0 | 0 | 0 |  | Electric Utility | N | L |  | Status of Operation (IP, L, P, T) |  | Western
EXCLUDE | OR | OR-Western | Port Westward Unit 2 | 58266 | 4 | NG | IC | 18.8 | 18.5 | 0 | 0 | 0 |  | Electric Utility | N | L |  | Status of Operation (IP, L, P, T) |  | Western
EXCLUDE | OR | OR-Western | Port Westward Unit 2 | 58266 | 5 | NG | IC | 18.8 | 18.5 | 0 | 0 | 0 |  | Electric Utility | N | L |  | Status of Operation (IP, L, P, T) |  | Western
EXCLUDE | OR | OR-Western | Port Westward Unit 2 | 58266 | 6 | NG | IC | 18.8 | 18.5 | 0 | 0 | 0 |  | Electric Utility | N | L |  | Status of Operation (IP, L, P, T) |  | Western
EXCLUDE | OR | OR-Western | Port Westward Unit 2 | 58266 | 7 | NG | IC | 18.8 | 18.5 | 0 | 0 | 0 |  | Electric Utility | N | L |  | Status of Operation (IP, L, P, T) |  | Western
EXCLUDE | OR | OR-Western | Port Westward Unit 2 | 58266 | 8 | NG | IC | 18.8 | 18.5 | 0 | 0 | 0 |  | Electric Utility | N | L |  | Status of Operation (IP, L, P, T) |  | Western
EXCLUDE | OR | OR-Western | Port Westward Unit 2 | 58266 | 9 | NG | IC | 18.8 | 18.5 | 0 | 0 | 0 |  | Electric Utility | N | L |  | Status of Operation (IP, L, P, T) |  | Western
EXCLUDE | NC | NC-Eastern | UNC-CH LFG Facility | 58268 | LFG1 | LFG | IC | 1 | 1 | 0 | 0 | 0 |  | Commercial Non-CHP | N | TS |  | Commercial/Industrial Unit |  | Eastern
EXCLUDE | OH | OH-Eastern | Bay View Backup Power Facility | 58269 | G1 | DFO | IC | 2 | 2 | 0 | 0 | 0 |  | Electric Utility | N | SB |  | Internal Combustion |  | Eastern
EXCLUDE | OH | OH-Eastern | Bay View Backup Power Facility | 58269 | G2 | NG | IC | 2 | 2 | 0 | 0 | 0 |  | Electric Utility | N | SB |  | Internal Combustion |  | Eastern
EXCLUDE | OH | OH-Eastern | Bay View Backup Power Facility | 58269 | G3 | NG | IC | 2 | 2 | 0 | 0 | 0 |  | Electric Utility | N | SB |  | Internal Combustion |  | Eastern
EXCLUDE | OH | OH-Eastern | Bay View Backup Power Facility | 58269 | G4 | NG | IC | 2 | 2 | 0 | 0 | 0 |  | Electric Utility | N | SB |  | Internal Combustion |  | Eastern
EXCLUDE | OH | OH-Eastern | Bay View Backup Power Facility | 58269 | G5 | NG | IC | 2 | 2 | 0 | 0 | 0 |  | Electric Utility | N | SB |  | Internal Combustion |  | Eastern
EXCLUDE | OH | OH-Eastern | Bay View Backup Power Facility | 58269 | G6 | NG | IC | 2 | 2 | 0 | 0 | 0 |  | Electric Utility | N | SB |  | Internal Combustion |  | Eastern
EXCLUDE | MA | MA-Eastern | Acushnet AD Makepeace | 58270 | 1 | SUN | PV | 4.7 | 4.7 | 0 | 2500 | 0 |  | IPP Non-CHP | N | OP |  | Non Combustion (NUC, WAT, WND, GEO, or SUN) | Yes | Eastern
EXCLUDE | MA | MA-Eastern | Acushnet Hawes Reed Road | 58271 | 1 | SUN | PV | 1 | 1 | 0 | 1043 | 0 |  | IPP Non-CHP | N | OP |  | Non Combustion (NUC, WAT, WND, GEO, or SUN) | Yes | Eastern
EXCLUDE | MA | MA-Eastern | Easthampton Landfill-City of Easthampton | 58272 | 1 | SUN | PV | 1.9 | 1.9 | 0 | 1691 | 0 |  | IPP Non-CHP | N | OP |  | Non Combustion (NUC, WAT, WND, GEO, or SUN) | Yes | Eastern
EXCLUDE | NC | NC-Eastern | South Robeson Farm | 58273 | SROB | SUN | PV | 5 | 4.9 | 0 | 4636 | 0 |  | IPP Non-CHP | N | OP |  | Non Combustion (NUC, WAT, WND, GEO, or SUN) | Yes | Eastern
EXCLUDE | NC | NC-Eastern | Raeford Farm | 58274 | RAEF | SUN | PV | 5 | 4.9 | 0 | 592 | 0 |  | IPP Non-CHP | N | OP |  | Non Combustion (NUC, WAT, WND, GEO, or SUN) | Yes | Eastern
EXCLUDE | MA | MA-Eastern | Mass Midstate Solar 3 | 58275 | 1 | SUN | PV | 4 | 4 | 0 | 0 | 0 |  | IPP Non-CHP | N | L |  | Status of Operation (IP, L, P, T) |  | Eastern
EXCLUDE | MA | MA-Eastern | Mass Midstate Solar 2 | 58276 | 1 | SUN | PV | 5 | 5 | 0 | 0 | 0 |  | IPP Non-CHP | N | L |  | Status of Operation (IP, L, P, T) |  | Eastern
EXCLUDE | HI | HI-Hawaii | Paia Hydroelectric Plant | 58277 | PAH1 | WAT | HY | 1.3 | 1.3 | 0 | 6663 | 0 |  | Industrial Non-CHP | N | OP |  | State not covered under final 111(d) |  | Hawaii
EXCLUDE | AK | AK-Alaska | TNSG North Plant | 58278 | 13 | NG | IC | 0.3 | 0.3 | 0 | 0 | 0 |  | Electric Utility | N | OP |  | State not covered under final 111(d) |  | Alaska
EXCLUDE | AK | AK-Alaska | TNSG North Plant | 58278 | CT1 | NG | GT | 5.2 | 5.2 | 0 | 17779.5 | 12108.33 |  | Electric Utility | N | OP |  | State not covered under final 111(d) |  | Alaska
EXCLUDE | AK | AK-Alaska | TNSG North Plant | 58278 | CT2 | NG | GT | 5.2 | 5.2 | 0 | 17779.5 | 12108.33 |  | Electric Utility | N | OP |  | State not covered under final 111(d) |  | Alaska
EXCLUDE | MA | MA-Eastern | Mass Midstate Solar 1 | 58279 | 1 | SUN | PV | 5 | 5 | 0 | 0 | 0 |  | IPP Non-CHP | N | L |  | Status of Operation (IP, L, P, T) |  | Eastern
EXCLUDE | MA | MA-Eastern | Millbury Solar | 58280 | 1 | SUN | PV | 3 | 3 | 0 | 0 | 0 |  | IPP Non-CHP | N | L |  | Status of Operation (IP, L, P, T) |  | Eastern
EXCLUDE | HI | HI-Hawaii | Mililani South PV | 58281 | 1 | SUN | PV | 5 | 5 | 0 | 0 | 0 |  | IPP Non-CHP | N | P |  | State not covered under final 111(d) |  | Hawaii
EXCLUDE | MA | MA-Eastern | Leicester Solar | 58282 | 1 | SUN | PV | 5 | 5 | 0 | 0 | 0 |  | IPP Non-CHP | N | L |  | Status of Operation (IP, L, P, T) |  | Eastern
EXCLUDE | MA | MA-Eastern | Freetown Solar | 58283 | 1 | SUN | PV | 5 | 5 | 0 | 0 | 0 |  | IPP Non-CHP | N | L |  | Status of Operation (IP, L, P, T) |  | Eastern
EXCLUDE | NM | NM-Western | La Luz Energy Center | 58284 | 0001 | NG | GT | 42.3 | 40.2 | 0 | 0 | 0 |  | Electric Utility | N | P |  | Status of Operation (IP, L, P, T) |  | Western
EXCLUDE | NM | NM-Western | La Luz Energy Center | 58284 | 0002 | NG | GT | 42.3 | 40.2 | 0 | 0 | 0 |  | Electric Utility | N | P |  | Status of Operation (IP, L, P, T) |  | Western
EXCLUDE | CA | CA-Western | Zuni Road North Solar Farm | 58285 | ZNPV | SUN | PV | 1.5 | 1.5 | 0 | 0 | 0 |  | IPP Non-CHP | N | P |  | Status of Operation (IP, L, P, T) |  | Western
EXCLUDE | CA | CA-Western | Zuni Road South Solar Farm | 58286 | ZSPV | SUN | PV | 1.5 | 1.5 | 0 | 0 | 0 |  | IPP Non-CHP | N | P |  | Status of Operation (IP, L, P, T) |  | Western
EXCLUDE | CA | CA-Western | Gales A - West | 58287 | GWPV | SUN | PV | 1.5 | 1.5 | 0 | 0 | 0 |  | IPP Non-CHP | N | P |  | Status of Operation (IP, L, P, T) |  | Western
EXCLUDE | CA | CA-Western | Gales B - East | 58288 | GEPV | SUN | PV | 1.5 | 1.5 | 0 | 0 | 0 |  | IPP Non-CHP | N | P |  | Status of Operation (IP, L, P, T) |  | Western
EXCLUDE | CA | CA-Western | Venable 1 North | 58289 | VNPV | SUN | PV | 1.5 | 1.5 | 0 | 0 | 0 |  | IPP Non-CHP | N | P |  | Status of Operation (IP, L, P, T) |  | Western
EXCLUDE | CA | CA-Western | Venable 2 South | 58290 | VSPV | SUN | PV | 1.5 | 1.5 | 0 | 0 | 0 |  | IPP Non-CHP | N | P |  | Status of Operation (IP, L, P, T) |  | Western
EXCLUDE | CA | CA-Western | Tehachapi Spindle | 58291 | TS1 | MWH | FW | 20 | 20 | 0 | 0 | 0 |  | IPP Non-CHP | N | IP |  | Status of Operation (IP, L, P, T) |  | Western
EXCLUDE | AZ | AZ-Western | Jewish Community Center PV | 58292 | JCC | SUN | PV | 1.1 | 1.1 | 0 | 580 | 0 |  | IPP Non-CHP | N | OP |  | Non Combustion (NUC, WAT, WND, GEO, or SUN) | Yes | Western
EXCLUDE | AZ | AZ-Western | Paradise Valley H.S. PV | 58293 | PVH | SUN | PV | 1.3 | 1.3 | 0 | 0 | 0 |  | IPP Non-CHP | N | TS |  | Status of Operation (IP, L, P, T) |  | Western
EXCLUDE | NY | NY-Eastern | SREC Bath LFGTE | 58295 | GEN1 | LFG | IC | 1.6 | 1.6 | 0 | 0 | 0 |  | IPP Non-CHP | N | OP |  | Non-Fossil Fuel Type (Less than 10% Fossil Fuel) |  | Eastern
EXCLUDE | NY | NY-Eastern | SREC Bath LFGTE | 58295 | GEN2 | LFG | IC | 1.6 | 1.6 | 0 | 0 | 0 |  | IPP Non-CHP | N | OP |  | Non-Fossil Fuel Type (Less than 10% Fossil Fuel) |  | Eastern
EXCLUDE | CA | CA-Western | Roll Delano 2 | 58296 | ROL6 | NG | FC | 1 | 1 | 0 | 2000 | 749.13 |  | IPP Non-CHP | N | OP |  | Fuel Cell | Yes | Western
EXCLUDE | CA | CA-Western | Roll Delano | 58297 | ROL4 | NG | FC | 1.1 | 1 | 0 | 233 | 91 |  | IPP Non-CHP | N | OP |  | Fuel Cell | Yes | Western
EXCLUDE | CA | CA-Western | Roll Lost Hills | 58298 | ROL3 | NG | FC | 1.1 | 1 | 0 | 241 | 96.02 |  | IPP Non-CHP | N | OP |  | Fuel Cell | Yes | Western
EXCLUDE | CA | CA-Western | Xilinx San Jose | 58299 | XLX | NG | FC | 1.1 | 1 | 0 | 7050 | 2706.36 |  | IPP Non-CHP | N | OP |  | Fuel Cell | Yes | Western
EXCLUDE | CA | CA-Western | Honda Torrance | 58300 | HON | NG | FC | 1.1 | 1 | 0 | 238 | 92.63 |  | IPP Non-CHP | N | OP |  | Fuel Cell | Yes | Western
EXCLUDE | CA | CA-Western | Juniper Networks Sunnyvale | 58301 | JPR | NG | FC | 1.1 | 1 | 0 | 28 | 11.98 |  | IPP Non-CHP | N | OP |  | Fuel Cell | Yes | Western
EXCLUDE | CA | CA-Western | Life Technologies Carlsbad | 58302 | LFT | NG | FC | 1.1 | 1 | 0 | 2952 | 1120.78 |  | IPP Non-CHP | N | OP |  | Fuel Cell | Yes | Western
EXCLUDE | CA | CA-Western | Taylor Farms Salinas | 58303 | TLR | NG | FC | 1.1 | 1 | 0 | 2013 | 2860.83 |  | IPP Non-CHP | N | OP |  | Fuel Cell | Yes | Western
EXCLUDE | CA | CA-Western | Kingsburg Solar | 58304 | 1 | SUN | PV | 1.5 | 1.5 | 0 | 0 | 0 |  | IPP Non-CHP | N | T |  | Status of Operation (IP, L, P, T) |  | Western
EXCLUDE | CA | CA-Western | Kingsburg Solar | 58304 | 2 | SUN | PV | 1.5 | 1.5 | 0 | 0 | 0 |  | IPP Non-CHP | N | T |  | Status of Operation (IP, L, P, T) |  | Western
EXCLUDE | CA | CA-Western | Kingsburg Solar | 58304 | 3 | SUN | PV | 0.7 | 0.7 | 0 | 0 | 0 |  | IPP Non-CHP | N | T |  | Status of Operation (IP, L, P, T) |  | Western
EXCLUDE | NC | NC-Eastern | PCIP Solar | 58305 | PCIP | SUN | PV | 1 | 1 | 0 | 1856 | 0 |  | IPP Non-CHP | N | OP |  | Non Combustion (NUC, WAT, WND, GEO, or SUN) |  | Eastern
EXCLUDE | CA | CA-Western | Exeter Solar | 58306 | 1 | SUN | PV | 1 | 1 | 0 | 0 | 0 |  | IPP Non-CHP | N | T |  | Status of Operation (IP, L, P, T) |  | Western
EXCLUDE | CA | CA-Western | Exeter Solar | 58306 | 2 | SUN | PV | 1 | 1 | 0 | 0 | 0 |  | IPP Non-CHP | N | T |  | Status of Operation (IP, L, P, T) |  | Western
EXCLUDE | CA | CA-Western | Exeter Solar | 58306 | 3 | SUN | PV | 1.5 | 1.5 | 0 | 0 | 0 |  | IPP Non-CHP | N | T |  | Status of Operation (IP, L, P, T) |  | Western
EXCLUDE | CA | CA-Western | Ivanhoe Solar | 58307 | 1 | SUN | PV | 1.5 | 1.5 | 0 | 0 | 0 |  | IPP Non-CHP | N | T |  | Status of Operation (IP, L, P, T) |  | Western
EXCLUDE | CA | CA-Western | Ivanhoe Solar | 58307 | 2 | SUN | PV | 0.5 | 0.5 | 0 | 0 | 0 |  | IPP Non-CHP | N | T |  | Status of Operation (IP, L, P, T) |  | Western
EXCLUDE | CA | CA-Western | Ivanhoe Solar | 58307 | 3 | SUN | PV | 1.5 | 1.5 | 0 | 0 | 0 |  | IPP Non-CHP | N | T |  | Status of Operation (IP, L, P, T) |  | Western
EXCLUDE | CA | CA-Western | Lindsay Solar | 58308 | 1 | SUN | PV | 1.5 | 1.5 | 0 | 0 | 0 |  | IPP Non-CHP | N | T |  | Status of Operation (IP, L, P, T) |  | Western
EXCLUDE | CA | CA-Western | Lindsay Solar | 58308 | 3 | SUN | PV | 1.5 | 1.5 | 0 | 0 | 0 |  | IPP Non-CHP | N | T |  | Status of Operation (IP, L, P, T) |  | Western
EXCLUDE | CA | CA-Western | Lindsay Solar | 58308 | 4 | SUN | PV | 1 | 1 | 0 | 0 | 0 |  | IPP Non-CHP | N | T |  | Status of Operation (IP, L, P, T) |  | Western
EXCLUDE | CA | CA-Western | Porterville Solar | 58309 | 1 | SUN | PV | 1 | 1 | 0 | 0 | 0 |  | IPP Non-CHP | N | T |  | Status of Operation (IP, L, P, T) |  | Western
EXCLUDE | CA | CA-Western | Porterville Solar | 58309 | 2 | SUN | PV | 1 | 1 | 0 | 0 | 0 |  | IPP Non-CHP | N | T |  | Status of Operation (IP, L, P, T) |  | Western
EXCLUDE | CA | CA-Western | Porterville Solar | 58309 | 5 | SUN | PV | 1.5 | 1.5 | 0 | 0 | 0 |  | IPP Non-CHP | N | T |  | Status of Operation (IP, L, P, T) |  | Western
EXCLUDE | LA | LA-Eastern | Lake Charles Plant | 58310 | G-1 | PC | ST | 36.4 | 28 | 0 | 0 | 0 |  | Industrial CHP | Y | OP |  | Commercial/Industrial Unit | Yes | Eastern
EXCLUDE | NC | NC-Eastern | Chadbourn Farm | 58311 | 1 | SUN | PV | 5 | 5 | 0 | 10187 | 0 |  | IPP Non-CHP | N | OP |  | Non Combustion (NUC, WAT, WND, GEO, or SUN) | Yes | Eastern
EXCLUDE | NC | NC-Eastern | Warrenton Farm | 58312 | 1 | SUN | PV | 4 | 4 | 0 | 7997 | 0 |  | IPP Non-CHP | N | OP |  | Non Combustion (NUC, WAT, WND, GEO, or SUN) | Yes | Eastern
EXCLUDE | NC | NC-Eastern | Mocksville Farm | 58313 | 1 | SUN | PV | 5 | 5 | 0 | 9295 | 0 |  | IPP Non-CHP | N | OP |  | Non Combustion (NUC, WAT, WND, GEO, or SUN) | Yes | Eastern
EXCLUDE | NC | NC-Eastern | Belwood Farm | 58314 | 1 | SUN | PV | 4 | 4 | 0 | 7924 | 0 |  | IPP Non-CHP | N | OP |  | Non Combustion (NUC, WAT, WND, GEO, or SUN) | Yes | Eastern
EXCLUDE | NC | NC-Eastern | Arndt Farm | 58315 | 1 | SUN | PV | 5 | 5 | 0 | 9461 | 0 |  | IPP Non-CHP | N | OP |  | Non Combustion (NUC, WAT, WND, GEO, or SUN) | Yes | Eastern
EXCLUDE | NC | NC-Eastern | Railroad Farm | 58316 | 1 | SUN | PV | 5 | 5 | 0 | 8973 | 0 |  | IPP Non-CHP | N | OP |  | Non Combustion (NUC, WAT, WND, GEO, or SUN) | Yes | Eastern
EXCLUDE | NC | NC-Eastern | Watts Farm | 58317 | 1 | SUN | PV | 5 | 5 | 0 | 8983 | 0 |  | IPP Non-CHP | N | OP |  | Non Combustion (NUC, WAT, WND, GEO, or SUN) | Yes | Eastern
EXCLUDE | NC | NC-Eastern | Farrington Farm | 58318 | 1 | SUN | PV | 1 | 1 | 0 | 1571 | 0 |  | IPP Non-CHP | N | OP |  | Non Combustion (NUC, WAT, WND, GEO, or SUN) | Yes | Eastern
EXCLUDE | NV | NV-Western | Patua Geothermal Project Phase 1A | 58319 | 1 | GEO | BT | 16 | 10 | 0 | 0 | 0 |  | IPP Non-CHP | N | U |  | Status of Operation (IP, L, P, T) |  | Western
EXCLUDE | NV | NV-Western | Patua Geothermal Project Phase 1A | 58319 | 3 | GEO | BT | 16 | 10 | 0 | 0 | 0 |  | IPP Non-CHP | N | U |  | Status of Operation (IP, L, P, T) |  | Western
EXCLUDE | NV | NV-Western | Patua Geothermal Project Phase 1A | 58319 | 5 | GEO | BT | 16 | 10 | 0 | 0 | 0 |  | IPP Non-CHP | N | U |  | Status of Operation (IP, L, P, T) |  | Western
EXCLUDE | CA | CA-Western | G2 Energy Hay Rd | 58320 | 362 | LFG | IC | 1.6 | 1.5 | 0 | 0 | 0 |  | IPP Non-CHP | N | U |  | Status of Operation (IP, L, P, T) |  | Western
EXCLUDE | TX | TX-ERCOT | Goldthwaite Wind Energy Facility | 58321 | 1 | WND | WT | 150 | 150 | 0 | 0 | 0 |  | IPP Non-CHP | N | P |  | Status of Operation (IP, L, P, T) |  | ERCOT
EXCLUDE | NE | NE-Eastern | Prairie Breeze | 58322 | 1 | WND | WT | 206.5 | 206.5 | 0 | 0 | 0 |  | IPP Non-CHP | N | P |  | Status of Operation (IP, L, P, T) |  | Eastern
EXCLUDE | NC | NC-Eastern | Shannon Farm | 58323 | 1 | SUN | PV | 5 | 5 | 0 | 9066 | 0 |  | IPP Non-CHP | N | OP |  | Non Combustion (NUC, WAT, WND, GEO, or SUN) | Yes | Eastern
EXCLUDE | OR | OR-Western | Vansycle II Wind Energy Center | 58324 | SIE23 | WND | WT | 98.9 | 98.9 | 0 | 0 | 0 |  | IPP Non-CHP | N | OP |  | Non Combustion (NUC, WAT, WND, GEO, or SUN) |  | Western
EXCLUDE | OK | OK-Eastern | Charles D. Lamb Energy Center | 58325 | 1 | NG | GT | 122 | 122 | 0 | 0 | 0 |  | Electric Utility | N | P |  | Status of Operation (IP, L, P, T) |  | Eastern
EXCLUDE | PA | PA-Eastern | PWD Northeast WPCP Biogas Cogen Plant | 58326 | NBG1 | OBG | IC | 1.4 | 1.4 | 0 | 0 | 0 |  | Commercial Non-CHP | N | V |  | Commercial/Industrial Unit |  | Eastern
EXCLUDE | PA | PA-Eastern | PWD Northeast WPCP Biogas Cogen Plant | 58326 | NBG2 | OBG | IC | 1.4 | 1.4 | 0 | 0 | 0 |  | Commercial Non-CHP | N | V |  | Commercial/Industrial Unit |  | Eastern
EXCLUDE | PA | PA-Eastern | PWD Northeast WPCP Biogas Cogen Plant | 58326 | NBG3 | OBG | IC | 1.4 | 1.4 | 0 | 0 | 0 |  | Commercial Non-CHP | N | V |  | Commercial/Industrial Unit |  | Eastern
EXCLUDE | PA | PA-Eastern | PWD Northeast WPCP Biogas Cogen Plant | 58326 | NBG4 | OBG | IC | 1.4 | 1.4 | 0 | 0 | 0 |  | Commercial Non-CHP | N | V |  | Commercial/Industrial Unit |  | Eastern
EXCLUDE | CT | CT-Eastern | Bradley Energy Center | 58327 | UNIT1 | NG | IC | 1.5 | 1.5 | 0 | 0 | 0 |  | Commercial CHP | Y | OP |  | Commercial/Industrial Unit |  | Eastern
EXCLUDE | CT | CT-Eastern | Bradley Energy Center | 58327 | UNIT2 | NG | IC | 1.2 | 1.2 | 0 | 0 | 0 |  | Commercial CHP | N | OP |  | Commercial/Industrial Unit |  | Eastern
EXCLUDE | CT | CT-Eastern | Bradley Energy Center | 58327 | UNIT3 | NG | IC | 1.2 | 1.2 | 0 | 0 | 0 |  | Commercial CHP | N | OP |  | Commercial/Industrial Unit |  | Eastern
EXCLUDE | CT | CT-Eastern | Bradley Energy Center | 58327 | UNIT4 | NG | IC | 1.9 | 1.9 | 0 | 0 | 0 |  | Commercial CHP | Y | OP |  | Commercial/Industrial Unit |  | Eastern
EXCLUDE | IL | IL-Eastern | North Chicago Energy Center | 58328 | GT1 | NG | GT | 5.2 | 5.2 | 0 | 16560.32 | 13265.85 |  | Commercial CHP | Y | OP |  | Commercial/Industrial Unit |  | Eastern
EXCLUDE | IL | IL-Eastern | North Chicago Energy Center | 58328 | GT2 | NG | GT | 7.2 | 7.1 | 0 | 22929.68 | 18368.1 |  | Commercial CHP | Y | OP |  | Commercial/Industrial Unit |  | Eastern
EXCLUDE | MD | MD-Eastern | UMMS at Pocomoke | 58329 | PV1 | SUN | PV | 2.8 | 2.8 | 0 | 0 | 0 |  | IPP Non-CHP | N | TS |  | Status of Operation (IP, L, P, T) |  | Eastern
EXCLUDE | MI | MI-Eastern | The Andersons Albion Ethanol LLC | 58330 | 9611 | NG | ST | 2 | 1 | 0 | 4.85 | 107247.33 |  | Industrial CHP | Y | OP |  | Commercial/Industrial Unit |  | Eastern
EXCLUDE | NC | NC-Eastern | Fuquay Farm | 58331 | 1 | SUN | PV | 5 | 5 | 0 | 0 | 0 |  | IPP Non-CHP | N | V |  | Status of Operation (IP, L, P, T) |  | Eastern
EXCLUDE | NC | NC-Eastern | Haynes Farm | 58332 | 1 | SUN | PV | 5 | 5 | 0 | 0 | 0 |  | IPP Non-CHP | N | T |  | Status of Operation (IP, L, P, T) |  | Eastern
EXCLUDE | NC | NC-Eastern | Lenoir Farm | 58333 | 1 | SUN | PV | 5 | 5 | 0 | 0 | 0 |  | IPP Non-CHP | N | U |  | Status of Operation (IP, L, P, T) |  | Eastern
EXCLUDE | NC | NC-Eastern | Lenoir Farm 2 | 58334 | 1 | SUN | PV | 5 | 5 | 0 | 0 | 0 |  | IPP Non-CHP | N | T |  | Status of Operation (IP, L, P, T) |  | Eastern
EXCLUDE | NC | NC-Eastern | Marshville Farm | 58335 | 1 | SUN | PV | 5 | 5 | 0 | 0 | 0 |  | IPP Non-CHP | N | T |  | Status of Operation (IP, L, P, T) |  | Eastern
EXCLUDE | NC | NC-Eastern | Mile Farm | 58336 | 1 | SUN | PV | 5 | 5 | 0 | 0 | 0 |  | IPP Non-CHP | N | T |  | Status of Operation (IP, L, P, T) |  | Eastern
EXCLUDE | NC | NC-Eastern | Moore Solar Farm | 58337 | 1 | SUN | PV | 5 | 5 | 0 | 0 | 0 |  | IPP Non-CHP | N | T |  | Status of Operation (IP, L, P, T) |  | Eastern
EXCLUDE | NC | NC-Eastern | Moorings Farm | 58338 | 1 | SUN | PV | 5 | 5 | 0 | 0 | 0 |  | IPP Non-CHP | N | T |  | Status of Operation (IP, L, P, T) |  | Eastern
EXCLUDE | NC | NC-Eastern | New Bern Farm | 58339 | 1 | SUN | PV | 5 | 5 | 0 | 0 | 0 |  | IPP Non-CHP | N | T |  | Status of Operation (IP, L, P, T) |  | Eastern
EXCLUDE | NC | NC-Eastern | Roxboro Farm | 58340 | 1 | SUN | PV | 5 | 5 | 0 | 0 | 0 |  | IPP Non-CHP | N | T |  | Status of Operation (IP, L, P, T) |  | Eastern
EXCLUDE | NC | NC-Eastern | White Cross Farm | 58341 | 1 | SUN | PV | 5 | 5 | 0 | 0 | 0 |  | IPP Non-CHP | N | T |  | Status of Operation (IP, L, P, T) |  | Eastern
EXCLUDE | NC | NC-Eastern | Wilson Farm 1 | 58342 | 1 | SUN | PV | 5 | 5 | 0 | 0 | 0 |  | IPP Non-CHP | N | T |  | Status of Operation (IP, L, P, T) |  | Eastern
EXCLUDE | NC | NC-Eastern | Yanceyville Farm | 58343 | 1 | SUN | PV | 5 | 5 | 0 | 0 | 0 |  | IPP Non-CHP | N | T |  | Status of Operation (IP, L, P, T) |  | Eastern
EXCLUDE | NC | NC-Eastern | AM Best Farm | 58344 | 1 | SUN | PV | 5 | 5 | 0 | 0 | 0 |  | IPP Non-CHP | N | T |  | Status of Operation (IP, L, P, T) |  | Eastern
EXCLUDE | NC | NC-Eastern | Mt Olive Farm 2 | 58345 | 1 | SUN | PV | 5 | 5 | 0 | 0 | 0 |  | IPP Non-CHP | N | T |  | Status of Operation (IP, L, P, T) |  | Eastern
EXCLUDE | NC | NC-Eastern | Dibrell Farm | 58346 | 1 | SUN | PV | 5 | 5 | 0 | 0 | 0 |  | IPP Non-CHP | N | T |  | Status of Operation (IP, L, P, T) |  | Eastern
EXCLUDE | NC | NC-Eastern | Rock Farm | 58347 | 1 | SUN | PV | 5 | 5 | 0 | 0 | 0 |  | IPP Non-CHP | N | T |  | Status of Operation (IP, L, P, T) |  | Eastern
EXCLUDE | NC | NC-Eastern | Two Lines Farm | 58348 | 1 | SUN | PV | 5 | 5 | 0 | 0 | 0 |  | IPP Non-CHP | N | T |  | Status of Operation (IP, L, P, T) |  | Eastern
EXCLUDE | NC | NC-Eastern | Bolton Farm | 58349 | 1 | SUN | PV | 5 | 5 | 0 | 0 | 0 |  | IPP Non-CHP | N | T |  | Status of Operation (IP, L, P, T) |  | Eastern
EXCLUDE | NC | NC-Eastern | McCallum Farm | 58350 | 1 | SUN | PV | 5 | 5 | 0 | 0 | 0 |  | IPP Non-CHP | N | T |  | Status of Operation (IP, L, P, T) |  | Eastern
EXCLUDE | MI | MI-Eastern | Tuscola Bay Wind | 58351 | GE16 | WND | WT | 120 | 120 | 0 | 31687 | 0 |  | IPP Non-CHP | N | OP |  | Non Combustion (NUC, WAT, WND, GEO, or SUN) | Yes | Eastern
EXCLUDE | WA | WA-Western | NPI USA Cogeneration Plant | 58352 | G-11 | WDS | ST | 20 | 20 | 0 | 0 | 0 |  | Industrial CHP | Y | V |  | Commercial/Industrial Unit |  | Western
EXCLUDE | CA | CA-Western | Radiance Solar 4 | 58354 | 1 | SUN | PV | 1.5 | 1.5 | 0 | 0 | 0 |  | IPP Non-CHP | N | V |  | Status of Operation (IP, L, P, T) |  | Western
EXCLUDE | CA | CA-Western | Radiance Solar 5 | 58355 | 1 | SUN | PV | 1.5 | 1.5 | 0 | 0 | 0 |  | IPP Non-CHP | N | V |  | Status of Operation (IP, L, P, T) |  | Western
EXCLUDE | NJ | NJ-Eastern | The Lawrenceville School Solar Facility | 58356 | TLS | SUN | PV | 5.2 | 5.2 | 0 | 5875 | 0 |  | IPP Non-CHP | N | OP |  | Non Combustion (NUC, WAT, WND, GEO, or SUN) | Yes | Eastern
EXCLUDE | NJ | NJ-Eastern | White Rose Foods Solar Facility | 58357 | WR | SUN | PV | 4.2 | 4.2 | 0 | 0 | 0 |  | Commercial Non-CHP | N | OP |  | Commercial/Industrial Unit |  | Eastern
EXCLUDE | NJ | NJ-Eastern | North Jersey Media Group Solar Facility | 58358 | NJMG | SUN | PV | 4.1 | 4.1 | 0 | 0 | 0 |  | Commercial Non-CHP | N | V |  | Commercial/Industrial Unit |  | Eastern
EXCLUDE | NJ | NJ-Eastern | Gerresheimer Glass Solar Facility | 58359 | GG | SUN | PV | 2.3 | 2.3 | 0 | 620 | 0 |  | Commercial Non-CHP | N | OP |  | Commercial/Industrial Unit | Yes | Eastern
EXCLUDE | NJ | NJ-Eastern | Atlantic Coast Freezers Solar Facility | 58360 | ACF | SUN | PV | 2.2 | 2.2 | 0 | 2155 | 0 |  | Commercial Non-CHP | N | OP |  | Commercial/Industrial Unit | Yes | Eastern
EXCLUDE | NJ | NJ-Eastern | Williams-Sonoma Solar Facility | 58361 | WS | SUN | PV | 4.2 | 3.6 | 0 | 4624 | 0 |  | Commercial Non-CHP | N | OP |  | Commercial/Industrial Unit |  | Eastern
EXCLUDE | MA | MA-Eastern | Quittacas Pond Solar | 58362 | QPMA | SUN | PV | 3.5 | 3.5 | 0 | 0 | 0 |  | IPP Non-CHP | N | T |  | Status of Operation (IP, L, P, T) |  | Eastern
EXCLUDE | TX | TX-ERCOT | Majestic II Wind | 58363 | WND1 | WND | WT | 79.6 | 79.6 | 0 | 0 | 0 |  | IPP Non-CHP | N | OP |  | Non Combustion (NUC, WAT, WND, GEO, or SUN) | Yes | ERCOT
EXCLUDE | NJ | NJ-Eastern | Mountain Creek Solar Facility | 58364 | MC | SUN | PV | 4.6 | 4.6 | 0 | 0 | 0 |  | Commercial Non-CHP | N | U |  | Commercial/Industrial Unit |  | Eastern
EXCLUDE | CT | CT-Eastern | CJTS Energy Center | 58365 | UNIT1 | NG | FC | 0.2 | 0.2 | 0 | 644.33 | 659.54 |  | Commercial CHP | Y | OP |  | Commercial/Industrial Unit |  | Eastern
EXCLUDE | CT | CT-Eastern | CJTS Energy Center | 58365 | UNIT2 | NG | FC | 0.2 | 0.2 | 0 | 644.33 | 659.54 |  | Commercial CHP | Y | OP |  | Commercial/Industrial Unit |  | Eastern
EXCLUDE | CT | CT-Eastern | CJTS Energy Center | 58365 | UNIT3 | NG | FC | 0.2 | 0.2 | 0 | 644.33 | 659.54 |  | Commercial CHP | Y | OP |  | Commercial/Industrial Unit |  | Eastern
EXCLUDE | CT | CT-Eastern | CJTS Energy Center | 58365 | UNIT4 | NG | FC | 0.2 | 0.2 | 0 | 644.33 | 659.54 |  | Commercial CHP | Y | OP | 2013 | Commercial/Industrial Unit |  | Eastern
EXCLUDE | CT | CT-Eastern | CJTS Energy Center | 58365 | UNIT5 | NG | FC | 0.2 | 0.2 | 0 | 644.33 | 659.54 |  | Commercial CHP | Y | OP |  | Commercial/Industrial Unit |  | Eastern
EXCLUDE | CT | CT-Eastern | CJTS Energy Center | 58365 | UNIT6 | NG | FC | 0.2 | 0.2 | 0 | 644.33 | 659.54 |  | Commercial CHP | Y | OP | 2013 | Commercial/Industrial Unit |  | Eastern
EXCLUDE | CT | CT-Eastern | CJTS Energy Center | 58365 | UNIT7 | NG | FC | 0.4 | 0.4 | 0 | 0 | 0 |  | Commercial CHP | N | U |  | Commercial/Industrial Unit |  | Eastern
EXCLUDE | CA | CA-Western | Atwell Island | 58366 | 1 | SUN | PV | 20.2 | 20.2 | 0 | 0 | 0 |  | IPP Non-CHP | N | TS |  | Status of Operation (IP, L, P, T) |  | Western
EXCLUDE | CA | CA-Western | Gridley Main | 58370 | GEN1 | SUN | PV | 1 | 1 | 0 | 0 | 0 |  | IPP Non-CHP | N | U |  | Status of Operation (IP, L, P, T) |  | Western
EXCLUDE | CA | CA-Western | Gridley Main Two | 58371 | GEN1 | SUN | PV | 2.5 | 2.5 | 0 | 0 | 0 |  | IPP Non-CHP | N | U |  | Status of Operation (IP, L, P, T) |  | Western
EXCLUDE | TX | TX-ERCOT | Blue Summit Wind LLC | 58372 | GEN1 | WND | WT | 135.4 | 135.4 | 0 | 0 | 0 |  | IPP Non-CHP | N | OP |  | Non Combustion (NUC, WAT, WND, GEO, or SUN) | Yes | ERCOT
EXCLUDE | CA | CA-Western | White River Solar | 58373 | WRCA | SUN | PV | 20 | 20 | 0 | 0 | 0 |  | IPP Non-CHP | N | V |  | Status of Operation (IP, L, P, T) |  | Western
EXCLUDE | CA | CA-Western | Corcoran Solar | 58374 | CSCA | SUN | PV | 20 | 20 | 0 | 0 | 0 |  | IPP Non-CHP | N | U |  | Status of Operation (IP, L, P, T) |  | Western
EXCLUDE | IL | IL-Eastern | Triton East and West Cogen | 58375 | 1 | NG | IC | 0.8 | 0.8 | 0 | 0 | 0 |  | Commercial Non-CHP | N | OP |  | Commercial/Industrial Unit |  | Eastern
EXCLUDE | IL | IL-Eastern | Triton East and West Cogen | 58375 | 2 | NG | IC | 0.8 | 0.8 | 0 | 0 | 0 |  | Commercial Non-CHP | N | OP |  | Commercial/Industrial Unit |  | Eastern
EXCLUDE | IL | IL-Eastern | Triton East and West Cogen | 58375 | 3 | NG | IC | 0.8 | 0.8 | 0 | 0 | 0 |  | Commercial Non-CHP | N | OP |  | Commercial/Industrial Unit |  | Eastern
EXCLUDE | IL | IL-Eastern | Triton East and West Cogen | 58375 | 4 | NG | IC | 0.8 | 0.8 | 0 | 0 | 0 |  | Commercial Non-CHP | N | OP |  | Commercial/Industrial Unit |  | Eastern
EXCLUDE | IL | IL-Eastern | Triton East and West Cogen | 58375 | 5 | NG | IC | 0.4 | 0.4 | 0 | 0 | 0 |  | Commercial Non-CHP | N | P |  | Commercial/Industrial Unit |  | Eastern
EXCLUDE | CA | CA-Western | Oakley Solar Project | 58376 | 1 | SUN | PV | 1.5 | 1.5 | 0 | 0 | 0 |  | IPP Non-CHP | N | V |  | Status of Operation (IP, L, P, T) |  | Western
EXCLUDE | IL | IL-Eastern | Rochelle Energy Center | 58377 | REC1 | LFG | IC | 1.6 | 1.6 | 0 | 0 | 0 |  | IPP Non-CHP | N | OP |  | Non-Fossil Fuel Type (Less than 10% Fossil Fuel) |  | Eastern
EXCLUDE | IL | IL-Eastern | Rochelle Energy Center | 58377 | REC2 | LFG | IC | 1.6 | 1.6 | 0 | 0 | 0 |  | IPP Non-CHP | N | OP |  | Non-Fossil Fuel Type (Less than 10% Fossil Fuel) |  | Eastern
EXCLUDE | IL | IL-Eastern | Rochelle Energy Center | 58377 | REC3 | LFG | IC | 1.6 | 1.6 | 0 | 0 | 0 |  | IPP Non-CHP | N | OP |  | Non-Fossil Fuel Type (Less than 10% Fossil Fuel) |  | Eastern
EXCLUDE | TX | TX-ERCOT | W.A. Parish Carbon Capture Plant | 58378 | GT2 | NG | GT | 102.7 | 74 | 0 | 0 | 0 |  | IPP Non-CHP | N | U |  | Status of Operation (IP, L, P, T) |  | ERCOT
EXCLUDE | CA | CA-Western | Cold Canyon 1 | 58379 | W3998 | LFG | IC | 1.5 | 1.5 | 0 | 0 | 0 |  | IPP Non-CHP | N | TS |  | Status of Operation (IP, L, P, T) |  | Western
EXCLUDE | AK | AK-Alaska | JBER Landfill Gas Power Plant | 58380 | 1 | LFG | IC | 2.3 | 1.4 | 0 | 0 | 0 |  | Commercial Non-CHP | N | OP |  | State not covered under final 111(d) | Yes | Alaska
EXCLUDE | AK | AK-Alaska | JBER Landfill Gas Power Plant | 58380 | 2 | LFG | IC | 2.3 | 1.4 | 0 | 0 | 0 |  | Commercial Non-CHP | N | OP |  | State not covered under final 111(d) | Yes | Alaska
EXCLUDE | AK | AK-Alaska | JBER Landfill Gas Power Plant | 58380 | 3 | LFG | IC | 2.3 | 1.4 | 0 | 0 | 0 |  | Commercial Non-CHP | N | OP |  | State not covered under final 111(d) | Yes | Alaska
EXCLUDE | AK | AK-Alaska | JBER Landfill Gas Power Plant | 58380 | 4 | LFG | IC | 2.3 | 1.4 | 0 | 0 | 0 |  | Commercial Non-CHP | N | OP |  | State not covered under final 111(d) | Yes | Alaska
EXCLUDE | AK | AK-Alaska | JBER Landfill Gas Power Plant | 58380 | 5 | LFG | IC | 2.3 | 1.4 | 0 | 0 | 0 |  | Commercial Non-CHP | N | U |  | State not covered under final 111(d) |  | Alaska
EXCLUDE | OH | OH-Eastern | Bryan Solar Field | 58381 | 1 | SUN | PV | 2.1 | 1.7 | 0 | 0 | 0 |  | Electric Utility | N | OP |  | Non Combustion (NUC, WAT, WND, GEO, or SUN) | Yes | Eastern
EXCLUDE | OR | OR-Western | Threemile Digester | 58382 | GEN1 | OBG | IC | 1.6 | 1.6 | 0 | 0 | 0 |  | IPP CHP | Y | OP |  | Non-Fossil Fuel Type (Less than 10% Fossil Fuel) | Yes | Western
EXCLUDE | OR | OR-Western | Threemile Digester | 58382 | GEN2 | OBG | IC | 1.6 | 1.6 | 0 | 0 | 0 |  | IPP CHP | Y | OP |  | Non-Fossil Fuel Type (Less than 10% Fossil Fuel) | Yes | Western
EXCLUDE | OR | OR-Western | Threemile Digester | 58382 | GEN3 | OBG | IC | 1.6 | 1.6 | 0 | 0 | 0 |  | IPP CHP | Y | OP |  | Non-Fossil Fuel Type (Less than 10% Fossil Fuel) | Yes | Western