EXCLUDE | AZ | AZ-Western | Hyder II | 58383 | PV1 | SUN | PV | 18 | 18 | 0 | 0 | 0 |  | Electric Utility | N | L |  | Status of Operation (IP, L, P, T) |  | Western
EXCLUDE | ID | ID-Western | Fargo Drop | 58384 | GEN1 | WAT | HY | 1.1 | 1.1 | 0 | 0 | 0 |  | IPP Non-CHP | N | U |  | Status of Operation (IP, L, P, T) |  | Western
EXCLUDE | MA | MA-Eastern | Northbridge Solar | 58385 | NSMA | SUN | PV | 1.9 | 1.9 | 0 | 0 | 0 |  | IPP Non-CHP | N | U |  | Status of Operation (IP, L, P, T) |  | Eastern
EXCLUDE | OH | OH-Eastern | CU Solar Plant | 58386 | CU | SUN | PV | 1.8 | 1.8 | 0 | 0 | 0 |  | IPP Non-CHP | N | V |  | Status of Operation (IP, L, P, T) |  | Eastern
EXCLUDE | MA | MA-Eastern | CES Sterling LLC | 58387 | 1 | SUN | PV | 2.4 | 2 | 0 | 0 | 0 |  | IPP Non-CHP | N | TS |  | Status of Operation (IP, L, P, T) |  | Eastern
EXCLUDE | CA | CA-Western | Solar Star 1 | 58388 | AVS1 | SUN | PV | 318 | 310 | 0 | 0 | 0 |  | IPP Non-CHP | N | T |  | Status of Operation (IP, L, P, T) |  | Western
EXCLUDE | CA | CA-Western | Solar Star 2 | 58389 | AVS2 | SUN | PV | 279 | 276 | 0 | 0 | 0 |  | IPP Non-CHP | N | T |  | Status of Operation (IP, L, P, T) |  | Western
EXCLUDE | NC | NC-Eastern | Jordan Hydroelectric Project | 58390 | EMOD | WAT | HY | 2.2 | 2.2 | 0 | 0 | 0 |  | IPP Non-CHP | N | OP |  | Non Combustion (NUC, WAT, WND, GEO, or SUN) | Yes | Eastern
EXCLUDE | NC | NC-Eastern | Jordan Hydroelectric Project | 58390 | WMOD | WAT | HY | 2.2 | 2.2 | 0 | 0 | 0 |  | IPP Non-CHP | N | OP |  | Non Combustion (NUC, WAT, WND, GEO, or SUN) | Yes | Eastern
EXCLUDE | IN | IN-Eastern | IND Solar Farm 1st Phase | 58391 | 1 | SUN | PV | 10 | 10 | 0 | 0 | 0 |  | IPP Non-CHP | N | P |  | Status of Operation (IP, L, P, T) |  | Eastern
EXCLUDE | MT | MT-Western | Flint Creek Hydroelectric LLC | 58392 | GEN1 | WAT | HY | 2 | 2 | 0 | 0 | 0 |  | IPP Non-CHP | N | U |  | Status of Operation (IP, L, P, T) |  | Western
UC-NGCC | UT | UT-Western | Lake Side 2 | 58393 | CT21 | NG | CC | 185.4 | 178 | 0 | 0 | 0 |  | Electric Utility | N | V |  |  |  | Western
UC-NGCC | UT | UT-Western | Lake Side 2 | 58393 | CT22 | NG | CC | 185.4 | 178 | 0 | 0 | 0 |  | Electric Utility | N | V |  |  |  | Western
UC-NGCC | UT | UT-Western | Lake Side 2 | 58393 | ST2 | NG | CC | 284.4 | 273 | 0 | 0 | 0 |  | Electric Utility | N | V |  |  |  | Western
EXCLUDE | CA | CA-Western | Alta Wind X | 58394 | AW10 | WND | WT | 138 | 138 | 0 | 0 | 0 |  | IPP Non-CHP | N | L |  | Status of Operation (IP, L, P, T) |  | Western
EXCLUDE | CA | CA-Western | Alta Wind XI | 58395 | AW11 | WND | WT | 90 | 90 | 0 | 0 | 0 |  | IPP Non-CHP | N | L |  | Status of Operation (IP, L, P, T) |  | Western
EXCLUDE | OR | OR-Western | Troutdale Energy Center | 58396 | PLGEN | NG | CC | 652 | 652 | 0 | 0 | 0 |  | IPP Non-CHP | N | P |  | Status of Operation (IP, L, P, T) |  | Western
EXCLUDE | CA | CA-Western | Ameresco Johnson Canyon | 58397 | ENG1 | LFG | IC | 1.4 | 1.4 | 0 | 0 | 0 |  | IPP Non-CHP | N | U |  | Status of Operation (IP, L, P, T) |  | Western
EXCLUDE | CA | CA-Western | Heber Solar | 58398 | 1 | SUN | PV | 10.9 | 10 | 0 | 0 | 0 |  | IPP Non-CHP | N | P |  | Status of Operation (IP, L, P, T) |  | Western
EXCLUDE | NY | NY-Eastern | Synergy Biogas | 58399 | 1 | OBG | IC | 1.4 | 1.2 | 0 | 0 | 0 |  | Commercial Non-CHP | N | OP |  | Commercial/Industrial Unit |  | Eastern
EXCLUDE | SC | SC-Eastern | Central Energy Facility | 58400 | GT01 | NG | GT | 5.5 | 4.7 | 0 | 0 | 0 |  | Commercial Non-CHP | N | OP |  | Commercial/Industrial Unit |  | Eastern
EXCLUDE | SC | SC-Eastern | Central Energy Facility | 58400 | GT02 | NG | GT | 4.5 | 2.5 | 0 | 0 | 0 |  | Commercial Non-CHP | N | SB |  | Commercial/Industrial Unit |  | Eastern
EXCLUDE | TN | TN-Eastern | Volkswagen Solar System | 58401 | 1 | SUN | PV | 9.6 | 7.9 | 0 | 0 | 0 |  | IPP Non-CHP | N | OP |  | Non Combustion (NUC, WAT, WND, GEO, or SUN) | Yes | Eastern
EXCLUDE | NJ | NJ-Eastern | Solar Star New Jersey NJ LLC | 58402 | 1 | SUN | PV | 1.5 | 1.5 | 0 | 0 | 0 |  | IPP Non-CHP | N | OP |  | Non Combustion (NUC, WAT, WND, GEO, or SUN) | Yes | Eastern
EXCLUDE | MA | MA-Eastern | Bellingham PV | 58403 | SO032 | SUN | PV | 3 | 3 | 0 | 0 | 0 |  | IPP Non-CHP | N | L |  | Status of Operation (IP, L, P, T) |  | Eastern
EXCLUDE | TX | TX-Eastern | Pantex | 58404 | 1 | WND | WT | 11.5 | 11.5 | 0 | 0 | 0 |  | Commercial Non-CHP | N | U |  | Commercial/Industrial Unit |  | Eastern
EXCLUDE | AK | AK-Alaska | ESS Battery | 58405 | 1 | MWH | BA | 3 |  | 0 | 0 | 0 |  | Electric Utility | N | OP |  | State not covered under final 111(d) | Yes | Alaska
EXCLUDE | OK | OK-Eastern | Chilocco Wind Farm | 58406 | 1 | WND | WT | 76.5 | 35.8 | 0 | 0 | 0 |  | IPP Non-CHP | N | U |  | Status of Operation (IP, L, P, T) |  | Eastern
EXCLUDE | OK | OK-Eastern | Chilocco Wind Farm | 58406 | 2 | WND | WT | 76.5 | 35.8 | 0 | 0 | 0 |  | IPP Non-CHP | N | U |  | Status of Operation (IP, L, P, T) |  | Eastern
EXCLUDE | IA | IA-Eastern | Luther College Wind Project | 58407 | WTG01 | WND | WT | 1.6 | 1.6 | 0 | 0 | 0 |  | IPP Non-CHP | N | OP |  | Non Combustion (NUC, WAT, WND, GEO, or SUN) |  | Eastern
EXCLUDE | MD | MD-Eastern | Maryland Solar | 58408 | MSH1 | SUN | PV | 27 | 20 | 0 | 0 | 0 |  | IPP Non-CHP | N | U |  | Status of Operation (IP, L, P, T) |  | Eastern
EXCLUDE | PA | PA-Eastern | Good Spring NGCC | 58409 | GT1 | NG | CC | 225 | 225 | 0 | 0 | 0 |  | IPP CHP | Y | P |  | Status of Operation (IP, L, P, T) |  | Eastern
EXCLUDE | PA | PA-Eastern | Good Spring NGCC | 58409 | HRSG1 | NG | CC | 108 | 108 | 0 | 0 | 0 |  | IPP CHP | Y | P |  | Status of Operation (IP, L, P, T) |  | Eastern
EXCLUDE | MA | MA-Eastern | Marshfield PV | 58410 | SO032 | SUN | PV | 3 | 3 | 0 | 0 | 0 |  | IPP Non-CHP | N | L |  | Status of Operation (IP, L, P, T) |  | Eastern
EXCLUDE | MA | MA-Eastern | Orange PV | 58411 | SO023 | SUN | PV | 2 | 2 | 0 | 0 | 0 |  | IPP Non-CHP | N | L |  | Status of Operation (IP, L, P, T) |  | Eastern
EXCLUDE | MA | MA-Eastern | Maynard PV | 58412 | SO026 | SUN | PV | 1 | 1 | 0 | 0 | 0 |  | IPP Non-CHP | N | L |  | Status of Operation (IP, L, P, T) |  | Eastern
EXCLUDE | AZ | AZ-Western | Copper Crossing Gen Station | 58413 | CCGS1 | NG | GT | 101 | 91 | 0 | 0 | 0 |  | Electric Utility | N | P |  | Status of Operation (IP, L, P, T) |  | Western
EXCLUDE | AZ | AZ-Western | Copper Crossing Gen Station | 58413 | CCGS2 | NG | GT | 101 | 91 | 0 | 0 | 0 |  | Electric Utility | N | P |  | Status of Operation (IP, L, P, T) |  | Western
EXCLUDE | IA | IA-Eastern | NLMU Wind | 58414 | NLMU | WND | WT | 1.5 | 1.5 | 0 | 0 | 0 |  | Electric Utility | N | OP |  | Non Combustion (NUC, WAT, WND, GEO, or SUN) |  | Eastern
EXCLUDE | CA | CA-Western | Agincourt Solar Project | 58415 | 1 | SUN | PV | 10 | 10 | 0 | 0 | 0 |  | IPP Non-CHP | N | P |  | Status of Operation (IP, L, P, T) |  | Western
EXCLUDE | IN | IN-Eastern | Headwaters Wind Farm LLC | 58416 | 1 | WND | WT | 100 | 100 | 0 | 0 | 0 |  | IPP Non-CHP | N | P |  | Status of Operation (IP, L, P, T) |  | Eastern
EXCLUDE | CA | CA-Western | Marathon Solar Project | 58417 | CP1 | SUN | PV | 20 | 20 | 0 | 0 | 0 |  | IPP Non-CHP | N | P |  | Status of Operation (IP, L, P, T) |  | Western
EXCLUDE | CA | CA-Western | Victor Dry Farm Ranch A | 58418 | 1 | SUN | PV | 5 | 5 | 0 | 0 | 0 |  | IPP Non-CHP | N | L |  | Status of Operation (IP, L, P, T) |  | Western
EXCLUDE | CA | CA-Western | Victor Dry Farm Ranch B | 58419 | 1 | SUN | PV | 5 | 5 | 0 | 0 | 0 |  | IPP Non-CHP | N | L |  | Status of Operation (IP, L, P, T) |  | Western
UC-NGCC | PA | PA-Eastern | Moxie Liberty Generation Plant | 58420 | GEN1 | NG | CC | 435 | 382.5 | 0 | 0 | 0 |  | IPP Non-CHP | N | T |  |  |  | Eastern
UC-NGCC | PA | PA-Eastern | Moxie Liberty Generation Plant | 58420 | GEN2 | NG | CC | 435 | 382.5 | 0 | 0 | 0 |  | IPP Non-CHP | N | T |  |  |  | Eastern
EXCLUDE | MO | MO-Eastern | Missouri Center for Waste to Energy | 58421 | 320 | LFG | IC | 1 | 1 | 0 | 0 | 0 |  | IPP Non-CHP | N | U |  | Status of Operation (IP, L, P, T) |  | Eastern
EXCLUDE | MO | MO-Eastern | Missouri Center for Waste to Energy | 58421 | 420 | LFG | IC | 1.4 | 1.4 | 0 | 0 | 0 |  | IPP Non-CHP | N | U |  | Status of Operation (IP, L, P, T) |  | Eastern
EXCLUDE | CA | CA-Western | CSU Northridge Plant | 58422 | 63 | NG | FC | 0.3 | 0.3 | 0 | 0 | 0 |  | Commercial CHP | Y | OP |  | Commercial/Industrial Unit |  | Western
EXCLUDE | CA | CA-Western | CSU Northridge Plant | 58422 | 64 | NG | FC | 0.3 | 0.3 | 0 | 0 | 0 |  | Commercial CHP | Y | OP |  | Commercial/Industrial Unit |  | Western
EXCLUDE | CA | CA-Western | CSU Northridge Plant | 58422 | 65 | NG | FC | 0.3 | 0.3 | 0 | 0 | 0 |  | Commercial CHP | Y | OP |  | Commercial/Industrial Unit |  | Western
EXCLUDE | CA | CA-Western | CSU Northridge Plant | 58422 | 67 | NG | FC | 0.3 | 0.3 | 0 | 0 | 0 |  | Commercial CHP | Y | OP |  | Commercial/Industrial Unit |  | Western
EXCLUDE | CA | CA-Western | CSU Northridge Plant | 58422 | B2PV | SUN | PV | 0.3 | 0.2 | 0 | 0 | 0 |  | Commercial CHP | N | OP |  | Commercial/Industrial Unit |  | Western
EXCLUDE | CA | CA-Western | CSU Northridge Plant | 58422 | CP1 | NG | GT | 0.2 | 0.2 | 0 | 0 | 0 |  | Commercial CHP | Y | OS |  | Commercial/Industrial Unit |  | Western
EXCLUDE | CA | CA-Western | CSU Northridge Plant | 58422 | E6PV | SUN | PV | 0.2 | 0.1 | 0 | 0 | 0 |  | Commercial CHP | N | OP |  | Commercial/Industrial Unit |  | Western
EXCLUDE | MA | MA-Eastern | Southbridge PV | 58423 | SO022 | SUN | PV | 3 | 3 | 0 | 0 | 0 |  | IPP Non-CHP | N | U |  | Status of Operation (IP, L, P, T) |  | Eastern
EXCLUDE | TX | TX-ERCOT | Harbor Wind LLC | 58424 | 1 | WND | WT | 9 | 9 | 0 | 0 | 0 |  | IPP Non-CHP | N | OP |  | Non Combustion (NUC, WAT, WND, GEO, or SUN) | Yes | ERCOT
EXCLUDE | AK | AK-Alaska | Fire Island Wind | 58425 | WT1 | WND | WT | 18 | 18 | 0 | 0 | 0 |  | IPP Non-CHP | N | OP |  | State not covered under final 111(d) | Yes | Alaska
UC-NGCC | PA | PA-Eastern | Moxie Patriot Generation Plant | 58426 | GEN1 | NG | CC | 435 | 382.5 | 0 | 0 | 0 |  | IPP Non-CHP | N | T |  |  |  | Eastern
UC-NGCC | PA | PA-Eastern | Moxie Patriot Generation Plant | 58426 | GEN2 | NG | CC | 435 | 382.5 | 0 | 0 | 0 |  | IPP Non-CHP | N | T |  |  |  | Eastern
EXCLUDE | MI | MI-Eastern | Lansing BWL REO Town Plant | 58427 | CTG1 | NG | GT | 42 | 44.7 | 0 | 0 | 0 |  | Electric Utility | Y | V |  | Status of Operation (IP, L, P, T) |  | Eastern
EXCLUDE | MI | MI-Eastern | Lansing BWL REO Town Plant | 58427 | CTG2 | NG | GT | 42 | 44.7 | 0 | 0 | 0 |  | Electric Utility | Y | V |  | Status of Operation (IP, L, P, T) |  | Eastern
EXCLUDE | MI | MI-Eastern | Lansing BWL REO Town Plant | 58427 | ST | NG | ST | 14 | 13.3 | 0 | 0 | 0 |  | Electric Utility | Y | V |  | Status of Operation (IP, L, P, T) |  | Eastern
EXCLUDE | LA | LA-Eastern | LSU Cogen | 58428 | 1-02 | NG | GT | 19.6 | 19.6 | 0 | 0 | 0 |  | Commercial CHP | Y | OP |  | Commercial/Industrial Unit |  | Eastern
EXCLUDE | CA | CA-Western | Sunshine Gas Producers | 58429 | 1 | LFG | GT | 4.6 | 4 | 0 | 0 | 0 |  | IPP Non-CHP | N | T |  | Status of Operation (IP, L, P, T) |  | Western
EXCLUDE | CA | CA-Western | Sunshine Gas Producers | 58429 | 2 | LFG | GT | 4.6 | 4 | 0 | 0 | 0 |  | IPP Non-CHP | N | T |  | Status of Operation (IP, L, P, T) |  | Western
EXCLUDE | CA | CA-Western | Sunshine Gas Producers | 58429 | 3 | LFG | GT | 4.6 | 4 | 0 | 0 | 0 |  | IPP Non-CHP | N | T |  | Status of Operation (IP, L, P, T) |  | Western
EXCLUDE | CA | CA-Western | Sunshine Gas Producers | 58429 | 4 | LFG | GT | 4.6 | 4 | 0 | 0 | 0 |  | IPP Non-CHP | N | T |  | Status of Operation (IP, L, P, T) |  | Western
EXCLUDE | CA | CA-Western | Sunshine Gas Producers | 58429 | 5 | LFG | GT | 4.6 | 4 | 0 | 0 | 0 |  | IPP Non-CHP | N | T |  | Status of Operation (IP, L, P, T) |  | Western
EXCLUDE | CA | CA-Western | Centinela Solar Energy | 58430 | CSE1 | SUN | PV | 34.2 | 33.4 | 0 | 0 | 0 |  | IPP Non-CHP | N | V |  | Status of Operation (IP, L, P, T) |  | Western
EXCLUDE | CA | CA-Western | Centinela Solar Energy | 58430 | CSE2 | SUN | PV | 26.6 | 25.6 | 0 | 0 | 0 |  | IPP Non-CHP | N | V |  | Status of Operation (IP, L, P, T) |  | Western
EXCLUDE | CA | CA-Western | Centinela Solar Energy | 58430 | CSE3 | SUN | PV | 34.2 | 33.4 | 0 | 0 | 0 |  | IPP Non-CHP | N | V |  | Status of Operation (IP, L, P, T) |  | Western
EXCLUDE | CA | CA-Western | Centinela Solar Energy | 58430 | CSE4 | SUN | PV | 34.2 | 33.4 | 0 | 0 | 0 |  | IPP Non-CHP | N | U |  | Status of Operation (IP, L, P, T) |  | Western
EXCLUDE | CA | CA-Western | Centinela Solar Energy | 58430 | CSE5 | SUN | PV | 19 | 18.6 | 0 | 0 | 0 |  | IPP Non-CHP | N | U |  | Status of Operation (IP, L, P, T) |  | Western
EXCLUDE | CA | CA-Western | Centinela Solar Energy | 58430 | CSE6 | SUN | PV | 26.6 | 25.6 | 0 | 0 | 0 |  | IPP Non-CHP | N | U |  | Status of Operation (IP, L, P, T) |  | Western
EXCLUDE | TN | TN-Eastern | West Tennessee Solar Farm | 58431 | SNVA | SUN | PV | 4.2 | 4.2 | 0 | 0 | 0 |  | IPP Non-CHP | N | OP |  | Non Combustion (NUC, WAT, WND, GEO, or SUN) | Yes | Eastern
EXCLUDE | CA | CA-Western | Houweling Nurseries | 58432 | COG1 | NG | IC | 4.4 | 4.4 | 0 | 0 | 0 |  | IPP CHP | Y | OP |  | Internal Combustion | Yes | Western
EXCLUDE | CA | CA-Western | Houweling Nurseries | 58432 | COG2 | NG | IC | 4.4 | 4.4 | 0 | 0 | 0 |  | IPP CHP | Y | OP |  | Internal Combustion | Yes | Western
EXCLUDE | CA | CA-Western | Houweling Nurseries | 58432 | COG3 | NG | IC | 4.4 | 4.4 | 0 | 0 | 0 |  | IPP CHP | Y | U |  | Status of Operation (IP, L, P, T) |  | Western
EXCLUDE | DE | DE-Eastern | Red Lion Energy Center | 58433 | RED1 | NG | FC | 5.8 | 5.8 | 0 | 0 | 0 |  | IPP Non-CHP | N | OP |  | Fuel Cell | Yes | Eastern
EXCLUDE | DE | DE-Eastern | Red Lion Energy Center | 58433 | RED2 | NG | FC | 6.4 | 6.4 | 0 | 0 | 0 |  | IPP Non-CHP | N | V |  | Status of Operation (IP, L, P, T) |  | Eastern
EXCLUDE | DE | DE-Eastern | Red Lion Energy Center | 58433 | RED3 | NG | FC | 3.7 | 3.7 | 0 | 0 | 0 |  | IPP Non-CHP | N | U |  | Status of Operation (IP, L, P, T) |  | Eastern
EXCLUDE | DE | DE-Eastern | Red Lion Energy Center | 58433 | RED4 | NG | FC | 3.7 | 3.7 | 0 | 0 | 0 |  | IPP Non-CHP | N | U |  | Status of Operation (IP, L, P, T) |  | Eastern
EXCLUDE | DE | DE-Eastern | Red Lion Energy Center | 58433 | RED5 | NG | FC | 3.7 | 3.7 | 0 | 0 | 0 |  | IPP Non-CHP | N | U |  | Status of Operation (IP, L, P, T) |  | Eastern
EXCLUDE | DE | DE-Eastern | Red Lion Energy Center | 58433 | RED6 | NG | FC | 3.7 | 3.7 | 0 | 0 | 0 |  | IPP Non-CHP | N | U |  | Status of Operation (IP, L, P, T) |  | Eastern
EXCLUDE | IA | IA-Eastern | Red Rock Hydro Plant | 58434 | 1 | WAT | HY | 18.2 | 27.5 | 0 | 0 | 0 |  | Electric Utility | N | L |  | Status of Operation (IP, L, P, T) |  | Eastern
EXCLUDE | IA | IA-Eastern | Red Rock Hydro Plant | 58434 | 2 | WAT | HY | 18.2 | 27.5 | 0 | 0 | 0 |  | Electric Utility | N | L |  | Status of Operation (IP, L, P, T) |  | Eastern
EXCLUDE | CA | CA-Western | Ameresco Vasco Road | 58435 | ENG1 | LFG | IC | 2.2 | 2.1 | 0 | 0 | 0 |  | IPP Non-CHP | N | U |  | Status of Operation (IP, L, P, T) |  | Western
EXCLUDE | CA | CA-Western | Ameresco Vasco Road | 58435 | ENG2 | LFG | IC | 2.2 | 2.1 | 0 | 0 | 0 |  | IPP Non-CHP | N | U |  | Status of Operation (IP, L, P, T) |  | Western
EXCLUDE | CA | CA-Western | Ameresco San Joaquin | 58436 | ENG1 | LFG | IC | 2.2 | 2.1 | 0 | 0 | 0 |  | IPP Non-CHP | N | U |  | Status of Operation (IP, L, P, T) |  | Western
EXCLUDE | CA | CA-Western | Ameresco San Joaquin | 58436 | ENG2 | LFG | IC | 2.2 | 2.1 | 0 | 0 | 0 |  | IPP Non-CHP | N | U |  | Status of Operation (IP, L, P, T) |  | Western
EXCLUDE | CA | CA-Western | Ameresco Forward | 58437 | ENG1 | LFG | IC | 2.2 | 2.1 | 0 | 0 | 0 |  | IPP Non-CHP | N | U |  | Status of Operation (IP, L, P, T) |  | Western
EXCLUDE | CA | CA-Western | Ameresco Forward | 58437 | ENG2 | LFG | IC | 2.2 | 2.1 | 0 | 0 | 0 |  | IPP Non-CHP | N | U |  | Status of Operation (IP, L, P, T) |  | Western
EXCLUDE | SD | SD-Eastern | Spearfish Hydro | 58438 | TURB1 | WAT | HY | 2 | 2 | 0 | 0 | 0 |  | Electric Utility | N | OP |  | Non Combustion (NUC, WAT, WND, GEO, or SUN) |  | Eastern
EXCLUDE | SD | SD-Eastern | Spearfish Hydro | 58438 | TURB2 | WAT | HY | 2 | 2 | 0 | 0 | 0 |  | Electric Utility | N | OP |  | Non Combustion (NUC, WAT, WND, GEO, or SUN) |  | Eastern
EXCLUDE | OH | OH-Eastern | Collinwood BioEnergy Facility | 58439 | CBE01 | OBG | IC | 1 | 1 | 0 | 0 | 0 |  | Industrial Non-CHP | N | OP |  | Commercial/Industrial Unit |  | Eastern
EXCLUDE | CA | CA-Western | CBS Studio Center | 58440 | 9560 | NG | FC | 0.4 | 0.4 | 0 | 0 | 0 |  | Commercial Non-CHP | N | V |  | Commercial/Industrial Unit |  | Western
EXCLUDE | CA | CA-Western | CBS Studio Center | 58440 | 9580 | NG | FC | 0.4 | 0.4 | 0 | 0 | 0 |  | Commercial Non-CHP | N | V |  | Commercial/Industrial Unit |  | Western
EXCLUDE | CA | CA-Western | CBS Studio Center | 58440 | 9581 | NG | FC | 0.4 | 0.4 | 0 | 0 | 0 |  | Commercial Non-CHP | N | V |  | Commercial/Industrial Unit |  | Western
EXCLUDE | CA | CA-Western | CBS Studio Center | 58440 | 9583 | NG | FC | 0.4 | 0.4 | 0 | 0 | 0 |  | Commercial Non-CHP | N | V |  | Commercial/Industrial Unit |  | Western
EXCLUDE | CA | CA-Western | CBS Studio Center | 58440 | 9585 | NG | FC | 0.4 | 0.4 | 0 | 0 | 0 |  | Commercial Non-CHP | N | V |  | Commercial/Industrial Unit |  | Western
EXCLUDE | CA | CA-Western | CBS Studio Center | 58440 | 9587 | NG | FC | 0.4 | 0.4 | 0 | 0 | 0 |  | Commercial Non-CHP | N | V |  | Commercial/Industrial Unit |  | Western
EXCLUDE | WA | WA-Western | Swauk Wind LLC | 58441 | SW | WND | WT | 4.3 | 4.3 | 0 | 0 | 0 |  | IPP Non-CHP | N | OP |  | Non Combustion (NUC, WAT, WND, GEO, or SUN) | Yes | Western
EXCLUDE | NJ | NJ-Eastern | ACI Energy Partners LLC | 58442 | GEN1 | NG | GT | 7.8 | 7.5 | 0 | 0 | 0 |  | IPP CHP | Y | OP |  | Simple cycle unit | Yes | Eastern
EXCLUDE | PA | PA-Eastern | Martin Limestone Solar Array | 58443 | GEN1 | SUN | PV | 1 | 1 | 0 | 0 | 0 |  | IPP Non-CHP | N | OP |  | Non Combustion (NUC, WAT, WND, GEO, or SUN) | Yes | Eastern
EXCLUDE | IA | IA-Eastern | Junction Hilltop Wind Farm | 58444 | JHW | WND | WT | 8 | 8 | 0 | 0 | 0 |  | IPP Non-CHP | N | OP |  | Non Combustion (NUC, WAT, WND, GEO, or SUN) | Yes | Eastern
EXCLUDE | CA | CA-Western | Arrache 4006 | 58445 | 1 | SUN | PV | 1 | 1 | 0 | 0 | 0 |  | IPP Non-CHP | N | V |  | Status of Operation (IP, L, P, T) |  | Western
EXCLUDE | CA | CA-Western | Arrache 4006 | 58445 | 2 | SUN | PV | 1 | 1 | 0 | 0 | 0 |  | IPP Non-CHP | N | V |  | Status of Operation (IP, L, P, T) |  | Western
EXCLUDE | CA | CA-Western | Arrache 4013 | 58446 | 1 | SUN | PV | 1.5 | 1.5 | 0 | 0 | 0 |  | IPP Non-CHP | N | V |  | Status of Operation (IP, L, P, T) |  | Western
EXCLUDE | CA | CA-Western | Arrache 8083 | 58447 | 1 | SUN | PV | 1.5 | 1.5 | 0 | 0 | 0 |  | IPP Non-CHP | N | V |  | Status of Operation (IP, L, P, T) |  | Western
EXCLUDE | CA | CA-Western | Arrache 8083 | 58447 | 2 | SUN | PV | 1.5 | 1.5 | 0 | 0 | 0 |  | IPP Non-CHP | N | V |  | Status of Operation (IP, L, P, T) |  | Western
EXCLUDE | CA | CA-Western | Arrache 8083 | 58447 | 3 | SUN | PV | 1 | 1 | 0 | 0 | 0 |  | IPP Non-CHP | N | V |  | Status of Operation (IP, L, P, T) |  | Western
EXCLUDE | CA | CA-Western | Nunn | 58448 | 1 | SUN | PV | 1 | 1 | 0 | 0 | 0 |  | IPP Non-CHP | N | V |  | Status of Operation (IP, L, P, T) |  | Western
EXCLUDE | CA | CA-Western | Rutan | 58449 | 1 | SUN | PV | 1.5 | 1.5 | 0 | 0 | 0 |  | IPP Non-CHP | N | V |  | Status of Operation (IP, L, P, T) |  | Western
EXCLUDE | CA | CA-Western | Rutan | 58449 | 2 | SUN | PV | 1.5 | 1.5 | 0 | 0 | 0 |  | IPP Non-CHP | N | V |  | Status of Operation (IP, L, P, T) |  | Western
EXCLUDE | CA | CA-Western | Rutan | 58449 | 3 | SUN | PV | 1 | 1 | 0 | 0 | 0 |  | IPP Non-CHP | N | V |  | Status of Operation (IP, L, P, T) |  | Western
EXCLUDE | CA | CA-Western | Vinam | 58450 | 1 | SUN | PV | 1.5 | 1.5 | 0 | 0 | 0 |  | IPP Non-CHP | N | V |  | Status of Operation (IP, L, P, T) |  | Western
EXCLUDE | CA | CA-Western | Ma | 58451 | 1 | SUN | PV | 1.5 | 1.5 | 0 | 0 | 0 |  | IPP Non-CHP | N | V |  | Status of Operation (IP, L, P, T) |  | Western
EXCLUDE | CA | CA-Western | Horn | 58452 | 1 | SUN | PV | 1.5 | 1.5 | 0 | 0 | 0 |  | IPP Non-CHP | N | V |  | Status of Operation (IP, L, P, T) |  | Western
EXCLUDE | NC | NC-Eastern | Dixon Dairy Road Solar | 58453 | 1 | SUN | PV | 4 | 4 | 0 | 0 | 0 |  | IPP Non-CHP | N | OP |  | Non Combustion (NUC, WAT, WND, GEO, or SUN) |  | Eastern
EXCLUDE | CA | CA-Western | Watts 3115 | 58454 | 1 | SUN | PV | 1.5 | 1.5 | 0 | 0 | 0 |  | IPP Non-CHP | N | V |  | Status of Operation (IP, L, P, T) |  | Western
EXCLUDE | CA | CA-Western | Watts 3115 | 58454 | 2 | SUN | PV | 0.5 | 0.5 | 0 | 0 | 0 |  | IPP Non-CHP | N | V |  | Status of Operation (IP, L, P, T) |  | Western
EXCLUDE | OR | OR-Western | 45 Mile Hydroelectric Project | 58455 | 0001 | WAT | HY | 1 | 1 | 0 | 0 | 0 |  | IPP Non-CHP | N | U |  | Status of Operation (IP, L, P, T) |  | Western
EXCLUDE | OR | OR-Western | 45 Mile Hydroelectric Project | 58455 | 0002 | WAT | HY | 1 | 1 | 0 | 0 | 0 |  | IPP Non-CHP | N | U |  | Status of Operation (IP, L, P, T) |  | Western
EXCLUDE | OR | OR-Western | 45 Mile Hydroelectric Project | 58455 | 0003 | WAT | HY | 1 | 1 | 0 | 0 | 0 |  | IPP Non-CHP | N | U |  | Status of Operation (IP, L, P, T) |  | Western
EXCLUDE | IA | IA-Eastern | Cumberland Rose | 58456 | 1 | WND | WT | 1.6 | 1.6 | 0 | 0 | 0 |  | IPP Non-CHP | N | OP |  | Non Combustion (NUC, WAT, WND, GEO, or SUN) | Yes | Eastern
EXCLUDE | IA | IA-Eastern | Fontanelle | 58457 | 1 | WND | WT | 1.6 | 1.6 | 0 | 0 | 0 |  | IPP Non-CHP | N | OP |  | Non Combustion (NUC, WAT, WND, GEO, or SUN) | Yes | Eastern
EXCLUDE | IA | IA-Eastern | Greenfield | 58458 | 1 | WND | WT | 1.6 | 1.6 | 0 | 0 | 0 |  | Electric Utility | N | OP |  | Non Combustion (NUC, WAT, WND, GEO, or SUN) | Yes | Eastern
EXCLUDE | IA | IA-Eastern | Meadow Ridge | 58459 | 1 | WND | WT | 1.6 | 1.6 | 0 | 0 | 0 |  | IPP Non-CHP | N | OP |  | Non Combustion (NUC, WAT, WND, GEO, or SUN) | Yes | Eastern
EXCLUDE | IA | IA-Eastern | Sky Volt | 58460 | 1 | WND | WT | 1.6 | 1.6 | 0 | 0 | 0 |  | IPP Non-CHP | N | OP |  | Non Combustion (NUC, WAT, WND, GEO, or SUN) | Yes | Eastern
EXCLUDE | IA | IA-Eastern | Wiota | 58461 | 1 | WND | WT | 1.6 | 1.6 | 0 | 0 | 0 |  | IPP Non-CHP | N | OP |  | Non Combustion (NUC, WAT, WND, GEO, or SUN) | Yes | Eastern
EXCLUDE | CA | CA-Western | McCoy Solar Energy Project | 58462 | 1 | SUN | PV | 250 | 250 | 0 | 0 | 0 |  | IPP Non-CHP | N | L |  | Status of Operation (IP, L, P, T) |  | Western
EXCLUDE | MD | MD-Eastern | Herbert Farm Solar | 58463 | 1 | SUN | PV | 5.5 | 5.5 | 0 | 0 | 0 |  | Electric Utility | N | OP |  | Non Combustion (NUC, WAT, WND, GEO, or SUN) | Yes | Eastern
EXCLUDE | NM | NM-Eastern | Broadview Energy Prime LLC | 58464 | 0001 | WND | WT | 9.9 | 4.3 | 0 | 0 | 0 |  | IPP Non-CHP | N | L |  | Status of Operation (IP, L, P, T) |  | Eastern
EXCLUDE | NM | NM-Eastern | Broadview Energy Prime 2 LLC | 58465 | 0002 | WND | WT | 9.9 | 4.3 | 0 | 0 | 0 |  | IPP Non-CHP | N | L |  | Status of Operation (IP, L, P, T) |  | Eastern
EXCLUDE | AZ | AZ-Western | Mesa Solar Array | 58466 | MSA1 | SUN | PV | 4 | 4 | 0 | 0 | 0 |  | IPP Non-CHP | N | V |  | Status of Operation (IP, L, P, T) |  | Western
EXCLUDE | CA | CA-Western | Campo Verde Solar | 58467 | CVS1 | SUN | PV | 147.4 | 139 | 0 | 0 | 0 |  | IPP Non-CHP | N | U |  | Status of Operation (IP, L, P, T) |  | Western
EXCLUDE | CA | CA-Western | Imperial Solar Energy Center South | 58468 | IVS1 | SUN | PV | 81.9 | 46.6 | 0 | 0 | 0 |  | IPP Non-CHP | N | U |  | Status of Operation (IP, L, P, T) |  | Western
EXCLUDE | CA | CA-Western | Imperial Solar Energy Center South | 58468 | IVS2 | SUN | PV | 81.9 | 46.6 | 0 | 0 | 0 |  | IPP Non-CHP | N | U |  | Status of Operation (IP, L, P, T) |  | Western
EXCLUDE | HI | HI-Hawaii | HNL Emergency Power Facility | 58469 | AP1 | OBL | IC | 2.5 | 2.5 | 0 | 0 | 0 |  | Electric Utility | N | V |  | State not covered under final 111(d) |  | Hawaii
EXCLUDE | HI | HI-Hawaii | HNL Emergency Power Facility | 58469 | AP2 | OBL | IC | 2.5 | 2.5 | 0 | 0 | 0 |  | Electric Utility | N | V |  | State not covered under final 111(d) |  | Hawaii
EXCLUDE | HI | HI-Hawaii | HNL Emergency Power Facility | 58469 | AP3 | OBL | IC | 2.5 | 2.5 | 0 | 0 | 0 |  | Electric Utility | N | V |  | State not covered under final 111(d) |  | Hawaii
EXCLUDE | HI | HI-Hawaii | HNL Emergency Power Facility | 58469 | AP4 | OBL | IC | 2.5 | 2.5 | 0 | 0 | 0 |  | Electric Utility | N | V |  | State not covered under final 111(d) |  | Hawaii
EXCLUDE | OR | OR-Western | C-Drop Hyrdo | 58470 | GEN1 | WAT | HY | 1.1 | 1.1 | 0 | 0 | 0 |  | IPP Non-CHP | N | OP |  | Non Combustion (NUC, WAT, WND, GEO, or SUN) | Yes | Western
EXCLUDE | TX | TX-ERCOT | Ector County Energy Center | 58471 | CTG1 | NG | GT | 173 | 163.3 | 0 | 0 | 0 |  | IPP Non-CHP | N | L |  | Status of Operation (IP, L, P, T) |  | ERCOT
EXCLUDE | TX | TX-ERCOT | Ector County Energy Center | 58471 | CTG2 | NG | GT | 173 | 163.3 | 0 | 0 | 0 |  | IPP Non-CHP | N | L |  | Status of Operation (IP, L, P, T) |  | ERCOT
EXCLUDE | CA | CA-Western | Buena Vista Biomass Power | 58472 | 1 | WDS | ST | 22.5 | 17.8 | 0 | 0 | 0 |  | IPP Non-CHP | N | OP |  | Non-Fossil Fuel Type (Less than 10% Fossil Fuel) | Yes | Western
EXCLUDE | DE | DE-Eastern | Bruce A Henry Solar Farm | 58473 | BHSF | SUN | PV | 4 | 4 | 0 | 0 | 0 |  | Electric Utility | N | V |  | Status of Operation (IP, L, P, T) |  | Eastern
EXCLUDE | KS | KS-Eastern | Buffalo Dunes Wind Project | 58474 | GE1 | WND | WT | 249.8 | 249.8 | 0 | 0 | 0 |  | IPP Non-CHP | N | U |  | Status of Operation (IP, L, P, T) |  | Eastern
EXCLUDE | OH | OH-Eastern | Battery Utility of Ohio | 58475 | BOU | MWH | BA | 4 | 4 | 0 | 0 | 0 |  | IPP Non-CHP | N | U |  | Status of Operation (IP, L, P, T) |  | Eastern
EXCLUDE | PA | PA-Eastern | Dart Container Corp | 58476 | LFGT1 | LFG | GT | 5.6 | 4.6 | 0 | 0 | 0 |  | Industrial CHP | Y | OP |  | Commercial/Industrial Unit | Yes | Eastern
EXCLUDE | PA | PA-Eastern | Dart Container Corp | 58476 | LFGT2 | LFG | GT | 5.6 | 4.6 | 0 | 0 | 0 |  | Industrial CHP | N | OP |  | Commercial/Industrial Unit | Yes | Eastern
EXCLUDE | NV | NV-Western | Las Vegas WPCF Solar Plant | 58477 | 1 | SUN | PV | 3.3 | 3.3 | 0 | 0 | 0 |  | IPP Non-CHP | N | V |  | Status of Operation (IP, L, P, T) |  | Western
UC-NGCC | LA | LA-Eastern | Morgan City CC Youngs Road | 58478 | LEPA1 | NG | CC | 84 | 79 | 0 | 0 | 0 |  | Electric Utility | N | L |  |  | Yes | Eastern
EXCLUDE | NM | NM-Western | SEV NM Phase 2 | 58479 | NMP2 | SUN | PV | 2.5 | 1.4 | 0 | 0 | 0 |  | IPP Non-CHP | N | U |  | Status of Operation (IP, L, P, T) |  | Western
EXCLUDE | NC | NC-Eastern | Plymouth Solar LLC | 58480 | 1 | SUN | PV | 5 | 5 | 0 | 0 | 0 |  | IPP Non-CHP | N | OP |  | Non Combustion (NUC, WAT, WND, GEO, or SUN) | Yes | Eastern
OGST | CO | CO-Western | Zuni | 478 | 2 | NG | ST | 75 | 60 | 970 | 618 | 1638.99 |  | Electric Utility | Y | OP | 2014 |  |  | Western
EXCLUDE | GA | GA-Eastern | Azalea Solar Power Facility | 58482 | 1 | SUN | PV | 7.7 | 7.7 | 0 | 0 | 0 |  | IPP Non-CHP | N | U |  | Status of Operation (IP, L, P, T) |  | Eastern
EXCLUDE | NJ | NJ-Eastern | Tinton Falls Solar Farm | 58483 | UNIT1 | SUN | PV | 16 | 16 | 0 | 0 | 0 |  | IPP Non-CHP | N | OP |  | Non Combustion (NUC, WAT, WND, GEO, or SUN) | Yes | Eastern
EXCLUDE | GA | GA-Eastern | MAS ASB Cogen Plant | 58484 | 1 | LFG | IC | 2.2 | 2.2 | 0 | 0 | 0 |  | Industrial Non-CHP | N | OP |  | Commercial/Industrial Unit | Yes | Eastern
EXCLUDE | GA | GA-Eastern | MAS ASB Cogen Plant | 58484 | 2 | LFG | IC | 2.2 | 2.2 | 0 | 0 | 0 |  | Industrial Non-CHP | N | OP |  | Commercial/Industrial Unit | Yes | Eastern
EXCLUDE | GA | GA-Eastern | MAS ASB Cogen Plant | 58484 | 3 | LFG | IC | 2.2 | 2.2 | 0 | 0 | 0 |  | Industrial Non-CHP | N | OP |  | Commercial/Industrial Unit | Yes | Eastern
EXCLUDE | GA | GA-Eastern | Upson Rocky Creek Solar Plant | 58485 | PV1 | SUN | PV | 1 | 1 | 0 | 0 | 0 |  | IPP Non-CHP | N | OP |  | Non Combustion (NUC, WAT, WND, GEO, or SUN) | Yes | Eastern
EXCLUDE | AZ | AZ-Western | Picture Rocks Solar, LLC | 58486 | 1 | SUN | PV | 20 | 20 | 0 | 0 | 0 |  | IPP Non-CHP | N | OP |  | Non Combustion (NUC, WAT, WND, GEO, or SUN) | Yes | Western
EXCLUDE | NC | NC-Eastern | Granville Solar PV Power Project | 58487 | 1 | SUN | PV | 2.5 | 2.5 | 0 | 0 | 0 |  | IPP Non-CHP | N | OP |  | Non Combustion (NUC, WAT, WND, GEO, or SUN) | Yes | Eastern
EXCLUDE | TX | TX-ERCOT | Bryan Solar, LLC | 58488 | 1 | SUN | PV | 10 | 10 | 0 | 0 | 0 |  | IPP Non-CHP | N | U |  | Status of Operation (IP, L, P, T) |  | ERCOT
EXCLUDE | NV | NV-Western | Apex Solar PV Power Project | 58489 | 1 | SUN | PV | 20 | 20 | 0 | 0 | 0 |  | IPP Non-CHP | N | OP |  | Non Combustion (NUC, WAT, WND, GEO, or SUN) | Yes | Western
EXCLUDE | NV | NV-Western | Spectrum Solar PV Power Project | 58490 | 1 | SUN | PV | 30 | 30 | 0 | 0 | 0 |  | IPP Non-CHP | N | U |  | Status of Operation (IP, L, P, T) |  | Western
EXCLUDE | NC | NC-Eastern | Sandy Cross Solar, LLC | 58491 | SANDY | SUN | PV | 1.2 | 1.2 | 0 | 0 | 0 |  | IPP Non-CHP | N | OP |  | Non Combustion (NUC, WAT, WND, GEO, or SUN) | Yes | Eastern
EXCLUDE | NC | NC-Eastern | Ararat Rock Solar, LLC | 58492 | ARARR | SUN | PV | 3.5 | 3.5 | 0 | 0 | 0 |  | IPP Non-CHP | N | OP |  | Non Combustion (NUC, WAT, WND, GEO, or SUN) | Yes | Eastern
EXCLUDE | NC | NC-Eastern | Progress Solar 1, LLC | 58493 | PRO1 | SUN | PV | 4 | 4 | 0 | 0 | 0 |  | IPP Non-CHP | N | OP |  | Non Combustion (NUC, WAT, WND, GEO, or SUN) | Yes | Eastern
EXCLUDE | NC | NC-Eastern | Progress Solar II, LLC | 58494 | PROG2 | SUN | PV | 3.5 | 3.5 | 0 | 0 | 0 |  | IPP Non-CHP | N | OP |  | Non Combustion (NUC, WAT, WND, GEO, or SUN) | Yes | Eastern
EXCLUDE | NC | NC-Eastern | Progress Solar III, LLC | 58495 | PROG3 | SUN | PV | 3.5 | 3.5 | 0 | 0 | 0 |  | IPP Non-CHP | N | OP |  | Non Combustion (NUC, WAT, WND, GEO, or SUN) | Yes | Eastern
EXCLUDE | IN | IN-Eastern | Lincoln Solar | 58496 | PV2 | SUN | PV | 1.5 | 1.5 | 0 | 0 | 0 |  | IPP Non-CHP | N | OP |  | Non Combustion (NUC, WAT, WND, GEO, or SUN) | Yes | Eastern
EXCLUDE | PA | PA-Eastern | L&S Sweetners | 58497 | GEN1 | LFG | IC | 1.6 | 1.6 | 0 | 0 | 0 |  | IPP Non-CHP | N | P |  | Status of Operation (IP, L, P, T) |  | Eastern
EXCLUDE | PA | PA-Eastern | L&S Sweetners | 58497 | GEN2 | LFG | IC | 1.6 | 1.6 | 0 | 0 | 0 |  | IPP Non-CHP | N | P |  | Status of Operation (IP, L, P, T) |  | Eastern
EXCLUDE | CA | CA-Western | Rosamond One | 58498 | RONE | SUN | PV | 20 | 20 | 0 | 0 | 0 |  | IPP Non-CHP | N | T |  | Status of Operation (IP, L, P, T) |  | Western
EXCLUDE | CA | CA-Western | Rosamond Two | 58499 | RTWO | SUN | PV | 20 | 20 | 0 | 0 | 0 |  | IPP Non-CHP | N | T |  | Status of Operation (IP, L, P, T) |  | Western
EXCLUDE | CA | CA-Western | Rio Grande | 58500 | RIO | SUN | PV | 5 | 5 | 0 | 0 | 0 |  | IPP Non-CHP | N | T |  | Status of Operation (IP, L, P, T) |  | Western
EXCLUDE | AZ | AZ-Western | Gillespie 1 | 58501 | GILL1 | SUN | PV | 15 | 15 | 0 | 0 | 0 |  | IPP Non-CHP | N | T |  | Status of Operation (IP, L, P, T) |  | Western
EXCLUDE | CA | CA-Western | Columbia 3 | 58502 | COL3 | SUN | PV | 10 | 10 | 0 | 0 | 0 |  | IPP Non-CHP | N | T |  | Status of Operation (IP, L, P, T) |  | Western
EXCLUDE | OR | OR-Western | Carty Generating Station | 58503 | GEN1 | NG | CC | 500 | 500 | 0 | 0 | 0 |  | Electric Utility | N | T |  | Status of Operation (IP, L, P, T) |  | Western
EXCLUDE | NJ | NJ-Eastern | Livingston Solar Farm | 58504 | LVSF | SUN | PV | 1.2 | 1.2 | 0 | 0 | 0 |  | Commercial Non-CHP | N | OP |  | Commercial/Industrial Unit |  | Eastern
EXCLUDE | NJ | NJ-Eastern | Livingston Solar Canopies | 58505 | LVSC | SUN | PV | 6.6 | 6.4 | 0 | 0 | 0 |  | Commercial Non-CHP | N | TS |  | Commercial/Industrial Unit |  | Eastern
EXCLUDE | CA | CA-Western | Chuckawalla Solar | 58506 | 0937 | SUN | PV | 4 | 4 | 0 | 0 | 0 |  | IPP Non-CHP | N | OP |  | Non Combustion (NUC, WAT, WND, GEO, or SUN) | Yes | Western
EXCLUDE | NY | NY-Eastern | Montefieor Medical Center Moses Division | 58507 | ES006 | NG | GT | 3.5 | 3.5 | 0 | 0 | 0 |  | Commercial CHP | N | OP |  | Commercial/Industrial Unit |  | Eastern
EXCLUDE | NY | NY-Eastern | Montefieor Medical Center Moses Division | 58507 | S0001 | NG | IC | 1.6 | 1.2 | 0 | 0 | 0 |  | Commercial CHP | Y | OP |  | Commercial/Industrial Unit |  | Eastern
EXCLUDE | NY | NY-Eastern | Montefieor Medical Center Moses Division | 58507 | S0002 | NG | IC | 1.6 | 1.2 | 0 | 0 | 0 |  | Commercial CHP | Y | OP |  | Commercial/Industrial Unit |  | Eastern
EXCLUDE | NY | NY-Eastern | Montefieor Medical Center Moses Division | 58507 | S0003 | NG | IC | 1.6 | 1.2 | 0 | 0 | 0 |  | Commercial CHP | Y | OP |  | Commercial/Industrial Unit |  | Eastern
EXCLUDE | CA | CA-Western | Bear Creek Solar | 58508 | PV3 | SUN | PV | 1.5 | 1.5 | 0 | 0 | 0 |  | IPP Non-CHP | N | L |  | Status of Operation (IP, L, P, T) |  | Western
EXCLUDE | CA | CA-Western | Vintner Solar | 58509 | PV4 | SUN | PV | 1.5 | 1.5 | 0 | 0 | 0 |  | IPP Non-CHP | N | L |  | Status of Operation (IP, L, P, T) |  | Western
EXCLUDE | CA | CA-Western | Kettleman Solar Project | 58510 | PV5 | SUN | PV | 1 | 1 | 0 | 0 | 0 |  | IPP Non-CHP | N | L |  | Status of Operation (IP, L, P, T) |  | Western
EXCLUDE | AK | AK-Alaska | Delta Wind Farm | 58511 | EWT1 | WND | WT | 0.9 | 0.9 | 0 | 0 | 0 |  | IPP Non-CHP | N | OP |  | State not covered under final 111(d) |  | Alaska
EXCLUDE | AK | AK-Alaska | Delta Wind Farm | 58511 | EWT2 | WND | WT | 0.9 | 0.9 | 0 | 0 | 0 |  | IPP Non-CHP | N | V |  | State not covered under final 111(d) |  | Alaska
EXCLUDE | AK | AK-Alaska | Delta Wind Farm | 58511 | NW1 | WND | WT | 0.1 | 0.1 | 0 | 0 | 0 |  | IPP Non-CHP | N | OP |  | State not covered under final 111(d) |  | Alaska
EXCLUDE | NJ | NJ-Eastern | Cornerstone Power Vineland I LLC | 58512 | PV1 | SUN | PV | 3.1 | 3.1 | 0 | 0 | 0 |  | IPP Non-CHP | N | OP |  | Non Combustion (NUC, WAT, WND, GEO, or SUN) | Yes | Eastern
EXCLUDE | CA | CA-Western | Ironwood Solar LLC | 58513 | 0937 | SUN | PV | 4 | 4 | 0 | 0 | 0 |  | IPP Non-CHP | N | OP |  | Non Combustion (NUC, WAT, WND, GEO, or SUN) | Yes | Western
EXCLUDE | CA | CA-Western | Desert Hot Springs Solar | 58514 | DHCA | SUN | PV | 2.3 | 2.2 | 0 | 0 | 0 |  | IPP Non-CHP | N | L |  | Status of Operation (IP, L, P, T) |  | Western
EXCLUDE | TN | TN-Eastern | Chattanooga Metropolitan Airport Solar | 58515 | GEN1 | SUN | PV | 1 | 0.7 | 0 | 0 | 0 |  | Commercial Non-CHP | N | OP |  | Commercial/Industrial Unit |  | Eastern
EXCLUDE | TN | TN-Eastern | Chattanooga Metropolitan Airport Solar | 58515 | GEN2 | SUN | PV | 1.1 | 0.8 | 0 | 0 | 0 |  | Commercial Non-CHP | N | P |  | Commercial/Industrial Unit |  | Eastern
EXCLUDE | AZ | AZ-Western | Union HS at Casa Grande | 58516 | PV1 | SUN | PV | 1.6 | 1.6 | 0 | 0 | 0 |  | IPP Non-CHP | N | OP |  | Non Combustion (NUC, WAT, WND, GEO, or SUN) | Yes | Western
EXCLUDE | AZ | AZ-Western | Vista Grande HS at Casa Grande | 58517 | PV1 | SUN | PV | 1.8 | 1.8 | 0 | 0 | 0 |  | IPP Non-CHP | N | OP |  | Non Combustion (NUC, WAT, WND, GEO, or SUN) | Yes | Western
EXCLUDE | NC | NC-Eastern | WSACC Power Generation Facility | 58518 | 1 | SLW | ST | 1.9 | 0.8 | 0 | 0 | 0 |  | IPP Non-CHP | N | V |  | Status of Operation (IP, L, P, T) |  | Eastern
EXCLUDE | NJ | NJ-Eastern | Alethea I | 58519 | 1 | SUN | PV | 2.8 | 2.8 | 0 | 0 | 0 |  | IPP Non-CHP | N | OP |  | Non Combustion (NUC, WAT, WND, GEO, or SUN) |  | Eastern
EXCLUDE | NM | NM-Western | Otero Solar | 58520 | OTE1 | SUN | PV | 7.5 | 7.5 | 0 | 0 | 0 |  | Electric Utility | N | T |  | Status of Operation (IP, L, P, T) |  | Western
EXCLUDE | NM | NM-Western | Manzano Solar | 58521 | MAN1 | SUN | PV | 8 | 8 | 0 | 0 | 0 |  | Electric Utility | N | T |  | Status of Operation (IP, L, P, T) |  | Western
EXCLUDE | CA | CA-Western | Madera Community Hospital | 58522 | 1 | SUN | PV | 1 | 1 | 0 | 0 | 0 |  | IPP Non-CHP | N | OP |  | Non Combustion (NUC, WAT, WND, GEO, or SUN) |  | Western
EXCLUDE | MT | MT-Western | Stoltze CoGen1 | 58523 | STL2 | WDS | ST | 3.8 | 3.8 | 0 | 0 | 0 |  | Industrial Non-CHP | N | TS |  | Commercial/Industrial Unit |  | Western
EXCLUDE | NC | NC-Eastern | Neuse River Solar Farm | 58524 | 1 | SUN | PV | 1.1 | 1.1 | 0 | 0 | 0 |  | IPP Non-CHP | N | OP |  | Non Combustion (NUC, WAT, WND, GEO, or SUN) |  | Eastern
EXCLUDE | CA | CA-Western | City of Hayward WWTP | 58525 | 1 | SUN | PV | 1 | 1 | 0 | 2340 | 0 |  | IPP Non-CHP | N | OP |  | Non Combustion (NUC, WAT, WND, GEO, or SUN) |  | Western
EXCLUDE | NC | NC-Eastern | Uwharrie Mountain Renewable | 58526 | 1 | LFG | IC | 1.6 | 1.6 | 0 | 0 | 0 |  |  | N | U |  | Status of Operation (IP, L, P, T) |  | Eastern
EXCLUDE | NC | NC-Eastern | Uwharrie Mountain Renewable | 58526 | 2 | LFG | IC | 1.6 | 1.6 | 0 | 0 | 0 |  |  | N | U |  | Status of Operation (IP, L, P, T) |  | Eastern
EXCLUDE | NC | NC-Eastern | Uwharrie Mountain Renewable | 58526 | 3 | LFG | IC | 1.6 | 1.6 | 0 | 0 | 0 |  |  | N | U |  | Status of Operation (IP, L, P, T) |  | Eastern
EXCLUDE | NC | NC-Eastern | Uwharrie Mountain Renewable | 58526 | 4 | LFG | IC | 1.6 | 1.6 | 0 | 0 | 0 |  |  | N | U |  | Status of Operation (IP, L, P, T) |  | Eastern
EXCLUDE | NC | NC-Eastern | Uwharrie Mountain Renewable | 58526 | 5 | LFG | IC | 1.6 | 1.6 | 0 | 0 | 0 |  |  | N | U |  | Status of Operation (IP, L, P, T) |  | Eastern
EXCLUDE | NC | NC-Eastern | Uwharrie Mountain Renewable | 58526 | 6 | LFG | IC | 1.6 | 1.6 | 0 | 0 | 0 |  |  | N | U |  | Status of Operation (IP, L, P, T) |  | Eastern
EXCLUDE | CA | CA-Western | Crown Cooling Facility | 58527 | 1 | SUN | PV | 1 | 1 | 0 | 0 | 0 |  | Industrial Non-CHP | N | OP |  | Commercial/Industrial Unit |  | Western
EXCLUDE | CA | CA-Western | Garnet Solar Power Station 1 LLC | 58528 | WDT44 | SUN | PV | 4 | 4 | 0 | 0 | 0 |  | IPP Non-CHP | N | T |  | Status of Operation (IP, L, P, T) |  | Western
EXCLUDE | NC | NC-Eastern | Progress Manis I | 58529 | P11A | SUN | PV | 0.5 | 0.5 | 0 | 0 | 0 |  | IPP Non-CHP | N | OP |  | Non Combustion (NUC, WAT, WND, GEO, or SUN) | Yes | Eastern
EXCLUDE | NC | NC-Eastern | Progress Manis I | 58529 | P11B | SUN | PV | 0.5 | 0.5 | 0 | 0 | 0 |  | IPP Non-CHP | N | OP |  | Non Combustion (NUC, WAT, WND, GEO, or SUN) | Yes | Eastern
EXCLUDE | NC | NC-Eastern | Progress Jones I | 58530 | P11C | SUN | PV | 0.5 | 0.5 | 0 | 0 | 0 |  | IPP Non-CHP | N | OP |  | Non Combustion (NUC, WAT, WND, GEO, or SUN) | Yes | Eastern
EXCLUDE | NC | NC-Eastern | Progress Jones I | 58530 | P11D | SUN | PV | 0.5 | 0.5 | 0 | 0 | 0 |  | IPP Non-CHP | N | OP |  | Non Combustion (NUC, WAT, WND, GEO, or SUN) | Yes | Eastern
EXCLUDE | NC | NC-Eastern | North Carolina Solar Bethea I | 58531 | P22A | SUN | PV | 0.5 | 0.5 | 0 | 0 | 0 |  | IPP Non-CHP | N | V |  | Status of Operation (IP, L, P, T) |  | Eastern
EXCLUDE | NC | NC-Eastern | North Carolina Solar Bethea I | 58531 | P22B | SUN | PV | 0.5 | 0.5 | 0 | 0 | 0 |  | IPP Non-CHP | N | V |  | Status of Operation (IP, L, P, T) |  | Eastern
EXCLUDE | NC | NC-Eastern | North Carolina Solar Bethea II | 58532 | P22C | SUN | PV | 0.5 | 0.5 | 0 | 0 | 0 |  | IPP Non-CHP | N | V |  | Status of Operation (IP, L, P, T) |  | Eastern
EXCLUDE | NC | NC-Eastern | North Carolina Solar Bethea II | 58532 | P22D | SUN | PV | 0.5 | 0.5 | 0 | 0 | 0 |  | IPP Non-CHP | N | V |  | Status of Operation (IP, L, P, T) |  | Eastern
EXCLUDE | NV | NV-Western | Wild Rose Geothermal Power Plant | 58533 | 1 | GEO | BT | 20 | 8.8 | 0 | 0 | 0 |  | IPP Non-CHP | N | V |  | Status of Operation (IP, L, P, T) |  | Western
EXCLUDE | MA | MA-Eastern | Westford Solar Park | 58534 | 1 | SUN | PV | 4 | 4 | 0 | 3601 | 0 |  | IPP Non-CHP | N | OP |  | Non Combustion (NUC, WAT, WND, GEO, or SUN) | Yes | Eastern
EXCLUDE | PA | PA-Eastern | Pickering Solar | 58535 | 1 | SUN | PV | 1.5 | 1.4 | 0 | 0 | 0 |  | IPP Non-CHP | N | OP |  | Non Combustion (NUC, WAT, WND, GEO, or SUN) | Yes | Eastern
EXCLUDE | NJ | NJ-Eastern | Cornerstone Power Holmdel LLC | 58536 | 1 | SUN | PV | 3 | 3 | 0 | 0 | 0 |  | IPP Non-CHP | N | V |  | Status of Operation (IP, L, P, T) |  | Eastern
EXCLUDE | TX | TX-ERCOT | OCI Alamo Solar I | 58537 | 1 | SUN | PV | 40.7 | 40.7 | 0 | 0 | 0 |  | IPP Non-CHP | N | U |  | Status of Operation (IP, L, P, T) |  | ERCOT
EXCLUDE | NC | NC-Eastern | PCSP3 Airport | 58538 | 3 | SUN | PV | 2.5 | 2.5 | 0 | 0 | 0 |  | IPP Non-CHP | N | OP |  | Non Combustion (NUC, WAT, WND, GEO, or SUN) | Yes | Eastern
EXCLUDE | AZ | AZ-Western | Lake Pleasant WTP | 58539 | 1 | SUN | PV | 6.5 | 1.6 | 0 | 0 | 0 |  | Commercial Non-CHP | N | OP |  | Commercial/Industrial Unit | Yes | Western
EXCLUDE | NM | NM-Western | Silver City WWTP PV Project | 58540 | PV-1 | SUN | PV | 1 | 1 | 0 | 0 | 0 |  | IPP Non-CHP | N | U |  | Status of Operation (IP, L, P, T) |  | Western
EXCLUDE | VT | VT-Eastern | SunGen Sharon 1 LLC | 58541 | 1 | SUN | PV | 1.8 | 1.8 | 0 | 0 | 0 |  | IPP Non-CHP | N | OP |  | State not covered under final 111(d) | Yes | Eastern
EXCLUDE | CA | CA-Western | Desert Sunlight 250, LLC | 58542 | DSL12 | SUN | PV | 39.1 | 39.1 | 0 | 0 | 0 |  | IPP Non-CHP | N | T |  | Status of Operation (IP, L, P, T) |  | Western
EXCLUDE | CA | CA-Western | Desert Sunlight 250, LLC | 58542 | DSL13 | SUN | PV | 39.1 | 39.1 | 0 | 0 | 0 |  | IPP Non-CHP | N | T |  | Status of Operation (IP, L, P, T) |  | Western
EXCLUDE | CA | CA-Western | Desert Sunlight 250, LLC | 58542 | DSL14 | SUN | PV | 26.5 | 26.5 | 0 | 0 | 0 |  | IPP Non-CHP | N | T |  | Status of Operation (IP, L, P, T) |  | Western
EXCLUDE | CA | CA-Western | Desert Sunlight 250, LLC | 58542 | DSL15 | SUN | PV | 13.9 | 13.9 | 0 | 0 | 0 |  | IPP Non-CHP | N | T |  | Status of Operation (IP, L, P, T) |  | Western
EXCLUDE | CA | CA-Western | Desert Sunlight 250, LLC | 58542 | DSL16 | SUN | PV | 22.7 | 22.7 | 0 | 0 | 0 |  | IPP Non-CHP | N | T |  | Status of Operation (IP, L, P, T) |  | Western
EXCLUDE | CA | CA-Western | Desert Sunlight 250, LLC | 58542 | DSL17 | SUN | PV | 29 | 29 | 0 | 0 | 0 |  | IPP Non-CHP | N | T |  | Status of Operation (IP, L, P, T) |  | Western
EXCLUDE | CA | CA-Western | Desert Sunlight 250, LLC | 58542 | DSL18 | SUN | PV | 29 | 29 | 0 | 0 | 0 |  | IPP Non-CHP | N | T |  | Status of Operation (IP, L, P, T) |  | Western
EXCLUDE | CA | CA-Western | Desert Sunlight 250, LLC | 58542 | DSL19 | SUN | PV | 25.2 | 25.2 | 0 | 0 | 0 |  | IPP Non-CHP | N | T |  | Status of Operation (IP, L, P, T) |  | Western
EXCLUDE | CA | CA-Western | Desert Sunlight 250, LLC | 58542 | DSL20 | SUN | PV | 25.2 | 25.2 | 0 | 0 | 0 |  | IPP Non-CHP | N | T |  | Status of Operation (IP, L, P, T) |  | Western
EXCLUDE | AZ | AZ-Western | Gilbert Solar Facility I, LLC | 58543 | 1 | SUN | PV | 2.5 | 2.5 | 0 | 0 | 0 |  | IPP Non-CHP | N | OP |  | Non Combustion (NUC, WAT, WND, GEO, or SUN) |  | Western
EXCLUDE | NV | NV-Western | Mountain View Solar | 58544 | 1 | SUN | PV | 20 | 20 | 0 | 0 | 0 |  | IPP Non-CHP | N | V |  | Status of Operation (IP, L, P, T) |  | Western

## Appendix 2 - Under Construction
Note- this worksheet is largely a subset of units in Appendix 1
Category | State | Plant Name | ORIS Code | Generator ID | Fuel type | Prime mover type | Nameplate Capacity (MW) | Summer Capacity (MW) | 2012 Unit Status (EIA 860) | 2013 Unit Status (EIA 860) | Commenced Operation in 2012 | NERC Interconnection
UC Coal - commenced in 2012 | AR | John W Turk Jr Power Plant | 56564 | 1 | SUB | ST | 609 | 609 | OP |  | Yes | Eastern
UC NGCC - commenced in 2012 | CA | Algonquin Power Sanger LLC | 57564 | STG2 | NG | CC | 12.5 | 12.5 | OP |  | Yes | Western
UC-NGCC | CA | El Segundo Energy Center LLC | 57901 | 5 | NG | CC | 198 | 195 | V | Op |  | Western
UC-NGCC | CA | El Segundo Energy Center LLC | 57901 | 6 | NG | CC | 70.7 | 60 | V | OP |  | Western
UC-NGCC | CA | El Segundo Energy Center LLC | 57901 | 7 | NG | CC | 198 | 195 | V | OP |  | Western
UC-NGCC | CA | El Segundo Energy Center LLC | 57901 | 8 | NG | CC | 70.7 | 60 | V | OP |  | Western
UC-NGCC | CA | Glenarm |  |  | NG | CC |  | 68 |  | U |  | Western
UC-NGCC | CA | Los Esteros Critical Energy Center | 55748 | CAG5 | NG | CC | 126.1 | 126.1 | U | OP |  | Western
UC-NGCC | CA | Russell City Energy Center | 56467 | CTG1 | NG | CC | 200 | 185 | V | OP |  | Western
UC-NGCC | CA | Russell City Energy Center | 56467 | CTG2 | NG | CC | 200 | 185 | V | OP |  | Western
UC NGCC - commenced in 2012 | CA | El Centro | 389 | 30 | NG | CC | 65.9 | 59.7 | OP |  | Yes | Western
UC NGCC - commenced in 2012 | CA | El Centro | 389 | 31 | NG | CC | 43.2 | 42.2 | OP |  | Yes | Western
UC NGCC - commenced in 2012 | CA | El Centro | 389 | 32 | NG | CC | 43.2 | 42.2 | OP |  | Yes | Western
UC-NGCC | CA | Russell City Energy Center | 56467 | STG1 | NG | CC | 255 | 245 | V | OP |  | Western
UC NGCC - commenced in 2012 | CA | Lodi Energy Center | 57978 | CT1 | NG | CC | 185 | 162 | OP |  | Yes | Western
UC NGCC - commenced in 2012 | CA | Lodi Energy Center | 57978 | ST1 | NG | CC | 130 | 95 | OP |  | Yes | Western
UC NGCC - commenced in 2012 | CA | Tracy Combined Cycle Power Plant | 55933 | TCC1 | NG | CC | 167.3 | 156.2 | OP |  | Yes | Western
UC-NGCC | CO | Cherokee | 469 | 5 | NG | CC | 185.3 | 173.4 | T | V |  | Western
UC-NGCC | CO | Cherokee | 469 | 6 | NG | CC | 185.3 | 173.4 | T | V |  | Western
UC-NGCC | CO | Cherokee | 469 | 7 | NG | CC | 255 | 241.4 | T | V |  | Western
UC NGCC - commenced in 2012 | CO | Pueblo Airport Generating Station | 56998 | 4 | NG | CC | 40 | 40 | OP |  | Yes | Western
UC NGCC - commenced in 2012 | CO | Pueblo Airport Generating Station | 56998 | 43 | NG | CC | 20 | 20 | OP |  | Yes | Western
UC NGCC - commenced in 2012 | CO | Pueblo Airport Generating Station | 56998 | 5 | NG | CC | 40 | 40 | OP |  | Yes | Western
UC NGCC - commenced in 2012 | CO | Pueblo Airport Generating Station | 56998 | 53 | NG | CC | 20 | 20 | OP |  | Yes | Western
UC NGCC - commenced in 2012 | CO | Pueblo Airport Generating Station | 56998 | 6 | NG | CC | 40 | 40 | OP |  | Yes | Western
UC NGCC - commenced in 2012 | CO | Pueblo Airport Generating Station | 56998 | 7 | NG | CC | 40 | 40 | OP |  | Yes | Western
UC-NGCC | DE | Garrison Energy Center LLC | 57349 | CTG1 | NG | CC | 235 | 183 | P | P |  | Eastern
UC-NGCC | DE | Garrison Energy Center LLC | 57349 | STG2 | NG | CC | 126 | 126 | P | P |  | Eastern
UC NGCC - commenced in 2012 | FL | Cape Canaveral | 609 | 3A | NG | CC | 265 | 1210 | TS |  |  | Eastern
UC NGCC - commenced in 2012 | FL | Cape Canaveral | 609 | 3B | NG | CC | 265 |  | TS |  |  | Eastern
UC NGCC - commenced in 2012 | FL | Cape Canaveral | 609 | 3C | NG | CC | 265 |  | TS |  |  | Eastern
UC NGCC - commenced in 2012 | FL | Cape Canaveral | 609 | 3ST | NG | CC | 500 |  | TS |  |  | Eastern
UC-NGCC | FL | Polk | 7242 | 9 | NG | CC | 463 | 459 | P | U |  | Eastern
UC-NGCC | FL | Riviera | 619 | 5A | NG | CC | 265 | 1212 | U | V |  | Eastern
UC-NGCC | FL | Riviera | 619 | 5B | NG | CC | 265 |  | U | V |  | Eastern
UC-NGCC | FL | Riviera | 619 | 5C | NG | CC | 265 |  | U | V |  | Eastern
UC-NGCC | FL | Riviera | 619 | 5ST | NG | CC | 500 |  | U | V |  | Eastern
UC NGCC - commenced in 2012 | GA | Jack McDonough | 710 | 5 | NG | CC | 375 | 375 | OP |  | Yes | Eastern
UC NGCC - commenced in 2012 | GA | Jack McDonough | 710 | 5ACT | NG | CC | 232.5 | 231.5 | OP |  | Yes | Eastern
UC NGCC - commenced in 2012 | GA | Jack McDonough | 710 | 5BCT | NG | CC | 232.5 | 231.5 | OP |  | Yes | Eastern
UC NGCC - commenced in 2012 | GA | Jack McDonough | 710 | 6 | NG | CC | 375 | 375 | OP |  | Yes | Eastern
UC NGCC - commenced in 2012 | GA | Jack McDonough | 710 | 6ACT | NG | CC | 232.5 | 231.5 | OP |  | Yes | Eastern
UC NGCC - commenced in 2012 | GA | Jack McDonough | 710 | 6BCT | NG | CC | 232.5 | 231.5 | OP |  | Yes | Eastern
UC NGCC - commenced in 2012 | ID | Langley Gulch Power Plant | 57028 | GTG | NG | CC | 187 | 175.8 | OP |  | Yes | Western
UC NGCC - commenced in 2012 | ID | Langley Gulch Power Plant | 57028 | STG | NG | CC | 131.5 | 122.9 | OP |  | Yes | Western
UC-NGCC | IL | Nelson Energy Center |  |  | NG | CC |  | 155.7 |  | V |  | Eastern
UC-NGCC | IL | Nelson Energy Center |  |  | NG | CC |  | 155.7 |  | V |  | Eastern
UC-NGCC | IL | Nelson Energy Center |  |  | NG | CC |  | 129.6 |  | V |  | Eastern
UC-NGCC | IL | Nelson Energy Center |  |  | NG | CC |  | 129.6 |  | V |  | Eastern
UC Coal - commenced in 2012 | IL | Prairie State Generatng Station | 55856 | PC1 | BIT | ST | 883 | 812 | OP |  | Yes | Eastern
UC Coal - commenced in 2012 | IL | Prairie State Generatng Station | 55856 | PC2 | BIT | ST | 883 | 817 | OP |  | Yes | Eastern
UC Coal - commenced in 2012 | IN | Edwardsport | 1004 | CT1 | BIT | ST | 236.5 | 570.6 | TS |  | Yes | Eastern
UC Coal - commenced in 2012 | IN | Edwardsport | 1004 | CT2 | BIT | ST | 236.5 |  | TS |  | Yes | Eastern
UC Coal - commenced in 2012 | IN | Edwardsport | 1004 | ST | BIT | ST | 331.5 |  | TS |  | Yes | Eastern
UC-NGCC | KS | Riverton | 1239 | 2015-12-02 | NG | CC | 250 | 138 | L | U |  | Eastern
UC-NGCC | KY | Cane Run | 1363 | 7 | NG | CC | 690 | 640 | P | V |  | Eastern
UC-NGCC | LA | Morgan City CC Youngs Road | 58478 | LEPA1 | NG | CC | 84 | 79 | L | U |  | Eastern
UC-NGCC | LA | Nine Mile Point | 1403 | 6 | NG | CC | 627 | 561 | U | V |  | Eastern
UC NGCC - commenced in 2012 | MS | Moselle | 2070 | GTG1 | NG | CC | 83.5 | 75 | OP |  | Yes | Eastern
UC NGCC - commenced in 2012 | MS | Moselle | 2070 | GTG2 | NG | CC | 83.5 | 75 | OP |  | Yes | Eastern
UC - Coal | MS | Kemper County IGCC Project | 57037 | 1A | SGC | CC | 235.4 | 153.8 | U | V |  | Eastern
UC - Coal | MS | Kemper County IGCC Project | 57037 | 1B | SGC | CC | 235.4 | 153.8 | U | V |  | Eastern
UC - Coal | MS | Kemper County IGCC Project | 57037 | 1C | SGC | CC | 369 | 285.4 | U | V |  | Eastern
UC Coal - commenced in 2012 | NC | Cliffside | 2721 | 6 | BIT | ST | 909.5 | 825 | OP |  | Yes | Eastern
UC NGCC - commenced in 2012 | NC | Dan River | 2723 | CT8 | NG | CC | 185.3 | 165 | OP |  | Yes | Eastern
UC NGCC - commenced in 2012 | NC | Dan River | 2723 | CT9 | NG | CC | 185.3 | 165 | OP |  | Yes | Eastern
UC NGCC - commenced in 2012 | NC | Dan River | 2723 | ST7 | NG | CC | 320.5 | 290 | OP |  | Yes | Eastern
UC NGCC - commenced in 2012 | NC | Lee Combined Cycle Plant | 58215 | 1A | NG | CC | 221 | 181 | OP |  | Yes | Eastern
UC NGCC - commenced in 2012 | NC | Lee Combined Cycle Plant | 58215 | 1B | NG | CC | 221 | 181 | OP |  | Yes | Eastern
UC NGCC - commenced in 2012 | NC | Lee Combined Cycle Plant | 58215 | 1C | NG | CC | 221 | 181 | OP |  | Yes | Eastern
UC NGCC - commenced in 2012 | NC | Lee Combined Cycle Plant | 58215 | ST1 | NG | CC | 405 | 377 | OP |  | Yes | Eastern
UC-NGCC | NC | L V Sutton Steam | 2713 | CA1 | NG | CC | 263 | 263 | U | OP |  | Eastern
UC-NGCC | NC | L V Sutton Steam | 2713 | CT1 | NG | CC | 181 | 181 | U | OP |  | Eastern
UC-NGCC | NC | L V Sutton Steam | 2713 | CT2 | NG | CC | 181 | 181 | U | OP |  | Eastern
UC - Coal | ND | Spiritwood Station | 56786 | 1 | LIG | ST | 106.2 | 62 | V | OP |  | Eastern
UC-NGCC | NJ | Newark Energy Center | 58079 | GT-1 | NG | CC | 225 | 200 | T | T |  | Eastern
UC-NGCC | NJ | Newark Energy Center | 58079 | GT-2 | NG | CC | 225 | 200 | T | T |  | Eastern
UC-NGCC | NJ | Newark Energy Center | 58079 | STG-1 | NG | CC | 285 | 285 | T | T |  | Eastern
UC-NGCC | NJ | West Deptford Energy Station | 56963 | E101 | NG | CC | 380 | 304 | U | V |  | Eastern
UC-NGCC | NJ | West Deptford Energy Station | 56963 | E102 | NG | CC | 380 | 304 | U | V |  | Eastern
UC-NGCC | NJ | Woodbridge Energy Center | 57839 | CT001 | NG | CC | 240 | 240 | L | L |  | Eastern
UC-NGCC | NJ | Woodbridge Energy Center | 57839 | CT002 | NG | CC | 240 | 240 | L | L |  | Eastern
UC NGCC - commenced in 2012 | OH | Dresden Energy Facility | 55350 | 1 | NG | CC | 198.9 | 158.3 | OP |  | Yes | Eastern
UC NGCC - commenced in 2012 | OH | Dresden Energy Facility | 55350 | 2 | NG | CC | 198.9 | 158.3 | OP |  | Yes | Eastern
UC NGCC - commenced in 2012 | OH | Dresden Energy Facility | 55350 | 3 | NG | CC | 280.5 | 223.4 | OP |  | Yes | Eastern
UC NGCC - commenced in 2012 | OH | Fremont Energy Center | 55701 | CA01 | NG | CC | 358.7 | 330.5 | OP |  | Yes | Eastern
UC NGCC - commenced in 2012 | OH | Fremont Energy Center | 55701 | CT01 | NG | CC | 190.4 | 168.4 | OP |  | Yes | Eastern
UC NGCC - commenced in 2012 | OH | Fremont Energy Center | 55701 | CT02 | NG | CC | 190.4 | 168.4 | OP |  | Yes | Eastern
UC-NGCC | PA | Moxie Liberty Generation Plant | 58420 | GEN1 | NG | CC | 435 | 382.5 | T | U |  | Eastern
UC-NGCC | PA | Moxie Liberty Generation Plant | 58420 | GEN2 | NG | CC | 435 | 382.5 | T | U |  | Eastern
UC-NGCC | PA | Moxie Patriot Generation Plant | 58426 | GEN1 | NG | CC | 435 | 382.5 | T | U |  | Eastern
UC-NGCC | PA | Moxie Patriot Generation Plant | 58426 | GEN2 | NG | CC | 435 | 382.5 | T | U |  | Eastern
UC NGCC - commenced in 2012 | SD | Deer Creek Station | 56610 | 1 | NG | CC | 154 | 150 | OP |  | Yes | Eastern
UC NGCC - commenced in 2012 | SD | Deer Creek Station | 56610 | 2 | NG | CC | 170 | 140 | OP |  | Yes | Eastern
UC NGCC - commenced in 2012 | TN | John Sevier | 3405 | CTG1 | NG | CC | 191.3 | 165 | OP |  | Yes | Eastern
UC NGCC - commenced in 2012 | TN | John Sevier | 3405 | CTG2 | NG | CC | 191.3 | 165 | OP |  | Yes | Eastern
UC NGCC - commenced in 2012 | TN | John Sevier | 3405 | CTG3 | NG | CC | 191.3 | 165 | OP |  | Yes | Eastern
UC NGCC - commenced in 2012 | TN | John Sevier | 3405 | STG1 | NG | CC | 423 | 383 | OP |  | Yes | Eastern
UC-NGCC | TX | Channel Energy Center LLC | 55299 | CTG3 | NG | CC | 208.8 | 183 | P | V |  | ERCOT
UC-NGCC | TX | Deer Park Energy Center | 55464 | CTG6 | NG | CC | 180 | 154.8 | U | U |  | ERCOT
UC-NGCC | TX | Panda Sherman Power Station | 58005 | CTG-1 | NG | CC | 232 | 204 | U | V |  | ERCOT
UC-NGCC | TX | Panda Sherman Power Station | 58005 | CTG-2 | NG | CC | 232 | 204 | U | V |  | ERCOT
UC-NGCC | TX | Panda Sherman Power Station | 58005 | STG-1 | NG | CC | 339.2 | 309 | U | V |  | ERCOT
UC-NGCC | TX | Panda Temple Power Station | 58001 | CTG-1 | NG | CC | 232 | 204 | U | V |  | ERCOT
UC-NGCC | TX | Panda Temple Power Station | 58001 | CTG-2 | NG | CC | 232 | 204 | U | V |  | ERCOT
UC-NGCC | TX | Panda Temple Power Station | 58001 | CTG-3 | NG | CC | 232 | 204 | U | U |  | ERCOT
UC-NGCC | TX | Panda Temple Power Station | 58001 | CTG-4 | NG | CC | 232 | 204 | U | U |  | ERCOT
UC-NGCC | TX | Panda Temple Power Station | 58001 | STG-1 | NG | CC | 339.2 | 309 | U | V |  | ERCOT
UC-NGCC | TX | Panda Temple Power Station | 58001 | STG-2 | NG | CC | 339.2 | 309 | U | U |  | ERCOT
UC Coal - commenced in 2012 | TX | Sandy Creek Energy Station | 56611 | S01 | SUB | ST | 957.6 | 911 | TS |  | Yes | ERCOT
UC-NGCC | UT | Lake Side 2 | 58393 | CT21 | NG | CC | 185.4 | 178 | V | V |  | Western
UC-NGCC | UT | Lake Side 2 | 58393 | CT22 | NG | CC | 185.4 | 178 | V | V |  | Western
UC-NGCC | UT | Lake Side 2 | 58393 | ST2 | NG | CC | 284.4 | 273 | V | V |  | Western
UC-NGCC | VA | Brunswick County Power Station | 58260 | CT01 | NG | CC | 297.5 | 270.8 | L | L |  | Eastern
UC-NGCC | VA | Brunswick County Power Station | 58260 | CT02 | NG | CC | 297.5 | 270.8 | L | L |  | Eastern
UC Coal - commenced in 2012 | VA | Virginia City Hybrid Energy Center | 56808 | 1 | BIT | ST | 668 | 600 | OP |  | Yes | Eastern
UC-NGCC | VA | Brunswick County Power Station | 58260 | CT03 | NG | CC | 297.5 | 270.8 | L | L |  | Eastern
UC-NGCC | VA | Brunswick County Power Station | 58260 | ST01 | NG | CC | 579.7 | 595.3 | L | L |  | Eastern
UC-NGCC | VA | Warren County VA | 55939 | CT01 | NG | CC | 256 | 256 | T | T |  | Eastern
UC-NGCC | VA | Warren County VA | 55939 | CT02 | NG | CC | 256 | 256 | T | T |  | Eastern
UC-NGCC | VA | Warren County VA | 55939 | CT03 | NG | CC | 256 | 256 | T | T |  | Eastern
UC-NGCC | VA | Warren County VA | 55939 | ST01 | NG | CC | 561 | 561 | T | T |  | Eastern
UC-NGCC | WY | Cheyenne Prairie Generating Station | 57703 | 01A | NG | CC | 47.5 | 40 | P | U |  | Western
UC-NGCC | WY | Cheyenne Prairie Generating Station | 57703 | 01B | NG | CC | 47.5 | 40 | P | U |  | Western
UC-NGCC | WY | Cheyenne Prairie Generating Station | 57703 | 01C | WH | CC | 20 | 20 | P | U |  | Western

## Appendix 3 - State-level Data
|  |  | COAL Steam (from appendix 1 - does not include any under construction units) |  |  | NGCC (from appendix 1 - does not include any under construction units) |  |  |  | Oil and gas-fired steam (from appendix 1 - does not include any under construction units) |  |  | Adjustments for Hydro and Outages |  |  |  | UC Coal - commenced operation in 2012 | UC-Coal (began construction by 1/08/14) | UC NGCC - commenced operation in 2012 | UC-NGCC (began construction by 1/08/14) | Coal (Adjusted Baseline) |  |  | NGCC (Adjusted Baseline) |  |  |  | OG Steam (Adjusted Baseline)
State/Tribe | Region | State-region | Electric Generation (MWh) | Carbon Dioxide Emissions (tons) | Emission Rate (lb/MWh) | Electric Generation (MWh) | Carbon Dioxide Emissions (tons) | Emission Rate (lb/MWh) | Summer Capacity (MW) | Electric Generation (MWh) | Carbon Dioxide Emissions (tons) | Emission Rate (lb/MWh) | Adjustment | Adjusted Coal Steam Gen (MWh) | Adjusted NGCC Gen (MWh) | Adjusted OG Gen (MWh) | Summer Capacity (MW) | Summer Capacity (MW) | Summer Capacity (MW) | Summer Capacity (MW) | Electric Generation (MWh) | Emission Rate (lb/MWh) | Carbon Dioxide Emissions (tons) | Electric Generation (MWh) | Emission Rate (lb/MWh) | Carbon Dioxide Emissions (tons) | Capacity (MW) | Electric Generation (MWh) | Emission Rate (lb/MWh) | Carbon Dioxide Emissions (tons) | Total Adj. Baseline Fossil Steam Generation (Used in Appendix 5)
AL | Eastern | AL-Eastern | 46059839.57 | 52123954.54 | 2263.3146 | 53492095.96 | 23447825.97 | 876.6838 | 9277.6 | 0 | 0 | [5 empty] | 0 | 0 | 0 | 0 | 46059839.57 | 2263.3146 | 52123954.54 | 53492095.96 | 876.6838 | 23447825.97 | 9277.6 |  |  | 0 | 46059839.57
AR | Eastern | AR-Eastern | 28083856 | 32108696.01 | 2286.6302 | 15651185.02 | 7015577.4 | 896.4915 | 4660.5 | 861462.48 | 622275.65 | 1444.6959 |  |  |  |  | 609 | 0 | 0 | 0 | 31293529.6 | 2286.6302 | 35778364.232 | 15651185.02 | 896.4915 | 7015577.4 | 4660.5 | 861462.48 | 1444.6959 | 622275.65 | 32154992.08
AZ | Western | AZ-Western | 24335930 | 27598213.48 | 2268.1043 | 26783421.01 | 12058895.13 | 900.4746 | 9304.9 | 1034710 | 807926.28 | 1561.6478 |  |  |  |  | 0 | 0 | 0 | 0 | 24335930 | 2268.1043 | 27598213.48 | 26783421.01 | 900.4746 | 12058895.13 | 9304.9 | 1034710 | 1561.6478 | 807926.28 | 25370640
CA | Western | CA-Western | 933157 | 1270049.22 | 2722.0483 | 83942957.94 | 37274012.87 | 888.0796 | 16860.5 | 10179479 | 7123997.42 | 1399.6782 |  |  |  |  | 0 | 0 | 569.8 | 1319.1 | 933157 | 2722.0483 | 1270049.22 | 93068611.62 | 888.0796 | 41326166.1544 | 18749.4 | 10179479 | 1399.6782 | 7123997.42 | 11112636
CO | Western | CO-Western | 34248191 | 38100151.33 | 2224.9439 | 7323418.43 | 3360251.34 | 917.6729 | 2200.2 | 618 | 1638.99 | 5304.1748 |  |  |  |  | 0 | 0 | 200 | 588.2 | 34248191 | 2224.9439 | 38100151.33 | 11131370.27 | 917.6729 | 5107478.4574 | 2988.4 | 618 | 5304.1748 | 1638.99 | 34248809
CT | Eastern | CT-Eastern | 103383 | 156454.14 | 3026.6899 | 15299704.41 | 6207715.62 | 811.4818 | 2417.9 | 335267 | 295633.59 | 1763.5711 |  |  |  |  | 0 | 0 | 0 | 0 | 103383 | 3026.6899 | 156454.14 | 15299704.41 | 811.4818 | 6207715.62 | 2417.9 | 335267 | 1763.5711 | 295633.59 | 438650
DE | Eastern | DE-Eastern | 1412555 | 1502778.76 | 2127.7455 | 5179269.98 | 2536173.1 | 979.3554 | 1130 | 1078941.6 | 770329.57 | 1427.9356 |  |  |  |  | 0 | 0 | 0 | 309 | 1412555 | 2127.7455 | 1502778.76 | 6672110.78 | 979.3554 | 3267183.9749 | 1439 | 1078941.6 | 1427.9356 | 770329.57 | 2491496.6
FL | Eastern | FL-Eastern | 46401833.26 | 52873980.44 | 2278.9608 | 133408757.27 | 57857617.21 | 867.3736 | 23945.9 | 10050187.34 | 7664246.54 | 1525.1948 |  |  |  |  | 0 | 0 | 1210 | 1671 | 46401833.26 | 2278.9608 | 52873980.44 | 147327444.47 | 867.3736 | 63893968.1405 | 26826.9 | 10050187.34 | 1525.1948 | 7664246.54 | 56452020.6
Fort Mojave | Western | Fort Mojave-Western | 0 | 0 |  | 1360092.99 | 583530.18 | 858.0739 | 550 | 0 | 0 | [5 empty] | 0 | 0 | 0 | 0 |  |  |  | 1360092.99 | 858.0739 | 583530.18 | 550 |  |  | 0 | 0
GA | Eastern | GA-Eastern | 40990604.03 | 47006256.69 | 2293.5137 | 29631545 | 12437996.02 | 839.5105 | 6222 | 0 | 0 | [5 empty] | 0 | 0 | 1676 | 0 | 40990604.03 | 2293.5137 | 47006256.69 | 37728636.2 | 839.5105 | 15836792.4081 | 7898 |  |  | 0 | 40990604.03
IA | Eastern | IA-Eastern | 33009046 | 37128849.78 | 2249.6167 | 1430247.71 | 637094.97 | 890.8876 | 1091.7 | 305111 | 369441.53 | 2421.6861 |  |  |  |  | 0 | 0 | 0 | 0 | 33009046 | 2249.6167 | 37128849.78 | 1430247.71 | 890.8876 | 637094.97 | 1091.7 | 305111 | 2421.6861 | 369441.53 | 33314157
ID | Western | ID-Western | 0 | 0 |  | 1214659 | 506599.54 | 834.1428 | 248 | 0 | 0 |  | 165.2% | 0 | 2006975.8722 | 0 | 0 | 0 | 298.7 | 0 |  |  |  | 3450055.3122 | 834.1428 | 1438919.4285 | 546.7 |  |  | 0 | 0
IL | Eastern | IL-Eastern | 75902267.98 | 87310629.88 | 2300.6066 | 7870423 | 3719026.23 | 945.0639 | 2972.9 | 0 | 0 | [5 empty] | 1629 | 0 | 0 | 570.6 | 84487749.58 | 2300.6066 | 97186537.7582 | 10627105.72 | 945.0639 | 5021646.8571 | 3543.5 |  |  | 0 | 84487749.58
IN | Eastern | IN-Eastern | 93328197.54 | 101180863.99 | 2168.2807 | 12839309.01 | 6115550.96 | 952.6293 | 2451.9 | 2967.54 | 3176.52 | 2140.8439 |  |  |  |  | 570.6 | 0 | 0 | 0 | 96335487.78 | 2168.2807 | 104441188.659 | 12839309.01 | 952.6293 | 6115550.96 | 2451.9 | 2967.54 | 2140.8439 | 3176.52 | 96338455.32
KS | Eastern | KS-Eastern | 27979593 | 33079019.48 | 2364.5104 | 0 | 0 |  | 0 | 1652252.43 | 1274085.71 | 1542.241 |  |  |  |  | 0 | 0 | 0 | 138 | 27979593 | 2364.5104 | 33079019.48 | 666705.6 | 908 | 302684.3424 | 138 | 1652252.43 | 1542.241 | 1274085.71 | 29631845.43
KY | Eastern | KY-Eastern | 84364121 | 91372076.02 | 2166.1359 | 0 | 0 |  | 0 | 0 | 0 | [5 empty] | 0 | 0 | 0 | 640 | 84364121 | 2166.1359 | 91372076.02 | 3091968 | 908 | 1403753.472 | 640 |  |  | 0 | 84364121
LA | Eastern | LA-Eastern | 22682437 | 26051944.6 | 2297.1028 | 16260301.38 | 7166642.84 | 881.4895 | 4254 | 14255348 | 9809837.35 | 1376.3028 |  |  |  |  | 0 | 0 | 0 | 640 | 22682437 | 2297.1028 | 26051944.6 | 19352269.38 | 881.4895 | 8529411.5742 | 4894 | 14255348 | 1376.3028 | 9809837.35 | 36937785
MA | Eastern | MA-Eastern | 2281526 | 2361698.13 | 2070.2794 | 23554516.93 | 10473821.27 | 889.3259 | 5408.5 | 329883.24 | 289728.96 | 1756.5546 |  |  |  |  | 0 | 0 | 0 | 0 | 2281526 | 2070.2794 | 2361698.13 | 23554516.93 | 889.3259 | 10473821.27 | 5408.5 | 329883.24 | 1756.5546 | 289728.96 | 2611409.24
MD | Eastern | MD-Eastern | 16297835 | 17607899.76 | 2160.7655 | 676555.6 | 329880.85 | 975.1774 | 230 | 2892354 | 2233246.37 | 1544.2414 |  |  |  |  | 0 | 0 | 0 | 0 | 16297835 | 2160.7655 | 17607899.76 | 676555.6 | 975.1774 | 329880.85 | 230 | 2892354 | 1544.2414 | 2233246.37 | 19190189
ME | Eastern | ME-Eastern | 0 | 0 |  | 4053378 | 1717805.56 | 847.5921 | 1250 | 59067 | 77824.54 | 2635.1276 | 115.4% | 0 | 4677598.212 | 68163.318 | 0 | 0 | 0 | 0 | 0 |  | 0 | 4677598.212 | 847.5921 | 1982347.6162 | 1250 | 68163.318 | 2635.1276 | 89809.5192 | 68163.318
MI | Eastern | MI-Eastern | 53210780 | 60017798.46 | 2255.8511 | 18499950.62 | 9228243.58 | 997.6506 | 4667.7 | 774872 | 614411.72 | 1585.8406 |  |  |  |  | 0 | 0 | 0 | 0 | 53210780 | 2255.8511 | 60017798.46 | 18499950.62 | 997.6506 | 9228243.58 | 4667.7 | 774872 | 1585.8406 | 614411.72 | 53985652
MN | Eastern | MN-Eastern | 22065859 | 25732441.47 | 2332.3308 | 5715510.03 | 2507478.14 | 877.4294 | 2016.5 | 29243 | 23259.64 | 1590.7834 |  | 27558499 |  |  | 0 | 0 | 0 | 0 | 27558499 | 2332.3308 | 32137768.2382 | 5715510.03 | 877.4294 | 2507478.14 | 2016.5 | 29243 | 1590.7834 | 23259.64 | 27587742
MO | Eastern | MO-Eastern | 72859571 | 75879841.48 | 2082.9066 | 4854569 | 2159607.54 | 889.7216 | 1807 | 0 | 0 | [5 empty] | 0 | 0 | 0 | 0 | 72859571 | 2082.9066 | 75879841.48 | 4854569 | 889.7216 | 2159607.54 | 1807 |  |  | 0 | 72859571
MS | Eastern | MS-Eastern | 7503114 | 9356112.5 | 2493.9279 | 31422808.24 | 13266758.27 | 844.4031 | 6793.9 | 4407690 | 3055982.22 | 1386.6593 |  |  |  |  | 0 | 593 | 150 | 0 | 11149352.4 | 1939.9526 | 10814607.86 | 32147488.24 | 844.4031 | 13572719.2875 | 6943.9 | 4407690 | 1386.6593 | 3055982.22 | 15557042.4
MT | Eastern | MT-Eastern | 254009 | 334414.12 | 2633.0887 | 0 | 0 |  | 0 | 0 | 0 |  | 106.8% | 271337.1246 |  |  | 0 | 0 | 0 | 0 | 271337.1246 | 2633.0887 | 357227.365 | 0 | 0 | 0 | 0 |  |  | 0 | 271337.1246
MT | Western | MT-Western | 14193397 | 17590120.99 | 2478.6344 | 0 | 0 |  | 0 | 0 | 0 |  | 106.8% | 15161649.9041 |  |  | 0 | 0 | 0 | 0 | 15161649.9041 | 2478.6344 | 18790093.4653 | 0 | 0 | 0 | 0 |  |  | 0 | 15161649.9041
Navajo | Western | Navajo-Western | 29629453 | 31416872.59 | 2120.6515 | 0 | 0 |  | 0 | 0 | 0 | [5 empty] | 0 | 0 | 0 | 0 | 29629453 | 2120.6515 | 31416872.59 | 0 | 0 | 0 | 0 |  |  | 0 | 29629453
NC | Eastern | NC-Eastern | 50572372 | 51933504.63 | 2053.8291 | 15060253.99 | 6419972.7 | 852.5716 | 2534.6 | 0 | 0 | [5 empty] | 825 | 0 | 1540 | 625 | 54920452 | 2053.8291 | 56398611.2462 | 25519801.99 | 852.5716 | 10878729.6811 | 4699.6 |  |  | 0 | 54920452
ND | Eastern | ND-Eastern | 28186691 | 33370886.25 | 2367.847 | 0 | 0 |  | 0 | 0 | 0 | [5 empty] | 0 | 62 | 0 | 0 | 28513455.8 | 2367.847 | 33757750.7802 | 0 | 0 | 0 | 0 |  |  | 0 | 28513455.8
NE | Eastern | NE-Eastern | 24660983 | 26894698.98 | 2181.1538 | 423638 | 215102.88 | 1015.5032 | 320.6 | 37881.81 | 32926.5 | 1738.3805 |  |  |  |  | 0 | 0 | 0 | 0 | 24660983 | 2181.1538 | 26894698.98 | 423638 | 1015.5032 | 215102.88 | 320.6 | 37881.81 | 1738.3805 | 32926.5 | 24698864.81
NH | Eastern | NH-Eastern | 1281341 | 1526091.13 | 2382.0219 | 6946868.99 | 3048206.99 | 877.5772 | 1203 | 72614 | 68600.16 | 1889.4472 |  |  |  |  | 0 | 0 | 0 | 0 | 1281341 | 2382.0219 | 1526091.13 | 6946868.99 | 877.5772 | 3048206.99 | 1203 | 72614 | 1889.4472 | 68600.16 | 1353955
NJ | Eastern | NJ-Eastern | 2602990 | 3176790.94 | 2440.8783 | 25099064.5 | 11904003.85 | 948.5616 | 5792.5 | 172589 | 126348.08 | 1464.1499 |  |  |  |  | 0 | 0 | 0 | 1773 | 2602990 | 2440.8783 | 3176790.94 | 33664782.1 | 948.5616 | 15966559.0615 | 7565.5 | 172589 | 1464.1499 | 126348.08 | 2775579
NM | Eastern | NM-Eastern | 0 | 0 |  | 2987812.01 | 1339380.91 | 896.563 | 530.4 | 1388302 | 879643.42 | 1267.222 |  |  |  |  | 0 | 0 | 0 | 0 |  |  |  | 2987812.01 | 896.563 | 1339380.91 | 530.4 | 1388302 | 1267.222 | 879643.42 | 1388302
NM | Western | NM-Western | 11353987 | 13289478.33 | 2340.936 | 2743145 | 1260779 | 919.2216 | 859.6 | 819699 | 570401.54 | 1391.7341 |  |  |  |  | 0 | 0 | 0 | 0 | 11353987 | 2340.936 | 13289478.33 | 2743145 | 919.2216 | 1260779 | 859.6 | 819699 | 1391.7341 | 570401.54 | 12173686
NV | Western | NV-Western | 4133662.04 | 4701206.7 | 2274.5965 | 23783255.68 | 10632353.21 | 894.1041 | 5157 | 279853 | 203170.55 | 1451.9805 |  |  |  |  | 0 | 0 | 0 | 0 | 4133662.04 | 2274.5965 | 4701206.7 | 23783255.68 | 894.1041 | 10632353.21 | 5157 | 279853 | 1451.9805 | 203170.55 | 4413515.04
NY | Eastern | NY-Eastern | 4156143.41 | 4625706.06 | 2225.9608 | 44035433.69 | 21430979.5 | 973.3516 | 8457.2 | 12505652 | 8539770.33 | 1365.7457 |  |  |  |  | 0 | 0 | 0 | 0 | 4156143.41 | 2225.9608 | 4625706.06 | 44035433.69 | 973.3516 | 21430979.5 | 8457.2 | 12505652 | 1365.7457 | 8539770.33 | 16661795.41
OH | Eastern | OH-Eastern | 86344796.55 | 91681732.14 | 2123.6192 | 17854300.99 | 7732578.59 | 866.1867 | 2688 | 384308 | 494399.14 | 2572.9318 |  |  |  |  | 0 | 0 | 1207.3 | 0 | 86344796.55 | 2123.6192 | 91681732.14 | 23687008.75 | 866.1867 | 10258685.3904 | 3895.3 | 384308 | 2572.9318 | 494399.14 | 86729104.55
OK | Eastern | OK-Eastern | 29102160 | 33592414.94 | 2308.5857 | 29943375.99 | 13403825.21 | 895.2782 | 6918.4 | 8488757.72 | 5865837.32 | 1382.0249 |  |  |  |  | 0 | 0 | 0 | 0 | 29102160 | 2308.5857 | 33592414.94 | 29943375.99 | 895.2782 | 13403825.21 | 6918.4 | 8488757.72 | 1382.0249 | 5865837.32 | 37590917.72
OR | Western | OR-Western | 2640259 | 2745242.59 | 2079.5252 | 11424291.03 | 4914531.98 | 860.3653 | 2861.7 | 0 | 0 |  | 118.1% | 3116930.7339 | 13486829.8239 | 0 | 0 | 0 | 0 | 0 | 3116930.7339 | 2079.5252 | 3240868.0363 | 13486829.8239 | 860.3653 | 5801800.4185 | 2861.7 |  |  | 0 | 3116930.7339
PA | Eastern | PA-Eastern | 87054957 | 92864178.69 | 2133.461 | 50028719.12 | 22552383.19 | 901.5775 | 8207.4 | 1661967.7 | 1241069.83 | 1493.4945 |  |  |  |  | 0 | 0 | 0 | 1530 | 87054957 | 2133.461 | 92864178.69 | 57420455.12 | 901.5775 | 25884494.5381 | 9737.4 | 1661967.7 | 1493.4945 | 1241069.83 | 88716924.7
RI | Eastern | RI-Eastern | 0 | 0 |  | 8140017.28 | 3735785.5 | 917.8815 | 1725.2 | 0 | 0 | [5 empty] | 0 | 0 | 0 | 0 |  |  |  | 8140017.28 | 917.8815 | 3735785.5 | 1725.2 |  |  | 0 | 0
SC | Eastern | SC-Eastern | 28466763.54 | 30790348.52 | 2163.249 | 11209393.6 | 4751978.94 | 847.8566 | 2281.7 | 409033 | 350937.68 | 1715.9382 |  |  |  |  | 0 | 0 | 0 | 0 | 28466763.54 | 2163.249 | 30790348.52 | 11209393.6 | 847.8566 | 4751978.94 | 2281.7 | 409033 | 1715.9382 | 350937.68 | 28875796.54
SD | Eastern | SD-Eastern | 2830363 | 3169636.08 | 2239.7382 | 0 | 0 |  | 0 | 0 | 0 |  | 141.5% | 4004975.1739 |  |  | 0 | 0 | 290 | 0 | 4004975.1739 | 2239.7382 | 4485047.9641 | 1401048 | 908 | 636075.792 | 290 |  |  | 0 | 4004975.1739
TN | Eastern | TN-Eastern | 34373696 | 38560354.83 | 2243.5967 | 3091449.95 | 1191716.46 | 770.9757 | 525 | 0 | 0 | [5 empty] | 0 | 0 | 878 | 0 | 34373696 | 2243.5967 | 38560354.83 | 7333243.55 | 770.9757 | 2826876.4447 | 1403 |  |  | 0 | 34373696
TX | Eastern | TX-Eastern | 28353732 | 30621111.9 | 2159.9352 | 20981139.26 | 11079777.22 | 1056.1655 | 4023.8 | 11684378 | 7937279.83 | 1358.614 |  |  |  |  | 0 | 0 | 0 | 0 | 28353732 | 2159.9352 | 30621111.9 | 20981139.26 | 1056.1655 | 11079777.22 | 4023.8 | 11684378 | 1358.614 | 7937279.83 | 40038110
TX | ERCOT | TX-ERCOT | 110248798 | 124003927.66 | 2249.5289 | 125159004.62 | 59519020.38 | 951.0945 | 28423.5 | 8331348 | 5835640.98 | 1400.8876 |  |  |  |  | 911 | 0 | 0 | 2488.8 | 115050132.4 | 2249.5289 | 129404297.8628 | 137182895.18 | 951.0945 | 65236948.4624 | 30912.3 | 8331348 | 1400.8876 | 5835640.98 | 123381480.4
TX | Western | TX-Western | 0 | 0 |  | 1870133.83 | 1119576.42 | 1197.3222 | 508.9 | 891480 | 613702.2 | 1376.8165 |  |  |  |  | 0 | 0 | 0 | 0 |  |  |  | 1870133.83 | 1197.3222 | 1119576.42 | 508.9 | 891480 | 1376.8165 | 613702.2 | 891480
UTE | Western | Ute-Western | 3090433 | 3314096.53 | 2144.7458 | 0 | 0 |  | 0 | 0 | 0 | [5 empty] | 0 | 0 | 0 | 0 | 3090433 | 2144.7458 | 3314096.53 | 0 | 0 | 0 | 0 |  |  | 0 | 3090433
UT | Western | UT-Western | 27332140 | 28300939.08 | 2070.8908 | 5447362 | 2409060.27 | 884.4869 | 1201 | 120348 | 112343.32 | 1866.9744 |  |  |  |  | 0 | 0 | 0 | 629 | 27332140 | 2070.8908 | 28300939.08 | 8486186.8 | 884.4869 | 3752960.6925 | 1830 | 120348 | 1866.9744 | 112343.32 | 27452488
VA | Eastern | VA-Eastern | 12508936 | 15130445.38 | 2419.1419 | 23070349.87 | 10485032.61 | 908.9617 | 3939.3 | 343908 | 284130.73 | 1652.3648 |  |  |  |  | 600 | 0 | 0 | 2736.7 | 15671176 | 2419.1419 | 18955398.9651 | 36291894.91 | 908.9617 | 16493971.8623 | 6676 | 343908 | 1652.3648 | 284130.73 | 16015084
WA | Western | WA-Western | 3735730 | 4542415.37 | 2431.8756 | 5665045 | 2817768.02 | 994.791 | 3065.7 | 0 | 0 |  | 207% | 7733957.1297 | 11728153.5785 |  | 0 | 0 | 0 | 0 | 7733957.1297 | 2431.8756 | 9404010.9261 | 11728153.5785 | 994.791 | 5833531.0818 | 3065.7 |  |  | 0 | 7733957.1297
WI | Eastern | WI-Eastern | 32112721 | 37938965.89 | 2362.8621 | 10244272.94 | 4335785.5 | 846.4799 | 2618.2 | 47668 | 42850.83 | 1797.8866 |  |  |  |  | 0 | 0 | 0 | 0 | 32112721 | 2362.8621 | 37938965.89 | 10244272.94 | 846.4799 | 4335785.5 | 2618.2 | 47668 | 1797.8866 | 42850.83 | 32160389
WV | Eastern | WV-Eastern | 70078372.82 | 72318916.52 | 2063.9439 | 0 | 0 |  | 0 | 0 | 0 | [5 empty] | 0 | 0 | 0 | 0 | 70078372.82 | 2063.9439 | 72318916.52 | 0 | 0 | 0 | 0 |  |  | 0 | 70078372.82
WY | Western | WY-Western | 42907427.02 | 49998736.12 | 2330.5399 | 0 | 0 |  | 0 | 0 | 0 | [5 empty] | 0 | 0 | 0 | 100 | 42907427.02 | 2330.5399 | 49998736.12 | 483120 | 908 | 219336.48 | 100 |  |  | 0 | 42907427.02

## Appendix 4 - Category-spec calc
Category-specific rate (lb/MWh)
Annual Category-specific Rates (lb/MWh) | [12 empty] | Step, Interim, and Final Category-specific Rates (lb/MWh)
| 2022 | 2023 | 2024 | 2025 | 2026 | 2027 | 2028 | 2029 | 2030 | Interim* | Final* |  |  | 2022-2024 | 2025-2027 | 2028-2029 | Interim | Final
Fossil Steam | 1740.8712 | 1680.511 | 1591.6156 | 1546.3089 | 1500.0036 | 1452.6664 | 1404.2625 | 1354.7552 | 1304.1066 | 1534 | 1305 |  | Fossil Steam | 1670.9993 | 1499.6596 | 1379.5088 | 1534 | 1305
NGCC | 897.551 | 877.0549 | 855.0172 | 836.152 | 817.3262 | 798.1246 | 788.6987 | 779.4928 | 770.4994 | 832 | 771 |  | NGCC | 876.541 | 817.2009 | 784.0957 | 832 | 771
*Interim and Final rates are rounded up to nearest integer
2030 | Underlying calculations
| Adj. Baseline | [5 empty] | BB1 HRI |  | BB3 - RE | [8 empty] | BB2 - NGCC |  |  | Final Rates
Interconnection | Coal |  | NGCC |  | OG Steam |  | Fossil Steam Rate | NGCC Emission Rate | Baseline Fossil Steam Gen | Baseline NGCC Gen | Fossil Steam Share of Total Fossil | NGCC Share of Total Fossil | Potential BB3 | Remaining Fossil Steam | Remaining NGCC Gen | BB3 Apportioned to Fossil Steam | BB3 Apportioned to NGCC | Difference between NGCC generation levels at maximum BB2 utilization and Post BB3 NGCC levels (MWh) | Remaining Fossil Steam | Remaining NGCC Gen | Fossil Steam Rate | NGCC Rate | Fossil Steam Performance Rate | NGCC Performance Rate
| Emissions (tons) | Gen (MWh) | Emissions (tons) | Gen(MWh) | Emissions (tons) | Gen(MWh) | lbs/MWh | lbs/MWh | MWh | MWh |  |  | MWh | MWh | MWh | MWh | MWh | MWh | MWh | MWh | lb/MWh | lb/MWh
Eastern | 1356066365.8878 | 1230447794.6385 | 328219519.393 | 734535157.072 | 52979258.7392 | 74240802.178 | 2070.5857 | 893.6795 | 1304688596.8165 | 734535157.072 | 63.98% | 36.02% | 438444699.7213 | 1024173131.5713 | 576605922.5959 | 280515465.2452 | 157929234.4761 | 411250842.6041 | 612922288.9672 | 987856765.2 | 1304.1066 | 770.4994 | 1304.1066 | 770.4994
Western | 229424715.8078 | 203976917.8277 | 89135326.653 | 198374375.9147 | 9433180.3 | 13326187 | 2154.0417 | 898.6577 | 217303104.8277 | 198374375.9147 | 52.28% | 47.72% | 160974865.5982 | 133150511.2563 | 121552103.8879 | 84152593.5714 | 76822272.0268 | 184936808.5121 | 0 | 254702615.1442 | 360.3325 | 690.4171
ERCOT | 129404297.8628 | 115050132.4 | 65236948.4624 | 137182895.18 | 5835640.98 | 8331348 | 2143.9788 | 951.0945 | 123381480.4 | 137182895.18 | 47.35% | 52.65% | 106610546.9532 | 72899648.1079 | 81054180.519 | 50481832.2921 | 56128714.661 | 122596051.881 | 0 | 153953828.6268 | 237.176 | 696.9862
2029
| Adj. Baseline | [5 empty] | BB1 HRI |  | BB3 | [8 empty] | BB2 |  |  | Final Rates
Interconnection | Coal |  | NGCC |  | OG Steam |  | Fossil Steam Rate | NGCC Emission Rate | Baseline Fossil Steam Gen | Baseline NGCC Gen | Fossil Steam Share of Total Fossil | NGCC Share of Total Fossil | Potential BB3 | Remaining Fossil Steam | Remaining NGCC Gen | BB3 Apportioned to Fossil Steam | BB3 Apportioned to NGCC | Difference between NGCC generation levels at maximum BB2 utilization and Post BB3 NGCC levels (MWh) | Remaining Fossil Steam | Remaining NGCC Gen | Fossil Steam Rate | NGCC Rate | Fossil Steam Performance Rate | NGCC Performance Rate
| Emissions (tons) | Gen (MWh) | Emissions (tons) | Gen(MWh) | Emissions (tons) | Gen(MWh) | lbs/MWh | lbs/MWh | MWh | MWh |  |  | MWh | MWh | MWh | MWh | MWh | MWh | MWh | MWh | lb/MWh | lb/MWh
Eastern | 1356066365.8878 | 1230447794.6385 | 328219519.393 | 734535157.072 | 52979258.7392 | 74240802.178 | 2070.5857 | 893.6795 | 1304688596.8165 | 734535157.072 | 63.98% | 36.02% | 401744424.7934 | 1047653845.7927 | 589825483.3024 | 257034751.0238 | 144709673.7696 | 398031281.8976 | 649622563.8951 | 987856765.2 | 1354.7552 | 779.4928 | 1354.7552 | 779.4928
Western | 229424715.8078 | 203976917.8277 | 89135326.653 | 198374375.9147 | 9433180.3 | 13326187 | 2154.0417 | 898.6577 | 217303104.8277 | 198374375.9147 | 52.28% | 47.72% | 146686508.1516 | 140620014.8495 | 128370957.7412 | 76683089.9782 | 70003418.1734 | 178117954.6588 | 0 | 268990972.5907 | 430.8234 | 713.082
ERCOT | 129404297.8628 | 115050132.4 | 65236948.4624 | 137182895.18 | 5835640.98 | 8331348 | 2143.9788 | 951.0945 | 123381480.4 | 137182895.18 | 47.35% | 52.65% | 95405816.0877 | 78205270.8684 | 86953288.6239 | 45176209.5316 | 50229606.5561 | 116696943.7761 | 0 | 165158559.4923 | 363.7296 | 729.2945
2028
| Adj. Baseline | [5 empty] | BB1 HRI |  | BB3 | [8 empty] | BB2 |  |  | Final Rates
Interconnection | Coal |  | NGCC |  | OG Steam |  | Fossil Steam Rate | NGCC Emission Rate | Baseline Fossil Steam Gen | Baseline NGCC Gen | Fossil Steam Share of Total Fossil | NGCC Share of Total Fossil | Potential BB3 | Remaining Fossil Steam | Remaining NGCC Gen | BB3 Apportioned to Fossil Steam | BB3 Apportioned to NGCC | Difference between NGCC generation levels at maximum BB2 utilization and Post BB3 NGCC levels (MWh) | Remaining Fossil Steam | Remaining NGCC Gen | Fossil Steam Rate | NGCC Rate | Fossil Steam Performance Rate | NGCC Performance Rate
| Emissions (tons) | Gen (MWh) | Emissions (tons) | Gen(MWh) | Emissions (tons) | Gen(MWh) | lbs/MWh | lbs/MWh | MWh | MWh |  |  | MWh | MWh | MWh | MWh | MWh | MWh | MWh | MWh | lb/MWh | lb/MWh
Eastern | 1356066365.8878 | 1230447794.6385 | 328219519.393 | 734535157.072 | 52979258.7392 | 74240802.178 | 2070.5857 | 893.6795 | 1304688596.8165 | 734535157.072 | 63.98% | 36.02% | 365044149.8655 | 1071134560.0141 | 603045044.009 | 233554036.8024 | 131490113.063 | 384811721.191 | 686322838.8231 | 987856765.2 | 1404.2625 | 788.6987 | 1404.2625 | 788.6987
Western | 229424715.8078 | 203976917.8277 | 89135326.653 | 198374375.9147 | 9433180.3 | 13326187 | 2154.0417 | 898.6577 | 217303104.8277 | 198374375.9147 | 52.28% | 47.72% | 132398150.7051 | 148089518.4427 | 135189811.5946 | 69213586.385 | 63184564.3201 | 171299100.8054 | 0 | 283279330.0373 | 495.0766 | 734.7696
ERCOT | 129404297.8628 | 115050132.4 | 65236948.4624 | 137182895.18 | 5835640.98 | 8331348 | 2143.9788 | 951.0945 | 123381480.4 | 137182895.18 | 47.35% | 52.65% | 84201085.2222 | 83510893.629 | 92852396.7289 | 39870586.771 | 44330498.4511 | 110797835.6711 | 0 | 176363290.3578 | 471.3953 | 760.0493
2027
| Adj. Baseline | [5 empty] | BB1 HRI |  | BB3/BB4 | [8 empty] | BB2 |  |  | Final Rates
Interconnection | Coal |  | NGCC |  | OG Steam |  | Fossil Steam Rate | NGCC Emission Rate | Baseline Fossil Steam Gen | Baseline NGCC Gen | Fossil Steam Share of Total Fossil | NGCC Share of Total Fossil | Potential BB3 | Remaining Fossil Steam | Remaining NGCC Gen | BB3 Apportioned to Fossil Steam | BB3 Apportioned to NGCC | Difference between NGCC generation levels at 75% utilization and Post BB3 NGCC levels (MWh) | Remaining Fossil Steam | Remaining NGCC Gen | Fossil Steam Rate | NGCC Rate | Fossil Steam Performance Rate | NGCC Performance Rate
| Emissions (tons) | Gen (MWh) | Emissions (tons) | Gen(MWh) | Emissions (tons) | Gen(MWh) | lbs/MWh | lbs/MWh | MWh | MWh |  |  | MWh | MWh | MWh | MWh | MWh | MWh | MWh | MWh | lb/MWh | lb/MWh
Eastern | 1356066365.8878 | 1230447794.6385 | 328219519.393 | 734535157.072 | 52979258.7392 | 74240802.178 | 2070.5857 | 893.6795 | 1304688596.8165 | 734535157.072 | 63.98% | 36.02% | 328343874.9375 | 1094615274.2355 | 616264604.7155 | 210073322.581 | 118270552.3565 | 371592160.4845 | 723023113.751 | 987856765.2 | 1452.6664 | 798.1246 | 1452.6664 | 798.1246
Western | 229424715.8078 | 203976917.8277 | 89135326.653 | 198374375.9147 | 9433180.3 | 13326187 | 2154.0417 | 898.6577 | 217303104.8277 | 198374375.9147 | 52.28% | 47.72% | 118109793.2585 | 155559022.0359 | 142008665.4479 | 61744082.7918 | 56365710.4667 | 164480246.9521 | 0 | 297567687.4838 | 553.8851 | 755.5418
ERCOT | 129404297.8628 | 115050132.4 | 65236948.4624 | 137182895.18 | 5835640.98 | 8331348 | 2143.9788 | 951.0945 | 123381480.4 | 137182895.18 | 47.35% | 52.65% | 72996354.3566 | 88816516.3896 | 98751504.8338 | 34564964.0104 | 38431390.3462 | 104898727.5662 | 0 | 187568021.2234 | 564.1079 | 789.3601
2026
| Adj. Baseline | [5 empty] | BB1 HRI |  | BB3 | [8 empty] | BB2 |  |  | Final Rates
Interconnection | Coal |  | NGCC |  | OG Steam |  | Fossil Steam Rate | NGCC Emission Rate | Baseline Fossil Steam Gen | Baseline NGCC Gen | Fossil Steam Share of Total Fossil | NGCC Share of Total Fossil | Potential BB3 | Remaining Fossil Steam | Remaining NGCC Gen | BB3 Apportioned to Fossil Steam | BB3 Apportioned to NGCC | Difference between NGCC generation levels at maximum BB2 utilization and Post BB3 NGCC levels (MWh) | Remaining Fossil Steam | Remaining NGCC Gen | Fossil Steam Rate | NGCC Rate | Fossil Steam Performance Rate | NGCC Performance Rate
| Emissions (tons) | Gen (MWh) | Emissions (tons) | Gen(MWh) | Emissions (tons) | Gen(MWh) | lbs/MWh | lbs/MWh | MWh | MWh |  |  | MWh | MWh | MWh | MWh | MWh | MWh | MWh | MWh | lb/MWh | lb/MWh
Eastern | 1356066365.8878 | 1230447794.6385 | 328219519.393 | 734535157.072 | 52979258.7392 | 74240802.178 | 2070.5857 | 893.6795 | 1304688596.8165 | 734535157.072 | 63.98% | 36.02% | 291643600.0096 | 1118095988.4569 | 629484165.4221 | 186592608.3597 | 105050991.6499 | 358372599.7779 | 759723388.6789 | 987856765.2 | 1500.0036 | 807.7785 | 1500.0036 | 817.3262
Western | 229424715.8078 | 203976917.8277 | 89135326.653 | 198374375.9147 | 9433180.3 | 13326187 | 2154.0417 | 898.6577 | 217303104.8277 | 198374375.9147 | 52.28% | 47.72% | 103821435.8119 | 163028525.6291 | 148827519.3013 | 54274579.1985 | 49546856.6134 | 145345339.091 | 17683186.5382 | 294172858.3922 | 740.2428 | 769.1171
ERCOT | 129404297.8628 | 115050132.4 | 65236948.4624 | 137182895.18 | 5835640.98 | 8331348 | 2143.9788 | 951.0945 | 123381480.4 | 137182895.18 | 47.35% | 52.65% | 61791623.4911 | 94122139.1501 | 104650612.9387 | 29259341.2499 | 32532282.2413 | 98780320.1722 | 0 | 198772752.0889 | 644.7803 | 817.3262
2025
| Adj. Baseline | [5 empty] | BB1 HRI |  | BB3 | [8 empty] | BB2 |  |  | Final Rates
Interconnection | Coal |  | NGCC |  | OG Steam |  | Fossil Steam Rate | NGCC Emission Rate | Baseline Fossil Steam Gen | Baseline NGCC Gen | Fossil Steam Share of Total Fossil | NGCC Share of Total Fossil | Potential BB3 | Remaining Fossil Steam | Remaining NGCC Gen | BB3 Apportioned to Fossil Steam | BB3 Apportioned to NGCC | Difference between NGCC generation levels at maximum BB2 utilization and Post BB3 NGCC levels (MWh) | Remaining Fossil Steam | Remaining NGCC Gen | Fossil Steam Rate | NGCC Rate | Fossil Steam Performance Rate | NGCC Performance Rate
| Emissions (tons) | Gen (MWh) | Emissions (tons) | Gen(MWh) | Emissions (tons) | Gen(MWh) | lbs/MWh | lbs/MWh | MWh | MWh |  |  | MWh | MWh | MWh | MWh | MWh | MWh | MWh | MWh | lb/MWh | lb/MWh
Eastern | 1356066365.8878 | 1230447794.6385 | 328219519.393 | 734535157.072 | 52979258.7392 | 74240802.178 | 2070.5857 | 893.6795 | 1304688596.8165 | 734535157.072 | 63.98% | 36.02% | 254943325.0817 | 1141576702.6782 | 642703726.1286 | 163111894.1383 | 91831430.9434 | 345153039.0714 | 796423663.6069 | 987856765.2 | 1546.3089 | 817.6688 | 1546.3089 | 836.152
Western | 229424715.8078 | 203976917.8277 | 89135326.653 | 198374375.9147 | 9433180.3 | 13326187 | 2154.0417 | 898.6577 | 217303104.8277 | 198374375.9147 | 52.28% | 47.72% | 89533078.3654 | 170498029.2224 | 155646373.1546 | 46805075.6053 | 42728002.7601 | 124518253.8856 | 45979775.3367 | 280164627.0402 | 988.3643 | 779.7394
ERCOT | 129404297.8628 | 115050132.4 | 65236948.4624 | 137182895.18 | 5835640.98 | 8331348 | 2143.9788 | 951.0945 | 123381480.4 | 137182895.18 | 47.35% | 52.65% | 50586892.6256 | 99427761.9107 | 110549721.0437 | 23953718.4893 | 26633174.1363 | 83194024.7763 | 16233737.1344 | 193743745.82 | 915.7732 | 836.152
2024
| Adj. Baseline | [5 empty] | BB1 HRI |  | BB3 | [8 empty] | BB2 |  |  | Final Rates
Interconnection | Coal |  | NGCC |  | OG Steam |  | Fossil Steam Rate | NGCC Emission Rate | Baseline Fossil Steam Gen | Baseline NGCC Gen | Fossil Steam Share of Total Fossil | NGCC Share of Total Fossil | Potential BB3 | Remaining Fossil Steam | Remaining NGCC Gen | BB3 Apportioned to Fossil Steam | BB3 Apportioned to NGCC | Difference between NGCC generation levels at maximum BB2 utilization and Post BB3 NGCC levels (MWh) | Remaining Fossil Steam | Remaining NGCC Gen | Fossil Steam Rate | NGCC Rate | Fossil Steam Performance Rate | NGCC Performance Rate
| Emissions (tons) | Gen (MWh) | Emissions (tons) | Gen(MWh) | Emissions (tons) | Gen(MWh) | lbs/MWh | lbs/MWh | MWh | MWh |  |  | MWh | MWh | MWh | MWh | MWh | MWh | MWh | MWh | lb/MWh | lb/MWh
Eastern | 1356066365.8878 | 1230447794.6385 | 328219519.393 | 734535157.072 | 52979258.7392 | 74240802.178 | 2070.5857 | 893.6795 | 1304688596.8165 | 734535157.072 | 63.98% | 36.02% | 218243050.1537 | 1165057416.8996 | 655923286.8352 | 139631179.9169 | 78611870.2368 | 331933478.3648 | 833123938.5348 | 987856765.2 | 1591.6156 | 827.8044 | 1591.6156 | 855.0172
Western | 229424715.8078 | 203976917.8277 | 89135326.653 | 198374375.9147 | 9433180.3 | 13326187 | 2154.0417 | 898.6577 | 217303104.8277 | 198374375.9147 | 52.28% | 47.72% | 75244720.9188 | 177967532.8156 | 162465227.0079 | 39335572.0121 | 35909148.9067 | 104358227.3161 | 73609305.4995 | 266823454.324 | 1213.2146 | 792.0618
ERCOT | 129404297.8628 | 115050132.4 | 65236948.4624 | 137182895.18 | 5835640.98 | 8331348 | 2143.9788 | 951.0945 | 123381480.4 | 137182895.18 | 47.35% | 52.65% | 39382161.7601 | 104733384.6713 | 116448829.1486 | 18648095.7287 | 20734066.0314 | 68069024.0132 | 36664360.658 | 184517853.1619 | 1204.3911 | 855.0172
2023
| Adj. Baseline | [5 empty] | BB1 HRI |  | BB3 | [8 empty] | BB2 |  |  | Final Rates
Interconnection | Coal |  | NGCC |  | OG Steam |  | Fossil Steam Rate | NGCC Emission Rate | Baseline Fossil Steam Gen | Baseline NGCC Gen | Fossil Steam Share of Total Fossil | NGCC Share of Total Fossil | Potential BB3 | Remaining Fossil Steam | Remaining NGCC Gen | BB3 Apportioned to Fossil Steam | BB3 Apportioned to NGCC | Difference between NGCC generation levels at maximum BB2 utilization and Post BB3 NGCC levels (MWh) | Remaining Fossil Steam | Remaining NGCC Gen | Fossil Steam Rate | NGCC Rate | Fossil Steam Performance Rate | NGCC Performance Rate
| Emissions (tons) | Gen (MWh) | Emissions (tons) | Gen(MWh) | Emissions (tons) | Gen(MWh) | lbs/MWh | lbs/MWh | MWh | MWh |  |  | MWh | MWh | MWh | MWh | MWh | MWh | MWh | MWh | lb/MWh | lb/MWh
Eastern | 1356066365.8878 | 1230447794.6385 | 328219519.393 | 734535157.072 | 52979258.7392 | 74240802.178 | 2070.5857 | 893.6795 | 1304688596.8165 | 734535157.072 | 63.98% | 36.02% | 181542775.2258 | 1188538131.121 | 669142847.5417 | 116150465.6955 | 65392309.5303 | 271796688.6675 | 916741442.4535 | 940939536.2092 | 1680.511 | 835.6075 | 1680.511 | 877.0549
Western | 229424715.8078 | 203976917.8277 | 89135326.653 | 198374375.9147 | 9433180.3 | 13326187 | 2154.0417 | 898.6577 | 217303104.8277 | 198374375.9147 | 52.28% | 47.72% | 60956363.4723 | 185437036.4088 | 169284080.8613 | 31866068.4189 | 29090295.0534 | 84833494.6854 | 100603541.7234 | 254117575.5467 | 1417.5352 | 806.3501
ERCOT | 129404297.8628 | 115050132.4 | 65236948.4624 | 137182895.18 | 5835640.98 | 8331348 | 2143.9788 | 951.0945 | 123381480.4 | 137182895.18 | 47.35% | 52.65% | 28177430.8946 | 110039007.4318 | 122347937.2536 | 13342472.9682 | 14834957.9264 | 53383351.472 | 56655655.9598 | 175731288.7256 | 1456.8103 | 877.0549
2022
| Adj. Baseline | [5 empty] | BB1 HRI |  | BB3 | [8 empty] | BB2 |  |  | Final Rates
Interconnection | Coal |  | NGCC |  | OG Steam |  | Fossil Steam Rate | NGCC Emission Rate | Baseline Fossil Steam Gen | Baseline NGCC Gen | Fossil Steam Share of Total Fossil | NGCC Share of Total Fossil | Potential BB3 | Remaining Fossil Steam | Remaining NGCC Gen | BB3 Apportioned to Fossil Steam | BB3 Apportioned to NGCC | Difference between NGCC generation levels at maximum BB2 utilization and Post BB3 NGCC levels (MWh) | Remaining Fossil Steam | Remaining NGCC Gen | Fossil Steam Rate | NGCC Rate | Fossil Steam Performance Rate | NGCC Performance Rate
| Emissions (tons) | Gen (MWh) | Emissions (tons) | Gen(MWh) | Emissions (tons) | Gen(MWh) | lbs/MWh | lbs/MWh | MWh | MWh |  |  | MWh | MWh | MWh | MWh | MWh | MWh | MWh | MWh | lb/MWh | lb/MWh
Eastern | 1356066365.8878 | 1230447794.6385 | 328219519.393 | 734535157.072 | 52979258.7392 | 74240802.178 | 2070.5857 | 893.6795 | 1304688596.8165 | 734535157.072 | 63.98% | 36.02% | 166253133.8825 | 1198320392.9606 | 674650227.0455 | 106368203.8559 | 59884930.0265 | 221482664.5824 | 976837728.3782 | 896132891.6278 | 1740.8712 | 837.6995 | 1740.8712 | 897.551
Western | 229424715.8078 | 203976917.8277 | 89135326.653 | 198374375.9147 | 9433180.3 | 13326187 | 2154.0417 | 898.6577 | 217303104.8277 | 198374375.9147 | 52.28% | 47.72% | 56663540.9416 | 187681188.9251 | 171332750.8756 | 29621915.9026 | 27041625.039 | 70683987.7403 | 116997201.1848 | 242016738.6159 | 1530.7166 | 808.3384
ERCOT | 129404297.8628 | 115050132.4 | 65236948.4624 | 137182895.18 | 5835640.98 | 8331348 | 2143.9788 | 951.0945 | 123381480.4 | 137182895.18 | 47.35% | 52.65% | 18963672.3686 | 114401872.3264 | 127198830.885 | 8979608.0736 | 9984064.295 | 40164301.2346 | 74237571.0918 | 167363132.1196 | 1656.7224 | 897.551

## Appendix 5- State Goals
[21 empty] | CONUS BB3 Not Necessary for Goal Rates | [9 empty] | Sum of Affected Source Mass Goals (Short Tons)
[22 empty] | 2022 | 2023 | 2024 | 2025 | 2026 | 2027 | 2028 | 2029 | 2030 |  | 2022 | 2023 | 2024 | 2025 | 2026 | 2027 | 2028 | 2029 | 2030
[21 empty] | MWh | 94975762.4923 | 90713245.9284 | 92966029.4639 | 102634454.1182 | 111033909.8769 | 113468333.2518 | 131936775.1642 | 150167508.2988 | 166255493.4328 |  | 94919836.9287 | 90629861.1476 | 92860792.2161 | 102527579.9339 | 110921833.0707 | 113510323.4616 | 131985718.5681 | 150035286.712 | 1668104055.024
[6 empty] | State Goals (lbs/MWh) | [14 empty] | BB3 Not Necessary for Goal Rates by State (MWh) | [9 empty] | Affected Source Mass Goals (Short Tons) | [9 empty] | Average Annual Affected Source Mass Goals (Short Tons) | [5 empty] | Cumulative Annual Affected Source Mass Goals (Short Tons)
State | State Name | Baseline Fossil Steam Gen (MWh) | Baseline NGCC Gen (MWh) | % Fossil Steam Generation | % NGCC Generation | 2022 | 2023 | 2024 | 2025 | 2026 | 2027 | 2028 | 2029 | 2030 | Interim Goal - Step 1 (2022-2024) | Interim Goal - Step 2 (2025-2027) | Interim Goal - Step 3 (2028-2029) | Interim (2022-2029) | Final (2030) | Share of Affected Source Generation | State | 2022 | 2023 | 2024 | 2025 | 2026 | 2027 | 2028 | 2029 | 2030 | State | 2022 | 2023 | 2024 | 2025 | 2026 | 2027 | 2028 | 2029 | 2030 | State | 2022-2024 | 2025-2027 | 2028-2029 | Interim | Final | State | 2022-2024 | 2025-2027 | 2028-2029 | Interim (2022-2029) | Final (2030-2031)
AL | Alabama | 46059839.57 | 53492095.96 | 46.27% | 53.73% | 1287.7312 | 1248.7911 | 1195.8202 | 1164.7213 | 1133.1816 | 1100.9624 | 1073.5025 | 1045.6503 | 1018.0666 | 1244.1142 | 1132.9551 | 1059.5764 | 1156.7954 | 1018.0666 | 3.666% | Alabama | 3481915.2005 | 3325646.687 | 3408236.1923 | 3762691.2015 | 4070624.4248 | 4159873.045 | 4836946.2997 | 5505304.8909 | 6095107.9997 | Alabama | 68581836.3313 | 66312825.0307 | 63598747.6714 | 62357618.2342 | 61017965.4153 | 59381332.6213 | 58627097.5814 | 57804879.8865 | 56880473.9509 | Alabama | 66164470 | 60918973 | 58215989 | 62210288 | 56880474 | Alabama | 198493410 | 182756919 | 116431978 | 497682304 | 113760948
AR | Arkansas | 32154992.08 | 15651185.02 | 67.26% | 32.74% | 1464.778 | 1417.4689 | 1350.4619 | 1313.8118 | 1276.503 | 1238.377 | 1202.734 | 1166.421 | 1130.1746 | 1410.9029 | 1276.2306 | 1184.5775 | 1304.1734 | 1130.1746 | 1.761% | Arkansas | 1672062.465 | 1597020.2251 | 1636680.8153 | 1806894.8735 | 1954768.5449 | 1997626.9316 | 2322766.6061 | 2643721.3822 | 2926952.7601 | Arkansas | 37461917.9968 | 36145610.251 | 34490484.4847 | 33778079.485 | 33007631.6789 | 32074851.4961 | 31542728.8834 | 30964757.151 | 30322631.8978 | Arkansas | 36032671 | 32953521 | 31253744 | 33683258 | 30322632 | Arkansas | 108098013 | 98860563 | 62507488 | 269466064 | 60645264
AZ | Arizona | 25370640 | 26783421.01 | 48.65% | 51.35% | 1307.7889 | 1267.9007 | 1213.3397 | 1181.6119 | 1149.4185 | 1116.5302 | 1088.1432 | 1059.3325 | 1030.7673 | 1263.0098 | 1149.1869 | 1073.7378 | 1173.4919 | 1030.7673 | 1.921% | Arizona | 1824133.4719 | 1742266.2783 | 1785533.9262 | 1971228.64 | 2132551.15 | 2179307.4281 | 2534017.9583 | 2884162.9811 | 3193153.7321 | Arizona | 36488832.5603 | 35272106.3111 | 33806754.7632 | 33142155.8874 | 32424615.5645 | 31549053.9041 | 31132917.0482 | 30679533.0928 | 30170749.9818 | Arizona | 35189232 | 32371942 | 30906226 | 33061997 | 30170750 | Arizona | 105567696 | 97115826 | 61812452 | 264495976 | 60341500
CA | California | 11112636 | 93068611.62 | 10.67% | 89.33% | 987.5049 | 962.7567 | 933.5875 | 911.9019 | 890.1449 | 867.9422 | 854.3586 | 840.854 | 827.9598 | 961.283 | 889.9963 | 847.6063 | 906.8798 | 827.9598 | 3.837% | California | 3643829.4018 | 3480294.1716 | 3566724.2109 | 3937661.9017 | 4259914.4749 | 4353313.2878 | 5061871.4492 | 5761309.7024 | 6378539.5272 | California | 55038046.1389 | 53501271.4073 | 51961001.8372 | 51092299.7382 | 50160146.8949 | 48990072.9778 | 48828726.6045 | 48645026.9365 | 48410119.3621 | California | 53500107 | 50080840 | 48736877 | 51027075 | 48410120 | California | 160500321 | 150242520 | 97473754 | 408216600 | 96820240
CO | Colorado | 34248809 | 11131370.27 | 75.47% | 24.53% | 1534.0119 | 1483.4301 | 1410.9343 | 1372.1135 | 1332.5487 | 1292.1129 | 1253.2699 | 1213.6483 | 1174.0144 | 1476.1254 | 1332.2583 | 1233.4591 | 1361.8054 | 1174.0144 | 1.671% | Colorado | 1587211.089 | 1515976.9827 | 1553624.9353 | 1715201.2199 | 1855570.8149 | 1896254.287 | 2204894.2497 | 2509561.6831 | 2778420.05 | Colorado | 37241669.095 | 35908008.0697 | 34206288.4 | 33486828.0327 | 32708287.0996 | 31768331.9609 | 31200134.382 | 30583513.3777 | 29900396.1546 | Colorado | 35785322 | 32654483 | 30891824 | 33387883 | 29900397 | Colorado | 107355966 | 97963449 | 61783648 | 267103064 | 59800794
CT | Connecticut | 438650 | 15299704.41 | 2.787% | 97.21% | 921.0555 | 899.4484 | 875.5472 | 855.9451 | 836.3534 | 816.3676 | 805.8553 | 795.5262 | 785.8833 | 898.6837 | 836.222 | 800.6907 | 851.5657 | 785.8833 | 0.5796% | Connecticut | 550462.5818 | 525757.7959 | 538814.5275 | 594850.9926 | 643532.7402 | 657642.224 | 764682.0197 | 870344.0977 | 963587.1905 | Connecticut | 7754955.6972 | 7550810.4913 | 7361593.6249 | 7244743.4993 | 7119633.9247 | 6961018.7461 | 6957641.0437 | 6952517.8508 | 6941522.2837 | Connecticut | 7555787 | 7108466 | 6955080 | 7237865 | 6941523 | Connecticut | 22667361 | 21325398 | 13910160 | 57902920 | 13883046
DE | Delaware | 2491496.6 | 6672110.78 | 27.19% | 72.81% | 1126.8416 | 1095.5069 | 1055.2912 | 1029.2368 | 1002.9396 | 976.0882 | 956.0645 | 935.9011 | 916.1895 | 1092.5466 | 1002.7549 | 945.9828 | 1022.867 | 916.1895 | 0.3375% | Delaware | 320505.1078 | 306120.8239 | 313723.0648 | 346350.1205 | 374694.915 | 382910.1175 | 445233.7021 | 506755.1149 | 561045.6125 | Delaware | 5524125.663 | 5354754.9889 | 5166206.2521 | 5072237.4498 | 4971068.868 | 4845998.4969 | 4806172.1145 | 4762387.8438 | 4711824.3126 | Delaware | 5348363 | 4963102 | 4784280 | 5062869 | 4711825 | Delaware | 16045089 | 14889306 | 9568560 | 40502952 | 9423650
FL | Florida | 56452020.6 | 147327444.47 | 27.7% | 72.3% | 1131.1718 | 1099.6324 | 1059.0734 | 1032.8833 | 1006.445 | 979.4491 | 959.2253 | 938.8549 | 918.9314 | 1096.6259 | 1006.2591 | 949.0401 | 1026.4716 | 918.9314 | 7.504% | Florida | 7127363.3525 | 6807486.9593 | 6976544.8999 | 7702102.3869 | 8332431.3423 | 8515120.2672 | 9901066.4561 | 11269174.0219 | 12476481.1564 | Florida | 123317068.0374 | 119526984.0855 | 115297378.7601 | 113195574.0653 | 110932542.6163 | 108135929.6014 | 107232558.2533 | 106239795.2782 | 105094703.4242 | Florida | 119380477 | 110754683 | 106736177 | 112984729 | 105094704 | Florida | 358141431 | 332264049 | 213472354 | 903877832 | 210189408
Fort Mojave | Lands of the Fort Mojave Tribe | 0 | 1360092.99 | 0% | 100% | 897.551 | 877.0549 | 855.0172 | 836.152 | 817.3262 | 798.1246 | 788.6987 | 779.4928 | 771 | 876.541 | 817.2009 | 784.0957 | 832 | 771 | 0.05009% | Lands of the Fort Mojave Tribe | 47570.4308 | 45435.4676 | 46563.8175 | 51406.4332 | 55613.4616 | 56832.7892 | 66083.0623 | 75214.2743 | 83272.25 | Lands of the Fort Mojave Tribe | 653073.3024 | 636287.5161 | 621264.293 | 611605.8568 | 601274.1767 | 588121.4528 | 588471.3775 | 588720.3261 | 588518.7524 | Lands of the Fort Mojave Tribe | 636876 | 600334 | 588596 | 611103 | 588519 | Lands of the Fort Mojave Tribe | 1910628 | 1801002 | 1177192 | 4888824 | 1177038
GA | Georgia | 40990604.03 | 37728636.2 | 52.07% | 47.93% | 1336.6838 | 1295.4298 | 1238.578 | 1205.9442 | 1172.8093 | 1138.9569 | 1109.2344 | 1079.0429 | 1049.0639 | 1290.2305 | 1172.5701 | 1094.1387 | 1197.5447 | 1049.0639 | 2.899% | Georgia | 2753273.6322 | 2629706.5857 | 2695013.0317 | 2975293.1575 | 3218786.8601 | 3289358.9041 | 3824744.6995 | 4353239.5019 | 4819617.7031 | Georgia | 56291624.3657 | 54394224.1661 | 52087942.0467 | 51053542.596 | 49936351.7388 | 48575350.6805 | 47901583.9808 | 47168049.8662 | 46346845.5497 | Georgia | 54257931 | 49855082 | 47534817 | 50926084 | 46346846 | Georgia | 162773793 | 149565246 | 95069634 | 407408672 | 92693692
IA | Iowa | 33314157 | 1430247.71 | 95.88% | 4.116% | 1706.156 | 1647.4369 | 1561.2936 | 1517.0754 | 1471.9013 | 1425.7223 | 1378.9229 | 1331.0747 | 1283.018 | 1638.2955 | 1471.5663 | 1354.9988 | 1505.1023 | 1283.018 | 1.28% | Iowa | 1215215.6585 | 1160676.7242 | 1189501.108 | 1313208.6806 | 1420679.7857 | 1451828.2527 | 1688132.1182 | 1921394.4979 | 2127240.3994 | Iowa | 31713035.357 | 30531748.7474 | 28980269.6851 | 28347176.8658 | 27661267.4655 | 26837840.4174 | 26282731.2348 | 25681217.7826 | 25018135.6101 | Iowa | 30408352 | 27615429 | 25981975 | 28254411 | 25018136 | Iowa | 91225056 | 82846287 | 51963950 | 226035288 | 50036272
ID | Idaho | 0 | 3450055.3122 | 0% | 100% | 897.551 | 877.0549 | 855.0172 | 836.152 | 817.3262 | 798.1246 | 788.6987 | 779.4928 | 771 | 876.541 | 817.2009 | 784.0957 | 832 | 771 | 0.1271% | Idaho | 120668.6738 | 115253.0582 | 118115.2663 | 130399.2002 | 141070.8827 | 144163.868 | 167628.4061 | 190790.9302 | 211231.0486 | Idaho | 1656606.5945 | 1614027.2329 | 1575918.8452 | 1551418.9477 | 1525211.278 | 1491847.6586 | 1492735.2886 | 1493366.7797 | 1492855.4613 | Idaho | 1615518 | 1522826 | 1493052 | 1550142 | 1492856 | Idaho | 4846554 | 4568478 | 2986104 | 12401136 | 2985712
IL | Illinois | 84487749.58 | 10627105.72 | 88.83% | 11.17% | 1646.6477 | 1590.7415 | 1509.3161 | 1466.9636 | 1423.7286 | 1379.535 | 1335.486 | 1290.4816 | 1245.3366 | 1582.2351 | 1423.4091 | 1312.9838 | 1455.5661 | 1245.3366 | 3.503% | Illinois | 3326724.475 | 3177420.9284 | 3256329.3776 | 3594986.1473 | 3889194.6308 | 3974465.3947 | 4621361.1512 | 5259930.6612 | 5823445.9465 | Illinois | 83788271.5044 | 80706030.7265 | 76694019.2478 | 75038729.7523 | 73246027.6524 | 71090049.4092 | 69684042.6685 | 68159830.7713 | 66477156.305 | Illinois | 80396108 | 73124936 | 68921937 | 74800876 | 66477157 | Illinois | 241188324 | 219374808 | 137843874 | 598407008 | 132954314
IN | Indiana | 96338455.32 | 12839309.01 | 88.24% | 11.76% | 1641.6967 | 1586.0246 | 1504.9916 | 1462.7944 | 1419.7207 | 1375.6923 | 1331.8721 | 1287.1044 | 1242.2016 | 1577.5709 | 1419.4025 | 1309.4882 | 1451.4448 | 1242.2016 | 4.021% | Indiana | 3818586.9029 | 3647208.5481 | 3737783.7588 | 4126511.5646 | 4464219.3219 | 4562097.5276 | 5304638.0301 | 6037621.235 | 6684453.3079 | Indiana | 95887348.4113 | 92363870.392 | 87781142.1536 | 85888548.6396 | 83838911.1058 | 81373545.6786 | 79770510.5277 | 78032636.5577 | 76113834.1855 | Indiana | 92010787 | 83700336 | 78901574 | 85617065 | 76113835 | Indiana | 276032361 | 251101008 | 157803148 | 684936520 | 152227670
KS | Kansas | 29631845.43 | 666705.6 | 97.8% | 2.2% | 1722.3143 | 1662.8314 | 1575.4071 | 1530.6822 | 1484.9816 | 1438.2635 | 1390.7173 | 1342.0969 | 1293.2496 | 1653.5176 | 1484.6424 | 1366.4071 | 1518.5528 | 1293.2496 | 1.116% | Kansas | 1059718.074 | 1012157.8784 | 1037293.9275 | 1145172.0227 | 1238891.2501 | 1266053.9955 | 1472120.6927 | 1675535.0891 | 1855041.1881 | Kansas | 27916981.4066 | 26873738.1559 | 25500436.2965 | 24941620.5893 | 24336125.9709 | 23609569.7368 | 23115662.6309 | 22580525.4055 | 21990825.3837 | Kansas | 26763719 | 24295773 | 22848095 | 24859333 | 21990826 | Kansas | 80291157 | 72887319 | 45696190 | 198874664 | 43981652
KY | Kentucky | 84364121 | 3091968 | 96.46% | 3.535% | 1711.056 | 1652.1052 | 1565.5735 | 1521.2016 | 1475.8679 | 1429.5254 | 1382.4995 | 1334.4171 | 1286.1207 | 1642.9116 | 1475.5316 | 1358.4583 | 1509.1811 | 1286.1207 | 3.221% | Kentucky | 3058852.4878 | 2921571.0483 | 2994125.6911 | 3305513.3971 | 3576031.848 | 3654436.5041 | 4249243.4107 | 4836394.5105 | 5354534.845 | Kentucky | 80055000.2737 | 77070073.7391 | 73146992.2752 | 71547523.8076 | 69814565.9922 | 67734460.3957 | 66328576.3868 | 64805218.4566 | 63126120.6479 | Kentucky | 76757356 | 69698851 | 65566898 | 71312802 | 63126121 | Kentucky | 230272068 | 209096553 | 131133796 | 570502416 | 126252242
LA | Louisiana | 36937785 | 19352269.38 | 65.62% | 34.38% | 1450.9415 | 1404.2864 | 1338.3763 | 1302.1601 | 1265.3022 | 1227.6378 | 1192.6344 | 1156.9826 | 1121.4132 | 1397.8681 | 1265.0334 | 1174.8085 | 1292.6555 | 1121.4132 | 2.073% | Louisiana | 1968793.4236 | 1880433.8847 | 1927132.8034 | 2127553.7358 | 2301669.6663 | 2352133.8754 | 2734974.1498 | 3112886.8568 | 3446381.6191 | Louisiana | 43693390.8651 | 42164346.7818 | 40247867.6764 | 39419747.4512 | 38524271.3436 | 37439469.2232 | 36828550.9808 | 36164861.9943 | 35427022.3437 | Louisiana | 42035202 | 38461163 | 36496707 | 39310314 | 35427023 | Louisiana | 126105606 | 115383489 | 72993414 | 314482512 | 70854046
MA | Massachusetts | 2611409.24 | 23554516.93 | 9.98% | 90.02% | 981.716 | 957.2414 | 928.5311 | 907.027 | 885.4587 | 863.4491 | 850.1331 | 836.9051 | 824.2942 | 955.8295 | 885.3116 | 843.5191 | 902.0609 | 824.2942 | 0.9636% | Massachusetts | 915175.9389 | 874102.8009 | 895810.3738 | 988974.244 | 1069910.4703 | 1093368.3046 | 1271328.1675 | 1446997.4948 | 1602019.5395 | Massachusetts | 13742196.5164 | 13360280.7149 | 12979725.8311 | 12763627.6742 | 12531785.4094 | 12240540.3169 | 12203058.0265 | 12160197.8172 | 12104746.2468 | Massachusetts | 13360735 | 12511985 | 12181628 | 12747677 | 12104747 | Massachusetts | 40082205 | 37535955 | 24363256 | 101981416 | 24209494
MD | Maryland | 19190189 | 676555.6 | 96.59% | 3.405% | 1712.1522 | 1653.1496 | 1566.531 | 1522.1247 | 1476.7552 | 1430.3762 | 1383.2996 | 1335.1649 | 1286.8148 | 1643.9442 | 1476.4187 | 1359.2322 | 1510.0936 | 1286.8148 | 0.7316% | Maryland | 694856.6056 | 663671.4094 | 680153.1041 | 750888.7166 | 812340.3667 | 830150.9651 | 965268.7943 | 1098647.5113 | 1216349.5696 | Maryland | 18197145.1902 | 17518498.4989 | 16626416.3219 | 16262777.5616 | 15868787.4165 | 15395887.5748 | 15076086.2117 | 14729565.2069 | 14347627.1365 | Maryland | 17447354 | 15842485 | 14902826 | 16209396 | 14347628 | Maryland | 52342062 | 47527455 | 29805652 | 129675168 | 28695256
ME | Maine | 68163.318 | 4677598.212 | 1.436% | 98.56% | 909.6636 | 888.5949 | 865.5969 | 846.352 | 827.1315 | 807.5257 | 797.54 | 787.7553 | 778.6698 | 887.9518 | 827.0031 | 792.6476 | 842.0828 | 778.6698 | 0.1748% | Maine | 165987.1214 | 158537.6118 | 162474.7537 | 179372.054 | 194051.6043 | 198306.1943 | 230583.0977 | 262444.5625 | 290561.1921 | Maine | 2309515.7067 | 2249405.5587 | 2194595.9398 | 2160104.3097 | 2123190.6573 | 2076299.639 | 2076366.5423 | 2075991.4421 | 2073941.9115 | Maine | 2251173 | 2119865 | 2076179 | 2158184 | 2073942 | Maine | 6753519 | 6359595 | 4152358 | 17265472 | 4147884
MI | Michigan | 53985652 | 18499950.62 | 74.48% | 25.52% | 1525.637 | 1475.451 | 1403.6192 | 1365.0609 | 1325.769 | 1285.6127 | 1247.1568 | 1207.9354 | 1168.7112 | 1468.2357 | 1325.4809 | 1227.5461 | 1354.8339 | 1168.7112 | 2.669% | Michigan | 2535246.7557 | 2421464.7654 | 2481599.7093 | 2739684.947 | 2963896.8133 | 3028880.3817 | 3521869.9215 | 4008514.1539 | 4437960.689 | Michigan | 59161223.2932 | 57047230.8191 | 54354311.5775 | 53213468.5389 | 51979025.9543 | 50488171.3134 | 49592779.2371 | 48620987.5566 | 47544063.3891 | Michigan | 56854256 | 51893556 | 49106884 | 53057150 | 47544064 | Michigan | 170562768 | 155680668 | 98213768 | 424457200 | 95088128
MN | Minnesota | 27587742 | 5715510.03 | 82.84% | 17.16% | 1596.1404 | 1542.6218 | 1465.2004 | 1424.4316 | 1382.8424 | 1340.3338 | 1298.6193 | 1256.0286 | 1213.3548 | 1534.6542 | 1382.5359 | 1277.3239 | 1413.5226 | 1213.3548 | 1.226% | Minnesota | 1164810.0949 | 1112533.3645 | 1140162.1504 | 1258738.4939 | 1361751.8375 | 1391608.3067 | 1618110.5954 | 1841697.5552 | 2039005.2367 | Minnesota | 28437533.6612 | 27403378.6369 | 26068535.9624 | 25512089.5207 | 24909662.3182 | 24183957.3365 | 23725432.3773 | 23228143.2419 | 22678367.6139 | Minnesota | 27303150 | 24868570 | 23476788 | 25433592 | 22678368 | Minnesota | 81909450 | 74605710 | 46953576 | 203468736 | 45356736
MO | Missouri | 72859571 | 4854569 | 93.75% | 6.247% | 1688.1915 | 1630.3215 | 1545.6025 | 1501.9475 | 1457.3588 | 1411.7792 | 1365.81 | 1318.8203 | 1271.6426 | 1621.3718 | 1457.0285 | 1342.3152 | 1490.1482 | 1271.6426 | 2.862% | Missouri | 2718119.3808 | 2596130.0587 | 2660602.6612 | 2937304.1243 | 3177688.8591 | 3247359.8276 | 3775909.729 | 4297656.6227 | 4758080.0301 | Missouri | 70186880.8643 | 67582045.0196 | 64169818.9681 | 62772955.5068 | 61259725.1486 | 59442156.3254 | 58228551.5955 | 56913330.4423 | 55462883.7982 | Missouri | 67312915 | 61158279 | 57570942 | 62569433 | 55462884 | Missouri | 201938745 | 183474837 | 115141884 | 500555464 | 110925768
MS | Mississippi | 15557042.4 | 32147488.24 | 32.61% | 67.39% | 1172.5682 | 1139.072 | 1095.2311 | 1067.743 | 1039.9558 | 1011.5788 | 989.4417 | 967.0931 | 945.1441 | 1135.6238 | 1039.7592 | 978.2674 | 1060.931 | 945.1441 | 1.757% | Mississippi | 1668507.292 | 1593624.6085 | 1633200.8715 | 1803053.0171 | 1950612.2765 | 1993379.5368 | 2317827.8928 | 2638100.2484 | 2920729.414 | Mississippi | 29924847.0987 | 28984699.9972 | 27912475.2865 | 27393287.4508 | 26833852.9814 | 26144906.9775 | 25893781.2025 | 25618648.4585 | 25304336.9388 | Mississippi | 28940675 | 26790683 | 25756215 | 27338313 | 25304337 | Mississippi | 86822025 | 80372049 | 51512430 | 218706504 | 50608674
MT | Montana | 15432987.0287 | 0 | 100% | 0% | 1740.8712 | 1680.511 | 1591.6156 | 1546.3089 | 1500.0036 | 1452.6664 | 1404.2625 | 1354.7552 | 1305 | 1670.9993 | 1499.6596 | 1379.5088 | 1534 | 1305 | 0.5683% | Montana | 539782.093 | 515556.648 | 528360.0431 | 583309.2465 | 631046.4343 | 644882.1553 | 749845.0844 | 853457.0274 | 944890.9476 | Montana | 14373112.1567 | 13834051.1251 | 13122637.5403 | 12834058.538 | 12521339.9032 | 12146289.6518 | 11888961.4609 | 11610185.3987 | 11303106.7228 | Montana | 13776601 | 12500563 | 11749574 | 12791330 | 11303107 | Montana | 41329803 | 37501689 | 23499148 | 102330640 | 22606214
Navajo | Lands of the Navajo Nation | 29629453 | 0 | 100% | 0% | 1740.8712 | 1680.511 | 1591.6156 | 1546.3089 | 1500.0036 | 1452.6664 | 1404.2625 | 1354.7552 | 1305 | 1670.9993 | 1499.6596 | 1379.5088 | 1534 | 1305 | 1.091% | Lands of the Navajo Nation | 1036315.7907 | 989805.8906 | 1014386.8478 | 1119882.6172 | 1211532.1961 | 1238095.0929 | 1439611.1164 | 1638533.4112 | 1814075.3873 | Lands of the Navajo Nation | 27594622.5004 | 26559691.0597 | 25193863.7357 | 24639827.2444 | 24039445.6024 | 23319394.8581 | 22825356.1134 | 22290140.0716 | 21700586.463 | Lands of the Navajo Nation | 26449393 | 23999556 | 22557749 | 24557793 | 21700587 | Lands of the Navajo Nation | 79348179 | 71998668 | 45115498 | 196462344 | 43401174
NC | North Carolina | 54920452 | 25519801.99 | 68.27% | 31.73% | 1473.3265 | 1425.6133 | 1357.9285 | 1321.0104 | 1283.4231 | 1245.0119 | 1208.9738 | 1172.2523 | 1135.5876 | 1418.9561 | 1283.1485 | 1190.6131 | 1311.2894 | 1135.5876 | 2.962% | North Carolina | 2813467.5796 | 2687199.0259 | 2753933.2461 | 3040341.0474 | 3289158.1755 | 3361273.1136 | 3908363.8787 | 4448412.9952 | 4924987.475 | North Carolina | 63402533.9041 | 61169253.1448 | 58355703.0775 | 57147530.2499 | 55840820.8852 | 54259363.681 | 53350190.9032 | 52362798.2229 | 51266233.4399 | North Carolina | 60975831 | 55749239 | 52856495 | 56986025 | 51266234 | North Carolina | 182927493 | 167247717 | 105712990 | 455888200 | 102532468
ND | North Dakota | 28513455.8 | 0 | 100% | 0% | 1740.8712 | 1680.511 | 1591.6156 | 1546.3089 | 1500.0036 | 1452.6664 | 1404.2625 | 1354.7552 | 1305 | 1670.9993 | 1499.6596 | 1379.5088 | 1534 | 1305 | 1.05% | North Dakota | 997282.8217 | 952524.723 | 976179.8353 | 1077702.0928 | 1165899.6784 | 1191462.0803 | 1385387.9765 | 1576817.8372 | 1745748.002 | North Dakota | 26555267.4557 | 25559316.8423 | 24244933.5821 | 23711764.9473 | 23133996.7579 | 22441066.8185 | 21965636.1074 | 21450579.0474 | 20883231.0521 | North Dakota | 25453173 | 23095610 | 21708108 | 23632821 | 20883232 | North Dakota | 76359519 | 69286830 | 43416216 | 189062568 | 41766464
NE | Nebraska | 24698864.81 | 423638 | 98.31% | 1.686% | 1726.6504 | 1666.9624 | 1579.1944 | 1534.3336 | 1488.4917 | 1441.629 | 1393.8823 | 1345.0547 | 1295.9952 | 1657.6024 | 1488.1514 | 1369.4685 | 1522.1623 | 1295.9952 | 0.9252% | Nebraska | 878681.3028 | 839246.0458 | 860087.9818 | 949536.7396 | 1027245.4574 | 1049767.8594 | 1220631.1847 | 1389295.3146 | 1538135.5173 | Nebraska | 23206064.5476 | 22338125.9432 | 21194904.2896 | 20730055.7101 | 20226364.4995 | 19622039.4326 | 19210321.8506 | 18764247.7655 | 18272738.0106 | Nebraska | 22246365 | 20192820 | 18987285 | 20661516 | 18272739 | Nebraska | 66739095 | 60578460 | 37974570 | 165292128 | 36545478
NH | New Hampshire | 1353955 | 6946868.99 | 16.31% | 83.69% | 1035.1057 | 1008.1074 | 975.1644 | 951.9864 | 928.6784 | 904.8875 | 889.1038 | 873.3244 | 858.1012 | 1006.1258 | 928.5174 | 881.2141 | 946.5039 | 858.1012 | 0.3057% | New Hampshire | 290328.5112 | 277298.5543 | 284185.0196 | 313740.132 | 339416.1721 | 346857.8866 | 403313.5033 | 459042.4753 | 508221.3463 | New Hampshire | 4596635.9351 | 4463607.6471 | 4324461.1995 | 4249811.9671 | 4169606.2451 | 4069523.2098 | 4048734.78 | 4025548.9528 | 3997578.995 | New Hampshire | 4461569 | 4162981 | 4037142 | 4243492 | 3997579 | New Hampshire | 13384707 | 12488943 | 8074284 | 33947936 | 7995158
NJ | New Jersey | 2775579 | 33664782.1 | 7.617% | 92.38% | 961.7848 | 938.2523 | 911.1222 | 890.2431 | 869.3242 | 847.9795 | 835.5847 | 823.3092 | 811.6736 | 937.0531 | 869.1823 | 829.447 | 885.4697 | 811.6736 | 1.342% | New Jersey | 1274533.2027 | 1217332.0943 | 1247563.4642 | 1377309.4954 | 1490026.5189 | 1522695.416 | 1770533.8308 | 2015182.2978 | 2231076.0235 | New Jersey | 18749718.846 | 18237291.4208 | 17737493.5288 | 17446529.5036 | 17134560.0168 | 16741554.3864 | 16703935.9131 | 16659960.7612 | 16599744.214 | New Jersey | 18241502 | 17107548 | 16681949 | 17426381 | 16599745 | New Jersey | 54724506 | 51322644 | 33363898 | 139411048 | 33199490
NM | New Mexico | 13561988 | 5730957.01 | 70.3% | 29.7% | 1490.3635 | 1441.8449 | 1372.8095 | 1335.3572 | 1297.2147 | 1258.2352 | 1221.4096 | 1183.8739 | 1146.3756 | 1435.006 | 1296.9357 | 1202.6418 | 1325.4713 | 1146.3756 | 0.7105% | New Mexico | 674787.4678 | 644502.9754 | 660508.6389 | 729201.2361 | 788878.0139 | 806174.1992 | 937389.499 | 1066915.9164 | 1181218.4549 | New Mexico | 15382428.6314 | 14837990.5519 | 14149521.6927 | 13855230.9299 | 13536890.2578 | 13151887.7716 | 12927230.9048 | 12683300.8953 | 12412601.1603 | New Mexico | 14789981 | 13514670 | 12805266 | 13815561 | 12412602 | New Mexico | 44369943 | 40544010 | 25610532 | 110524488 | 24825204
NV | Nevada | 4413515.04 | 23783255.68 | 15.65% | 84.35% | 1029.5522 | 1002.8163 | 970.3136 | 947.3097 | 924.1827 | 900.5771 | 885.0501 | 869.5361 | 854.5846 | 1000.894 | 924.0232 | 877.2931 | 941.8809 | 854.5846 | 1.038% | Nevada | 986206.4866 | 941945.4944 | 965337.8808 | 1065732.58 | 1152950.5979 | 1178229.0907 | 1370001.1463 | 1559304.8887 | 1726358.8283 | Nevada | 15530374.0659 | 15082689.238 | 14616536.1917 | 14365116.3974 | 14095020.4915 | 13757768.8719 | 13690297.2869 | 13614926.3387 | 13523583.3723 | Nevada | 15076534 | 14072636 | 13652612 | 14344092 | 13523584 | Nevada | 45229602 | 42217908 | 27305224 | 114752736 | 27047168
NY | New York | 16661795.41 | 44035433.69 | 27.45% | 72.55% | 1129.048 | 1097.609 | 1057.2184 | 1031.0948 | 1004.7257 | 977.8007 | 957.675 | 937.4062 | 917.5866 | 1094.6251 | 1004.5404 | 947.5406 | 1024.7037 | 917.5866 | 2.235% | New York | 2122938.178 | 2027660.6155 | 2078015.7803 | 2294128.4735 | 2481876.6404 | 2536291.8952 | 2949106.2743 | 3356607.2869 | 3716212.6952 | New York | 36661942.6495 | 35536490.6555 | 34282029.1398 | 33657763.7661 | 32985639.2351 | 32154883.7883 | 31888395.9941 | 31595483.3247 | 31257428.0606 | New York | 35493488 | 32932763 | 31741940 | 33595329 | 31257429 | New York | 106480464 | 98798289 | 63483880 | 268762632 | 62514858
OH | Ohio | 86729104.55 | 23687008.75 | 78.55% | 21.45% | 1559.958 | 1508.1497 | 1433.5969 | 1393.9625 | 1353.5523 | 1312.2509 | 1272.2087 | 1231.3471 | 1190.4437 | 1500.5682 | 1353.2552 | 1251.7779 | 1383.4035 | 1190.4437 | 4.066% | Ohio | 3861899.2311 | 3688577.017 | 3780179.5772 | 4173316.5288 | 4514854.7369 | 4613843.1263 | 5364805.8956 | 6106102.9637 | 6760271.7304 | Ohio | 92146648.4838 | 88824938.3938 | 84565351.1 | 82775408.4958 | 80838082.821 | 78501340.228 | 77061321.394 | 75499012.9051 | 73769805.4059 | Ohio | 88512313 | 80704944 | 76280168 | 82526513 | 73769806 | Ohio | 265536939 | 242114832 | 152560336 | 660212104 | 147539612
OK | Oklahoma | 37590917.72 | 29943375.99 | 55.66% | 44.34% | 1366.9596 | 1324.2744 | 1265.0224 | 1231.4393 | 1197.3179 | 1162.4554 | 1131.3336 | 1099.6952 | 1068.2349 | 1318.7521 | 1197.0709 | 1115.5144 | 1222.747 | 1068.2349 | 2.487% | Oklahoma | 2362070.4366 | 2256060.6074 | 2312087.8848 | 2552543.97 | 2761440.4886 | 2821985.1932 | 3281299.8594 | 3734702.6503 | 4134814.7744 | Oklahoma | 49387180.8976 | 47704611.758 | 45641038.6989 | 44725494.9617 | 43736331.1573 | 42533235.8331 | 41914152.1957 | 41240603.8235 | 40488198.7662 | Oklahoma | 47577611 | 43665021 | 41577379 | 44610332 | 40488199 | Oklahoma | 142732833 | 130995063 | 83154758 | 356882656 | 80976398
OR | Oregon | 3116930.7339 | 13486829.8239 | 18.77% | 81.23% | 1055.8628 | 1027.8832 | 993.2947 | 969.4658 | 945.4814 | 920.998 | 904.255 | 887.4836 | 871.2448 | 1025.6802 | 945.3151 | 895.8693 | 963.7825 | 871.2448 | 0.6115% | Oregon | 580730.9116 | 554667.6817 | 568442.3649 | 627560.1115 | 678918.7263 | 693804.0493 | 806729.6508 | 918201.778 | 1016572.0361 | Oregon | 9378818.3944 | 9103496.9906 | 8810844.0869 | 8656786.9867 | 8491178.5533 | 8285007.5079 | 8236505.9853 | 8182671.4442 | 8118653.323 | Oregon | 9097720 | 8477658 | 8209589 | 8643164 | 8118654 | Oregon | 27293160 | 25432974 | 16419178 | 69145312 | 16237308
PA | Pennsylvania | 88716924.7 | 57420455.12 | 60.71% | 39.29% | 1409.5129 | 1364.8162 | 1302.1906 | 1267.2733 | 1231.7653 | 1195.4831 | 1162.3945 | 1128.7225 | 1095.1802 | 1358.8399 | 1231.5072 | 1145.5585 | 1258.1694 | 1095.1802 | 5.382% | Pennsylvania | 5111281.4778 | 4881886.9313 | 5003124.2918 | 5523446.9358 | 5975477.87 | 6106490.4861 | 7100400.9596 | 8081518.7327 | 8947320.8939 | Pennsylvania | 110195678.9522 | 106388209.7494 | 101664379.3945 | 99597715.3382 | 97363860.9405 | 94652592.7054 | 93188108.0818 | 91596066.8087 | 89822307.0591 | Pennsylvania | 106082757 | 97204723 | 92392088 | 99330827 | 89822308 | Pennsylvania | 318248271 | 291614169 | 184784176 | 794646616 | 179644616
RI | Rhode Island | 0 | 8140017.28 | 0% | 100% | 897.551 | 877.0549 | 855.0172 | 836.152 | 817.3262 | 798.1246 | 788.6987 | 779.4928 | 771 | 876.541 | 817.2009 | 784.0957 | 832 | 771 | 0.2998% | Rhode Island | 284704.1572 | 271926.6216 | 278679.6796 | 307662.2392 | 332840.8733 | 340138.4241 | 395500.3612 | 450149.7304 | 498375.8897 | Rhode Island | 3908576.8445 | 3808115.6322 | 3718203.1797 | 3660398.4286 | 3598564.381 | 3519846.6752 | 3521940.9383 | 3523430.8705 | 3522224.4724 | Rhode Island | 3811632 | 3592937 | 3522686 | 3657385 | 3522225 | Rhode Island | 11434896 | 10778811 | 7045372 | 29259080 | 7044450
SC | South Carolina | 28875796.54 | 11209393.6 | 72.04% | 27.96% | 1505.0457 | 1455.8331 | 1385.6337 | 1347.7211 | 1309.1002 | 1269.6308 | 1232.1266 | 1193.8893 | 1155.6726 | 1448.8375 | 1308.8174 | 1213.008 | 1337.6932 | 1155.6726 | 1.476% | South Carolina | 1402014.2564 | 1339091.7924 | 1372346.9572 | 1515070.4147 | 1639061.5932 | 1674998.091 | 1947625.7401 | 2216744.3772 | 2454232.1733 | South Carolina | 32275117.6258 | 31128168.392 | 29673266.3679 | 29053721.0498 | 28383460.7857 | 27573325.3087 | 27094736.9139 | 26575186.4025 | 25998967.4155 | South Carolina | 31025518 | 28336836 | 26834962 | 28969623 | 25998968 | South Carolina | 93076554 | 85010508 | 53669924 | 231756984 | 51997936
SD | South Dakota | 4004975.1739 | 1401048 | 74.08% | 25.92% | 1522.3127 | 1472.2839 | 1400.7156 | 1362.2616 | 1323.078 | 1283.0326 | 1244.7303 | 1205.6678 | 1166.6063 | 1465.1041 | 1322.7907 | 1225.199 | 1352.0667 | 1166.6063 | 0.1991% | South Dakota | 189080.3445 | 180594.41 | 185079.313 | 204327.4771 | 221049.3433 | 225895.8599 | 262663.339 | 298957.5809 | 330985.9815 | South Dakota | 4402668.337 | 4245486.7425 | 4045394.013 | 3960556.3406 | 3868760.737 | 3757883.6234 | 3691465.5013 | 3619377.4801 | 3539480.6312 | South Dakota | 4231184 | 3862401 | 3655422 | 3948950 | 3539481 | South Dakota | 12693552 | 11587203 | 7310844 | 31591600 | 7078962
TN | Tennessee | 34373696 | 7333243.55 | 82.42% | 17.58% | 1592.592 | 1539.241 | 1462.101 | 1421.4435 | 1379.9699 | 1337.5797 | 1296.0292 | 1253.6081 | 1211.1079 | 1531.3113 | 1379.6643 | 1274.8186 | 1410.5688 | 1211.1079 | 1.536% | Tennessee | 1458736.3471 | 1393268.1932 | 1427868.7811 | 1576366.483 | 1705374.0433 | 1742764.4445 | 2026421.946 | 2306428.4694 | 2553524.4447 | Tennessee | 35534239.9729 | 34243091.8873 | 32577568.3994 | 31882744.4487 | 31130524.6561 | 30224264.1613 | 29653007.0463 | 29033434.9257 | 28348395.6615 | Tennessee | 34118301 | 31079178 | 29343221 | 31784860 | 28348396 | Tennessee | 102354903 | 93237534 | 58686442 | 254278880 | 56696792
TX | Texas | 164311070.4 | 160034168.27 | 50.66% | 49.34% | 1324.7712 | 1284.0803 | 1228.1729 | 1195.9126 | 1163.1659 | 1129.711 | 1100.5391 | 1070.9168 | 1041.5207 | 1279.0081 | 1162.9298 | 1085.7279 | 1187.6284 | 1041.5207 | 11.94% | Texas | 11344255.7466 | 10835125.03 | 11104205.8133 | 12259038.1523 | 13262300.161 | 13553076.6774 | 15759015.5696 | 17936561.6477 | 19858169.993 | Texas | 229870160.0958 | 222155829.9369 | 212813896.6409 | 208605018.1722 | 204059914.5271 | 198519246.3996 | 195820712.4679 | 192881947.2786 | 189588841.0641 | Texas | 221613296 | 203728060 | 194351330 | 208090841 | 189588842 | Texas | 664839888 | 611184180 | 388702660 | 1664726728 | 379177684
UTE | Lands of the Uintah and Ouray Reservation | 3090433 | 0 | 100% | 0% | 1740.8712 | 1680.511 | 1591.6156 | 1546.3089 | 1500.0036 | 1452.6664 | 1404.2625 | 1354.7552 | 1305 | 1670.9993 | 1499.6596 | 1379.5088 | 1534 | 1305 | 0.1138% | Lands of the Uintah and Ouray Reservation | 108090.5718 | 103239.462 | 105803.3231 | 116806.8204 | 126366.1222 | 129136.705 | 150155.3775 | 170903.517 | 189213.0253 | Lands of the Uintah and Ouray Reservation | 2878194.6126 | 2770248.4322 | 2627788.9061 | 2570001.3844 | 2507379.9368 | 2432276.6745 | 2380747.082 | 2324922.5847 | 2263430.5306 | Lands of the Uintah and Ouray Reservation | 2758744 | 2503220 | 2352835 | 2561445 | 2263431 | Lands of the Uintah and Ouray Reservation | 8276232 | 7509660 | 4705670 | 20491560 | 4526862
UT | Utah | 27452488 | 8486186.8 | 76.39% | 23.61% | 1541.7383 | 1490.7912 | 1417.6829 | 1378.6198 | 1338.8032 | 1298.1097 | 1258.9096 | 1218.9187 | 1178.9068 | 1483.4041 | 1338.5109 | 1238.9142 | 1368.237 | 1178.9068 | 1.323% | Utah | 1256986.2897 | 1200572.6875 | 1230387.8524 | 1358347.6277 | 1469512.8393 | 1501731.9731 | 1746158.3159 | 1987438.6278 | 2200360.0744 | Utah | 29641959.0296 | 28578333.5997 | 27219121.5675 | 26645528.7963 | 26024795.3422 | 25275583.5671 | 24820026.66 | 24325687.8444 | 23778192.8096 | Utah | 28479805 | 25981970 | 24572858 | 26566380 | 23778193 | Utah | 85439415 | 77945910 | 49145716 | 212531040 | 47556386
VA | Virginia | 16015084 | 36291894.91 | 30.62% | 69.38% | 1155.7545 | 1123.053 | 1080.5451 | 1053.5842 | 1026.3449 | 998.5288 | 977.1688 | 955.6237 | 934.4974 | 1119.7842 | 1026.1527 | 966.3963 | 1046.9348 | 934.4974 | 1.926% | Virginia | 1829481.908 | 1747374.6763 | 1790769.1868 | 1977008.3653 | 2138803.8797 | 2185697.2491 | 2541447.8055 | 2892619.4683 | 3202516.1932 | Virginia | 32341444.2467 | 31334149.3438 | 30195032.3068 | 29637848.9243 | 29037650.9836 | 28297495.402 | 28039798.5566 | 27757150.4936 | 27433110.8417 | Virginia | 31290209 | 28990999 | 27898475 | 29580072 | 27433111 | Virginia | 93870627 | 86972997 | 55796950 | 236640576 | 54866222
WA | Washington | 7733957.1297 | 11728153.5785 | 39.74% | 60.26% | 1232.6741 | 1196.3366 | 1147.7306 | 1118.3579 | 1088.6122 | 1058.2299 | 1033.3147 | 1008.0936 | 983.2038 | 1192.2471 | 1088.4 | 1020.7042 | 1110.9645 | 983.2038 | 0.7167% | Washington | 680704.1847 | 650154.1497 | 666300.1552 | 735595.0674 | 795795.1072 | 813242.9501 | 945608.7807 | 1076270.9203 | 1191575.694 | Washington | 12834305.8909 | 12419420.6655 | 11933362.8079 | 11705461.5535 | 11459657.7484 | 11158291.5926 | 11032353.729 | 10894796.9386 | 10739171.9366 | Washington | 12395697 | 11441137 | 10963576 | 11679707 | 10739172 | Washington | 37187091 | 34323411 | 21927152 | 93437656 | 21478344
WI | Wisconsin | 32160389 | 10244272.94 | 75.84% | 24.16% | 1537.1388 | 1486.4092 | 1413.6655 | 1374.7466 | 1335.0799 | 1294.5398 | 1255.5523 | 1215.7812 | 1175.9943 | 1479.0711 | 1334.7888 | 1235.6668 | 1364.4083 | 1175.9943 | 1.562% | Wisconsin | 1483139.7922 | 1416576.4105 | 1451755.8376 | 1602737.7824 | 1733903.5319 | 1771919.4433 | 2060322.2988 | 2345013.0982 | 2596242.7836 | Wisconsin | 34870717.4363 | 33620951.376 | 32025300.132 | 31351190.3518 | 30621705.7369 | 29741081.7221 | 29207478.0317 | 28628419.141 | 27986987.8383 | Wisconsin | 33505657 | 30571326 | 28917949 | 31258356 | 27986988 | Wisconsin | 100516971 | 91713978 | 57835898 | 250066848 | 55973976
WV | West Virginia | 70078372.82 | 0 | 100% | 0% | 1740.8712 | 1680.511 | 1591.6156 | 1546.3089 | 1500.0036 | 1452.6664 | 1404.2625 | 1354.7552 | 1305 | 1670.9993 | 1499.6596 | 1379.5088 | 1534 | 1305 | 2.581% | West Virginia | 2451051.8078 | 2341048.4905 | 2399186.3671 | 2648700.6548 | 2865466.4978 | 2928291.9773 | 3404909.4505 | 3875392.3425 | 4290577.0592 | West Virginia | 65265674.78 | 62817897.1804 | 59587498.144 | 58277113.6495 | 56857115.4963 | 55154080.8669 | 53985600.5936 | 52719729.458 | 51325341.3273 | West Virginia | 62557024 | 56762771 | 53352666 | 58083089 | 51325342 | West Virginia | 187671072 | 170288313 | 106705332 | 464664712 | 102650684
WY | Wyoming | 42907427.02 | 483120 | 98.89% | 1.113% | 1731.4815 | 1671.5652 | 1583.4141 | 1538.4018 | 1492.4025 | 1445.3786 | 1397.4086 | 1348.3501 | 1299.0543 | 1662.1536 | 1492.061 | 1372.8794 | 1526.1838 | 1299.0543 | 1.598% | Wyoming | 1517621.9771 | 1449511.0334 | 1485508.3627 | 1640000.5548 | 1774215.8358 | 1813115.5964 | 2108223.6597 | 2399533.3637 | 2656604.0012 | Wyoming | 40192698.0149 | 38688015.807 | 36704778.0044 | 35899027.978 | 35025924.8059 | 33978522.6369 | 33263212.485 | 32488236.2091 | 31634411.8087 | Wyoming | 38528498 | 34967826 | 32875725 | 35780052 | 31634412 | Wyoming | 115585494 | 104903478 | 65751450 | 286240416 | 63268824

## BB2
BB2
Interconnection | Max Potential NGCC at 75% (MWh) | Baseline NGCC (MWH) from operating sources (adj) | 2022 Max NGCC (MWh) | 2023 Max NGCC (MWh) | 2024 Max NGCC (MWh) | 2025 Max NGCC (MWh) | 2026 Max NGCC (MWh) | 2027 Max NGCC (MWh) | 2028 Max NGCC (MWh) | 2029 Max NGCC (MWh) | 2030 Max NGCC (MWh)
Eastern | 987856765.2 | 734535157.072 | 896132891.6278 | 940939536.2092 | 987856765.2 | 987856765.2 | 987856765.2 | 987856765.2 | 987856765.2 | 987856765.2 | 987856765.2
Western | 306488912.4 | 198374375.9147 | 242016738.6159 | 254117575.5467 | 266823454.324 | 280164627.0402 | 294172858.3922 | 306488912.4 | 306488912.4 | 306488912.4 | 306488912.4
ERCOT | 203650232.4 | 137182895.18 | 167363132.1196 | 175731288.7256 | 184517853.1619 | 193743745.82 | 203430933.1109 | 203650232.4 | 203650232.4 | 203650232.4 | 203650232.4
BB2 incremental potential |  |  | 2022 | 2023 | 2024 | 2025 | 2026 | 2027 | 2028 | 2029 | 2030
Eastern |  |  | 161597734.5558 | 206404379.1372 | 253321608.128 | 253321608.128 | 253321608.128 | 253321608.128 | 253321608.128 | 253321608.128 | 253321608.128
Western |  |  | 43642362.7012 | 55743199.632 | 68449078.4094 | 81790251.1256 | 95798482.4776 | 108114536.4853 | 108114536.4853 | 108114536.4853 | 108114536.4853
ERCOT |  |  | 30180236.9396 | 38548393.5456 | 47334957.9819 | 56560850.64 | 66248037.9309 | 66467337.22 | 66467337.22 | 66467337.22 | 66467337.22
Deployment Rate |  |  | 22% | 5% | 5% | 5% | 5% | 5% | 5% | 5% | 5%

## BB3
BB3 MWh potential
| 2022 | 2023 | 2024 | 2025 | 2026 | 2027 | 2028 | 2029 | 2030
Eastern | 166253133.8825 | 181542775.2258 | 218243050.1537 | 254943325.0817 | 291643600.0096 | 328343874.9375 | 365044149.8655 | 401744424.7934 | 438444699.7213
Western | 56663540.9416 | 60956363.4723 | 75244720.9188 | 89533078.3654 | 103821435.8119 | 118109793.2585 | 132398150.7051 | 146686508.1516 | 160974865.5982
ERCOT | 18963672.3686 | 28177430.8946 | 39382161.7601 | 50586892.6256 | 61791623.4911 | 72996354.3566 | 84201085.2222 | 95405816.0877 | 106610546.9532