## Sheet 1
2022 Coal Unit Characteristics
National Electric Energy Data System (NEEDS v621 October 2022) frame (EPA, 2022) with additional information EPA, February 7, 2023
Plant Name | ORISPL | Boiler ID | EPA Unit ID | State Name | County | Plant Address | Plant City | On-line Year | Capacity (MW) | Heat Rate (Btu/kWh) | 2022 SO2 (tons) | 2022 NOX (tons) | 2022 CO2 (tons) | 2022 Heat Input (mmBtu) | 2022 Generation (MWh) | Unit Type | NOX Controls | SO2 Controls | PM Controls | In NBP Program? | In ARP Program? | In CSAPR Annual NOx Program? | In CSAPR Ozone Season NOx Program? | In CSAPR Update Ozone Season NOx Program? | In Revised CSAPR Update Ozone Season NOx Program? | In CSAPR Annual SO2 Group 1 Program? | In CSAPR Annual SO2 Group 2 Program?
Barry | 3 | 4 | 4 | Alabama | Mobile County | North Highway 43 | Bucks | 1969 | 362 | 10088 | 814 | 255 | 206096 | 2552209 | 233958 | Tangentially-fired | Low NOx Burner Technology w/ Separated OFA, Selective Non-catalytic Reduction |  | Electrostatic Precipitator (Retired Nov 07, 2022) |  | Yes | Yes |  | Yes |  |  | Yes
Barry | 3 | 5 | 5 | Alabama | Mobile County | North Highway 43 | Bucks | 1971 | 756 | 10141 | 517 | 1380 | 3831453 | 37343611 | 3677285 | Tangentially-fired | Low NOx Burner Technology w/ Separated OFA, Selective Catalytic Reduction | Wet Limestone | Electrostatic Precipitator |  | Yes | Yes |  | Yes |  |  | Yes
E C Gaston | 26 | 5 | 34 | Alabama | Shelby County | 31972 Highway 25 North | Wilsonville | 1974 | 832 | 10254 | 465 | 1574 | 2894556 | 32169187 | 3010977 | Tangentially-fired | Low NOx Burner Technology w/ Separated OFA, Selective Catalytic Reduction | Wet Limestone | Baghouse, Electrostatic Precipitator | Yes | Yes | Yes |  | Yes |  |  | Yes
James H Miller Jr | 6002 | 1 | 2669 | Alabama | Jefferson County | 42050 Porter Road | Quinton | 1978 | 688 | 10102 | 296 | 2047 | 6205177 | 59164532 | 5997015 | Dry bottom wall-fired boiler | Selective Catalytic Reduction, Low NOx Burner Technology (Dry Bottom only) | Wet Limestone | Electrostatic Precipitator | Yes | Yes | Yes |  | Yes |  |  | Yes
James H Miller Jr | 6002 | 2 | 2670 | Alabama | Jefferson County | 42050 Porter Road | Quinton | 1985 | 695 | 10098 | 271 | 2118 | 6564921 | 62594621 | 6066065 | Dry bottom wall-fired boiler | Selective Catalytic Reduction, Low NOx Burner Technology (Dry Bottom only) | Wet Limestone | Electrostatic Precipitator | Yes | Yes | Yes |  | Yes |  |  | Yes
James H Miller Jr | 6002 | 3 | 2671 | Alabama | Jefferson County | 42050 Porter Road | Quinton | 1989 | 687 | 10001 | 384 | 1796 | 5484398 | 52292125 | 5202659 | Dry bottom wall-fired boiler | Selective Catalytic Reduction, Low NOx Burner Technology (Dry Bottom only) | Wet Limestone | Electrostatic Precipitator | Yes | Yes | Yes |  | Yes |  |  | Yes
James H Miller Jr | 6002 | 4 | 2672 | Alabama | Jefferson County | 42050 Porter Road | Quinton | 1991 | 699 | 10011 | 240 | 1577 | 5560359 | 53016389 | 5176215 | Dry bottom wall-fired boiler | Selective Catalytic Reduction, Low NOx Burner Technology (Dry Bottom only) | Wet Limestone | Electrostatic Precipitator | Yes | Yes | Yes |  | Yes |  |  | Yes
Apache Station | 160 | 3 | 94 | Arizona | Cochise County | 3525 N US Hwy 191 | Cochise | 1979 | 175 | 11040 | 290 | 1525 | 1402164 | 14300372 | 1349027 | Dry bottom turbo-fired boiler | Overfire Air | Wet Lime FGD | Electrostatic Precipitator, Wet Scrubber |  | Yes
Cholla | 113 | 1 | 62 | Arizona | Navajo County | 4801 Frontage Road | Joseph City | 1962 | 116 | 10762 | 347 | 766 | 874200 | 8520489 | 740756 | Tangentially-fired | Low NOx Burner Technology w/ Separated OFA | Wet Lime FGD | Baghouse |  | Yes
Cholla | 113 | 3 | 64 | Arizona | Navajo County | 4801 Frontage Road | Joseph City | 1980 | 271 | 11027 | 812 | 1816 | 2083043 | 20302601 | 1819172 | Tangentially-fired | Low NOx Burner Technology w/ Closed-coupled/Separated OFA | Wet Lime FGD | Baghouse |  | Yes
Coronado Generating Station | 6177 | U1B | 2823 | Arizona | Apache County | P.O. Box 1018 | St Johns | 1979 | 380 | 10617 | 85 | 2212 | 1633816 | 15593013 | 1463998 | Dry bottom turbo-fired boiler | Low NOx Burner Technology w/ Overfire Air | Wet Limestone | Electrostatic Precipitator |  | Yes
Coronado Generating Station | 6177 | U2B | 2824 | Arizona | Apache County | P.O. Box 1018 | St Johns | 1980 | 382 | 10691 | 73 | 669 | 2239098 | 21362930 | 1939077 | Dry bottom turbo-fired boiler | Low NOx Burner Technology w/ Overfire Air, Selective Catalytic Reduction | Wet Limestone | Electrostatic Precipitator |  | Yes
Springerville Generating Station | 8223 | 1 | 3470 | Arizona | Apache County | County Road #4162 | Springerville | 1985 | 387 | 10417 | 2087 | 1616 | 2092909 | 19955255 | 2163009 | Tangentially-fired | Low NOx Burner Technology w/ Closed-coupled OFA | Dry Lime FGD | Baghouse |  | Yes
Springerville Generating Station | 8223 | 2 | 3471 | Arizona | Apache County | County Road #4162 | Springerville | 1990 | 406 | 10293 | 1805 | 1277 | 1636203 | 15600738 | 1703683 | Tangentially-fired | Low NOx Burner Technology w/ Closed-coupled OFA | Dry Lime FGD | Baghouse |  | Yes
Springerville Generating Station | 8223 | 4 | 90132 | Arizona | Apache County | County Road #4162 | Springerville | 2009 | 415 | 10260 | 575 | 559 | 1606103 | 15340343 | 1537472 | Dry bottom wall-fired boiler | Low NOx Burner Technology (Dry Bottom only), Selective Catalytic Reduction | Dry Lime FGD | Baghouse |  | Yes
Springerville Generating Station | 8223 | TS3 | 89514 | Arizona | Apache County | County Road #4162 | Springerville | 2006 | 417 | 10191 | 1204 | 1042 | 2864996 | 27325958 | 2685439 | Dry bottom wall-fired boiler | Low NOx Burner Technology (Dry Bottom only), Selective Catalytic Reduction | Dry Lime FGD | Baghouse |  | Yes
Flint Creek Power Plant | 6138 | 1 | 2800 | Arkansas | Benton County | 21797 Swepco Plant Road | Gentry | 1978 | 528 | 10629 | 819 | 2778 | 2971364 | 28331082 | 2775918 | Dry bottom wall-fired boiler | Low NOx Burner Technology w/ Overfire Air | Dry Lime FGD | Baghouse, Electrostatic Precipitator |  | Yes |  |  | Yes
Independence | 6641 | 1 | 2898 | Arkansas | Independence County | 555 Point Ferry Road | Newark | 1983 | 809 | 10428 | 7895 | 2974 | 3609636 | 34426101 | 3179436 | Tangentially-fired | Low NOx Burner Technology w/ Separated OFA |  | Electrostatic Precipitator |  | Yes |  |  | Yes
Independence | 6641 | 2 | 2899 | Arkansas | Independence County | 555 Point Ferry Road | Newark | 1984 | 842 | 10427 | 4490 | 1352 | 2045674 | 19517951 | 1618456 | Tangentially-fired | Low NOx Burner Technology w/ Separated OFA |  | Electrostatic Precipitator |  | Yes |  |  | Yes
John W. Turk Jr. Power Plant | 56564 | SN-01 | 90325 | Arkansas | Hempstead County |  |  | 2012 | 609 | 9102 | 637 | 820 | 3654254 | 34842279 | 3906214 | Dry bottom wall-fired boiler | Low NOx Burner Technology w/ Overfire Air, Selective Catalytic Reduction | Dry Lime FGD | Baghouse |  | Yes |  |  | Yes
Plum Point Energy Station | 56456 | 1 | 90208 | Arkansas | Mississippi County |  |  | 2010 | 680 | 9682 | 3052 | 1879 | 4882488 | 46569270 | 4745154 | Dry bottom wall-fired boiler | Low NOx Burner Technology (Dry Bottom only), Selective Catalytic Reduction | Dry Lime FGD | Baghouse |  | Yes |  |  | Yes
White Bluff | 6009 | 1 | 2675 | Arkansas | Jefferson County | 1100 White Bluff Road | Redfield | 1980 | 818 | 10338 | 7579 | 2524 | 3318645 | 31657365 | 2938835 | Tangentially-fired | Low NOx Burner Technology w/ Separated OFA |  | Electrostatic Precipitator |  | Yes |  |  | Yes
White Bluff | 6009 | 2 | 2676 | Arkansas | Jefferson County | 1100 White Bluff Road | Redfield | 1981 | 819 | 10206 | 6380 | 2237 | 2922950 | 27881535 | 2630892 | Tangentially-fired | Low NOx Burner Technology w/ Separated OFA |  | Electrostatic Precipitator |  | Yes |  |  | Yes
Comanche (470) | 470 | 1 | 299 | Colorado | Pueblo County | 2005 Lime Rd. | Pueblo | 1973 |  |  | 576 | 880 | 1434457 | 14063974 | 1441787 | Tangentially-fired | Low NOx Burner Technology w/ Closed-coupled/Separated OFA | Dry Lime FGD | Baghouse |  | Yes
Comanche (470) | 470 | 2 | 300 | Colorado | Pueblo County | 2005 Lime Rd. | Pueblo | 1975 | 335 | 10809 | 799 | 1422 | 1985035 | 19174967 | 1766227 | Dry bottom wall-fired boiler | Low NOx Burner Technology w/ Overfire Air | Dry Lime FGD | Baghouse |  | Yes
Comanche (470) | 470 | 3 | 89734 | Colorado | Pueblo County | 2005 Lime Rd. | Pueblo | 2010 | 750 | 10459 | 1314 | 1062 | 3222626 | 30818647 | 3152647 | Tangentially-fired | Selective Catalytic Reduction | Dry Lime FGD | Baghouse |  | Yes
Craig | 6021 | C1 | 2684 | Colorado | Moffat County | 2101 S. Ranney | Craig | 1980 | 427 | 10204 | 742 | 3492 | 2917229 | 27814959 | 2797335 | Dry bottom wall-fired boiler | Low NOx Burner Technology w/ Overfire Air | Wet Limestone | Baghouse |  | Yes
Craig | 6021 | C2 | 2685 | Colorado | Moffat County | 2101 S. Ranney | Craig | 1979 | 410 | 10240 | 646 | 988 | 2948921 | 28117158 | 2629692 | Dry bottom wall-fired boiler | Low NOx Burner Technology w/ Overfire Air, Selective Catalytic Reduction | Wet Limestone | Baghouse |  | Yes
Craig | 6021 | C3 | 2686 | Colorado | Moffat County | 2101 S. Ranney | Craig | 1984 | 448 | 10014 | 1715 | 2973 | 2837603 | 27055733 | 2783361 | Dry bottom wall-fired boiler | Low NOx Burner Technology w/ Overfire Air, Selective Non-catalytic Reduction | Dry Lime FGD | Baghouse |  | Yes
Hayden | 525 | H1 | 317 | Colorado | Routt County | 12795 E Yute | Hayden | 1965 | 179 | 10910 | 849 | 384 | 1491779 | 14539762 | 1357681 | Dry bottom wall-fired boiler | Low NOx Burner Technology w/ Overfire Air, Selective Catalytic Reduction | Dry Lime FGD | Baghouse |  | Yes
Hayden | 525 | H2 | 318 | Colorado | Routt County | 12795 E Yute | Hayden | 1976 | 262 | 10907 | 1122 | 479 | 1893349 | 18453702 | 1905977 | Tangentially-fired | Low NOx Burner Technology w/ Closed-coupled/Separated OFA, Selective Catalytic Reduction | Dry Lime FGD | Baghouse |  | Yes
Pawnee | 6248 | 1 | 2866 | Colorado | Morgan County | Box 857 | Brush | 1981 | 505 | 10769 | 1274 | 695 | 3038862 | 28989782 | 2731907 | Dry bottom wall-fired boiler | Low NOx Burner Technology w/ Overfire Air, Selective Catalytic Reduction | Dry Lime FGD | Baghouse |  | Yes
Rawhide Energy Station | 6761 | 101 | 2906 | Colorado | Larimer County | 2700 East Co. Rd. 82 | Wellington | 1984 | 280 | 10091 | 792 | 1127 | 2105348 | 20064216 | 1616197 | Tangentially-fired | Low NOx Burner Technology w/ Closed-coupled/Separated OFA | Dry Lime FGD | Baghouse |  | Yes
Ray D Nixon | 8219 | 1 | 3466 | Colorado | El Paso County | 6598 Ray Nixon Rd | Fountain | 1980 | 208 | 10457 | 526 | 1043 | 1309555 | 12490457 | 1287302 | Dry bottom wall-fired boiler | Low NOx Burner Technology w/ Overfire Air | Dry Lime FGD | Baghouse |  | Yes
Indian River | 594 | 4 | 389 | Delaware | Sussex County | 29416 Power Plant Road | Dagsboro | 1980 | 410 | 12507 | 388 | 81 | 169755 | 1654534 | 159988 | Dry bottom turbo-fired boiler | Low NOx Burner Technology w/ Overfire Air, Selective Non-catalytic Reduction, Selective Catalytic Reduction | Dry Lime FGD | Electrostatic Precipitator | Yes | Yes
Big Bend | 645 | BB04 | 470 | Florida | Hillsborough County | 13031 Wyandotte Road | Apollo Beach | 1985 | 437 | 10792 | 974 | 614 | 1481733 | 14847247 | 1559188 | Tangentially-fired | Low NOx Burner Technology w/ Separated OFA, Ammonia Injection, Selective Catalytic Reduction | Wet Limestone | Electrostatic Precipitator |  | Yes
Crystal River | 628 | 4 | 442 | Florida | Citrus County | 15760 West Powerline Street | Crystal River | 1982 | 712 | 10431 | 1247 | 855 | 2315033 | 22563672 | 2178853 | Dry bottom wall-fired boiler | Low NOx Burner Technology (Dry Bottom only), Selective Catalytic Reduction | Wet Limestone | Wet Scrubber, Electrostatic Precipitator |  | Yes
Crystal River | 628 | 5 | 443 | Florida | Citrus County | 15760 West Powerline Street | Crystal River | 1984 | 710 | 10391 | 1790 | 1465 | 2713689 | 26449233 | 2745139 | Dry bottom wall-fired boiler | Low NOx Burner Technology (Dry Bottom only), Selective Catalytic Reduction | Wet Lime FGD | Wet Scrubber, Electrostatic Precipitator |  | Yes
Curtis H. Stanton Energy Center | 564 | 1 | 368 | Florida | Orange County | 5100 S. Alafaya Trail | Orlando | 1987 | 460 | 10643 | 821 | 2719 | 2095692 | 22226914 | 2245604 | Dry bottom wall-fired boiler | Low NOx Burner Technology (Dry Bottom only) | Wet Lime FGD | Electrostatic Precipitator |  | Yes
Curtis H. Stanton Energy Center | 564 | 2 | 369 | Florida | Orange County | 5100 S. Alafaya Trail | Orlando | 1996 | 466 | 10373 | 656 | 1485 | 2047994 | 21898699 | 2091708 | Dry bottom wall-fired boiler | Low NOx Burner Technology (Dry Bottom only), Selective Catalytic Reduction | Wet Lime FGD | Electrostatic Precipitator |  | Yes
Deerhaven | 663 | B2 | 487 | Florida | Alachua County | 10001 NW 13th Street | Gainesville | 1981 | 232 | 12302 | 129 | 382 | 405697 | 6526915 | 595046 | Dry bottom wall-fired boiler | Selective Catalytic Reduction, Overfire Air | Dry Lime FGD | Electrostatic Precipitator |  | Yes
Northside | 667 | 1A | 497 | Florida | Duval County |  |  | 2002 | 293 | 10368 | 139 | 59 | 184886 | 1772254 | 159287 | Circulating fluidized bed boiler | Selective Non-catalytic Reduction | Dry Lime FGD | Baghouse |  | Yes
Northside | 667 | 2A | 499 | Florida | Duval County |  |  | 2002 | 293 | 10386 | 1247 | 382 | 1702107 | 16789311 | 1639739 | Circulating fluidized bed boiler | Selective Non-catalytic Reduction | Dry Lime FGD | Baghouse |  | Yes
Seminole (136) | 136 | 1 | 84 | Florida | Putnam County | State Highway 19 | Palatka | 1984 | 652 | 9889 | 2207 | 899 | 2921321 | 28472965 | 2892196 | Dry bottom wall-fired boiler | Selective Catalytic Reduction, Low NOx Burner Technology w/ Overfire Air | Wet Limestone | Electrostatic Precipitator |  | Yes
Seminole (136) | 136 | 2 | 85 | Florida | Putnam County | State Highway 19 | Palatka | 1984 | 657 | 9871 | 2735 | 1025 | 3433055 | 33460600 | 3664525 | Dry bottom wall-fired boiler | Selective Catalytic Reduction, Low NOx Burner Technology w/ Overfire Air | Wet Limestone | Electrostatic Precipitator |  | Yes
Bowen | 703 | 1BLR | 534 | Georgia | Bartow County | 317 Covered Bridge Road SW | Cartersville | 1971 | 724 | 10032 | 1848 | 1361 | 2969190 | 28939488 | 3046712 | Tangentially-fired | Low NOx Burner Technology w/ Separated OFA, Selective Catalytic Reduction | Wet Lime FGD | Electrostatic Precipitator |  | Yes | Yes | Yes |  |  |  | Yes
Bowen | 703 | 2BLR | 535 | Georgia | Bartow County | 317 Covered Bridge Road SW | Cartersville | 1972 | 724 | 9954 | 1108 | 1779 | 2287451 | 22294873 | 2297666 | Tangentially-fired | Low NOx Burner Technology w/ Separated OFA, Selective Catalytic Reduction | Wet Lime FGD | Electrostatic Precipitator |  | Yes | Yes | Yes |  |  |  | Yes
Bowen | 703 | 3BLR | 536 | Georgia | Bartow County | 317 Covered Bridge Road SW | Cartersville | 1974 | 892 | 9780 | 1435 | 1165 | 2132841 | 20787923 | 2091038 | Tangentially-fired | Low NOx Burner Technology w/ Separated OFA, Selective Catalytic Reduction | Wet Lime FGD | Electrostatic Precipitator |  | Yes | Yes | Yes |  |  |  | Yes
Bowen | 703 | 4BLR | 537 | Georgia | Bartow County | 317 Covered Bridge Road SW | Cartersville | 1975 | 892 | 9726 | 1117 | 972 | 1870725 | 18233190 | 1871139 | Tangentially-fired | Low NOx Burner Technology w/ Separated OFA, Selective Catalytic Reduction | Wet Lime FGD | Electrostatic Precipitator |  | Yes | Yes | Yes |  |  |  | Yes
Scherer | 6257 | 1 | 2875 | Georgia | Monroe County | 10986 Highway 87 | Juliette | 1982 | 860 | 10832 | 320 | 2520 | 3556607 | 33911212 | 3357100 | Tangentially-fired | Other, Selective Catalytic Reduction | Wet Lime FGD | Baghouse, Electrostatic Precipitator |  | Yes | Yes | Yes |  |  |  | Yes
Scherer | 6257 | 2 | 2876 | Georgia | Monroe County | 10986 Highway 87 | Juliette | 1984 | 860 | 10756 | 151 | 1126 | 1511482 | 14411547 | 1362886 | Tangentially-fired | Other, Selective Catalytic Reduction | Wet Lime FGD | Baghouse, Electrostatic Precipitator |  | Yes | Yes | Yes |  |  |  | Yes
Scherer | 6257 | 3 | 2877 | Georgia | Monroe County | 10986 Highway 87 | Juliette | 1987 | 860 | 10740 | 361 | 2849 | 3867684 | 36877271 | 3505440 | Tangentially-fired | Other, Selective Catalytic Reduction | Wet Lime FGD | Baghouse, Electrostatic Precipitator |  | Yes | Yes | Yes |  |  |  | Yes
Wansley (6052) | 6052 | 1 | 2722 | Georgia | Heard County | Liberty Church Road | Roopville | 1976 | 872 | 10009 | 368 | 288 | 721274 | 7029961 | 679982 | Tangentially-fired | Low NOx Burner Technology w/ Closed-coupled/Separated OFA, Selective Catalytic Reduction | Wet Lime FGD | Electrostatic Precipitator |  | Yes | Yes | Yes |  |  |  | Yes
Wansley (6052) | 6052 | 2 | 2723 | Georgia | Heard County | Liberty Church Road | Roopville | 1978 | 872 | 10033 | 214 | 169 | 382203 | 3725177 | 366515 | Tangentially-fired | Low NOx Burner Technology w/ Closed-coupled/Separated OFA, Selective Catalytic Reduction | Wet Lime FGD | Electrostatic Precipitator |  | Yes | Yes | Yes |  |  |  | Yes
Baldwin Energy Complex | 889 | 1 | 611 | Illinois | Randolph County | 10901 Baldwin Rd Box146 | Baldwin | 1970 | 576 | 10318 | 981 | 1065 | 2894843 | 27601530 | 2927843 | Cyclone boiler | Overfire Air, Selective Catalytic Reduction | Dry Lime FGD | Baghouse, Electrostatic Precipitator | Yes | Yes | Yes |  |  | Yes | Yes
Baldwin Energy Complex | 889 | 2 | 612 | Illinois | Randolph County | 10901 Baldwin Rd Box146 | Baldwin | 1973 | 581 | 10270 | 1404 | 1247 | 3688406 | 35167901 | 3613533 | Cyclone boiler | Overfire Air, Selective Catalytic Reduction | Dry Lime FGD | Baghouse, Electrostatic Precipitator | Yes | Yes | Yes |  |  | Yes | Yes
Dallman | 963 | 4 | 89910 | Illinois | Sangamon County | 3100 Stevenson Drive | Springfield | 2009 | 208 | 11450 | 425 | 417 | 1369680 | 13388082 | 1426283 | Wet bottom wall-fired boiler | Selective Catalytic Reduction | Wet Limestone | Baghouse, Electrostatic Precipitator |  | Yes | Yes |  |  | Yes | Yes
E D Edwards | 856 | 2 | 569 | Illinois | Peoria County | 7800 South Cilco Lane | Bartonville | 1968 | 245 | 10606 | 3109 | 1367 | 1341358 | 12789462 | 1231721 | Dry bottom wall-fired boiler | Low NOx Burner Technology (Dry Bottom only) |  | Electrostatic Precipitator | Yes | Yes | Yes |  |  | Yes | Yes
E D Edwards | 856 | 3 | 570 | Illinois | Peoria County | 7800 South Cilco Lane | Bartonville | 1972 | 315 | 10627 | 3589 | 736 | 1544241 | 14723934 | 1683961 | Dry bottom wall-fired boiler | Low NOx Burner Technology (Dry Bottom only), Selective Catalytic Reduction, Low NOx Burner Technology w/ Overfire Air |  | Electrostatic Precipitator | Yes | Yes | Yes |  |  | Yes | Yes
Joppa Steam | 887 | 1 | 605 | Illinois | Massac County | 2100 Portland Road | Joppa | 1953 | 162 | 10983 | 1818 | 392 | 672528 | 6413511 | 642198 | Tangentially-fired | Low NOx Burner Technology w/ Closed-coupled OFA |  | Electrostatic Precipitator | Yes | Yes | Yes |  |  | Yes | Yes
Joppa Steam | 887 | 2 | 606 | Illinois | Massac County | 2100 Portland Road | Joppa | 1953 | 158 | 10919 | 1999 | 437 | 739234 | 7051017 | 705453 | Tangentially-fired | Low NOx Burner Technology w/ Closed-coupled OFA |  | Electrostatic Precipitator | Yes | Yes | Yes |  |  | Yes | Yes
Joppa Steam | 887 | 3 | 607 | Illinois | Massac County | 2100 Portland Road | Joppa | 1954 | 161 | 10985 | 1726 | 375 | 678884 | 6476394 | 628531 | Tangentially-fired | Low NOx Burner Technology w/ Closed-coupled OFA |  | Electrostatic Precipitator | Yes | Yes | Yes |  |  | Yes | Yes
Joppa Steam | 887 | 4 | 608 | Illinois | Massac County | 2100 Portland Road | Joppa | 1954 | 160 | 10873 | 1853 | 396 | 730209 | 6963664 | 681119 | Tangentially-fired | Low NOx Burner Technology w/ Closed-coupled OFA |  | Electrostatic Precipitator | Yes | Yes | Yes |  |  | Yes | Yes
Joppa Steam | 887 | 5 | 609 | Illinois | Massac County | 2100 Portland Road | Joppa | 1955 | 150 | 10982 | 1917 | 393 | 767014 | 7313267 | 687185 | Tangentially-fired | Low NOx Burner Technology w/ Closed-coupled OFA |  | Electrostatic Precipitator | Yes | Yes | Yes |  |  | Yes | Yes
Joppa Steam | 887 | 6 | 610 | Illinois | Massac County | 2100 Portland Road | Joppa | 1955 | 158 | 10992 | 1670 | 348 | 666890 | 6358601 | 604502 | Tangentially-fired | Low NOx Burner Technology w/ Closed-coupled OFA |  | Electrostatic Precipitator | Yes | Yes | Yes |  |  | Yes | Yes
Kincaid Generating Station | 876 | 1 | 591 | Illinois | Christian County | 4 Mile West of Kincaid Rt 104 | Kincaid | 1967 | 554 | 10924 | 924 | 354 | 2129641 | 20305507 | 2052529 | Cyclone boiler | Overfire Air, Selective Catalytic Reduction | Dry Sorbent Injection | Electrostatic Precipitator | Yes | Yes | Yes |  |  | Yes | Yes
Kincaid Generating Station | 876 | 2 | 592 | Illinois | Christian County | 4 Mile West of Kincaid Rt 104 | Kincaid | 1968 | 554 | 10767 | 860 | 368 | 1976971 | 18849845 | 1928221 | Cyclone boiler | Overfire Air, Selective Catalytic Reduction | Dry Sorbent Injection | Electrostatic Precipitator | Yes | Yes | Yes |  |  | Yes | Yes
Marion | 976 | 123 | 9173 | Illinois | Williamson County | 11543 Lake of Egypt Rd | Marion | 2003 | 120 | 11487 | 2806 | 447 | 1151211 | 10885022 | 743856 | Circulating fluidized bed boiler | Selective Non-catalytic Reduction | Fluidized Bed Limestone Injection | Baghouse | Yes | Yes | Yes |  |  | Yes | Yes
Newton | 6017 | 1 | 2680 | Illinois | Jasper County | 6725 N 500th | Newton | 1977 | 595 | 10492 | 6816 | 2346 | 3849584 | 36704677 | 3807375 | Tangentially-fired | Low NOx Burner Technology w/ Closed-coupled/Separated OFA, Other |  | Electrostatic Precipitator | Yes | Yes | Yes |  |  | Yes | Yes
Powerton | 879 | 51 | 593 | Illinois | Tazewell County | Rt 29 & Manito Rd | Pekin | 1973 | 384 | 11380 | 753 | 767 | 1559875 | 14665851 | 1373184 | Cyclone boiler | Overfire Air, Selective Non-catalytic Reduction |  | Electrostatic Precipitator | Yes | Yes | Yes |  |  | Yes | Yes
Powerton | 879 | 52 | 594 | Illinois | Tazewell County | Rt 29 & Manito Rd | Pekin | 1973 | 384 | 11380 | 727 | 724 | 1504692 | 14147034 | 1332720 | Cyclone boiler | Overfire Air, Selective Non-catalytic Reduction |  | Electrostatic Precipitator | Yes | Yes | Yes |  |  | Yes | Yes
Powerton | 879 | 61 | 595 | Illinois | Tazewell County | Rt 29 & Manito Rd | Pekin | 1976 | 384 | 11525 | 802 | 820 | 1637978 | 15400130 | 1446948 | Cyclone boiler | Overfire Air, Selective Non-catalytic Reduction | Dry Sorbent Injection | Electrostatic Precipitator | Yes | Yes | Yes |  |  | Yes | Yes
Powerton | 879 | 62 | 596 | Illinois | Tazewell County | Rt 29 & Manito Rd | Pekin | 1976 | 384 | 11525 | 784 | 792 | 1612413 | 15159763 | 1426880 | Cyclone boiler | Overfire Air, Selective Non-catalytic Reduction | Dry Sorbent Injection | Electrostatic Precipitator | Yes | Yes | Yes |  |  | Yes | Yes
Prairie State Generating Station | 55856 | 01 | 90192 | Illinois | Washington County |  |  | 2011 | 815 | 9391 | 5157 | 1983 | 6387220 | 62253607 | 6553102 | Dry bottom wall-fired boiler | Selective Catalytic Reduction | Wet Lime FGD | Electrostatic Precipitator, Wet ESP |  | Yes | Yes |  |  | Yes | Yes
Prairie State Generating Station | 55856 | 02 | 90193 | Illinois | Washington County |  |  | 2012 | 815 | 9346 | 4030 | 1719 | 5558112 | 54172635 | 5897872 | Dry bottom wall-fired boiler | Selective Catalytic Reduction | Wet Lime FGD | Electrostatic Precipitator, Wet ESP |  | Yes | Yes |  |  | Yes | Yes
Waukegan | 883 | 7 | 598 | Illinois | Lake County | 10 Greenwood Ave | Waukegan | 1958 | 328 | 10666 | 397 | 404 | 761368 | 7239762 | 710394 | Tangentially-fired | Low NOx Burner Technology w/ Closed-coupled/Separated OFA | Dry Sorbent Injection | Electrostatic Precipitator | Yes | Yes | Yes |  |  | Yes | Yes
Waukegan | 883 | 8 | 599 | Illinois | Lake County | 10 Greenwood Ave | Waukegan | 1962 | 361 | 10890 | 403 | 399 | 760671 | 7151725 | 640849 | Tangentially-fired | Low NOx Burner Technology w/ Closed-coupled/Separated OFA |  | Electrostatic Precipitator | Yes | Yes | Yes |  |  | Yes | Yes
Will County | 884 | 4 | 603 | Illinois | Will County | 529 Romeo Rd | Romeoville | 1963 | 510 | 10252 | 274 | 198 | 392018 | 3711570 | 347420 | Tangentially-fired | Low NOx Burner Technology w/ Closed-coupled/Separated OFA, Selective Non-catalytic Reduction |  | Electrostatic Precipitator | Yes | Yes | Yes |  |  | Yes | Yes
A B Brown Generating Station | 6137 | 1 | 2797 | Indiana | Posey County | 8511 Welborn Road | Mount Vernon | 1979 | 245 | 11185 | 2623 | 875 | 1794961 | 17494756 | 1711776 | Dry bottom wall-fired boiler | Selective Catalytic Reduction | Dual Alkali | Baghouse | Yes | Yes | Yes |  |  | Yes | Yes
A B Brown Generating Station | 6137 | 2 | 2798 | Indiana | Posey County | 8511 Welborn Road | Mount Vernon | 1984 | 245 | 10985 | 1560 | 943 | 1749148 | 17048220 | 1557835 | Dry bottom wall-fired boiler | Selective Catalytic Reduction | Dual Alkali | Electrostatic Precipitator | Yes | Yes | Yes |  |  | Yes | Yes
Alcoa Allowance Management Inc | 6705 | 4 | 2905 | Indiana | Warrick County | 4700 Darlington Rd | Newburgh | 1970 | 295 | 11131 | 817 | 2002 | 1999242 | 19485818 | 1937235 | Cell burner boiler | Low NOx Cell Burner, Selective Catalytic Reduction | Wet Lime FGD | Electrostatic Precipitator | Yes | Yes | Yes |  |  | Yes | Yes
Cayuga | 1001 | 1 | 706 | Indiana | Vermillion County | PO Box 188 SR 63 North | Cayuga | 1970 | 500 | 10203 | 546 | 2001 | 1869792 | 18224112 | 1932490 | Tangentially-fired | Low NOx Burner Technology w/ Separated OFA, Selective Catalytic Reduction | Wet Limestone | Wet Scrubber, Electrostatic Precipitator | Yes | Yes | Yes |  |  | Yes | Yes
Cayuga | 1001 | 2 | 707 | Indiana | Vermillion County | PO Box 188 SR 63 North | Cayuga | 1972 | 495 | 10254 | 1119 | 2271 | 2784436 | 27138745 | 2904697 | Tangentially-fired | Low NOx Burner Technology w/ Separated OFA, Selective Catalytic Reduction | Wet Limestone | Wet Scrubber, Electrostatic Precipitator | Yes | Yes | Yes |  |  | Yes | Yes
Clifty Creek | 983 | 1 | 658 | Indiana | Jefferson County | 1335 Clifty Hollow Road | Madison | 1955 | 196 | 10819 | 408 | 334 | 946209 | 9222320 | 905556 | Wet bottom wall-fired boiler | Overfire Air, Selective Catalytic Reduction | Wet Lime FGD, Wet Limestone | Electrostatic Precipitator, Wet Scrubber | Yes | Yes | Yes |  |  | Yes | Yes
Clifty Creek | 983 | 2 | 659 | Indiana | Jefferson County | 1335 Clifty Hollow Road | Madison | 1955 | 196 | 10723 | 584 | 644 | 1345739 | 13116373 | 1302041 | Wet bottom wall-fired boiler | Overfire Air, Selective Catalytic Reduction | Wet Lime FGD, Wet Limestone | Electrostatic Precipitator, Wet Scrubber | Yes | Yes | Yes |  |  | Yes | Yes
Clifty Creek | 983 | 3 | 660 | Indiana | Jefferson County | 1335 Clifty Hollow Road | Madison | 1955 | 196 | 10846 | 494 | 561 | 1109813 | 10816892 | 1081716 | Wet bottom wall-fired boiler | Overfire Air, Selective Catalytic Reduction | Wet Lime FGD, Wet Limestone | Electrostatic Precipitator, Wet Scrubber | Yes | Yes | Yes |  |  | Yes | Yes
Clifty Creek | 983 | 4 | 661 | Indiana | Jefferson County | 1335 Clifty Hollow Road | Madison | 1955 | 196 | 10734 | 738 | 951 | 1115482 | 10872145 | 1137267 | Wet bottom wall-fired boiler | Overfire Air, Selective Catalytic Reduction | Wet Lime FGD, Wet Limestone | Electrostatic Precipitator, Wet Scrubber | Yes | Yes | Yes |  |  | Yes | Yes
Clifty Creek | 983 | 5 | 662 | Indiana | Jefferson County | 1335 Clifty Hollow Road | Madison | 1955 | 196 | 10727 | 891 | 1196 | 1404125 | 13685438 | 1438863 | Wet bottom wall-fired boiler | Overfire Air, Selective Catalytic Reduction | Wet Lime FGD, Wet Limestone | Electrostatic Precipitator, Wet Scrubber | Yes | Yes | Yes |  |  | Yes | Yes
Clifty Creek | 983 | 6 | 663 | Indiana | Jefferson County | 1335 Clifty Hollow Road | Madison | 1956 | 196 | 10694 | 391 | 863 | 572997 | 5584765 | 583116 | Wet bottom wall-fired boiler | Overfire Air | Wet Lime FGD, Wet Limestone | Electrostatic Precipitator, Wet Scrubber | Yes | Yes | Yes |  |  | Yes | Yes
Edwardsport Generating Station | 1004 | CTG1 | 90673 | Indiana | Knox County | 15400 Villwock Rd | Edwardsport | 2012 | 175 | 11371 | 26 | 411 | 1629820 | 13832829 | 1792115 | Integrated gasification combined cycle | Selective Catalytic Reduction |  |  |  | Yes | Yes |  |  | Yes | Yes
Edwardsport Generating Station | 1004 | CTG2 | 90674 | Indiana | Knox County | 15400 Villwock Rd | Edwardsport | 2012 | 175 | 11371 | 31 | 415 | 1850891 | 15300369 | 1787609 | Integrated gasification combined cycle | Selective Catalytic Reduction |  |  |  | Yes | Yes |  |  | Yes | Yes
F B Culley Generating Station | 1012 | 2 | 727 | Indiana | Warrick County | 3700 Darlington Road | Newburgh | 1966 | 90 | 11727 | 87 | 186 | 181225 | 1776096 | 134750 | Dry bottom wall-fired boiler | Low NOx Burner Technology (Dry Bottom only), Selective Catalytic Reduction | Wet Limestone | Electrostatic Precipitator | Yes | Yes | Yes |  |  | Yes | Yes
F B Culley Generating Station | 1012 | 3 | 728 | Indiana | Warrick County | 3700 Darlington Road | Newburgh | 1973 | 270 | 10808 | 491 | 467 | 817741 | 7980666 | 704734 | Dry bottom wall-fired boiler | Low NOx Burner Technology (Dry Bottom only), Selective Catalytic Reduction | Wet Limestone | Baghouse | Yes | Yes | Yes |  |  | Yes | Yes
Gibson | 6113 | 1 | 2782 | Indiana | Gibson County | R 1 Box 300 | Owensville | 1976 | 630 | 10394 | 723 | 1048 | 1885960 | 18381688 | 1984297 | Dry bottom wall-fired boiler | Low NOx Burner Technology w/ Overfire Air, Selective Catalytic Reduction | Wet Limestone | Electrostatic Precipitator, Wet Scrubber | Yes | Yes | Yes |  |  | Yes | Yes
Gibson | 6113 | 2 | 2783 | Indiana | Gibson County | R 1 Box 300 | Owensville | 1975 | 630 | 10508 | 912 | 1111 | 1970004 | 19200825 | 1960017 | Dry bottom wall-fired boiler | Low NOx Burner Technology w/ Overfire Air, Selective Catalytic Reduction | Wet Limestone | Electrostatic Precipitator, Wet Scrubber | Yes | Yes | Yes |  |  | Yes | Yes
Gibson | 6113 | 3 | 2784 | Indiana | Gibson County | R 1 Box 300 | Owensville | 1978 | 630 | 10586 | 720 | 757 | 1707381 | 16641139 | 1705145 | Dry bottom wall-fired boiler | Low NOx Burner Technology w/ Overfire Air, Selective Catalytic Reduction | Wet Limestone | Wet Scrubber, Electrostatic Precipitator | Yes | Yes | Yes |  |  | Yes | Yes
Gibson | 6113 | 4 | 2785 | Indiana | Gibson County | R 1 Box 300 | Owensville | 1979 | 622 | 10404 | 2009 | 964 | 2153218 | 20986554 | 2208743 | Dry bottom wall-fired boiler | Low NOx Burner Technology w/ Overfire Air, Selective Catalytic Reduction | Wet Limestone | Wet Scrubber, Electrostatic Precipitator | Yes | Yes | Yes |  |  | Yes | Yes
Gibson | 6113 | 5 | 2786 | Indiana | Gibson County | R 1 Box 300 | Owensville | 1982 | 620 | 10559 | 2792 | 1193 | 2231045 | 21745085 | 2370952 | Dry bottom wall-fired boiler | Low NOx Burner Technology w/ Overfire Air, Selective Catalytic Reduction | Wet Limestone | Electrostatic Precipitator, Wet Scrubber | Yes | Yes | Yes |  |  | Yes | Yes
IPL - Petersburg Generating Station | 994 | 2 | 693 | Indiana | Pike County | State Road 57 | Petersburg | 1969 | 422 | 10642 | 931 | 1149 | 2945038 | 28704036 | 2623812 | Tangentially-fired | Low NOx Burner Technology w/ Closed-coupled/Separated OFA, Selective Catalytic Reduction | Wet Limestone, Sodium Based | Baghouse | Yes | Yes | Yes |  |  | Yes | Yes
IPL - Petersburg Generating Station | 994 | 3 | 694 | Indiana | Pike County | State Road 57 | Petersburg | 1977 | 528 | 10632 | 2175 | 1101 | 2782608 | 27120958 | 3137106 | Tangentially-fired | Selective Catalytic Reduction, Low NOx Burner Technology w/ Closed-coupled OFA | Wet Limestone | Baghouse, Electrostatic Precipitator | Yes | Yes | Yes |  |  | Yes | Yes
IPL - Petersburg Generating Station | 994 | 4 | 695 | Indiana | Pike County | State Road 57 | Petersburg | 1986 | 530 | 10617 | 2292 | 2823 | 3055568 | 29781372 | 3124481 | Tangentially-fired | Low NOx Burner Technology w/ Closed-coupled/Separated OFA, Low NOx Burner Technology w/ Closed-coupled OFA | Wet Limestone | Electrostatic Precipitator | Yes | Yes | Yes |  |  | Yes | Yes
Merom | 6213 | 1SG1 | 2853 | Indiana | Sullivan County | 5500 W Old 54 | Sullivan | 1983 | 496 | 10352 | 2266 | 925 | 3191008 | 31101444 | 3034881 | Dry bottom turbo-fired boiler | Selective Catalytic Reduction, Low NOx Burner Technology w/ Overfire Air | Wet Limestone | Electrostatic Precipitator | Yes | Yes | Yes |  |  | Yes | Yes
Merom | 6213 | 2SG1 | 2854 | Indiana | Sullivan County | 5500 W Old 54 | Sullivan | 1982 | 492 | 10408 | 1738 | 793 | 2743195 | 26736784 | 2490419 | Dry bottom turbo-fired boiler | Selective Catalytic Reduction, Low NOx Burner Technology w/ Overfire Air | Wet Limestone | Electrostatic Precipitator | Yes | Yes | Yes |  |  | Yes | Yes
Michigan City Generating Station | 997 | 12 | 702 | Indiana | LaPorte County | 100 N Wabash | Michigan City | 1974 | 469 | 10791 | 685 | 716 | 1635741 | 15596292 | 1577097 | Cyclone boiler | Overfire Air, Selective Catalytic Reduction | Dry Lime FGD | Electrostatic Precipitator | Yes | Yes | Yes |  |  | Yes | Yes
R M Schahfer Generating Station | 6085 | 17 | 2764 | Indiana | Jasper County | 2723 E 1500 N | Wheatfield | 1983 | 361 | 11629 | 318 | 1087 | 1379210 | 13442638 | 1212149 | Tangentially-fired | Low NOx Burner Technology w/ Closed-coupled/Separated OFA | Wet Limestone | Electrostatic Precipitator | Yes | Yes | Yes |  |  | Yes | Yes
R M Schahfer Generating Station | 6085 | 18 | 2765 | Indiana | Jasper County | 2723 E 1500 N | Wheatfield | 1986 | 361 | 11469 | 238 | 1170 | 1431977 | 13956894 | 1261344 | Tangentially-fired | Low NOx Burner Technology w/ Closed-coupled/Separated OFA | Wet Limestone | Electrostatic Precipitator | Yes | Yes | Yes |  |  | Yes | Yes
Rockport | 6166 | MB1 | 2819 | Indiana | Spencer County | 2791 North US Route 231 | Rockport | 1984 | 1300 | 10007 | 1666 | 1028 | 3025050 | 28842930 | 2700952 | Dry bottom wall-fired boiler | Low NOx Burner Technology (Dry Bottom only), Selective Catalytic Reduction | Sodium Based | Electrostatic Precipitator | Yes | Yes | Yes |  |  | Yes | Yes
Rockport | 6166 | MB2 | 2820 | Indiana | Spencer County | 2791 North US Route 231 | Rockport | 1989 | 1300 | 10032 | 2060 | 1395 | 3999753 | 38136482 | 3661250 | Dry bottom wall-fired boiler | Low NOx Burner Technology (Dry Bottom only), Selective Catalytic Reduction | Sodium Based | Electrostatic Precipitator | Yes | Yes | Yes |  |  | Yes | Yes
Whitewater Valley | 1040 | 1 | 729 | Indiana | Wayne County | 2000 US 27 SOUTH | Richmond | 1955 | 35 | 13048 | 263 | 38 | 21604 | 210566 | 18071 | Dry bottom wall-fired boiler | Low NOx Burner Technology (Dry Bottom only), Ammonia Injection, Overfire Air |  | Electrostatic Precipitator, Baghouse | Yes | Yes | Yes |  |  | Yes | Yes
Whitewater Valley | 1040 | 2 | 730 | Indiana | Wayne County | 2000 US 27 SOUTH | Richmond | 1973 | 65 | 12947 | 614 | 94 | 51160 | 498632 | 42309 | Tangentially-fired | Low NOx Burner Technology w/ Separated OFA, Ammonia Injection, Overfire Air |  | Baghouse, Electrostatic Precipitator | Yes | Yes | Yes |  |  | Yes | Yes
George Neal North | 1091 | 3 | 762 | Iowa | Woodbury County | 1151 260 St | Sergeant Bluff | 1975 | 515 | 10462 | 1338 | 1049 | 799270 | 7620801 | 771840 | Dry bottom wall-fired boiler | Low NOx Burner Technology w/ Overfire Air, Selective Non-catalytic Reduction | Dry Lime FGD | Baghouse, Electrostatic Precipitator |  | Yes | Yes |  | Yes |  | Yes
George Neal South | 7343 | 4 | 3101 | Iowa | Woodbury County | 2761 Port Neal Circle | Salix | 1979 | 645 | 10033 | 1953 | 952 | 1118382 | 10663444 | 1157511 | Dry bottom wall-fired boiler | Low NOx Burner Technology w/ Overfire Air, Selective Non-catalytic Reduction | Dry Lime FGD | Baghouse, Electrostatic Precipitator |  | Yes | Yes |  | Yes |  | Yes
Lansing | 1047 | 4 | 739 | Iowa | Allamakee County | 2320 Power Plant Drive | Lansing | 1977 | 248 | 12042 | 303 | 243 | 1197334 | 11421565 | 1098990 | Dry bottom turbo-fired boiler | Low NOx Burner Technology (Dry Bottom only), Ammonia Injection, Selective Catalytic Reduction | Dry Lime FGD | Electrostatic Precipitator, Baghouse |  | Yes | Yes |  | Yes |  | Yes
Louisa | 6664 | 101 | 2901 | Iowa | Louisa County | 8602 172 St | Muscatine | 1983 | 746 | 10591 | 4893 | 2900 | 3469132 | 33077156 | 3402754 | Dry bottom wall-fired boiler | Low NOx Burner Technology w/ Overfire Air | Dry Lime FGD | Baghouse |  | Yes | Yes |  | Yes |  | Yes
Muscatine | 1167 | 8 | 787 | Iowa | Muscatine County | 3205 Cedar Street | Muscatine | 1969 | 44 | 8300 | 1338 | 1880 | 480865 | 4584922 | 369853 | Cyclone boiler | Overfire Air |  | Electrostatic Precipitator |  | Yes | Yes |  | Yes |  | Yes
Muscatine | 1167 | 9 | 788 | Iowa | Muscatine County | 3205 Cedar Street | Muscatine | 1983 | 163 | 8800 | 49 | 628 | 891228 | 8497619 | 754826 | Tangentially-fired | Overfire Air | Wet Limestone | Electrostatic Precipitator |  | Yes | Yes |  | Yes |  | Yes
Ottumwa | 6254 | 1 | 2874 | Iowa | Wapello County | 20775 Power Plant Road | Ottumwa | 1981 | 725 | 10369 | 1275 | 1148 | 4087425 | 38978770 | 3715690 | Tangentially-fired | Low NOx Burner Technology w/ Separated OFA, Selective Catalytic Reduction | Dry Lime FGD | Other, Baghouse, Electrostatic Precipitator |  | Yes | Yes |  | Yes |  | Yes
Prairie Creek | 1073 | 3 | 746 | Iowa | Linn County | 3300 C Street SW | Cedar Rapids | 1958 | 27 | 12146 | 832 | 468 | 320268 | 3061096 |  | Dry bottom wall-fired boiler | Overfire Air |  | Electrostatic Precipitator |  | Yes | Yes |  | Yes |  | Yes
Streeter Station | 1131 | 7 | 772 | Iowa | Black Hawk County |  |  | 1973 | 37 | 14500 | 3 | 18 | 7860 | 129589 | 8032 | Dry bottom wall-fired boiler |  |  | Electrostatic Precipitator |  | Yes | Yes |  | Yes |  | Yes
Walter Scott Jr. Energy Center | 1082 | 3 | 756 | Iowa | Pottawattamie County | 7215 Navajo St | Council Bluffs | 1978 | 708 | 9926 | 7753 | 4599 | 4132248 | 39399752 | 4005790 | Dry bottom wall-fired boiler | Low NOx Burner Technology w/ Overfire Air | Dry Lime FGD | Baghouse |  | Yes | Yes |  | Yes |  | Yes
Walter Scott Jr. Energy Center | 1082 | 4 | 89556 | Iowa | Pottawattamie County | 7215 Navajo St | Council Bluffs | 2007 | 814 | 9977 | 1275 | 734 | 3080380 | 29370520 | 3164775 | Dry bottom wall-fired boiler | Low NOx Burner Technology w/ Overfire Air, Selective Catalytic Reduction | Dry Lime FGD | Baghouse |  | Yes | Yes |  | Yes |  | Yes
Holcomb | 108 | SGU1 | 60 | Kansas | Finney County | 2440 Holcomb Lane | Holcomb | 1983 | 359 | 10904 | 1254 | 1701 | 1824554 | 17396629 | 1823357 | Dry bottom wall-fired boiler | Low NOx Burner Technology (Dry Bottom only) | Dry Lime FGD | Baghouse |  | Yes | Yes |  | Yes |  |  | Yes
Jeffrey Energy Center | 6068 | 1 | 2734 | Kansas | Pottawatomie County | 25905 Jeffrey Rd | Saint Marys | 1978 | 728 | 10990 | 299 | 774 | 4120736 | 39305120 | 4092868 | Tangentially-fired | Low NOx Burner Technology w/ Closed-coupled/Separated OFA, Selective Catalytic Reduction | Wet Limestone | Electrostatic Precipitator |  | Yes | Yes |  | Yes |  |  | Yes
Jeffrey Energy Center | 6068 | 2 | 2735 | Kansas | Pottawatomie County | 25905 Jeffrey Rd | Saint Marys | 1980 | 733 | 11132 | 191 | 2058 | 3725162 | 35527169 | 3521109 | Tangentially-fired | Low NOx Burner Technology w/ Closed-coupled/Separated OFA, Selective Non-catalytic Reduction | Wet Limestone | Electrostatic Precipitator |  | Yes | Yes |  | Yes |  |  | Yes
Jeffrey Energy Center | 6068 | 3 | 2736 | Kansas | Pottawatomie County | 25905 Jeffrey Rd | Saint Marys | 1983 | 728 | 11180 | 149 | 1380 | 2515215 | 23988599 | 2453892 | Tangentially-fired | Low NOx Burner Technology w/ Closed-coupled/Separated OFA, Selective Non-catalytic Reduction | Wet Limestone | Electrostatic Precipitator |  | Yes | Yes |  | Yes |  |  | Yes
La Cygne | 1241 | 1 | 819 | Kansas | Linn County | 25166 E 2200 Rd | La Cygne | 1973 | 736 | 10600 | 395 | 1625 | 3703640 | 35313420 | 3662558 | Cyclone boiler | Overfire Air, Selective Catalytic Reduction | Wet Limestone | Baghouse |  | Yes | Yes |  | Yes |  |  | Yes
La Cygne | 1241 | 2 | 820 | Kansas | Linn County | 25166 E 2200 Rd | La Cygne | 1977 | 662 | 10424 | 417 | 1478 | 3635858 | 34675412 | 3528334 | Dry bottom wall-fired boiler | Low NOx Burner Technology w/ Overfire Air, Low NOx Burner Technology (Dry Bottom only), Overfire Air, Selective Catalytic Reduction | Wet Limestone | Baghouse |  | Yes | Yes |  | Yes |  |  | Yes
Lawrence Energy Center | 1250 | 4 | 834 | Kansas | Douglas County | 1250 N 1800 Rd | Lawrence | 1960 | 111 | 11593 | 38 | 336 | 565861 | 5444518 | 486714 | Tangentially-fired | Low NOx Burner Technology w/ Closed-coupled/Separated OFA | Wet Limestone | Baghouse, Wet Scrubber |  | Yes | Yes |  | Yes |  |  | Yes
Lawrence Energy Center | 1250 | 5 | 835 | Kansas | Douglas County | 1250 N 1800 Rd | Lawrence | 1971 | 373 | 10930 | 185 | 1089 | 1833204 | 17479085 | 1694627 | Tangentially-fired | Low NOx Burner Technology w/ Closed-coupled/Separated OFA | Wet Limestone | Baghouse, Wet Scrubber |  | Yes | Yes |  | Yes |  |  | Yes
Nearman Creek | 6064 | N1 | 2731 | Kansas | Wyandotte County |  | Kansas City | 1981 | 240 | 11426 | 1386 | 1543 | 1577682 | 15054284 | 1346622 | Dry bottom wall-fired boiler | Low NOx Burner Technology w/ Overfire Air, Selective Catalytic Reduction | Dry Lime FGD | Baghouse |  | Yes | Yes |  | Yes |  |  | Yes
D B Wilson | 6823 | W1 | 2910 | Kentucky | Ohio County | 5663 Highway 85 West | Centertown | 1984 | 417 | 10643 | 6404 | 2007 | 2923594 | 28495078 | 2606338 | Dry bottom wall-fired boiler | Selective Catalytic Reduction, Low NOx Burner Technology (Dry Bottom only) | Wet Limestone | Electrostatic Precipitator | Yes | Yes | Yes |  |  | Yes | Yes
E W Brown | 1355 | 3 | 878 | Kentucky | Mercer County | 815 Dix Dam Rd | Harrodsburg | 1971 | 409 | 11543 | 363 | 287 | 1233402 | 12021483 | 1135317 | Tangentially-fired | Low NOx Burner Technology w/ Closed-coupled/Separated OFA, Selective Catalytic Reduction | Wet Limestone | Wet Scrubber, Baghouse | Yes | Yes | Yes |  |  | Yes | Yes
East Bend | 6018 | 2 | 2682 | Kentucky | Boone County | 6293 Beaver Rd | Union | 1981 | 600 | 10919 | 1824 | 2178 | 3405481 | 33191840 | 3072548 | Dry bottom wall-fired boiler | Selective Catalytic Reduction, Overfire Air | Wet Lime FGD | Electrostatic Precipitator, Wet Scrubber | Yes | Yes | Yes |  |  | Yes | Yes
Ghent | 1356 | 1 | 884 | Kentucky | Carroll County | 9485 US Hwy 42 East | Ghent | 1974 | 474 | 10759 | 1123 | 751 | 2898784 | 28253249 | 2937709 | Tangentially-fired | Low NOx Burner Technology w/ Separated OFA, Selective Catalytic Reduction | Wet Limestone | Baghouse | Yes | Yes | Yes |  |  | Yes | Yes
Ghent | 1356 | 2 | 885 | Kentucky | Carroll County | 9485 US Hwy 42 East | Ghent | 1977 | 495 | 10767 | 4157 | 2241 | 2333645 | 22745085 | 2413462 | Tangentially-fired | Low NOx Burner Technology w/ Closed-coupled/Separated OFA | Wet Limestone | Baghouse | Yes | Yes | Yes |  |  | Yes | Yes
Ghent | 1356 | 3 | 886 | Kentucky | Carroll County | 9485 US Hwy 42 East | Ghent | 1981 | 485 | 11003 | 4461 | 2397 | 3012551 | 29362095 | 3120206 | Dry bottom wall-fired boiler | Low NOx Burner Technology w/ Overfire Air, Selective Catalytic Reduction | Wet Limestone | Baghouse, Electrostatic Precipitator | Yes | Yes | Yes |  |  | Yes | Yes
Ghent | 1356 | 4 | 887 | Kentucky | Carroll County | 9485 US Hwy 42 East | Ghent | 1984 | 465 | 10946 | 934 | 741 | 2566996 | 25019449 | 2581816 | Dry bottom wall-fired boiler | Low NOx Burner Technology w/ Overfire Air, Selective Catalytic Reduction | Wet Limestone | Baghouse, Electrostatic Precipitator | Yes | Yes | Yes |  |  | Yes | Yes
H L Spurlock | 6041 | 1 | 2704 | Kentucky | Mason County | Route 8 | Maysville | 1977 | 300 | 10121 | 736 | 737 | 1843554 | 17968358 | 1874238 | Dry bottom wall-fired boiler | Selective Catalytic Reduction, Low NOx Burner Technology (Dry Bottom only) | Wet Limestone | Electrostatic Precipitator, Wet ESP, Wet Scrubber | Yes | Yes | Yes |  |  | Yes | Yes
H L Spurlock | 6041 | 2 | 2705 | Kentucky | Mason County | Route 8 | Maysville | 1981 | 510 | 10048 | 1281 | 1416 | 3647129 | 35547053 | 3564564 | Tangentially-fired | Selective Catalytic Reduction, Low NOx Burner Technology w/ Closed-coupled OFA | Wet Limestone | Wet ESP, Wet Scrubber, Electrostatic Precipitator | Yes | Yes | Yes |  |  | Yes | Yes
H L Spurlock | 6041 | 3 | 89571 | Kentucky | Mason County | Route 8 | Maysville | 2005 | 268 | 10121 | 1081 | 556 | 1761058 | 17164304 | 1903987 | Circulating fluidized bed boiler | Selective Non-catalytic Reduction | Dry Lime FGD, Fluidized Bed Limestone Injection | Baghouse | Yes | Yes | Yes |  |  | Yes | Yes
H L Spurlock | 6041 | 4 | 90241 | Kentucky | Mason County | Route 8 | Maysville | 2008 | 268 | 10121 | 758 | 512 | 1751705 | 17073136 | 2013575 | Circulating fluidized bed boiler | Selective Non-catalytic Reduction | Dry Lime FGD, Fluidized Bed Limestone Injection | Baghouse |  | Yes | Yes |  |  | Yes | Yes
John S. Cooper | 1384 | 1 | 932 | Kentucky | Pulaski County | 7130 Highway 1247 | Somerset | 1965 | 116 | 10639 | 88 | 157 | 163960 | 1598047 | 162972 | Dry bottom wall-fired boiler | Low NOx Burner Technology (Dry Bottom only) | Dry Lime FGD | Electrostatic Precipitator, Baghouse | Yes | Yes | Yes |  |  | Yes | Yes
John S. Cooper | 1384 | 2 | 933 | Kentucky | Pulaski County | 7130 Highway 1247 | Somerset | 1969 | 225 | 10681 | 67 | 224 | 447801 | 4364542 | 452883 | Dry bottom wall-fired boiler | Low NOx Burner Technology (Dry Bottom only), Selective Catalytic Reduction | Dry Lime FGD | Baghouse | Yes | Yes | Yes |  |  | Yes | Yes
Mill Creek | 1364 | 1 | 905 | Kentucky | Jefferson County | 14660 Dixie Highway | Louisville | 1972 | 300 | 10761 | 578 | 1693 | 1298488 | 12666013 | 1401745 | Tangentially-fired | Low NOx Burner Technology w/ Separated OFA | Wet Limestone | Baghouse, Electrostatic Precipitator | Yes | Yes | Yes |  |  | Yes | Yes
Mill Creek | 1364 | 2 | 906 | Kentucky | Jefferson County | 14660 Dixie Highway | Louisville | 1974 | 297 | 10842 | 737 | 2151 | 1679551 | 16381349 | 1802376 | Tangentially-fired | Low NOx Burner Technology w/ Separated OFA | Wet Limestone | Baghouse, Electrostatic Precipitator | Yes | Yes | Yes |  |  | Yes | Yes
Mill Creek | 1364 | 3 | 907 | Kentucky | Jefferson County | 14660 Dixie Highway | Louisville | 1978 | 391 | 10521 | 707 | 711 | 2190505 | 21385032 | 2253929 | Dry bottom wall-fired boiler | Low NOx Burner Technology (Dry Bottom only), Selective Catalytic Reduction | Wet Limestone | Baghouse, Electrostatic Precipitator, Wet Scrubber | Yes | Yes | Yes |  |  | Yes | Yes
Mill Creek | 1364 | 4 | 908 | Kentucky | Jefferson County | 14660 Dixie Highway | Louisville | 1982 | 477 | 10452 | 1148 | 837 | 2557894 | 24968393 | 2573048 | Dry bottom wall-fired boiler | Low NOx Burner Technology (Dry Bottom only), Selective Catalytic Reduction | Wet Limestone | Baghouse, Electrostatic Precipitator, Wet Scrubber | Yes | Yes | Yes |  |  | Yes | Yes
R D Green | 6639 | G1 | 2896 | Kentucky | Webster County | 9000 Highway 2096 | Robards | 1979 | 231 | 11190 | 693 | 406 | 499286 | 5957820 | 567828 | Dry bottom wall-fired boiler | Low NOx Burner Technology (Dry Bottom only) (Retired May 18, 2022) | Wet Lime FGD (Retired May 18, 2022) | Electrostatic Precipitator (Retired May 18, 2022) | Yes | Yes | Yes |  |  | Yes | Yes
R D Green | 6639 | G2 | 2897 | Kentucky | Webster County | 9000 Highway 2096 | Robards | 1980 | 223 | 11119 | 286 | 321 | 293246 | 3851952 | 328155 | Dry bottom wall-fired boiler | Low NOx Burner Technology (Dry Bottom only) (Retired Mar 31, 2022) | Wet Lime FGD (Retired Mar 31, 2022) | Electrostatic Precipitator (Retired Mar 31, 2022) | Yes | Yes | Yes |  |  | Yes | Yes
Shawnee | 1379 | 1 | 916 | Kentucky | McCracken County | 7900 Metropolis Lake Rd | West Paducah | 1953 | 134 | 11164 | 1247 | 658 | 840236 | 8011414 | 733846 | Dry bottom wall-fired boiler | Low NOx Burner Technology (Dry Bottom only), Selective Catalytic Reduction | Dry Lime FGD | Baghouse | Yes | Yes | Yes |  |  | Yes | Yes
Shawnee | 1379 | 2 | 918 | Kentucky | McCracken County | 7900 Metropolis Lake Rd | West Paducah | 1953 | 134 | 11162 | 1431 | 744 | 856510 | 8166582 | 756017 | Dry bottom wall-fired boiler | Low NOx Burner Technology (Dry Bottom only) |  | Baghouse | Yes | Yes | Yes |  |  | Yes | Yes
Shawnee | 1379 | 3 | 919 | Kentucky | McCracken County | 7900 Metropolis Lake Rd | West Paducah | 1953 | 134 | 11191 | 1462 | 765 | 883018 | 8419324 | 778380 | Dry bottom wall-fired boiler | Low NOx Burner Technology (Dry Bottom only) |  | Baghouse | Yes | Yes | Yes |  |  | Yes | Yes
Shawnee | 1379 | 4 | 920 | Kentucky | McCracken County | 7900 Metropolis Lake Rd | West Paducah | 1954 | 134 | 11152 | 1307 | 684 | 866659 | 8263345 | 759850 | Dry bottom wall-fired boiler | Low NOx Burner Technology (Dry Bottom only), Selective Catalytic Reduction | Dry Lime FGD | Baghouse | Yes | Yes | Yes |  |  | Yes | Yes
Shawnee | 1379 | 5 | 921 | Kentucky | McCracken County | 7900 Metropolis Lake Rd | West Paducah | 1954 | 134 | 11200 | 1527 | 799 | 917259 | 8745801 | 808954 | Dry bottom wall-fired boiler | Low NOx Burner Technology (Dry Bottom only) |  | Baghouse | Yes | Yes | Yes |  |  | Yes | Yes
Shawnee | 1379 | 6 | 922 | Kentucky | McCracken County | 7900 Metropolis Lake Rd | West Paducah | 1954 | 134 | 11190 | 2126 | 1043 | 906153 | 8639911 | 793536 | Dry bottom wall-fired boiler | Low NOx Burner Technology (Dry Bottom only) |  | Baghouse | Yes | Yes | Yes |  |  | Yes | Yes
Shawnee | 1379 | 7 | 923 | Kentucky | McCracken County | 7900 Metropolis Lake Rd | West Paducah | 1954 | 134 | 11178 | 1443 | 698 | 623002 | 5940132 | 537544 | Dry bottom wall-fired boiler | Low NOx Burner Technology (Dry Bottom only) |  | Baghouse | Yes | Yes | Yes |  |  | Yes | Yes
Shawnee | 1379 | 8 | 924 | Kentucky | McCracken County | 7900 Metropolis Lake Rd | West Paducah | 1955 | 134 | 11225 | 1955 | 953 | 840151 | 8010592 | 730634 | Dry bottom wall-fired boiler | Low NOx Burner Technology (Dry Bottom only) |  | Baghouse | Yes | Yes | Yes |  |  | Yes | Yes
Shawnee | 1379 | 9 | 925 | Kentucky | McCracken County | 7900 Metropolis Lake Rd | West Paducah | 1955 | 134 | 11187 | 1827 | 881 | 773728 | 7377264 | 676706 | Dry bottom wall-fired boiler | Low NOx Burner Technology (Dry Bottom only) |  | Baghouse | Yes | Yes | Yes |  |  | Yes | Yes
Trimble County | 6071 | 1 | 2737 | Kentucky | Trimble County | 487 Corn Creek Road | Bedford | 1990 | 511 | 10039 | 2068 | 1137 | 3494867 | 34063034 | 3812767 | Tangentially-fired | Low NOx Burner Technology w/ Closed-coupled OFA, Selective Catalytic Reduction | Wet Limestone | Baghouse, Electrostatic Precipitator, Wet Scrubber | Yes | Yes | Yes |  |  | Yes | Yes
Trimble County | 6071 | 2 | 90433 | Kentucky | Trimble County | 487 Corn Creek Road | Bedford | 2010 | 732 | 9716 | 1436 | 767 | 4693267 | 44748950 | 5274842 | Dry bottom wall-fired boiler | Selective Catalytic Reduction | Wet Limestone | Baghouse, Electrostatic Precipitator, Wet ESP, Wet Scrubber |  | Yes | Yes |  |  | Yes | Yes
Big Cajun 2 | 6055 | 2B1 | 2724 | Louisiana | Pointe Coupee Parish | 10431 Cajun 2 Road Hwy 981 | New Roads | 1980 | 568 | 10438 | 1276 | 489 | 790278 | 7595228 | 726181 | Dry bottom wall-fired boiler | Low NOx Burner Technology w/ Overfire Air, Selective Non-catalytic Reduction | Dry Sorbent Injection | Electrostatic Precipitator |  | Yes |  |  |  | Yes
Big Cajun 2 | 6055 | 2B3 | 2726 | Louisiana | Pointe Coupee Parish | 10431 Cajun 2 Road Hwy 981 | New Roads | 1984 | 580 | 10438 | 8287 | 1881 | 3130903 | 29894472 | 2893800 | Dry bottom wall-fired boiler | Low NOx Burner Technology w/ Overfire Air, Selective Non-catalytic Reduction |  | Electrostatic Precipitator |  | Yes |  |  |  | Yes
Brame Energy Center | 6190 | 2 | 2837 | Louisiana | Rapides Parish | 275 Rodemacher Rd | Lena | 1982 | 493 | 10691 | 3679 | 2963 | 2941055 | 28042118 | 2678499 | Dry bottom wall-fired boiler | Low NOx Burner Technology w/ Overfire Air, Selective Non-catalytic Reduction |  | Baghouse, Electrostatic Precipitator |  | Yes |  |  |  | Yes
R S Nelson | 1393 | 6 | 950 | Louisiana | Calcasieu Parish | 3500 Houston River Road | Westlake | 1982 | 550 | 11854 | 6209 | 2344 | 2650639 | 25273028 | 2179774 | Tangentially-fired | Low NOx Burner Technology w/ Separated OFA |  | Electrostatic Precipitator |  | Yes |  |  |  | Yes
AES Warrior Run | 10678 | 001 | 3575 | Maryland | Allegany County | 11600 Mexico Farms Rd S.E. | Cumberland | 2000 | 180 | 8909 | 1194 | 555 | 1537259 | 14986552 | 1259383 | Circulating fluidized bed boiler | Ammonia Injection, Selective Non-catalytic Reduction | Fluidized Bed Limestone Injection | Baghouse | Yes |  | Yes |  |  | Yes | Yes
Brandon Shores | 602 | 1 | 395 | Maryland | Anne Arundel County | 1000 Brandon Shores Rd | Baltimore | 1984 | 635 | 11282 | 549 | 508 | 1174050 | 11442974 | 1141789 | Dry bottom wall-fired boiler | Low NOx Burner Technology w/ Overfire Air, Selective Catalytic Reduction | Wet Lime FGD | Cyclone, Baghouse | Yes | Yes | Yes |  |  | Yes | Yes
Brandon Shores | 602 | 2 | 396 | Maryland | Anne Arundel County | 1000 Brandon Shores Rd | Baltimore | 1991 | 638 | 11154 | 496 | 555 | 1251983 | 12202574 | 1279226 | Dry bottom wall-fired boiler | Low NOx Burner Technology w/ Overfire Air, Selective Catalytic Reduction | Wet Limestone | Cyclone, Baghouse | Yes | Yes | Yes |  |  | Yes | Yes
Herbert A Wagner | 1554 | 3 | 1009 | Maryland | Anne Arundel County | 1000 Brandon Shores Rd | Baltimore | 1966 | 305 | 10767 | 457 | 41 | 150661 | 1468424 | 114709 | Dry bottom wall-fired boiler | Low NOx Burner Technology w/ Overfire Air, Selective Catalytic Reduction |  | Electrostatic Precipitator | Yes | Yes | Yes |  |  | Yes | Yes
Morgantown | 1573 | 1 | 1065 | Maryland | Charles County | 1620 Crain Highway | Newburg | 1970 | 596 | 10254 | 382 | 191 | 849380 | 8278569 | 821430 | Tangentially-fired | Low NOx Burner Technology w/ Closed-coupled/Separated OFA, Ammonia Injection, Selective Catalytic Reduction | Wet Limestone | Electrostatic Precipitator | Yes | Yes | Yes |  |  | Yes | Yes
Morgantown | 1573 | 2 | 1066 | Maryland | Charles County | 1620 Crain Highway | Newburg | 1971 | 609 | 10170 | 343 | 129 | 533409 | 5198902 | 525746 | Tangentially-fired | Low NOx Burner Technology w/ Closed-coupled/Separated OFA, Ammonia Injection, Selective Catalytic Reduction | Wet Limestone | Electrostatic Precipitator | Yes | Yes | Yes |  |  | Yes | Yes
Belle River | 6034 | 1 | 2695 | Michigan | St. Clair County | E China Township | Saint Clair Haven | 1984 | 635 | 10336 | 8213 | 2941 | 3011256 | 28711481 | 3057613 | Dry bottom wall-fired boiler | Low NOx Burner Technology (Dry Bottom only) |  | Electrostatic Precipitator | Yes | Yes | Yes |  |  | Yes | Yes
Belle River | 6034 | 2 | 2696 | Michigan | St. Clair County | E China Township | Saint Clair Haven | 1985 | 635 | 10284 | 12376 | 4314 | 4366490 | 41633171 | 4169944 | Dry bottom wall-fired boiler | Low NOx Burner Technology (Dry Bottom only) |  | Electrostatic Precipitator | Yes | Yes | Yes |  |  | Yes | Yes
Dan E Karn | 1702 | 1 | 1153 | Michigan | Bay County | 2742 N Weadock Hwy | Essexville | 1956 |  |  | 440 | 486 | 1668054 | 15904389 | 1527211 | Tangentially-fired | Selective Catalytic Reduction | Dry Lime FGD | Baghouse | Yes | Yes | Yes |  |  | Yes | Yes
Dan E Karn | 1702 | 2 | 1154 | Michigan | Bay County | 2742 N Weadock Hwy | Essexville | 1956 |  |  | 482 | 514 | 1771458 | 16890319 | 1663738 | Dry bottom wall-fired boiler | Low NOx Burner Technology w/ Overfire Air, Selective Catalytic Reduction | Dry Lime FGD | Baghouse | Yes | Yes | Yes |  |  | Yes | Yes
Erickson | 1832 | 1 | 1221 | Michigan | Eaton County | 3725 Canal Rd | Lansing | 1972 | 154 | 11013 | 2756 | 788 | 1107167 | 10556538 | 849235 | Dry bottom wall-fired boiler | Low NOx Burner Technology w/ Overfire Air |  | Electrostatic Precipitator | Yes | Yes | Yes |  |  | Yes | Yes
J H Campbell | 1710 | 1 | 1157 | Michigan | Ottawa County | 17000 Croswell St | West Olive | 1962 | 260 | 10347 | 2007 | 1224 | 1550275 | 14781386 | 1463751 | Tangentially-fired | Low NOx Burner Technology w/ Closed-coupled/Separated OFA | Dry Sorbent Injection | Baghouse | Yes | Yes | Yes |  |  | Yes | Yes
J H Campbell | 1710 | 2 | 1158 | Michigan | Ottawa County | 17000 Croswell St | West Olive | 1967 | 348 | 10428 | 2145 | 466 | 1689436 | 16108291 | 1649495 | Cell burner boiler | Low NOx Cell Burner, Selective Catalytic Reduction | Dry Sorbent Injection | Baghouse | Yes | Yes | Yes |  |  | Yes | Yes
J H Campbell | 1710 | 3 | 1159 | Michigan | Ottawa County | 17000 Croswell St | West Olive | 1980 | 838 | 10264 | 1369 | 1337 | 5290258 | 50441037 | 5152878 | Dry bottom wall-fired boiler | Low NOx Burner Technology w/ Overfire Air, Selective Catalytic Reduction | Dry Lime FGD | Baghouse | Yes | Yes | Yes |  |  | Yes | Yes
Monroe | 1733 | 1 | 1182 | Michigan | Monroe County | 3500 Front St | Monroe | 1971 | 758 | 10181 | 1101 | 1307 | 4995615 | 47631725 | 4928345 | Cell burner boiler | Low NOx Cell Burner, Selective Catalytic Reduction | Wet Limestone | Electrostatic Precipitator | Yes | Yes | Yes |  |  | Yes | Yes
Monroe | 1733 | 2 | 1183 | Michigan | Monroe County | 3500 Front St | Monroe | 1972 | 773 | 10223 | 793 | 985 | 3137169 | 29911967 | 3234089 | Cell burner boiler | Low NOx Cell Burner, Selective Catalytic Reduction | Wet Limestone | Electrostatic Precipitator | Yes | Yes | Yes |  |  | Yes | Yes
Monroe | 1733 | 3 | 1184 | Michigan | Monroe County | 3500 Front St | Monroe | 1973 | 773 | 10180 | 800 | 1293 | 4146532 | 39514477 | 4176623 | Cell burner boiler | Low NOx Cell Burner, Selective Catalytic Reduction | Wet Limestone | Electrostatic Precipitator | Yes | Yes | Yes |  |  | Yes | Yes
Monroe | 1733 | 4 | 1185 | Michigan | Monroe County | 3500 Front St | Monroe | 1974 | 762 | 10154 | 888 | 1314 | 4010700 | 38220064 | 4248427 | Cell burner boiler | Low NOx Cell Burner, Selective Catalytic Reduction | Wet Limestone | Electrostatic Precipitator | Yes | Yes | Yes |  |  | Yes | Yes
St. Clair | 1743 | 2 | 1190 | Michigan | St. Clair County | E China Township | Saint Clair Haven | 1953 |  |  | 755 | 375 | 242274 | 2310004 | 217089 | Dry bottom wall-fired boiler | Low NOx Cell Burner |  | Electrostatic Precipitator | Yes | Yes | Yes |  |  | Yes | Yes
St. Clair | 1743 | 3 | 1191 | Michigan | St. Clair County | E China Township | Saint Clair Haven | 1954 |  |  | 440 | 270 | 173433 | 1653619 | 156670 | Dry bottom wall-fired boiler | Low NOx Cell Burner |  | Electrostatic Precipitator | Yes | Yes | Yes |  |  | Yes | Yes
St. Clair | 1743 | 6 | 1194 | Michigan | St. Clair County | E China Township | Saint Clair Haven | 1961 |  |  | 2121 | 430 | 567788 | 5413688 | 578253 | Tangentially-fired | Low NOx Burner Technology w/ Separated OFA |  | Electrostatic Precipitator | Yes | Yes | Yes |  |  | Yes | Yes
St. Clair | 1743 | 7 | 1195 | Michigan | St. Clair County | E China Township | Saint Clair Haven | 1969 |  |  | 2957 | 686 | 882410 | 8413536 | 869177 | Tangentially-fired | Low NOx Burner Technology w/ Separated OFA |  | Electrostatic Precipitator | Yes | Yes | Yes |  |  | Yes | Yes
TES Filer City Station | 50835 | 1 | 90183 | Michigan | Manistee County | 700 Mee St | Filer City | 1990 | 30 | 10883 | 129 | 656 |  | 3260369 |  | Stoker |  | Dry Lime FGD | Baghouse |  |  | Yes |  |  | Yes | Yes
TES Filer City Station | 50835 | 2 | 90184 | Michigan | Manistee County | 700 Mee St | Filer City | 1990 | 30 | 10883 | 130 | 550 |  | 3057075 |  | Stoker |  | Dry Lime FGD | Baghouse |  |  | Yes |  |  | Yes | Yes
Trenton Channel | 1745 | 9A | 1200 | Michigan | Wayne County | 4695 Jefferson Ave W. | Trenton | 1967 |  |  | 2428 | 504 | 682270 | 6505256 |  | Tangentially-fired | Low NOx Burner Technology w/ Separated OFA |  | Electrostatic Precipitator | Yes | Yes | Yes |  |  | Yes | Yes
Allen S King | 1915 | 1 | 1248 | Minnesota | Washington County | 1103 King Plant Rd | Oak Park Heights | 1968 | 511 | 9792 | 739 | 636 | 1383768 | 13193817 | 1327411 | Cyclone boiler | Overfire Air, Selective Catalytic Reduction | Dry Lime FGD | Baghouse, Electrostatic Precipitator |  | Yes | Yes |  |  |  |  | Yes
Boswell Energy Center | 1893 | 3 | 1233 | Minnesota | Itasca County | 1200 NW 3rd St | Cohasset | 1973 | 364 | 10599 | 188 | 723 | 2604917 | 24997481 | 2340487 | Tangentially-fired | Low NOx Burner Technology w/ Separated OFA, Ammonia Injection, Selective Catalytic Reduction | Wet Limestone | Baghouse |  | Yes | Yes |  |  |  |  | Yes
Boswell Energy Center | 1893 | 4 | 1234 | Minnesota | Itasca County | 1200 NW 3rd St | Cohasset | 1980 | 584 | 10639 | 417 | 1755 | 3273047 | 31410699 | 3257419 | Tangentially-fired | Selective Non-catalytic Reduction, Low NOx Burner Technology w/ Closed-coupled/Separated OFA | Dry Sorbent Injection | Baghouse |  | Yes | Yes |  |  |  |  | Yes
Sherburne County | 6090 | 1 | 2767 | Minnesota | Sherburne County | 13999 Industrial Blvd | Becker | 1976 | 680 | 10055 | 416 | 2475 | 3955004 | 37709815 | 3574083 | Tangentially-fired | Low NOx Burner Technology w/ Closed-coupled/Separated OFA | Wet Limestone | Wet ESP, Wet Scrubber |  | Yes | Yes |  |  |  |  | Yes
Sherburne County | 6090 | 2 | 2768 | Minnesota | Sherburne County | 13999 Industrial Blvd | Becker | 1977 |  |  | 359 | 2071 | 3416087 | 32571394 | 3101153 | Tangentially-fired | Low NOx Burner Technology w/ Closed-coupled/Separated OFA | Wet Limestone | Wet ESP, Wet Scrubber |  | Yes | Yes |  |  |  |  | Yes
Sherburne County | 6090 | 3 | 2769 | Minnesota | Sherburne County | 13999 Industrial Blvd | Becker | 1987 | 876 | 10018 | 3085 | 2706 | 4106094 | 39172476 | 4027557 | Dry bottom wall-fired boiler | Low NOx Burner Technology (Dry Bottom only) | Dry Lime FGD | Baghouse |  | Yes | Yes |  |  |  |  | Yes
Daniel Electric Generating Plant | 6073 | 1 | 2744 | Mississippi | Jackson County | 13201 Highway 63 | Escatawpa | 1977 | 502 | 11194 | 132 | 2160 | 1456510 | 14195995 | 1377640 | Tangentially-fired |  | Wet Limestone | Electrostatic Precipitator |  | Yes |  |  | Yes
Daniel Electric Generating Plant | 6073 | 2 | 2745 | Mississippi | Jackson County | 13201 Highway 63 | Escatawpa | 1981 | 502 | 11081 | 154 | 2563 | 1941155 | 18919624 | 1689383 | Tangentially-fired |  |  | Electrostatic Precipitator |  | Yes |  |  | Yes
Red Hills Generation Facility | 55076 | AA001 | 3856 | Mississippi | Choctaw County | Route 2 Box 31 Pensacola Rd. | Ackerman | 2001 | 220 | 11206 | 1639 | 890 | 1823824 | 16769689 |  | Circulating fluidized bed boiler | Other | Fluidized Bed Limestone Injection | Baghouse |  | Yes |  |  | Yes
Red Hills Generation Facility | 55076 | AA002 | 3857 | Mississippi | Choctaw County | Route 2 Box 31 Pensacola Rd. | Ackerman | 2001 | 220 | 11206 | 1244 | 942 | 1903804 | 17501505 |  | Circulating fluidized bed boiler | Other | Fluidized Bed Limestone Injection | Baghouse |  | Yes |  |  | Yes
Hawthorn | 2079 | 5A | 1315 | Missouri | Jackson County |  | Kansas City | 2001 | 564 | 10285 | 1352 | 1170 | 3405038 | 32641184 | 3335819 | Dry bottom wall-fired boiler | Low NOx Burner Technology w/ Overfire Air, Selective Catalytic Reduction | Dry Lime FGD | Baghouse |  | Yes | Yes |  | Yes |  | Yes
Iatan | 6065 | 1 | 2733 | Missouri | Platte County | 20250 Hwy 45 N | Weston | 1980 | 700 | 9632 | 123 | 535 | 1813178 | 17288161 | 1957115 | Dry bottom wall-fired boiler | Low NOx Burner Technology w/ Overfire Air, Overfire Air, Selective Catalytic Reduction | Wet Lime FGD | Baghouse |  | Yes | Yes |  | Yes |  | Yes
Iatan | 6065 | 2 | 2732 | Missouri | Platte County | 20250 Hwy 45 N | Weston | 2010 | 882 | 9502 | 264 | 954 | 4059779 | 38708799 | 4434354 | Dry bottom wall-fired boiler | Low NOx Burner Technology w/ Overfire Air, Overfire Air, Selective Catalytic Reduction | Wet Lime FGD | Baghouse |  | Yes | Yes |  | Yes |  | Yes
John Twitty Energy Center | 6195 | 1 | 2843 | Missouri | Greene County | 5050 W Farm Road 164 | Springfield | 1976 | 184 | 10328 | 2545 | 651 | 1181199 | 11401408 | 1195221 | Dry bottom wall-fired boiler | Other, Selective Catalytic Reduction |  | Baghouse |  | Yes | Yes |  | Yes |  | Yes
John Twitty Energy Center | 6195 | 2 | 90438 | Missouri | Greene County | 5050 W Farm Road 164 | Springfield | 2010 | 275 | 10188 | 607 | 523 | 1493091 | 14306926 | 1604452 | Dry bottom wall-fired boiler | Selective Catalytic Reduction | Fluidized Bed Limestone Injection | Baghouse |  | Yes | Yes |  | Yes |  | Yes
Labadie | 2103 | 1 | 1328 | Missouri | Franklin County | 226 Labadie Power Plant Road | Labadie | 1970 | 593 | 10396 | 11113 | 1961 | 4406407 | 42013762 | 4410494 | Tangentially-fired | Low NOx Burner Technology w/ Closed-coupled/Separated OFA |  | Electrostatic Precipitator | Yes | Yes | Yes |  | Yes |  | Yes
Labadie | 2103 | 2 | 1329 | Missouri | Franklin County | 226 Labadie Power Plant Road | Labadie | 1971 | 593 | 10397 | 10099 | 1761 | 4005825 | 38194359 | 4065312 | Tangentially-fired | Low NOx Burner Technology w/ Closed-coupled/Separated OFA |  | Electrostatic Precipitator | Yes | Yes | Yes |  | Yes |  | Yes
Labadie | 2103 | 3 | 1330 | Missouri | Franklin County | 226 Labadie Power Plant Road | Labadie | 1972 | 593 | 10427 | 12062 | 2104 | 4667876 | 44506842 | 4536795 | Tangentially-fired | Low NOx Burner Technology w/ Closed-coupled/Separated OFA |  | Electrostatic Precipitator | Yes | Yes | Yes |  | Yes |  | Yes
Labadie | 2103 | 4 | 1331 | Missouri | Franklin County | 226 Labadie Power Plant Road | Labadie | 1973 | 593 | 10397 | 10992 | 1937 | 4266145 | 40676402 | 4290362 | Tangentially-fired | Low NOx Burner Technology w/ Closed-coupled/Separated OFA |  | Electrostatic Precipitator | Yes | Yes | Yes |  | Yes |  | Yes
Meramec | 2104 | 3 | 1334 | Missouri | St. Louis County | 8200 Fine Rd | St Louis | 1958 |  |  | 102 | 39 | 45738 | 436097 | 38813 | Dry bottom wall-fired boiler | Low NOx Burner Technology w/ Overfire Air |  | Electrostatic Precipitator | Yes | Yes | Yes |  | Yes |  | Yes
Meramec | 2104 | 4 | 1335 | Missouri | St. Louis County | 8200 Fine Rd | St Louis | 1961 |  |  | 206 | 53 | 92122 | 878367 | 86808 | Dry bottom wall-fired boiler | Low NOx Burner Technology w/ Overfire Air |  | Electrostatic Precipitator | Yes | Yes | Yes |  | Yes |  | Yes
New Madrid Power Plant | 2167 | 1 | 1357 | Missouri | New Madrid County | 41 St. Jude Industrial Park | New Madrid | 1972 | 579 | 9859 | 7045 | 6975 | 3869113 | 36890840 | 4120217 | Cyclone boiler | Selective Catalytic Reduction, Overfire Air |  | Electrostatic Precipitator | Yes | Yes | Yes |  | Yes |  | Yes
New Madrid Power Plant | 2167 | 2 | 1358 | Missouri | New Madrid County | 41 St. Jude Industrial Park | New Madrid | 1977 | 575 | 9814 | 6717 | 8451 | 3590739 | 34236732 | 3940233 | Cyclone boiler | Selective Catalytic Reduction, Overfire Air |  | Electrostatic Precipitator | Yes | Yes | Yes |  | Yes |  | Yes
Rush Island | 6155 | 1 | 2813 | Missouri | Jefferson County | 100 Big Hollow Road | Festus | 1976 | 589 | 10226 | 6059 | 1095 | 2623608 | 25015292 | 2698561 | Tangentially-fired | Low NOx Burner Technology w/ Closed-coupled/Separated OFA |  | Electrostatic Precipitator | Yes | Yes | Yes |  | Yes |  | Yes
Rush Island | 6155 | 2 | 2814 | Missouri | Jefferson County | 100 Big Hollow Road | Festus | 1977 | 589 | 10149 | 5681 | 951 | 2339240 | 22303918 | 2552604 | Tangentially-fired | Low NOx Burner Technology w/ Closed-coupled/Separated OFA |  | Electrostatic Precipitator | Yes | Yes | Yes |  | Yes |  | Yes
Sikeston | 6768 | 1 | 2907 | Missouri | Scott County | 1551 West Wakefield St | Sikeston | 1981 | 240 | 10648 | 4792 | 867 | 1777685 | 16949701 | 1663003 | Dry bottom wall-fired boiler | Low NOx Burner Technology (Dry Bottom only) |  | Electrostatic Precipitator | Yes | Yes | Yes |  | Yes |  | Yes
Sioux | 2107 | 1 | 1336 | Missouri | St. Charles County | 8501 N State Route 94 | West Alton | 1967 | 487 | 11127 | 687 | 2115 | 1767939 | 16856788 | 1743246 | Cyclone boiler | Overfire Air, Other | Wet Limestone | Wet Scrubber, Electrostatic Precipitator | Yes | Yes | Yes |  | Yes |  | Yes
Sioux | 2107 | 2 | 1337 | Missouri | St. Charles County | 8501 N State Route 94 | West Alton | 1968 | 487 | 11339 | 989 | 2844 | 2446602 | 23327648 | 2249858 | Cyclone boiler | Overfire Air, Other | Wet Limestone | Wet Scrubber, Electrostatic Precipitator | Yes | Yes | Yes |  | Yes |  | Yes
Thomas Hill Energy Center | 2168 | MB1 | 1359 | Missouri | Randolph County | 5693 Highway F | Clifton Hill | 1966 | 165 | 9907 | 2240 | 2559 | 1301063 | 12405441 | 1182159 | Cyclone boiler | Overfire Air, Selective Catalytic Reduction |  | Electrostatic Precipitator |  | Yes | Yes |  | Yes |  | Yes
Thomas Hill Energy Center | 2168 | MB2 | 1360 | Missouri | Randolph County | 5693 Highway F | Clifton Hill | 1969 | 270 | 9930 | 3718 | 4098 | 2225194 | 21216622 | 2154171 | Cyclone boiler | Overfire Air, Selective Catalytic Reduction |  | Electrostatic Precipitator |  | Yes | Yes |  | Yes |  | Yes
Thomas Hill Energy Center | 2168 | MB3 | 1361 | Missouri | Randolph County | 5693 Highway F | Clifton Hill | 1982 | 699 | 9903 | 7575 | 3664 | 4163600 | 39701283 | 4007441 | Dry bottom wall-fired boiler | Overfire Air, Low NOx Burner Technology (Dry Bottom only), Selective Catalytic Reduction |  | Electrostatic Precipitator |  | Yes | Yes |  | Yes |  | Yes
Colstrip | 6076 | 3 | 2752 | Montana | Rosebud County | 1 Warehouse Road | Colstrip | 1984 | 740 | 10791 | 2419 | 4152 | 5675664 | 54122079 | 5831622 | Tangentially-fired | Low NOx Burner Technology w/ Closed-coupled/Separated OFA | Wet Lime FGD | Wet Scrubber |  | Yes
Colstrip | 6076 | 4 | 2753 | Montana | Rosebud County | 1 Warehouse Road | Colstrip | 1986 | 740 | 10803 | 2505 | 4635 | 6067731 | 57866816 | 6116235 | Tangentially-fired | Low NOx Burner Technology w/ Closed-coupled/Separated OFA | Wet Lime FGD | Wet Scrubber |  | Yes
Hardin Generating Station | 55749 | U1 | 9114 | Montana | Big Horn County | Rt 1 Bx 1144A Sugar Factory Rd | Hardin | 2006 | 107 | 12466 | 232 | 281 | 796910 | 7612738 | 565373 | Dry bottom wall-fired boiler | Low NOx Burner Technology (Dry Bottom only), Selective Catalytic Reduction | Dry Lime FGD | Baghouse |  | Yes
Gerald Gentleman Station | 6077 | 1 | 2754 | Nebraska | Lincoln County | 6089 South Hwy 25 | Sutherland | 1979 | 665 | 10041 | 10127 | 3684 | 3741177 | 35671060 | 3857356 | Dry bottom wall-fired boiler | Low NOx Burner Technology w/ Overfire Air |  | Baghouse |  | Yes | Yes |  |  |  |  | Yes
Gerald Gentleman Station | 6077 | 2 | 2755 | Nebraska | Lincoln County | 6089 South Hwy 25 | Sutherland | 1982 | 700 | 10068 | 11101 | 2950 | 4055242 | 38665551 | 4100418 | Dry bottom wall-fired boiler | Low NOx Burner Technology w/ Overfire Air |  | Baghouse |  | Yes | Yes |  |  |  |  | Yes
Gerald Whelan Energy Center | 60 | 1 | 57 | Nebraska | Adams County | 4520 East South St. | Hastings | 1981 | 77 | 12708 | 2051 | 470 | 511218 | 4874301 | 482314 | Tangentially-fired | Overfire Air |  | Electrostatic Precipitator |  | Yes | Yes |  |  |  |  | Yes
Gerald Whelan Energy Center | 60 | 2 | 90669 | Nebraska | Adams County | 4520 East South St. | Hastings | 2010 | 232 | 12132 | 619 | 488 | 1190164 | 11347894 | 1249945 | Dry bottom wall-fired boiler | Selective Catalytic Reduction | Dry Lime FGD |  |  | Yes | Yes |  |  |  |  | Yes
Lon D Wright Power Plant | 2240 | 8 | 1371 | Nebraska | Dodge County | 2701 East 1st Street | Fremont | 1976 | 82 | 12240 | 585 | 386 | 341572 | 3431077 | 328829 | Dry bottom wall-fired boiler | Low NOx Burner Technology (Dry Bottom only) | Wet Limestone | Baghouse, Electrostatic Precipitator |  | Yes | Yes |  |  |  |  | Yes
Nebraska City Station | 6096 | 1 | 2775 | Nebraska | Otoe County | 7264 L Road | Nebraska City | 1979 | 654 | 9818 | 8378 | 3368 | 3592891 | 34301906 | 3683761 | Dry bottom wall-fired boiler | Low NOx Burner Technology w/ Overfire Air |  | Electrostatic Precipitator |  | Yes | Yes |  |  |  |  | Yes
Nebraska City Station | 6096 | 2 | 90278 | Nebraska | Otoe County | 7264 L Road | Nebraska City | 2008 | 691 | 10016 | 1822 | 1232 | 3991413 | 38094369 | 4082615 | Dry bottom wall-fired boiler | Selective Catalytic Reduction | Dry Lime FGD | Baghouse |  | Yes | Yes |  |  |  |  | Yes
North Omaha Station | 2291 | 4 | 1384 | Nebraska | Douglas County | 7475 Pershing Drive | Omaha | 1963 | 120 | 10592 | 2164 | 1095 | 776629 | 7415153 | 677238 | Tangentially-fired |  |  | Electrostatic Precipitator |  | Yes | Yes |  |  |  |  | Yes
North Omaha Station | 2291 | 5 | 1385 | Nebraska | Douglas County | 7475 Pershing Drive | Omaha | 1968 | 216 | 10811 | 3315 | 1799 | 1243832 | 11872536 | 1182383 | Dry bottom wall-fired boiler | Low NOx Burner Technology (Dry Bottom only) |  | Electrostatic Precipitator |  | Yes | Yes |  |  |  |  | Yes
Platte | 59 | 1 | 56 | Nebraska | Hall County | 1035 W Wildwood Drive | Grand Island | 1982 | 100 | 11578 | 452 | 534 | 602654 | 5746158 | 492679 | Tangentially-fired | Low NOx Burner Technology w/ Closed-coupled/Separated OFA | Dry Lime FGD | Baghouse, Electrostatic Precipitator |  | Yes | Yes |  |  |  |  | Yes
Sheldon | 2277 | 1 | 1379 | Nebraska | Lancaster County | 4500 West Pella Rd | Hallam | 1968 | 104 | 11681 | 1527 | 1440 | 568355 | 5419141 | 519184 | Cyclone boiler | Overfire Air |  | Baghouse |  | Yes | Yes |  |  |  |  | Yes
Sheldon | 2277 | 2 | 1380 | Nebraska | Lancaster County | 4500 West Pella Rd | Hallam | 1961 | 115 | 11706 | 1791 | 1457 | 669299 | 6381584 | 613761 | Cyclone boiler | Overfire Air |  | Baghouse |  | Yes | Yes |  |  |  |  | Yes
North Valmy | 8224 | 1 | 3473 | Nevada | Humboldt County | I 80 Stonehouse Exit | Valmy | 1981 | 254 | 11355 | 2722 | 1028 | 754488 | 7193833 | 709221 | Dry bottom wall-fired boiler | Low NOx Burner Technology (Dry Bottom only) |  | Baghouse |  | Yes
North Valmy | 8224 | 2 | 3474 | Nevada | Humboldt County | I 80 Stonehouse Exit | Valmy | 1985 | 268 | 11179 | 736 | 1241 | 994714 | 9484308 | 943747 | Dry bottom wall-fired boiler | Low NOx Burner Technology (Dry Bottom only) | Dry Lime FGD | Baghouse |  | Yes
TS Power Plant | 56224 | 001 | 89529 | Nevada | Eureka County |  | Dunphy | 2008 | 218 | 10573 | 174 | 315 | 1399009 | 13350491 | 1456563 | Dry bottom wall-fired boiler | Low NOx Burner Technology w/ Overfire Air, Selective Catalytic Reduction | Dry Lime FGD | Baghouse |  | Yes
Merrimack | 2364 | 1 | 1417 | New Hampshire | Merrimack County | 97 River Rd | South Bow | 1960 | 108 | 11390 | 46 | 159 | 150719 | 1468998 | 143168 | Cyclone boiler | Selective Catalytic Reduction | Wet Lime FGD | Electrostatic Precipitator |  | Yes
Merrimack | 2364 | 2 | 1418 | New Hampshire | Merrimack County | 97 River Rd | South Bow | 1968 | 330 | 10988 | 65 | 259 | 212738 | 2073470 | 202594 | Cyclone boiler | Selective Catalytic Reduction | Wet Lime FGD | Electrostatic Precipitator |  | Yes
Carneys Point | 10566 | 1001 | 3554 | New Jersey | Salem County | 500 Shell Rd | Carneys Point | 1994 | 122 | 10097 | 162 | 146 | 243651 | 2375348 |  | Dry bottom wall-fired boiler | Selective Catalytic Reduction | Dry Lime FGD | Baghouse | Yes |  | Yes |  |  | Yes | Yes
Carneys Point | 10566 | 1002 | 3555 | New Jersey | Salem County | 500 Shell Rd | Carneys Point | 1994 | 122 | 10097 | 156 | 139 | 230016 | 2242546 |  | Dry bottom wall-fired boiler | Selective Catalytic Reduction | Dry Lime FGD | Baghouse | Yes |  | Yes |  |  | Yes | Yes
Logan Generating Plant | 10043 | 1001 | 3524 | New Jersey | Gloucester County | 76 Route 130 | Swedesboro | 1994 | 219 | 11837 | 165 | 158 | 263170 | 2573896 |  | Dry bottom wall-fired boiler | Low NOx Burner Technology w/ Overfire Air, Selective Catalytic Reduction | Dry Lime FGD | Baghouse | Yes |  | Yes |  |  | Yes | Yes
Four Corners Steam Elec Station | 2442 | 4 | 1584 | New Mexico | San Juan County | End of County Rd 6675 | Fruitland | 1969 | 770 | 9771 | 1034 | 1735 | 5179554 | 50482994 | 5530418 | Cell burner boiler | Low NOx Cell Burner, Selective Catalytic Reduction | Wet Lime FGD | Baghouse |  | Yes
Four Corners Steam Elec Station | 2442 | 5 | 1585 | New Mexico | San Juan County | End of County Rd 6675 | Fruitland | 1970 | 770 | 9766 | 1079 | 1788 | 5549451 | 54088190 | 5535850 | Cell burner boiler | Low NOx Cell Burner, Selective Catalytic Reduction | Wet Lime FGD | Baghouse |  | Yes
San Juan | 2451 | 1 | 1596 | New Mexico | San Juan County | 6800 County Road North | Waterflow | 1976 | 340 | 11292 | 86 | 1287 | 1228065 | 11709221 | 1057844 | Dry bottom wall-fired boiler | Selective Non-catalytic Reduction, Low NOx Burner Technology w/ Overfire Air | Wet Limestone | Wet Scrubber, Baghouse |  | Yes
San Juan | 2451 | 4 | 1599 | New Mexico | San Juan County | 6800 County Road North | Waterflow | 1982 | 507 | 10884 | 518 | 3049 | 2838713 | 27068733 | 2444446 | Dry bottom wall-fired boiler | Low NOx Burner Technology w/ Overfire Air | Wet Limestone | Wet Scrubber, Baghouse, Electrostatic Precipitator |  | Yes
Belews Creek | 8042 | 1 | 3433 | North Carolina | Stokes County | 3195 Pine Hall Road | Belews Creek | 1974 | 1110 | 9185 | 1128 | 3767 | 3783910 | 52035293 | 5791605 | Cell burner boiler | Low NOx Cell Burner, Overfire Air, Selective Catalytic Reduction | Wet Limestone | Electrostatic Precipitator, Wet Scrubber | Yes | Yes | Yes |  |  |  | Yes
Belews Creek | 8042 | 2 | 3434 | North Carolina | Stokes County | 3195 Pine Hall Road | Belews Creek | 1975 | 1110 | 9203 | 853 | 2280 | 2705921 | 36025292 | 4071388 | Cell burner boiler | Low NOx Cell Burner, Overfire Air, Selective Catalytic Reduction | Wet Limestone | Electrostatic Precipitator, Wet Scrubber | Yes | Yes | Yes |  |  |  | Yes
Cliffside | 2721 | 5 | 1857 | North Carolina | Cleveland County | Duke Power Rd #1002 | Cliffside | 1972 | 544 | 9385 | 114 | 520 | 581085 | 7516216 | 711417 | Tangentially-fired | Low NOx Burner Technology w/ Closed-coupled/Separated OFA, Selective Catalytic Reduction | Wet Lime FGD | Electrostatic Precipitator, Wet Scrubber | Yes | Yes | Yes |  |  |  | Yes
Cliffside | 2721 | 6 | 90414 | North Carolina | Cleveland County | Duke Power Rd #1002 | Cliffside | 2012 | 844 | 9090 | 341 | 1215 | 2791012 | 40437710 | 4761028 | Dry bottom wall-fired boiler | Low NOx Burner Technology w/ Overfire Air, Selective Catalytic Reduction | Wet Lime FGD | Baghouse, Wet Scrubber |  | Yes | Yes |  |  |  | Yes
G G Allen | 2718 | 1 | 1843 | North Carolina | Gaston County | 253 Plant Allen Rd | Belmont | 1957 | 162 | 10839 | 11 | 156 | 118741 | 1157327 | 102712 | Tangentially-fired | Low NOx Burner Technology w/ Closed-coupled/Separated OFA, Selective Non-catalytic Reduction | Wet Limestone | Electrostatic Precipitator, Wet Scrubber | Yes | Yes | Yes |  |  |  | Yes
G G Allen | 2718 | 5 | 1847 | North Carolina | Gaston County | 253 Plant Allen Rd | Belmont | 1961 | 259 | 10349 | 21 | 294 | 210029 | 2047083 | 183755 | Tangentially-fired | Low NOx Burner Technology w/ Closed-coupled/Separated OFA, Selective Non-catalytic Reduction | Wet Limestone | Electrostatic Precipitator, Wet Scrubber | Yes | Yes | Yes |  |  |  | Yes
Marshall | 2727 | 1 | 1861 | North Carolina | Catawba County | 8320 East Hwy 150 | Terrell | 1965 | 370 | 9477 | 322 | 823 | 712965 | 9055671 | 924562 | Tangentially-fired | Low NOx Burner Technology w/ Closed-coupled/Separated OFA, Selective Non-catalytic Reduction | Wet Lime FGD | Electrostatic Precipitator, Wet Scrubber | Yes | Yes | Yes |  |  |  | Yes
Marshall | 2727 | 2 | 1862 | North Carolina | Catawba County | 8320 East Hwy 150 | Terrell | 1966 | 370 | 9490 | 272 | 543 | 470079 | 5759840 | 603965 | Tangentially-fired | Low NOx Burner Technology w/ Closed-coupled/Separated OFA, Selective Non-catalytic Reduction | Wet Lime FGD | Electrostatic Precipitator, Wet Scrubber | Yes | Yes | Yes |  |  |  | Yes
Marshall | 2727 | 3 | 1863 | North Carolina | Catawba County | 8320 East Hwy 150 | Terrell | 1969 | 658 | 9344 | 633 | 1923 | 2461189 | 31606092 | 3334811 | Tangentially-fired | Low NOx Burner Technology w/ Closed-coupled/Separated OFA, Selective Catalytic Reduction | Wet Lime FGD | Electrostatic Precipitator, Wet Scrubber | Yes | Yes | Yes |  |  |  | Yes
Marshall | 2727 | 4 | 1864 | North Carolina | Catawba County | 8320 East Hwy 150 | Terrell | 1970 | 660 | 9300 | 448 | 3054 | 2131266 | 26721254 | 2870622 | Tangentially-fired | Low NOx Burner Technology w/ Closed-coupled/Separated OFA, Selective Non-catalytic Reduction | Wet Lime FGD | Electrostatic Precipitator, Wet Scrubber | Yes | Yes | Yes |  |  |  | Yes
Mayo | 6250 | 1A | 2871 | North Carolina | Person County | 10660 Boston Road | Roxboro | 1982 | 364 | 11143 | 489 | 530 | 780234 | 7614747 |  | Dry bottom wall-fired boiler | Low NOx Burner Technology (Dry Bottom only), Selective Catalytic Reduction | Wet Lime FGD | Wet Scrubber, Electrostatic Precipitator | Yes | Yes | Yes |  |  |  | Yes
Mayo | 6250 | 1B | 2872 | North Carolina | Person County | 10660 Boston Road | Roxboro | 1982 | 364 | 11143 | 444 | 475 | 726344 | 7086006 |  | Dry bottom wall-fired boiler | Low NOx Burner Technology (Dry Bottom only), Selective Catalytic Reduction | Wet Lime FGD | Wet Scrubber, Electrostatic Precipitator | Yes | Yes | Yes |  |  |  | Yes
Roxboro | 2712 | 1 | 1831 | North Carolina | Person County | 1700 Dunnaway Road | Semora | 1966 | 379 | 10245 | 415 | 700 | 1030137 | 10046377 | 1010636 | Dry bottom wall-fired boiler | Overfire Air, Low NOx Burner Technology (Dry Bottom only), Selective Catalytic Reduction | Wet Lime FGD | Electrostatic Precipitator, Wet Scrubber | Yes | Yes | Yes |  |  |  | Yes
Roxboro | 2712 | 2 | 1832 | North Carolina | Person County | 1700 Dunnaway Road | Semora | 1968 | 668 | 10393 | 1803 | 1490 | 2106597 | 20544188 | 2334980 | Tangentially-fired | Low NOx Burner Technology w/ Separated OFA, Overfire Air, Selective Catalytic Reduction | Wet Lime FGD | Electrostatic Precipitator, Wet Scrubber | Yes | Yes | Yes |  |  |  | Yes
Roxboro | 2712 | 3A | 1833 | North Carolina | Person County | 1700 Dunnaway Road | Semora | 1973 | 347 | 10296 | 477 | 937 | 977459 | 9533169 |  | Dry bottom wall-fired boiler | Low NOx Burner Technology (Dry Bottom only), Overfire Air, Selective Catalytic Reduction | Wet Limestone | Wet Scrubber, Electrostatic Precipitator | Yes | Yes | Yes |  |  |  | Yes
Roxboro | 2712 | 3B | 1834 | North Carolina | Person County | 1700 Dunnaway Road | Semora | 1973 | 347 | 10296 | 500 | 1029 | 1039982 | 10145327 |  | Dry bottom wall-fired boiler | Low NOx Burner Technology (Dry Bottom only), Overfire Air, Selective Catalytic Reduction | Wet Limestone | Wet Scrubber, Electrostatic Precipitator | Yes | Yes | Yes |  |  |  | Yes
Roxboro | 2712 | 4A | 1835 | North Carolina | Person County | 1700 Dunnaway Road | Semora | 1980 | 349 | 10364 | 270 | 262 | 390309 | 3809548 |  | Dry bottom wall-fired boiler | Low NOx Burner Technology (Dry Bottom only), Overfire Air, Selective Catalytic Reduction | Wet Limestone | Wet Scrubber, Electrostatic Precipitator | Yes | Yes | Yes |  |  |  | Yes
Roxboro | 2712 | 4B | 1836 | North Carolina | Person County | 1700 Dunnaway Road | Semora | 1980 | 349 | 10364 | 238 | 289 | 364236 | 3574325 |  | Dry bottom wall-fired boiler | Low NOx Burner Technology (Dry Bottom only), Overfire Air, Selective Catalytic Reduction | Wet Limestone | Wet Scrubber, Electrostatic Precipitator | Yes | Yes | Yes |  |  |  | Yes
Antelope Valley | 6469 | B1 | 2885 | North Dakota | Mercer County | Hwy 200 | Beulah | 1984 | 450 | 11322 | 5949 | 2225 | 3641583 | 33448936 | 3310729 | Tangentially-fired | Low NOx Burner Technology w/ Closed-coupled/Separated OFA | Dry Lime FGD | Baghouse |  | Yes
Antelope Valley | 6469 | B2 | 2886 | North Dakota | Mercer County | Hwy 200 | Beulah | 1986 | 450 | 11263 | 5673 | 2112 | 3546345 | 32574164 | 2982717 | Tangentially-fired | Low NOx Burner Technology w/ Closed-coupled/Separated OFA | Dry Lime FGD | Baghouse |  | Yes
Coal Creek | 6030 | 1 | 2692 | North Dakota | McLean County | 2875 3rd Street SW | Underwood | 1979 | 574 | 9950 | 3340 | 3210 | 5163019 | 47423724 | 4838783 | Tangentially-fired | Low NOx Burner Technology w/ Closed-coupled/Separated OFA | Wet Lime FGD | Electrostatic Precipitator |  | Yes
Coal Creek | 6030 | 2 | 2693 | North Dakota | McLean County | 2875 3rd Street SW | Underwood | 1981 | 573 | 9950 | 2925 | 2661 | 4445674 | 40834757 | 4187603 | Tangentially-fired | Low NOx Burner Technology w/ Closed-coupled/Separated OFA, Overfire Air | Wet Lime FGD | Electrostatic Precipitator |  | Yes
Coyote | 8222 | B1 | 3469 | North Dakota | Mercer County | 6240 13th Street SW | Beulah | 1981 | 429 | 11481 | 11606 | 5422 | 2787971 | 25608267 | 2411219 | Cyclone boiler | Overfire Air | Dry Lime FGD | Baghouse |  | Yes
Leland Olds | 2817 | 1 | 1876 | North Dakota | Mercer County | Hwy 200 | Stanton | 1966 | 222 | 11851 | 652 | 921 | 1527691 | 14032239 | 1392550 | Dry bottom wall-fired boiler | Low NOx Burner Technology (Dry Bottom only), Overfire Air, Selective Non-catalytic Reduction | Wet Lime FGD | Electrostatic Precipitator |  | Yes
Leland Olds | 2817 | 2 | 1877 | North Dakota | Mercer County | Hwy 200 | Stanton | 1975 | 445 | 11751 | 1384 | 4495 | 3267474 | 30012612 | 2892622 | Cyclone boiler | Overfire Air, Selective Non-catalytic Reduction | Wet Lime FGD | Electrostatic Precipitator |  | Yes
Milton R Young | 2823 | B1 | 1878 | North Dakota | Oliver County | 3401 24th Street SW | Center | 1970 | 237 | 11631 | 222 | 3246 | 2130963 | 19573471 | 1995546 | Cyclone boiler | Overfire Air, Selective Non-catalytic Reduction | Wet Lime FGD, Wet Limestone | Electrostatic Precipitator |  | Yes
Milton R Young | 2823 | B2 | 1879 | North Dakota | Oliver County | 3401 24th Street SW | Center | 1977 | 447 | 11391 | 1668 | 4212 | 2848031 | 26159927 | 2617352 | Cyclone boiler | Overfire Air, Selective Non-catalytic Reduction | Dual Alkali, Wet Lime FGD | Electrostatic Precipitator |  | Yes
R M Heskett | 2790 | B2 | 1875 | North Dakota | Morton County | 2025 38th St | Mandan | 1963 |  |  | 155 | 88 | 52223 | 479679 | 41855 | Bubbling fluidized bed boiler |  | Fluidized Bed Limestone Injection | Electrostatic Precipitator |  | Yes
Spiritwood Station | 56786 | 001 | 90511 | North Dakota | Stutsman County |  |  | 2011 | 92 | 8300 | 29 | 199 | 481294 | 4445850 |  | Circulating fluidized bed boiler | Overfire Air, Selective Non-catalytic Reduction | Dry Lime FGD, Fluidized Bed Limestone Injection | Baghouse |  | Yes
Avon Lake Power Plant | 2836 | 12 | 1906 | Ohio | Lorain County | 33570 | Avon Lake | 1970 | 615 | 10011 | 1550 | 668 | 472375 | 4604057 | 516557 | Cell burner boiler | Low NOx Cell Burner, Overfire Air, Selective Non-catalytic Reduction |  | Electrostatic Precipitator | Yes | Yes | Yes |  |  |  | Yes
Cardinal | 2828 | 1 | 1883 | Ohio | Jefferson County |  | Brilliant | 1967 | 585 | 9899 | 3624 | 1277 | 3768305 | 36728099 | 4029490 | Cell burner boiler | Low NOx Cell Burner, Selective Catalytic Reduction | Wet Limestone | Electrostatic Precipitator | Yes | Yes | Yes |  |  | Yes | Yes
Cardinal | 2828 | 2 | 1884 | Ohio | Jefferson County |  | Brilliant | 1967 | 585 | 9906 | 4761 | 1362 | 3903422 | 38045040 | 4095514 | Cell burner boiler | Low NOx Cell Burner, Selective Catalytic Reduction | Wet Limestone | Electrostatic Precipitator | Yes | Yes | Yes |  |  | Yes | Yes
Cardinal | 2828 | 3 | 1885 | Ohio | Jefferson County |  | Brilliant | 1977 | 620 | 10103 | 2889 | 1129 | 3382408 | 32966931 | 3428625 | Dry bottom wall-fired boiler | Low NOx Burner Technology (Dry Bottom only), Selective Catalytic Reduction | Wet Limestone | Electrostatic Precipitator, Wet Scrubber | Yes | Yes | Yes |  |  | Yes | Yes
Gen J M Gavin | 8102 | 1 | 3461 | Ohio | Gallia County | Ohio Route 7 | Cheshire | 1974 | 1348 | 9926 | 10329 | 3053 | 6532432 | 63668938 | 6591134 | Cell burner boiler | Low NOx Cell Burner, Selective Catalytic Reduction | Wet Lime FGD | Electrostatic Precipitator | Yes | Yes | Yes |  |  | Yes | Yes
Gen J M Gavin | 8102 | 2 | 3462 | Ohio | Gallia County | Ohio Route 7 | Cheshire | 1975 | 1361 | 9861 | 10010 | 2398 | 5805181 | 56580719 | 6390955 | Cell burner boiler | Low NOx Cell Burner, Selective Catalytic Reduction | Wet Lime FGD | Electrostatic Precipitator | Yes | Yes | Yes |  |  | Yes | Yes
Kyger Creek | 2876 | 1 | 1971 | Ohio | Gallia County | 5758 State Route 7 North | Cheshire | 1955 | 194 | 10558 | 806 | 696 | 1216952 | 11861158 | 1217448 | Wet bottom wall-fired boiler | Overfire Air, Selective Catalytic Reduction | Wet Lime FGD, Wet Limestone | Electrostatic Precipitator, Wet Scrubber | Yes | Yes | Yes |  |  | Yes | Yes
Kyger Creek | 2876 | 2 | 1972 | Ohio | Gallia County | 5758 State Route 7 North | Cheshire | 1955 | 192 | 10547 | 903 | 843 | 1438341 | 14018956 | 1428389 | Wet bottom wall-fired boiler | Overfire Air, Selective Catalytic Reduction | Wet Lime FGD, Wet Limestone | Electrostatic Precipitator, Wet Scrubber | Yes | Yes | Yes |  |  | Yes | Yes
Kyger Creek | 2876 | 3 | 1973 | Ohio | Gallia County | 5758 State Route 7 North | Cheshire | 1955 | 192 | 10579 | 718 | 672 | 1273676 | 12413999 | 1204050 | Wet bottom wall-fired boiler | Overfire Air, Selective Catalytic Reduction | Wet Lime FGD, Wet Limestone | Electrostatic Precipitator, Wet Scrubber | Yes | Yes | Yes |  |  | Yes | Yes
Kyger Creek | 2876 | 4 | 1974 | Ohio | Gallia County | 5758 State Route 7 North | Cheshire | 1955 | 192 | 10472 | 619 | 450 | 958536 | 9342469 | 902860 | Wet bottom wall-fired boiler | Overfire Air, Selective Catalytic Reduction | Wet Lime FGD, Wet Limestone | Electrostatic Precipitator, Wet Scrubber | Yes | Yes | Yes |  |  | Yes | Yes
Kyger Creek | 2876 | 5 | 1975 | Ohio | Gallia County | 5758 State Route 7 North | Cheshire | 1955 | 192 | 10506 | 683 | 633 | 1191499 | 11613055 | 1132148 | Wet bottom wall-fired boiler | Overfire Air, Selective Catalytic Reduction | Wet Lime FGD, Wet Limestone | Electrostatic Precipitator, Wet Scrubber | Yes | Yes | Yes |  |  | Yes | Yes
Miami Fort Power Station | 2832 | 7 | 1895 | Ohio | Hamilton County | PO Box 128 Brower Rd | North Bend | 1975 | 510 | 10361 | 9325 | 4110 | 3490781 | 34023199 | 3554720 | Cell burner boiler | Low NOx Cell Burner, Selective Catalytic Reduction | Wet Limestone | Wet Scrubber, Electrostatic Precipitator | Yes | Yes | Yes |  |  | Yes | Yes
Miami Fort Power Station | 2832 | 8 | 1896 | Ohio | Hamilton County | PO Box 128 Brower Rd | North Bend | 1978 | 510 | 10396 | 7634 | 3292 | 3085295 | 30071095 | 3287789 | Dry bottom wall-fired boiler | Selective Catalytic Reduction, Low NOx Burner Technology (Dry Bottom only), Low NOx Cell Burner | Wet Limestone | Wet Scrubber, Electrostatic Precipitator | Yes | Yes | Yes |  |  | Yes | Yes
W H Sammis | 2866 | 5 | 1960 | Ohio | Jefferson County | State Route 7 | Stratton | 1967 | 290 | 11309 | 118 | 256 | 323396 | 3083485 | 229037 | Dry bottom wall-fired boiler | Low NOx Burner Technology (Dry Bottom only), Selective Non-catalytic Reduction | Wet Lime FGD | Electrostatic Precipitator | Yes | Yes | Yes |  |  | Yes | Yes
W H Sammis | 2866 | 6 | 1961 | Ohio | Jefferson County | State Route 7 | Stratton | 1969 | 600 | 10917 | 1762 | 1406 | 3637809 | 34685438 | 3317274 | Dry bottom wall-fired boiler | Low NOx Burner Technology w/ Overfire Air, Selective Catalytic Reduction | Wet Lime FGD | Electrostatic Precipitator | Yes | Yes | Yes |  |  | Yes | Yes
W H Sammis | 2866 | 7 | 1962 | Ohio | Jefferson County | State Route 7 | Stratton | 1971 | 600 | 11011 | 1259 | 1008 | 2646724 | 25235751 | 2376610 | Cell burner boiler | Low NOx Cell Burner, Selective Catalytic Reduction | Wet Lime FGD | Electrostatic Precipitator | Yes | Yes | Yes |  |  | Yes | Yes
W H Zimmer Generating Station | 6019 | 1 | 2683 | Ohio | Clermont County | 1781 US Route 52 | Moscow | 1991 | 1305 | 9761 | 6286 | 3694 | 3356178 | 32711303 | 3347311 | Dry bottom wall-fired boiler | Selective Catalytic Reduction, Low NOx Burner Technology (Dry Bottom only) | Wet Lime FGD | Electrostatic Precipitator, Wet Scrubber | Yes | Yes | Yes |  |  | Yes | Yes
Grand River Dam Authority | 165 | 2 | 96 | Oklahoma | Mayes County | 8142 Hwy 412B | Chouteau | 1986 | 492 | 12314 | 1404 | 1328 | 1804932 | 17352240 | 1511178 | Dry bottom wall-fired boiler | Low NOx Burner Technology w/ Overfire Air | Dry Lime FGD | Baghouse |  | Yes |  |  | Yes
Hugo | 6772 | 1 | 2908 | Oklahoma | Choctaw County | 3 Miles West on Hwy 70 | Fort Towson | 1982 | 440 | 11061 | 2570 | 912 | 1068497 | 10427664 | 875230 | Dry bottom wall-fired boiler | Low NOx Burner Technology w/ Overfire Air |  | Electrostatic Precipitator |  | Yes |  |  | Yes
Muskogee | 2952 | 6 | 2007 | Oklahoma | Muskogee County | 5501 Three Forks Road | Fort Gibson | 1984 | 503 | 11137 | 2724 | 1789 | 1241886 | 11892608 | 1087765 | Tangentially-fired | Overfire Air |  | Electrostatic Precipitator |  | Yes |  |  | Yes
Northeastern | 2963 | 3313 | 2019 | Oklahoma | Rogers County | Highway 169 & 88 | Oologah | 1979 | 313 | 10353 | 4732 | 1693 | 2843247 | 27109549 | 2638752 | Tangentially-fired | Overfire Air, Low NOx Burner Technology w/ Closed-coupled OFA | Dry Sorbent Injection | Baghouse, Electrostatic Precipitator |  | Yes |  |  | Yes
River Valley | 10671 | 1A | 90961 | Oklahoma | Le Flore County |  |  | 1990 | 80 | 11851 | 318 | 388 | 366983 | 3511520 |  | Circulating fluidized bed boiler |  | Fluidized Bed Limestone Injection |  |  | Yes |  |  | Yes
River Valley | 10671 | 1B | 90962 | Oklahoma | Le Flore County |  |  | 1990 | 80 | 11851 | 237 | 301 | 285154 | 2731476 |  | Circulating fluidized bed boiler |  | Fluidized Bed Limestone Injection |  |  | Yes |  |  | Yes
River Valley | 10671 | 2A | 90963 | Oklahoma | Le Flore County |  |  | 1990 | 80 | 11896 | 45 | 89 | 80475 | 780722 |  | Circulating fluidized bed boiler |  | Fluidized Bed Limestone Injection |  |  | Yes |  |  | Yes
River Valley | 10671 | 2B | 90964 | Oklahoma | Le Flore County |  |  | 1990 | 80 | 11896 | 176 | 241 | 227355 | 2174924 |  | Circulating fluidized bed boiler |  | Fluidized Bed Limestone Injection |  |  | Yes |  |  | Yes
Sooner | 6095 | 1 | 2773 | Oklahoma | Noble County | 10800 County Road 230 | Red Rock | 1979 | 520 | 10621 | 246 | 935 | 1516135 | 14474496 | 1423350 | Tangentially-fired | Low NOx Burner Technology w/ Closed-coupled/Separated OFA, Overfire Air | Fluidized Bed Limestone Injection | Electrostatic Precipitator |  | Yes |  |  | Yes
Sooner | 6095 | 2 | 2774 | Oklahoma | Noble County | 10800 County Road 230 | Red Rock | 1980 | 520 | 10479 | 244 | 920 | 1480327 | 14133784 | 1472783 | Tangentially-fired | Low NOx Burner Technology w/ Closed-coupled/Separated OFA, Overfire Air | Fluidized Bed Limestone Injection | Electrostatic Precipitator |  | Yes |  |  | Yes
Brunner Island, LLC | 3140 | 1 | 2100 | Pennsylvania | York County | P.O. Box 221 | York Haven | 1961 | 306 | 11245 | 626 | 754 | 699288 | 9095646 | 907917 | Tangentially-fired | Low NOx Burner Technology w/ Closed-coupled/Separated OFA | Wet Lime FGD | Baghouse | Yes | Yes | Yes |  |  | Yes | Yes
Brunner Island, LLC | 3140 | 2 | 2101 | Pennsylvania | York County | P.O. Box 221 | York Haven | 1965 | 363 | 10686 | 686 | 872 | 901549 | 12337307 | 1226968 | Tangentially-fired | Low NOx Burner Technology w/ Closed-coupled/Separated OFA | Wet Lime FGD | Electrostatic Precipitator | Yes | Yes | Yes |  |  | Yes | Yes
Brunner Island, LLC | 3140 | 3 | 2102 | Pennsylvania | York County | P.O. Box 221 | York Haven | 1969 | 742 | 10306 | 1387 | 1625 | 1412367 | 17958328 | 1921687 | Tangentially-fired | Low NOx Burner Technology w/ Closed-coupled/Separated OFA | Wet Lime FGD | Electrostatic Precipitator | Yes | Yes | Yes |  |  | Yes | Yes
Cheswick | 8226 | 1 | 3475 | Pennsylvania | Allegheny County | P. O. Box 65 | Cheswick | 1970 | 565 | 10935 | 465 | 290 | 523380 | 5124353 | 525218 | Tangentially-fired | Low NOx Burner Technology w/ Separated OFA, Selective Catalytic Reduction | Wet Lime FGD | Electrostatic Precipitator | Yes | Yes | Yes |  |  |  | Yes
Colver Green Energy | 10143 | AAB01 | 3529 | Pennsylvania | Cambria County | 141 Interpower Drive | Colver | 1995 | 110 | 11032 | 2584 | 611 | 1016495 | 9651656 | 814010 | Circulating fluidized bed boiler | Ammonia Injection | Dry Lime FGD | Baghouse | Yes | Yes | Yes |  |  | Yes | Yes
Conemaugh | 3118 | 1 | 2065 | Pennsylvania | Indiana County | 1442 Power Plant Road | New Florence | 1970 | 850 | 9782 | 809 | 1660 | 2919594 | 28492231 | 3029022 | Tangentially-fired | Low NOx Burner Technology w/ Closed-coupled/Separated OFA, Selective Catalytic Reduction | Wet Limestone | Electrostatic Precipitator | Yes | Yes | Yes |  |  | Yes | Yes
Conemaugh | 3118 | 2 | 2066 | Pennsylvania | Indiana County | 1442 Power Plant Road | New Florence | 1971 | 850 | 9704 | 1317 | 1706 | 3044259 | 29691790 | 3167113 | Tangentially-fired | Low NOx Burner Technology w/ Closed-coupled/Separated OFA, Selective Catalytic Reduction | Wet Limestone | Electrostatic Precipitator | Yes | Yes | Yes |  |  | Yes | Yes
Ebensburg Power Company | 10603 | 031 | 3557 | Pennsylvania | Cambria County | 2840 New Germany Road | Ebensburg | 1991 | 50 | 14500 | 1530 | 229 | 555118 | 5244341 | 424163 | Circulating fluidized bed boiler |  | Fluidized Bed Limestone Injection | Baghouse | Yes | Yes | Yes |  |  | Yes | Yes
Gilberton Power Company | 10113 | 031 | 3527 | Pennsylvania | Schuylkill County | 50 Eleanor Ave | Frackville | 1988 | 40 | 13587 | 356 | 180 | 468978 | 4138245 |  | Circulating fluidized bed boiler | Overfire Air | Fluidized Bed Limestone Injection | Baghouse | Yes | Yes | Yes |  |  | Yes | Yes
Gilberton Power Company | 10113 | 032 | 3528 | Pennsylvania | Schuylkill County | 50 Eleanor Ave | Frackville | 1988 | 40 | 13587 | 356 | 180 | 469462 | 4150908 |  | Circulating fluidized bed boiler | Overfire Air | Fluidized Bed Limestone Injection | Baghouse | Yes | Yes | Yes |  |  | Yes | Yes
Homer City | 3122 | 1 | 2072 | Pennsylvania | Indiana County | 10 Power Plant road | Homer City | 1969 | 620 | 10439 | 1209 | 995 | 1236736 | 12053956 | 1257160 | Dry bottom wall-fired boiler | Low NOx Burner Technology w/ Overfire Air, Selective Catalytic Reduction | Dry Lime FGD | Electrostatic Precipitator, Baghouse | Yes | Yes | Yes |  |  | Yes | Yes
Homer City | 3122 | 2 | 2073 | Pennsylvania | Indiana County | 10 Power Plant road | Homer City | 1969 | 616 | 10362 | 343 | 398 | 367605 | 3582890 | 347453 | Dry bottom wall-fired boiler | Low NOx Burner Technology w/ Overfire Air, Selective Catalytic Reduction | Dry Lime FGD | Electrostatic Precipitator, Baghouse | Yes | Yes | Yes |  |  | Yes | Yes
Homer City | 3122 | 3 | 2074 | Pennsylvania | Indiana County | 10 Power Plant road | Homer City | 1977 | 657 | 10385 | 2634 | 1079 | 2229075 | 21725876 | 2145840 | Dry bottom wall-fired boiler | Low NOx Burner Technology w/ Overfire Air, Selective Catalytic Reduction | Wet Limestone | Electrostatic Precipitator | Yes | Yes | Yes |  |  | Yes | Yes
Keystone | 3136 | 1 | 2089 | Pennsylvania | Armstrong County | 313 Keystone Drive | Shelocta | 1967 | 850 | 9828 | 4935 | 1724 | 2573864 | 25086388 | 2675231 | Tangentially-fired | Low NOx Burner Technology w/ Closed-coupled/Separated OFA, Selective Catalytic Reduction | Wet Lime FGD | Electrostatic Precipitator | Yes | Yes | Yes |  |  | Yes | Yes
Keystone | 3136 | 2 | 2090 | Pennsylvania | Armstrong County | 313 Keystone Drive | Shelocta | 1968 | 850 | 9794 | 6024 | 1466 | 2844411 | 27723299 | 2881018 | Tangentially-fired | Low NOx Burner Technology w/ Closed-coupled/Separated OFA, Selective Catalytic Reduction | Wet Lime FGD | Electrostatic Precipitator | Yes | Yes | Yes |  |  | Yes | Yes
Montour, LLC | 3149 | 1 | 2124 | Pennsylvania | Montour County | PO Box 128 | Washingtonville | 1971 | 752 | 10272 | 1035 | 330 | 625051 | 6092132 | 676709 | Tangentially-fired | Low NOx Burner Technology w/ Closed-coupled/Separated OFA, Selective Catalytic Reduction | Wet Lime FGD | Electrostatic Precipitator | Yes | Yes | Yes |  |  | Yes | Yes
Montour, LLC | 3149 | 2 | 2125 | Pennsylvania | Montour County | PO Box 128 | Washingtonville | 1973 | 752 | 10097 | 1081 | 420 | 716176 | 6980278 | 786856 | Tangentially-fired | Low NOx Burner Technology w/ Closed-coupled/Separated OFA, Selective Catalytic Reduction | Wet Lime FGD | Electrostatic Precipitator | Yes | Yes | Yes |  |  | Yes | Yes
Mt. Carmel Cogeneration | 10343 | SG-101 | 3542 | Pennsylvania | Northumberland County | Marion Heights Road & Rt 54 | Marion Heights | 1990 | 43 | 14500 | 306 | 67 | 144309 | 1225991 | 42663 | Circulating fluidized bed boiler |  | Fluidized Bed Limestone Injection | Baghouse | Yes | Yes | Yes |  |  | Yes | Yes
Northampton Generating Plant | 50888 | NGC01 | 3702 | Pennsylvania | Northampton County | 1 Horwith Drive | Northampton | 1995 | 112 | 10316 | 226 | 207 | 601721 | 5245317 | 489782 | Circulating fluidized bed boiler | Ammonia Injection | Fluidized Bed Limestone Injection | Baghouse | Yes | Yes | Yes |  |  | Yes | Yes
Panther Creek Energy Facility | 50776 | 1 | 3693 | Pennsylvania | Carbon County | 4 Dennison Road | Nesquehoning | 1992 | 42 | 14141 | 172 | 188 |  | 3734271 |  | Circulating fluidized bed boiler | Ammonia Injection | Fluidized Bed Limestone Injection | Baghouse | Yes |  | Yes |  |  | Yes | Yes
Panther Creek Energy Facility | 50776 | 2 | 3694 | Pennsylvania | Carbon County | 4 Dennison Road | Nesquehoning | 1992 | 42 | 14141 | 219 | 171 |  | 4034847 |  | Circulating fluidized bed boiler | Ammonia Injection | Fluidized Bed Limestone Injection | Baghouse | Yes |  | Yes |  |  | Yes | Yes
Rausch Creek Generation, LLC | 50611 | 031 | 3677 | Pennsylvania | Schuylkill County | PO Box 312 | Tremont | 1987 | 30 | 14500 | 309 | 271 | 423706 | 3585366 | 197531 | Circulating fluidized bed boiler |  | Fluidized Bed Limestone Injection | Baghouse | Yes | Yes | Yes |  |  | Yes | Yes
Scrubgrass Generating Plant | 50974 | 1 | 3706 | Pennsylvania | Venango County | 2151 Lisbon Road | Kennerdell | 1993 | 43 | 13904 | 888 | 147 | 328314 | 3138505 |  | Circulating fluidized bed boiler | Selective Non-catalytic Reduction | Dry Lime FGD |  | Yes | Yes | Yes |  |  | Yes | Yes
Scrubgrass Generating Plant | 50974 | 2 | 3707 | Pennsylvania | Venango County | 2151 Lisbon Road | Kennerdell | 1993 | 43 | 13904 | 687 | 139 | 284827 | 2712468 |  | Circulating fluidized bed boiler | Selective Non-catalytic Reduction | Dry Lime FGD |  | Yes | Yes | Yes |  |  | Yes | Yes
Seward | 3130 | 1 | 88264 | Pennsylvania | Indiana County | 595 Plant Road | New Florence | 2004 | 260 | 10969 | 3938 | 818 | 1509509 | 14631389 |  | Circulating fluidized bed boiler | Selective Non-catalytic Reduction | Fluidized Bed Limestone Injection | Baghouse | Yes | Yes | Yes |  |  | Yes | Yes
Seward | 3130 | 2 | 88265 | Pennsylvania | Indiana County | 595 Plant Road | New Florence | 2004 | 260 | 10969 | 4068 | 898 | 1644129 | 15944676 |  | Circulating fluidized bed boiler | Selective Non-catalytic Reduction | Fluidized Bed Limestone Injection | Baghouse | Yes | Yes | Yes |  |  | Yes | Yes
St. Nicholas Cogeneration Project | 54634 | 1 | 3787 | Pennsylvania | Schuylkill County | Hwy 54 E Twp Rt 851 | Shenandoah | 1990 | 86 | 14500 | 999 | 294 | 1244885 | 10436350 |  | Circulating fluidized bed boiler |  | Fluidized Bed Limestone Injection | Baghouse | Yes | Yes | Yes |  |  | Yes | Yes
Cross | 130 | 1 | 82 | South Carolina | Berkeley County | 553 Cross Station Road | Cross | 1994 | 580 | 10570 | 546 | 431 | 1075924 | 10486610 | 1000408 | Dry bottom wall-fired boiler | Selective Catalytic Reduction, Low NOx Burner Technology w/ Overfire Air | Wet Limestone | Electrostatic Precipitator | Yes | Yes | Yes |  |  |  |  | Yes
Cross | 130 | 2 | 83 | South Carolina | Berkeley County | 553 Cross Station Road | Cross | 1984 | 570 | 10475 | 59 | 25 | 64986 | 633391 | 52245 | Tangentially-fired | Selective Catalytic Reduction, Low NOx Burner Technology w/ Closed-coupled OFA | Wet Limestone | Electrostatic Precipitator | Yes | Yes | Yes |  |  |  |  | Yes
Cross | 130 | 3 | 89490 | South Carolina | Berkeley County | 553 Cross Station Road | Cross | 2006 | 600 | 9772 | 1274 | 1237 | 3663378 | 35705457 | 3711711 | Tangentially-fired | Low NOx Burner Technology w/ Closed-coupled/Separated OFA, Selective Catalytic Reduction | Wet Limestone | Electrostatic Precipitator | Yes | Yes | Yes |  |  |  |  | Yes
Cross | 130 | 4 | 89491 | South Carolina | Berkeley County | 553 Cross Station Road | Cross | 2008 | 600 | 9801 | 1025 | 1209 | 3607317 | 35159067 | 3540004 | Tangentially-fired | Low NOx Burner Technology w/ Closed-coupled/Separated OFA, Selective Catalytic Reduction | Wet Limestone | Electrostatic Precipitator | Yes | Yes | Yes |  |  |  |  | Yes
Wateree | 3297 | WAT1 | 2232 | South Carolina | Richland County | 142 Wateree Station Road | Eastover | 1970 | 342 | 10329 | 118 | 728 | 1103915 | 10759452 | 1139216 | Dry bottom wall-fired boiler | Low NOx Burner Technology (Dry Bottom only), Selective Catalytic Reduction | Wet Limestone | Baghouse, Electrostatic Precipitator | Yes | Yes | Yes |  |  |  |  | Yes
Wateree | 3297 | WAT2 | 2233 | South Carolina | Richland County | 142 Wateree Station Road | Eastover | 1971 | 342 | 10280 | 121 | 451 | 834807 | 8136532 | 871829 | Dry bottom wall-fired boiler | Low NOx Burner Technology (Dry Bottom only), Selective Catalytic Reduction | Wet Limestone | Baghouse | Yes | Yes | Yes |  |  |  |  | Yes
Williams | 3298 | WIL1 | 2234 | South Carolina | Berkeley County | 2242 Bushy Park Road | Goose Creek | 1973 | 605 | 9833 | 709 | 2352 | 1854589 | 18075919 | 1922212 | Tangentially-fired | Low NOx Burner Technology w/ Closed-coupled OFA, Selective Catalytic Reduction | Wet Limestone | Electrostatic Precipitator | Yes | Yes | Yes |  |  |  |  | Yes
Winyah | 6249 | 1 | 2867 | South Carolina | Georgetown County | 3097 Penny Royal Road | Georgetown | 1975 | 275 | 10751 | 374 | 423 | 1089259 | 10616585 | 1040005 | Dry bottom wall-fired boiler | Low NOx Burner Technology w/ Overfire Air, Selective Catalytic Reduction | Wet Limestone | Electrostatic Precipitator | Yes | Yes | Yes |  |  |  |  | Yes
Winyah | 6249 | 2 | 2868 | South Carolina | Georgetown County | 3097 Penny Royal Road | Georgetown | 1977 | 285 | 10687 | 398 | 388 | 897838 | 8750840 | 884983 | Dry bottom turbo-fired boiler | Overfire Air, Selective Catalytic Reduction | Wet Limestone | Electrostatic Precipitator | Yes | Yes | Yes |  |  |  |  | Yes
Winyah | 6249 | 3 | 2869 | South Carolina | Georgetown County | 3097 Penny Royal Road | Georgetown | 1980 | 285 | 10784 | 502 | 325 | 756393 | 7372260 | 677000 | Dry bottom turbo-fired boiler | Selective Catalytic Reduction | Wet Limestone | Electrostatic Precipitator | Yes | Yes | Yes |  |  |  |  | Yes
Winyah | 6249 | 4 | 2870 | South Carolina | Georgetown County | 3097 Penny Royal Road | Georgetown | 1981 | 285 | 10803 | 73 | 62 | 119413 | 1163868 | 109379 | Dry bottom turbo-fired boiler | Selective Catalytic Reduction | Wet Limestone | Electrostatic Precipitator | Yes | Yes | Yes |  |  |  |  | Yes
Big Stone | 6098 | 1 | 2776 | South Dakota | Grant County | 48450 144th Street | Big Stone City | 1975 | 474 | 10230 | 781 | 942 | 2390423 | 22791967 | 1976672 | Cyclone boiler | Overfire Air, Selective Catalytic Reduction | Dry Lime FGD | Baghouse |  | Yes
Bull Run | 3396 | 1 | 2251 | Tennessee | Anderson County | 1265 Egdemoor Rd | Clinton | 1967 | 870 | 9639 | 343 | 768 | 1269525 | 12373557 | 1223614 | Tangentially-fired | Selective Catalytic Reduction | Wet Limestone | Electrostatic Precipitator | Yes | Yes | Yes |  | Yes |  | Yes
Cumberland | 3399 | 1 | 2252 | Tennessee | Stewart County | 815 Cumberland City Rd | Cumberland City | 1972 | 1239 | 10158 | 2446 | 1852 | 4121949 | 40174975 | 3891935 | Cell burner boiler | Low NOx Cell Burner, Selective Catalytic Reduction | Wet Limestone | Electrostatic Precipitator | Yes | Yes | Yes |  | Yes |  | Yes
Cumberland | 3399 | 2 | 2253 | Tennessee | Stewart County | 815 Cumberland City Rd | Cumberland City | 1973 | 1231 | 10094 | 3335 | 1306 | 4250345 | 41426366 | 3969848 | Cell burner boiler | Low NOx Cell Burner, Selective Catalytic Reduction | Wet Limestone | Electrostatic Precipitator | Yes | Yes | Yes |  | Yes |  | Yes
Gallatin | 3403 | 1 | 2254 | Tennessee | Sumner County | 1499 Steam Plant Rd | Gallatin | 1956 | 225 | 10662 | 456 | 363 | 1130016 | 10774341 | 1091864 | Tangentially-fired | Low NOx Burner Technology w/ Separated OFA, Selective Catalytic Reduction | Dry Lime FGD | Baghouse | Yes | Yes | Yes |  | Yes |  | Yes
Gallatin | 3403 | 2 | 2255 | Tennessee | Sumner County | 1499 Steam Plant Rd | Gallatin | 1957 | 225 | 10633 | 253 | 216 | 703000 | 6702899 | 677658 | Tangentially-fired | Low NOx Burner Technology w/ Separated OFA, Selective Catalytic Reduction | Dry Lime FGD | Baghouse | Yes | Yes | Yes |  | Yes |  | Yes
Gallatin | 3403 | 3 | 2256 | Tennessee | Sumner County | 1499 Steam Plant Rd | Gallatin | 1959 | 263 | 10669 | 524 | 327 | 1469935 | 14015458 | 1407417 | Tangentially-fired | Low NOx Burner Technology w/ Separated OFA, Selective Catalytic Reduction | Dry Lime FGD | Baghouse | Yes | Yes | Yes |  | Yes |  | Yes
Gallatin | 3403 | 4 | 2257 | Tennessee | Sumner County | 1499 Steam Plant Rd | Gallatin | 1959 | 263 | 10657 | 607 | 443 | 1721765 | 16416522 | 1643969 | Tangentially-fired | Low NOx Burner Technology w/ Separated OFA, Selective Catalytic Reduction | Dry Lime FGD | Baghouse | Yes | Yes | Yes |  | Yes |  | Yes
Kingston | 3407 | 1 | 2280 | Tennessee | Roane County | Swan Pond Rd | Kingston | 1954 | 132 | 11201 | 234 | 200 | 489063 | 4714319 | 431784 | Tangentially-fired | Selective Catalytic Reduction | Wet Lime FGD | Electrostatic Precipitator | Yes | Yes | Yes |  | Yes |  | Yes
Kingston | 3407 | 2 | 2281 | Tennessee | Roane County | Swan Pond Rd | Kingston | 1954 | 132 | 11191 | 197 | 142 | 360543 | 3475443 | 317404 | Tangentially-fired | Selective Catalytic Reduction | Wet Lime FGD | Electrostatic Precipitator | Yes | Yes | Yes |  | Yes |  | Yes
Kingston | 3407 | 3 | 2282 | Tennessee | Roane County | Swan Pond Rd | Kingston | 1954 | 132 | 11229 | 234 | 188 | 475813 | 4586595 | 420178 | Tangentially-fired | Selective Catalytic Reduction | Wet Lime FGD | Electrostatic Precipitator | Yes | Yes | Yes |  | Yes |  | Yes
Kingston | 3407 | 4 | 2283 | Tennessee | Roane County | Swan Pond Rd | Kingston | 1954 | 132 | 11231 | 243 | 191 | 502604 | 4844843 | 446002 | Tangentially-fired | Selective Catalytic Reduction | Wet Lime FGD | Electrostatic Precipitator | Yes | Yes | Yes |  | Yes |  | Yes
Kingston | 3407 | 5 | 2284 | Tennessee | Roane County | Swan Pond Rd | Kingston | 1954 | 174 | 11212 | 226 | 158 | 429593 | 4141059 | 382802 | Tangentially-fired | Low NOx Burner Technology w/ Separated OFA, Selective Catalytic Reduction | Wet Lime FGD | Electrostatic Precipitator | Yes | Yes | Yes |  | Yes |  | Yes
Kingston | 3407 | 6 | 2285 | Tennessee | Roane County | Swan Pond Rd | Kingston | 1955 | 174 | 11127 | 265 | 181 | 484427 | 4669625 | 428691 | Tangentially-fired | Low NOx Burner Technology w/ Separated OFA, Selective Catalytic Reduction | Wet Lime FGD | Electrostatic Precipitator | Yes | Yes | Yes |  | Yes |  | Yes
Kingston | 3407 | 7 | 2286 | Tennessee | Roane County | Swan Pond Rd | Kingston | 1955 | 174 | 11173 | 250 | 190 | 450260 | 4340276 | 393170 | Tangentially-fired | Low NOx Burner Technology w/ Separated OFA, Selective Catalytic Reduction | Wet Lime FGD | Electrostatic Precipitator | Yes | Yes | Yes |  | Yes |  | Yes
Kingston | 3407 | 8 | 2287 | Tennessee | Roane County | Swan Pond Rd | Kingston | 1955 | 174 | 11110 | 176 | 130 | 341580 | 3292649 | 303570 | Tangentially-fired | Low NOx Burner Technology w/ Separated OFA, Selective Catalytic Reduction | Wet Lime FGD | Electrostatic Precipitator | Yes | Yes | Yes |  | Yes |  | Yes
Kingston | 3407 | 9 | 2288 | Tennessee | Roane County | Swan Pond Rd | Kingston | 1955 | 174 | 11123 | 317 | 259 | 657055 | 6333671 | 577539 | Tangentially-fired | Selective Catalytic Reduction | Wet Lime FGD | Electrostatic Precipitator | Yes | Yes | Yes |  | Yes |  | Yes
Coleto Creek | 6178 | 1 | 2826 | Texas | Goliad County | FM 2987 off Hwy 59 | Fannin | 1980 | 648 | 10047 | 8205 | 2274 | 3095292 | 29512741 | 2842670 | Tangentially-fired | Low NOx Burner Technology w/ Closed-coupled/Separated OFA |  | Baghouse |  | Yes |  |  | Yes
H W Pirkey Power Plant | 7902 | 1 | 3360 | Texas | Harrison County | 2396 FM Rd 3251 | Hallsville | 1984 | 721 | 10533 | 1247 | 2950 | 3660122 | 33619253 | 3203759 | Dry bottom wall-fired boiler | Low NOx Burner Technology (Dry Bottom only), Low NOx Burner Technology w/ Overfire Air | Wet Limestone | Electrostatic Precipitator, Wet Scrubber |  | Yes |  |  | Yes
Harrington Station | 6193 | 061B | 2838 | Texas | Potter County | 8400 N Lakeside Dr | Amarillo | 1976 | 339 | 10689 | 4787 | 1150 | 1526524 | 14592280 | 1378604 | Tangentially-fired | Low NOx Burner Technology w/ Separated OFA, Overfire Air |  | Electrostatic Precipitator |  | Yes |  |  | Yes
Harrington Station | 6193 | 062B | 2839 | Texas | Potter County | 8400 N Lakeside Dr | Amarillo | 1978 | 339 | 10600 | 4902 | 1173 | 1595733 | 15247679 | 1512700 | Tangentially-fired | Low NOx Burner Technology w/ Closed-coupled/Separated OFA, Overfire Air |  | Baghouse |  | Yes |  |  | Yes
Harrington Station | 6193 | 063B | 2840 | Texas | Potter County | 8400 N Lakeside Dr | Amarillo | 1980 | 340 | 10633 | 5890 | 1848 | 2016285 | 19250680 | 1913211 | Tangentially-fired | Low NOx Burner Technology w/ Closed-coupled/Separated OFA, Overfire Air |  | Baghouse |  | Yes |  |  | Yes
J K Spruce | 7097 | **1 | 2939 | Texas | Bexar County | 9599 Gardner Rd | San Antonio | 1992 | 560 | 9995 | 905 | 2446 | 3573554 | 34829932 | 3297682 | Tangentially-fired | Low NOx Burner Technology w/ Closed-coupled/Separated OFA | Wet Limestone | Baghouse |  | Yes |  |  | Yes
J K Spruce | 7097 | **2 | 2940 | Texas | Bexar County | 9599 Gardner Rd | San Antonio | 2009 | 785 | 9923 | 220 | 945 | 4145105 | 40400679 | 3877474 | Tangentially-fired | Selective Catalytic Reduction | Wet Limestone | Baghouse |  | Yes |  |  | Yes
Limestone | 298 | LIM1 | 176 | Texas | Limestone County | Route1 Box 85 | Jewett | 1985 | 831 | 10605 | 2866 | 3152 | 3790287 | 36162653 | 3490341 | Tangentially-fired | Overfire Air | Wet Limestone | Electrostatic Precipitator |  | Yes |  |  | Yes
Limestone | 298 | LIM2 | 177 | Texas | Limestone County | Route1 Box 85 | Jewett | 1985 | 858 | 10567 | 3471 | 3917 | 4663518 | 44488573 | 4470427 | Tangentially-fired | Overfire Air | Wet Limestone | Electrostatic Precipitator |  | Yes |  |  | Yes
Martin Lake | 6146 | 1 | 2804 | Texas | Rusk County | PO Box 651 | Tatum | 1977 | 800 | 11495 | 4598 | 3047 | 4641931 | 44259462 | 4286323 | Tangentially-fired | Low NOx Burner Technology w/ Separated OFA | Wet Limestone | Electrostatic Precipitator |  | Yes |  |  | Yes
Martin Lake | 6146 | 2 | 2805 | Texas | Rusk County | PO Box 651 | Tatum | 1978 | 805 | 11314 | 6020 | 2869 | 4972644 | 47412725 | 4780909 | Tangentially-fired | Low NOx Burner Technology w/ Separated OFA | Wet Limestone | Electrostatic Precipitator |  | Yes |  |  | Yes
Martin Lake | 6146 | 3 | 2806 | Texas | Rusk County | PO Box 651 | Tatum | 1979 | 805 | 11423 | 7071 | 3084 | 4964553 | 47335540 | 4736105 | Tangentially-fired | Low NOx Burner Technology w/ Separated OFA | Wet Limestone | Electrostatic Precipitator |  | Yes |  |  | Yes
Oak Grove | 6180 | 1 | 2830 | Texas | Robertson County |  |  | 2009 | 855 | 10406 | 4300 | 2297 | 6868011 | 63102438 | 6546470 | Tangentially-fired | Low NOx Burner Technology w/ Separated OFA, Ammonia Injection, Selective Catalytic Reduction | Wet Limestone | Baghouse |  | Yes |  |  | Yes
Oak Grove | 6180 | 2 | 2831 | Texas | Robertson County |  |  | 2010 | 855 | 10472 | 4477 | 2294 | 7009667 | 64416444 | 7036416 | Dry bottom wall-fired boiler | Low NOx Burner Technology (Dry Bottom only), Ammonia Injection, Selective Catalytic Reduction | Wet Limestone | Baghouse |  | Yes |  |  | Yes
Sam Seymour | 6179 | 1 | 2827 | Texas | Fayette County | 6549 Power Plant Rd | La Grange | 1979 | 590 | 10589 | 333 | 1692 | 2987295 | 28482983 | 2882640 | Tangentially-fired | Low NOx Burner Technology w/ Closed-coupled/Separated OFA | Wet Limestone | Electrostatic Precipitator |  | Yes |  |  | Yes
Sam Seymour | 6179 | 2 | 2828 | Texas | Fayette County | 6549 Power Plant Rd | La Grange | 1980 | 590 | 10606 | 415 | 2465 | 4686733 | 44686638 | 4122444 | Tangentially-fired | Low NOx Burner Technology w/ Closed-coupled/Separated OFA | Wet Limestone | Electrostatic Precipitator |  | Yes |  |  | Yes
Sam Seymour | 6179 | 3 | 2829 | Texas | Fayette County | 6549 Power Plant Rd | La Grange | 1988 | 435 | 10608 | 403 | 2181 | 3860341 | 36807260 | 3431149 | Tangentially-fired | Low NOx Burner Technology w/ Closed-coupled/Separated OFA | Wet Limestone | Electrostatic Precipitator |  | Yes |  |  | Yes
San Miguel | 6183 | SM-1 | 2835 | Texas | Atascosa County | 6200 FM 3387 | Christine | 1982 | 391 | 12358 | 9488 | 2018 | 2722754 | 25009233 | 2359746 | Dry bottom wall-fired boiler | Overfire Air, Low NOx Burner Technology (Dry Bottom only) | Wet Limestone | Electrostatic Precipitator, Wet Scrubber |  | Yes |  |  | Yes
Sandy Creek Energy Station | 56611 | S01 | 90551 | Texas | McLennan County |  |  | 2011 | 933 | 9330 | 2005 | 1249 | 4637186 | 44524022 | 4176574 | Dry bottom wall-fired boiler | Selective Catalytic Reduction | Dry Lime FGD | Baghouse |  | Yes |  |  | Yes
Tolk Station | 6194 | 171B | 2841 | Texas | Lamb County | 9m E of Muleshoe on Hwy 70 | Muleshoe | 1982 | 532 | 10342 | 3634 | 1273 | 1283601 | 12278159 | 1181749 | Tangentially-fired | Low NOx Burner Technology w/ Separated OFA, Overfire Air |  | Baghouse |  | Yes |  |  | Yes
Tolk Station | 6194 | 172B | 2842 | Texas | Lamb County | 9m E of Muleshoe on Hwy 70 | Muleshoe | 1985 | 535 | 10255 | 5036 | 1242 | 1715778 | 16394041 | 1605141 | Tangentially-fired | Low NOx Burner Technology w/ Separated OFA, Overfire Air |  | Baghouse |  | Yes |  |  | Yes
Twin Oaks | 7030 | U1 | 2920 | Texas | Robertson County | 13065 Plant Rd | Bremond | 1990 | 152 | 11608 | 1255 | 1100 | 1722798 | 15824257 | 1437280 | Circulating fluidized bed boiler | Selective Non-catalytic Reduction | Fluidized Bed Limestone Injection | Baghouse |  | Yes |  |  | Yes
Twin Oaks | 7030 | U2 | 2921 | Texas | Robertson County | 13065 Plant Rd | Bremond | 1991 | 153 | 11407 | 1061 | 910 | 1417566 | 13020988 | 1326902 | Circulating fluidized bed boiler | Selective Non-catalytic Reduction | Fluidized Bed Limestone Injection | Baghouse |  | Yes |  |  | Yes
W A Parish | 3470 | WAP5 | 2378 | Texas | Fort Bend County | YU Jones Rd | Thompsons | 1977 | 659 | 10451 | 10830 | 1180 | 3802799 | 36263538 | 3768941 | Dry bottom wall-fired boiler | Selective Catalytic Reduction |  | Baghouse |  | Yes |  |  | Yes
W A Parish | 3470 | WAP6 | 2379 | Texas | Fort Bend County | YU Jones Rd | Thompsons | 1978 | 653 | 10463 | 13033 | 1285 | 4181225 | 40009004 | 3768446 | Dry bottom wall-fired boiler | Selective Catalytic Reduction |  | Baghouse |  | Yes |  |  | Yes
W A Parish | 3470 | WAP7 | 2380 | Texas | Fort Bend County | YU Jones Rd | Thompsons | 1980 | 577 | 10444 | 9348 | 958 | 3147009 | 30050551 | 3503686 | Tangentially-fired | Selective Catalytic Reduction |  | Baghouse |  | Yes |  |  | Yes
W A Parish | 3470 | WAP8 | 2381 | Texas | Fort Bend County | YU Jones Rd | Thompsons | 1982 | 610 | 10480 | 920 | 384 | 1400145 | 13360446 | 1377715 | Tangentially-fired | Low NOx Burner Technology w/ Closed-coupled/Separated OFA, Selective Catalytic Reduction, Ammonia Injection | Sodium Based, Wet Lime FGD | Baghouse |  | Yes |  |  | Yes
Welsh Power Plant | 6139 | 1 | 2801 | Texas | Titus County | FM Rd 1735 | Pittsburg | 1977 | 528 | 10922 | 5771 | 2401 | 2771654 | 26426931 | 2427344 | Dry bottom wall-fired boiler | Low NOx Burner Technology w/ Overfire Air |  | Baghouse, Electrostatic Precipitator |  | Yes |  |  | Yes
Welsh Power Plant | 6139 | 3 | 2803 | Texas | Titus County | FM Rd 1735 | Pittsburg | 1982 | 528 | 10833 | 5144 | 2295 | 2383531 | 22726256 | 2110742 | Dry bottom wall-fired boiler | Low NOx Burner Technology w/ Overfire Air |  | Baghouse, Electrostatic Precipitator |  | Yes |  |  | Yes
Bonanza | 7790 | 1-1 | 3228 | Utah | Uintah County | 12500 East 25500 South | Vernal | 1985 | 458 | 9983 | 959 | 4699 | 3903411 | 38044951 | 3670255 | Dry bottom wall-fired boiler | Low NOx Burner Technology (Dry Bottom only) | Wet Limestone | Baghouse |  | Yes
Hunter | 6165 | 1 | 2816 | Utah | Emery County | UT Hwy 10 S. of Castle Dale | Castle Dale | 1978 | 471 | 10279 | 815 | 1783 | 2055743 | 20036486 | 2099891 | Tangentially-fired | Low NOx Burner Technology w/ Closed-coupled/Separated OFA | Wet Lime FGD | Baghouse |  | Yes
Hunter | 6165 | 2 | 2817 | Utah | Emery County | UT Hwy 10 S. of Castle Dale | Castle Dale | 1980 | 430 | 10244 | 1209 | 2636 | 3110301 | 30314860 | 3092725 | Tangentially-fired | Low NOx Burner Technology w/ Closed-coupled/Separated OFA | Wet Lime FGD | Baghouse |  | Yes
Hunter | 6165 | 3 | 2818 | Utah | Emery County | UT Hwy 10 S. of Castle Dale | Castle Dale | 1983 | 460 | 10156 | 1250 | 4073 | 3054947 | 29775316 | 2887130 | Dry bottom wall-fired boiler | Low NOx Burner Technology w/ Overfire Air | Wet Lime FGD | Wet Scrubber, Baghouse |  | Yes
Huntington | 8069 | 1 | 3459 | Utah | Emery County | Hwy 31 10 mi W Huntington | Huntington | 1977 | 459 | 10283 | 1261 | 2527 | 2926371 | 28522085 | 2915876 | Tangentially-fired | Low NOx Burner Technology w/ Closed-coupled/Separated OFA | Wet Lime FGD | Baghouse |  | Yes
Huntington | 8069 | 2 | 3460 | Utah | Emery County | Hwy 31 10 mi W Huntington | Huntington | 1974 | 450 | 10325 | 1257 | 3301 | 3321969 | 32377864 | 3256582 | Tangentially-fired | Low NOx Burner Technology w/ Closed-coupled/Separated OFA | Wet Lime FGD | Baghouse |  | Yes
Intermountain | 6481 | 1SGA | 2887 | Utah | Millard County | 850 Brush Wellman Rd. | Delta | 1986 | 900 | 9703 | 770 | 3682 | 2756376 | 26865277 | 2863769 | Dry bottom wall-fired boiler | Low NOx Burner Technology (Dry Bottom only) | Wet Limestone | Baghouse |  | Yes
Intermountain | 6481 | 2SGA | 2888 | Utah | Millard County | 850 Brush Wellman Rd. | Delta | 1987 | 900 | 9738 | 897 | 4543 | 3024509 | 29478627 | 3131774 | Dry bottom wall-fired boiler | Low NOx Burner Technology (Dry Bottom only) | Wet Limestone | Baghouse |  | Yes
Chesterfield Power Station | 3797 | 5 | 2519 | Virginia | Chesterfield County | 500 Coxendale Road | Chester | 1964 | 336 | 10256 | 150 | 128 | 504275 | 4914978 | 492118 | Tangentially-fired | Low NOx Burner Technology w/ Separated OFA, Selective Catalytic Reduction | Wet Lime FGD | Electrostatic Precipitator | Yes | Yes | Yes |  |  | Yes | Yes
Chesterfield Power Station | 3797 | 6 | 2520 | Virginia | Chesterfield County | 500 Coxendale Road | Chester | 1969 | 670 | 10217 | 588 | 267 | 1013089 | 9874157 | 982618 | Tangentially-fired | Low NOx Burner Technology w/ Closed-coupled/Separated OFA, Selective Catalytic Reduction | Wet Limestone | Baghouse, Wet Scrubber | Yes | Yes | Yes |  |  | Yes | Yes
Clover Power Station | 7213 | 1 | 3007 | Virginia | Halifax County | Route 92 | Clover | 1995 | 440 | 10106 | 96 | 459 | 377540 | 3679745 | 350963 | Tangentially-fired | Selective Non-catalytic Reduction, Other | Wet Limestone | Baghouse, Wet Scrubber | Yes | Yes | Yes |  |  | Yes | Yes
Clover Power Station | 7213 | 2 | 3008 | Virginia | Halifax County | Route 92 | Clover | 1995 | 437 | 10086 | 98 | 498 | 356967 | 3479215 | 345368 | Tangentially-fired | Selective Non-catalytic Reduction, Other | Wet Limestone | Baghouse, Wet Scrubber | Yes | Yes | Yes |  |  | Yes | Yes
Virginia City Hybrid Energy Center | 56808 | 1 | 90448 | Virginia | Wise County |  |  | 2012 | 305 | 9943 | 39 | 249 | 775122 | 7553798 |  | Circulating fluidized bed boiler | Selective Non-catalytic Reduction | Dry Lime FGD, Fluidized Bed Limestone Injection | Baghouse |  | Yes | Yes |  |  | Yes | Yes
Virginia City Hybrid Energy Center | 56808 | 2 | 90449 | Virginia | Wise County |  |  | 2012 | 305 | 9943 | 17 | 233 | 747041 | 7280008 |  | Circulating fluidized bed boiler | Selective Non-catalytic Reduction | Dry Lime FGD, Fluidized Bed Limestone Injection | Baghouse |  | Yes | Yes |  |  | Yes | Yes
Centralia | 3845 | BW22 | 2534 | Washington | Lewis County | 913 Big Hanaford Rd. | Centralia | 1973 | 670 | 11132 | 1262 | 3650 | 4321275 | 41199918 | 3800396 | Tangentially-fired | Low NOx Burner Technology w/ Closed-coupled/Separated OFA | Wet Limestone | Wet Scrubber, Electrostatic Precipitator |  | Yes
Fort Martin Power Station | 3943 | 1 | 2551 | West Virginia | Monongalia County | PO Box 247 | Maidsville | 1967 | 552 | 10223 | 1494 | 3938 | 3069288 | 29915103 | 3159817 | Tangentially-fired | Low NOx Burner Technology w/ Closed-coupled OFA | Wet Lime FGD | Electrostatic Precipitator | Yes | Yes | Yes |  |  | Yes | Yes
Fort Martin Power Station | 3943 | 2 | 2552 | West Virginia | Monongalia County | PO Box 247 | Maidsville | 1968 | 546 | 10240 | 1391 | 2740 | 2215100 | 21589694 | 2276545 | Cell burner boiler | Low NOx Cell Burner | Wet Lime FGD | Electrostatic Precipitator | Yes | Yes | Yes |  |  | Yes | Yes
Grant Town Power Plant | 10151 | 1A | 10068 | West Virginia | Marion County | Hwy 17 1/2 Mile SE Grant Town | Grant Town | 1993 | 40 | 13650 | 1043 | 462 | 426149 | 4153455 |  | Circulating fluidized bed boiler | Selective Non-catalytic Reduction, Combustion Modification/Fuel Reburning | Fluidized Bed Limestone Injection | Baghouse | Yes |  | Yes |  |  | Yes | Yes
Grant Town Power Plant | 10151 | 1B | 10069 | West Virginia | Marion County | Hwy 17 1/2 Mile SE Grant Town | Grant Town | 1993 | 40 | 13650 | 996 | 431 | 402831 | 3926192 |  | Circulating fluidized bed boiler | Selective Non-catalytic Reduction, Combustion Modification/Fuel Reburning | Fluidized Bed Limestone Injection | Baghouse | Yes |  | Yes |  |  | Yes | Yes
Harrison Power Station | 3944 | 1 | 2553 | West Virginia | Harrison County | PO Box 600 | Haywood | 1972 | 652 | 10184 | 6028 | 1621 | 4638315 | 45207796 | 4961958 | Dry bottom wall-fired boiler | Low NOx Burner Technology (Dry Bottom only), Selective Catalytic Reduction | Wet Lime FGD | Electrostatic Precipitator | Yes | Yes | Yes |  |  | Yes | Yes
Harrison Power Station | 3944 | 2 | 2554 | West Virginia | Harrison County | PO Box 600 | Haywood | 1973 | 651 | 10116 | 2734 | 1176 | 2970131 | 28948663 | 3195411 | Dry bottom wall-fired boiler | Low NOx Burner Technology (Dry Bottom only), Selective Catalytic Reduction | Wet Lime FGD | Electrostatic Precipitator | Yes | Yes | Yes |  |  | Yes | Yes
Harrison Power Station | 3944 | 3 | 2555 | West Virginia | Harrison County | PO Box 600 | Haywood | 1974 | 651 | 10120 | 6159 | 1695 | 5178688 | 50474526 | 4877184 | Dry bottom wall-fired boiler | Low NOx Burner Technology (Dry Bottom only), Selective Catalytic Reduction | Wet Lime FGD | Electrostatic Precipitator | Yes | Yes | Yes |  |  | Yes | Yes
John E Amos | 3935 | 1 | 2538 | West Virginia | Putnam County | US Route 35 | St Albans | 1971 | 800 | 9891 | 1131 | 1199 | 2852970 | 27806727 | 2808935 | Dry bottom wall-fired boiler | Low NOx Burner Technology (Dry Bottom only), Selective Catalytic Reduction | Wet Limestone | Electrostatic Precipitator | Yes | Yes | Yes |  |  | Yes | Yes
John E Amos | 3935 | 2 | 2539 | West Virginia | Putnam County | US Route 35 | St Albans | 1972 | 800 | 9911 | 2529 | 770 | 2151427 | 20969098 | 2034667 | Dry bottom wall-fired boiler | Low NOx Burner Technology (Dry Bottom only), Selective Catalytic Reduction | Wet Limestone | Electrostatic Precipitator | Yes | Yes | Yes |  |  | Yes | Yes
John E Amos | 3935 | 3 | 2540 | West Virginia | Putnam County | US Route 35 | St Albans | 1973 | 1300 | 10019 | 1652 | 1537 | 3073445 | 29955611 | 3165209 | Cell burner boiler | Low NOx Cell Burner, Selective Catalytic Reduction | Wet Limestone | Electrostatic Precipitator | Yes | Yes | Yes |  |  | Yes | Yes
Longview Power | 56671 | 001 | 90398 | West Virginia | Monongalia County |  |  | 2011 | 700 | 8904 | 1701 | 1304 | 4321201 | 42116988 | 5054435 | Dry bottom wall-fired boiler | Low NOx Burner Technology w/ Overfire Air, Selective Catalytic Reduction | Other, Wet Limestone | Baghouse |  | Yes | Yes |  |  | Yes | Yes
Mitchell (WV) | 3948 | 1 | 2563 | West Virginia | Marshall County | WV State Route 2 | Captina | 1971 | 770 | 10248 | 1146 | 977 | 2450231 | 23881377 | 2326286 | Dry bottom wall-fired boiler | Low NOx Burner Technology (Dry Bottom only), Selective Catalytic Reduction | Wet Limestone | Electrostatic Precipitator | Yes | Yes | Yes |  |  | Yes | Yes
Mitchell (WV) | 3948 | 2 | 2564 | West Virginia | Marshall County | WV State Route 2 | Captina | 1971 | 790 | 9996 | 606 | 683 | 1595495 | 15550617 | 1511782 | Dry bottom wall-fired boiler | Low NOx Burner Technology (Dry Bottom only), Selective Catalytic Reduction | Wet Limestone | Electrostatic Precipitator | Yes | Yes | Yes |  |  | Yes | Yes
Mount Storm Power Station | 3954 | 1 | 2565 | West Virginia | Grant County | HC 76 Box 430 | Mount Storm | 1965 | 554 | 10094 | 806 | 574 | 1540733 | 15016900 | 1523874 | Tangentially-fired | Low NOx Burner Technology w/ Closed-coupled OFA, Selective Catalytic Reduction | Wet Limestone | Electrostatic Precipitator, Wet Scrubber | Yes | Yes | Yes |  |  | Yes | Yes
Mount Storm Power Station | 3954 | 2 | 2566 | West Virginia | Grant County | HC 76 Box 430 | Mount Storm | 1966 | 555 | 10069 | 1054 | 595 | 1902252 | 18540472 | 1864868 | Tangentially-fired | Low NOx Burner Technology w/ Closed-coupled OFA, Selective Catalytic Reduction | Wet Limestone | Electrostatic Precipitator, Wet Scrubber | Yes | Yes | Yes |  |  | Yes | Yes
Mount Storm Power Station | 3954 | 3 | 2567 | West Virginia | Grant County | HC 76 Box 430 | Mount Storm | 1973 | 520 | 10433 | 958 | 573 | 1551609 | 15122889 | 1605746 | Tangentially-fired | Low NOx Burner Technology w/ Closed-coupled OFA, Selective Catalytic Reduction | Wet Limestone | Wet Scrubber, Electrostatic Precipitator | Yes | Yes | Yes |  |  | Yes | Yes
Mountaineer (1301) | 6264 | 1 | 2879 | West Virginia | Mason County | State Route 62 | New Haven | 1980 | 1299 | 9925 | 2589 | 2769 | 5470203 | 53315858 | 5690938 | Dry bottom wall-fired boiler | Low NOx Burner Technology (Dry Bottom only), Selective Catalytic Reduction | Wet Limestone | Electrostatic Precipitator | Yes | Yes | Yes |  |  | Yes | Yes
Pleasants Power Station | 6004 | 1 | 2673 | West Virginia | Pleasants County | #1 Power Station Blvd | Willow Island | 1979 | 644 | 10492 | 6100 | 3328 | 4263868 | 41558210 | 4519583 | Dry bottom wall-fired boiler | Low NOx Burner Technology (Dry Bottom only), Selective Catalytic Reduction | Wet Lime FGD | Electrostatic Precipitator | Yes | Yes | Yes |  |  | Yes | Yes
Pleasants Power Station | 6004 | 2 | 2674 | West Virginia | Pleasants County | #1 Power Station Blvd | Willow Island | 1980 | 644 | 10383 | 6652 | 3218 | 4182611 | 40766216 | 4364986 | Dry bottom wall-fired boiler | Low NOx Burner Technology (Dry Bottom only), Selective Catalytic Reduction | Wet Lime FGD | Electrostatic Precipitator | Yes | Yes | Yes |  |  | Yes | Yes
Columbia | 8023 | 1 | 3431 | Wisconsin | Columbia County |  | Portage | 1975 | 575 | 10544 | 741 | 1566 | 2711235 | 25853442 | 2442129 | Tangentially-fired | Low NOx Burner Technology w/ Separated OFA | Dry Lime FGD | Baghouse, Electrostatic Precipitator |  | Yes | Yes |  | Yes |  | Yes
Columbia | 8023 | 2 | 3432 | Wisconsin | Columbia County |  | Portage | 1978 | 570 | 10533 | 600 | 582 | 2157469 | 20573598 | 1997522 | Tangentially-fired | Low NOx Burner Technology w/ Separated OFA, Selective Catalytic Reduction | Dry Lime FGD | Baghouse, Electrostatic Precipitator |  | Yes | Yes |  | Yes |  | Yes
Edgewater (4050) | 4050 | 5 | 2600 | Wisconsin | Sheboygan County | 3739 Lakeshore Dr | Sheboygan | 1985 | 416 | 10454 | 554 | 575 | 2260154 | 21549894 | 2074582 | Dry bottom wall-fired boiler | Low NOx Burner Technology w/ Overfire Air, Selective Catalytic Reduction | Dry Lime FGD | Electrostatic Precipitator, Baghouse |  | Yes | Yes |  | Yes |  | Yes
Elm Road Generating Station | 56068 | 1 | 89796 | Wisconsin | Milwaukee County |  |  | 2009 | 633 | 9552 | 196 | 1065 | 3509224 | 33483614 | 3871025 | Dry bottom wall-fired boiler | Selective Catalytic Reduction | Wet Limestone | Baghouse, Wet ESP |  | Yes | Yes |  | Yes |  | Yes
Elm Road Generating Station | 56068 | 2 | 89798 | Wisconsin | Milwaukee County |  |  | 2010 | 633 | 9475 | 177 | 730 | 2325736 | 22195419 | 2452224 | Dry bottom wall-fired boiler | Selective Catalytic Reduction | Wet Limestone | Baghouse, Wet ESP |  | Yes | Yes |  | Yes |  | Yes
J P Madgett | 4271 | B1 | 2653 | Wisconsin | Buffalo County | 500 Old South 35 | Alma | 1979 | 390 | 11241 | 982 | 879 | 2480712 | 23652853 | 2290638 | Dry bottom turbo-fired boiler | Low NOx Burner Technology (Dry Bottom only), Selective Catalytic Reduction | Dry Sorbent Injection | Baghouse, Electrostatic Precipitator |  | Yes | Yes |  | Yes |  | Yes
South Oak Creek | 4041 | 5 | 2590 | Wisconsin | Milwaukee County | 11060 S Chicago Road | Oak Creek | 1959 | 241 | 10326 | 4 | 197 | 626575 | 5978571 | 553923 | Dry bottom wall-fired boiler | Selective Catalytic Reduction | Wet Limestone | Electrostatic Precipitator, Wet Scrubber |  | Yes | Yes |  | Yes |  | Yes
South Oak Creek | 4041 | 6 | 2591 | Wisconsin | Milwaukee County | 11060 S Chicago Road | Oak Creek | 1961 | 245 | 10316 | 8 | 398 | 1119754 | 10689589 | 996920 | Dry bottom wall-fired boiler | Selective Catalytic Reduction | Wet Limestone | Electrostatic Precipitator, Wet Scrubber |  | Yes | Yes |  | Yes |  | Yes
South Oak Creek | 4041 | 7 | 2592 | Wisconsin | Milwaukee County | 11060 S Chicago Road | Oak Creek | 1965 | 303 | 10335 | 84 | 391 | 1301168 | 12413504 | 1228916 | Tangentially-fired | Low NOx Burner Technology w/ Closed-coupled/Separated OFA, Selective Catalytic Reduction | Wet Limestone | Electrostatic Precipitator, Wet Scrubber |  | Yes | Yes |  | Yes |  | Yes
South Oak Creek | 4041 | 8 | 2593 | Wisconsin | Milwaukee County | 11060 S Chicago Road | Oak Creek | 1967 | 309 | 10508 | 74 | 332 | 1106001 | 10548122 | 1045946 | Tangentially-fired | Low NOx Burner Technology w/ Closed-coupled/Separated OFA, Selective Catalytic Reduction | Wet Limestone | Electrostatic Precipitator, Wet Scrubber |  | Yes | Yes |  | Yes |  | Yes
Weston | 4078 | 3 | 2615 | Wisconsin | Marathon County | 2501 Morrison Av | Rothschild | 1981 | 327 | 9994 | 112 | 387 | 1196810 | 11456569 | 1338458 | Tangentially-fired | Low NOx Burner Technology w/ Separated OFA, Low NOx Burner Technology w/ Closed-coupled OFA | Other | Baghouse |  | Yes | Yes |  | Yes |  | Yes
Weston | 4078 | 4 | 89565 | Wisconsin | Marathon County | 2501 Morrison Av | Rothschild | 2008 | 550 | 9679 | 565 | 766 | 2983293 | 28471861 | 3526217 | Dry bottom wall-fired boiler | Selective Catalytic Reduction | Dry Lime FGD | Baghouse |  | Yes | Yes |  | Yes |  | Yes
Dave Johnston | 4158 | BW41 | 2633 | Wyoming | Converse County |  | Glenrock | 1958 | 93 | 11001 | 2513 | 1155 | 722970 | 6893283 | 649793 | Dry bottom wall-fired boiler |  |  | Electrostatic Precipitator |  | Yes
Dave Johnston | 4158 | BW42 | 2634 | Wyoming | Converse County |  | Glenrock | 1960 | 105 | 10996 | 3075 | 1651 | 864782 | 8245457 | 771604 | Dry bottom wall-fired boiler |  |  | Electrostatic Precipitator |  | Yes
Dave Johnston | 4158 | BW43 | 2635 | Wyoming | Converse County |  | Glenrock | 1964 | 220 | 11274 | 772 | 1416 | 1438245 | 13713264 | 1233645 | Dry bottom wall-fired boiler | Low NOx Burner Technology w/ Overfire Air | Dry Lime FGD | Baghouse |  | Yes
Dave Johnston | 4158 | BW44 | 2636 | Wyoming | Converse County |  | Glenrock | 1972 | 330 | 11341 | 933 | 948 | 1522655 | 14518060 | 1303697 | Tangentially-fired | Low NOx Burner Technology w/ Separated OFA | Dry Lime FGD | Baghouse |  | Yes
Dry Fork Station | 56609 | 01 | 90531 | Wyoming | Campbell County |  |  | 2011 | 380 | 10552 | 845 | 613 | 2858056 | 27250727 | 2971340 | Dry bottom wall-fired boiler | Selective Catalytic Reduction | Dry Lime FGD | Baghouse |  | Yes
Jim Bridger | 8066 | BW71 | 3455 | Wyoming | Sweetwater County | 35 Miles East of Rock Springs | Point of Rocks | 1974 | 531 | 10373 | 2009 | 2802 | 3293056 | 31398330 | 3150690 | Tangentially-fired | Low NOx Burner Technology w/ Closed-coupled OFA | Sodium Based | Electrostatic Precipitator |  | Yes
Jim Bridger | 8066 | BW72 | 3456 | Wyoming | Sweetwater County | 35 Miles East of Rock Springs | Point of Rocks | 1975 | 527 | 10396 | 1689 | 2227 | 2698984 | 25734038 | 2501991 | Tangentially-fired | Low NOx Burner Technology w/ Closed-coupled OFA | Sodium Based | Electrostatic Precipitator |  | Yes
Jim Bridger | 8066 | BW73 | 3457 | Wyoming | Sweetwater County | 35 Miles East of Rock Springs | Point of Rocks | 1976 | 523 | 10441 | 2127 | 802 | 3162008 | 30148855 | 2826648 | Tangentially-fired | Selective Catalytic Reduction, Low NOx Burner Technology w/ Closed-coupled OFA | Sodium Based | Electrostatic Precipitator |  | Yes
Jim Bridger | 8066 | BW74 | 3458 | Wyoming | Sweetwater County | 35 Miles East of Rock Springs | Point of Rocks | 1979 | 530 | 10465 | 1803 | 721 | 3001391 | 28617354 | 3053544 | Tangentially-fired | Selective Catalytic Reduction, Low NOx Burner Technology w/ Closed-coupled OFA | Sodium Based | Electrostatic Precipitator |  | Yes
Laramie River | 6204 | 1 | 2844 | Wyoming | Platte County | Hwy 320 | Wheatland | 1980 | 570 | 10218 | 1564 | 736 | 3281245 | 31285705 | 2607374 | Dry bottom wall-fired boiler | Overfire Air, Selective Catalytic Reduction, Low NOx Burner Technology (Dry Bottom only) | Wet Limestone | Electrostatic Precipitator |  | Yes
Laramie River | 6204 | 2 | 2845 | Wyoming | Platte County | Hwy 320 | Wheatland | 1981 | 570 | 10164 | 2031 | 2717 | 3973719 | 37888251 | 3552012 | Dry bottom wall-fired boiler | Overfire Air, Selective Non-catalytic Reduction, Low NOx Burner Technology (Dry Bottom only) | Wet Limestone | Electrostatic Precipitator |  | Yes
Laramie River | 6204 | 3 | 2846 | Wyoming | Platte County | Hwy 320 | Wheatland | 1982 | 570 | 10137 | 3265 | 3625 | 5349235 | 51003386 | 4480889 | Dry bottom wall-fired boiler | Overfire Air, Selective Non-catalytic Reduction, Low NOx Burner Technology (Dry Bottom only) | Dry Lime FGD | Electrostatic Precipitator |  | Yes
Naughton | 4162 | 1 | 2637 | Wyoming | Lincoln County | Hwy 189 7 miles SW Kemmerer | Kemmerer | 1963 | 156 | 10983 | 646 | 1040 | 1026108 | 9807207 | 953225 | Tangentially-fired | Low NOx Burner Technology w/ Separated OFA | Sodium Based | Electrostatic Precipitator |  | Yes
Naughton | 4162 | 2 | 2638 | Wyoming | Lincoln County | Hwy 189 7 miles SW Kemmerer | Kemmerer | 1968 | 201 | 10956 | 778 | 1179 | 1232115 | 11780883 | 1104921 | Tangentially-fired | Low NOx Burner Technology w/ Separated OFA | Sodium Based | Electrostatic Precipitator |  | Yes
Neil Simpson II | 7504 | 001 | 3120 | Wyoming | Campbell County | 13151 Highway 51 | Gillette | 1995 | 80 | 12337 | 417 | 619 | 845611 | 8062607 | 676003 | Dry bottom wall-fired boiler | Low NOx Burner Technology w/ Overfire Air | Dry Lime FGD | Electrostatic Precipitator |  | Yes
Wygen I | 55479 | 001 | 4852 | Wyoming | Campbell County | 13151 Highway 51 | Gillette | 2003 | 85 | 11824 | 389 | 571 | 917404 | 8747214 | 758957 | Dry bottom wall-fired boiler | Low NOx Burner Technology w/ Overfire Air, Selective Catalytic Reduction | Dry Lime FGD | Baghouse |  | Yes
Wygen II | 56319 | 001 | 89633 | Wyoming | Campbell County |  | Gillette | 2007 | 90 | 11967 | 195 | 280 | 958828 | 9142187 | 786442 | Dry bottom wall-fired boiler | Low NOx Burner Technology w/ Overfire Air, Selective Catalytic Reduction | Dry Lime FGD | Baghouse |  | Yes
Wygen III | 56596 | 001 | 90109 | Wyoming | Campbell County |  |  | 2010 | 100 | 11509 | 223 | 212 | 981297 | 9356403 | 890615 | Dry bottom wall-fired boiler | Low NOx Burner Technology (Dry Bottom only), Selective Catalytic Reduction | Dry Lime FGD | Baghouse |  | Yes
Wyodak | 6101 | BW91 | 2777 | Wyoming | Campbell County | 48 Wyodak Road Garner Lake Rt | Gillette | 1978 | 332 | 12221 | 1758 | 2629 | 2353445 | 22439431 | 2021599 | Dry bottom wall-fired boiler | Low NOx Burner Technology w/ Overfire Air | Dry Lime FGD | Baghouse |  | Yes