## Sheet 1
2023 Coal Unit Characteristics
National Electric Energy Data System (NEEDS v621 August 2023) frame (EPA, 2023) with additional information EPA, February 5, 2024
Plant Name | ORISPL | Boiler ID | EPA Unit ID | State Name | County | Plant Address | Plant City | On-line Year | Capacity (MW) | Heat Rate (Btu/kWh) | 2023 SO2 (tons) | 2023 NOX (tons) | 2023 CO2 (tons) | 2023 Heat Input (mmBtu) | 2023 Generation (MWh) | Unit Type | NOX Controls | SO2 Controls | PM Controls | In NBP Program? | In ARP Program? | In CSAPR Annual NOx Program? | In CSAPR Ozone Season NOx Group 1 Program? | In CSAPR Ozone Season NOx Group 2 Program? | In CSAPR Ozone Season NOx Expanded Group 2 Program? | In CSAPR Ozone Season NOx Group 3 Program? | In CSAPR Annual SO2 Group 1 Program? | In CSAPR Annual SO2 Group 2 Program?
Barry | 3 | 5 | 5 | Alabama | Mobile County | North Highway 43 | Bucks | 1971 | 756 | 10141 | 250 | 675 | 1969785 | 19198675 | 1912810 | Tangentially-fired | Low NOx Burner Technology w/ Separated OFA, Selective Catalytic Reduction | Wet Limestone | Electrostatic Precipitator |  | Yes | Yes |  | Yes |  |  |  | Yes
E C Gaston | 26 | 5 | 34 | Alabama | Shelby County | 31972 Highway 25 North | Wilsonville | 1974 | 832 | 10254 | 664 | 1171 | 2265579 | 22324441 | 2040632 | Tangentially-fired | Low NOx Burner Technology w/ Separated OFA, Selective Catalytic Reduction | Wet Limestone | Baghouse, Electrostatic Precipitator | Yes | Yes | Yes |  | Yes |  |  |  | Yes
James H Miller Jr | 6002 | 1 | 2669 | Alabama | Jefferson County | 42050 Porter Road | Quinton | 1978 | 688 | 10102 | 212 | 1239 | 3894003 | 37128191 | 3671968 | Dry bottom wall-fired boiler | Selective Catalytic Reduction, Low NOx Burner Technology (Dry Bottom only) | Wet Limestone | Electrostatic Precipitator | Yes | Yes | Yes |  | Yes |  |  |  | Yes
James H Miller Jr | 6002 | 2 | 2670 | Alabama | Jefferson County | 42050 Porter Road | Quinton | 1985 | 695 | 10098 | 143 | 1282 | 4039642 | 38516812 | 3779352 | Dry bottom wall-fired boiler | Selective Catalytic Reduction, Low NOx Burner Technology (Dry Bottom only) | Wet Limestone | Electrostatic Precipitator | Yes | Yes | Yes |  | Yes |  |  |  | Yes
James H Miller Jr | 6002 | 3 | 2671 | Alabama | Jefferson County | 42050 Porter Road | Quinton | 1989 | 687 | 10001 | 226 | 1562 | 5112282 | 48744084 | 4781801 | Dry bottom wall-fired boiler | Selective Catalytic Reduction, Low NOx Burner Technology (Dry Bottom only) | Wet Limestone | Electrostatic Precipitator | Yes | Yes | Yes |  | Yes |  |  |  | Yes
James H Miller Jr | 6002 | 4 | 2672 | Alabama | Jefferson County | 42050 Porter Road | Quinton | 1991 | 699 | 10011 | 196 | 1595 | 5063252 | 48276619 | 4759584 | Dry bottom wall-fired boiler | Selective Catalytic Reduction, Low NOx Burner Technology (Dry Bottom only) | Wet Limestone | Electrostatic Precipitator | Yes | Yes | Yes |  | Yes |  |  |  | Yes
Apache Station | 160 | 3 | 94 | Arizona | Cochise County | 3525 N US Hwy 191 | Cochise | 1979 | 175 | 11040 | 136 | 945 | 898737 | 10838291 | 1103443 | Dry bottom turbo-fired boiler | Overfire Air | Wet Lime FGD | Electrostatic Precipitator, Wet Scrubber |  | Yes
Cholla | 113 | 1 | 62 | Arizona | Navajo County | 4801 Frontage Road | Joseph City | 1962 | 116 | 10762 | 303 | 599 | 699428 | 6817091 | 607052 | Tangentially-fired | Low NOx Burner Technology w/ Separated OFA | Wet Lime FGD | Baghouse |  | Yes
Cholla | 113 | 3 | 64 | Arizona | Navajo County | 4801 Frontage Road | Joseph City | 1980 | 271 | 11027 | 615 | 1384 | 1572837 | 15329796 | 1380298 | Tangentially-fired | Low NOx Burner Technology w/ Closed-coupled/Separated OFA | Wet Lime FGD | Baghouse |  | Yes
Coronado Generating Station | 6177 | U1B | 2823 | Arizona | Apache County | P.O. Box 1018 | St Johns | 1979 | 380 | 10617 | 66 | 2142 | 1787976 | 17060443 | 1578843 | Dry bottom turbo-fired boiler | Low NOx Burner Technology w/ Overfire Air | Wet Limestone | Electrostatic Precipitator |  | Yes
Coronado Generating Station | 6177 | U2B | 2824 | Arizona | Apache County | P.O. Box 1018 | St Johns | 1980 | 382 | 10691 | 60 | 680 | 2217281 | 21168693 | 1938229 | Dry bottom turbo-fired boiler | Low NOx Burner Technology w/ Overfire Air, Selective Catalytic Reduction | Wet Limestone | Electrostatic Precipitator |  | Yes
Springerville Generating Station | 8223 | 1 | 3470 | Arizona | Apache County | County Road #4162 | Springerville | 1985 | 387 | 10417 | 2386 | 1720 | 2170336 | 20693533 | 2239719 | Tangentially-fired | Low NOx Burner Technology w/ Closed-coupled OFA | Dry Lime FGD | Baghouse |  | Yes
Springerville Generating Station | 8223 | 2 | 3471 | Arizona | Apache County | County Road #4162 | Springerville | 1990 | 406 | 10293 | 1742 | 1053 | 1447856 | 13804882 | 1489914 | Tangentially-fired | Low NOx Burner Technology w/ Closed-coupled OFA | Dry Lime FGD | Baghouse |  | Yes
Springerville Generating Station | 8223 | 4 | 90132 | Arizona | Apache County | County Road #4162 | Springerville | 2009 | 415 | 10260 | 729 | 647 | 1865879 | 17807985 | 1802946 | Dry bottom wall-fired boiler | Low NOx Burner Technology (Dry Bottom only), Selective Catalytic Reduction | Dry Lime FGD | Baghouse |  | Yes
Springerville Generating Station | 8223 | TS3 | 89514 | Arizona | Apache County | County Road #4162 | Springerville | 2006 | 417 | 10191 | 821 | 805 | 2195922 | 20948302 | 2175932 | Dry bottom wall-fired boiler | Low NOx Burner Technology (Dry Bottom only), Selective Catalytic Reduction | Dry Lime FGD | Baghouse |  | Yes
Flint Creek Power Plant | 6138 | 1 | 2800 | Arkansas | Benton County | 21797 Swepco Plant Road | Gentry | 1978 | 528 | 10629 | 643 | 2575 | 2491950 | 23759995 | 2276365 | Dry bottom wall-fired boiler | Low NOx Burner Technology w/ Overfire Air | Dry Lime FGD | Baghouse, Electrostatic Precipitator |  | Yes |  |  | Yes
Independence | 6641 | 1 | 2898 | Arkansas | Independence County | 555 Point Ferry Road | Newark | 1983 | 809 | 10428 | 6945 | 2761 | 3320520 | 31663946 | 2846552 | Tangentially-fired | Low NOx Burner Technology w/ Separated OFA |  | Electrostatic Precipitator |  | Yes |  |  | Yes
Independence | 6641 | 2 | 2899 | Arkansas | Independence County | 555 Point Ferry Road | Newark | 1984 | 842 | 10427 | 5903 | 1992 | 2766274 | 26387087 | 2203624 | Tangentially-fired | Low NOx Burner Technology w/ Separated OFA |  | Electrostatic Precipitator |  | Yes |  |  | Yes
John W. Turk Jr. Power Plant | 56564 | SN-01 | 90325 | Arkansas | Hempstead County |  |  | 2012 | 609 | 9102 | 572 | 612 | 3166856 | 30195081 | 3354434 | Dry bottom wall-fired boiler | Low NOx Burner Technology w/ Overfire Air, Selective Catalytic Reduction | Dry Lime FGD | Baghouse |  | Yes |  |  | Yes
Plum Point Energy Station | 56456 | 1 | 90208 | Arkansas | Mississippi County |  |  | 2010 | 680 | 9682 | 2295 | 1314 | 3692584 | 35215772 | 3721291 | Dry bottom wall-fired boiler | Low NOx Burner Technology (Dry Bottom only), Selective Catalytic Reduction | Dry Lime FGD | Baghouse |  | Yes |  |  | Yes
White Bluff | 6009 | 1 | 2675 | Arkansas | Jefferson County | 1100 White Bluff Road | Redfield | 1980 | 818 | 10338 | 3481 | 1165 | 1602500 | 15287807 | 1321699 | Tangentially-fired | Low NOx Burner Technology w/ Separated OFA |  | Electrostatic Precipitator |  | Yes |  |  | Yes
White Bluff | 6009 | 2 | 2676 | Arkansas | Jefferson County | 1100 White Bluff Road | Redfield | 1981 | 819 | 10206 | 6036 | 2021 | 2747399 | 26204433 | 2433095 | Tangentially-fired | Low NOx Burner Technology w/ Separated OFA |  | Electrostatic Precipitator |  | Yes |  |  | Yes
Comanche (470) | 470 | 2 | 300 | Colorado | Pueblo County | 2005 Lime Rd. | Pueblo | 1975 | 335 | 10809 | 988 | 1552 | 2381572 | 22995515 | 2161094 | Dry bottom wall-fired boiler | Low NOx Burner Technology w/ Overfire Air | Dry Lime FGD | Baghouse |  | Yes
Comanche (470) | 470 | 3 | 89734 | Colorado | Pueblo County | 2005 Lime Rd. | Pueblo | 2010 | 750 | 10459 | 2217 | 1760 | 5284351 | 51474520 | 5037512 | Tangentially-fired | Selective Catalytic Reduction | Dry Lime FGD | Baghouse |  | Yes
Craig | 6021 | C1 | 2684 | Colorado | Moffat County | 2101 S. Ranney | Craig | 1980 | 427 | 10204 | 527 | 2518 | 2210610 | 21077513 | 2015029 | Dry bottom wall-fired boiler | Low NOx Burner Technology w/ Overfire Air | Wet Limestone | Baghouse |  | Yes
Craig | 6021 | C2 | 2685 | Colorado | Moffat County | 2101 S. Ranney | Craig | 1979 | 410 | 10240 | 282 | 401 | 1457229 | 13894277 | 1245370 | Dry bottom wall-fired boiler | Low NOx Burner Technology w/ Overfire Air, Selective Catalytic Reduction | Wet Limestone | Baghouse |  | Yes
Craig | 6021 | C3 | 2686 | Colorado | Moffat County | 2101 S. Ranney | Craig | 1984 | 448 | 10014 | 1196 | 2132 | 2135790 | 20364134 | 1981366 | Dry bottom wall-fired boiler | Low NOx Burner Technology w/ Overfire Air, Selective Non-catalytic Reduction | Dry Lime FGD | Baghouse |  | Yes
Hayden | 525 | H1 | 317 | Colorado | Routt County | 12795 E Yute | Hayden | 1965 | 179 | 10910 | 683 | 326 | 1236864 | 12055202 | 1125436 | Dry bottom wall-fired boiler | Low NOx Burner Technology w/ Overfire Air, Selective Catalytic Reduction | Dry Lime FGD | Baghouse |  | Yes
Hayden | 525 | H2 | 318 | Colorado | Routt County | 12795 E Yute | Hayden | 1976 | 262 | 10907 | 998 | 428 | 1689215 | 16464094 | 1601032 | Tangentially-fired | Low NOx Burner Technology w/ Closed-coupled/Separated OFA, Selective Catalytic Reduction | Dry Lime FGD | Baghouse |  | Yes
Pawnee | 6248 | 1 | 2866 | Colorado | Morgan County | Box 857 | Brush | 1981 | 505 | 10769 | 1518 | 782 | 3398439 | 32408953 | 3008782 | Dry bottom wall-fired boiler | Low NOx Burner Technology w/ Overfire Air, Selective Catalytic Reduction | Dry Lime FGD | Baghouse |  | Yes
Rawhide Energy Station | 6761 | 101 | 2906 | Colorado | Larimer County | 2700 East Co. Rd. 82 | Wellington | 1984 | 280 | 10091 | 501 | 786 | 1447920 | 13805485 | 1439931 | Tangentially-fired | Low NOx Burner Technology w/ Closed-coupled/Separated OFA | Dry Lime FGD | Baghouse |  | Yes
Ray D Nixon | 8219 | 1 | 3466 | Colorado | El Paso County | 6598 Ray Nixon Rd | Fountain | 1980 | 208 | 10457 | 411 | 889 | 1162298 | 11085309 | 1178687 | Dry bottom wall-fired boiler | Low NOx Burner Technology w/ Overfire Air | Dry Lime FGD | Baghouse |  | Yes
Indian River | 594 | 4 | 389 | Delaware | Sussex County | 29416 Power Plant Road | Dagsboro | 1980 | 410 | 12507 | 129 | 22 | 31534 | 307360 | 26071 | Dry bottom turbo-fired boiler | Low NOx Burner Technology w/ Overfire Air, Selective Non-catalytic Reduction, Selective Catalytic Reduction | Dry Lime FGD | Electrostatic Precipitator | Yes | Yes
Big Bend | 645 | BB04 | 470 | Florida | Hillsborough County | 13031 Wyandotte Road | Apollo Beach | 1985 | 437 | 10792 | 573 | 450 | 983472 | 10823642 | 1085667 | Tangentially-fired | Low NOx Burner Technology w/ Separated OFA, Ammonia Injection, Selective Catalytic Reduction | Wet Limestone | Electrostatic Precipitator |  | Yes
Crystal River | 628 | 4 | 442 | Florida | Citrus County | 15760 West Powerline Street | Crystal River | 1982 | 712 | 10431 | 1811 | 850 | 2161984 | 21071965 | 2171886 | Dry bottom wall-fired boiler | Low NOx Burner Technology (Dry Bottom only), Selective Catalytic Reduction | Wet Limestone | Wet Scrubber, Electrostatic Precipitator |  | Yes
Crystal River | 628 | 5 | 443 | Florida | Citrus County | 15760 West Powerline Street | Crystal River | 1984 | 710 | 10391 | 1705 | 913 | 2073860 | 20213053 | 2123397 | Dry bottom wall-fired boiler | Low NOx Burner Technology (Dry Bottom only), Selective Catalytic Reduction | Wet Lime FGD | Wet Scrubber, Electrostatic Precipitator |  | Yes
Curtis H. Stanton Energy Center | 564 | 1 | 368 | Florida | Orange County | 5100 S. Alafaya Trail | Orlando | 1987 | 460 | 10643 | 847 | 2141 | 1655073 | 17344062 | 1657528 | Dry bottom wall-fired boiler | Low NOx Burner Technology (Dry Bottom only) | Wet Lime FGD | Electrostatic Precipitator |  | Yes
Curtis H. Stanton Energy Center | 564 | 2 | 369 | Florida | Orange County | 5100 S. Alafaya Trail | Orlando | 1996 | 466 | 10373 | 621 | 1356 | 1875195 | 19690788 | 2023165 | Dry bottom wall-fired boiler | Low NOx Burner Technology (Dry Bottom only), Selective Catalytic Reduction | Wet Lime FGD | Electrostatic Precipitator |  | Yes
Deerhaven | 663 | B2 | 487 | Florida | Alachua County | 10001 NW 13th Street | Gainesville | 1981 | 232 | 12302 | 68 | 398 | 498877 | 8241739 | 758937 | Dry bottom wall-fired boiler | Selective Catalytic Reduction, Overfire Air | Dry Lime FGD | Electrostatic Precipitator |  | Yes
Northside | 667 | 1A | 497 | Florida | Duval County |  |  | 2002 | 293 | 10368 | 613 | 219 | 809949 | 8134805 | 714827 | Circulating fluidized bed boiler | Selective Non-catalytic Reduction | Dry Lime FGD | Baghouse |  | Yes
Northside | 667 | 2A | 499 | Florida | Duval County |  |  | 2002 | 293 | 10386 | 804 | 207 | 1082263 | 10968103 | 1039722 | Circulating fluidized bed boiler | Selective Non-catalytic Reduction | Dry Lime FGD | Baghouse |  | Yes
Seminole (136) | 136 | 1 | 84 | Florida | Putnam County | State Highway 19 | Palatka | 1984 | 652 | 9889 | 950 | 403 | 1249985 | 12183103 | 1245868 | Dry bottom wall-fired boiler | Selective Catalytic Reduction, Low NOx Burner Technology w/ Overfire Air | Wet Limestone | Electrostatic Precipitator |  | Yes
Seminole (136) | 136 | 2 | 85 | Florida | Putnam County | State Highway 19 | Palatka | 1984 | 657 | 9871 | 2233 | 801 | 2891355 | 28180841 | 3000683 | Dry bottom wall-fired boiler | Selective Catalytic Reduction, Low NOx Burner Technology w/ Overfire Air | Wet Limestone | Electrostatic Precipitator |  | Yes
Bowen | 703 | 1BLR | 534 | Georgia | Bartow County | 317 Covered Bridge Road SW | Cartersville | 1971 | 724 | 10032 | 1283 | 928 | 2092291 | 20392681 | 2067732 | Tangentially-fired | Low NOx Burner Technology w/ Separated OFA, Selective Catalytic Reduction | Wet Lime FGD | Electrostatic Precipitator |  | Yes | Yes | Yes |  |  |  |  | Yes
Bowen | 703 | 2BLR | 535 | Georgia | Bartow County | 317 Covered Bridge Road SW | Cartersville | 1972 | 724 | 9954 | 1385 | 1577 | 2465969 | 24034766 | 2466052 | Tangentially-fired | Low NOx Burner Technology w/ Separated OFA, Selective Catalytic Reduction | Wet Lime FGD | Electrostatic Precipitator |  | Yes | Yes | Yes |  |  |  |  | Yes
Bowen | 703 | 3BLR | 536 | Georgia | Bartow County | 317 Covered Bridge Road SW | Cartersville | 1974 | 892 | 9780 | 2399 | 1696 | 3564879 | 34745415 | 3536097 | Tangentially-fired | Low NOx Burner Technology w/ Separated OFA, Selective Catalytic Reduction | Wet Lime FGD | Electrostatic Precipitator |  | Yes | Yes | Yes |  |  |  |  | Yes
Bowen | 703 | 4BLR | 537 | Georgia | Bartow County | 317 Covered Bridge Road SW | Cartersville | 1975 | 892 | 9726 | 2074 | 1483 | 3050784 | 29734780 | 3100757 | Tangentially-fired | Low NOx Burner Technology w/ Separated OFA, Selective Catalytic Reduction | Wet Lime FGD | Electrostatic Precipitator |  | Yes | Yes | Yes |  |  |  |  | Yes
Scherer | 6257 | 1 | 2875 | Georgia | Monroe County | 10986 Highway 87 | Juliette | 1982 | 860 | 10832 | 353 | 3264 | 4374575 | 41710327 | 3852255 | Tangentially-fired | Other, Selective Catalytic Reduction | Wet Lime FGD | Baghouse, Electrostatic Precipitator |  | Yes | Yes | Yes |  |  |  |  | Yes
Scherer | 6257 | 2 | 2876 | Georgia | Monroe County | 10986 Highway 87 | Juliette | 1984 | 860 | 10756 | 128 | 721 | 1484139 | 14150821 | 1332661 | Tangentially-fired | Other, Selective Catalytic Reduction | Wet Lime FGD | Baghouse, Electrostatic Precipitator |  | Yes | Yes | Yes |  |  |  |  | Yes
Scherer | 6257 | 3 | 2877 | Georgia | Monroe County | 10986 Highway 87 | Juliette | 1987 | 860 | 10740 | 205 | 1707 | 2466869 | 23520891 | 2183956 | Tangentially-fired | Other, Selective Catalytic Reduction | Wet Lime FGD | Baghouse, Electrostatic Precipitator |  | Yes | Yes | Yes |  |  |  |  | Yes
Baldwin Energy Complex | 889 | 1 | 611 | Illinois | Randolph County | 10901 Baldwin Rd Box146 | Baldwin | 1970 | 576 | 10318 | 1152 | 984 | 3228810 | 30785758 | 3276688 | Cyclone boiler | Overfire Air, Selective Catalytic Reduction | Dry Lime FGD | Baghouse, Electrostatic Precipitator | Yes | Yes | Yes |  |  |  | Yes | Yes
Baldwin Energy Complex | 889 | 2 | 612 | Illinois | Randolph County | 10901 Baldwin Rd Box146 | Baldwin | 1973 | 581 | 10270 | 1262 | 1095 | 3415729 | 32567974 | 3215373 | Cyclone boiler | Overfire Air, Selective Catalytic Reduction | Dry Lime FGD | Baghouse, Electrostatic Precipitator | Yes | Yes | Yes |  |  |  | Yes | Yes
Dallman | 963 | 4 | 89910 | Illinois | Sangamon County | 3100 Stevenson Drive | Springfield | 2009 | 208 | 11450 | 265 | 287 | 820262 | 8024518 | 766989 | Wet bottom wall-fired boiler | Selective Catalytic Reduction | Wet Limestone | Baghouse, Electrostatic Precipitator |  | Yes | Yes |  |  |  | Yes | Yes
Kincaid Generating Station | 876 | 1 | 591 | Illinois | Christian County | 4 Mile West of Kincaid Rt 104 | Kincaid | 1967 | 554 | 10924 | 454 | 167 | 1072261 | 10223725 | 1024929 | Cyclone boiler | Overfire Air, Selective Catalytic Reduction | Dry Sorbent Injection | Electrostatic Precipitator | Yes | Yes | Yes |  |  |  | Yes | Yes
Kincaid Generating Station | 876 | 2 | 592 | Illinois | Christian County | 4 Mile West of Kincaid Rt 104 | Kincaid | 1968 | 554 | 10767 | 661 | 228 | 1526481 | 14554590 | 1458101 | Cyclone boiler | Overfire Air, Selective Catalytic Reduction | Dry Sorbent Injection | Electrostatic Precipitator | Yes | Yes | Yes |  |  |  | Yes | Yes
Marion | 976 | 123 | 9173 | Illinois | Williamson County | 11543 Lake of Egypt Rd | Marion | 2003 | 120 | 11487 | 2346 | 414 | 1084624 | 10259111 | 694257 | Circulating fluidized bed boiler | Selective Non-catalytic Reduction | Fluidized Bed Limestone Injection | Baghouse | Yes | Yes | Yes |  |  |  | Yes | Yes
Newton | 6017 | 1 | 2680 | Illinois | Jasper County | 6725 N 500th | Newton | 1977 | 595 | 10492 | 7422 | 2091 | 3794292 | 36177453 | 3375064 | Tangentially-fired | Low NOx Burner Technology w/ Closed-coupled/Separated OFA, Other |  | Electrostatic Precipitator | Yes | Yes | Yes |  |  |  | Yes | Yes
Powerton | 879 | 51 | 593 | Illinois | Tazewell County | Rt 29 & Manito Rd | Pekin | 1973 | 384 | 11380 | 217 | 172 | 442726 | 4221260 | 374140 | Cyclone boiler | Overfire Air, Selective Non-catalytic Reduction |  | Electrostatic Precipitator | Yes | Yes | Yes |  |  |  | Yes | Yes
Powerton | 879 | 52 | 594 | Illinois | Tazewell County | Rt 29 & Manito Rd | Pekin | 1973 | 384 | 11380 | 246 | 186 | 505448 | 4819304 | 428373 | Cyclone boiler | Overfire Air, Selective Non-catalytic Reduction |  | Electrostatic Precipitator | Yes | Yes | Yes |  |  |  | Yes | Yes
Powerton | 879 | 61 | 595 | Illinois | Tazewell County | Rt 29 & Manito Rd | Pekin | 1976 | 384 | 11525 | 250 | 208 | 518669 | 4945359 | 431967 | Cyclone boiler | Overfire Air, Selective Non-catalytic Reduction | Dry Sorbent Injection | Electrostatic Precipitator | Yes | Yes | Yes |  |  |  | Yes | Yes
Powerton | 879 | 62 | 596 | Illinois | Tazewell County | Rt 29 & Manito Rd | Pekin | 1976 | 384 | 11525 | 191 | 148 | 392552 | 3742874 | 335835 | Cyclone boiler | Overfire Air, Selective Non-catalytic Reduction | Dry Sorbent Injection | Electrostatic Precipitator | Yes | Yes | Yes |  |  |  | Yes | Yes
Prairie State Generating Station | 55856 | 01 | 90192 | Illinois | Washington County |  |  | 2011 | 815 | 9391 | 4615 | 1906 | 6043155 | 58900132 | 6477752 | Dry bottom wall-fired boiler | Selective Catalytic Reduction | Wet Lime FGD | Electrostatic Precipitator, Wet ESP |  | Yes | Yes |  |  |  | Yes | Yes
Prairie State Generating Station | 55856 | 02 | 90193 | Illinois | Washington County |  |  | 2012 | 815 | 9346 | 4665 | 2017 | 6390984 | 62290273 | 6922029 | Dry bottom wall-fired boiler | Selective Catalytic Reduction | Wet Lime FGD | Electrostatic Precipitator, Wet ESP |  | Yes | Yes |  |  |  | Yes | Yes
A B Brown Generating Station | 6137 | 1 | 2797 | Indiana | Posey County | 8511 Welborn Road | Mount Vernon | 1979 | 245 | 11185 | 1248 | 484 | 951918 | 9277956 | 875876 | Dry bottom wall-fired boiler | Selective Catalytic Reduction | Dual Alkali | Baghouse | Yes | Yes | Yes |  |  |  | Yes | Yes
A B Brown Generating Station | 6137 | 2 | 2798 | Indiana | Posey County | 8511 Welborn Road | Mount Vernon | 1984 | 245 | 10985 | 1469 | 615 | 1191011 | 11608285 | 1126251 | Dry bottom wall-fired boiler | Selective Catalytic Reduction | Dual Alkali | Electrostatic Precipitator | Yes | Yes | Yes |  |  |  | Yes | Yes
Alcoa Allowance Management Inc | 6705 | 4 | 2905 | Indiana | Warrick County | 4700 Darlington Rd | Newburgh | 1970 | 295 | 11131 | 660 | 2242 | 2082318 | 20295480 | 1993625 | Cell burner boiler | Low NOx Cell Burner, Selective Catalytic Reduction | Wet Lime FGD | Electrostatic Precipitator | Yes | Yes | Yes |  |  |  | Yes | Yes
Cayuga | 1001 | 1 | 706 | Indiana | Vermillion County | PO Box 188 SR 63 North | Cayuga | 1970 | 500 | 10203 | 1151 | 2658 | 2430029 | 23684481 | 2440894 | Tangentially-fired | Low NOx Burner Technology w/ Separated OFA, Selective Catalytic Reduction | Wet Limestone | Wet Scrubber, Electrostatic Precipitator | Yes | Yes | Yes |  |  |  | Yes | Yes
Cayuga | 1001 | 2 | 707 | Indiana | Vermillion County | PO Box 188 SR 63 North | Cayuga | 1972 | 495 | 10254 | 1273 | 1925 | 2134948 | 20808468 | 2259711 | Tangentially-fired | Low NOx Burner Technology w/ Separated OFA, Selective Catalytic Reduction | Wet Limestone | Wet Scrubber, Electrostatic Precipitator | Yes | Yes | Yes |  |  |  | Yes | Yes
Clifty Creek | 983 | 1 | 658 | Indiana | Jefferson County | 1335 Clifty Hollow Road | Madison | 1955 | 196 | 10819 | 381 | 861 | 1112760 | 10845630 | 1050260 | Wet bottom wall-fired boiler | Overfire Air, Selective Catalytic Reduction | Wet Lime FGD, Wet Limestone | Electrostatic Precipitator, Wet Scrubber | Yes | Yes | Yes |  |  |  | Yes | Yes
Clifty Creek | 983 | 2 | 659 | Indiana | Jefferson County | 1335 Clifty Hollow Road | Madison | 1955 | 196 | 10723 | 365 | 914 | 1056764 | 10299860 | 1001810 | Wet bottom wall-fired boiler | Overfire Air, Selective Catalytic Reduction | Wet Lime FGD, Wet Limestone | Electrostatic Precipitator, Wet Scrubber | Yes | Yes | Yes |  |  |  | Yes | Yes
Clifty Creek | 983 | 3 | 660 | Indiana | Jefferson County | 1335 Clifty Hollow Road | Madison | 1955 | 196 | 10846 | 339 | 804 | 972121 | 9474879 | 923396 | Wet bottom wall-fired boiler | Overfire Air, Selective Catalytic Reduction | Wet Lime FGD, Wet Limestone | Electrostatic Precipitator, Wet Scrubber | Yes | Yes | Yes |  |  |  | Yes | Yes
Clifty Creek | 983 | 4 | 661 | Indiana | Jefferson County | 1335 Clifty Hollow Road | Madison | 1955 | 196 | 10734 | 639 | 1014 | 1053099 | 10264130 | 1030370 | Wet bottom wall-fired boiler | Overfire Air, Selective Catalytic Reduction | Wet Lime FGD, Wet Limestone | Electrostatic Precipitator, Wet Scrubber | Yes | Yes | Yes |  |  |  | Yes | Yes
Clifty Creek | 983 | 5 | 662 | Indiana | Jefferson County | 1335 Clifty Hollow Road | Madison | 1955 | 196 | 10727 | 651 | 1110 | 1090043 | 10624202 | 1061271 | Wet bottom wall-fired boiler | Overfire Air, Selective Catalytic Reduction | Wet Lime FGD, Wet Limestone | Electrostatic Precipitator, Wet Scrubber | Yes | Yes | Yes |  |  |  | Yes | Yes
Clifty Creek | 983 | 6 | 663 | Indiana | Jefferson County | 1335 Clifty Hollow Road | Madison | 1956 | 196 | 10694 | 318 | 727 | 512511 | 4995229 | 489249 | Wet bottom wall-fired boiler | Overfire Air | Wet Lime FGD, Wet Limestone | Electrostatic Precipitator, Wet Scrubber | Yes | Yes | Yes |  |  |  | Yes | Yes
Edwardsport Generating Station | 1004 | CTG1 | 90673 | Indiana | Knox County | 15400 Villwock Rd | Edwardsport | 2012 | 175 | 11371 | 30 | 384 | 1412018 | 13699547 | 1646839 | Integrated gasification combined cycle | Selective Catalytic Reduction (Began Jun 14, 2023) |  |  |  | Yes | Yes |  |  |  | Yes | Yes
Edwardsport Generating Station | 1004 | CTG2 | 90674 | Indiana | Knox County | 15400 Villwock Rd | Edwardsport | 2012 | 175 | 11371 | 42 | 320 | 1578159 | 13517060 | 1440625 | Integrated gasification combined cycle | Selective Catalytic Reduction |  |  |  | Yes | Yes |  |  |  | Yes | Yes
F B Culley Generating Station | 1012 | 2 | 727 | Indiana | Warrick County | 3700 Darlington Road | Newburgh | 1966 | 90 | 11727 | 134 | 409 | 300454 | 2935070 | 207232 | Dry bottom wall-fired boiler | Low NOx Burner Technology (Dry Bottom only), Selective Catalytic Reduction | Wet Limestone | Electrostatic Precipitator | Yes | Yes | Yes |  |  |  | Yes | Yes
F B Culley Generating Station | 1012 | 3 | 728 | Indiana | Warrick County | 3700 Darlington Road | Newburgh | 1973 | 270 | 10808 | 1199 | 848 | 1623337 | 15853837 | 1434331 | Dry bottom wall-fired boiler | Low NOx Burner Technology (Dry Bottom only), Selective Catalytic Reduction | Wet Limestone | Baghouse | Yes | Yes | Yes |  |  |  | Yes | Yes
Gibson | 6113 | 1 | 2782 | Indiana | Gibson County | R 1 Box 300 | Owensville | 1976 | 630 | 10394 | 931 | 1022 | 2683693 | 26156867 | 2674166 | Dry bottom wall-fired boiler | Low NOx Burner Technology w/ Overfire Air, Selective Catalytic Reduction | Wet Limestone | Electrostatic Precipitator, Wet Scrubber | Yes | Yes | Yes |  |  |  | Yes | Yes
Gibson | 6113 | 2 | 2783 | Indiana | Gibson County | R 1 Box 300 | Owensville | 1975 | 630 | 10508 | 879 | 760 | 2182570 | 21272620 | 2160830 | Dry bottom wall-fired boiler | Low NOx Burner Technology w/ Overfire Air, Selective Catalytic Reduction | Wet Limestone | Electrostatic Precipitator, Wet Scrubber | Yes | Yes | Yes |  |  |  | Yes | Yes
Gibson | 6113 | 3 | 2784 | Indiana | Gibson County | R 1 Box 300 | Owensville | 1978 | 630 | 10586 | 431 | 463 | 1115177 | 10869189 | 1094649 | Dry bottom wall-fired boiler | Low NOx Burner Technology w/ Overfire Air, Selective Catalytic Reduction | Wet Limestone | Wet Scrubber, Electrostatic Precipitator | Yes | Yes | Yes |  |  |  | Yes | Yes
Gibson | 6113 | 4 | 2785 | Indiana | Gibson County | R 1 Box 300 | Owensville | 1979 | 622 | 10404 | 1081 | 459 | 1392848 | 13575555 | 1335459 | Dry bottom wall-fired boiler | Low NOx Burner Technology w/ Overfire Air, Selective Catalytic Reduction | Wet Limestone | Wet Scrubber, Electrostatic Precipitator | Yes | Yes | Yes |  |  |  | Yes | Yes
Gibson | 6113 | 5 | 2786 | Indiana | Gibson County | R 1 Box 300 | Owensville | 1982 | 620 | 10559 | 1191 | 867 | 1667241 | 16249947 | 1665642 | Dry bottom wall-fired boiler | Low NOx Burner Technology w/ Overfire Air, Selective Catalytic Reduction | Wet Limestone | Electrostatic Precipitator, Wet Scrubber | Yes | Yes | Yes |  |  |  | Yes | Yes
IPL - Petersburg Generating Station | 994 | 2 | 693 | Indiana | Pike County | State Road 57 | Petersburg | 1969 | 422 | 10642 | 278 | 326 | 825268 | 8043522 | 653477 | Tangentially-fired | Low NOx Burner Technology w/ Closed-coupled/Separated OFA, Selective Catalytic Reduction | Wet Limestone, Sodium Based | Baghouse | Yes | Yes | Yes |  |  |  | Yes | Yes
IPL - Petersburg Generating Station | 994 | 3 | 694 | Indiana | Pike County | State Road 57 | Petersburg | 1977 | 528 | 10632 | 1342 | 807 | 1987710 | 19373421 | 2140949 | Tangentially-fired | Selective Catalytic Reduction, Low NOx Burner Technology w/ Closed-coupled OFA | Wet Limestone | Baghouse, Electrostatic Precipitator | Yes | Yes | Yes |  |  |  | Yes | Yes
IPL - Petersburg Generating Station | 994 | 4 | 695 | Indiana | Pike County | State Road 57 | Petersburg | 1986 | 530 | 10617 | 2037 | 2429 | 2522193 | 24582790 | 2494069 | Tangentially-fired | Low NOx Burner Technology w/ Closed-coupled/Separated OFA, Low NOx Burner Technology w/ Closed-coupled OFA | Wet Limestone | Electrostatic Precipitator | Yes | Yes | Yes |  |  |  | Yes | Yes
Merom | 6213 | 1SG1 | 2853 | Indiana | Sullivan County | 5500 W Old 54 | Sullivan | 1983 | 496 | 10352 | 1270 | 712 | 2608358 | 25422608 | 2482095 | Dry bottom turbo-fired boiler | Selective Catalytic Reduction, Low NOx Burner Technology w/ Overfire Air | Wet Limestone | Electrostatic Precipitator | Yes | Yes | Yes |  |  |  | Yes | Yes
Merom | 6213 | 2SG1 | 2854 | Indiana | Sullivan County | 5500 W Old 54 | Sullivan | 1982 | 492 | 10408 | 1568 | 656 | 2466925 | 24044082 | 2136894 | Dry bottom turbo-fired boiler | Selective Catalytic Reduction, Low NOx Burner Technology w/ Overfire Air | Wet Limestone | Electrostatic Precipitator | Yes | Yes | Yes |  |  |  | Yes | Yes
Michigan City Generating Station | 997 | 12 | 702 | Indiana | LaPorte County | 100 N Wabash | Michigan City | 1974 | 469 | 10791 | 640 | 684 | 1608225 | 15333963 | 1581702 | Cyclone boiler | Overfire Air, Selective Catalytic Reduction | Dry Lime FGD | Electrostatic Precipitator | Yes | Yes | Yes |  |  |  | Yes | Yes
R M Schahfer Generating Station | 6085 | 17 | 2764 | Indiana | Jasper County | 2723 E 1500 N | Wheatfield | 1983 | 361 | 11629 | 226 | 763 | 1101154 | 10732497 | 1046266 | Tangentially-fired | Low NOx Burner Technology w/ Closed-coupled/Separated OFA | Wet Limestone | Electrostatic Precipitator | Yes | Yes | Yes |  |  |  | Yes | Yes
R M Schahfer Generating Station | 6085 | 18 | 2765 | Indiana | Jasper County | 2723 E 1500 N | Wheatfield | 1986 | 361 | 11469 | 238 | 578 | 846467 | 8250152 | 840983 | Tangentially-fired | Low NOx Burner Technology w/ Closed-coupled/Separated OFA | Wet Limestone | Electrostatic Precipitator | Yes | Yes | Yes |  |  |  | Yes | Yes
Rockport | 6166 | MB1 | 2819 | Indiana | Spencer County | 2791 North US Route 231 | Rockport | 1984 | 1300 | 10007 | 1039 | 600 | 1772350 | 16898845 | 1534816 | Dry bottom wall-fired boiler | Low NOx Burner Technology (Dry Bottom only), Selective Catalytic Reduction | Sodium Based | Electrostatic Precipitator | Yes | Yes | Yes |  |  |  | Yes | Yes
Rockport | 6166 | MB2 | 2820 | Indiana | Spencer County | 2791 North US Route 231 | Rockport | 1989 | 1300 | 10032 | 969 | 539 | 1616215 | 15410150 | 1455227 | Dry bottom wall-fired boiler | Low NOx Burner Technology (Dry Bottom only), Selective Catalytic Reduction | Sodium Based | Electrostatic Precipitator | Yes | Yes | Yes |  |  |  | Yes | Yes
Whitewater Valley | 1040 | 1 | 729 | Indiana | Wayne County | 2000 US 27 SOUTH | Richmond | 1955 | 35 | 13048 | 171 | 16 | 8975 | 87480 | 7845 | Dry bottom wall-fired boiler | Low NOx Burner Technology (Dry Bottom only), Ammonia Injection, Overfire Air |  | Electrostatic Precipitator, Baghouse | Yes | Yes | Yes |  |  |  | Yes | Yes
Whitewater Valley | 1040 | 2 | 730 | Indiana | Wayne County | 2000 US 27 SOUTH | Richmond | 1973 | 65 | 12947 | 345 | 33 | 18211 | 177509 | 15918 | Tangentially-fired | Low NOx Burner Technology w/ Separated OFA, Ammonia Injection, Overfire Air |  | Baghouse, Electrostatic Precipitator | Yes | Yes | Yes |  |  |  | Yes | Yes
George Neal North | 1091 | 3 | 762 | Iowa | Woodbury County | 1151 260 St | Sergeant Bluff | 1975 | 515 | 10462 | 2509 | 1817 | 1444750 | 13775302 | 1409759 | Dry bottom wall-fired boiler | Low NOx Burner Technology w/ Overfire Air, Selective Non-catalytic Reduction | Dry Lime FGD | Baghouse, Electrostatic Precipitator |  | Yes | Yes |  | Yes |  |  | Yes
George Neal South | 7343 | 4 | 3101 | Iowa | Woodbury County | 2761 Port Neal Circle | Salix | 1979 | 645 | 10033 | 1771 | 857 | 1053693 | 10046663 | 1083583 | Dry bottom wall-fired boiler | Low NOx Burner Technology w/ Overfire Air, Selective Non-catalytic Reduction | Dry Lime FGD | Baghouse, Electrostatic Precipitator |  | Yes | Yes |  | Yes |  |  | Yes
Louisa | 6664 | 101 | 2901 | Iowa | Louisa County | 8602 172 St | Muscatine | 1983 | 746 | 10591 | 6002 | 3400 | 4029216 | 38417376 | 3904540 | Dry bottom wall-fired boiler | Low NOx Burner Technology w/ Overfire Air | Dry Lime FGD | Baghouse |  | Yes | Yes |  | Yes |  |  | Yes
Muscatine | 1167 | 8 | 787 | Iowa | Muscatine County | 3205 Cedar Street | Muscatine | 1969 | 44 | 8300 | 138 | 187 | 49684 | 473724 | 37950 | Cyclone boiler | Overfire Air |  | Electrostatic Precipitator |  | Yes | Yes |  | Yes |  |  | Yes
Muscatine | 1167 | 9 | 788 | Iowa | Muscatine County | 3205 Cedar Street | Muscatine | 1983 | 163 | 8800 | 44 | 633 | 687156 | 6551793 | 577678 | Tangentially-fired | Overfire Air | Wet Limestone | Electrostatic Precipitator |  | Yes | Yes |  | Yes |  |  | Yes
Ottumwa | 6254 | 1 | 2874 | Iowa | Wapello County | 20775 Power Plant Road | Ottumwa | 1981 | 725 | 10369 | 1016 | 1003 | 3756421 | 35825535 | 3433325 | Tangentially-fired | Low NOx Burner Technology w/ Separated OFA, Selective Catalytic Reduction | Dry Lime FGD | Other, Baghouse, Electrostatic Precipitator |  | Yes | Yes |  | Yes |  |  | Yes
Prairie Creek | 1073 | 3 | 746 | Iowa | Linn County | 3300 C Street SW | Cedar Rapids | 1958 | 27 | 12146 | 715 | 412 | 282303 | 2693908 |  | Dry bottom wall-fired boiler | Overfire Air |  | Electrostatic Precipitator |  | Yes | Yes |  | Yes |  |  | Yes
Walter Scott Jr. Energy Center | 1082 | 3 | 756 | Iowa | Pottawattamie County | 7215 Navajo St | Council Bluffs | 1978 | 708 | 9926 | 4709 | 2949 | 2719853 | 25933036 | 2593054 | Dry bottom wall-fired boiler | Low NOx Burner Technology w/ Overfire Air | Dry Lime FGD | Baghouse |  | Yes | Yes |  | Yes |  |  | Yes
Walter Scott Jr. Energy Center | 1082 | 4 | 89556 | Iowa | Pottawattamie County | 7215 Navajo St | Council Bluffs | 2007 | 814 | 9977 | 1348 | 983 | 3565031 | 33991550 | 3659554 | Dry bottom wall-fired boiler | Low NOx Burner Technology w/ Overfire Air, Selective Catalytic Reduction | Dry Lime FGD | Baghouse |  | Yes | Yes |  | Yes |  |  | Yes
Holcomb | 108 | SGU1 | 60 | Kansas | Finney County | 2440 Holcomb Lane | Holcomb | 1983 | 359 | 10904 | 1166 | 1630 | 1773082 | 16905792 | 1747062 | Dry bottom wall-fired boiler | Low NOx Burner Technology (Dry Bottom only) | Dry Lime FGD | Baghouse |  | Yes | Yes |  | Yes |  |  |  | Yes
Jeffrey Energy Center | 6068 | 1 | 2734 | Kansas | Pottawatomie County | 25905 Jeffrey Rd | Saint Marys | 1978 | 728 | 10990 | 129 | 612 | 2984612 | 28468349 | 3078667 | Tangentially-fired | Low NOx Burner Technology w/ Closed-coupled/Separated OFA, Selective Catalytic Reduction | Wet Limestone | Electrostatic Precipitator |  | Yes | Yes |  | Yes |  |  |  | Yes
Jeffrey Energy Center | 6068 | 2 | 2735 | Kansas | Pottawatomie County | 25905 Jeffrey Rd | Saint Marys | 1980 | 733 | 11132 | 176 | 1998 | 3722004 | 35497307 | 3561380 | Tangentially-fired | Low NOx Burner Technology w/ Closed-coupled/Separated OFA, Selective Non-catalytic Reduction | Wet Limestone | Electrostatic Precipitator |  | Yes | Yes |  | Yes |  |  |  | Yes
Jeffrey Energy Center | 6068 | 3 | 2736 | Kansas | Pottawatomie County | 25905 Jeffrey Rd | Saint Marys | 1983 | 728 | 11180 | 0 | 0 | 11 | 124 | 3 | Tangentially-fired | Low NOx Burner Technology w/ Closed-coupled/Separated OFA, Selective Non-catalytic Reduction | Wet Limestone | Electrostatic Precipitator |  | Yes | Yes |  | Yes |  |  |  | Yes
La Cygne | 1241 | 1 | 819 | Kansas | Linn County | 25166 E 2200 Rd | La Cygne | 1973 | 736 | 10600 | 643 | 1657 | 4093080 | 39026601 | 4146926 | Cyclone boiler | Overfire Air, Selective Catalytic Reduction | Wet Limestone | Baghouse |  | Yes | Yes |  | Yes |  |  |  | Yes
La Cygne | 1241 | 2 | 820 | Kansas | Linn County | 25166 E 2200 Rd | La Cygne | 1977 | 662 | 10424 | 282 | 1043 | 3244495 | 30943168 | 3132579 | Dry bottom wall-fired boiler | Low NOx Burner Technology w/ Overfire Air, Low NOx Burner Technology (Dry Bottom only), Overfire Air, Selective Catalytic Reduction | Wet Limestone | Baghouse |  | Yes | Yes |  | Yes |  |  |  | Yes
Lawrence Energy Center | 1250 | 4 | 834 | Kansas | Douglas County | 1250 N 1800 Rd | Lawrence | 1960 | 111 | 11593 | 47 | 297 | 417158 | 3994620 | 384591 | Tangentially-fired | Low NOx Burner Technology w/ Closed-coupled/Separated OFA | Wet Limestone | Baghouse, Wet Scrubber |  | Yes | Yes |  | Yes |  |  |  | Yes
Lawrence Energy Center | 1250 | 5 | 835 | Kansas | Douglas County | 1250 N 1800 Rd | Lawrence | 1971 | 373 | 10930 | 225 | 936 | 1584222 | 15105084 | 1520288 | Tangentially-fired | Low NOx Burner Technology w/ Closed-coupled/Separated OFA | Wet Limestone | Baghouse, Wet Scrubber |  | Yes | Yes |  | Yes |  |  |  | Yes
Nearman Creek | 6064 | N1 | 2731 | Kansas | Wyandotte County |  | Kansas City | 1981 | 240 | 11426 | 528 | 825 | 917853 | 8760557 | 781859 | Dry bottom wall-fired boiler | Low NOx Burner Technology w/ Overfire Air, Selective Catalytic Reduction | Dry Lime FGD | Baghouse |  | Yes | Yes |  | Yes |  |  |  | Yes
D B Wilson | 6823 | W1 | 2910 | Kentucky | Ohio County | 5663 Highway 85 West | Centertown | 1984 | 417 | 10643 | 3109 | 2329 | 3523881 | 34345826 | 3150842 | Dry bottom wall-fired boiler | Selective Catalytic Reduction, Low NOx Burner Technology (Dry Bottom only) | Wet Limestone | Electrostatic Precipitator | Yes | Yes | Yes |  |  | Yes |  | Yes
E W Brown | 1355 | 3 | 878 | Kentucky | Mercer County | 815 Dix Dam Rd | Harrodsburg | 1971 | 409 | 11543 | 361 | 234 | 1111634 | 10834663 | 1035777 | Tangentially-fired | Low NOx Burner Technology w/ Closed-coupled/Separated OFA, Selective Catalytic Reduction | Wet Limestone | Wet Scrubber, Baghouse | Yes | Yes | Yes |  |  | Yes |  | Yes
East Bend | 6018 | 2 | 2682 | Kentucky | Boone County | 6293 Beaver Rd | Union | 1981 | 600 | 10919 | 1562 | 1410 | 2727245 | 26581378 | 2456363 | Dry bottom wall-fired boiler | Selective Catalytic Reduction, Overfire Air | Wet Lime FGD | Electrostatic Precipitator, Wet Scrubber | Yes | Yes | Yes |  |  | Yes |  | Yes
Ghent | 1356 | 1 | 884 | Kentucky | Carroll County | 9485 US Hwy 42 East | Ghent | 1974 | 474 | 10759 | 771 | 717 | 2868075 | 27953962 | 2899444 | Tangentially-fired | Low NOx Burner Technology w/ Separated OFA, Selective Catalytic Reduction | Wet Limestone | Baghouse | Yes | Yes | Yes |  |  | Yes |  | Yes
Ghent | 1356 | 2 | 885 | Kentucky | Carroll County | 9485 US Hwy 42 East | Ghent | 1977 | 495 | 10767 | 3370 | 3040 | 2752507 | 26827574 | 2824410 | Tangentially-fired | Low NOx Burner Technology w/ Closed-coupled/Separated OFA | Wet Limestone | Baghouse | Yes | Yes | Yes |  |  | Yes |  | Yes
Ghent | 1356 | 3 | 886 | Kentucky | Carroll County | 9485 US Hwy 42 East | Ghent | 1981 | 485 | 11003 | 2757 | 2199 | 2507216 | 24436815 | 2583571 | Dry bottom wall-fired boiler | Low NOx Burner Technology w/ Overfire Air, Selective Catalytic Reduction | Wet Limestone | Baghouse, Electrostatic Precipitator | Yes | Yes | Yes |  |  | Yes |  | Yes
Ghent | 1356 | 4 | 887 | Kentucky | Carroll County | 9485 US Hwy 42 East | Ghent | 1984 | 465 | 10946 | 850 | 701 | 2454647 | 23924432 | 2450092 | Dry bottom wall-fired boiler | Low NOx Burner Technology w/ Overfire Air, Selective Catalytic Reduction | Wet Limestone | Baghouse, Electrostatic Precipitator | Yes | Yes | Yes |  |  | Yes |  | Yes
H L Spurlock | 6041 | 1 | 2704 | Kentucky | Mason County | Route 8 | Maysville | 1977 | 300 | 10121 | 525 | 603 | 1476704 | 14392887 | 1485259 | Dry bottom wall-fired boiler | Selective Catalytic Reduction, Low NOx Burner Technology (Dry Bottom only) | Wet Limestone | Electrostatic Precipitator, Wet ESP, Wet Scrubber | Yes | Yes | Yes |  |  | Yes |  | Yes
H L Spurlock | 6041 | 2 | 2705 | Kentucky | Mason County | Route 8 | Maysville | 1981 | 510 | 10048 | 1735 | 1392 | 3263558 | 31808596 | 3110384 | Tangentially-fired | Selective Catalytic Reduction, Low NOx Burner Technology w/ Closed-coupled OFA | Wet Limestone | Wet ESP, Wet Scrubber, Electrostatic Precipitator | Yes | Yes | Yes |  |  | Yes |  | Yes
H L Spurlock | 6041 | 3 | 89571 | Kentucky | Mason County | Route 8 | Maysville | 2005 | 268 | 10121 | 1101 | 532 | 1712124 | 16687340 | 1868725 | Circulating fluidized bed boiler | Selective Non-catalytic Reduction | Dry Lime FGD, Fluidized Bed Limestone Injection | Baghouse | Yes | Yes | Yes |  |  | Yes |  | Yes
H L Spurlock | 6041 | 4 | 90241 | Kentucky | Mason County | Route 8 | Maysville | 2008 | 268 | 10121 | 723 | 501 | 1655896 | 16139301 | 1911077 | Circulating fluidized bed boiler | Selective Non-catalytic Reduction | Dry Lime FGD, Fluidized Bed Limestone Injection | Baghouse |  | Yes | Yes |  |  | Yes |  | Yes
John S. Cooper | 1384 | 1 | 932 | Kentucky | Pulaski County | 7130 Highway 1247 | Somerset | 1965 | 116 | 10639 | 61 | 69 | 79614 | 775972 | 78897 | Dry bottom wall-fired boiler | Low NOx Burner Technology (Dry Bottom only) | Dry Lime FGD | Electrostatic Precipitator, Baghouse | Yes | Yes | Yes |  |  | Yes |  | Yes
John S. Cooper | 1384 | 2 | 933 | Kentucky | Pulaski County | 7130 Highway 1247 | Somerset | 1969 | 225 | 10681 | 88 | 172 | 451216 | 4397798 | 460238 | Dry bottom wall-fired boiler | Low NOx Burner Technology (Dry Bottom only), Selective Catalytic Reduction | Dry Lime FGD | Baghouse | Yes | Yes | Yes |  |  | Yes |  | Yes
Mill Creek | 1364 | 1 | 905 | Kentucky | Jefferson County | 14660 Dixie Highway | Louisville | 1972 | 300 | 10761 | 509 | 1494 | 1058936 | 10327667 | 1167283 | Tangentially-fired | Low NOx Burner Technology w/ Separated OFA | Wet Limestone | Baghouse, Electrostatic Precipitator | Yes | Yes | Yes |  |  | Yes |  | Yes
Mill Creek | 1364 | 2 | 906 | Kentucky | Jefferson County | 14660 Dixie Highway | Louisville | 1974 | 297 | 10842 | 720 | 2278 | 1677714 | 16356880 | 1842798 | Tangentially-fired | Low NOx Burner Technology w/ Separated OFA | Wet Limestone | Baghouse, Electrostatic Precipitator | Yes | Yes | Yes |  |  | Yes |  | Yes
Mill Creek | 1364 | 3 | 907 | Kentucky | Jefferson County | 14660 Dixie Highway | Louisville | 1978 | 391 | 10521 | 828 | 963 | 2462558 | 24037060 | 2517513 | Dry bottom wall-fired boiler | Low NOx Burner Technology (Dry Bottom only), Selective Catalytic Reduction | Wet Limestone | Baghouse, Electrostatic Precipitator, Wet Scrubber | Yes | Yes | Yes |  |  | Yes |  | Yes
Mill Creek | 1364 | 4 | 908 | Kentucky | Jefferson County | 14660 Dixie Highway | Louisville | 1982 | 477 | 10452 | 1201 | 940 | 2688815 | 26251357 | 2760780 | Dry bottom wall-fired boiler | Low NOx Burner Technology (Dry Bottom only), Selective Catalytic Reduction | Wet Limestone | Baghouse, Electrostatic Precipitator, Wet Scrubber | Yes | Yes | Yes |  |  | Yes |  | Yes
Shawnee | 1379 | 1 | 916 | Kentucky | McCracken County | 7900 Metropolis Lake Rd | West Paducah | 1953 | 134 | 11164 | 1001 | 567 | 695184 | 6628378 | 587755 | Dry bottom wall-fired boiler | Low NOx Burner Technology (Dry Bottom only), Selective Catalytic Reduction | Dry Lime FGD | Baghouse | Yes | Yes | Yes |  |  | Yes |  | Yes
Shawnee | 1379 | 2 | 918 | Kentucky | McCracken County | 7900 Metropolis Lake Rd | West Paducah | 1953 | 134 | 11162 | 981 | 547 | 658680 | 6280320 | 559812 | Dry bottom wall-fired boiler | Low NOx Burner Technology (Dry Bottom only) |  | Baghouse | Yes | Yes | Yes |  |  | Yes |  | Yes
Shawnee | 1379 | 3 | 919 | Kentucky | McCracken County | 7900 Metropolis Lake Rd | West Paducah | 1953 | 134 | 11191 | 1003 | 560 | 672649 | 6413512 | 571039 | Dry bottom wall-fired boiler | Low NOx Burner Technology (Dry Bottom only) |  | Baghouse | Yes | Yes | Yes |  |  | Yes |  | Yes
Shawnee | 1379 | 4 | 920 | Kentucky | McCracken County | 7900 Metropolis Lake Rd | West Paducah | 1954 | 134 | 11152 | 1059 | 593 | 724389 | 6906837 | 614446 | Dry bottom wall-fired boiler | Low NOx Burner Technology (Dry Bottom only), Selective Catalytic Reduction | Dry Lime FGD | Baghouse | Yes | Yes | Yes |  |  | Yes |  | Yes
Shawnee | 1379 | 5 | 921 | Kentucky | McCracken County | 7900 Metropolis Lake Rd | West Paducah | 1954 | 134 | 11200 | 961 | 539 | 638922 | 6091935 | 535485 | Dry bottom wall-fired boiler | Low NOx Burner Technology (Dry Bottom only) |  | Baghouse | Yes | Yes | Yes |  |  | Yes |  | Yes
Shawnee | 1379 | 6 | 922 | Kentucky | McCracken County | 7900 Metropolis Lake Rd | West Paducah | 1954 | 134 | 11190 | 1731 | 877 | 776215 | 7400997 | 656831 | Dry bottom wall-fired boiler | Low NOx Burner Technology (Dry Bottom only) |  | Baghouse | Yes | Yes | Yes |  |  | Yes |  | Yes
Shawnee | 1379 | 7 | 923 | Kentucky | McCracken County | 7900 Metropolis Lake Rd | West Paducah | 1954 | 134 | 11178 | 1751 | 887 | 784519 | 7480171 | 661477 | Dry bottom wall-fired boiler | Low NOx Burner Technology (Dry Bottom only) |  | Baghouse | Yes | Yes | Yes |  |  | Yes |  | Yes
Shawnee | 1379 | 8 | 924 | Kentucky | McCracken County | 7900 Metropolis Lake Rd | West Paducah | 1955 | 134 | 11225 | 1510 | 766 | 677664 | 6461337 | 568815 | Dry bottom wall-fired boiler | Low NOx Burner Technology (Dry Bottom only) |  | Baghouse | Yes | Yes | Yes |  |  | Yes |  | Yes
Shawnee | 1379 | 9 | 925 | Kentucky | McCracken County | 7900 Metropolis Lake Rd | West Paducah | 1955 | 134 | 11187 | 1664 | 843 | 746502 | 7117691 | 630243 | Dry bottom wall-fired boiler | Low NOx Burner Technology (Dry Bottom only) |  | Baghouse | Yes | Yes | Yes |  |  | Yes |  | Yes
Trimble County | 6071 | 1 | 2737 | Kentucky | Trimble County | 487 Corn Creek Road | Bedford | 1990 | 511 | 10039 | 1555 | 1046 | 3275101 | 31921022 | 3591531 | Tangentially-fired | Low NOx Burner Technology w/ Closed-coupled OFA, Selective Catalytic Reduction | Wet Limestone | Baghouse, Electrostatic Precipitator, Wet Scrubber | Yes | Yes | Yes |  |  | Yes |  | Yes
Trimble County | 6071 | 2 | 90433 | Kentucky | Trimble County | 487 Corn Creek Road | Bedford | 2010 | 732 | 9716 | 1276 | 765 | 4099944 | 39091738 | 4614178 | Dry bottom wall-fired boiler | Selective Catalytic Reduction | Wet Limestone | Baghouse, Electrostatic Precipitator, Wet ESP, Wet Scrubber |  | Yes | Yes |  |  | Yes |  | Yes
Big Cajun 2 | 6055 | 2B1 | 2724 | Louisiana | Pointe Coupee Parish | 10431 Cajun 2 Road Hwy 981 | New Roads | 1980 | 568 | 10438 | 513 | 210 | 336268 | 3236152 | 334795 | Dry bottom wall-fired boiler | Low NOx Burner Technology w/ Overfire Air, Selective Non-catalytic Reduction | Dry Sorbent Injection | Electrostatic Precipitator |  | Yes |  |  |  | Yes
Big Cajun 2 | 6055 | 2B3 | 2726 | Louisiana | Pointe Coupee Parish | 10431 Cajun 2 Road Hwy 981 | New Roads | 1984 | 580 | 10438 | 3170 | 749 | 1322834 | 12642603 | 1127781 | Dry bottom wall-fired boiler | Low NOx Burner Technology w/ Overfire Air, Selective Non-catalytic Reduction |  | Electrostatic Precipitator |  | Yes |  |  |  | Yes
Brame Energy Center | 6190 | 2 | 2837 | Louisiana | Rapides Parish | 275 Rodemacher Rd | Lena | 1982 | 493 | 10691 | 2379 | 1919 | 2069014 | 19730318 | 1833395 | Dry bottom wall-fired boiler | Low NOx Burner Technology w/ Overfire Air, Selective Non-catalytic Reduction |  | Baghouse, Electrostatic Precipitator |  | Yes |  |  |  | Yes
R S Nelson | 1393 | 6 | 950 | Louisiana | Calcasieu Parish | 3500 Houston River Road | Westlake | 1982 | 550 | 11854 | 4592 | 1443 | 1917859 | 18286228 | 1608802 | Tangentially-fired | Low NOx Burner Technology w/ Separated OFA |  | Electrostatic Precipitator |  | Yes |  |  |  | Yes
AES Warrior Run | 10678 | 001 | 3575 | Maryland | Allegany County | 11600 Mexico Farms Rd S.E. | Cumberland | 2000 | 180 | 8909 | 647 | 257 | 857151 | 8357783 | 658187 | Circulating fluidized bed boiler | Ammonia Injection, Selective Non-catalytic Reduction | Fluidized Bed Limestone Injection | Baghouse | Yes | Yes | Yes |  |  |  | Yes | Yes
Brandon Shores | 602 | 1 | 395 | Maryland | Anne Arundel County | 1000 Brandon Shores Rd | Baltimore | 1984 | 635 | 11282 | 292 | 308 | 649917 | 6334463 | 544329 | Dry bottom wall-fired boiler | Low NOx Burner Technology w/ Overfire Air, Selective Catalytic Reduction | Wet Lime FGD | Cyclone, Baghouse | Yes | Yes | Yes |  |  |  | Yes | Yes
Brandon Shores | 602 | 2 | 396 | Maryland | Anne Arundel County | 1000 Brandon Shores Rd | Baltimore | 1991 | 638 | 11154 | 241 | 314 | 701886 | 6840999 | 722369 | Dry bottom wall-fired boiler | Low NOx Burner Technology w/ Overfire Air, Selective Catalytic Reduction | Wet Limestone | Cyclone, Baghouse | Yes | Yes | Yes |  |  |  | Yes | Yes
Herbert A Wagner | 1554 | 3 | 1009 | Maryland | Anne Arundel County | 1000 Brandon Shores Rd | Baltimore | 1966 | 305 | 10767 | 280 | 27 | 71880 | 700591 | 57291 | Dry bottom wall-fired boiler | Low NOx Burner Technology w/ Overfire Air, Selective Catalytic Reduction |  | Electrostatic Precipitator | Yes | Yes | Yes |  |  |  | Yes | Yes
Belle River | 6034 | 1 | 2695 | Michigan | St. Clair County | E China Township | Saint Clair Haven | 1984 | 635 | 10336 | 8831 | 3418 | 3322922 | 31683071 | 3536800 | Dry bottom wall-fired boiler | Low NOx Burner Technology (Dry Bottom only) |  | Electrostatic Precipitator | Yes | Yes | Yes |  |  |  | Yes | Yes
Belle River | 6034 | 2 | 2696 | Michigan | St. Clair County | E China Township | Saint Clair Haven | 1985 | 635 | 10284 | 7961 | 3142 | 2924928 | 27888305 | 2812624 | Dry bottom wall-fired boiler | Low NOx Burner Technology (Dry Bottom only) |  | Electrostatic Precipitator | Yes | Yes | Yes |  |  |  | Yes | Yes
Dan E Karn | 1702 | 1 | 1153 | Michigan | Bay County | 2742 N Weadock Hwy | Essexville | 1956 |  |  | 149 | 150 | 542716 | 5174620 | 489722 | Tangentially-fired | Selective Catalytic Reduction | Dry Lime FGD | Baghouse | Yes | Yes | Yes |  |  |  | Yes | Yes
Dan E Karn | 1702 | 2 | 1154 | Michigan | Bay County | 2742 N Weadock Hwy | Essexville | 1956 |  |  | 51 | 58 | 195275 | 1861882 | 186609 | Dry bottom wall-fired boiler | Low NOx Burner Technology w/ Overfire Air, Selective Catalytic Reduction | Dry Lime FGD | Baghouse | Yes | Yes | Yes |  |  |  | Yes | Yes
J H Campbell | 1710 | 1 | 1157 | Michigan | Ottawa County | 17000 Croswell St | West Olive | 1962 | 260 | 10347 | 1825 | 1067 | 1426936 | 13605385 | 1344000 | Tangentially-fired | Low NOx Burner Technology w/ Closed-coupled/Separated OFA | Dry Sorbent Injection | Baghouse | Yes | Yes | Yes |  |  |  | Yes | Yes
J H Campbell | 1710 | 2 | 1158 | Michigan | Ottawa County | 17000 Croswell St | West Olive | 1967 | 348 | 10428 | 1178 | 213 | 892126 | 8506134 | 858610 | Cell burner boiler | Low NOx Cell Burner, Selective Catalytic Reduction | Dry Sorbent Injection | Baghouse | Yes | Yes | Yes |  |  |  | Yes | Yes
J H Campbell | 1710 | 3 | 1159 | Michigan | Ottawa County | 17000 Croswell St | West Olive | 1980 | 838 | 10264 | 1217 | 1254 | 4995110 | 47626886 | 4949709 | Dry bottom wall-fired boiler | Low NOx Burner Technology w/ Overfire Air, Selective Catalytic Reduction | Dry Lime FGD | Baghouse | Yes | Yes | Yes |  |  |  | Yes | Yes
Monroe | 1733 | 1 | 1182 | Michigan | Monroe County | 3500 Front St | Monroe | 1971 | 758 | 10181 | 670 | 752 | 2616719 | 24949238 | 2581033 | Cell burner boiler | Low NOx Cell Burner, Selective Catalytic Reduction | Wet Limestone | Electrostatic Precipitator | Yes | Yes | Yes |  |  |  | Yes | Yes
Monroe | 1733 | 2 | 1183 | Michigan | Monroe County | 3500 Front St | Monroe | 1972 | 773 | 10223 | 754 | 1304 | 4180435 | 39859249 | 4052737 | Cell burner boiler | Low NOx Cell Burner, Selective Catalytic Reduction | Wet Limestone | Electrostatic Precipitator | Yes | Yes | Yes |  |  |  | Yes | Yes
Monroe | 1733 | 3 | 1184 | Michigan | Monroe County | 3500 Front St | Monroe | 1973 | 773 | 10180 | 800 | 961 | 3213600 | 30624081 | 3321869 | Cell burner boiler | Low NOx Cell Burner, Selective Catalytic Reduction | Wet Limestone | Electrostatic Precipitator | Yes | Yes | Yes |  |  |  | Yes | Yes
Monroe | 1733 | 4 | 1185 | Michigan | Monroe County | 3500 Front St | Monroe | 1974 | 762 | 10154 | 611 | 808 | 2465467 | 23494724 | 2571451 | Cell burner boiler | Low NOx Cell Burner, Selective Catalytic Reduction | Wet Limestone | Electrostatic Precipitator | Yes | Yes | Yes |  |  |  | Yes | Yes
TES Filer City Station | 50835 | 1 | 90183 | Michigan | Manistee County | 700 Mee St | Filer City | 1990 | 30 | 10883 | 71 | 464 |  | 2270106 |  | Stoker |  | Dry Lime FGD | Baghouse |  |  | Yes |  |  |  | Yes | Yes
TES Filer City Station | 50835 | 2 | 90184 | Michigan | Manistee County | 700 Mee St | Filer City | 1990 | 30 | 10883 | 72 | 378 |  | 2117535 |  | Stoker |  | Dry Lime FGD | Baghouse |  |  | Yes |  |  |  | Yes | Yes
Allen S King | 1915 | 1 | 1248 | Minnesota | Washington County | 1103 King Plant Rd | Oak Park Heights | 1968 | 511 | 9792 | 558 | 493 | 1090211 | 10394872 | 1052113 | Cyclone boiler | Overfire Air, Selective Catalytic Reduction | Dry Lime FGD | Baghouse, Electrostatic Precipitator |  | Yes | Yes | [5 empty] | Yes
Boswell Energy Center | 1893 | 3 | 1233 | Minnesota | Itasca County | 1200 NW 3rd St | Cohasset | 1973 | 364 | 10599 | 171 | 649 | 2464473 | 23522734 | 2335891 | Tangentially-fired | Low NOx Burner Technology w/ Separated OFA, Ammonia Injection, Selective Catalytic Reduction | Wet Limestone | Baghouse |  | Yes | Yes | [5 empty] | Yes
Boswell Energy Center | 1893 | 4 | 1234 | Minnesota | Itasca County | 1200 NW 3rd St | Cohasset | 1980 | 584 | 10639 | 408 | 1687 | 3218146 | 30706646 | 3167054 | Tangentially-fired | Selective Non-catalytic Reduction, Low NOx Burner Technology w/ Closed-coupled/Separated OFA | Dry Sorbent Injection | Baghouse |  | Yes | Yes | [5 empty] | Yes
Sherburne County | 6090 | 1 | 2767 | Minnesota | Sherburne County | 13999 Industrial Blvd | Becker | 1976 | 680 | 10055 | 187 | 1988 | 3205017 | 30558934 | 2895569 | Tangentially-fired | Low NOx Burner Technology w/ Closed-coupled/Separated OFA | Wet Limestone | Wet ESP, Wet Scrubber |  | Yes | Yes | [5 empty] | Yes
Sherburne County | 6090 | 2 | 2768 | Minnesota | Sherburne County | 13999 Industrial Blvd | Becker | 1977 |  |  | 108 | 806 | 1390649 | 13259420 | 1262596 | Tangentially-fired | Low NOx Burner Technology w/ Closed-coupled/Separated OFA | Wet Limestone | Wet ESP, Wet Scrubber |  | Yes | Yes | [5 empty] | Yes
Sherburne County | 6090 | 3 | 2769 | Minnesota | Sherburne County | 13999 Industrial Blvd | Becker | 1987 | 876 | 10018 | 2341 | 2067 | 3263882 | 31137480 | 3206842 | Dry bottom wall-fired boiler | Low NOx Burner Technology (Dry Bottom only) | Dry Lime FGD | Baghouse |  | Yes | Yes | [5 empty] | Yes
Daniel Electric Generating Plant | 6073 | 1 | 2744 | Mississippi | Jackson County | 13201 Highway 63 | Escatawpa | 1977 | 502 | 11194 | 26 | 227 | 218398 | 2128642 | 190825 | Tangentially-fired |  | Wet Limestone | Electrostatic Precipitator |  | Yes |  |  | Yes
Daniel Electric Generating Plant | 6073 | 2 | 2745 | Mississippi | Jackson County | 13201 Highway 63 | Escatawpa | 1981 | 502 | 11081 | 145 | 2591 | 1770502 | 17256350 | 1525879 | Tangentially-fired |  |  | Electrostatic Precipitator |  | Yes |  |  | Yes
Red Hills Generation Facility | 55076 | AA001 | 3856 | Mississippi | Choctaw County | Route 2 Box 31 Pensacola Rd. | Ackerman | 2001 | 220 | 11206 | 1314 | 857 | 1698188 | 15619704 |  | Circulating fluidized bed boiler | Other | Fluidized Bed Limestone Injection | Baghouse |  | Yes |  |  | Yes
Red Hills Generation Facility | 55076 | AA002 | 3857 | Mississippi | Choctaw County | Route 2 Box 31 Pensacola Rd. | Ackerman | 2001 | 220 | 11206 | 1190 | 865 | 1753681 | 16121531 |  | Circulating fluidized bed boiler | Other | Fluidized Bed Limestone Injection | Baghouse |  | Yes |  |  | Yes
Hawthorn | 2079 | 5A | 1315 | Missouri | Jackson County |  | Kansas City | 2001 | 564 | 10285 | 1294 | 760 | 2404229 | 23303012 | 2386416 | Dry bottom wall-fired boiler | Low NOx Burner Technology w/ Overfire Air, Selective Catalytic Reduction | Dry Lime FGD | Baghouse |  | Yes | Yes |  | Yes |  |  | Yes
Iatan | 6065 | 1 | 2733 | Missouri | Platte County | 20250 Hwy 45 N | Weston | 1980 | 700 | 9632 | 228 | 588 | 2253539 | 21486849 | 2364219 | Dry bottom wall-fired boiler | Low NOx Burner Technology w/ Overfire Air, Overfire Air, Selective Catalytic Reduction | Wet Lime FGD | Baghouse |  | Yes | Yes |  | Yes |  |  | Yes
Iatan | 6065 | 2 | 2732 | Missouri | Platte County | 20250 Hwy 45 N | Weston | 2010 | 882 | 9502 | 146 | 723 | 2860365 | 27272776 | 2982549 | Dry bottom wall-fired boiler | Low NOx Burner Technology w/ Overfire Air, Overfire Air, Selective Catalytic Reduction | Wet Lime FGD | Baghouse |  | Yes | Yes |  | Yes |  |  | Yes
John Twitty Energy Center | 6195 | 1 | 2843 | Missouri | Greene County | 5050 W Farm Road 164 | Springfield | 1976 | 184 | 10328 | 2092 | 504 | 959464 | 9237022 | 952625 | Dry bottom wall-fired boiler | Other, Selective Catalytic Reduction |  | Baghouse |  | Yes | Yes |  | Yes |  |  | Yes
John Twitty Energy Center | 6195 | 2 | 90438 | Missouri | Greene County | 5050 W Farm Road 164 | Springfield | 2010 | 275 | 10188 | 417 | 366 | 1063764 | 10207597 | 1124082 | Dry bottom wall-fired boiler | Selective Catalytic Reduction | Dry Lime FGD | Baghouse |  | Yes | Yes |  | Yes |  |  | Yes
Labadie | 2103 | 1 | 1328 | Missouri | Franklin County | 226 Labadie Power Plant Road | Labadie | 1970 | 593 | 10396 | 10504 | 2026 | 4561012 | 43487899 | 4499455 | Tangentially-fired | Low NOx Burner Technology w/ Closed-coupled/Separated OFA |  | Electrostatic Precipitator | Yes | Yes | Yes |  | Yes |  |  | Yes
Labadie | 2103 | 2 | 1329 | Missouri | Franklin County | 226 Labadie Power Plant Road | Labadie | 1971 | 593 | 10397 | 10280 | 1889 | 4454176 | 42469239 | 4485606 | Tangentially-fired | Low NOx Burner Technology w/ Closed-coupled/Separated OFA |  | Electrostatic Precipitator | Yes | Yes | Yes |  | Yes |  |  | Yes
Labadie | 2103 | 3 | 1330 | Missouri | Franklin County | 226 Labadie Power Plant Road | Labadie | 1972 | 593 | 10427 | 9927 | 1822 | 4228222 | 40314853 | 4021243 | Tangentially-fired | Low NOx Burner Technology w/ Closed-coupled/Separated OFA |  | Electrostatic Precipitator | Yes | Yes | Yes |  | Yes |  |  | Yes
Labadie | 2103 | 4 | 1331 | Missouri | Franklin County | 226 Labadie Power Plant Road | Labadie | 1973 | 593 | 10397 | 8534 | 1519 | 3586588 | 34197050 | 3637505 | Tangentially-fired | Low NOx Burner Technology w/ Closed-coupled/Separated OFA |  | Electrostatic Precipitator | Yes | Yes | Yes |  | Yes |  |  | Yes
New Madrid Power Plant | 2167 | 1 | 1357 | Missouri | New Madrid County | 41 St. Jude Industrial Park | New Madrid | 1972 | 579 | 9859 | 5198 | 5319 | 2970313 | 28321120 | 3091014 | Cyclone boiler | Selective Catalytic Reduction, Overfire Air |  | Electrostatic Precipitator | Yes | Yes | Yes |  | Yes |  |  | Yes
New Madrid Power Plant | 2167 | 2 | 1358 | Missouri | New Madrid County | 41 St. Jude Industrial Park | New Madrid | 1977 | 575 | 9814 | 5615 | 4699 | 1775234 | 16929303 | 1888805 | Cyclone boiler | Selective Catalytic Reduction, Overfire Air |  | Electrostatic Precipitator | Yes | Yes | Yes |  | Yes |  |  | Yes
Rush Island | 6155 | 1 | 2813 | Missouri | Jefferson County | 100 Big Hollow Road | Festus | 1976 | 589 | 10226 | 947 | 176 | 412162 | 3929846 | 413676 | Tangentially-fired | Low NOx Burner Technology w/ Closed-coupled/Separated OFA |  | Electrostatic Precipitator | Yes | Yes | Yes |  | Yes |  |  | Yes
Rush Island | 6155 | 2 | 2814 | Missouri | Jefferson County | 100 Big Hollow Road | Festus | 1977 | 589 | 10149 | 1102 | 191 | 449358 | 4284492 | 477360 | Tangentially-fired | Low NOx Burner Technology w/ Closed-coupled/Separated OFA |  | Electrostatic Precipitator | Yes | Yes | Yes |  | Yes |  |  | Yes
Sikeston | 6768 | 1 | 2907 | Missouri | Scott County | 1551 West Wakefield St | Sikeston | 1981 | 240 | 10648 | 4086 | 841 | 1603928 | 15293002 | 1473724 | Dry bottom wall-fired boiler | Low NOx Burner Technology (Dry Bottom only) |  | Electrostatic Precipitator | Yes | Yes | Yes |  | Yes |  |  | Yes
Sioux | 2107 | 1 | 1336 | Missouri | St. Charles County | 8501 N State Route 94 | West Alton | 1967 | 487 | 11127 | 498 | 1879 | 1788685 | 17054592 | 1715115 | Cyclone boiler | Overfire Air, Other | Wet Limestone | Wet Scrubber, Electrostatic Precipitator | Yes | Yes | Yes |  | Yes |  |  | Yes
Sioux | 2107 | 2 | 1337 | Missouri | St. Charles County | 8501 N State Route 94 | West Alton | 1968 | 487 | 11339 | 403 | 1666 | 1744198 | 16630434 | 1639343 | Cyclone boiler | Overfire Air, Other | Wet Limestone | Wet Scrubber, Electrostatic Precipitator | Yes | Yes | Yes |  | Yes |  |  | Yes
Thomas Hill Energy Center | 2168 | MB1 | 1359 | Missouri | Randolph County | 5693 Highway F | Clifton Hill | 1966 | 165 | 9907 | 2054 | 2148 | 1196063 | 11406283 | 1083907 | Cyclone boiler | Overfire Air, Selective Catalytic Reduction |  | Electrostatic Precipitator |  | Yes | Yes |  | Yes |  |  | Yes
Thomas Hill Energy Center | 2168 | MB2 | 1360 | Missouri | Randolph County | 5693 Highway F | Clifton Hill | 1969 | 270 | 9930 | 3139 | 2520 | 1907299 | 18185599 | 1841573 | Cyclone boiler | Overfire Air, Selective Catalytic Reduction |  | Electrostatic Precipitator |  | Yes | Yes |  | Yes |  |  | Yes
Thomas Hill Energy Center | 2168 | MB3 | 1361 | Missouri | Randolph County | 5693 Highway F | Clifton Hill | 1982 | 699 | 9903 | 6097 | 3161 | 3429205 | 32698525 | 3259774 | Dry bottom wall-fired boiler | Overfire Air, Low NOx Burner Technology (Dry Bottom only), Selective Catalytic Reduction |  | Electrostatic Precipitator |  | Yes | Yes |  | Yes |  |  | Yes
Colstrip | 6076 | 3 | 2752 | Montana | Rosebud County | 1 Warehouse Road | Colstrip | 1984 | 740 | 10791 | 2555 | 4090 | 5873809 | 56019881 | 5986980 | Tangentially-fired | Low NOx Burner Technology w/ Closed-coupled/Separated OFA | Wet Lime FGD | Wet Scrubber |  | Yes
Colstrip | 6076 | 4 | 2753 | Montana | Rosebud County | 1 Warehouse Road | Colstrip | 1986 | 740 | 10803 | 2723 | 4562 | 6118603 | 58354245 | 5925549 | Tangentially-fired | Low NOx Burner Technology w/ Closed-coupled/Separated OFA | Wet Lime FGD | Wet Scrubber |  | Yes
Hardin Generating Station | 55749 | U1 | 9114 | Montana | Big Horn County | Rt 1 Bx 1144A Sugar Factory Rd | Hardin | 2006 | 107 | 12466 | 286 | 276 | 722125 | 6898018 | 504898 | Dry bottom wall-fired boiler | Low NOx Burner Technology (Dry Bottom only), Selective Catalytic Reduction | Dry Lime FGD | Baghouse |  | Yes
Gerald Gentleman Station | 6077 | 1 | 2754 | Nebraska | Lincoln County | 6089 South Hwy 25 | Sutherland | 1979 | 665 | 10041 | 10202 | 3941 | 3862613 | 36828895 | 4016849 | Dry bottom wall-fired boiler | Low NOx Burner Technology w/ Overfire Air |  | Baghouse |  | Yes | Yes | [5 empty] | Yes
Gerald Gentleman Station | 6077 | 2 | 2755 | Nebraska | Lincoln County | 6089 South Hwy 25 | Sutherland | 1982 | 700 | 10068 | 10675 | 3241 | 4021735 | 38346064 | 4150455 | Dry bottom wall-fired boiler | Low NOx Burner Technology w/ Overfire Air |  | Baghouse |  | Yes | Yes | [5 empty] | Yes
Gerald Whelan Energy Center | 60 | 1 | 57 | Nebraska | Adams County | 4520 East South St. | Hastings | 1981 | 77 | 12708 | 1653 | 388 | 419728 | 4002006 | 393705 | Tangentially-fired | Overfire Air |  | Electrostatic Precipitator |  | Yes | Yes | [5 empty] | Yes
Gerald Whelan Energy Center | 60 | 2 | 90669 | Nebraska | Adams County | 4520 East South St. | Hastings | 2010 | 232 | 12132 | 473 | 580 | 780774 | 7444451 | 830577 | Dry bottom wall-fired boiler | Selective Catalytic Reduction | Dry Lime FGD |  |  | Yes | Yes | [5 empty] | Yes
Lon D Wright Power Plant | 2240 | 8 | 1371 | Nebraska | Dodge County | 2701 East 1st Street | Fremont | 1976 | 82 | 12240 | 889 | 458 | 481367 | 4629704 | 426430 | Dry bottom wall-fired boiler | Low NOx Burner Technology (Dry Bottom only) | Wet Limestone | Baghouse, Electrostatic Precipitator |  | Yes | Yes | [5 empty] | Yes
Nebraska City Station | 6096 | 1 | 2775 | Nebraska | Otoe County | 7264 L Road | Nebraska City | 1979 | 654 | 9818 | 9292 | 3375 | 3567554 | 34062187 | 3507397 | Dry bottom wall-fired boiler | Low NOx Burner Technology w/ Overfire Air |  | Electrostatic Precipitator |  | Yes | Yes | [5 empty] | Yes
Nebraska City Station | 6096 | 2 | 90278 | Nebraska | Otoe County | 7264 L Road | Nebraska City | 2008 | 691 | 10016 | 1325 | 859 | 2912203 | 27822456 | 2984211 | Dry bottom wall-fired boiler | Selective Catalytic Reduction | Dry Lime FGD | Baghouse |  | Yes | Yes | [5 empty] | Yes
North Omaha Station | 2291 | 4 | 1384 | Nebraska | Douglas County | 7475 Pershing Drive | Omaha | 1963 | 120 | 10592 | 1638 | 912 | 611616 | 5842470 | 541543 | Tangentially-fired |  |  | Electrostatic Precipitator |  | Yes | Yes | [5 empty] | Yes
North Omaha Station | 2291 | 5 | 1385 | Nebraska | Douglas County | 7475 Pershing Drive | Omaha | 1968 | 216 | 10811 | 2676 | 1501 | 1005437 | 9596059 | 1007620 | Dry bottom wall-fired boiler | Low NOx Burner Technology (Dry Bottom only) |  | Electrostatic Precipitator |  | Yes | Yes | [5 empty] | Yes
Platte | 59 | 1 | 56 | Nebraska | Hall County | 1035 W Wildwood Drive | Grand Island | 1982 | 100 | 11578 | 353 | 399 | 487057 | 4643956 | 405363 | Tangentially-fired | Low NOx Burner Technology w/ Closed-coupled/Separated OFA | Dry Lime FGD | Baghouse, Electrostatic Precipitator |  | Yes | Yes | [5 empty] | Yes
Sheldon | 2277 | 1 | 1379 | Nebraska | Lancaster County | 4500 West Pella Rd | Hallam | 1968 | 104 | 11681 | 1291 | 1096 | 468600 | 4467958 | 417716 | Cyclone boiler | Overfire Air |  | Baghouse |  | Yes | Yes | [5 empty] | Yes
Sheldon | 2277 | 2 | 1380 | Nebraska | Lancaster County | 4500 West Pella Rd | Hallam | 1961 | 115 | 11706 | 1216 | 844 | 433812 | 4136282 | 396331 | Cyclone boiler | Overfire Air |  | Baghouse |  | Yes | Yes | [5 empty] | Yes
North Valmy | 8224 | 1 | 3473 | Nevada | Humboldt County | I 80 Stonehouse Exit | Valmy | 1981 | 254 | 11355 | 2204 | 751 | 614088 | 5855154 | 536809 | Dry bottom wall-fired boiler | Low NOx Burner Technology (Dry Bottom only) |  | Baghouse |  | Yes
North Valmy | 8224 | 2 | 3474 | Nevada | Humboldt County | I 80 Stonehouse Exit | Valmy | 1985 | 268 | 11179 | 494 | 932 | 735881 | 7016429 | 670476 | Dry bottom wall-fired boiler | Low NOx Burner Technology (Dry Bottom only) | Dry Lime FGD | Baghouse |  | Yes
TS Power Plant | 56224 | 001 | 89529 | Nevada | Eureka County |  | Dunphy | 2008 | 218 | 10573 | 122 | 263 | 1190833 | 11362176 | 1186633 | Dry bottom wall-fired boiler | Low NOx Burner Technology w/ Overfire Air, Selective Catalytic Reduction | Dry Lime FGD | Baghouse |  | Yes
Merrimack | 2364 | 1 | 1417 | New Hampshire | Merrimack County | 97 River Rd | South Bow | 1960 | 108 | 11390 | 30 | 50 | 42282 | 412100 | 39885 | Cyclone boiler | Selective Catalytic Reduction | Wet Lime FGD | Electrostatic Precipitator |  | Yes
Merrimack | 2364 | 2 | 1418 | New Hampshire | Merrimack County | 97 River Rd | South Bow | 1968 | 330 | 10988 | 70 | 226 | 143699 | 1400555 | 140334 | Cyclone boiler | Selective Catalytic Reduction | Wet Lime FGD | Electrostatic Precipitator |  | Yes
Four Corners Steam Elec Station | 2442 | 4 | 1584 | New Mexico | San Juan County | End of County Rd 6675 | Fruitland | 1969 | 770 | 9771 | 789 | 1314 | 3927509 | 38279807 | 4061493 | Cell burner boiler | Low NOx Cell Burner, Selective Catalytic Reduction | Wet Lime FGD | Baghouse |  | Yes
Four Corners Steam Elec Station | 2442 | 5 | 1585 | New Mexico | San Juan County | End of County Rd 6675 | Fruitland | 1970 | 770 | 9766 | 1025 | 1294 | 3925241 | 38257694 | 3944073 | Cell burner boiler | Low NOx Cell Burner, Selective Catalytic Reduction | Wet Lime FGD | Baghouse |  | Yes
Belews Creek | 8042 | 1 | 3433 | North Carolina | Stokes County | 3195 Pine Hall Road | Belews Creek | 1974 | 1110 | 9185 | 954 | 3484 | 2942317 | 37781843 | 4121422 | Cell burner boiler | Low NOx Cell Burner, Overfire Air, Selective Catalytic Reduction | Wet Limestone | Electrostatic Precipitator, Wet Scrubber | Yes | Yes | Yes |  |  |  |  | Yes
Belews Creek | 8042 | 2 | 3434 | North Carolina | Stokes County | 3195 Pine Hall Road | Belews Creek | 1975 | 1110 | 9203 | 670 | 3686 | 3176661 | 45168007 | 4957211 | Cell burner boiler | Low NOx Cell Burner, Overfire Air, Selective Catalytic Reduction | Wet Limestone | Electrostatic Precipitator, Wet Scrubber | Yes | Yes | Yes |  |  |  |  | Yes
Cliffside | 2721 | 5 | 1857 | North Carolina | Cleveland County | Duke Power Rd #1002 | Cliffside | 1972 | 544 | 9385 | 373 | 871 | 1080531 | 11359630 | 1080666 | Tangentially-fired | Low NOx Burner Technology w/ Closed-coupled/Separated OFA, Selective Catalytic Reduction | Wet Lime FGD | Electrostatic Precipitator, Wet Scrubber | Yes | Yes | Yes |  |  |  |  | Yes
Cliffside | 2721 | 6 | 90414 | North Carolina | Cleveland County | Duke Power Rd #1002 | Cliffside | 2012 | 844 | 9090 | 650 | 1151 | 2987632 | 39659383 | 4654468 | Dry bottom wall-fired boiler | Low NOx Burner Technology w/ Overfire Air, Selective Catalytic Reduction | Wet Lime FGD | Baghouse, Wet Scrubber |  | Yes | Yes |  |  |  |  | Yes
G G Allen | 2718 | 1 | 1843 | North Carolina | Gaston County | 253 Plant Allen Rd | Belmont | 1957 | 162 | 10839 | 7 | 105 | 72972 | 711231 | 65932 | Tangentially-fired | Low NOx Burner Technology w/ Closed-coupled/Separated OFA, Selective Non-catalytic Reduction | Wet Limestone | Electrostatic Precipitator, Wet Scrubber | Yes | Yes | Yes |  |  |  |  | Yes
G G Allen | 2718 | 5 | 1847 | North Carolina | Gaston County | 253 Plant Allen Rd | Belmont | 1961 | 259 | 10349 | 9 | 124 | 81164 | 791076 | 73047 | Tangentially-fired | Low NOx Burner Technology w/ Closed-coupled/Separated OFA, Selective Non-catalytic Reduction | Wet Limestone | Electrostatic Precipitator, Wet Scrubber | Yes | Yes | Yes |  |  |  |  | Yes
Marshall | 2727 | 1 | 1861 | North Carolina | Catawba County | 8320 East Hwy 150 | Terrell | 1965 | 370 | 9477 | 321 | 762 | 697677 | 8330808 | 858678 | Tangentially-fired | Low NOx Burner Technology w/ Closed-coupled/Separated OFA, Selective Non-catalytic Reduction | Wet Lime FGD | Electrostatic Precipitator, Wet Scrubber | Yes | Yes | Yes |  |  |  |  | Yes
Marshall | 2727 | 2 | 1862 | North Carolina | Catawba County | 8320 East Hwy 150 | Terrell | 1966 | 370 | 9490 | 399 | 830 | 728245 | 8333576 | 877077 | Tangentially-fired | Low NOx Burner Technology w/ Closed-coupled/Separated OFA, Selective Non-catalytic Reduction | Wet Lime FGD | Electrostatic Precipitator, Wet Scrubber | Yes | Yes | Yes |  |  |  |  | Yes
Marshall | 2727 | 3 | 1863 | North Carolina | Catawba County | 8320 East Hwy 150 | Terrell | 1969 | 658 | 9344 | 302 | 1587 | 1829308 | 23318225 | 2459783 | Tangentially-fired | Low NOx Burner Technology w/ Closed-coupled/Separated OFA, Selective Catalytic Reduction | Wet Lime FGD | Electrostatic Precipitator, Wet Scrubber | Yes | Yes | Yes |  |  |  |  | Yes
Marshall | 2727 | 4 | 1864 | North Carolina | Catawba County | 8320 East Hwy 150 | Terrell | 1970 | 660 | 9300 | 401 | 3084 | 2392002 | 30008614 | 3201677 | Tangentially-fired | Low NOx Burner Technology w/ Closed-coupled/Separated OFA, Selective Non-catalytic Reduction | Wet Lime FGD | Electrostatic Precipitator, Wet Scrubber | Yes | Yes | Yes |  |  |  |  | Yes
Mayo | 6250 | 1A | 2871 | North Carolina | Person County | 10660 Boston Road | Roxboro | 1982 | 364 | 11143 | 983 | 429 | 793107 | 7744552 |  | Dry bottom wall-fired boiler | Low NOx Burner Technology (Dry Bottom only), Selective Catalytic Reduction | Wet Lime FGD | Wet Scrubber, Electrostatic Precipitator | Yes | Yes | Yes |  |  |  |  | Yes
Mayo | 6250 | 1B | 2872 | North Carolina | Person County | 10660 Boston Road | Roxboro | 1982 | 364 | 11143 | 854 | 386 | 704404 | 6871302 |  | Dry bottom wall-fired boiler | Low NOx Burner Technology (Dry Bottom only), Selective Catalytic Reduction | Wet Lime FGD | Wet Scrubber, Electrostatic Precipitator | Yes | Yes | Yes |  |  |  |  | Yes
Roxboro | 2712 | 1 | 1831 | North Carolina | Person County | 1700 Dunnaway Road | Semora | 1966 | 379 | 10245 | 375 | 753 | 1048712 | 10230186 | 994564 | Dry bottom wall-fired boiler | Overfire Air, Low NOx Burner Technology (Dry Bottom only), Selective Catalytic Reduction | Wet Lime FGD | Electrostatic Precipitator, Wet Scrubber | Yes | Yes | Yes |  |  |  |  | Yes
Roxboro | 2712 | 2 | 1832 | North Carolina | Person County | 1700 Dunnaway Road | Semora | 1968 | 668 | 10393 | 979 | 1023 | 1266967 | 12358205 | 1396186 | Tangentially-fired | Low NOx Burner Technology w/ Separated OFA, Overfire Air, Selective Catalytic Reduction | Wet Lime FGD | Electrostatic Precipitator, Wet Scrubber | Yes | Yes | Yes |  |  |  |  | Yes
Roxboro | 2712 | 3A | 1833 | North Carolina | Person County | 1700 Dunnaway Road | Semora | 1973 | 347 | 10296 | 400 | 398 | 681986 | 6652355 |  | Dry bottom wall-fired boiler | Low NOx Burner Technology (Dry Bottom only), Overfire Air, Selective Catalytic Reduction | Wet Limestone | Wet Scrubber, Electrostatic Precipitator | Yes | Yes | Yes |  |  |  |  | Yes
Roxboro | 2712 | 3B | 1834 | North Carolina | Person County | 1700 Dunnaway Road | Semora | 1973 | 347 | 10296 | 426 | 464 | 764097 | 7453823 |  | Dry bottom wall-fired boiler | Low NOx Burner Technology (Dry Bottom only), Overfire Air, Selective Catalytic Reduction | Wet Limestone | Wet Scrubber, Electrostatic Precipitator | Yes | Yes | Yes |  |  |  |  | Yes
Roxboro | 2712 | 4A | 1835 | North Carolina | Person County | 1700 Dunnaway Road | Semora | 1980 | 349 | 10364 | 243 | 263 | 450161 | 4396401 |  | Dry bottom wall-fired boiler | Low NOx Burner Technology (Dry Bottom only), Overfire Air, Selective Catalytic Reduction | Wet Limestone | Wet Scrubber, Electrostatic Precipitator | Yes | Yes | Yes |  |  |  |  | Yes
Roxboro | 2712 | 4B | 1836 | North Carolina | Person County | 1700 Dunnaway Road | Semora | 1980 | 349 | 10364 | 164 | 186 | 292539 | 2864540 |  | Dry bottom wall-fired boiler | Low NOx Burner Technology (Dry Bottom only), Overfire Air, Selective Catalytic Reduction | Wet Limestone | Wet Scrubber, Electrostatic Precipitator | Yes | Yes | Yes |  |  |  |  | Yes
Antelope Valley | 6469 | B1 | 2885 | North Dakota | Mercer County | Hwy 200 | Beulah | 1984 | 450 | 11322 | 5971 | 1824 | 3029705 | 27828661 | 2818455 | Tangentially-fired | Low NOx Burner Technology w/ Closed-coupled/Separated OFA | Dry Lime FGD | Baghouse |  | Yes
Antelope Valley | 6469 | B2 | 2886 | North Dakota | Mercer County | Hwy 200 | Beulah | 1986 | 450 | 11263 | 5149 | 1795 | 2866007 | 26325043 | 2455193 | Tangentially-fired | Low NOx Burner Technology w/ Closed-coupled/Separated OFA | Dry Lime FGD | Baghouse |  | Yes
Coal Creek | 6030 | 1 | 2692 | North Dakota | McLean County | 2875 3rd Street SW | Underwood | 1979 | 574 | 9950 | 2258 | 2031 | 3476896 | 31936202 | 3168081 | Tangentially-fired | Low NOx Burner Technology w/ Closed-coupled/Separated OFA | Wet Lime FGD | Electrostatic Precipitator |  | Yes
Coal Creek | 6030 | 2 | 2693 | North Dakota | McLean County | 2875 3rd Street SW | Underwood | 1981 | 573 | 9950 | 3288 | 2870 | 4963861 | 45594374 | 4610647 | Tangentially-fired | Low NOx Burner Technology w/ Closed-coupled/Separated OFA, Overfire Air | Wet Lime FGD | Electrostatic Precipitator |  | Yes
Coyote | 8222 | B1 | 3469 | North Dakota | Mercer County | 6240 13th Street SW | Beulah | 1981 | 429 | 11481 | 13753 | 6464 | 3209506 | 29480154 | 2750235 | Cyclone boiler | Overfire Air | Dry Lime FGD | Baghouse |  | Yes
Leland Olds | 2817 | 1 | 1876 | North Dakota | Mercer County | Hwy 200 | Stanton | 1966 | 222 | 11851 | 466 | 771 | 1141022 | 10480621 | 1041687 | Dry bottom wall-fired boiler | Low NOx Burner Technology (Dry Bottom only), Overfire Air, Selective Non-catalytic Reduction | Wet Lime FGD | Electrostatic Precipitator |  | Yes
Leland Olds | 2817 | 2 | 1877 | North Dakota | Mercer County | Hwy 200 | Stanton | 1975 | 445 | 11751 | 1405 | 4264 | 3000603 | 27561366 | 2624874 | Cyclone boiler | Overfire Air, Selective Non-catalytic Reduction | Wet Lime FGD | Electrostatic Precipitator |  | Yes
Milton R Young | 2823 | B1 | 1878 | North Dakota | Oliver County | 3401 24th Street SW | Center | 1970 | 237 | 11631 | 194 | 3215 | 2101594 | 19303690 | 1971885 | Cyclone boiler | Overfire Air, Selective Non-catalytic Reduction | Wet Lime FGD, Wet Limestone | Electrostatic Precipitator |  | Yes
Milton R Young | 2823 | B2 | 1879 | North Dakota | Oliver County | 3401 24th Street SW | Center | 1977 | 447 | 11391 | 1802 | 5038 | 3360776 | 30869637 | 3021503 | Cyclone boiler | Overfire Air, Selective Non-catalytic Reduction | Dual Alkali, Wet Lime FGD | Electrostatic Precipitator |  | Yes
Spiritwood Station | 56786 | 001 | 90511 | North Dakota | Stutsman County |  |  | 2011 | 92 | 8300 | 6 | 172 | 297952 | 4054340 |  | Circulating fluidized bed boiler | Overfire Air, Selective Non-catalytic Reduction | Dry Lime FGD, Fluidized Bed Limestone Injection | Baghouse |  | Yes
Cardinal | 2828 | 1 | 1883 | Ohio | Jefferson County |  | Brilliant | 1967 | 585 | 9899 | 3040 | 962 | 3045768 | 29685857 | 3172343 | Cell burner boiler | Low NOx Cell Burner, Selective Catalytic Reduction | Wet Limestone | Electrostatic Precipitator | Yes | Yes | Yes |  |  |  | Yes | Yes
Cardinal | 2828 | 2 | 1884 | Ohio | Jefferson County |  | Brilliant | 1967 | 585 | 9906 | 4654 | 1298 | 3734831 | 36401897 | 3908957 | Cell burner boiler | Low NOx Cell Burner, Selective Catalytic Reduction | Wet Limestone | Electrostatic Precipitator | Yes | Yes | Yes |  |  |  | Yes | Yes
Cardinal | 2828 | 3 | 1885 | Ohio | Jefferson County |  | Brilliant | 1977 | 620 | 10103 | 2995 | 1334 | 3339445 | 32548210 | 3334361 | Dry bottom wall-fired boiler | Low NOx Burner Technology (Dry Bottom only), Selective Catalytic Reduction | Wet Limestone | Electrostatic Precipitator, Wet Scrubber | Yes | Yes | Yes |  |  |  | Yes | Yes
Gen J M Gavin | 8102 | 1 | 3461 | Ohio | Gallia County | Ohio Route 7 | Cheshire | 1974 | 1348 | 9926 | 9878 | 3399 | 7528240 | 73374690 | 7448996 | Cell burner boiler | Low NOx Cell Burner, Selective Catalytic Reduction | Wet Lime FGD | Electrostatic Precipitator | Yes | Yes | Yes |  |  |  | Yes | Yes
Gen J M Gavin | 8102 | 2 | 3462 | Ohio | Gallia County | Ohio Route 7 | Cheshire | 1975 | 1361 | 9861 | 8554 | 2864 | 7173453 | 69916694 | 7229636 | Cell burner boiler | Low NOx Cell Burner, Selective Catalytic Reduction | Wet Lime FGD | Electrostatic Precipitator | Yes | Yes | Yes |  |  |  | Yes | Yes
Kyger Creek | 2876 | 1 | 1971 | Ohio | Gallia County | 5758 State Route 7 North | Cheshire | 1955 | 194 | 10558 | 657 | 649 | 1043847 | 10173955 | 1052598 | Wet bottom wall-fired boiler | Overfire Air, Selective Catalytic Reduction | Wet Lime FGD, Wet Limestone | Electrostatic Precipitator, Wet Scrubber | Yes | Yes | Yes |  |  |  | Yes | Yes
Kyger Creek | 2876 | 2 | 1972 | Ohio | Gallia County | 5758 State Route 7 North | Cheshire | 1955 | 192 | 10547 | 669 | 610 | 1048070 | 10215125 | 1053507 | Wet bottom wall-fired boiler | Overfire Air, Selective Catalytic Reduction | Wet Lime FGD, Wet Limestone | Electrostatic Precipitator, Wet Scrubber | Yes | Yes | Yes |  |  |  | Yes | Yes
Kyger Creek | 2876 | 3 | 1973 | Ohio | Gallia County | 5758 State Route 7 North | Cheshire | 1955 | 192 | 10579 | 642 | 585 | 1046042 | 10195343 | 1001151 | Wet bottom wall-fired boiler | Overfire Air, Selective Catalytic Reduction | Wet Lime FGD, Wet Limestone | Electrostatic Precipitator, Wet Scrubber | Yes | Yes | Yes |  |  |  | Yes | Yes
Kyger Creek | 2876 | 4 | 1974 | Ohio | Gallia County | 5758 State Route 7 North | Cheshire | 1955 | 192 | 10472 | 669 | 629 | 1071855 | 10446924 | 1028683 | Wet bottom wall-fired boiler | Overfire Air, Selective Catalytic Reduction | Wet Lime FGD, Wet Limestone | Electrostatic Precipitator, Wet Scrubber | Yes | Yes | Yes |  |  |  | Yes | Yes
Kyger Creek | 2876 | 5 | 1975 | Ohio | Gallia County | 5758 State Route 7 North | Cheshire | 1955 | 192 | 10506 | 661 | 671 | 1126744 | 10981906 | 1076462 | Wet bottom wall-fired boiler | Overfire Air, Selective Catalytic Reduction | Wet Lime FGD, Wet Limestone | Electrostatic Precipitator, Wet Scrubber | Yes | Yes | Yes |  |  |  | Yes | Yes
Miami Fort Power Station | 2832 | 7 | 1895 | Ohio | Hamilton County | PO Box 128 Brower Rd | North Bend | 1975 | 510 | 10361 | 2850 | 2154 | 1733893 | 16899526 | 1718540 | Cell burner boiler | Low NOx Cell Burner, Selective Catalytic Reduction | Wet Limestone | Wet Scrubber, Electrostatic Precipitator | Yes | Yes | Yes |  |  |  | Yes | Yes
Miami Fort Power Station | 2832 | 8 | 1896 | Ohio | Hamilton County | PO Box 128 Brower Rd | North Bend | 1978 | 510 | 10396 | 2425 | 1767 | 1396209 | 13608253 | 1430982 | Dry bottom wall-fired boiler | Selective Catalytic Reduction, Low NOx Burner Technology (Dry Bottom only), Low NOx Cell Burner | Wet Limestone | Wet Scrubber, Electrostatic Precipitator | Yes | Yes | Yes |  |  |  | Yes | Yes
W H Sammis | 2866 | 5 | 1960 | Ohio | Jefferson County | State Route 7 | Stratton | 1967 | 290 | 11309 | 17 | 40 | 60159 | 573595 | 42110 | Dry bottom wall-fired boiler | Low NOx Burner Technology (Dry Bottom only), Selective Non-catalytic Reduction | Wet Lime FGD | Electrostatic Precipitator | Yes | Yes | Yes |  |  |  | Yes | Yes
W H Sammis | 2866 | 6 | 1961 | Ohio | Jefferson County | State Route 7 | Stratton | 1969 | 600 | 10917 | 236 | 376 | 871160 | 8306268 | 799320 | Dry bottom wall-fired boiler | Low NOx Burner Technology w/ Overfire Air, Selective Catalytic Reduction | Wet Lime FGD | Electrostatic Precipitator | Yes | Yes | Yes |  |  |  | Yes | Yes
W H Sammis | 2866 | 7 | 1962 | Ohio | Jefferson County | State Route 7 | Stratton | 1971 | 600 | 11011 | 71 | 94 | 248785 | 2372096 | 231647 | Cell burner boiler | Low NOx Cell Burner, Selective Catalytic Reduction | Wet Lime FGD | Electrostatic Precipitator | Yes | Yes | Yes |  |  |  | Yes | Yes
Grand River Dam Authority | 165 | 2 | 96 | Oklahoma | Mayes County | 8142 Hwy 412B | Chouteau | 1986 | 492 | 12314 | 780 | 735 | 1009177 | 9747312 | 848229 | Dry bottom wall-fired boiler | Low NOx Burner Technology w/ Overfire Air | Dry Lime FGD | Baghouse |  | Yes |  |  | Yes
Hugo | 6772 | 1 | 2908 | Oklahoma | Choctaw County | 3 Miles West on Hwy 70 | Fort Towson | 1982 | 440 | 11061 | 2655 | 738 | 834514 | 8145014 | 708184 | Dry bottom wall-fired boiler | Low NOx Burner Technology w/ Overfire Air |  | Electrostatic Precipitator |  | Yes |  |  | Yes
Muskogee | 2952 | 6 | 2007 | Oklahoma | Muskogee County | 5501 Three Forks Road | Fort Gibson | 1984 | 503 | 11137 | 2190 | 1200 | 990841 | 9518053 | 840230 | Tangentially-fired | Overfire Air |  | Electrostatic Precipitator |  | Yes |  |  | Yes
Northeastern | 2963 | 3313 | 2019 | Oklahoma | Rogers County | Highway 169 & 88 | Oologah | 1979 | 313 | 10353 | 3181 | 1293 | 2078509 | 19817967 | 1798116 | Tangentially-fired | Overfire Air, Low NOx Burner Technology w/ Closed-coupled OFA | Dry Sorbent Injection | Baghouse, Electrostatic Precipitator |  | Yes |  |  | Yes
River Valley | 10671 | 1A | 90961 | Oklahoma | Le Flore County |  |  | 1990 | 80 | 11851 | 109 | 191 | 190819 | 1824879 |  | Circulating fluidized bed boiler |  | Fluidized Bed Limestone Injection |  |  | Yes |  |  | Yes
River Valley | 10671 | 1B | 90962 | Oklahoma | Le Flore County |  |  | 1990 | 80 | 11851 | 84 | 152 | 145369 | 1388722 |  | Circulating fluidized bed boiler |  | Fluidized Bed Limestone Injection |  |  | Yes |  |  | Yes
River Valley | 10671 | 2A | 90963 | Oklahoma | Le Flore County |  |  | 1990 | 80 | 11896 | 118 | 221 | 216018 | 2067915 |  | Circulating fluidized bed boiler |  | Fluidized Bed Limestone Injection |  |  | Yes |  |  | Yes
River Valley | 10671 | 2B | 90964 | Oklahoma | Le Flore County |  |  | 1990 | 80 | 11896 | 109 | 208 | 205399 | 1971240 |  | Circulating fluidized bed boiler |  | Fluidized Bed Limestone Injection |  |  | Yes |  |  | Yes
Sooner | 6095 | 1 | 2773 | Oklahoma | Noble County | 10800 County Road 230 | Red Rock | 1979 | 520 | 10621 | 31 | 349 | 591544 | 5652878 | 548937 | Tangentially-fired | Low NOx Burner Technology w/ Closed-coupled/Separated OFA, Overfire Air | Fluidized Bed Limestone Injection | Electrostatic Precipitator |  | Yes |  |  | Yes
Sooner | 6095 | 2 | 2774 | Oklahoma | Noble County | 10800 County Road 230 | Red Rock | 1980 | 520 | 10479 | 29 | 328 | 567782 | 5427779 | 529056 | Tangentially-fired | Low NOx Burner Technology w/ Closed-coupled/Separated OFA, Overfire Air | Fluidized Bed Limestone Injection | Electrostatic Precipitator |  | Yes |  |  | Yes
Brunner Island, LLC | 3140 | 1 | 2100 | Pennsylvania | York County | P.O. Box 221 | York Haven | 1961 | 306 | 11245 | 70 | 331 | 506802 | 8364069 | 800791 | Tangentially-fired | Low NOx Burner Technology w/ Closed-coupled/Separated OFA | Wet Lime FGD | Baghouse | Yes | Yes | Yes |  |  |  | Yes | Yes
Brunner Island, LLC | 3140 | 2 | 2101 | Pennsylvania | York County | P.O. Box 221 | York Haven | 1965 | 363 | 10686 | 68 | 477 | 765319 | 12797138 | 1209394 | Tangentially-fired | Low NOx Burner Technology w/ Closed-coupled/Separated OFA | Wet Lime FGD | Electrostatic Precipitator | Yes | Yes | Yes |  |  |  | Yes | Yes
Brunner Island, LLC | 3140 | 3 | 2102 | Pennsylvania | York County | P.O. Box 221 | York Haven | 1969 | 742 | 10306 | 72 | 367 | 562684 | 9343549 | 969681 | Tangentially-fired | Low NOx Burner Technology w/ Closed-coupled/Separated OFA | Wet Lime FGD | Electrostatic Precipitator | Yes | Yes | Yes |  |  |  | Yes | Yes
Colver Green Energy | 10143 | AAB01 | 3529 | Pennsylvania | Cambria County | 141 Interpower Drive | Colver | 1995 | 110 | 11032 | 2476 | 591 | 986548 | 9363005 | 823270 | Circulating fluidized bed boiler | Ammonia Injection | Dry Lime FGD | Baghouse | Yes | Yes | Yes |  |  |  | Yes | Yes
Conemaugh | 3118 | 1 | 2065 | Pennsylvania | Indiana County | 1442 Power Plant Road | New Florence | 1970 | 850 | 9782 | 715 | 725 | 2246119 | 21911568 | 2285635 | Tangentially-fired | Low NOx Burner Technology w/ Closed-coupled/Separated OFA, Selective Catalytic Reduction | Wet Limestone | Electrostatic Precipitator | Yes | Yes | Yes |  |  |  | Yes | Yes
Conemaugh | 3118 | 2 | 2066 | Pennsylvania | Indiana County | 1442 Power Plant Road | New Florence | 1971 | 850 | 9704 | 363 | 270 | 823488 | 8045278 | 850683 | Tangentially-fired | Low NOx Burner Technology w/ Closed-coupled/Separated OFA, Selective Catalytic Reduction | Wet Limestone | Electrostatic Precipitator | Yes | Yes | Yes |  |  |  | Yes | Yes
Ebensburg Power Company | 10603 | 031 | 3557 | Pennsylvania | Cambria County | 2840 New Germany Road | Ebensburg | 1991 | 50 | 14500 | 1217 | 151 | 434640 | 4121661 | 330515 | Circulating fluidized bed boiler |  | Fluidized Bed Limestone Injection | Baghouse | Yes | Yes | Yes |  |  |  | Yes | Yes
Gilberton Power Company | 10113 | 031 | 3527 | Pennsylvania | Schuylkill County | 50 Eleanor Ave | Frackville | 1988 | 40 | 13587 | 375 | 129 | 482613 | 4171132 |  | Circulating fluidized bed boiler | Overfire Air | Fluidized Bed Limestone Injection | Baghouse | Yes | Yes | Yes |  |  |  | Yes | Yes
Gilberton Power Company | 10113 | 032 | 3528 | Pennsylvania | Schuylkill County | 50 Eleanor Ave | Frackville | 1988 | 40 | 13587 | 371 | 127 | 477839 | 4127850 |  | Circulating fluidized bed boiler | Overfire Air | Fluidized Bed Limestone Injection | Baghouse | Yes | Yes | Yes |  |  |  | Yes | Yes
Homer City | 3122 | 1 | 2072 | Pennsylvania | Indiana County | 10 Power Plant road | Homer City | 1969 | 620 | 10439 | 414 | 250 | 494810 | 4822705 | 462077 | Dry bottom wall-fired boiler | Low NOx Burner Technology w/ Overfire Air, Selective Catalytic Reduction | Dry Lime FGD | Electrostatic Precipitator, Baghouse | Yes | Yes | Yes |  |  |  | Yes | Yes
Homer City | 3122 | 3 | 2074 | Pennsylvania | Indiana County | 10 Power Plant road | Homer City | 1977 | 657 | 10385 | 324 | 370 | 764541 | 7451660 | 740595 | Dry bottom wall-fired boiler | Low NOx Burner Technology w/ Overfire Air, Selective Catalytic Reduction | Wet Limestone | Electrostatic Precipitator | Yes | Yes | Yes |  |  |  | Yes | Yes
Keystone | 3136 | 1 | 2089 | Pennsylvania | Armstrong County | 313 Keystone Drive | Shelocta | 1967 | 850 | 9828 | 3021 | 515 | 1537171 | 14982172 | 1568983 | Tangentially-fired | Low NOx Burner Technology w/ Closed-coupled/Separated OFA, Selective Catalytic Reduction | Wet Lime FGD | Electrostatic Precipitator | Yes | Yes | Yes |  |  |  | Yes | Yes
Keystone | 3136 | 2 | 2090 | Pennsylvania | Armstrong County | 313 Keystone Drive | Shelocta | 1968 | 850 | 9794 | 3395 | 483 | 1502649 | 14645681 | 1504583 | Tangentially-fired | Low NOx Burner Technology w/ Closed-coupled/Separated OFA, Selective Catalytic Reduction | Wet Lime FGD | Electrostatic Precipitator | Yes | Yes | Yes |  |  |  | Yes | Yes
Montour, LLC | 3149 | 1 | 2124 | Pennsylvania | Montour County | PO Box 128 | Washingtonville | 1971 | 752 | 10272 | 233 | 136 | 267668 | 3240951 | 336819 | Tangentially-fired | Low NOx Burner Technology w/ Closed-coupled/Separated OFA, Selective Catalytic Reduction | Wet Lime FGD | Electrostatic Precipitator | Yes | Yes | Yes |  |  |  | Yes | Yes
Montour, LLC | 3149 | 2 | 2125 | Pennsylvania | Montour County | PO Box 128 | Washingtonville | 1973 | 752 | 10097 | 196 | 158 | 261159 | 3253851 | 303495 | Tangentially-fired | Low NOx Burner Technology w/ Closed-coupled/Separated OFA, Selective Catalytic Reduction | Wet Lime FGD | Electrostatic Precipitator | Yes | Yes | Yes |  |  |  | Yes | Yes
Northampton Generating Plant | 50888 | NGC01 | 3702 | Pennsylvania | Northampton County | 1 Horwith Drive | Northampton | 1995 | 112 | 10316 | 347 | 254 | 663737 | 5708095 | 581210 | Circulating fluidized bed boiler | Ammonia Injection | Fluidized Bed Limestone Injection | Baghouse | Yes | Yes | Yes |  |  |  | Yes | Yes
Panther Creek Energy Facility | 50776 | 1 | 3693 | Pennsylvania | Carbon County | 4 Dennison Road | Nesquehoning | 1992 | 42 | 14141 | 173 | 145 |  | 3479263 |  | Circulating fluidized bed boiler | Ammonia Injection | Fluidized Bed Limestone Injection | Baghouse | Yes |  | Yes |  |  |  | Yes | Yes
Panther Creek Energy Facility | 50776 | 2 | 3694 | Pennsylvania | Carbon County | 4 Dennison Road | Nesquehoning | 1992 | 42 | 14141 | 258 | 147 |  | 3511746 |  | Circulating fluidized bed boiler | Ammonia Injection | Fluidized Bed Limestone Injection | Baghouse | Yes |  | Yes |  |  |  | Yes | Yes
Rausch Creek Generation, LLC | 50611 | 031 | 3677 | Pennsylvania | Schuylkill County | PO Box 312 | Tremont | 1987 | 30 | 14500 | 302 | 247 | 386254 | 3269931 | 179802 | Circulating fluidized bed boiler |  | Fluidized Bed Limestone Injection | Baghouse | Yes | Yes | Yes |  |  |  | Yes | Yes
Scrubgrass Generating Plant | 50974 | 1 | 3706 | Pennsylvania | Venango County | 2151 Lisbon Road | Kennerdell | 1993 | 43 | 13904 | 647 | 141 | 271593 | 2561518 |  | Circulating fluidized bed boiler | Selective Non-catalytic Reduction | Fluidized Bed Limestone Injection |  | Yes | Yes | Yes |  |  |  | Yes | Yes
Scrubgrass Generating Plant | 50974 | 2 | 3707 | Pennsylvania | Venango County | 2151 Lisbon Road | Kennerdell | 1993 | 43 | 13904 | 521 | 127 | 221763 | 2091339 |  | Circulating fluidized bed boiler | Selective Non-catalytic Reduction | Fluidized Bed Limestone Injection |  | Yes | Yes | Yes |  |  |  | Yes | Yes
Seward | 3130 | 1 | 88264 | Pennsylvania | Indiana County | 595 Plant Road | New Florence | 2004 | 260 | 10969 | 4174 | 835 | 1478181 | 14881024 |  | Circulating fluidized bed boiler | Selective Non-catalytic Reduction | Fluidized Bed Limestone Injection | Baghouse | Yes | Yes | Yes |  |  |  | Yes | Yes
Seward | 3130 | 2 | 88265 | Pennsylvania | Indiana County | 595 Plant Road | New Florence | 2004 | 260 | 10969 | 2854 | 573 | 1009106 | 10209997 |  | Circulating fluidized bed boiler | Selective Non-catalytic Reduction | Fluidized Bed Limestone Injection | Baghouse | Yes | Yes | Yes |  |  |  | Yes | Yes
St. Nicholas Cogeneration Project | 54634 | 1 | 3787 | Pennsylvania | Schuylkill County | Hwy 54 E Twp Rt 851 | Shenandoah | 1990 | 86 | 14500 | 988 | 310 | 1243314 | 10408253 |  | Circulating fluidized bed boiler |  | Fluidized Bed Limestone Injection | Baghouse | Yes | Yes | Yes |  |  |  | Yes | Yes
Cross | 130 | 1 | 82 | South Carolina | Berkeley County | 553 Cross Station Road | Cross | 1994 | 580 | 10570 | 690 | 545 | 1382813 | 13477723 | 1287557 | Dry bottom wall-fired boiler | Selective Catalytic Reduction, Low NOx Burner Technology w/ Overfire Air | Wet Limestone | Electrostatic Precipitator | Yes | Yes | Yes | [5 empty] | Yes
Cross | 130 | 2 | 83 | South Carolina | Berkeley County | 553 Cross Station Road | Cross | 1984 | 570 | 10475 | 602 | 234 | 652293 | 6357647 | 612178 | Tangentially-fired | Selective Catalytic Reduction, Low NOx Burner Technology w/ Closed-coupled OFA | Wet Limestone | Electrostatic Precipitator | Yes | Yes | Yes | [5 empty] | Yes
Cross | 130 | 3 | 89490 | South Carolina | Berkeley County | 553 Cross Station Road | Cross | 2006 | 600 | 9772 | 1771 | 1141 | 3336915 | 32523503 | 3507606 | Tangentially-fired | Low NOx Burner Technology w/ Closed-coupled/Separated OFA, Selective Catalytic Reduction | Wet Limestone | Electrostatic Precipitator | Yes | Yes | Yes | [5 empty] | Yes
Cross | 130 | 4 | 89491 | South Carolina | Berkeley County | 553 Cross Station Road | Cross | 2008 | 600 | 9801 | 1576 | 1345 | 3935796 | 38360621 | 3757153 | Tangentially-fired | Low NOx Burner Technology w/ Closed-coupled/Separated OFA, Selective Catalytic Reduction | Wet Limestone | Electrostatic Precipitator | Yes | Yes | Yes | [5 empty] | Yes
Wateree | 3297 | WAT1 | 2232 | South Carolina | Richland County | 142 Wateree Station Road | Eastover | 1970 | 342 | 10329 | 72 | 234 | 450320 | 4389098 | 478107 | Dry bottom wall-fired boiler | Low NOx Burner Technology (Dry Bottom only), Selective Catalytic Reduction | Wet Limestone | Baghouse, Electrostatic Precipitator | Yes | Yes | Yes | [5 empty] | Yes
Wateree | 3297 | WAT2 | 2233 | South Carolina | Richland County | 142 Wateree Station Road | Eastover | 1971 | 342 | 10280 | 194 | 684 | 1339991 | 13060353 | 1439342 | Dry bottom wall-fired boiler | Low NOx Burner Technology (Dry Bottom only), Selective Catalytic Reduction | Wet Limestone | Baghouse | Yes | Yes | Yes | [5 empty] | Yes
Williams | 3298 | WIL1 | 2234 | South Carolina | Berkeley County | 2242 Bushy Park Road | Goose Creek | 1973 | 605 | 9833 | 520 | 2569 | 2210027 | 21540249 | 2166731 | Tangentially-fired | Low NOx Burner Technology w/ Closed-coupled OFA, Selective Catalytic Reduction | Wet Limestone | Electrostatic Precipitator | Yes | Yes | Yes | [5 empty] | Yes
Winyah | 6249 | 1 | 2867 | South Carolina | Georgetown County | 3097 Penny Royal Road | Georgetown | 1975 | 275 | 10751 | 382 | 397 | 943586 | 9196734 | 919143 | Dry bottom wall-fired boiler | Low NOx Burner Technology w/ Overfire Air, Selective Catalytic Reduction | Wet Limestone | Electrostatic Precipitator | Yes | Yes | Yes | [5 empty] | Yes
Winyah | 6249 | 2 | 2868 | South Carolina | Georgetown County | 3097 Penny Royal Road | Georgetown | 1977 | 285 | 10687 | 454 | 522 | 1034374 | 10081631 | 1030037 | Dry bottom turbo-fired boiler | Overfire Air, Selective Catalytic Reduction | Wet Limestone | Electrostatic Precipitator | Yes | Yes | Yes | [5 empty] | Yes
Winyah | 6249 | 3 | 2869 | South Carolina | Georgetown County | 3097 Penny Royal Road | Georgetown | 1980 | 285 | 10784 | 493 | 287 | 581453 | 5667192 | 506388 | Dry bottom turbo-fired boiler | Selective Catalytic Reduction | Wet Limestone | Electrostatic Precipitator | Yes | Yes | Yes | [5 empty] | Yes
Winyah | 6249 | 4 | 2870 | South Carolina | Georgetown County | 3097 Penny Royal Road | Georgetown | 1981 | 285 | 10803 | 343 | 306 | 617369 | 6017249 | 609204 | Dry bottom turbo-fired boiler | Selective Catalytic Reduction | Wet Limestone | Electrostatic Precipitator | Yes | Yes | Yes | [5 empty] | Yes
Big Stone | 6098 | 1 | 2776 | South Dakota | Grant County | 48450 144th Street | Big Stone City | 1975 | 474 | 10230 | 727 | 794 | 2094916 | 19974389 | 1658505 | Cyclone boiler | Overfire Air, Selective Catalytic Reduction | Dry Lime FGD | Baghouse |  | Yes
Bull Run | 3396 | 1 | 2251 | Tennessee | Anderson County | 1265 Egdemoor Rd | Clinton | 1967 | 870 | 9639 | 348 | 447 | 901593 | 8787437 | 847648 | Tangentially-fired | Selective Catalytic Reduction | Wet Limestone | Electrostatic Precipitator | Yes | Yes | Yes |  | Yes |  |  | Yes
Cumberland | 3399 | 1 | 2252 | Tennessee | Stewart County | 815 Cumberland City Rd | Cumberland City | 1972 | 1239 | 10158 | 1499 | 1573 | 4200531 | 40940871 | 4039549 | Cell burner boiler | Low NOx Cell Burner, Selective Catalytic Reduction | Wet Limestone | Electrostatic Precipitator | Yes | Yes | Yes |  | Yes |  |  | Yes
Cumberland | 3399 | 2 | 2253 | Tennessee | Stewart County | 815 Cumberland City Rd | Cumberland City | 1973 | 1231 | 10094 | 2575 | 1904 | 6119673 | 59645996 | 5708441 | Cell burner boiler | Low NOx Cell Burner, Selective Catalytic Reduction | Wet Limestone | Electrostatic Precipitator | Yes | Yes | Yes |  | Yes |  |  | Yes
Gallatin | 3403 | 1 | 2254 | Tennessee | Sumner County | 1499 Steam Plant Rd | Gallatin | 1956 | 225 | 10662 | 305 | 292 | 949683 | 9054936 | 892892 | Tangentially-fired | Low NOx Burner Technology w/ Separated OFA, Selective Catalytic Reduction | Dry Lime FGD | Baghouse | Yes | Yes | Yes |  | Yes |  |  | Yes
Gallatin | 3403 | 2 | 2255 | Tennessee | Sumner County | 1499 Steam Plant Rd | Gallatin | 1957 | 225 | 10633 | 324 | 306 | 1008042 | 9611404 | 967436 | Tangentially-fired | Low NOx Burner Technology w/ Separated OFA, Selective Catalytic Reduction | Dry Lime FGD | Baghouse | Yes | Yes | Yes |  | Yes |  |  | Yes
Gallatin | 3403 | 3 | 2256 | Tennessee | Sumner County | 1499 Steam Plant Rd | Gallatin | 1959 | 263 | 10669 | 387 | 278 | 1305176 | 12444447 | 1190273 | Tangentially-fired | Low NOx Burner Technology w/ Separated OFA, Selective Catalytic Reduction | Dry Lime FGD | Baghouse | Yes | Yes | Yes |  | Yes |  |  | Yes
Gallatin | 3403 | 4 | 2257 | Tennessee | Sumner County | 1499 Steam Plant Rd | Gallatin | 1959 | 263 | 10657 | 411 | 312 | 1295408 | 12351334 | 1204844 | Tangentially-fired | Low NOx Burner Technology w/ Separated OFA, Selective Catalytic Reduction | Dry Lime FGD | Baghouse | Yes | Yes | Yes |  | Yes |  |  | Yes
Kingston | 3407 | 1 | 2280 | Tennessee | Roane County | Swan Pond Rd | Kingston | 1954 | 132 | 11201 | 168 | 124 | 261454 | 2517511 | 227342 | Tangentially-fired | Selective Catalytic Reduction | Wet Lime FGD | Electrostatic Precipitator | Yes | Yes | Yes |  | Yes |  |  | Yes
Kingston | 3407 | 2 | 2281 | Tennessee | Roane County | Swan Pond Rd | Kingston | 1954 | 132 | 11191 | 253 | 203 | 452158 | 4353778 | 399628 | Tangentially-fired | Selective Catalytic Reduction | Wet Lime FGD | Electrostatic Precipitator | Yes | Yes | Yes |  | Yes |  |  | Yes
Kingston | 3407 | 3 | 2282 | Tennessee | Roane County | Swan Pond Rd | Kingston | 1954 | 132 | 11229 | 298 | 216 | 494175 | 4758363 | 435929 | Tangentially-fired | Selective Catalytic Reduction | Wet Lime FGD | Electrostatic Precipitator | Yes | Yes | Yes |  | Yes |  |  | Yes
Kingston | 3407 | 4 | 2283 | Tennessee | Roane County | Swan Pond Rd | Kingston | 1954 | 132 | 11231 | 310 | 211 | 519378 | 5001041 | 455886 | Tangentially-fired | Selective Catalytic Reduction | Wet Lime FGD | Electrostatic Precipitator | Yes | Yes | Yes |  | Yes |  |  | Yes
Kingston | 3407 | 5 | 2284 | Tennessee | Roane County | Swan Pond Rd | Kingston | 1954 | 174 | 11212 | 324 | 229 | 543699 | 5235224 | 477269 | Tangentially-fired | Low NOx Burner Technology w/ Separated OFA, Selective Catalytic Reduction | Wet Lime FGD | Electrostatic Precipitator | Yes | Yes | Yes |  | Yes |  |  | Yes
Kingston | 3407 | 6 | 2285 | Tennessee | Roane County | Swan Pond Rd | Kingston | 1955 | 174 | 11127 | 201 | 108 | 291532 | 2807130 | 254631 | Tangentially-fired | Low NOx Burner Technology w/ Separated OFA, Selective Catalytic Reduction | Wet Lime FGD | Electrostatic Precipitator | Yes | Yes | Yes |  | Yes |  |  | Yes
Kingston | 3407 | 7 | 2286 | Tennessee | Roane County | Swan Pond Rd | Kingston | 1955 | 174 | 11173 | 69 | 44 | 110574 | 1064706 | 94903 | Tangentially-fired | Low NOx Burner Technology w/ Separated OFA, Selective Catalytic Reduction | Wet Lime FGD | Electrostatic Precipitator | Yes | Yes | Yes |  | Yes |  |  | Yes
Kingston | 3407 | 8 | 2287 | Tennessee | Roane County | Swan Pond Rd | Kingston | 1955 | 174 | 11110 | 192 | 126 | 317435 | 3056553 | 273757 | Tangentially-fired | Low NOx Burner Technology w/ Separated OFA, Selective Catalytic Reduction | Wet Lime FGD | Electrostatic Precipitator | Yes | Yes | Yes |  | Yes |  |  | Yes
Kingston | 3407 | 9 | 2288 | Tennessee | Roane County | Swan Pond Rd | Kingston | 1955 | 174 | 11123 | 128 | 82 | 209104 | 2013443 | 181972 | Tangentially-fired | Selective Catalytic Reduction | Wet Lime FGD | Electrostatic Precipitator | Yes | Yes | Yes |  | Yes |  |  | Yes
Coleto Creek | 6178 | 1 | 2826 | Texas | Goliad County | FM 2987 off Hwy 59 | Fannin | 1980 | 648 | 10047 | 9577 | 2122 | 3013749 | 28735198 | 2851066 | Tangentially-fired | Low NOx Burner Technology w/ Closed-coupled/Separated OFA |  | Baghouse |  | Yes |  |  | Yes
H W Pirkey Power Plant | 7902 | 1 | 3360 | Texas | Harrison County | 2396 FM Rd 3251 | Hallsville | 1984 | 721 | 10533 | 368 | 822 | 1015417 | 9326877 | 952751 | Dry bottom wall-fired boiler | Low NOx Burner Technology (Dry Bottom only), Low NOx Burner Technology w/ Overfire Air | Wet Limestone | Electrostatic Precipitator, Wet Scrubber |  | Yes |  |  | Yes
Harrington Station | 6193 | 061B | 2838 | Texas | Potter County | 8400 N Lakeside Dr | Amarillo | 1976 | 339 | 10689 | 3520 | 743 | 1294693 | 12409152 | 1136647 | Tangentially-fired | Low NOx Burner Technology w/ Separated OFA, Overfire Air |  | Electrostatic Precipitator |  | Yes |  |  | Yes
Harrington Station | 6193 | 062B | 2839 | Texas | Potter County | 8400 N Lakeside Dr | Amarillo | 1978 | 339 | 10600 | 2929 | 628 | 1039713 | 9938343 | 1009126 | Tangentially-fired | Low NOx Burner Technology w/ Closed-coupled/Separated OFA, Overfire Air |  | Baghouse |  | Yes |  |  | Yes
Harrington Station | 6193 | 063B | 2840 | Texas | Potter County | 8400 N Lakeside Dr | Amarillo | 1980 | 340 | 10633 | 4083 | 947 | 1466200 | 14016207 | 1397387 | Tangentially-fired | Low NOx Burner Technology w/ Closed-coupled/Separated OFA, Overfire Air |  | Baghouse |  | Yes |  |  | Yes
J K Spruce | 7097 | **1 | 2939 | Texas | Bexar County | 9599 Gardner Rd | San Antonio | 1992 | 560 | 9995 | 449 | 1520 | 2239503 | 21827514 | 1978413 | Tangentially-fired | Low NOx Burner Technology w/ Closed-coupled/Separated OFA | Wet Limestone | Baghouse |  | Yes |  |  | Yes
J K Spruce | 7097 | **2 | 2940 | Texas | Bexar County | 9599 Gardner Rd | San Antonio | 2009 | 785 | 9923 | 169 | 897 | 3904858 | 38059070 | 3431577 | Tangentially-fired | Selective Catalytic Reduction | Wet Limestone | Baghouse |  | Yes |  |  | Yes
Limestone | 298 | LIM1 | 176 | Texas | Limestone County | Route1 Box 85 | Jewett | 1985 | 831 | 10605 | 2761 | 2626 | 3688397 | 35185420 | 3354640 | Tangentially-fired | Overfire Air | Wet Limestone | Electrostatic Precipitator |  | Yes |  |  | Yes
Limestone | 298 | LIM2 | 177 | Texas | Limestone County | Route1 Box 85 | Jewett | 1985 | 858 | 10567 | 2830 | 2885 | 3547604 | 33858821 | 3357183 | Tangentially-fired | Overfire Air | Wet Limestone | Electrostatic Precipitator |  | Yes |  |  | Yes
Martin Lake | 6146 | 1 | 2804 | Texas | Rusk County | PO Box 651 | Tatum | 1977 | 800 | 11495 | 4190 | 3200 | 4889416 | 46619126 | 4400579 | Tangentially-fired | Low NOx Burner Technology w/ Separated OFA | Wet Limestone | Electrostatic Precipitator |  | Yes |  |  | Yes
Martin Lake | 6146 | 2 | 2805 | Texas | Rusk County | PO Box 651 | Tatum | 1978 | 805 | 11314 | 4633 | 2856 | 4598687 | 43847127 | 4436025 | Tangentially-fired | Low NOx Burner Technology w/ Separated OFA | Wet Limestone | Electrostatic Precipitator |  | Yes |  |  | Yes
Martin Lake | 6146 | 3 | 2806 | Texas | Rusk County | PO Box 651 | Tatum | 1979 | 805 | 11423 | 4474 | 3082 | 4497729 | 42884523 | 4189019 | Tangentially-fired | Low NOx Burner Technology w/ Separated OFA | Wet Limestone | Electrostatic Precipitator |  | Yes |  |  | Yes
Oak Grove | 6180 | 1 | 2830 | Texas | Robertson County |  |  | 2009 | 855 | 10406 | 4102 | 2294 | 6860505 | 63042080 | 6567982 | Tangentially-fired | Low NOx Burner Technology w/ Separated OFA, Ammonia Injection, Selective Catalytic Reduction | Wet Limestone | Baghouse |  | Yes |  |  | Yes
Oak Grove | 6180 | 2 | 2831 | Texas | Robertson County |  |  | 2010 | 855 | 10472 | 4093 | 2079 | 6572745 | 60399833 | 6443900 | Dry bottom wall-fired boiler | Low NOx Burner Technology (Dry Bottom only), Ammonia Injection, Selective Catalytic Reduction | Wet Limestone | Baghouse |  | Yes |  |  | Yes
Sam Seymour | 6179 | 1 | 2827 | Texas | Fayette County | 6549 Power Plant Rd | La Grange | 1979 | 590 | 10589 | 145 | 1846 | 3195361 | 30466871 | 2932695 | Tangentially-fired | Low NOx Burner Technology w/ Closed-coupled/Separated OFA | Wet Limestone | Electrostatic Precipitator |  | Yes |  |  | Yes
Sam Seymour | 6179 | 2 | 2828 | Texas | Fayette County | 6549 Power Plant Rd | La Grange | 1980 | 590 | 10606 | 255 | 1904 | 3441233 | 32811146 | 3021247 | Tangentially-fired | Low NOx Burner Technology w/ Closed-coupled/Separated OFA | Wet Limestone | Electrostatic Precipitator |  | Yes |  |  | Yes
Sam Seymour | 6179 | 3 | 2829 | Texas | Fayette County | 6549 Power Plant Rd | La Grange | 1988 | 435 | 10608 | 178 | 1615 | 2611499 | 24899887 | 2315265 | Tangentially-fired | Low NOx Burner Technology w/ Closed-coupled/Separated OFA | Wet Limestone | Electrostatic Precipitator |  | Yes |  |  | Yes
San Miguel | 6183 | SM-1 | 2835 | Texas | Atascosa County | 6200 FM 3387 | Christine | 1982 | 391 | 12358 | 4615 | 1426 | 1972164 | 18114838 | 1573374 | Dry bottom wall-fired boiler | Overfire Air, Low NOx Burner Technology (Dry Bottom only) | Wet Limestone | Electrostatic Precipitator, Wet Scrubber |  | Yes |  |  | Yes
Sandy Creek Energy Station | 56611 | S01 | 90551 | Texas | McLennan County |  |  | 2011 | 933 | 9330 | 1697 | 753 | 3780874 | 36169510 | 3549353 | Dry bottom wall-fired boiler | Selective Catalytic Reduction | Dry Lime FGD | Baghouse |  | Yes |  |  | Yes
Tolk Station | 6194 | 171B | 2841 | Texas | Lamb County | 9m E of Muleshoe on Hwy 70 | Muleshoe | 1982 | 532 | 10342 | 4454 | 1192 | 1642795 | 15719901 | 1545733 | Tangentially-fired | Low NOx Burner Technology w/ Separated OFA, Overfire Air |  | Baghouse |  | Yes |  |  | Yes
Tolk Station | 6194 | 172B | 2842 | Texas | Lamb County | 9m E of Muleshoe on Hwy 70 | Muleshoe | 1985 | 535 | 10255 | 3976 | 982 | 1459982 | 13975941 | 1369852 | Tangentially-fired | Low NOx Burner Technology w/ Separated OFA, Overfire Air |  | Baghouse |  | Yes |  |  | Yes
Twin Oaks | 7030 | U1 | 2920 | Texas | Robertson County | 13065 Plant Rd | Bremond | 1990 | 152 | 11608 | 1042 | 1009 | 1478413 | 13579599 | 1263085 | Circulating fluidized bed boiler | Selective Non-catalytic Reduction | Fluidized Bed Limestone Injection | Baghouse |  | Yes |  |  | Yes
Twin Oaks | 7030 | U2 | 2921 | Texas | Robertson County | 13065 Plant Rd | Bremond | 1991 | 153 | 11407 | 1084 | 894 | 1451878 | 13335982 | 1372593 | Circulating fluidized bed boiler | Selective Non-catalytic Reduction | Fluidized Bed Limestone Injection | Baghouse |  | Yes |  |  | Yes
W A Parish | 3470 | WAP5 | 2378 | Texas | Fort Bend County | YU Jones Rd | Thompsons | 1977 | 659 | 10451 | 9519 | 995 | 3132105 | 30216026 | 3127357 | Dry bottom wall-fired boiler | Selective Catalytic Reduction |  | Baghouse |  | Yes |  |  | Yes
W A Parish | 3470 | WAP6 | 2379 | Texas | Fort Bend County | YU Jones Rd | Thompsons | 1978 | 653 | 10463 | 10026 | 1146 | 3193890 | 31041415 | 2886660 | Dry bottom wall-fired boiler | Selective Catalytic Reduction |  | Baghouse |  | Yes |  |  | Yes
W A Parish | 3470 | WAP7 | 2380 | Texas | Fort Bend County | YU Jones Rd | Thompsons | 1980 | 577 | 10444 | 8406 | 985 | 2788148 | 26688633 | 3021391 | Tangentially-fired | Selective Catalytic Reduction |  | Baghouse |  | Yes |  |  | Yes
W A Parish | 3470 | WAP8 | 2381 | Texas | Fort Bend County | YU Jones Rd | Thompsons | 1982 | 610 | 10480 | 543 | 457 | 929644 | 12975505 | 1252742 | Tangentially-fired | Low NOx Burner Technology w/ Closed-coupled/Separated OFA, Selective Catalytic Reduction, Ammonia Injection | Sodium Based, Wet Lime FGD | Baghouse |  | Yes |  |  | Yes
Welsh Power Plant | 6139 | 1 | 2801 | Texas | Titus County | FM Rd 1735 | Pittsburg | 1977 | 528 | 10922 | 5239 | 2079 | 2402955 | 22911484 | 2096620 | Dry bottom wall-fired boiler | Low NOx Burner Technology w/ Overfire Air |  | Baghouse, Electrostatic Precipitator |  | Yes |  |  | Yes
Welsh Power Plant | 6139 | 3 | 2803 | Texas | Titus County | FM Rd 1735 | Pittsburg | 1982 | 528 | 10833 | 4256 | 1938 | 1969204 | 18775756 | 1760180 | Dry bottom wall-fired boiler | Low NOx Burner Technology w/ Overfire Air |  | Baghouse, Electrostatic Precipitator |  | Yes |  |  | Yes
Bonanza | 7790 | 1-1 | 3228 | Utah | Uintah County | 12500 East 25500 South | Vernal | 1985 | 458 | 9983 | 614 | 4774 | 3865499 | 37675447 | 3662057 | Dry bottom wall-fired boiler | Low NOx Burner Technology (Dry Bottom only) | Wet Limestone | Baghouse |  | Yes
Hunter | 6165 | 1 | 2816 | Utah | Emery County | UT Hwy 10 S. of Castle Dale | Castle Dale | 1978 | 471 | 10279 | 660 | 1563 | 1791289 | 17458972 | 1754821 | Tangentially-fired | Low NOx Burner Technology w/ Closed-coupled/Separated OFA | Wet Lime FGD | Baghouse |  | Yes
Hunter | 6165 | 2 | 2817 | Utah | Emery County | UT Hwy 10 S. of Castle Dale | Castle Dale | 1980 | 430 | 10244 | 658 | 1346 | 1715668 | 16721935 | 1641759 | Tangentially-fired | Low NOx Burner Technology w/ Closed-coupled/Separated OFA | Wet Lime FGD | Baghouse |  | Yes
Hunter | 6165 | 3 | 2818 | Utah | Emery County | UT Hwy 10 S. of Castle Dale | Castle Dale | 1983 | 460 | 10156 | 621 | 1746 | 1408902 | 13732019 | 1293720 | Dry bottom wall-fired boiler | Low NOx Burner Technology w/ Overfire Air | Wet Lime FGD | Wet Scrubber, Baghouse |  | Yes
Huntington | 8069 | 1 | 3459 | Utah | Emery County | Hwy 31 10 mi W Huntington | Huntington | 1977 | 459 | 10283 | 529 | 2047 | 2174137 | 21190399 | 2068629 | Tangentially-fired | Low NOx Burner Technology w/ Closed-coupled/Separated OFA | Wet Lime FGD | Baghouse |  | Yes
Huntington | 8069 | 2 | 3460 | Utah | Emery County | Hwy 31 10 mi W Huntington | Huntington | 1974 | 450 | 10325 | 528 | 1752 | 1884164 | 18364165 | 1762147 | Tangentially-fired | Low NOx Burner Technology w/ Closed-coupled/Separated OFA | Wet Lime FGD | Baghouse |  | Yes
Intermountain | 6481 | 1SGA | 2887 | Utah | Millard County | 850 Brush Wellman Rd. | Delta | 1986 | 900 | 9703 | 388 | 2499 | 2494554 | 24313408 | 2565657 | Dry bottom wall-fired boiler | Low NOx Burner Technology (Dry Bottom only) | Wet Limestone | Baghouse |  | Yes
Intermountain | 6481 | 2SGA | 2888 | Utah | Millard County | 850 Brush Wellman Rd. | Delta | 1987 | 900 | 9738 | 460 | 2721 | 2330809 | 22717471 | 2351312 | Dry bottom wall-fired boiler | Low NOx Burner Technology (Dry Bottom only) | Wet Limestone | Baghouse |  | Yes
Chesterfield Power Station | 3797 | 5 | 2519 | Virginia | Chesterfield County | 500 Coxendale Road | Chester | 1964 | 336 | 10256 | 53 | 29 | 130562 | 1272521 | 127267 | Tangentially-fired | Low NOx Burner Technology w/ Separated OFA (Retired May 31, 2023), Selective Catalytic Reduction (Retired May 31, 2023) | Wet Lime FGD (Retired May 31, 2023) | Electrostatic Precipitator (Retired May 31, 2023) | Yes | Yes | Yes |  |  |  | Yes | Yes
Chesterfield Power Station | 3797 | 6 | 2520 | Virginia | Chesterfield County | 500 Coxendale Road | Chester | 1969 | 670 | 10217 | 130 | 105 | 371579 | 3621627 | 332651 | Tangentially-fired | Low NOx Burner Technology w/ Closed-coupled/Separated OFA (Retired May 31, 2023), Selective Catalytic Reduction (Retired May 31, 2023) | Wet Limestone (Retired May 31, 2023) | Baghouse (Retired May 31, 2023), Wet Scrubber (Retired May 31, 2023) | Yes | Yes | Yes |  |  |  | Yes | Yes
Clover Power Station | 7213 | 1 | 3007 | Virginia | Halifax County | Route 92 | Clover | 1995 | 440 | 10106 | 30 | 144 | 126779 | 1235662 | 114147 | Tangentially-fired | Selective Non-catalytic Reduction, Other | Wet Limestone | Baghouse, Wet Scrubber | Yes | Yes | Yes |  |  |  | Yes | Yes
Clover Power Station | 7213 | 2 | 3008 | Virginia | Halifax County | Route 92 | Clover | 1995 | 437 | 10086 | 54 | 208 | 180201 | 1756349 | 164090 | Tangentially-fired | Selective Non-catalytic Reduction, Other | Wet Limestone | Baghouse, Wet Scrubber | Yes | Yes | Yes |  |  |  | Yes | Yes
Virginia City Hybrid Energy Center | 56808 | 1 | 90448 | Virginia | Wise County |  |  | 2012 | 305 | 9943 | 13 | 110 | 320795 | 3127480 |  | Circulating fluidized bed boiler | Selective Non-catalytic Reduction | Dry Lime FGD, Fluidized Bed Limestone Injection | Baghouse |  | Yes | Yes |  |  |  | Yes | Yes
Virginia City Hybrid Energy Center | 56808 | 2 | 90449 | Virginia | Wise County |  |  | 2012 | 305 | 9943 | 60 | 216 | 598639 | 5828340 |  | Circulating fluidized bed boiler | Selective Non-catalytic Reduction | Dry Lime FGD, Fluidized Bed Limestone Injection | Baghouse |  | Yes | Yes |  |  |  | Yes | Yes
Centralia | 3845 | BW22 | 2534 | Washington | Lewis County | 913 Big Hanaford Rd. | Centralia | 1973 | 670 | 11132 | 1161 | 4108 | 4960494 | 47296887 | 4436385 | Tangentially-fired | Low NOx Burner Technology w/ Closed-coupled/Separated OFA | Wet Limestone | Wet Scrubber, Electrostatic Precipitator |  | Yes
Fort Martin Power Station | 3943 | 1 | 2551 | West Virginia | Monongalia County | PO Box 247 | Maidsville | 1967 | 552 | 10223 | 973 | 2215 | 1823656 | 17774417 | 2028916 | Tangentially-fired | Low NOx Burner Technology w/ Closed-coupled OFA | Wet Lime FGD | Electrostatic Precipitator | Yes | Yes | Yes |  |  | Yes |  | Yes
Fort Martin Power Station | 3943 | 2 | 2552 | West Virginia | Monongalia County | PO Box 247 | Maidsville | 1968 | 546 | 10240 | 1400 | 3025 | 2630305 | 25636491 | 2793096 | Cell burner boiler | Low NOx Cell Burner | Wet Lime FGD | Electrostatic Precipitator | Yes | Yes | Yes |  |  | Yes |  | Yes
Grant Town Power Plant | 10151 | 1A | 10068 | West Virginia | Marion County | Hwy 17 1/2 Mile SE Grant Town | Grant Town | 1993 | 40 | 13650 | 995 | 478 | 410051 | 3996614 |  | Circulating fluidized bed boiler | Selective Non-catalytic Reduction, Combustion Modification/Fuel Reburning | Fluidized Bed Limestone Injection | Baghouse | Yes |  | Yes |  |  | Yes |  | Yes
Grant Town Power Plant | 10151 | 1B | 10069 | West Virginia | Marion County | Hwy 17 1/2 Mile SE Grant Town | Grant Town | 1993 | 40 | 13650 | 954 | 458 | 388689 | 3788413 |  | Circulating fluidized bed boiler | Selective Non-catalytic Reduction, Combustion Modification/Fuel Reburning | Fluidized Bed Limestone Injection | Baghouse | Yes |  | Yes |  |  | Yes |  | Yes
Harrison Power Station | 3944 | 1 | 2553 | West Virginia | Harrison County | PO Box 600 | Haywood | 1972 | 652 | 10184 | 5368 | 1793 | 4388063 | 42768693 | 4377431 | Dry bottom wall-fired boiler | Low NOx Burner Technology (Dry Bottom only), Selective Catalytic Reduction | Wet Lime FGD | Electrostatic Precipitator | Yes | Yes | Yes |  |  | Yes |  | Yes
Harrison Power Station | 3944 | 2 | 2554 | West Virginia | Harrison County | PO Box 600 | Haywood | 1973 | 651 | 10116 | 5439 | 1412 | 4459713 | 43466988 | 4662894 | Dry bottom wall-fired boiler | Low NOx Burner Technology (Dry Bottom only), Selective Catalytic Reduction | Wet Lime FGD | Electrostatic Precipitator | Yes | Yes | Yes |  |  | Yes |  | Yes
Harrison Power Station | 3944 | 3 | 2555 | West Virginia | Harrison County | PO Box 600 | Haywood | 1974 | 651 | 10120 | 4845 | 1558 | 3377122 | 32915414 | 3090273 | Dry bottom wall-fired boiler | Low NOx Burner Technology (Dry Bottom only), Selective Catalytic Reduction | Wet Lime FGD | Electrostatic Precipitator | Yes | Yes | Yes |  |  | Yes |  | Yes
John E Amos | 3935 | 1 | 2538 | West Virginia | Putnam County | US Route 35 | St Albans | 1971 | 800 | 9891 | 705 | 969 | 2190567 | 21350564 | 2069368 | Dry bottom wall-fired boiler | Low NOx Burner Technology (Dry Bottom only), Selective Catalytic Reduction | Wet Limestone | Electrostatic Precipitator | Yes | Yes | Yes |  |  | Yes |  | Yes
John E Amos | 3935 | 2 | 2539 | West Virginia | Putnam County | US Route 35 | St Albans | 1972 | 800 | 9911 | 903 | 1036 | 2452007 | 23898717 | 2405417 | Dry bottom wall-fired boiler | Low NOx Burner Technology (Dry Bottom only), Selective Catalytic Reduction | Wet Limestone | Electrostatic Precipitator | Yes | Yes | Yes |  |  | Yes |  | Yes
John E Amos | 3935 | 3 | 2540 | West Virginia | Putnam County | US Route 35 | St Albans | 1973 | 1300 | 10019 | 2928 | 2427 | 4915176 | 47906174 | 4713847 | Cell burner boiler | Low NOx Cell Burner, Selective Catalytic Reduction | Wet Limestone | Electrostatic Precipitator | Yes | Yes | Yes |  |  | Yes |  | Yes
Longview Power | 56671 | 001 | 90398 | West Virginia | Monongalia County |  |  | 2011 | 700 | 8904 | 1600 | 1176 | 3827911 | 37309141 | 4360908 | Dry bottom wall-fired boiler | Low NOx Burner Technology w/ Overfire Air, Selective Catalytic Reduction | Other, Wet Limestone | Baghouse |  | Yes | Yes |  |  | Yes |  | Yes
Mitchell (WV) | 3948 | 1 | 2563 | West Virginia | Marshall County | WV State Route 2 | Captina | 1971 | 770 | 10248 | 653 | 692 | 1629678 | 15883814 | 1483393 | Dry bottom wall-fired boiler | Low NOx Burner Technology (Dry Bottom only), Selective Catalytic Reduction | Wet Limestone | Electrostatic Precipitator | Yes | Yes | Yes |  |  | Yes |  | Yes
Mitchell (WV) | 3948 | 2 | 2564 | West Virginia | Marshall County | WV State Route 2 | Captina | 1971 | 790 | 9996 | 540 | 889 | 2278849 | 22211050 | 2192418 | Dry bottom wall-fired boiler | Low NOx Burner Technology (Dry Bottom only), Selective Catalytic Reduction | Wet Limestone | Electrostatic Precipitator | Yes | Yes | Yes |  |  | Yes |  | Yes
Mount Storm Power Station | 3954 | 1 | 2565 | West Virginia | Grant County | HC 76 Box 430 | Mount Storm | 1965 | 554 | 10094 | 496 | 450 | 1108131 | 10800506 | 1071378 | Tangentially-fired | Low NOx Burner Technology w/ Closed-coupled OFA, Selective Catalytic Reduction | Wet Limestone | Electrostatic Precipitator, Wet Scrubber | Yes | Yes | Yes |  |  | Yes |  | Yes
Mount Storm Power Station | 3954 | 2 | 2566 | West Virginia | Grant County | HC 76 Box 430 | Mount Storm | 1966 | 555 | 10069 | 726 | 448 | 1351552 | 13173040 | 1292948 | Tangentially-fired | Low NOx Burner Technology w/ Closed-coupled OFA, Selective Catalytic Reduction | Wet Limestone | Electrostatic Precipitator, Wet Scrubber | Yes | Yes | Yes |  |  | Yes |  | Yes
Mount Storm Power Station | 3954 | 3 | 2567 | West Virginia | Grant County | HC 76 Box 430 | Mount Storm | 1973 | 520 | 10433 | 834 | 477 | 1431208 | 13949409 | 1438971 | Tangentially-fired | Low NOx Burner Technology w/ Closed-coupled OFA, Selective Catalytic Reduction | Wet Limestone | Wet Scrubber, Electrostatic Precipitator | Yes | Yes | Yes |  |  | Yes |  | Yes
Mountaineer (1301) | 6264 | 1 | 2879 | West Virginia | Mason County | State Route 62 | New Haven | 1980 | 1299 | 9925 | 2805 | 2638 | 5301428 | 51670825 | 5459660 | Dry bottom wall-fired boiler | Low NOx Burner Technology (Dry Bottom only), Selective Catalytic Reduction | Wet Limestone | Electrostatic Precipitator | Yes | Yes | Yes |  |  | Yes |  | Yes
Pleasants Power Station | 6004 | 1 | 2673 | West Virginia | Pleasants County | #1 Power Station Blvd | Willow Island | 1979 | 644 | 10492 | 3055 | 2294 | 2395474 | 23347713 | 2488663 | Dry bottom wall-fired boiler | Low NOx Burner Technology (Dry Bottom only), Selective Catalytic Reduction | Wet Lime FGD | Electrostatic Precipitator | Yes | Yes | Yes |  |  | Yes |  | Yes
Pleasants Power Station | 6004 | 2 | 2674 | West Virginia | Pleasants County | #1 Power Station Blvd | Willow Island | 1980 | 644 | 10383 | 3933 | 2266 | 2612094 | 25459003 | 2625491 | Dry bottom wall-fired boiler | Low NOx Burner Technology (Dry Bottom only), Selective Catalytic Reduction | Wet Lime FGD | Electrostatic Precipitator | Yes | Yes | Yes |  |  | Yes |  | Yes
Columbia | 8023 | 1 | 3431 | Wisconsin | Columbia County |  | Portage | 1975 | 575 | 10544 | 719 | 1503 | 2567882 | 24486290 | 2308275 | Tangentially-fired | Low NOx Burner Technology w/ Separated OFA | Dry Lime FGD | Baghouse, Electrostatic Precipitator |  | Yes | Yes |  |  |  | Yes | Yes
Columbia | 8023 | 2 | 3432 | Wisconsin | Columbia County |  | Portage | 1978 | 570 | 10533 | 698 | 675 | 2499273 | 23836147 | 2332041 | Tangentially-fired | Low NOx Burner Technology w/ Separated OFA, Selective Catalytic Reduction | Dry Lime FGD | Baghouse, Electrostatic Precipitator |  | Yes | Yes |  |  |  | Yes | Yes
Edgewater (4050) | 4050 | 5 | 2600 | Wisconsin | Sheboygan County | 3739 Lakeshore Dr | Sheboygan | 1985 | 416 | 10454 | 391 | 536 | 2288176 | 21817056 | 2077014 | Dry bottom wall-fired boiler | Low NOx Burner Technology w/ Overfire Air, Selective Catalytic Reduction | Dry Lime FGD | Electrostatic Precipitator, Baghouse |  | Yes | Yes |  |  |  | Yes | Yes
Elm Road Generating Station | 56068 | 1 | 89796 | Wisconsin | Milwaukee County |  |  | 2009 | 633 | 9552 | 145 | 897 | 2971756 | 28351024 | 3234647 | Dry bottom wall-fired boiler | Selective Catalytic Reduction | Wet Limestone | Baghouse, Wet ESP |  | Yes | Yes |  |  |  | Yes | Yes
Elm Road Generating Station | 56068 | 2 | 89798 | Wisconsin | Milwaukee County |  |  | 2010 | 633 | 9475 | 162 | 1058 | 3471454 | 33120412 | 3845184 | Dry bottom wall-fired boiler | Selective Catalytic Reduction | Wet Limestone | Baghouse, Wet ESP |  | Yes | Yes |  |  |  | Yes | Yes
J P Madgett | 4271 | B1 | 2653 | Wisconsin | Buffalo County | 500 Old South 35 | Alma | 1979 | 390 | 11241 | 652 | 618 | 1695122 | 16162518 | 1378717 | Dry bottom turbo-fired boiler | Low NOx Burner Technology (Dry Bottom only), Selective Catalytic Reduction | Dry Sorbent Injection | Baghouse, Electrostatic Precipitator |  | Yes | Yes |  |  |  | Yes | Yes
South Oak Creek | 4041 | 5 | 2590 | Wisconsin | Milwaukee County | 11060 S Chicago Road | Oak Creek | 1959 | 241 | 10326 | 5 | 235 | 751819 | 7170407 | 671545 | Dry bottom wall-fired boiler | Selective Catalytic Reduction | Wet Limestone | Electrostatic Precipitator, Wet Scrubber |  | Yes | Yes |  |  |  | Yes | Yes
South Oak Creek | 4041 | 6 | 2591 | Wisconsin | Milwaukee County | 11060 S Chicago Road | Oak Creek | 1961 | 245 | 10316 | 7 | 308 | 928242 | 8862365 | 825357 | Dry bottom wall-fired boiler | Selective Catalytic Reduction | Wet Limestone | Electrostatic Precipitator, Wet Scrubber |  | Yes | Yes |  |  |  | Yes | Yes
South Oak Creek | 4041 | 7 | 2592 | Wisconsin | Milwaukee County | 11060 S Chicago Road | Oak Creek | 1965 | 303 | 10335 | 55 | 435 | 1438442 | 13717506 | 1357713 | Tangentially-fired | Low NOx Burner Technology w/ Closed-coupled/Separated OFA, Selective Catalytic Reduction | Wet Limestone | Electrostatic Precipitator, Wet Scrubber |  | Yes | Yes |  |  |  | Yes | Yes
South Oak Creek | 4041 | 8 | 2593 | Wisconsin | Milwaukee County | 11060 S Chicago Road | Oak Creek | 1967 | 309 | 10508 | 49 | 369 | 1214662 | 11585107 | 1152135 | Tangentially-fired | Low NOx Burner Technology w/ Closed-coupled/Separated OFA, Selective Catalytic Reduction | Wet Limestone | Electrostatic Precipitator, Wet Scrubber |  | Yes | Yes |  |  |  | Yes | Yes
Weston | 4078 | 3 | 2615 | Wisconsin | Marathon County | 2501 Morrison Av | Rothschild | 1981 | 327 | 9994 | 70 | 221 | 589806 | 5647932 | 670722 | Tangentially-fired | Low NOx Burner Technology w/ Separated OFA, Low NOx Burner Technology w/ Closed-coupled OFA | Other | Baghouse |  | Yes | Yes |  |  |  | Yes | Yes
Weston | 4078 | 4 | 89565 | Wisconsin | Marathon County | 2501 Morrison Av | Rothschild | 2008 | 550 | 9679 | 459 | 694 | 2672447 | 25495799 | 3133483 | Dry bottom wall-fired boiler | Selective Catalytic Reduction | Dry Lime FGD | Baghouse |  | Yes | Yes |  |  |  | Yes | Yes
Dave Johnston | 4158 | BW41 | 2633 | Wyoming | Converse County |  | Glenrock | 1958 | 93 | 11001 | 1905 | 831 | 577404 | 5505402 | 516647 | Dry bottom wall-fired boiler |  |  | Electrostatic Precipitator |  | Yes
Dave Johnston | 4158 | BW42 | 2634 | Wyoming | Converse County |  | Glenrock | 1960 | 105 | 10996 | 1665 | 740 | 496581 | 4734775 | 437925 | Dry bottom wall-fired boiler |  |  | Electrostatic Precipitator |  | Yes
Dave Johnston | 4158 | BW43 | 2635 | Wyoming | Converse County |  | Glenrock | 1964 | 220 | 11274 | 693 | 1398 | 1366950 | 13033490 | 1172509 | Dry bottom wall-fired boiler | Low NOx Burner Technology w/ Overfire Air | Dry Lime FGD | Baghouse |  | Yes
Dave Johnston | 4158 | BW44 | 2636 | Wyoming | Converse County |  | Glenrock | 1972 | 330 | 11341 | 1237 | 1367 | 2116050 | 20175938 | 1815392 | Tangentially-fired | Low NOx Burner Technology w/ Separated OFA | Dry Lime FGD | Baghouse |  | Yes
Dry Fork Station | 56609 | 01 | 90531 | Wyoming | Campbell County |  |  | 2011 | 380 | 10552 | 886 | 652 | 3106073 | 29615474 | 3163235 | Dry bottom wall-fired boiler | Selective Catalytic Reduction | Dry Lime FGD | Baghouse |  | Yes
Jim Bridger | 8066 | BW71 | 3455 | Wyoming | Sweetwater County | 35 Miles East of Rock Springs | Point of Rocks | 1974 | 531 | 10373 | 1732 | 2244 | 2521345 | 24040299 | 2310478 | Tangentially-fired | Low NOx Burner Technology w/ Closed-coupled OFA | Sodium Based | Electrostatic Precipitator |  | Yes
Jim Bridger | 8066 | BW72 | 3456 | Wyoming | Sweetwater County | 35 Miles East of Rock Springs | Point of Rocks | 1975 | 527 | 10396 | 1734 | 2055 | 2545598 | 24271511 | 2317604 | Tangentially-fired | Low NOx Burner Technology w/ Closed-coupled OFA | Sodium Based | Electrostatic Precipitator |  | Yes
Jim Bridger | 8066 | BW73 | 3457 | Wyoming | Sweetwater County | 35 Miles East of Rock Springs | Point of Rocks | 1976 | 523 | 10441 | 1706 | 638 | 2413293 | 23010071 | 2127705 | Tangentially-fired | Selective Catalytic Reduction, Low NOx Burner Technology w/ Closed-coupled OFA | Sodium Based | Electrostatic Precipitator |  | Yes
Jim Bridger | 8066 | BW74 | 3458 | Wyoming | Sweetwater County | 35 Miles East of Rock Springs | Point of Rocks | 1979 | 530 | 10465 | 1496 | 550 | 2332848 | 22243018 | 2350169 | Tangentially-fired | Selective Catalytic Reduction, Low NOx Burner Technology w/ Closed-coupled OFA | Sodium Based | Electrostatic Precipitator |  | Yes
Laramie River | 6204 | 1 | 2844 | Wyoming | Platte County | Hwy 320 | Wheatland | 1980 | 570 | 10218 | 1293 | 601 | 2615611 | 24939115 | 2135455 | Dry bottom wall-fired boiler | Overfire Air, Selective Catalytic Reduction, Low NOx Burner Technology (Dry Bottom only) | Wet Limestone | Electrostatic Precipitator |  | Yes
Laramie River | 6204 | 2 | 2845 | Wyoming | Platte County | Hwy 320 | Wheatland | 1981 | 570 | 10164 | 2250 | 2960 | 4377558 | 41738798 | 4051785 | Dry bottom wall-fired boiler | Overfire Air, Selective Non-catalytic Reduction, Low NOx Burner Technology (Dry Bottom only) | Wet Limestone | Electrostatic Precipitator |  | Yes
Laramie River | 6204 | 3 | 2846 | Wyoming | Platte County | Hwy 320 | Wheatland | 1982 | 570 | 10137 | 3088 | 3337 | 5014801 | 47814657 | 4052007 | Dry bottom wall-fired boiler | Overfire Air, Selective Non-catalytic Reduction, Low NOx Burner Technology (Dry Bottom only) | Dry Lime FGD | Electrostatic Precipitator |  | Yes
Naughton | 4162 | 1 | 2637 | Wyoming | Lincoln County | Hwy 189 7 miles SW Kemmerer | Kemmerer | 1963 | 156 | 10983 | 734 | 1133 | 1139197 | 10880225 | 1018837 | Tangentially-fired | Low NOx Burner Technology w/ Separated OFA | Sodium Based | Electrostatic Precipitator |  | Yes
Naughton | 4162 | 2 | 2638 | Wyoming | Lincoln County | Hwy 189 7 miles SW Kemmerer | Kemmerer | 1968 | 201 | 10956 | 700 | 1114 | 1159655 | 11087154 | 1053535 | Tangentially-fired | Low NOx Burner Technology w/ Separated OFA | Sodium Based | Electrostatic Precipitator |  | Yes
Neil Simpson II | 7504 | 001 | 3120 | Wyoming | Campbell County | 13151 Highway 51 | Gillette | 1995 | 80 | 12337 | 413 | 652 | 867632 | 8272704 | 677924 | Dry bottom wall-fired boiler | Low NOx Burner Technology w/ Overfire Air | Dry Lime FGD | Electrostatic Precipitator |  | Yes
Wygen I | 55479 | 001 | 4852 | Wyoming | Campbell County | 13151 Highway 51 | Gillette | 2003 | 85 | 11824 | 348 | 542 | 874057 | 8333880 | 713811 | Dry bottom wall-fired boiler | Low NOx Burner Technology w/ Overfire Air, Selective Catalytic Reduction | Dry Lime FGD | Baghouse |  | Yes
Wygen II | 56319 | 001 | 89633 | Wyoming | Campbell County |  | Gillette | 2007 | 90 | 11967 | 124 | 260 | 886910 | 8456399 | 729201 | Dry bottom wall-fired boiler | Low NOx Burner Technology w/ Overfire Air, Selective Catalytic Reduction | Dry Lime FGD | Baghouse |  | Yes
Wygen III | 56596 | 001 | 90109 | Wyoming | Campbell County |  |  | 2010 | 100 | 11509 | 182 | 203 | 956642 | 9121300 | 880896 | Dry bottom wall-fired boiler | Low NOx Burner Technology (Dry Bottom only), Selective Catalytic Reduction | Dry Lime FGD | Baghouse |  | Yes
Wyodak | 6101 | BW91 | 2777 | Wyoming | Campbell County | 48 Wyodak Road Garner Lake Rt | Gillette | 1978 | 332 | 12221 | 1803 | 2673 | 2441976 | 23283558 | 2041924 | Dry bottom wall-fired boiler | Low NOx Burner Technology w/ Overfire Air | Dry Lime FGD | Baghouse |  | Yes