## Tracking Matrix
Through the RE-Powering America's Land initiative, the EPA encourages renewable energy development on potentially contaminated land when aligned with the community's vision for the site. This list tracks completed projects where renewable energy systems have been installed on potentially contaminated lands, landfills, or mine sites. Project capacity data reflect total system capacity, which may be installed in whole or in part on potentially contaminated lands, landfills, or mine sites. For systems with an installed capacity less than 10 kW, the capacity is shown as 0.00. Where information was not found for a given site, it is noted as "Unknown" or with a "-" for numerical values. GSHP indicates ground source heatpump was installed at the site. This information is sorted by "State" and then by "Project Name." Installations newly added for December 2024 are highlighted in orange. Projects highlighted in blue represent multiple installations on a single site (location). Projects highlighted in beige are new for December 2024 and represent an additional installation on an existing RE on CL site.
This resource is for informational purposes only. The information in this list was gathered from public announcements of renewable energy projects in the form of company press releases, news releases, and, in some cases, conversations with the parties involved. It may not be a comprehensive list of all projects completed on contaminated land. EPA’s tracking of renewable energy development on potentially contaminated land is not associated with the IRS-administered IRA energy communities tax credit bonus. Projects on this list include ground-mounted utility-scale systems, rooftop systems, and systems used for onsite power, including to power cleanup activities. To provide information on additional projects, please email a member of the RE-Powering Team https://www.epa.gov/re-powering/questions-contact-team-member.
Site Description | [8 empty] | Renewable Energy Info |  |  |  | Project Implementation |  | Additional Details
Site/Project Name | EPA Region | State | City | Type of Site | Site Owner | Site Ownership Type | Property Acreage | Former Use Description | RE Type | Project Capacity (MW) | Project Acreage | Primary RE Developer Name | Completion Date | Project Type | Current/Former Federal Asset | Landfill Application (Cross Program)
Barkhamsted-New Hartford Landfill | 1 | CT | Barkhamsted and New Hartford | Superfund | Towns of Barkhamsted and New Hartford | Municipal | 97.8 | Landfill | Solar PV | 1.5 |  | Lodestar | 2017 | Wholesale Electricity | - | Yes
Bethel Town Landfill Solar | 1 | CT | Bethel | Landfill | Town of Bethel | Municipal |  | MSW Landfill | Solar PV | 0.948 | 4 | Ameresco | 2018 | Wholesale Electricity | - | Yes
Bozrah Landfill Solar | 1 | CT | Bozrah | Landfill | Town of Bozrah | Municipal |  | MSW Landfill | Solar PV | 3.1 |  | Brightfields | 2016 | Wholesale Electricity | - | Yes
Ecology Park (AKA Branford Landfill Solar) | 1 | CT | Branford | Landfill | Town of Branford | Municipal |  | MSW Landfill and Landfill Buffer | Solar PV | - |  | Solar City LLC | 2018 | Unknown | - | Yes
Bridgeport Landfill | 1 | CT | Bridgeport | Landfill | City of Bridgeport | Municipal | 46 | MSW Landfill (1938-91); Construction Landfill (1996-2000) | Solar PV | 2.2 | 22 | American Capital Energy | 2016 | Wholesale Electricity | - | Yes
Cheshire Landfill Solar | 1 | CT | Cheshire | Landfill | Town of Cheshire | Municipal |  | MSW Landfill | Solar PV | 0.98 | 4 | Solar City LLC | 2018 | Wholesale Electricity | - | Yes
Derby Landfill Solar | 1 | CT | Derby | Landfill | City of Derby | Municipal | 23 | MSW Landfill | Solar PV | 0.74 | 6 | Jordan Energy and BQ Energy | 2015 | Wholesale Electricity | - | Yes
East Haven Landfill Solar | 1 | CT | East Haven | Landfill | City of East Haven | Municipal |  | MSW Landfill | Solar PV | 1.17 | 5 | Greenskies Renewable Energy, LLC | 2021 | Wholesale Electricity | - | Yes
Fairfield Landfill | 1 | CT | Fairfield | Landfill | City of Fairfield | Municipal |  | MSW Landfill | Solar PV | 1.3 |  | Greenskies Renewable Energy, LLC | 2017 | Wholesale Electricity | - | Yes
Wintergreen Ave. Landfill | 1 | CT | Hamden | Landfill | City of Hamden | Municipal |  | MSW Landfill | Solar PV | 1 | 5 | True Green Capital Solar Generation IV | 2016 | Wholesale Electricity | - | Yes
Hartford CT Landfill (solar) | 1 | CT | Hartford | Landfill | City of Hartford | Municipal | 96 | MSW Landfill | Solar PV | 1 | 6 | Tecta Solar | 2014 | Wholesale Electricity | - | Yes
Evansville Avenue Landfill | 1 | CT | Meriden | Landfill | City of Meriden | Municipal |  | MSW Landfill | Solar PV | 1.1 | 3 | Greenskies Renewable Energy, LLC | 2017 | Wholesale Electricity | - | Yes
Middletown Landfill - Weston | 1 | CT | Middletown | Landfill | Town of Middleton | Municipal |  | Landfill | Solar PV | - |  | Unknown | 2019 | Unknown | - | Yes
Middletown Landfill - Wilton | 1 | CT | Middletown | Landfill | Town of Middleton | Municipal |  | Landfill | Solar PV | - |  | Unknown | 2019 | Unknown | - | Yes
Newtown Landfill Solar | 1 | CT | Newtown | Landfill | Town of Newtown | Municipal |  | MSW Landfill | Solar PV | 1 | 4 | Solar City LLC | 2018 | Wholesale Electricity | - | Yes
North Haven Landfill | 1 | CT | North Haven | Landfill | City of North Haven | Municipal |  | MSW Landfill | Solar PV | 0.384 | 1 | Greenskies Renewable Energy, LLC | 2017 | Onsite Use - General | - | Yes
Rogers Road Landfill | 1 | CT | Norwich | Landfill | City of Norwich | Municipal | 98.3 | MSW Landfill | Solar PV | 3 | 5 | SolarCity with Brightfields | 2017 | Wholesale Electricity | - | Yes
Gallup's Quarry | 1 | CT | Plainfield | Superfund | Greenleaf Power | Private | 29 | Gravel Pit | Biomass | 37.5 |  | Greenleaf Power | 2013 | Wholesale Electricity | - | -
Putnam Landfill | 1 | CT | Putnam | Landfill | Town of Putnam | Municipal | 12.5 | MSW Landfill | Solar PV | 0.656 |  | CTEC Solar | 2020 | Wholesale Electricity | - | Yes
Solvents Recovery Service of New England | 1 | CT | Southington | Superfund | Unknown | Unknown | 4 | Hazardous waste treatment and storage facility | Solar PV | 0.053 |  | Unknown | 2018 | Onsite Use - Green Remediation | - | -
Stafford Landfill (CT) | 1 | CT | Stafford | Landfill | Town of Stafford | Municipal |  | MSW Landfill | Solar PV | 0.945 |  | Standard Solar, Inc. | 2016 | Wholesale Electricity | - | Yes
Woodstock (CT) Landfill Solar | 1 | CT | Woodstock | Landfill | Town of Woodstock | Municipal |  | MSW Landfill | Solar PV | 1 |  | BeFree Solar | 2016 | Wholesale Electricity | - | Yes
Acton Landfill | 1 | MA | Acton | Landfill | Town of Acton | Municipal | 35 | MSW and Light Industrial Waste Landfill | Solar PV | 1.6 | 17.5 | Ameresco | 2013 | Wholesale Electricity | - | Yes
W.R. Grace Solar | 1 | MA | Acton/Concord | Superfund | Town of Concord | Municipal | 240 | Manufacturing (sealants, concrete) | Solar PV | 5.6 | 30 | Kearsarge Energy LLC | 2016 | Wholesale Electricity | - | -
Adams Landfill | 1 | MA | Adams | Landfill | Town of Adams | Municipal | 20 | MSW Landfill | Solar PV | 1.1 | 5 | Apis Energy Group | 2013 | Wholesale Electricity | - | Yes
Former Grasso Landfill | 1 | MA | Agawam | Landfill | Town of Agawam | Municipal | 9.5 | MSW Landfill | Solar PV | 1.98 | 9.5 | Rivermoor-Citizens Agawam, LLC | 2013 | Wholesale Electricity | - | Yes
Hunt Road Landfill | 1 | MA | Amesbury | Landfill | Waste Management | Private | 65 | MSW Landfill | Solar PV | 6 | 30 | Citizens Energy | 2016 | Wholesale Electricity | - | Yes
Titcomb Solar Array | 1 | MA | Amesbury | Landfill | City of Amesbury | Municipal | 17 | MSW Landfill | Solar PV | 4.5 | 16 | Kearsarge Energy LLC | 2019 | Wholesale Electricity | - | Yes
Belchertown Road Landfill Solar | 1 | MA | Amherst | Landfill | Town of Amherst | Municipal | 56.22 | MSW Landfill | Solar PV | 3.8 | 14.51 | Cypress Creek Renewables | 2022 | Wholesale Electricity | - | Yes
Aquinnah Landfill | 1 | MA | Aquinnah | Landfill | Town of Aquinnah | Municipal | 6.3 | MSW Landfill | Solar PV | 0.05 | 1.3 | Vineyard Power Solar, LLC | 2012 | Onsite Use - General | - | Yes
Howe Street Landfill | 1 | MA | Ashland | Landfill | Town of Ashland | Municipal |  | MSW/Industrial Landfill | Solar PV | 1 |  | Ameresco | 2018 | Wholesale Electricity | - | Yes
Nyanza Waste Dump Superfund Site | 1 | MA | Ashland | Superfund | Unknown | Unknown | 226 | Chemical Waste Dump | Solar PV | 5.8 | 18 | Ashland Solar LLC | 2020 | Wholesale Electricity | - | Yes
Barnstable Landfill | 1 | MA | Barnstable | Landfill | Town of Barnstable | Municipal | 86 | Landfill | Solar PV | 4.2 | 17 | American Capital Energy | 2014 | Wholesale Electricity | - | Yes
Bellingham Landfill Solar | 1 | MA | Bellingham | Landfill | Town of Bellingham | Municipal |  | MSW Landfill | Solar PV | 2.7 |  | Kearsarge Energy LLC | 2017 | Wholesale Electricity | - | Yes
Berkley Landfill Solar | 1 | MA | Berkley | Landfill | Waste Management | Private | 23 | Residential, commercial, and industrial landfill | Solar PV | 3.6 | 18 | Southern Sky Renewable Energy | 2017 | Wholesale Electricity | - | Yes
Beverly Landfill Solar | 1 | MA | Beverly | Landfill | Town of Beverly | Municipal |  | MSW Landfill | Solar PV | 5 | 15 | BlueWave Solar | 2020 | Community Owned / Subscription | - | Yes
Iron Horse Park / Shaffer Landfill | 1 | MA | Billerica | Superfund | Town of Billerica | Municipal | 40 | MSW Landfill | Solar PV | 5.99 | 30 | Urban Green Technologies LLC | 2014 | Wholesale Electricity | - | Yes
Iron Horse Park Asbestos Landfill Solar | 1 | MA | Billerica | Superfund | B&M/PanAm | Private | 174 | Asbestos Landfill | Solar PV | 6 | 30 | Conti Solar; Syncarpha Capital | 2017 | Wholesale Electricity | - | Yes
Iron Horse Park/Dow Solar | 1 | MA | Billerica | Superfund | Dow Chemical Corp. | Private | 174 | Chemical Manufacturing Facility | Solar PV | 3.68 | 20 | Soltage LLC | 2016 | Wholesale Electricity | - | -
Bolton Orchards | 1 | MA | Bolton | Brownfields | Davis Farms Trust | Private | 105.4 | Gravel Pit | Solar PV | 6 | 50 | Syncarpha Capital, LLC | 2013 | Wholesale Electricity | - | -
Bolton Orchards Phase II | 1 | MA | Bolton | Brownfields | Davis Farms Trust | Private | 105.4 | Gravel Pit | Solar PV | 2.8 | 13 | Syncarpha / Renewable Energy Massachusetts | 2016 | Community Owned / Subscription | - | -
Boxford Landfill | 1 | MA | Boxford | Landfill | Town of Boxford | Municipal | 7 | MSW Landfill | Solar PV | 1 | 3.5 | Borrego Solar | 2017 | Wholesale Electricity | - | Yes
Braintree Landfill | 1 | MA | Braintree | Landfill | Braintree Electric Light Department | Municipal |  | MSW Landfill | Solar PV | 1.26 |  | Ameresco/Ivory Street Solar, LLC | 2014 | Wholesale Electricity | - | Yes
Brewster Landfill | 1 | MA | Brewster | Landfill | Town of Brewster | Municipal | 16 | MSW Landfill and Recycling Center | Solar PV | 1.23 | 16 | American Capital Energy | 2014 | Wholesale Electricity | - | Yes
Brockton Brightfield | 1 | MA | Brockton | Brownfields | City of Brockton and Bay State Gas Company | Municipal | 27 | Former Gas Works Site | Solar PV | 0.46 | 3.7 | Global Solar | 2006 | Wholesale Electricity | - | -
Quaboag Landfill Solar | 1 | MA | Brookfield | Landfill | Town of Brookfield | Municipal | 15.7 | MSW Landfill | Solar PV | 0.434 | 3 | Washington Gas Energy Systems, Inc. | 2013 | Wholesale Electricity | - | Yes
Fairhaven Sanitary Landfill (Canton) | 1 | MA | Canton | Landfill | Town of Canton | Municipal | 15 | MSW Landfill | Solar PV | 5.6 | 12.5 | Southern Sky Renewable Energy / GZA | 2012 | Wholesale Electricity | - | Yes
Chatham Landfill | 1 | MA | Chatham | Landfill | Town of Chatham | Municipal | 30 | MSW Landfill | Solar PV | 1.8 | 16.5 | American Capital Energy | 2014 | Wholesale Electricity | - | Yes
Chicopee Elks Landfill | 1 | MA | Chicopee | Landfill | Chicopee Lodge of Elks #1849 | Private |  | Landfill | Solar PV | 2.1 | 9.6 | Citizens Enterprises Corp | 2015 | Wholesale Electricity | - | Yes
Delta Hills Landfill | 1 | MA | Chicopee | Landfill | WestMass Area Development Corp. | Private |  | MSW Landfill | Solar PV | 2.69 | 8 | CR Solar | 2015 | Wholesale Electricity | - | Yes
MT Sullivan Landfill Solar | 1 | MA | Chicopee | Landfill | Waste Management | Private | 50 | MSW Landfill | Solar PV | 2.5 | 13.5 | Southern Sky Renewable Energy | 2017 | Wholesale Electricity | - | Yes
Chilmark Landfill | 1 | MA | Chilmark | Landfill | Town of Chilmark | Municipal | 11.2 | MSW landfill | Solar PV | 0.099 | 6 | Vineyard Power Solar, LLC | 2014 | Wholesale Electricity | - | Yes
Cedar Street Landfill | 1 | MA | Cohasset | Landfill | Town of Cohasset | Municipal | 43.8 | MSW Landfill | Solar PV | 0.42 | 1.7 | Palmer Capital/CohSolar LLC | 2017 | Wholesale Electricity | - | Yes
Concord Landfill Phase I | 1 | MA | Concord | Landfill | Town of Concord | Municipal |  | MSW Landfill | Solar PV | 1.7 |  | Kearsarge Energy LLC | 2014 | Wholesale Electricity | - | Yes
Re-Solve Superfund Solar | 1 | MA | Dartmouth | Superfund | Unknown | Unknown | 6 | Waste Chemical Reclamation | Solar PV | 0.15 | 2 | Weston Solutions | 2012 | Onsite Use - Green Remediation | - | -
Russells Mills Road Landfill | 1 | MA | Dartmouth | Landfill | Town of Dartmouth | Municipal | 115 | MSW Landfill | Solar PV | 1.45 | 6.3 | Borrego Solar | 2013 | Wholesale Electricity | - | Yes
Theophilus Smith Road Landfill | 1 | MA | Dennis | Landfill | Town of Dennis | Municipal | 148 | MSW Landfill | Solar PV | 6 | 34 | American Capital Energy | 2014 | Wholesale Electricity | - | Yes
Dorchester Solar Power Project | 1 | MA | Dorchester | Brownfields | National Grid | Private |  | Former Manufactured Gas Plant | Solar PV | 1.3 | 6 | Unknown | 2012 | Wholesale Electricity | - | -
Dover Landfill Solar | 1 | MA | Dover | Landfill | Hale Reservation | Private | 1137 | MSW Landfill | Solar PV | 1.4 | 10 | BlueWave Solar | 2017 | Community Owned / Subscription | - | Yes
Duxbury Landfill | 1 | MA | Duxbury | Landfill | Town of Duxbury | Municipal | 19 | MSW Landfill | Solar PV | 0.585 | 3 | American Capital Energy (as Duxbury Solar LLC) and Renewable Energy Development Partners, LLC | 2014 | Wholesale Electricity | - | Yes
East Bridgewater Landfill Solar | 1 | MA | East Bridgewater | Landfill | Republic Services | Private | 233 | MSW Landfill | Solar PV | 3.2 |  | Soltage LLC | 2017 | Wholesale Electricity | - | Yes
Eastham Landfill | 1 | MA | Eastham | Landfill | Town of Eastham | Municipal | 38 | MSW Landfill | Solar PV | 0.627 | 10.4 | American Capital Energy | 2014 | Wholesale Electricity | - | Yes
Oliver Street Landfill | 1 | MA | Easthampton | Landfill | City of Easthampton | Municipal | 40 | MSW Landfill | Solar PV | 2.3 | 12 | Borrego Solar | 2012 | Wholesale Electricity | - | Yes
Prospect Street Landfill | 1 | MA | Easton | Landfill | Town of Easton | Municipal | 8.2 | MSW Landfill | Solar PV | 1.9 | 8 | Borrego Solar | 2014 | Wholesale Electricity | - | Yes
Everett Solar Power Project | 1 | MA | Everett | Brownfields | National Grid | Private |  | Former Manufactured Gas Plant | Solar PV | 0.61 | 2.5 | Unknown | 2010 | Wholesale Electricity | - | -
Bridge Street Landfill | 1 | MA | Fairhaven | Landfill | Town of Fairhaven | Municipal |  | MSW Landfill | Solar PV | 0.578 | 3 | Dynamic Power/Blue Sky/Heliosage | 2013 | Onsite Use - General | - | Yes
Philips Lightolier Wind | 1 | MA | Fall River | Brownfields | Philips | Private | 31.6 | Manufacturing/Industrial Park | Wind | 2 |  | Philips | 2012 | Wholesale Electricity | - | -
Falmouth Landfill | 1 | MA | Falmouth | Landfill | Town of Falmouth | Municipal | 48 | MSW Landfill | Solar PV | 4.3 | 16 | Citizens Energy | 2017 | Wholesale Electricity | - | Yes
Falmouth Landfill--Phase 2 | 1 | MA | Falmouth | Landfill | Town of Falmouth | Municipal |  | MSW Landfill | Solar PV | 2 |  | Citizens Energy | 2021 | Wholesale Electricity | - | Yes
Fitchburg Gas & Electric Light Company | 1 | MA | Fitchburg | State Brownfields | Private | Private | 19.5 | Commercial/Industrial | Solar PV | 1 | 15 | UNITIL | 2017 | Wholesale Electricity | - | -
Bent Mill Solar | 1 | MA | Gardner | State Brownfields | City of Gardner | Municipal | 27 | Manufacturing (furniture) | Solar PV | 1 | 5 | BCC Solar Energy Advantage/Borrego | 2014 | Wholesale Electricity | - | -
Rising Paper Solar | 1 | MA | Great Barrington | Landfill | Rising Paper, LLC | Private | 26 | Paper Landfill | Solar PV | 3.2 | 16 | Altus Power America, LLC | 2016 | Wholesale Electricity | - | Yes
Greenfield Solar Farm | 1 | MA | Greenfield | Landfill | Town of Greenfield | Municipal | 23 | MSW Landfill | Solar PV | 2 | 23 | Axio Power | 2012 | Wholesale Electricity | - | Yes
Groton Landfill | 1 | MA | Groton | Landfill | Town of Groton | Municipal |  | MSW Landfill | Solar PV | 2.93 | 8 | Groton Landfill Solar, LLC | 2016 | Wholesale Electricity | - | Yes
Groveland Wells Solar | 1 | MA | Groveland | Superfund | Groveland Municipal Light | Municipal | 35 | Manufacturing (metal and plastics) | Solar PV | 3.6 | 19 | Consolidated Edison Development, Inc. | 2013 | Wholesale Electricity | - | -
FMR Industrial | 1 | MA | Halifax | State Brownfields | Private | Private | 38 | Agriculture/Pasture | Solar PV | 6 | 30 | Halifax Solar, LLC | 2019 | Community Owned / Subscription | - | -
Harwich Municipal Landfill | 1 | MA | Harwich | Landfill | Town of Harwich | Municipal | 120 | MSW Landfill | Solar PV | 4.5 | 28 | American Capital Energy | 2014 | Wholesale Electricity | - | Yes
Haverhill Solar Power Project | 1 | MA | Haverhill | Brownfields | National Grid | Private |  | Former Manufactured Gas Plant | Solar PV | 1 | 5 | Rivermoor Energy | 2010 | Wholesale Electricity | - | -
Old Groveland Rd. Landfill Solar | 1 | MA | Haverhill | Superfund | City of Haverhill / Aggregate Industries | Municipal/Private | 129.1854 | MSW Landfill | Solar PV with Battery | 2.8 | 12 | Kearsarge Energy LLC | 2021 | Unknown | - | Yes
Former Parsons Paper Company | 1 | MA | Holyoke | Superfund | Private | Private |  | Former Paper Company | Solar PV | 4 | 15 | Unknown | Unknown | Wholesale Electricity | - | -
Mount Tom Station | 1 | MA | Holyoke | State Brownfields | ENGIE North America | Private | 128 | Coal Plant and Coal Ash Disposal | Solar PV | 5.76 | 30 | GDF SUEZ | 2017 | Wholesale Electricity | - | -
Hudson/Stow Landfill Solar | 1 | MA | Hudson | Landfill | Waste Management | Private |  | MSW Landfill | Solar PV | 5 | 28 | Unknown | 2017 | Wholesale Electricity | - | Yes
Hull Wind II | 1 | MA | Hull | Landfill | Town of Hull | Municipal | 13 | MSW Landfill | Wind | 1.8 | 10 | Hull Municipal Light | 2006 | Wholesale Electricity | - | Yes
Lancaster Landfill | 1 | MA | Lancaster | Landfill | Town of Lancaster | Municipal | 7 | Gravel Pit Adjacent to Landfill | Solar PV | 0.5 | 2.8 | Unknown | 2013 | Wholesale Electricity | - | Yes
Lee Landfill (Willow Hill Road) | 1 | MA | Lee | Landfill | Schweitzer-Mauduit International | Private |  | Paper Sludge Landfill | Solar PV | 2.6 | 17.5 | East Light Partners | 2017 | Wholesale Electricity | - | Yes
Lenox Landfill | 1 | MA | Lenox | Landfill | Town of Lenox | Municipal |  | MSW Landfill | Solar PV | 0.748 |  | Willow Creek Solar LLC (subsidiary of Ameresco) | 2017 | Wholesale Electricity | - | Yes
Lexington Landfill | 1 | MA | Lexington | Landfill | Town of Lexington | Municipal | 29 | Former Landfill | Solar PV | 1.4 | 15 | Syncarpha Capital, LLC | 2016 | Wholesale Electricity | - | Yes
Westford St. Landfill | 1 | MA | Lowell | Landfill | City of Lowell | Municipal | 42 | Landfill - MSW, ash, oxide box waste | Solar PV | 1.5 | 6 | Ameresco | 2014 | Wholesale Electricity | - | Yes
Ludlow Landfill | 1 | MA | Ludlow | Landfill | Town of Ludlow | Municipal | 22 | MSW Landfill | Solar PV | 2.7 | 17 | Borrego Solar | 2013 | Wholesale Electricity | - | Yes
Former Comp Chemical | 1 | MA | Mansfield | State Brownfields | Private | Private | 32 | Former Industrial | Solar PV | 1.95 | 7.5 | Bay4 Energy | 2016 | Wholesale Electricity | - | -
Marion Landfill Community Solar | 1 | MA | Marion | Landfill | Town of Marion | Municipal | 50 | MSW Landfill | Solar PV | 5.2 | 2.4 | My Generation Energy | 2015 | Community Owned / Subscription | - | Yes
Sylvester Ray Construction & Demolition Debris Landfill | 1 | MA | Marshfield | Landfill | Sylvester Ray, Inc. | Private | 27 | Demolition Landfill | Solar PV | 3.87 | 13 | No Fossil Fuel, LLC | 2013 | Wholesale Electricity | - | Yes
Mashpee Landfill Solar | 1 | MA | Mashpee | Landfill | Town of Mashpee | Municipal |  | MSW Landfill | Solar PV | 2.1 | 8 | American Capital Energy/Renewable Energy Development Partners, LLC | 2014 | Wholesale Electricity | - | Yes
Mattapoisett Landfill Solar | 1 | MA | Mattapoisett | Landfill | Town of Mattapoisett | Municipal |  | MSW Landfill | Solar PV | 6 |  | Ameresco in partnership with BlueWave Solar | 2020 | Community Owned / Subscription | - | Yes
Waltham Street Landfill | 1 | MA | Maynard | Landfill | Town of Maynard | Municipal | 14 | MSW Landfill | Solar PV | 1.2 | 5 | EPG Solar | 2013 | Wholesale Electricity | - | Yes
Huntington Avenue Landfill | 1 | MA | Methuen | Landfill | Town of Methuen | Municipal | 30 | MSW Landfill | Solar PV | 1.3 | 4.7 | Borrego Solar | 2013 | Wholesale Electricity | - | Yes
Montague Landfill Solar | 1 | MA | Montague | Landfill | Town of Montague | Municipal |  | MSW Landfill | Solar PV | 5.9 | 40 | Kearsarge Energy LLC | 2018 | Wholesale Electricity | - | Yes
Needham Landfill | 1 | MA | Needham | Landfill | City of Needham | Municipal | 75.4 | MSW Landfill | Solar PV | 3.7 | 13 | Brightfields | 2016 | Wholesale Electricity | - | Yes
New Bedford High School Solar | 1 | MA | New Bedford | Brownfields | City of New Bedford | Private |  | School Public K-12 (current) | Solar PV | 0.5 | 2.5 | BlueWave Solar | 2012 | Wholesale Electricity | - | -
Sullivan's Ledge | 1 | MA | New Bedford | Superfund | City of New Bedford | Municipal | 26.5 | Quarry / Hazardous Waste Disposal | Solar PV | 1.8 | 10 | Bright Plain Renewable Energy | 2014 | Wholesale Electricity | - | Yes
Rumford Ave. Landfill Solar | 1 | MA | Newtown | Landfill | City of Newtown | Municipal |  | MSW and DPW materials landfill | Solar PV | 2.137 | 9 | Ameresco / Rumford Ave. Solar, LLC | 2017 | Wholesale Electricity | - | Yes
Norfolk Landfill Phase I | 1 | MA | Norfolk | Landfill | Town of Norfolk | Municipal | 50.5 | MSW Landfill and Adjacent Land | Solar PV | 0.55 | 1.58 | Constellation Solar Massachusetts, LLC | 2012 | Wholesale Electricity | - | Yes
Norfolk Landfill Phase II | 1 | MA | Norfolk | Landfill | Town of Norfolk | Municipal | 50.5 | MSW Landfill and Adjacent Land | Solar PV | 1.05 | 3.54 | Constellation Solar Massachusetts, LLC | 2012 | Wholesale Electricity | - | Yes
North Adams Landfill | 1 | MA | North Adams | Landfill | Town of North Adams | Municipal |  | MSW Landfill | Solar PV | 3.5 | 15 | Borrego Solar; Syncarpha Capital | 2015 | Wholesale Electricity | - | Yes
FMR Lucent Technologies | 1 | MA | North Andover | State Brownfields | Private | Private | 169 | Former Manufacturing | Solar PV | 6 | 40 | Heritage Place, LLC | 2016 | Wholesale Electricity | - | -
Osgood Landing Solar | 1 | MA | North Andover | State Brownfields | Ozzy Properties | Private |  | Manufacturing | Solar PV | 6 |  | Osgood Solar | 2016 | Wholesale Electricity | - | -
North Carver Landfill | 1 | MA | North Carver | Landfill | Town of North Carver | Municipal | 22 | MSW Landfill | Solar PV | 1.7 | 8 | Southern Sky Renewable Energy | 2016 | Wholesale Electricity | - | Yes
Ravenbrook Farms Landfill | 1 | MA | North Carver | Landfill | Ravenbrook Farms, Inc. (Willard Rhodes) | Private | 31 | MSW, CD&D Landfill | Solar PV | 6 | 14 | Southern Sky Renewable Energy | 2014 | Wholesale Electricity | - | Yes
Northampton Landfill Solar | 1 | MA | Northampton | Landfill | City of Northampton | Municipal | 15 | MSW Landfill | Solar PV | 3.17 | 15 | Ameresco | 2017 | Wholesale Electricity | - | Yes
Hill Street Landfill | 1 | MA | Norton | Landfill | City of Norton | Municipal | 38 | Landfill | Solar PV | 2 | 8.5 | Norton Landfill Solar LLC | 2016 | Wholesale Electricity | - | Yes
Orleans Landfill | 1 | MA | Orleans | Landfill | Town of Orleans | Municipal | 21 | MSW Landfill | Solar PV | 0.574 | 1.69 | Broadway Renewable Strategies, LLC | 2015 | Wholesale Electricity | - | Yes
Emery Street Landfill | 1 | MA | Palmer | Landfill | Town of Palmer | Municipal | 10 | Landfill | Solar PV | 5.03 | 1.3 | Borrego Solar; Syncarpha Capital | 2017 | Wholesale Electricity | - | Yes
Palmer Metropolitan Airfield Solar | 1 | MA | Palmer | Brownfields | JenJill LLC | Private | 30 | Airfield | Solar PV | 5.9 | 30 | Borrego Solar; Syncarpha Capital | 2016 | Wholesale Electricity | - | -
Pembroke Landfill Solar | 1 | MA | Pembroke | Landfill | Town of Pembroke | Municipal | 210 | MSW Landfill | Solar PV | 3.256 | 9 | CS Energy, LLC | 2017 | Wholesale Electricity | - | Yes
Pittsfield Municipal Landfill | 1 | MA | Pittsfield | Landfill | City of Pittsfield | Municipal | 44 | MSW Landfill | Solar PV | 2.91 | 9 | Ameresco | 2017 | Wholesale Electricity | - | Yes
Silver Lake Solar Photovoltaic Facility | 1 | MA | Pittsfield | Superfund | Western Massachusetts Electric Company | Private | 8 | Former GE site and former steam generating site | Solar PV | 1.8 | 8 | Western Massachusetts Electric Company (WMECO) | 2010 | Wholesale Electricity | - | -
Plainville Landfill | 1 | MA | Plainville | Landfill | Republic Services (Allied Waste) | Private | 138 | MSW Landfill | Solar PV | 6 |  | Soltage LLC | 2017 | Wholesale Electricity | - | Yes
Raffaele Road Solar Project | 1 | MA | Plymouth | Brownfields | Plymouth Sand and Gravel LLC | Private | 30 | Sand and Gravel Pit | Solar PV | 5.67 | 26 | BlueWave Solar | 2014 | Wholesale Electricity | - | -
Randolph Landfill Solar | 1 | MA | Randolph | Landfill | Republic Services | Private | 295 | MSW Landfill | Solar PV | 4.8 | 30 | Soltage LLC | 2017 | Wholesale Electricity | - | Yes
Raynham Landfill Community Solar | 1 | MA | Raynham | Landfill | Taunton Municipal Light Plant | Municipal |  | Landfill | Solar PV | 3 | 14 | Green Street Power Partners, LLC | 2018 | Community Owned / Subscription | - | Yes
Rehoboth Landfill (MA) | 1 | MA | Rehoboth | Landfill | Town of Rehoboth | Municipal | 20.87 | MSW Landfill | Solar PV | 2.49 | 18.3 | NRG Renew LLC | 2015 | Wholesale Electricity | - | Yes
Revere Solar Power Project | 1 | MA | Revere | Brownfields | National Grid | Private |  | Former Manufactured Gas Plant | Solar PV | 0.75 | 3 | Unknown | 2010 | Wholesale Electricity | - | -
Beech St. Landfill | 1 | MA | Rockland | Landfill | Town of Rockland | Municipal | 98 | MSW Landfill | Solar PV | 3.2 | 7.5 | NextSun Energy | 2014 | Wholesale Electricity | - | Yes
Massachusetts Military Reservation (Otis) - Microgrid | 1 | MA | Sagamore | Superfund | U.S. Air Force | Federal | 22000 | Military training and aircraft operation and maintenance | Wind with Battery | 0.5 |  | Unknown | 2009 | Onsite Use - General | Yes | -
Massachusetts Military Reservation (Otis) #1 | 1 | MA | Sagamore | Superfund | U.S. Air Force | Federal | 22000 | Military training and aircraft operation and maintenance | Wind | 3 |  | Unknown | 2011 | Onsite Use - General | Yes | -
Massachusetts Military Reservation (Otis) #2 | 1 | MA | Sagamore | Superfund | U.S. Air Force | Federal | 22000 | Military training and aircraft operation and maintenance | Wind | 3.2 |  | Unknown | 2014 | Onsite Use - General | Yes | -
Saugus Landfill Solar | 1 | MA | Saugus | Landfill | Town of Saugus | Municipal | 16 | MSW Landfill | Solar PV | 1.66 | 4 | Ameresco | 2017 | Wholesale Electricity | - | Yes
Scituate Landfill | 1 | MA | Scituate | Landfill | Town of Scituate | Municipal | 29 | Landfill: MSW, construction debris, and wastewater treatment residuals | Solar PV | 3 | 12.5 | Scituate Solar - JV between Brightfields Development LLC and Syncarpha Capital | 2013 | Wholesale Electricity | - | Yes
Shirley Landfill | 1 | MA | Shirley | Landfill | Town of Shirley | Municipal | 10 | MSW Landfill | Solar PV | 1.35 | 3.5 | Altus Power America, LLC | 2017 | Wholesale Electricity | - | Yes
Hartford Turnpike/Shrewsbury Landfill | 1 | MA | Shrewsbury | Landfill | Town of Shrewsbury | Municipal | 270 | Landfill | Solar PV | 3.8 |  | Exyte Energy | 2018 | Wholesale Electricity | - | Yes
South Hadley Landfill | 1 | MA | South Hadley | Landfill | Town of South Hadley | Municipal |  | MSW Landfill | Solar PV | 0.077 |  | Tensar/ARM Group | 2012 | Onsite Use - General | - | Yes
Cottage Street Landfill | 1 | MA | Springfield | Landfill | Cottage Developers, LLP. | Municipal | 62 | MSW Landfill | Solar PV | 3.9 | 40 | Western Massachusetts Electric Company (WMECO) | 2014 | Wholesale Electricity | - | Yes
Indian Orchard Solar Facility | 1 | MA | Springfield | Brownfields | Springfield Redevelopment Authority | Municipal | 15.95 | Former Foundry | Solar PV | 2 | 10 | Citizens Energy | 2011 | Wholesale Electricity | - | -
Solutia (Monsanto) | 1 | MA | Springfield | RCRA | Private | Private | 180 | Former Chemical Plant | Solar PV | 2.51 | 10 | Unknown | Unknown | Wholesale Electricity | - | -
Stockbridge Landfill | 1 | MA | Stockbridge | Landfill | Town of Stockbridge | Municipal |  | MSW Landfill | Solar PV | 0.9 | 2.6 | Ameresco | 2018 | Wholesale Electricity | - | Yes
Stoughton Landfill | 1 | MA | Stoughton | Landfill | City of Stoughton | Municipal |  | Landfill | Solar PV | 1.2 | 2.6 | Patriot Renewables | 2020 | Unknown | - | Yes
Genrad Solar | 1 | MA | Stow | RCRA | Teradyne Corp. | Private | 85 | Manufacturing/Electroplating | Solar PV | 2.5 | 12 | REM LLC/Syncarpha Capitol/Gehrlicher | 2013 | Wholesale Electricity | - | -
Stow Brownfield Solar | 1 | MA | Stow | Brownfields | Unknown | Private | 12 | Unknown | Solar PV | 2.5 | 12 | Syncarpha Solar and Renewable Energy Massachusetts | 2013 | Wholesale Electricity | - | -
Fort Devens-Sudbury Training Annex (GSHP) | 1 | MA | Sudbury | Superfund | U.S. Fish and Wildlife Services | Federal | 2268.4098 | Army Training | Geothermal | - |  | Unknown | 2010 | Unknown | Yes | -
Fort Devens-Sudbury Training Annex (Solar) | 1 | MA | Sudbury | Superfund | U.S. Fish and Wildlife Services | Federal | 2268.4098 | Army Training | Solar PV | 10 |  | Unknown | 2010 | Unknown | Yes | -
Sudbury Landfill | 1 | MA | Sudbury | Landfill | Town of Sudbury | Municipal | 18 | MSW Landfill | Solar PV | 1.5 | 5.3 | Ameresco/Solar Sudbury One, LLC | 2013 | Wholesale Electricity | - | Yes
Sutton Brook Disposal Area Solar | 1 | MA | Tewksbury | Superfund | Town of Tewksbury | Municipal | 40 | Disposal Area | Solar PV with Battery | 3.622 | 18 | Syncarpha Capital, LLC | 2022 | Community Owned / Subscription | - | Yes
Tisbury Landfill | 1 | MA | Tisbury | Landfill | Town of Tisbury | Municipal | 22 | MSW Landfill | Solar PV | 1.2 | 4 | American Capital Energy | 2014 | Wholesale Electricity | - | Yes
Chebacco Road Solar Array | 1 | MA | Town of Hamilton | Landfill | Town of Hamilton | Municipal | 47 | Landfill | Solar PV | 0.93 | 3.1 | Ameresco | 2022 | Wholesale Electricity | - | Yes
Charles George Landfill | 1 | MA | Tyngsboro/Dunstable | Superfund | Charles George Family | Private | 71 | MSW and Industrial Landfill | Solar PV | 3.56 | 18 | Tyngsborough Landfill Solar, LLC | 2017 | Wholesale Electricity | - | Yes
Bird Machine Landfill | 1 | MA | Walpole | Landfill | Baker Hughes (a GE company) | Private | 134 | Industrial Landfill | Solar PV | 4.75 | 25 | Soltage LLC | 2017 | Wholesale Electricity | - | Yes
Wellfleet Landfill Solar | 1 | MA | Wellfleet | Landfill | Town of Wellfleet | Municipal |  | MSW Landfill | Solar PV | 0.905 | 7.4 | Ameresco | 2021 | Wholesale Electricity | - | Yes
West Boylston Landfill | 1 | MA | West Boylston | Landfill | West Boylston Municipal Lighting Plant | Municipal |  | MSW Landfill | Solar PV | 1.5 | 5 | Greenskies Renewable Energy, LLC | 2017 | Community Owned / Subscription | - | Yes
Berkshire Truck Plaza | 1 | MA | West Stockbridge | State Brownfields | Private | Private | 14.4 | Former Commercial | Solar PV | 3 | 10 | ALTRU Energy LLC | 2016 | Wholesale Electricity | - | -
West Tisbury Landfill | 1 | MA | West Tisbury | Landfill | Town of West Tisbury | Municipal | 9.3 | MSW Landfill | Solar PV | 0.884 | 6 | Broadway Renewable Strategies, LLC | 2015 | Wholesale Electricity | - | Yes
Cowles Gravel Solar | 1 | MA | Westfield | Brownfields | Private trust | Private | 35 | Gravel Pit | Solar PV | 2.6 | 10 | Westfield Solar, Inc. (subsidiary of ConEdison Development) | 2016 | Wholesale Electricity | - | -
Westfield Landfill | 1 | MA | Westfield | Landfill | City of Westfield | Municipal | 10 | MSW Landfill | Solar PV | 2.5 | 7.5 | Citizens Energy | 2015 | Wholesale Electricity | - | Yes
Weston Landfill | 1 | MA | Weston | Landfill | Town of Weston | Municipal |  | MSW Landfill | Solar PV | 2.27 | 9 | Ameresco (d/b/a/ Church Street Solar) | 2016 | Wholesale Electricity | - | Yes
Hix Bridge Road Landfill | 1 | MA | Westport | Landfill | Town of Westport | Municipal | 15 | MSW Landfill | Solar PV | 0.622 | 2.5 | Ameresco | 2019 | Wholesale Electricity | - | Yes
Wilbraham Landfill | 1 | MA | Wilbraham | Landfill | Town of Wilbraham | Municipal |  | MSW Landfill | Solar PV | 0.75 | 3 | Renewable Energy Development Partners | 2016 | Wholesale Electricity | - | Yes
Williamston Landfill | 1 | MA | Williamston | Landfill | Town of Williamston | Municipal | 12 | MSW Landfill | Solar PV | 1.9 | 7 | Brightfields | 2018 | Wholesale Electricity | - | Yes
Simonds Rd. Landfill | 1 | MA | Williamstown | Landfill | Town of Williamstown | Municipal | 18 | MSW Landfill | Solar PV | 2 | 7 | Brightfields | 2018 | Wholesale Electricity | - | Yes
Industri-Plex | 1 | MA | Woburn | Superfund | Various | Municipal/Private | 481.0678 | Industrial | Solar PV | 3.6 |  | Unknown | 2020 | Rooftop | - | -
Wells G&H - UniFirst | 1 | MA | Woburn | Superfund | Private | Private | 60.75 | Commercial/Industrial | Solar PV | 0.31 | 5 | Green Earth Energy Photovoltaic Corp. | 2021 | Community Owned / Subscription | - | -
Woburn Landfill | 1 | MA | Woburn | Landfill | City of North Woburn | Municipal | 50 | MSW Landfill | Solar PV | 3.4 |  | Greenwood Energy | 2017 | Wholesale Electricity | - | Yes
Greenwood St. Landfill | 1 | MA | Worcester | Landfill | City of Worcester | Municipal | 52 | MSW Landfill | Solar PV | 8.1 | 25 | Borrego Solar | 2017 | Wholesale Electricity | - | Yes
Belfast Landfill | 1 | ME | Belfast | Landfill | City of Belfast | Municipal |  | MSW Landfill | Solar PV | 0.122 |  | ReVision Energy | 2015 | Wholesale Electricity | - | Yes
Brunswick Landing (Biomass) | 1 | ME | Brunswick | Superfund | Diversified Communications | Private | 72.0901 | Former Naval Air Station Brunswick | Biomass | 1 | 4.25 | Village Green Ventures | 2014 | Wholesale Electricity | Yes | -
Brunswick Landing (Solar) | 1 | ME | Brunswick | Superfund | Diversified Communications | Private | 72.0901 | Former Naval Air Station Brunswick | Solar PV | 1.5 |  | ReVision Energy | 2018 | Wholesale Electricity | Yes | -
Drowne Road Landfill Solar | 1 | ME | Cumberland | Landfill | Town of Cumberland | Municipal | 10 | MSW Landfill | Solar PV | 0.4747 | 3.5 | ReVision Energy | 2019 | Wholesale Electricity | - | Yes
Damariscotta Landfill Solar | 1 | ME | Damariscotta | Landfill | Town of Damaricotta | Municipal |  | Landfill | Solar PV | 0.082688 | 5 | Sundog Solar | 2020 | Wholesale Electricity | - | Yes
Eliot Landfill Solar | 1 | ME | Eliot | Landfill | Town of Eliot | Municipal |  | MSW Landfill | Solar PV | 0.13 |  | ReVision Energy | 2019 | Wholesale Electricity | - | Yes
Woods Road Landfill | 1 | ME | Falmouth | Landfill | Town of Falmouth | Municipal | 4.2 | Landfill | Solar PV | 0.875 |  | Tangent Energy Solutions | 2023 | Wholesale Electricity | - | Yes
Grandyoats | 1 | ME | Hiram | Brownfields | GrandyOats Granola | Private | 8.2 | Former Elementary School | Solar PV | - | 8.2 | Unknown | 2016 | Onsite Use - General | - | -
Norway Landfill Solar | 1 | ME | Norway | Landfill | Town of Norway | Municipal |  | Landfill | Solar PV | 1 |  | UGE | Unknown | Community Owned / Subscription | - | Yes
Oakland Transfer Station | 1 | ME | Oakland | Landfill | Town of Oakland | Municipal |  | Landfill | Solar PV | 5 |  | Sundog Solar | 2020 | Wholesale Electricity | - | Yes
Portland Landfill Solar | 1 | ME | Portland | Landfill | City of Portland | Municipal | 44 | MSW Landfill | Solar PV | 0.66 | 4.3 | ReVision Energy | 2018 | Wholesale Electricity | - | Yes
Highland Ave. Landfill | 1 | ME | South Portland | Landfill | City of South Portland | Municipal | 34 | MSW Landfill | Solar PV | 1 | 2 | ReVision Energy | 2017 | Wholesale Electricity | - | Yes
Thornton Heights Common | 1 | ME | South Portland | Brownfields | South Portland Housing and Development Corporation | Non-profit |  | Church and School | Solar PV | 0.0585 |  | Unknown | 2021 | Rooftop | - | -
Tremont Landfill Solar | 1 | ME | Tremont | Landfill | Town of Tremont | Municipal |  | MSW Landfill | Solar PV | 0.153 | 3 | Sundog Solar | 2019 | Wholesale Electricity | - | Yes
Waldoboro Transfer Station Landfill | 1 | ME | Waldoboro | Landfill | City of Waldoboro | Municipal |  | Landfill | Solar PV | 0.11 |  | Sundog Solar | 2018 | Wholesale Electricity | - | Yes
Littlefield Solar | 1 | ME | Wells | Landfill | Town of Wells | Municipal |  | Landfill | Solar PV | 4.95 | 47 | Walden Renewables | 2022 | Wholesale Electricity | - | Yes
Woolwich Landfill | 1 | ME | Woolwich | Landfill | Town of Woolwich | Municipal |  | MSW Landfill | Solar PV | 0.024 |  | ReVision Energy | 2018 | Wholesale Electricity | - | Yes
Manchester Landfill | 1 | NH | Manchester | Landfill | City of Manchester | Municipal | 93 | MSW Landfill | Solar PV | 3.3 | 12 | Kearsarge Energy LLC | 2022 | Unknown | - | Yes
Milton Landfill Solar Garden | 1 | NH | Milton | Landfill | Town of Milton | Municipal | 4.5 | MSW Landfill | Solar PV | 1 | 4.5 | NH Solar Gardens | 2016 | Community Owned / Subscription | - | Yes
Minturn Farm Road Solar | 1 | RI | Bristol | Landfill | City of Bristol | Municipal |  | MSW Landfill | Solar PV | 6.9 | 90 | NuGen Capital Management | 2024 | Wholesale Electricity | - | Yes
Picillo Farm | 1 | RI | Coventry | Superfund | Various | Various | 165.8571 | Farm, Illegal Dumping | Wind | 1.5 |  | Green Development LLC | 2016 | Wholesale Electricity | - | -
Beacon Solar Project | 1 | RI | Cranston | Landfill | Unknown | Unknown |  | Landfill | Solar PV | 3.5 |  | ISM Solar and Nautilus Solar Energy LLC | 2021 | Community Owned / Subscription | - | Yes
Peterson/Puritan | 1 | RI | Cumberland | Superfund | Unknown | Unknown | 380.3925 | Packaging aerosol consumer products | Solar PV | 0.5 |  | MEGAWATT Energy Solutions | 2014 | Wholesale Electricity | - | -
Dexter Street Solar | 1 | RI | East Providence | State Brownfields | Unknown | Unknown |  | Petroleum product storage facility | Solar PV | 2.8 | 9 | Kearsarge Energy LLC | 2021 | Wholesale Electricity | - | -
Forbes Street Solar Project I (FSSPI) | 1 | RI | East Providence | Landfill | City of East Providence | Municipal | 229 | MSW Landfill | Solar PV | 3.7 | 14 | CME OCI Solar Power LLC / CME Energy | 2014 | Wholesale Electricity | - | Yes
Forbes Street Solar Project II (FSSPII) | 1 | RI | East Providence | Landfill | City of East Providence | Municipal |  | Landfill | Solar PV | 4.1 |  | CME Energy / Hecate Energy LLC | 2018 | Wholesale Electricity | - | Yes
A Street Facility Solar | 1 | RI | Johnston | Landfill | Town of Johnston | Municipal | 32 | Landfill | Solar PV | 3.9 |  | Southern Sky Renewable Energy | 2018 | Wholesale Electricity | - | Yes
Newport Naval Education & Training Center | 1 | RI | Newport | Superfund | Department of Defense | Federal | 72.092 | Naval Training | Solar PV | 11 | 75 | Unknown | 2024 | Unknown | Yes | -
Davisville Naval Construction Battalion Center #1 | 1 | RI | North Kingstown | Superfund | Various | Various | 1500 | Naval Base | Solar PV | 2.4 |  | Unknown | 2013 | Rooftop | Yes | -
Davisville Naval Construction Battalion Center #2 | 1 | RI | North Kingstown | Superfund | Various | Various | 1500 | Naval Base | Solar PV | 2.47 |  | Unknown | 2018 | Rooftop | Yes | -
North Providence Landfill | 1 | RI | North Providence | RCRA | North Providence | Municipal | 13 | MSW Landfill | Solar PV | 2.6 |  | Southern Sky Renewable Energy | 2018 | Wholesale Electricity | - | Yes
King Project | 1 | RI | North Smithfield | Landfill | William Horton King | Private | 64 | Landfill | Solar PV | 12.42 | 40 | TurningPoint Energy | 2021 | Community Owned / Subscription | - | Yes
Rose Hill Landfill | 1 | RI | South Kingston | Superfund | Town of South Kingstown | Municipal | 94.8617 | Landfill | Solar PV | 4.7 | 20 | Kearsarge Energy LLC | 2018 | Wholesale Electricity | - | Yes
University of Rhode Island (URI) Disposal Area | 1 | RI | South Kingston | Superfund | URI | University | 18 | Landfill | Solar PV | 3.3 | 14 | Kearsarge Energy LLC | 2018 | Wholesale Electricity | - | Yes
West Kingston Town Dump | 1 | RI | South Kingston | Superfund | Town of West Kingston | Municipal | 18 | Landfill | Solar PV | 1.3 | 8 | Kearsarge Energy LLC | 2018 | Wholesale Electricity | - | Yes
Kilvert Street Solar | 1 | RI | Warwick | State Brownfields | City of Warwick | Municipal | 37 | Industrial | Solar PV | 6.3 |  | Southern Sky Renewable Energy | 2018 | Wholesale Electricity | - | Yes
Windham Solid Waste Management District | 1 | VT | Brattleboro | Landfill | Windham Solid Waste Management District | Municipal | 30 | MSW landfill | Solar PV | 5 | 25 | Sky Solar | 2018 | Wholesale Electricity | - | Yes
Bristol Community Solar | 1 | VT | Bristol | Landfill | Town of Bristol | Municipal |  | Landfill | Solar PV | 0.5 |  | Acorn Energy | 2022 | Community Owned / Subscription | - | Yes
Coventry Landfill | 1 | VT | Coventry | Landfill Buffer | Casella Waste Systems | Private |  | MSW Landfill Buffer | Solar PV | 2.7 | 12 | Coventry PV (subsidiary of Borrego Solar) | 2015 | Wholesale Electricity | - | Yes
Hartford VT Landfill Solar | 1 | VT | Hartford | Landfill | Town of Hartford | Municipal |  | MSW Landfill | Solar PV | 1 | 4 | GroSolar (now EDF Renewables) | 2016 | Wholesale Electricity | - | Yes
Long View Forest Solar | 1 | VT | Hartland | State Brownfields | Long View Forest, Inc. | Private | 28 | Sawmill and Lumber Treatment | Solar PV | 0.745 | 3 | Encore Renewable Energy | 2019 | Wholesale Electricity | - | -
Hinesburg Landfill Solar | 1 | VT | Hinesburg | Landfill | City of Hinesburg | Municipal |  | Landfill | Solar PV | 0.15 |  | Acorn Energy | 2023 | Community Owned / Subscription | - | Yes
Jericho Gravel Pit | 1 | VT | Jericho | Mine Lands | Town of Jericho | Municipal |  | Gravel Pit | Solar PV | 2.1 |  | Encore Renewable Energy | 2021 | Wholesale Electricity | - | -
Jericho Landfill | 1 | VT | Jericho | Landfill | Town of Jericho | Municipal |  | Landfill | Solar PV | 2.3 |  | Encore Renewable Energy | 2021 | Wholesale Electricity | - | Yes
Lyndonville Solar East | 1 | VT | Lyndonville | Brownfields | VWSD LLC | Private |  | Tool Manufacturing | Solar PV | 0.485 | 3.5 | Lyndonville Solar West, LLC | 2018 | Wholesale Electricity | - | -
Lyndonville Solar West | 1 | VT | Lyndonville | Brownfields | VWSD LLC | Private |  | Tool Manufacturing | Solar PV | 0.5 | 3.5 | Lyndonville Solar West, LLC | 2018 | Wholesale Electricity | - | -
Morrisville Salvage Yard | 1 | VT | Morrisville | State Brownfields | Private | Private |  | Auto Salvage Yard | Solar PV | 2.1 |  | Encore Renewable Energy | 2021 | Community Owned / Subscription | - | -
Pownal Tannery Hydro | 1 | VT | Pownal | Superfund | Unknown | Unknown | 32.8193 | Tannery Waste Site | Hydro | 0.491 |  | Unknown | 2017 | Unknown | - | -
Basketville Site | 1 | VT | Putney | Brownfields | Unknown | Unknown | 6.1 | Manufacturing | Solar PV | 0.155 |  | Integrated Solar | 2013 | Unknown | - | -
The Creamery | 1 | VT | Richmond | Brownfields | Buttermilk LLC | Private | 1.37 | Dairy Processing Facility | Solar PV | - | 1.37 | Unknown | 2018 | Onsite Use - General | - | -
Rutland Landfill (Stafford Hill) | 1 | VT | Rutland | Landfill | City of Rutland | Municipal | 15 | MSW Landfill | Solar PV with Battery | 2.3 | 9 | Green Mountain Power | 2015 | Wholesale Electricity | - | Yes
South Burlington Landfill | 1 | VT | South Burlington | Landfill | City of South Burlington | Municipal |  | MSW Landfill | Solar PV | 2.2 | 8 | Encore Renewable Energy | 2017 | Wholesale Electricity | - | Yes
Elizabeth Mine Superfund Site | 1 | VT | Strafford | Superfund | Private (five direct owners) | Private | 1400 | Abandoned Copper Mine | Solar PV | 7 | 28 | Brightfields and Greenwood Energy | 2017 | Wholesale Electricity | - | -
Townshend Landfill | 1 | VT | Townshend | Landfill | Town of Townshend | Municipal |  | MSW Landfill | Solar PV | 0.15 |  | Soveren Solar | 2014 | Community Owned / Subscription | - | Yes
Wallingford Sand and Gravel Solar | 1 | VT | Wallingford | State Brownfields | Standard Solar | Private | 49.6 | Gravel pit and hot-mix asphalt plant | Solar PV | 3.2 | 17 | Standard Solar/MHG Solar | 2019 | Wholesale Electricity | - | -
Goodyear Industrial Campus | 1 | VT | Windsor | Brownfields | Windsor Improvement Corp | Non-profit | 7.4 | Goodyear Tire Manufacture | Solar PV | 0.5 |  | Norwhich Solar Technologies | 2019 | Onsite Use - General | - | -
Coastal Solar Carport | 2 | NJ | Atlantic City | State Brownfields | Unknown | Unknown |  | Unknown | Solar PV | 0.47 |  | TerraSol, JJ White Construction, and SunPower | 2019 | Wholesale Electricity | - | -
Royal Wine Corporation Solar | 2 | NJ | Bayonne | State Brownfields | Unknown | Unknown |  | Winery (current) | Solar PV | 1.15 |  | HES Energy Services, LLC | 2012 | Rooftop | - | -
Tino Ace Auto Service Inc (GSHP) | 2 | NJ | Bayonne City | State Brownfields | Unknown | Unknown |  | Unknown | Geothermal | - |  | Unknown | 2008 | Onsite Use - General | - | -
Berkeley Township Landfill | 2 | NJ | Berkeley | Landfill | Township of Berkeley | Municipal |  | Landfill | Solar PV | 5 |  | CS Energy, LLC | 2024 | Community Owned / Subscription | - | Yes
Eagle Solar | 2 | NJ | Berkeley | Landfill | Township of Berkeley | Municipal |  | Landfill | Solar PV | 5 |  | CS Energy, LLC | 2024 | Community Owned / Subscription | - | Yes
Bernards Township Landfill | 2 | NJ | Bernards Twp | Landfill | Bernards Twp | Municipal | 18 | MSW Landfill | Solar PV | 3.68 |  | Syncarpha/The Conti Group | 2016 | Wholesale Electricity | - | Yes
Parklands Solar Farm | 2 | NJ | Bordentown Township | Landfill | Waste Management | Private | 95 | MSW Landfill | Solar PV | 10.14 | 40 | PSE&G | 2014 | Wholesale Electricity | - | Yes
Brick Township Landfill | 2 | NJ | Brick Township | Superfund | Brick Township | Municipal | 42 | MSW landfill | Solar PV | 7 | 20 | Brick Standard | 2014 | Wholesale Electricity | - | Yes
Clean Harbors | 2 | NJ | Bridgeport | Landfill | Clean Harbors Development | Private | 200 | Hazardous waste treatment, storage, and disposal facility | Solar PV | 1.5 | 82 | Clean Harbors | 2011 | Onsite Use - Green Remediation | - | Yes
American Cyanamid Co | 2 | NJ | Bridgewater | Superfund | Somerset County Improvement Authority and others | Various | 575 | Chemical and Pharmaceutical Manufacturer | Solar PV | 1.6 |  | SunLight General Somerset Solar | 2013 | Onsite Use - General | - | -
Campbell's Soup #1 | 2 | NJ | Camden | Brownfields | Campbell Soup Company | Private | 38 | Industrial | Solar PV | 1.74 | 4.5 | BNB Renewable Energy Holdings | 2017 | Wholesale Electricity | - | -
Campbell's Soup #2 | 2 | NJ | Camden | Brownfields | Campbell Soup Company | Private | 38 | Industrial | Solar PV | 2.66 |  | BNB Renewable Energy Holdings | 2017 | Wholesale Electricity | - | -
Welsbach & General Gas Mantle (Camden Radiation) #1 | 2 | NJ | Camden and Gloucester | Superfund | Holt Family | Private | 200 | Incandescent gas mantle manufacturing plants | Solar PV | 9 |  | SunPower | 2011 | Rooftop | - | -
Welsbach & General Gas Mantle (Camden Radiation) #2 | 2 | NJ | Camden and Gloucester | Superfund | Holt Family | Private | 200 | Incandescent gas mantle manufacturing plants | Solar PV | 1.1 |  | Unknown | 2018 | Rooftop | - | -
Carlstadt Scientific Chemical Processing , Inc. | 2 | NJ | Carlstadt | Superfund | Carlstadt Borough | Municipal | 6 | Solvent Refinery/Industrial Waste Processing | Solar PV | 1.5 |  | KDC Solar Carlstadt LLC | 2020 | Unknown | - | -
White Rose Foods Solar | 2 | NJ | Carteret | State Brownfields | Middlesex Avenue Carteret LLC | Private | 57.3 | Smelter, lead manufacturing, and metal refining | Solar PV | 4.9 |  | Solar Power, Inc. | 2012 | Rooftop | - | -
Cinnaminson Landfill Solar | 2 | NJ | Cinnaminson | Superfund | Cinnaminson | Municipal | 400 | MSW Landfill | Solar PV | 13 | 25 | PSE&G | 2019 | Wholesale Electricity | Yes | Yes
Delanco Landfill Community Solar | 2 | NJ | Delanco Township | Landfill | Delanco Township | Municipal |  | Landfill | Solar PV | 4.73 | 25 | Soltage LLC | 2021 | Community Owned / Subscription | - | Yes
Abundant Life Fellowship Inc (GSHP) | 2 | NJ | Delanco | State Brownfields | Unknown | Unknown |  | Unknown | Geothermal | - |  | Unknown | 2009 | Onsite Use - General | - | -
Kinsley 2 Landfill Solar Expansion | 2 | NJ | Deptford Township | Landfill | Kinsley's Landfill, Inc. (subsidiary of TransTech) | Private | 140 | MSW Landfill | Solar PV | 4.84 | 11 | PSE&G | 2020 | Wholesale Electricity | - | Yes
Kinsley Landfill | 2 | NJ | Deptford Township | Landfill | Kinsley's Landfill, Inc. (subsidiary of TransTech) | Private | 140 | MSW Landfill | Solar PV | 11.18 | 35 | PSE&G | 2014 | Wholesale Electricity | - | Yes
Edgeboro Landfill | 2 | NJ | East Brunswick | Landfill | Middlesex County | Municipal |  | MSW Landfill | Solar PV | 4.3 | 27 | NERC Solar | 2011 | Wholesale Electricity | - | Yes
Diamond Chemical Co. Solar | 2 | NJ | East Rutherford | State Brownfields | Diamond Chemical Company | Private |  | Chemical Manufacturing (current) | Solar PV | 1.47 |  | Solar Nation New Jersey LLC | 2013 | Onsite Use - General | - | -
L&D Landfill | 2 | NJ | Eastampton, Lumberton, and Mount Holly | Superfund | Waste Management | Private | 200 | Industrial/MSW landfill | Solar PV | 12.93 | 53 | PSE&G | 2018 | Wholesale Electricity | - | Yes
Fort Monmouth (GSHP) | 2 | NJ | Eatontown | State Brownfields | Unknown | Unknown |  | Unknown | Geothermal | - |  | Unknown | 2005 | Onsite Use - General | - | -
Edison Laboratory Solar | 2 | NJ | Edison | Other | General Services Administration | Federal |  | Army Arsenal | Solar PV | 5 | 1.5 | Unknown | Unknown | Onsite Use - General | Yes | -
Industrial Land Reclaiming Landfill | 2 | NJ | Edison | Landfill | Industrial Land Reclaiming Inc. | Private |  | MSW Landfill | Solar PV | 7.75 | 21 | PSE&G | 2016 | Wholesale Electricity | - | Yes
Macy's Corporate Services Solar | 2 | NJ | Edison | State Brownfields | Federated Department Stores | Private |  | Retail Distribution Center (current) | Solar PV | 1.06 |  | Ray Angelini, Inc. | 2012 | Rooftop | - | -
Silver Lake Solar Farm | 2 | NJ | Edison | Brownfields | PSE&G | Private | 6 | Gas Manufacturing | Solar PV | 2.02 | 5.7 | PSE&G | 2010 | Wholesale Electricity | - | -
Kin-Buc Landfill | 2 | NJ | Edison Twp | Superfund | Chemical Waste Management Inc. | Private | 220 | Hazardous waste landfill | Solar PV | 0.83 | 100 | AC Power | 2022 | Community Owned / Subscription | - | Yes
FAA William J Hughes Technical Center (GSHP) | 2 | NJ | Egg Harbor Township | State Brownfields | Unknown | Unknown |  | Unknown | Geothermal | - |  | Unknown | 2010 | Onsite Use - General | - | -
Handson Avenue Landfill | 2 | NJ | Egg Harbor Township | Superfund | Delilah Road Associates | Private | 40 | Sand/Gravel Pit; MSW and Construction Landfill | Solar PV | 10.66 | 32 | KDC Solar RTC, LLC | 2016 | Wholesale Electricity | - | Yes
Price Landfill | 2 | NJ | Egg Harbor Township | Superfund | Dewey Place, LLC | Private | 26 | Sand and gravel excavation; landfill for drummed and bulk liquid wastes | Solar PV | 4.2 |  | Dewey Place, LLC | 2019 | Wholesale Electricity | - | Yes
Jersey Gardens Mall Solar #1 | 2 | NJ | Elizabeth | Landfill | Simon Property Group | Private | 110 | MSW Landfill | Solar PV | 2 |  | SunPower Corp | 2012 | Rooftop | - | Yes
Jersey Gardens Mall Solar #2 | 2 | NJ | Elizabeth | Landfill | Simon Property Group | Private | 110 | MSW Landfill | Solar PV | 2.8 |  | SunPower Corp | 2012 | Rooftop | - | Yes
Northport Industrial Center Solar | 2 | NJ | Elizabeth | State Brownfields | Industrial Developments International, Inc. | Private |  | Industrial Distribution Center (current) | Solar PV | 1.25 | 3.9 | Catamount | 2012 | Rooftop | - | -
Jones Farm Barracks (GSHP) | 2 | NJ | Ewing Township | State Brownfields | Unknown | Unknown |  | Unknown | Geothermal | - |  | Unknown | 2003 | Onsite Use - General | - | -
Florence Landfill, LLC | 2 | NJ | Florence | Landfill | A&S Transportation Co. | Private |  | Landfill | Solar PV | 7.3152 |  | Pro-Tech Energy Solutions, LLC | 2023 | Wholesale Electricity | - | Yes
Galloway Landfill Solar | 2 | NJ | Galloway | Landfill | The Township of Galloway | Private | 70.01 | Landfill | Solar PV | 3.33 | 11 | Tech Advisory Group, Inc. | 2020 | Community Owned / Subscription | - | Yes
Auto Magic (GSHP) | 2 | NJ | Glassboro Boro | State Brownfields | Unknown | Unknown |  | Unknown | Geothermal | - |  | Unknown | 2003 | Onsite Use - General | - | -
Gloucester Environmental Management Services Solar Park | 2 | NJ | Gloucester Township | Superfund | Gloucester Township | Municipal | 60 | Landfill | Solar PV | 4.5 | 25 | Syncarpha Capital and Blue Sky Power | 2022 | Wholesale Electricity | - | Yes
Owens Corning Landfill | 2 | NJ | Gloucester Township | Landfill | Owens Corning | Private |  | Landfill | Solar PV | 3 | 14.4 | PV Navigator | 2017 | Wholesale Electricity | - | Yes
Hackensack Solar Farm | 2 | NJ | Hackensack | Brownfields | PSE&G | Private | 40 | Former Manufactured Gas Plant/Storage | Solar PV | 1.06 | 6 | PSE&G | 2012 | Wholesale Electricity | - | -
Testwell Craig Laboratories Inc (GSHP) | 2 | NJ | Hamilton Township | State Brownfields | Unknown | Unknown |  | Unknown | Geothermal | - |  | Unknown | 2008 | Onsite Use - General | - | -
Highland Park Solar | 2 | NJ | Highland Park | Landfill | Highland Park Twp | Municipal | 10 | Landfill | Solar PV | 0.64 | 2 | PG&E | 2019 | Wholesale Electricity | - | Yes
1414 1418 Grand Street (GSHP) | 2 | NJ | Hoboken | State Brownfields | Unknown | Unknown |  | Unknown | Geothermal | - |  | Unknown | 2013 | Onsite Use - General | - | -
North Hudson Sewerage Authority Solar | 2 | NJ | Hoboken | State Brownfields | Tri City Sewerage Authority | Municipal |  | Wastewater Treatment (current) | Solar PV | 0.17 |  | Lighton Industries | 2011 | Rooftop | - | -
Robert Menendez Elementary School Solar | 2 | NJ | Hoboken | State Brownfields | West New York School District / Bd of Education | Municipal |  | School Public K-12 (current) | Solar PV | 0.073 |  | G&S Investors | 2013 | Rooftop | - | -
900 Monroe Street (GSHP) | 2 | NJ | Hoboken City | State Brownfields | Unknown | Unknown |  | Unknown | Geothermal | - |  | Unknown | 2004 | Onsite Use - General | - | -
Hopatcong Landfill Solar | 2 | NJ | Hopatcong | Landfill | Borough of Hopatcong | Municipal |  | MSW Landfill | Solar PV | 1.538 | 23 | Citrine Power LLC and AC Power LLC | 2020 | Wholesale Electricity | - | Yes
Building 780 Rounds Road AFFF Spill (GSHP) | 2 | NJ | Jackson Township | State Brownfields | Unknown | Unknown |  | Unknown | Geothermal | - |  | Unknown | 2014 | Onsite Use - General | - | -
Jackson Township Landfill | 2 | NJ | Jackson Township | Superfund | Jackson Township | Municipal | 135 | MSW Landfill | Solar PV | 3.9816 | 20 | HESP Solar | 2022 | Wholesale Electricity | - | Yes
Ocean County Landfill | 2 | NJ | Jackson Township | Landfill | Ocean County | Municipal |  | Landfill | Solar PV | 4.9811 |  | Distributed Solar Operations LLC | 2023 | Wholesale Electricity | - | Yes
Picatinny Burning Grounds Solar | 2 | NJ | Jefferson and Rockaway Townships | Superfund | U.S. Army | Federal | 6400 | Burning Waste of Combusted Munitions | Solar PV | 0.8 |  | Unknown | 2016 | Onsite Use - General | Yes | -
Goya Foods Inc. | 2 | NJ | Jersey City | State Brownfields | Unknown | Unknown | 40 | Corporate Headquarters | Solar PV | 3.45 |  | Vanguard Energy Partners | 2015 | Rooftop | - | -
Hudson Cnty USS Juneau Memorial Center (GSHP) | 2 | NJ | Kearny | State Brownfields | Unknown | Unknown |  | Unknown | Geothermal | - |  | Unknown | 2012 | Onsite Use - General | - | -
Kearny Landfill | 2 | NJ | Kearny | Landfill | New Jersey Meadowlands Commission | Municipal | 35 | MSW Landfill | Solar PV | 3 | 13 | PSE&G | 2011 | Wholesale Electricity | - | Yes
Wakefern Food Corporation Solar | 2 | NJ | Keasbey | State Brownfields | Wakefern Food Corporation | Private |  | Food Distribution Center (current) | Solar PV | 2.38 |  | Advanced Solar Products | 2012 | Rooftop | - | -
Linden Hawk Rise Solar Project | 2 | NJ | Linden | Landfill | Town of Linden | Municipal | 55 | Landfill | Solar PV | 4.5 | 20 | Navisun LLC | 2022 | Community Owned / Subscription | - | Yes
Linden Solar Farm | 2 | NJ | Linden | Brownfields | PSE&G | Private |  | Synthetic Natural Gas Facility | Solar PV | 3.2 | 10 | PSE&G | 2010 | Wholesale Electricity | - | -
Livingston Assisted Living Facility (GSHP) | 2 | NJ | Livingston | State Brownfields | Unknown | Unknown |  | Unknown | Geothermal | - |  | Unknown | 2013 | Onsite Use - General | - | -
Town of Livingston Municipal Complex Solar | 2 | NJ | Livingston | State Brownfields | Town of Livingston | Municipal |  | Government Facility | Solar PV | 0.051 |  | EMSA Solar | 2013 | Rooftop | - | -
Amerigo A. Anastasia Elementary School Solar | 2 | NJ | Long Branch | State Brownfields | Long Branch Public Schools | Municipal |  | School Public K-12 (current) | Solar PV | 0.103 |  | Ray Angelini, Inc. | 2012 | Rooftop | - | -
Drew University (GSHP) | 2 | NJ | Madison | State Brownfields | Unknown | Unknown |  | University | Geothermal | - |  | Unknown | 2007 | Onsite Use - General | - | -
McGuire Air Force Base #1 | 2 | NJ | McGuire | Superfund | U.S. Department of Defense | Federal | 3500 | Air Force Base | Solar PV | 12.3 |  | Trinity Solar | 2013 | Rooftop | Yes | -
ITT Marlow (GSHP) | 2 | NJ | Midland Park | State Brownfields | Unknown | Unknown |  | Unknown | Geothermal | - |  | Unknown | 2013 | Onsite Use - General | - | -
Fiberville Estates, LLC. | 2 | NJ | Milford | State Brownfields | Fiberville Estates, LLC. | Private |  | Industrial | Solar PV | 9 |  | Unknown | 2020 | Unknown | - | -
Monroe Solar Farm, LLC-Landfill | 2 | NJ | Monroe Township | Landfill | Monroe Solar Farms LLC | Private |  | Clay Mine and Coal Ash Landfill | Solar PV | 2.677 |  | CS Energy, LLC | 2021 | Wholesale Electricity | - | Yes
NJR Clean Energy Ventures III Corp-Monroe Solar Farm, LLC - Historic Fill | 2 | NJ | Monroe Township | Landfill | Monroe Township | Municipal |  | Historic Fill | Solar PV | 12.021 |  | CS Energy, LLC | 2021 | Wholesale Electricity | - | Yes
Mount Arlington Landfill | 2 | NJ | Mount Arlington | Landfill | Town of Mount Arlington | Municipal | 36 | Landfill | Solar PV | 2.2574 | 6 | Greenbacker Renewable Energy Company LLC | 2022 | Wholesale Electricity | - | Yes
Combe Fill North Landfill | 2 | NJ | Mount Olive | Superfund | Unknown | Unknown | 65 | Landfill | Solar PV | 25.6 |  | CEP Renewables | 2023 | Wholesale Electricity | - | Yes
Mullica Hill Cold Storage Solar | 2 | NJ | Mullica Hill | State Brownfields | The Mullica Hill Group | Private |  | Frozen food storage and distribution (current) | Solar PV | 2.67 |  | Gehrlicher Solar America | 2016 | Onsite Use - General | - | -
Neptune Twp BOE New Community School (GSHP) | 2 | NJ | Neptune | State Brownfields | Unknown | Unknown |  | School | Geothermal | - |  | Unknown | 2004 | Onsite Use - General | - | -
AC Redshaw Elementary School Solar | 2 | NJ | New Brunswick | State Brownfields | New Brunswick Public Schools | Municipal |  | School Public K-12 (current) | Solar PV | 0.21 |  | Johnson Controls Edison Service Office | 2016 | Rooftop | - | -
US Air Force Base McGuire @ Joint Base MDL (GSHP) | 2 | NJ | New Hanover | State Brownfields | Unknown | Unknown |  | Air Force Base | Geothermal | - |  | Unknown | 2010 | Onsite Use - General | Yes | -
Elliott Street School (GSHP) | 2 | NJ | Newark | State Brownfields | Unknown | Unknown |  | School | Geothermal | - |  | Unknown | 2008 | Onsite Use - General | - | -
Park Elementary School Solar | 2 | NJ | Newark | State Brownfields | Newark Public Schools | Municipal | 5 | School Public K-12 (current) | Solar PV | 0.51 | 1.6 | PSE&G | 2010 | Rooftop | - | -
Science Park High School (GSHP) | 2 | NJ | Newark | State Brownfields | Newark Public Schools | Municipal |  | School Public K-12 (current) | Geothermal | - |  | Unknown | 2003 | Onsite Use - General | - | -
Science Park High School Solar | 2 | NJ | Newark | State Brownfields | Newark Public Schools | Municipal |  | School Public K-12 (current) | Solar PV | 0.032 |  | RCC Electrical | 2013 | Rooftop | - | -
Lincoln Elementary School Solar | 2 | NJ | North Bergen | State Brownfields | North Bergen School District | Municipal |  | School Public K-12 (current) | Solar PV | 0.13 |  | Barrier Electric | 2011 | Rooftop | - | -
North Bergen Pool Complex Solar | 2 | NJ | North Bergen | State Brownfields | Town of North Bergen | Municipal |  | Industrial Use | Solar PV | 0.048 |  | G&S Investors | 2013 | Onsite Use - General | - | -
Parkers Creek Development (GSHP) | 2 | NJ | Oceanport | State Brownfields | Unknown | Unknown |  | Unknown | Geothermal | - |  | Unknown | 2005 | Onsite Use - General | - | -
Clay Pits-Old Bridge | 2 | NJ | Old Bridge Township | State Brownfields | FWCC, LLC | Private |  | Former clay mining and brick manufacturing site | Solar PV | 11 | 28.6 | CEP Old Bridge, LLC | 2018 | Wholesale Electricity | - | -
Global Landfill | 2 | NJ | Old Bridge Township | Superfund | Old Bridge Township | Municipal | 130 | Landfill | Solar PV | 2.8 | 16 | AC Power | 2023 | Community Owned / Subscription | - | Yes
Dr Hani Awadallah School (GSHP) | 2 | NJ | Paterson | State Brownfields | Unknown | Unknown |  | School | Geothermal | - |  | Unknown | 2004 | Onsite Use - General | - | -
Paulsboro Terminal Landfill | 2 | NJ | Paulsboro | Brownfields | BP | Private | 17 | Former refined petroleum and specialty chemical bulk storage and distribution facility | Solar PV | 0.276 | 5 | BP Solar | 2002 | Onsite Use - Green Remediation | - | Yes
Fort Dix Landfill Solar | 2 | NJ | Pemberton Township | Superfund | U.S. Department of Defense (joint base operations) | Federal | 42000 | Landfill | Solar PV | 16.5 | 98 | Affiliates of Starwood Energy Group and Energy Management, Inc. | 2017 | Wholesale Electricity | Yes | Yes
Pennsauken Brownfield Solar | 2 | NJ | Pennsauken | Brownfields | Vineland Construction | Private | 32 | Manufacturing | Solar PV | 15.2 | 32 | PSE&G | 2019 | Wholesale Electricity | - | -
Pennsauken Landfill Renewable Energy Park-Solar | 2 | NJ | Pennsauken | Landfill | Pollution Control Financing Authority of Camden County | Municipal | 39 | MSW, commercial, and non-hazardous industrial landfill | Solar PV | 2.6 | 10 | PPL Renewable Energy | 2008 | Onsite Use - General | - | Yes
Pennsauken Landfill Solar II | 2 | NJ | Pennsauken | Landfill | Pollution Control Financing Authority of Camden County | Other | 39 | MSW, commercial, and non-hazardous industrial landfill | Solar PV | 0.23256 |  | Energy Power Partners, LLC | 2021 | Wholesale Electricity | - | Yes
Matrix Industrial Site Solar | 2 | NJ | Perth Amboy | State Brownfields | Chevron | Private | 10.1 | Asphalt Refinery | Solar PV | 2.67 | 4.5 | Enxco Development Corporation | 2011 | Community Owned / Subscription | - | -
Middlesex Cnty Voc & Tech High School (GSHP) | 2 | NJ | Perth Amboy | State Brownfields | Unknown | Unknown |  | School | Geothermal | - |  | Unknown | 2008 | Onsite Use - General | - | -
Injectron Corporation Solar | 2 | NJ | Plainfield | State Brownfields | Injectron Corporation | Private |  | Commercial | Solar PV | 1.3 |  | G&S Investors | 2012 | Rooftop | - | -
Princeton Plasma Physics Lab (GSHP) | 2 | NJ | Plainsboro | State Brownfields | Unknown | Unknown |  | University | Geothermal | - |  | Unknown | 2021 | Onsite Use - General | - | -
Bed Bath and Beyond Solar (Port Reading NJ) | 2 | NJ | Port Reading | State Brownfields | Bed Bath and Beyond Inc. | Private | 28.7 | Retail fulfillment center (current) | Solar PV | 2.1 |  | SunPower Corp | 2011 | Rooftop | - | -
Princeton Landfill Solar | 2 | NJ | Princeton | Landfill | Town of Princeton | Municipal |  | Landfill | Solar PV | 2.7 | 8 | GeoPeak | 2017 | Wholesale Electricity | - | Yes
County College of Morris (GSHP) | 2 | NJ | Randolph | State Brownfields | Unknown | Unknown |  | School | Geothermal | - |  | Unknown | 2011 | Onsite Use - General | - | -
Hudson County Schools of Technology (GSHP) | 2 | NJ | Secaucus | State Brownfields | Unknown | Unknown |  | School | Geothermal | - |  | Unknown | 2017 | Onsite Use - General | - | -
South Brunswick Landfill Solar | 2 | NJ | South Brunswick | Superfund | Republic Services | Private | 68 | MSW Landfill | Solar PV | 13 |  | NJR Clean Energy Ventures | 2018 | Wholesale Electricity | - | Yes
BEMS Community Solar Landfill Project | 2 | NJ | Southampton | Landfill | CEP Renewables | Private |  | Landfill | Solar PV | 10 |  | CEP Renewables | 2023 | Community Owned / Subscription | - | Yes
Laddi Corp (GSHP) | 2 | NJ | Southampton | State Brownfields | Unknown | Unknown |  | Unknown | Geothermal | - |  | Unknown | 2012 | Onsite Use - General | - | -
Stafford Park Solar Farm | 2 | NJ | Stafford Twp | Landfill | Walters Group | Private | 370 | Landfill | Solar PV | 6 | 30 | Walters Group | 2011 | Onsite Use - General | - | Yes
Schering Corporation Solar | 2 | NJ | Summit | RCRA | Schering Corporation | Private | 60 | Pharmaceutical Manufacturing (current) | Solar PV | 1.65 |  | PPL Energy Services Holdings, LLC | 2009 | Rooftop | - | -
Tinton Falls Solar | 2 | NJ | Tinton Falls | Mine Lands | Tinton Falls Solar Farm, LLC / Zongyi Solar America Co. | Private | 97 | Sand and Gravel Mining | Solar PV | 20 | 97 | Zongyi Solar America | 2013 | Wholesale Electricity | - | -
Former Myer Center (GSHP) | 2 | NJ | Tinton Falls | State Brownfields | Unknown | Unknown |  | Unknown | Geothermal | - |  | Unknown | 2001 | Onsite Use - General | - | -
Naval Weapons Station Earle (NWS Earle) | 2 | NJ | Tinton Falls | Superfund | United States Navy | Federal | 10954 | Naval Weapons Station | Solar PV | 28.5 | 170 | CS Energy, LLC | 2020 | Wholesale Electricity | Yes | -
Ciba-Geigy Corp Community Solar | 2 | NJ | Toms River | Superfund | BASF Corporation | Private | 1200 | Dye Making | Solar PV | 5 | 118 | PVOne in partnership with EDF Renewables | 2023 | Community Owned / Subscription | - | -
Toms River Solar Farm | 2 | NJ | Toms River | Superfund | BASF Corporation | Private | 1200 | Dye Making | Solar PV | 28.9 | 118 | PVOne in partnership with EDF Renewables | 2021 | Wholesale Electricity | - | -
Hughesville Paper Mill Solar Phase 2 | 2 | NJ | Township of Holland | State Brownfields | Unknown | Unknown | 73 | Papermill | Solar PV | 8 | 21 | CEP Renewables | 2023 | Wholesale Electricity | - | -
Trenton Solar Farm | 2 | NJ | Trenton | Brownfields | PSE&G | Private |  | Gas Manufacturing | Solar PV | 1.3 | 5.5 | PSE&G | 2010 | Wholesale Electricity | - | -
Kean University (GSHP) | 2 | NJ | Union | State Brownfields | Unknown | Unknown |  | University | Geothermal | - |  | Unknown | 2004 | Onsite Use - General | - | -
Albio Sires Elementary School Solar | 2 | NJ | West New York | State Brownfields | West New York School District | Municipal |  | School Public K-12 (current) | Solar PV | 0.05 |  | G&S Investors | 2013 | Rooftop | - | -
Public School #2 Solar | 2 | NJ | West New York | State Brownfields | West New York School District / Bd of Education | Municipal |  | School Public K-12 (current) | Solar PV | 0.17 |  | G&S Investors | 2013 | Rooftop | - | -
Lake Campus Project at Princeton University (GSHP) | 2 | NJ | West Windsor | State Brownfields | Unknown | Unknown |  | University | Geothermal | - |  | Unknown | 2022 | Onsite Use - General | - | -
FedEx Ground Distribution Hub | 2 | NJ | Woodbridge | Brownfields | FedEx | Private | 200 | Former Chemical Facility | Solar PV | 2.42 | 3.3 | BP Solar | 2009 | Rooftop | - | -
Kessler Industries Solar | 2 | NJ | Woodbridge | State Brownfields | Kessler Industries | Private | 21.4 | Copper and Steel Pipe Manufacturing | Solar PV | 0.64 |  | SPG Solar | 2012 | Rooftop | - | -
Woodbury High School & Annex (GSHP) | 2 | NJ | Woodbury | State Brownfields | Unknown | Unknown |  | Highschool | Geothermal | - |  | Unknown | 2006 | Onsite Use - General | - | -
Ventron/Velsicol (Duke Realty) | 2 | NJ | Wood-Ridge/Carlstadt Township | Superfund | Various | Private | 38.3 | Mercury Processing | Solar PV | 2.3 |  | Solar Landscape | 2021 | Community Owned / Subscription | - | -
Ventron/Velsicol (Reddy Raw) | 2 | NJ | Wood-Ridge/Carlstadt Township | Superfund | Various | Private | 38.3 | Mercury Processing | Solar PV | 0.48 |  | Solar Landscape | 2011 | Community Owned / Subscription | - | -
Dennings Point Landfill Solar | 2 | NY | Beacon | Landfill | City of Beacon | Municipal | 16.6 | MSW Landfill | Solar PV | 2 | 11 | BQ Energy | 2018 | Wholesale Electricity | - | Yes
Sympaug Solar Project | 2 | NY | Bethel | Landfill | Town of Bethel | Municipal | 4 | Landfill | Solar PV | 0.9477 |  | Ameresco | 2018 | Wholesale Electricity | - | Yes
Holtsville Ecology Solar Site | 2 | NY | Brookhaven | Landfill | Town of Brookhaven | Municipal | 75 | Landfill | Solar PV | 1.7 |  | Agilitas Energy, LLC | 2018 | Wholesale Electricity | - | Yes
Papermill Road Landfill Solar | 2 | NY | Brookhaven | Landfill | Town of Brookhaven | Municipal |  | Landfill | Solar PV | 1.2 |  | Agilitas Energy, LLC | 2018 | Wholesale Electricity | - | Yes
Honeywell Water Treatment Plant | 2 | NY | Camillus | Other | Honeywell Corporation | Private |  | Treatment Plant | Solar PV | 1.5 |  | O'Connell Electric | 2016 | Onsite Use - Green Remediation | - | -
City of Canandaigua - Phase I | 2 | NY | Canandaigua | Landfill | City of Canandaigua | Municipal |  | Unused Gravel Dump | Solar PV | 2.49 |  | New Energy Equity | 2016 | Wholesale Electricity | - | Yes
Madison County Landfill (Canastota) | 2 | NY | Canastota | Landfill | Madison County | Municipal |  | MSW Landfill | Solar PV | 0.05 |  | Solar Liberty | 2014 | Onsite Use - General | - | Yes
West Nyack Landfill | 2 | NY | Clarkstown | Landfill | Town of Clarkstown | Municipal |  | MSW landfill | Solar PV | 2.364 | 13 | OnForce Solar | 2014 | Wholesale Electricity | - | Yes
Clifton Park Landfill | 2 | NY | Clifton Park | Landfill | Town of Clifton Park | Municipal | 25 | MSW Landfill | Solar PV | 1 | 9 | Onyx Renewable Partners | 2017 | Wholesale Electricity | - | Yes
Broadway Landfill Solar | 2 | NY | Depew | Landfill | Village of Depew | Municipal | 64 | Landfill | Solar PV | 5 |  | New Energy Equity | 2024 | Community Owned / Subscription | - | Yes
DeWitt Landfill Solar | 2 | NY | DeWitt | Landfill | City of DeWitt | Municipal | 50 | Landfill | Solar PV | 2.66 | 11 | RER Energy | 2020 | Wholesale Electricity | - | Yes
Accabonac Solar Farm | 2 | NY | East Hampton | Landfill | Town of East Hampton | Municipal | 21 | MSW Landfill | Solar PV | 1.1 |  | AES Distributed Energy | 2019 | Wholesale Electricity | - | Yes
West Park Landfill (Floyd Ackert Rd.) | 2 | NY | Esopus | Landfill | Town of Esopus | Municipal |  | MSW Landfill | Solar PV | 0.6 |  | BQ Energy | 2017 | Wholesale Electricity | - | Yes
West Shore Drive Landfill Solar | 2 | NY | Esopus | Landfill | Town of Esopus | Municipal |  | Landfill | Solar PV | 2 |  | BQ Energy | 2024 | Community Owned / Subscription | - | Yes
Fort Edward Landfill | 2 | NY | Fort Edward | Landfill | Town of Fort Edward | Municipal |  | Landfill | Solar PV | 6.9 |  | AC Power | 2024 | Community Owned / Subscription | - | Yes
Frankfort Community Solar | 2 | NY | Frankfort | State Brownfields | Human Technologies | Private |  | Industrial | Solar PV | 4.8 |  | Catalyze | 2024 | Community Owned / Subscription | - | -
Former Ferdula Landfill | 2 | NY | Frankfort | Landfill | Unknown | Unknown | 2 | MSW Landfill | Wind | - |  | Unknown | 1998 | Onsite Use - Green Remediation | - | Yes
Glenville Landfill Solar Project | 2 | NY | Glenville | Landfill | Unknown | Unknown |  | Landfill | Solar PV with Battery | 7.5 |  | DSD Renewables | 2022 | Community Owned / Subscription | - | Yes
Gloversville Landfill | 2 | NY | Gloversville | Landfill | City of Gloversville | Municipal |  | Landfill | Solar PV | 4.98 | 25 | Ameresco | 2021 | Community Owned / Subscription | - | Yes
Guilderland Landfill | 2 | NY | Guilderland | Landfill | Town of Guilderland | Municipal |  | Landfill, Burn Pit and Army Depot | Solar PV | 2.8 |  | Cipriani Energy Group | 2024 | Community Owned / Subscription | Yes | Yes
Bethlehem Steel Winds I | 2 | NY | Hamburg / Lackawanna | RCRA | Tecumseh Redevelopment Inc | Private | 1600 | Steel Mill | Wind | 20 | 30 | BQ Energy and First Wind | 2007 | Wholesale Electricity | - | -
Bethlehem Steel Winds II | 2 | NY | Hamburg / Lackawanna | RCRA | Tecumseh Redevelopment Inc | Private | 1600 | Steel Mill | Wind | 15 | 30 | BQ Energy and First Wind | 2012 | Wholesale Electricity | - | -
Blydenburgh Landfill Solar I | 2 | NY | Hauppauge | Superfund | Town of Islip | Municipal | 55 | MSW Landfill | Solar PV | 0.05 |  | Town of Islip | 2010 | Wholesale Electricity | - | Yes
Blydenburgh Landfill Solar II | 2 | NY | Hauppauge | Superfund | Town of Islip | Municipal | 55 | MSW Landfill | Solar PV | 2.25 |  | Agilitas Energy, LLC | 2018 | Wholesale Electricity | - | Yes
Payne Beach Road landfill | 2 | NY | Hilton | Landfill | Monroe County | Municipal |  | Landfill | Solar PV | 2.6 | 8 | Solar Liberty | 2018 | Wholesale Electricity | - | Yes
Lincoln Ave. Landfill Solar | 2 | NY | Holbrook | Landfill | Town of Islip | Municipal | 39 | MSW Landfill | Solar PV | 3.024 |  | Agilitas Energy, LLC | 2018 | Wholesale Electricity | - | Yes
6140 Route 209 Solar Site | 2 | NY | Kerhonkson | Mine Lands | Town of Rochester | Municipal |  | Former Sand Mine | Solar PV | 5.6 | 33 | Nexamp | 2019 | Community Owned / Subscription | - | -
Bethlehem Steel Sun | 2 | NY | Lackawanna | RCRA | Tecumseh Redevelopment Inc | Private | 1200 | Steel Mill | Solar PV | 4 | 25 | BQ Energy | 2014 | Wholesale Electricity | - | -
Bethlehem Steel Sun Site 2 | 2 | NY | Lackawanna | RCRA | Tecumseh Redevelopment Inc | Private | 1600 | Steel Mill | Solar PV | 9 |  | BQ Energy | Unknown | Wholesale Electricity | - | -
Lancaster 1 Solar | 2 | NY | Lancaster | Landfill | Lancaster | Municipal |  | Landfill | Solar PV | 6.06 | 41 | AC Power | 2023 | Community Owned / Subscription | - | Yes
Lancaster 2 Solar | 2 | NY | Lancaster | Landfill | Lancaster | Municipal |  | Landfill | Solar PV | 6.63 | 41 | AC Power | 2023 | Wholesale Electricity | - | Yes
Madison County Agriculture and Renewable Energy Park | 2 | NY | Lincoln | Landfill | Madison County | Municipal | 600 | MSW Landfill | Solar PV | 0.05 | 1 | Carlisle Energy Services, Inc. | 2011 | Onsite Use - General | - | Yes
Manlius Landfill Solar | 2 | NY | Manlius | Landfill | Town of Manlius | Municipal |  | Landfill | Solar PV | 5.728 |  | SolarBank | 2024 | Community Owned / Subscription | - | Yes
Fork in the Road | 2 | NY | Milan | Landfill | Town of Milan | Municipal | 80 | Landfill | Solar PV | 2.055 | 6.4 | BQ Energy | 2024 | Community Owned / Subscription | - | Yes
Monroe Landfill Solar | 2 | NY | Monroe | Landfill | City of Monroe | Municipal |  | MSW Landfill | Solar PV | 1.93 |  | OnForce Solar | Unknown | Community Owned / Subscription | - | Yes
Mount Kisco Landfill Solar | 2 | NY | Mount Kisco | Landfill | Village of Mount Kisco | Municipal |  | MSW Landfill | Solar PV with Battery | 0.575 | 1.73 | BQ Energy | 2020 | Community Owned / Subscription | - | Yes
City of Ogdensburg | 2 | NY | Ogdensburg | Mine Lands | City of Ogdensburg | Private |  | Gravel Dump | Solar PV | 1.131 |  | New Energy | 2016 | Wholesale Electricity | - | -
Homeridae Project | 2 | NY | Olean | State Brownfields | Unknown | Unknown | 16.68 | Industrial (part of an oil refinery and oil storage site) | Solar PV | 3.9 | 17 | BQ Energy | 2019 | Wholesale Electricity | - | -
Olean Gateway "Solean" | 2 | NY | Olean | State Brownfields | Krog Corp. | Private | 60 | Oil refining, fertilizer manufacturing | Solar PV | 4 | 24 | BQ Energy | 2017 | Wholesale Electricity | - | -
Olean Gateway "Solean" West | 2 | NY | Olean | State Brownfields | Krog Corp. | Private | 24 | Oil refining, fertilizer manufacturing | Solar PV | 1.5 | 24 | BQ Energy | 2016 | Wholesale Electricity | - | -
PatterSun NY #1 | 2 | NY | Patterson | Landfill | Town of Patterson | Municipal | 10 | MSW Landfill | Solar PV | 0.942 |  | BQ Energy | 2015 | Wholesale Electricity | - | Yes
PatterSun NY #2 | 2 | NY | Patterson | Landfill | Town of Patterson | Municipal | 25 | MSW Landfill | Solar PV | 1.3 |  | BQ Energy | 2016 | Wholesale Electricity | - | Yes
Lawrence Aviation Industries Site Geothermal (GSHP) | 2 | NY | Port Jefferson Station | Superfund | Unknown | Unknown | 126 | Aviation Manufacturing | Geothermal | 0.05 |  | Unknown | 2011 | Onsite Use - General | - | -
Emerson Street Landfill | 2 | NY | Rochester | Landfill | City of Rochester | Municipal | 250 | MSW Ash and Construction/Debris Landfill | Solar PV | 2.6 | 11.7 | Solar Liberty | 2017 | Wholesale Electricity | - | Yes
Tannery Road Landfill | 2 | NY | Rome | Landfill | City of Rome | Municipal |  | MSW Landfill | Solar PV | 2.8 | 4 | EDF Renewables | 2016 | Wholesale Electricity | - | Yes
Weibel Avenue Landfill | 2 | NY | Saratoga Springs | Landfill | Town of Saratoga Springs | Municipal |  | MSW Landfill | Solar PV | 2.5 | 14.6 | Onyx Renewable Partners | 2017 | Wholesale Electricity | - | Yes
Myer Solar | 2 | NY | Saugerties | State Brownfields | Unknown | Unknown |  | Former Industrial | Solar PV | 3 |  | East Light Partners | 2021 | Community Owned / Subscription | - | -
Saugerties Town Landfill | 2 | NY | Saugerties | Landfill | City of Saugerties | Municipal | 44 | Landfill | Solar PV | 2.8 | 26 | East Light Partners | 2020 | Community Owned / Subscription | - | Yes
Kings Park Solar Project | 2 | NY | Smithtown | Landfill | Smithtown | Municipal | 27 | Landfill | Solar PV | 4 | 27 | NextEra Energy Resources LLC | 2019 | Wholesale Electricity | - | Yes
Stanford Solar | 2 | NY | Stanfordville | Mine Lands | Town of Stanfordville | Municipal |  | Mine Lands | Solar PV | 7.5 |  | East Light Partners | 2021 | Community Owned / Subscription | - | -
Tonawanda Landfill | 2 | NY | Tonawanda | Landfill | Town of Tonawanda | Municipal | 55 | MSW Landfill | Solar PV | 2.6 | 10 | Solar Liberty | 2019 | Wholesale Electricity | - | Yes
Tonawanda Landfill (Wales Avenue) | 2 | NY | Tonawanda | Landfill | Unknown | Unknown |  | Landfill | Solar PV | 1.1 |  | Montante Solar | 2019 | Wholesale Electricity | - | Yes
Bethel Solar Array | 2 | NY | Town of Bethel | Landfill | Town of Bethel | Municipal |  | Landfill and Sand Mine | Solar PV | 4.3 | 21.63 | BQ Energy | 2023 | Community Owned / Subscription | - | Yes
Troy Landfill Solar 1 | 2 | NY | Troy | Landfill | City of Troy | Municipal | 92 | MSW Landfill | Solar PV | 0.6 | 3 | Monolith Solar | 2018 | Wholesale Electricity | - | Yes
Troy Landfill Solar 2 | 2 | NY | Troy | Landfill | City of Troy | Municipal | 92 | MSW Landfill | Solar PV | 2.6 |  | Monolith Solar | 2021 | Unknown | - | Yes
Tech City | 2 | NY | Ulster | RCRA | Tech City | Private | 256 | Computer mainframe development and testing facility | Solar PV | 0.05 |  | Solartech Renewables Inc. | 2011 | Rooftop | - | -
Ulster County Landfill Solar | 2 | NY | Ulster | Landfill | Ulster County Resource Recovery Agency | Municipal | 29.1 | MSW Landfill | Solar PV | 1.9 | 8 | SolarCity | 2018 | Wholesale Electricity | - | Yes
Union Vale | 2 | NY | Union Vale | Landfill | Ulster County | Municipal |  | Landfill | Solar PV | 2 |  | East Light Partners | 2021 | Community Owned / Subscription | - | Yes
Long Island Solar Farm at Brookhaven National Laboratory | 2 | NY | Upton | Superfund | U.S. Department of Energy | Federal | 5265 | Previously disturbed land at DOE National Lab Facility | Solar PV | 32 | 200 | Long Island Solar Farm, LLC (BP Solar and MetLife) | 2011 | Wholesale Electricity | Yes | -
Hoosick Falls Solar Garden | 2 | NY | Village of Hoosick Falls | Landfill | Village of Hoosick Falls | Municipal | 27 | MSW Landfill | Solar PV | 0.592 |  | Monolith Solar | 2015 | Wholesale Electricity | - | Yes
Wallkill Landfill | 2 | NY | Wallkill | Landfill | Town of Wallkill | Municipal | 68 | MSW Landfill | Solar PV | 2 | 8 | GE Renewable Energy | 2016 | Wholesale Electricity | - | Yes
Warwarsing Landfill Solar | 2 | NY | Warwarsing | Landfill | Town of Warwarsing | Municipal |  | Landfill | Solar PV | 1.1 |  | Solar Liberty | 2017 | Unknown | - | Yes
Williamson Landfill | 2 | NY | Williamson | Landfill | Town of Williamson | Municipal |  | MSW Landfill | Solar PV | 1.5 |  | Sustainable Energy Developments | 2014 | Wholesale Electricity | - | Yes
Former St. Croix Alumina Plant Solar I | 2 | VI | St Croix | RCRA | Unknown | Unknown |  | Alumina Plant | Solar PV | 0.000165 |  | Unknown | 2003 | Onsite Use - Green Remediation | - | -
Former St. Croix Alumina Plant Solar II | 2 | VI | St Croix | RCRA | Unknown | Unknown |  | Alumina Plant | Solar PV | 0.00033 |  | Unknown | 2006 | Onsite Use - Green Remediation | - | -
Former St. Croix Alumina Plant Wind I | 2 | VI | St Croix | RCRA | Unknown | Unknown |  | Alumina Plant | Wind | - |  | Unknown | 2002 | Onsite Use - Green Remediation | - | -
Former St. Croix Alumina Plant Wind II | 2 | VI | St Croix | RCRA | Unknown | Unknown |  | Alumina Plant | Wind | - |  | Unknown | 2006 | Onsite Use - Green Remediation | - | -
Oxon Run | 3 | DC | Washington, DC | Brownfields | District of Columbia | Municipal |  | Gas Station | Solar PV | 2.65 |  | Unknown | 2020 | Community Owned / Subscription | - | -
Dover Air Force Base | 3 | DE | Dover | Superfund | Department of Defense | Federal | 3161.7409 | Air Force Base | Solar PV | - |  | Unknown | 2023 | Unknown | Yes | -
McKees Solar Park | 3 | DE | Newark | Landfill | City of Newark | Municipal |  | MSW Landfill | Solar PV | 0.23 | 3.91 | Unknown | 2014 | Community Owned / Subscription | - | Yes
DuPont Newport | 3 | DE | Newport | Superfund | DuPont | Private | 111.9592 | Landfill | Solar PV | 0.548 | 5 | Greenwood Energy | 2013 | Wholesale Electricity | - | Yes
Ashland Solar Carports | 3 | DE | Wilmington | Landfill | Ashland | Private |  | Landfill | Solar PV | 0.9 |  | Unknown | 2020 | Onsite Use - General | - | Yes
North and South Peninsula | 3 | DE | Wilmington | Brownfields | Greenwood Energy | Private | 7 | Industrial | Solar PV | 1.95 | 7 | Greenwood Energy | 2013 | Wholesale Electricity | - | -
Annapolis Renewable Energy Park | 3 | MD | Annapolis | Landfill | City of Annapolis | Municipal | 500 | MSW Landfill | Solar PV | 16.8 | 80 | Annapolis Solar Park LLC (jointly owned by BQ Energy LLC and Building Energy Development US LLC) | 2018 | Wholesale Electricity | - | Yes
Former Ellicott City Landfill | 3 | MD | Ellicott City | Landfill | Howard County | Municipal | 83 | MSW Landfill | Solar PV | 1.2 | 2 | SunEdison | 2011 | Onsite Use - General | - | Yes
Fort George G. Meade | 3 | MD | Fort Meade | Superfund | U.S. Department of Defense | Federal | 13567.0019 | Army Base | Solar PV | 14.2 |  | Corvias | 2002 | Rooftop | Yes | -
Panorama Landfill Solar | 3 | MD | Fort Washington | Landfill | City of Fort Washington | Municipal | 89 | Landfill | Solar PV | 6.6 | 25 | Nautilus Solar Energy, LLC | 2019 | Community Owned / Subscription | - | Yes
Fort Detrick (Solar) | 3 | MD | Frederick | Superfund | U.S. Army | Federal | 1200 | Army Medical Command Installation | Solar PV | 18.6 | 67 | Ameresco | 2016 | Onsite Use - General | Yes | -
Fort Detrick Area B Ground Water (Battery) | 3 | MD | Frederick | Superfund | U.S. Army | Federal | 1200 | Army Medical Command Installation | Battery | 6 |  | Unknown | 2024 | Onsite Use - General | Yes | -
Frederick County Landfill Solar | 3 | MD | Frederick | Landfill | Frederick County | Municipal |  | Landfill | Solar PV | 1.9 | 14 | Tesla | 2019 | Wholesale Electricity | - | Yes
Forty West Landfill | 3 | MD | Hagerstown | Landfill | Washington County | Municipal |  | MSW Landfill | Solar PV | 2 | 10 | EPG Solar/Spear Point Energy | 2015 | Wholesale Electricity | - | Yes
Resh Road Landfill (Resh S1) | 3 | MD | Hagerstown | Landfill | Washington County | Municipal |  | MSW Landfill | Solar PV | 2.5 |  | EPG Solar/Spear Point Energy | 2016 | Wholesale Electricity | - | Yes
Hood's Mill Landfill | 3 | MD | Westminster | Landfill | Carroll County | Municipal | 18 | MSW Landfill | Solar PV | 0.002929 |  | PSI International | 2018 | Wholesale Electricity | - | Yes
Washington County Rubble Landfill #1 | 3 | MD | Williamsport | Landfill | Washington County | Municipal |  | Building materials and construction debris landfill | Solar PV | 2.5 |  | EPG Solar/Spear Point Energy | 2015 | Wholesale Electricity | - | Yes
Washington County Rubble Landfill #2 | 3 | MD | Williamsport | Landfill | Washington County | Municipal |  | Building materials and construction debris landfill | Solar PV | 2.5 |  | EPG Solar/Spear Point Energy | 2015 | Wholesale Electricity | - | Yes
Ambler Pennsylvania Boiler House (GSHP) | 3 | PA | Ambler | Brownfields | Summit Realty | Private |  | Asbestos Manufacturing Plant | Geothermal | - | 1.1 | Unknown | 2012 | Onsite Use - General | - | -
Highland North Wind | 3 | PA | Cambria County | Mine Lands | Various | Various | 3500 | Strip Mine | Wind | 75 | 3500 | Everpower | 2012 | Wholesale Electricity | - | -
Highland Wind | 3 | PA | Cambria County | Mine Lands | Everpower | Private | 4000 | Strip Mine | Wind | 62.5 | 4000 | Everpower | 2009 | Wholesale Electricity | - | -
Frey Farm Landfill | 3 | PA | Conestoga | Landfill | Lancaster Cnty Solid Waste Mgmt Authority | Municipal |  | MSW Landfill (active) | Wind | 3.2 | 10.32 | Energy Power Partners, LLC | 2011 | Onsite Use - General | - | Yes
Exelon-Conergy Solar Energy Center | 3 | PA | Falls Township | Landfill Buffer | Waste Management of Pennsylvania | Private | 16.5 | Buffer to Geological Reclamation Operations and Waste Systems landfill | Solar PV | 3 | 16.5 | Conergy Company | 2008 | Wholesale Electricity | - | Yes
York County Landfill Solar | 3 | PA | Hopewell Township | Superfund | York County Solid Waste Authority | Municipal | 302.2429 | MSW Landfill | Solar PV | 0.3 | 2 | Solar Renewable Energy, LLC | 2014 | Onsite Use - Green Remediation | - | Yes
Palmerton Zinc Pile | 3 | PA | Palmerton | Superfund | Lehigh Gap Nature Center | Non-profit | 24134.9989 | Zinc Smelting | Solar PV | 0.0234 |  | Unknown | 2018 | Rooftop | - | -
Paseo Verde South Apartments | 3 | PA | Philadelphia | Brownfields | Paseo Verde | Private | 2 | Coal Yard | Solar PV | - |  | Unknown | 2013 | Onsite Use - General | - | -
USN Phila Naval Shipyard | 3 | PA | Philadelphia | Federal Facility | City of Philadelphia | Municipal |  | Naval Ship Yard | Solar PV | - | 0.4 | AEDG | 2019 | Community Owned / Subscription | Yes | -
Hazelwood Green’s Mill 19 Solar | 3 | PA | Pittsburg | State Brownfields | Regional Industrial Development Corporation | Non-profit |  | Steel Mill | Solar PV | 2 |  | Scalo Solar Solutions | 2019 | Rooftop | - | -
Pittsburg Airport | 3 | PA | Pittsburg | landfill | Unknown | Unknown |  | Landfill | Solar PV with Battery | - | 8 | Unknown | 2021 | Wholesale Electricity | - | Yes
Casselman Wind Power Project | 3 | PA | Traverses Summit, Black, and Addison | Mine Lands | Iberdrola Renewables, LLC | Private | 2000 | Surface coal mine and adjacent land | Wind | 34.5 | 165 | Iberdrola Renewables LLC | 2008 | Wholesale Electricity | - | -
Bedford Solar Farm | 3 | VA | Bedford | Landfill Buffer | Bedford County | Municipal |  | MSW Landfill (buffer) | Solar PV | 3.3 | 20 | O2 emc | 2017 | Wholesale Electricity | - | Yes
Crozet Orchard | 3 | VA | Crozet | State Brownfields | Unknown | Private |  | Apple Orchard | Solar PV | 0.00039 |  | Unknown | 2007 | Onsite Use - Green Remediation | - | -
Maple Street Substation | 3 | VA | Martinsville | Brownfields | City of Martinsville | Municipal |  | Substation | Battery | 9 |  | American Electric Power | 2022 | Battery Storage | - | -
Marine Corps Combat Development Command | 3 | VA | Quantico | Superfund | Department of Defense | Unknown | 60693.0123 | Marine Base Training Grounds | Solar PV with Battery | 0.035 |  | Unknown | 2019 | Unknown | Yes | -
Stone Brewing Company | 3 | VA | Richmond | Brownfields | Stone Brewing Company | Private | 14.5 | Gasworks, concrete mixing plant and staging area | Solar PV | - | 14.5 | Unknown | 2016 | Rooftop | - | -
Salem VA Medical Center Solar | 3 | VA | Salem | Landfill | U.S. Department of Veterans Affairs | Federal | 6 | Landfill | Solar PV | 1.6 | 6 | REC Solar | 2013 | Onsite Use - General | Yes | Yes
Mineral Gap Data Center | 3 | VA | Wise | Mine Lands | DP Facilities | Private |  | Abandoned Mine Land | Solar PV | 3 | 20 | Sun Tribe Solar | 2023 | Onsite Use - General | - | -
American Public University System Academic Center | 3 | WV | Ranson and Charles Town | Brownfields | American Public University System | University | 1.8 | Metal salvage yard | Solar PV | - | 1.8 | Unknown | 2010 | Rooftop | - | -
American Public University System Financial Center | 3 | WV | Ranson and Charles Town | Brownfields | American Public University System | University | 11.1 | Manufacturing | Solar PV | - |  | Unknown | 2012 | Onsite Use - General | - | -
Anniston Army Depot | 4 | AL | Anniston | Superfund | U.S. Department of Defense | Federal | 14734.2181 | Army Depot | Solar PV | 7 | 90 | Alabama Power Company | 2017 | Wholesale Electricity | Yes | -
USARMY/NASA Redstone Arsenal | 4 | AL | Redstone Arsenal | Superfund | U.S. Department of Defense | Federal | 38490.5859 | Arsenal | Solar PV with Battery | 10 | 113 | SunPower Corp | 2018 | Unknown | Yes | -
USN Air Station Cecil Field | 4 | FL | Duval County | Superfund | Multiple | Private | 17250.7912 | Air Field | Solar PV | 1.02 |  | Unknown | 2011 | Unknown | Yes | -
Lake Worth Landfill | 4 | FL | Lake Worth | Landfill | City of Lake Worth | Municipal | 63 | Landfill | Solar PV | 2 | 5 | Siemens USA | 2017 | Wholesale Electricity | - | Yes
Kenneth P. Ksionek Community Solar Farm at the Stanton Energy Center (SEC) | 4 | FL | Orlando | Landfill | Orlando Utilities Commission | Municipal |  | Coal Ash Landfill | Solar PV | 13 | 24 | American Capital Energy | 2017 | Community Owned / Subscription | - | Yes
Bee Ridge Landfill / Rothenbach Park | 4 | FL | Sarasota | Landfill | Sarasota County | Municipal | 450 | MSW Landfill | Solar PV | 0.25 | 0.64 | Florida Power & Light | 2008 | Wholesale Electricity | - | Yes
Hickory Ridge Landfill | 4 | GA | Atlanta | Landfill | Republic Services, Inc | Private | 48 | MSW Landfill | Solar PV | 1 | 10 | Republic Services | 2011 | Wholesale Electricity | - | Yes
Jekyll Island Landfill | 4 | GA | Jekyll Island | Landfill | Georgia | Municipal |  | Landfill | Solar PV | 1 | 4 | Radiance | 2019 | Wholesale Electricity | - | Yes
Deptford Landfill | 4 | GA | Savannah | Landfill | Dulany Industries | Private |  | Landfill | Solar PV | 1.2 | 5 | Unknown | 2019 | Wholesale Electricity | - | Yes
Fort Campbell Solar Phase One | 4 | KY | Fort Campbell | Landfill | U.S. Army | Federal | 105000 | Landfill | Solar PV | 1.9 | 5 | BITHENERGY | 2015 | Onsite Use - General | Yes | Yes
Fort Campbell Solar Phase Two | 4 | KY | Fort Campbell | Landfill | U.S. Army | Federal | 105000 | Landfill | Solar PV | 3.1 | 30 | BITHENERGY | 2017 | Wholesale Electricity | Yes | Yes
ReVenture - Biomass | 4 | NC | Charlotte | Superfund | Clariant Corporation | Private | 667 | Dye and Chemical Manufacturing | Biomass | 3.6 |  | Clariant Corporation and Forsite Development | 2014 | Unknown | - | -
White Street Landfill | 4 | NC | Greensboro | Landfill | The City of Greensboro | Municipal |  | Landfill | Solar PV | 4.8 | 15 | ReNew Petra | 2020 | Unknown | - | Yes
Evergreen Packaging Landfill | 4 | NC | Haywood County | Landfill | Evergreen Packaging | Private |  | Industrial Landfill | Solar PV | 0.55 | 3 | FLS Energy | 2010 | Wholesale Electricity | - | Yes
Camp Lejeune Military Res. (USNAVY) | 4 | NC | Onslow | Superfund | U.S. Department of Defense | Federal | 101107.4712 | Marine Corp Base | Solar PV with Battery | 24 |  | Duke Energy | 2023 | Wholesale Electricity | Yes | -
Riverside Landfill Solar | 4 | NC | Woodfin | Landfill | Buncombe County | County |  | Landfill | Solar PV | 5 | 25 | Duke Energy | 2024 | Wholesale Electricity | - | Yes
Parris Island Marine Corps Recruit Depot | 4 | SC | Parris Island | Superfund | U.S. Department of Defense | Federal | 7679.581 | Marine Corp Base | Solar PV | 5.5 |  | Unknown | 2023 | Wholesale Electricity | Yes | -
Savannah River's Biomass Steam Plant | 4 | SC | Aiken | Superfund | U.S. Department of Energy | Federal | 34 | 1950s Vintage Coal-fired Steam Plant | Biomass | 20 | 34 | Ameresco | 2012 | Onsite Use - General | Yes | -
Myrtle Beach Landfill | 4 | SC | Myrtle Beach | Landfill | Myrtle Beach International Airport | Unknown |  | Landfill | Solar PV | 2 |  | Santee Cooper | 2020 | Wholesale Electricity | - | Yes
Bristol Demolition Landfill | 4 | TN | Bristol | Landfill | City of Bristol | Municipal |  | Demolition landfill | Solar PV | 0.2 |  | EcoLogical Energy Systems | 2012 | Wholesale Electricity | - | Yes
Volkswagen Chattanooga | 4 | TN | Chattanooga | RCRA | Volkswagen | Private | 33 | Former Army Ammunition Plant | Solar PV | 9.5 | 33 | Silicon Ranch | 2013 | Wholesale Electricity | Yes | -
Binkley Solar Farm | 4 | TN | Hermitage | Landfill | Binkley family | Private |  | Construction and Demolition Landfill | Solar PV | 0.2 |  | Stansell Electric | 2012 | Wholesale Electricity | - | Yes
Knoxville Utilities Board Community Solar | 4 | TN | Knoxville | State Brownfields | City of Knoxville | Municipal |  | Industrial Plant | Solar PV | 1 |  | Solar Alliance | 2023 | Community Owned / Subscription | - | -
Music City Solar | 4 | TN | Nashville | Landfill | Unknown | Unknown |  | Landfill | Solar PV | 2 | 25 | LightWave Solar | 2018 | Community Owned / Subscription | - | Yes
OAK RIDGE RESERVATION (USDOE) | 4 | TN | Oak Ridge | Superfund | Vis Solis, Inc. | Private | 1 | Former DOE Gaseous Diffusion Plant | Solar PV | 0.05 | 8 | Vis Solis, Inc. | 2013 | Wholesale Electricity | Yes | -
Powerhouse Six Array | 4 | TN | Oak Ridge | Superfund | Restoration Services, Inc. (RSI) | Private | 1 | Former DOE Gaseous Diffusion Plant | Solar PV | 1 | 5 | RSI | 2015 | Wholesale Electricity | Yes | -
RSI Brightfields One | 4 | TN | Oak Ridge | Superfund | Restoration Services, Inc. (RSI) | Private | 1 | Former DOE Gaseous Diffusion Plant | Solar PV | 0.2 | 1 | RSI | 2012 | Wholesale Electricity | Yes | -
Buffalo Mountain | 4 | TN | Oliver Springs | Mine Lands | Coal Creek Mining and Manufacturing Company | Private |  | Former Strip Mine | Wind | 2 |  | TVA | 2000 | Wholesale Electricity | - | -
Buffalo Mountain Stage 2 | 4 | TN | Oliver Springs | Mine Lands | Coal Creek Mining and Manufacturing Company | Private |  | Former Strip Mine | Wind | 27 |  | TVA | 2004 | Wholesale Electricity | - | -
Somerville Solar Project | 4 | TN | Somerville | Landfill | Somerville | Municipal |  | Landfill | Solar PV | 2.7 |  | C2 Energy Capital | 2019 | Wholesale Electricity | - | Yes
Belleville Landfill Project | 5 | IL | Belleville | Landfill | Republic Services | Private |  | Landfill | Solar PV | 13.28 | 55 | AES Corp. | 2021 | Unknown | - | Yes
Exelon City Solar | 5 | IL | Chicago | Brownfields | City of Chicago | Municipal | 21 | Foundry and casting operation/fastener, hydraulic system components, and ball bearing manufacturer | Solar PV | 10 | 41 | Exelon and SunPower Corporation | 2010 | Wholesale Electricity | - | -
General Motors Solar | 5 | IL | Daleville | Landfill | Ameresco | Private | 80.4 | General Motors Powertrain Division Plant Industrial Landfill | Solar PV | 2.62 |  | Ameresco | 2022 | Wholesale Electricity | - | Yes
Depue/New Jersey Zince/Mobil Chemical Corp. | 5 | IL | Depue | Superfund | The DePue Group | Private | 3006 | Zinc Smelter and Phosphate Fertilizer Plant | Solar PV | 26.3 |  | Unknown | 2023 | Unknown | - | -
Gobnob Wind Turbine Project | 5 | IL | Farmersville | Brownfields | Illinois DNR | State | 14 | Freeman United Crown 1 Mine | Wind | 0.9 |  | Rural Electric Convenience Cooperative of Central IL | 2009 | Wholesale Electricity | - | -
Rockford Community Solar | 5 | IL | Rockford | Landfill | Unknown | Unknown |  | Landfill | Solar PV | 2.6 | 12 | NexAmp | 2021 | Community Owned / Subscription | - | Yes
American Bottoms Solar Project | 5 | IL | Sauget | Other | Village of Sauget | Municipal |  | Waste Water Treatment Plant | Solar PV | 2 |  | Sol Customer Solutions | 2020 | Unknown | - | -
Solar Star Urbana Landfill Community Solar Farm | 5 | IL | Urbana | Landfill | Champaign County | Municipal | 127 | Landfill | Solar PV | 5.3 | 40 | Nexamp and SunPower | 2021 | Community Owned / Subscription | - | Yes
Crane Naval | 5 | IN | Crane | Landfill | U.S. Navy | Federal | 64000 | Landfill | Solar PV | 17 | 145 | Duke Energy | 2017 | Wholesale Electricity | Yes | Yes
Marion County Solar #1 | 5 | IN | Indianapolis | Landfill | Citizens Energy Group | Private |  | Monofill Landfill (ash) | Solar PV | 5.2 |  | GroSolar (now EDF Renewables) | 2015 | Wholesale Electricity | - | Yes
Marion County Solar #2 | 5 | IN | Indianapolis | Brownfields | Citizens Energy Group | Private |  | Natural Gas Facility | Solar PV | 1.9 |  | GroSolar (now EDF Renewables) | 2015 | Wholesale Electricity | - | -
Reilly Tar & Chemical (Indianapolis) | 5 | IN | Indianapolis | Superfund | Vertellus Specialties Inc. | Private | 120 | Chemical Manufacturing Facility | Solar PV | 10.8 | 45 | Hanwha Q CELLS USA | 2014 | Wholesale Electricity | - | -
Kokomo Solar Park | 5 | IN | Kokomo | Superfund | Continental Steel | Private | 183 | Steel Operations (nails, wire, and wire fence) | Solar PV | 7.2 | 26 | Inovateus Solar LLC | 2016 | Wholesale Electricity | - | -
Kokomo Wind Farm (Continental Steel ) | 5 | IN | Kokomo | Superfund | Continental Steel | Private | 183 | Steel Operations (nails, wire, and wire fence) | Wind | 0.0072 |  | Unknown | 2011 | Onsite Use - Green Remediation | - | -
Mitchell-Bentley | 5 | MI | Cadillac | Brownfields | City of Cadillac | Municipal |  | Auto Manufacturing | Solar PV with Battery | 0.5 | 2.7 | Consumer's Energy | 2021 | Community Owned / Subscription | - | -
Coldwater Board of Public Utilities Solar Field Park | 5 | MI | Coldwater | Brownfields | City of Coldwater | Municipal |  | Foundry | Solar PV | 1.3 |  | NextEra Energy Resources LLC | 2018 | Wholesale Electricity | - | -
Burcham Park Landfill | 5 | MI | East Lansing | Landfill | Town of East Lansing | Municipal |  | MSW Landfill | Solar PV | 0.3 |  | Lansing Board of Water and Light | 2018 | Community Owned / Subscription | - | Yes
Eaton Rapids Landfill | 5 | MI | Hamlin Township | Landfill | Town of Eaton Rapids | Municipal | 30 | MSW Landfill | Solar PV | 0.535 |  | Helios Solar LLC | 2014 | Wholesale Electricity | - | Yes
Seneca Community Solar Garden | 5 | MN | Eagan | Landfill | Metropolitan Council Environmental Services | Municipal | 7 | Ash Landfill | Solar PV | 1 | 4 | Cypress Creek Renewables | 2018 | Community Owned / Subscription | - | Yes
Olmsted County/Penz Property | 5 | MN | Haverhill | State Brownfields | Olmsted County | Municipal |  | Industrial | Solar PV | - |  | Cenergy | 2021 | Unknown | - | -
Hutchinson Landfill | 5 | MN | Hutchinson | Landfill | City of Hutchinson | Municipal |  | MSW Landfill | Solar PV | 0.4 | 1 | Ameresco | 2015 | Onsite Use - General | - | Yes
Washington County Landfill (MN) | 5 | MN | Lake Elmo | Superfund | Minnesota Pollution Control Agency | Municipal | 25 | Residential, commercial, industrial, demolition landfill | Solar PV | 0.04 | 25 | Unknown | 2016 | Onsite Use - General | - | Yes
Milwaukee Landfill Solar | 5 | MN | Milwaukee | Landfill | City of Milwaukee | Municipal | 45 | Landfill | Solar PV | 2.25 | 9 | SunVest Solar Inc. | 2021 | Wholesale Electricity | - | Yes
Lindenfelser Landfill | 5 | MN | St. Michael | Landfill | Minnesota Pollution Control Agency | Municipal |  | MSW Landfill | Solar PV | - |  | Unknown | 2016 | Onsite Use - General | - | Yes
Wood County Landfill | 5 | OH | Bowling Green | Landfill | Wood County | Municipal | 60 | MSW Landfill | Wind | 7.2 | 4 | American Municipal Power | 2004 | Wholesale Electricity | - | Yes
Brooklyn Landfill Solar | 5 | OH | Brooklyn | Landfill | City of Brooklyn | Municipal | 75 | MSW Landfill | Solar PV | 4 | 17 | IGS Solar | 2018 | Wholesale Electricity | - | Yes
Cuyahoga Metropolitan Housing Authority | 5 | OH | Cleveland | Brownfields | Cuyahoga Metropolitan Housing Authority | Municipal | 12 | Industrial Use | Solar PV | 1.1 | 6 | Carbon Vision | 2013 | Wholesale Electricity | - | -
Medical Center Company Solar | 5 | OH | Cleveland | Brownfields | Unknown | Unknown | 5.5 | Unknown | Solar PV | 1 |  | Medical Center Company | 2014 | Wholesale Electricity | - | -
Dayton Tech Town (GSHP) | 5 | OH | Dayton | Brownfields | Unknown | Unknown |  | Former Automotive Site | Geothermal | - |  | Heapy Engineering | 2010 | Onsite Use - General | - | -
The National Center for Medical Readiness at Calamityville (GSHP) | 5 | OH | Fairborn | Brownfields | Calamityville® | Private | 54 | Cement Manufacturing Plant | Geothermal | - | 54 | Unknown | 2005 | Onsite Use - General | - | -
Feed Materials Production Center (US DOE) (GSHP) | 5 | OH | Fernald | Superfund | U.S. Department of Energy | Federal | 1050 | Uranium Processing | Geothermal | - |  | Unknown | 2024 | Unknown | Yes | -
Feed Materials Production Center (US DOE) Solar | 5 | OH | Fernald | Superfund | U.S. Department of Energy | Federal | 1050 | Uranium Processing | Solar PV | - |  | Unknown | 2024 | Unknown | Yes | -
Mound Plant (USDOE) | 5 | OH | Miamisburg | Superfund | Mound Development Corporation | Private | 305 | Research, Development and Production Facility for Weapons and Energy | Solar PV | - |  | Unknown | 2024 | Unknown | Yes | -
Napoleon Solar Project | 5 | OH | Napoleon | Landfill | Town of Napoleon | Municipal |  | Landfill | Solar PV | 3.54 | 20.74 | American Municipal Power | 2012 | Wholesale Electricity | - | Yes
Former Newark Processing Co. | 5 | OH | Newark | Brownfields | City of Newark | Municipal | 66 | Aluminum Manufacturing | Solar PV | 1.5 | 24 | SolarVision LLC | 2017 | Wholesale Electricity | - | -
Pilkington North America | 5 | OH | Northwood | Brownfields | Pilkington North America, Inc. | Private | 11 | Glass Manufacturing Facility | Solar PV | 0.25 | 1 | Hull & Associates | 2011 | Onsite Use - General | - | -
Nippon Sheet Glass Co Ltd | 5 | OH | Rossford | State Brownfields | Nippon Sheet Glass Co Ltd | Private |  | Glass Manufacturing | Solar PV | 1.4 |  | First Solar | 2020 | Unknown | - | -
Toledo Jeep Assembly Plant | 5 | OH | Toledo | Brownfields | Toledo-Lucas County Port Authority | County | 110 | Manufacturing | Solar PV | 3 | 17 | First Solar | 2020 | Onsite Use - General | - | -
Toledo Zoo Solar | 5 | OH | Toledo | Brownfields | Anthony Wayne Solar Number 1 | Private | 22 | Elevator Factory | Solar PV | 2.1 |  | Rudolph/Libbe and GEM Energy | 2014 | Onsite Use - General | - | -
Beloit Coal Ash Landfill | 5 | WI | Beloit | Landfill | Alliant Energy | Private | 20 | Coal Ash Landfill | Solar PV | 2.3 | 17 | Hanwha Q CELLS USA | 2016 | Wholesale Electricity | - | Yes
Sky Park Solar | 5 | WI | Eau Claire | Landfill | City of Eau Claire | Private | 26 | MSW Landfill | Solar PV | 1 | 7.5 | Pristine Sun | 2017 | Community Owned / Subscription | - | Yes
Refuse Hideaway Landfill | 5 | WI | Middleton | Superfund | State of Wisconsin | State | 23 | Municipal, commercial, and industrial landfill | Solar PV | 0.01 | 0.08 | Full Spectrum Solar Company | 2010 | Onsite Use - Green Remediation | - | Yes
College Avenue Landfill | 5 | WI | Milwaukee | Landfill | City of Milwaukee | Municipal |  | Landfill | Solar PV | 2.25 |  | SunVest Solar Inc. | 2021 | Wholesale Electricity | - | Yes
MATC PV Evaluation Lab | 5 | WI | Milwaukee | Landfill | Milwaukee Area Technical College (MATC) | Private | 32 | MSW Landfill | Solar PV | 0.54 | 32 | MATC and Johnson Controls | 2010 | Onsite Use - Training | - | Yes
Alma Solar | 6 | AR | Alma | State Brownfields | City of Alma | Municipal |  | Waste Water Treatment Plant | Solar PV | 0.52 |  | Entegrity | Unknown | Unknown | - | -
Blaney Hill Solar Farm | 6 | AR | Conway | Landfill | City of Conway | Municipal | 154 | Landfill | Solar PV | 1 | 5 | Conway Corp | 2020 | Wholesale Electricity | - | Yes
Emcore Eubank Landfill | 6 | NM | Albuquerque | Brownfields | New Mexico State Land Office | Municipal | 40 | MSW Landfill | Solar PV | 2 | 17 | Emcore/Suncore | 2013 | Onsite Use - General | - | Yes
East Jemez Road landfill | 6 | NM | Los Alamos | Landfill | U.S. Department of Energy | Federal |  | Landfill | Solar PV | 1 |  | Unknown | Unknown | Unknown | Yes | Yes
Chevron Questa Project | 6 | NM | Questa | Superfund | Chevron Mining | Private |  | Mining Site | Solar PV | 1 | 20 | Chevron Technology Venture | 2011 | Wholesale Electricity | - | -
Altus Air Force Base | 6 | OK | Altus | RCRA | U.S. Air Force | Federal |  | Federal Facility, Flight Training Center | Solar PV | 0.0002 |  | Unknown | 2007 | Onsite Use - Green Remediation | Yes | -
Guthrie Green | 6 | OK | Tulsa | Brownfields | George Kaiser Family Foundation | Foundation |  | Industrial | Geothermal w/ solar PV | - |  | Unknown | 2012 | Onsite Use - General | - | -
Pantex Renewable Energy Project (PREP) | 6 | TX | Amarillo | Superfund | U.S. Department of Energy NNSA and Texas Tech University | Federal | 16000 | Nuclear weapon assembly and disassembly | Wind | 11.5 | 1500 | Siemens USA | 2014 | Onsite Use - General | Yes | -
Grove Landfill | 6 | TX | Austin | Landfill | Rhizome Collective, Inc | Non-profit | 9.8 | Landfill (illegal dumping) | Solar PV | - |  | Unknown | 2006 | Onsite Use - Green Remediation | - | Yes
Tessman Road Municipal Solid Waste Landfill | 6 | TX | San Antonio | Landfill | Republic Services, Inc | Private | 680 | MSW Landfill | Solar PV | 0.13 | 5.6 | CPS Energy | 2009 | Wholesale Electricity | - | Yes
Central Texas Veterans Landfill Solar | 6 | TX | Temple | Landfill | Department of Veterans Affairs | Federal |  | Landfill | Solar PV | 2.94 |  | REC Solar | 2012 | Onsite Use - General | Yes | Yes
Harriet Street Solar Field | 7 | IA | Des Moines | Landfill | City of Des Moines | Municipal |  | Landfill | Solar PV | 0.69 |  | Van Maanen Electric, Inc | 2024 | Onsite Use - General | - | Yes
Downtown Dubuque Solar Garden | 7 | IA | Dubuque | Other | A.Y. McDonald Company | Private | 5.5 | Industrial | Solar PV | 0.9 |  | Alliant Energy | 2017 | Wholesale Electricity | - | -
West Dubuque Solar Garden | 7 | IA | Dubuque | Other | City of Dubuque | Municipal | 21.1 | Plumbing Manufacturing | Solar PV | 3.9 |  | Alliant Energy | 2017 | Wholesale Electricity | - | -
Schaus-Vorhies Solar | 7 | IA | Fairfield | Brownfields | Schaus-Vorhies Manufacturing | Private | 11 | Foundry | Solar PV | 0.5 |  | Ideal Energy | 2016 | Wholesale Electricity | - | -
Marshall County Landfill Solar | 7 | IA | Marshalltown | Landfill | Marshall County | Municipal | 420 | Landfill | Solar PV | 0.02591 |  | 1 Source Solar | 2022 | Onsite Use - General | - | Yes
Milwaukee & St. Paul Rail Yard Company Solar | 7 | IA | Perry | Brownfields | City of Perry | Municipal | 138 | Rail Yard | Solar PV | 1 | 7 | Alliant Energy | Unknown | Unknown | - | -
Strother Field Industrial Park | 7 | KS | Winfield | Superfund | Various | Various | 0.5 | Military and Industrial | Solar PV | 0.052 |  | Unknown | 2014 | Rooftop | Yes | -
Oronogo-Duenweg Mining Belt Superfund Solar Site | 7 | MO | Joplin | Superfund | Private | Private | 60 | Mine Waste Repository | Solar PV | 2.2 | 12 | Liberty Utilities | 2021 | Community Owned / Subscription | - | Yes
Armour Road | 7 | MO | North Kansas City | Superfund | Orthopedic Health | Private | 1.8 | Herbicide Mixing and Packaging Facility | Solar PV | 0.2153 |  | Unknown | 2019 | Onsite Use - General | - | -
Busy Bee's Laundry | 7 | MO | Rolla | Brownfields | Unknown | Private |  | Dry Cleaner | Solar PV | 0.56 |  | Unknown | 2011 | Onsite Use - Green Remediation | - | -
Former Nebraska Ordnance Plant | 7 | NE | Mead | Superfund | University of Nebraska | Private | 17250 | Former Army Ordnance Plant | Solar PV | 0.075 |  | Unknown | 2014 | Onsite Use - Green Remediation | Yes | -
York Landfill Solar | 7 | NE | York | Landfill | Unknown | Unknown |  | Landfill | Solar PV | - | 17 | GRNE | 2022 | Community Owned / Subscription | - | Yes
Aurora/Arapahoe Solar Array | 8 | CO | Aurora | Brownfields | City of Aurora | Municipal | 4.5 | Adjacent to Buckley AFB | Solar PV | 0.5 | 4.5 | Clean Energy Collective | 2013 | Community Owned / Subscription | - | -
Boulder Cowdery Meadows Solar Array | 8 | CO | Boulder | Landfill | Cowdery Company | Private | 3.5 | Landfill buffer to Marshall Landfill Superfund Site | Solar PV | 0.5 | 3.5 | Clean Energy Collective | 2013 | Community Owned / Subscription | - | Yes
Place Bridge Academy | 8 | CO | Denver | Landfill | Denver Public Schools | Municipal | 10 | Landfill | Solar PV | 0.101 | 1.5 | Namaste Solar | 2013 | Onsite Use - General | - | Yes
Fort Carson | 8 | CO | Fort Carson | RCRA | U.S. Army | Federal | 15 | Construction Landfill | Solar PV | 2 | 12 | Colorado Springs Utilities | 2008 | Wholesale Electricity | Yes | Yes
Coyote Ridge Solar | 8 | CO | Fort Collins | Landfill Buffer | Larimer County | Municipal |  | MSW Landfill (buffer) | Solar PV | 1.95 | 9 | Poudre Valley Rural Electric Association | 2017 | Community Owned / Subscription | - | Yes
Dreher Pickle Plant | 8 | CO | Fort Collins | Brownfields | City of Fort Collins | Municipal |  | Pickling Plant | Solar PV | 0.6 |  | Clean Energy Collective | 2015 | Community Owned / Subscription | - | -
Belmar Mixed-Use Development | 8 | CO | Lakewood | Brownfields | Various | Various | 47.5 | Shopping Mall | Solar PV | 1.7 | 47.5 | SunPower Corp | 2008 | Rooftop | - | -
Lamar Station Crossing | 8 | CO | Lakewood | Brownfields | Multiple | Various |  | Commercial | Solar PV | 0.099 |  | Namaste Solar | 2022 | Rooftop | - | -
Norwood Landfill Community Solar | 8 | CO | Norwood | Landfill | Unknown | Unknown |  | MSW Landfill | Solar PV | 0.2 |  | GRID Alternatives | 2016 | Community Owned / Subscription | - | Yes
New Rifle Mill | 8 | CO | Rifle | Other | City of Rifle | Municipal | 130 | Former DOE Uranium Processing Mill | Solar PV | 1.7 | 12 | SunEdison | 2009 | Onsite Use - General | Yes | -
Zortman-Landusky Mine | 8 | MT | N/A | Mine Lands | BLM and MT DEQ | Federal/Municipal | 1200 | Ore mining and gold mining | Wind | 0.225 |  | Montana DEQ and U.S. BLM | 2012 | Onsite Use - Green Remediation | Yes | -
Arsenic Trioxide Site | 8 | ND | Lidgerwood, Wyndmere, Milnor and Hankinson | Superfund | Multiple | Municipal | 575 | Farmland pesticide contamination | Geothermal | 0.06 |  | Unknown | 2011 | Onsite Use - General | - | -
Ellsworth Air Force Base | 8 | SD | Ellsworth Air Force Base | Superfund | Unknown | Unknown | 4977.3165 | Air Force Base | Solar PV | 0.3 |  | Unknown | 2013 | Unknown | Yes | -
Sharon Steel Corp. (Midvale Tailings) | 8 | UT | Midvale | Superfund | Unknown | Unknown | 687.7291 | Smelting and Ore Milling | Solar PV | 1.78 |  | Unknown | 2022 | Unknown | Yes | -
Salt Lake City Landfill | 8 | UT | Salt Lake City | Landfill | Salt Lake City | Municipal | 4 | MSW Landfill | Solar PV | 1 | 4 | Taylor Electric | 2014 | Unknown | - | Yes
Spanish Fork Landfill | 8 | UT | Spanish Fork | Landfill | Unknown | Unknown |  | Landfill | Solar PV | 4.5 | 27 | Prometheus Power | 2021 | Community Owned / Subscription | - | Yes
Chevron Casper Wind Farm | 8 | WY | Casper | RCRA | Chevron | Private | 880 | Refinery | Wind | 16.5 | 880 | Chevron Global Power Company | 2009 | Wholesale Electricity | - | -
Warren AFB Wind | 8 | WY | Cheyenne | Superfund | U.S. Air Force | Federal | 3851.2123 | Former Gunnery Range | Wind | 3.32 |  | Unknown | 2009 | Wholesale Electricity | Yes | -
Dave Johnston Mine / Glenrock Wind I | 8 | WY | Glenrock | Mine Lands | PacificCorp | Private | 14000 | Surface Coal Mine | Wind | 118.5 | 300 | PacifiCorp | 2008 | Wholesale Electricity | - | -
Dave Johnston Mine / Glenrock Wind III | 8 | WY | Glenrock | Mine Lands | PacificCorp | Private | 14000 | Surface Coal Mine | Wind | 39 | 300 | PacifiCorp | 2009 | Wholesale Electricity | - | -
Dave Johnston Mine / Rolling Hills | 8 | WY | Glenrock | Mine Lands | PacificCorp | Private | 14000 | Surface Coal Mine | Wind | 118.5 | 300 | PacifiCorp | 2009 | Wholesale Electricity | - | -
Ajo Solar Project | 9 | AZ | Ajo | Mine Lands | Freeport-McMoRan Copper & Gold Inc. | Private | 38 | Adjacent to mining | Solar PV | 5 | 38 | Recurrent Energy | 2011 | Wholesale Electricity | - | -
Bagdad Mine Solar | 9 | AZ | Bagdad (census-designated) | Mine Lands | Freeport-McMoRan | Private | 21750 | Open-pit copper and molybdenum mine | Solar PV | 15 | 24 | Recurrent Energy | 2011 | Wholesale Electricity | - | -
Apache Powder | 9 | AZ | Benson | Superfund | Apache Nitrogen Products, Inc. | Private | 1100 | Dynamite manufacturing facility | Solar PV | 0.0014 |  | Unknown | 1997 | Onsite Use - Green Remediation | - | -
Apache Powder Canopy | 9 | AZ | Benson | Superfund | Apache Nitrogen Products, Inc. | Private | 1100 | Dynamite manufacturing facility | Solar PV | 0.042 |  | Unknown | 2010 | Onsite Use - General | - | -
Desert Star Solar Plant | 9 | AZ | Buckeye | Landfill | City of Phoenix | Municipal | 2560 | MSW Landfill | Solar PV | 10 | 118 | Arizona Public Service | 2015 | Wholesale Electricity | - | Yes
Williams Air Force Base | 9 | AZ | Mesa | Superfund | U.S. Department of Defense | Federal | 4043 | Flight School | Solar PV | 2.157 |  | Unknown | 2012 | Unknown | Yes | -
Tuba City Disposal | 9 | AZ | Tuba City | Federal Facility | Navajo Nation | Unknown |  | Uranium Mill | Solar PV | 0.285 |  | Unknown | 2013 | Wholesale Electricity | Yes | -
Tuba City Disposal Green Remediation | 9 | AZ | Tuba City | Federal Facility | Navajo Nation | Unknown |  | Uranium Mill | Geothermal w/ solar PV | 0.051 |  | Unknown | 2010 | Onsite Use - Green Remediation | Yes | -
Tucson International Airport Area | 9 | AZ | Tucson | Superfund | Tucson Airport Authority | Non-profit | 1902 | Airport | Solar PV | 2.5 |  | Unknown | 2017 | Unknown | - | -
Leviathan Mine | 9 | CA | Alpine County | Superfund | Atlantic Richfield Company | Private | 253 | Mine | Solar PV with Battery | 0.001747 |  | Unknown | 2011 | Onsite Use - Green Remediation | - | -
American Canyon Solar Farm | 9 | CA | American Canyon | Landfill | Napa-Vallejo Waste Mgmt Authority | Municipal | 80 | Landfill | Solar PV | 3 | 21 | MCE Clean Energy | 2019 | Community Owned / Subscription | - | Yes
Regulus Solar Power Plant | 9 | CA | Bakersfield | Brownfields | Unknown | Unknown |  | Former gas and oil field | Solar PV | 82 | 737 | SunEdison | 2015 | Wholesale Electricity | - | -
Camp Pendleton Landfill | 9 | CA | Camp Pendleton | Superfund | U.S. Marine Corps | Federal | 28 | MSW and Light Industrial Waste Landfill | Solar PV | 0.346 |  | Unknown | 2013 | Rooftop | Yes | Yes
Camp Pendleton Landfill (Box Canyon Solar Field) | 9 | CA | Camp Pendleton | Superfund | U.S. Marine Corps | Federal | 28 | MSW and Light Industrial Waste Landfill | Solar PV | 1.4 | 5 | Kyocera Solar | 2011 | Onsite Use - General | Yes | Yes
Otay Landfill Composting | 9 | CA | Chula Vista | Landfill | Unknown | Unknown |  | Landfill | Solar PV | - |  | Unknown | 2021 | Unknown | - | Yes
Cloverdale Solar | 9 | CA | Cloverdale | Landfill | Unknown | Unknown |  | Wood Landfill | Solar PV | 1.8 |  | Greenleaf-TNX | 2014 | Wholesale Electricity | - | Yes
Frontier Fertilizer | 9 | CA | Davis | Superfund | Frontier Fertilizer | Private | 18 | Fertilizer and pesticide storage, sales and application | Solar PV | 0.07 | 0.5 | Unknown | 2011 | Onsite Use - Green Remediation | - | -
Edwards Airforce Base | 9 | CA | Edwards | Superfund | U. S. Department of Defense | Federal | 300723 | Air Force Base | Solar PV with Battery | 1300 |  | Terra-Gen | 2024 | Wholesale Electricity | Yes | -
Pacific Coast Pipeline | 9 | CA | Fillmore | Superfund | Chevron | Private | 55 | Petroleum Refinery | Solar PV | 3 |  | Cenergy | 2021 | Unknown | - | -
Aquamarine Solar Project | 9 | CA | Fresno | Brownfields | Various | Various | 21000 | Salt Contaminated Farmland | Solar PV | 250 |  | Westside Holdings LLC | 2022 | Wholesale Electricity | - | -
Westlands Solar Park Phase I | 9 | CA | Fresno | Brownfields | Various | Various | 21000 | Salt Contaminated Farmland | Solar PV | 2 |  | Westside Holdings LLC | 2016 | Wholesale Electricity | - | -
Western Regional Sanitary Landfill | 9 | CA | Lincoln | Landfill | Western Placer Waste Management Authority | Private |  | MSW Landfill | Solar PV | 0.009 |  | Energy 2011 | 2017 | Onsite Use - General | - | Yes
Foothill Landfill Solar | 9 | CA | Linden | Landfill | San Joaquin County | Municipal |  | Landfill | Solar PV | 5.3 |  | Ameresco | 2020 | Wholesale Electricity | - | Yes
Lawrence Livermore National Laboratory | 9 | CA | Livermore | Superfund | U.S. Department of Energy | Federal | 7000 | Ranchland (weapons testing range) | Solar PV | 3.304 | 10 | Unknown | 2009 | Onsite Use - Green Remediation | Yes | -
Pemaco Superfund Site | 9 | CA | Maywood | Superfund | City of Maywood | Municipal | 1.4 | Custom Chemical Blender | Solar PV | 0.0034 | 1.4 | Unknown | 2007 | Onsite Use - Green Remediation | - | -
Travis AFB | 9 | CA | Near Fairfield | Superfund | U.S. Air Force | Federal | 6368 | Battery shop / Air Force operations | Solar PV | 0.0123 |  | CH2M | 2008 | Onsite Use - Green Remediation | Yes | -
Milliken Landfill | 9 | CA | Ontario | Landfill | County of San Bernardino | Municipal | 196 | MSW Landfill | Solar PV | 3.1 | 15 | PV Navigator | 2017 | Wholesale Electricity | - | Yes
NASA Jet Propulsion Laboratory (JPL) | 9 | CA | Pasadena | Superfund | NASA | Federal | 176 | Research Facility | Solar PV | 0.564 |  | Unknown | 2011 | Rooftop | Yes | -
Sola Optical USA, INC. (Cowgirl Creamery) | 9 | CA | Petaluma | Superfund | New York Life Investments | Private | 35 | Eye Glass Lense Manufacture | Solar PV | 0.143 |  | Unknown | 2022 | Rooftop | - | -
Sola Optical USA, INC. (Scott Laboratories) | 9 | CA | Petaluma | Superfund | New York Life Investments | Private | 35 | Eye Glass Lense Manufacture | Solar PV | 0.312 |  | West Coast Solar | 2016 | Rooftop | - | -
PSEG Pittsburg Solar Energy Center | 9 | CA | Pittsburg | RCRA | USS - Posco Industries | Private | 115 | Steel Mill Landfilll | Solar PV | 25.4 | 115 | PSEG Solar Source | 2015 | Wholesale Electricity | - | Yes
MCE Solar One (Chevron Richmond Refinery) | 9 | CA | Richmond | Landfill | Chevron Corporation | Private |  | Oil Refinery Landfill | Solar PV | 10.5 | 60 | Stion | 2018 | Wholesale Electricity | - | Yes
West County Wastewater District | 9 | CA | Richmond | Brownfields | West County Wastewater District | Municipal |  | Sludge-drying Pond | Solar PV | 1 | 10 | Solar Power Partners, Inc. | 2008 | Onsite Use - General | - | -
Tequesquite Landfill | 9 | CA | Riverside | Landfill | City of Riverside | Municipal | 120 | MSW Landfill | Solar PV | 7.5 | 20 | Sunpower/RBI Solar | 2015 | Wholesale Electricity | - | Yes
Aerojet General Corporation Superfund Site | 9 | CA | Sacramento | Superfund | Aerojet | Private | 5900 | Rocket propulsion development and testing facility | Solar PV | 6 | 40 | Solar Power, Inc. | 2010 | Wholesale Electricity | - | -
Sacramento Army Depot | 9 | CA | Sacramento | Superfund | Fischer Properties | Private | 485 | Former U.S. Army Depot | Solar PV | 3 | 15 | SPG Solar | 2011 | Onsite Use - General | Yes | -
Sutter's Landing Landfill Solar | 9 | CA | Sacramento | Landfill | City of Sacramento | Municipal |  | MSW Landfill | Solar PV | 1.5 |  | SMUD/Conergy | 2014 | Wholesale Electricity | - | Yes
Fort Ord | 9 | CA | Salinas | Superfund | U.S. Bureau of Land Management | Federal | 27827.55 | Army Base | Solar PV | - |  | Unknown | 2022 | Unknown | Yes | -
Newmark Ground Water Contamination (Cajon High School) | 9 | CA | San Bernardino | Superfund | Unknown | Unknown |  | Industrial/Commercial | Solar PV | 0.7915 | 3.5 | Unknown | 2018 | Unknown | - | -
Newmark Ground Water Contamination (CSU Main Campus) | 9 | CA | San Bernardino | Superfund | Unknown | Unknown |  | Industrial/Commercial | Solar PV | 0.9375 | 3.5 | Unknown | 2010 | Unknown | - | -
Newmark Ground Water Contamination (CSUSB Student Rec Center) | 9 | CA | San Bernardino | Superfund | Unknown | Unknown |  | Industrial/Commercial | Solar PV | 1.5958 | 3.5 | Unknown | Unknown | Unknown | - | -
Newmark Ground Water Contamination (Hallmark Industrial Park) | 9 | CA | San Bernardino | Superfund | Unknown | Unknown | 0 | Industrial/Commercial | Solar PV | 1.6097 | 3.5 | Unknown | Unknown | Unknown | - | -
Norton Air Force Base (LNDFLL #2) - Amazon Center | 9 | CA | San Bernardino | Superfund | San Bernardino International Airport Authority | Private | 2221.41 | Air Force Base | Solar PV with Battery | 8.3 |  | Unknown | 2021 | Onsite Use - General | Yes | -
Norton Air Force Base (LNDFLL #2) - Kohls Distribution Center | 9 | CA | San Bernardino | Superfund | San Bernardino International Airport Authority | Private | 2221.41 | Air Force Base | Solar PV | 1 |  | Unknown | 2007 | Onsite Use - General | Yes | -
Norton Air Force Base (LNDFLL #2) - Mill Street | 9 | CA | San Bernardino | Superfund | San Bernardino International Airport Authority | Private | 2221.41 | Air Force Base | Solar PV | 0.448 |  | Unknown | Unknown | Wholesale Electricity | Yes | -
Norton Air Force Base (LNDFLL #2) - San Bernardino International Airport Parking Lot | 9 | CA | San Bernardino | Superfund | San Bernardino International Airport Authority | Private | 2221.41 | Air Force Base | Solar PV | - |  | Unknown | 2011 | Onsite Use - General | Yes | -
Gish Apartments | 9 | CA | San Jose | Brownfields | First Community Housing | Non-profit |  | Gas Station | Solar PV | - |  | Unknown | Unknown | Rooftop | - | -
Tajiguas Landfill Solar | 9 | CA | Santa Barbara | Landfill | Unknown | Unknown |  | Landfill | Solar PV | - |  | Unknown | Unknown | Unknown | - | Yes
National Semiconductor Corp. | 9 | CA | Sunnyvale | Superfund | Applied Materials | Private | 60 | Manufacturing | Solar PV | 0.4823 | 1.3 | Unknown | 2008 | Rooftop | - | -
West Riverside Landfill (SF1) | 9 | CA | West Riverside | Landfill | County of Riverside | Municipal | 80 | MSW Landfill | Solar PV | 3.94 | 15 | Stronghold Engineering, Inc. | 2020 | Wholesale Electricity | - | Yes
Goodfellow Bros. Solar Rooftop | 9 | HI | Kapolei | RCRA | Goodfellow Bros. | Private | 2.6 | Wood Treatment Facility | Solar PV | 0.06 | 0.07 | Hi-Powering Solar, LLC | 2019 | Rooftop | - | -
Kapolei Sustainable Energy Park | 9 | HI | Kapolei | RCRA | James Campbell Company LLC | Private | 12 | Former Industrial Disposal Site | Solar PV | 1.2 | 4 | Forest City Hawaii | 2011 | Wholesale Electricity | - | Yes
Joint Base Pearl Harbor-Hickam West Loch Annex | 9 | HI | Pearl Harbor | Superfund | U.S. Navy | Federal | 9400 | Naval Station | Solar PV | 42 | 131 | Ameresco | 2024 | Wholesale Electricity | Yes | -
Nellis AFB Solar Array II Generating Station | 9 | NV | Las Vegas | RCRA | U.S. Department of Defense | Federal | 14000 | Landfill | Solar PV | 15 | 102 | SunPower Corp | 2016 | Onsite Use - General | Yes | Yes
Nellis AFB Solar Facility Site I | 9 | NV | Las Vegas | RCRA | U.S. Air Force | Federal | 14000 | Landfill/Landfill Buffer | Solar PV | 13.2 | 140 | MMA Renewable Ventures LLC | 2007 | Onsite Use - General | Yes | Yes
Reid Gardner Power Station | 9 | NV | Moaba | State Brownfields | NV Energy | Private |  | Coal Power Plant | Battery | 220 |  | Energy Vault | 2024 | Battery Storage | - | -
Columbia Ridge Landfill | 10 | OR | Arlington | Landfill Buffer | Waste Management | Private | 12000 | MSW and Industrial Landfill (active) | Wind | 100 |  | PacifiCorp | 2004 | Wholesale Electricity | - | Yes
Columbia Ridge Landfill Phase II | 10 | OR | Arlington | Landfill Buffer | Waste Management | Private | 12000 | MSW and Industrial Landfill (active) | Wind | 50 |  | Unknown | Unknown | Wholesale Electricity | - | Yes
Northwest Pipe & Casing/Hall Process Company | 10 | OR | Clackamas | Superfund | Clackamas County Development Agency | Municipal | 53 | Pipe Manufacturing | Solar PV | 0.0308 |  | Unknown | 2011 | Onsite Use - General | - | -
Corvallis Municipal Airport | 10 | OR | Corvallis | Superfund | City of Corvallis | Municipal | 1.5 | Chrome-plating Facility | Solar PV | 0.1 | 1.8 | Pacific Power | 2017 | Wholesale Electricity | - | -
SeQuential Biodiesel Solar | 10 | OR | Eugene | Brownfields | SeQuential | Private | 0.6 | Gas Station | Solar PV | 0.0336 |  | Energy Design | 2006 | Rooftop | - | -
Vashon Recycling and Transfer Station Solar Project | 10 | WA | Vashon | Landfill | King County | Municipal |  | Landfill | Solar PV | 0.149 |  | Western Solar | 2022 | Onsite Use - General | - | Yes
Industri-plex Solar | #N/A | MA | Woburn | Superfund | Private | Private | 245 | Commercial/Industrial | Solar PV | 4 |  | Standard Solar, Inc. | 2023 | Wholesale Electricity | - | -
Beltsville Agricultural Research Center (USDA) | #N/A | MD | Beltsville | Superfund | USDA | Federal | 6448.4156 | USDA Research | Solar PV | - |  | Unknown | 2023 | Unknown | Yes | -