El Dorado AR | 67517_G_63154 | 67517 | G | 63154 |  | Solar PV |  | MIS_AR | Arkansas | 5 | Union | 139 | 05139 | 1.8 | 0 | 2024 | 9999 |  |  | N | Solar | [13 empty] | 0 | 0 | 0 | 0 | [11 empty] | Entegrity Solar El Dorado SD, LLC | 100 | Entegrity Solar El Dorado SD, LLC | 100 | Non-regulated
Fayetteville Public Schools (Ozarks) | 67518_G_63583 | 67518 | G | 63583 |  | Solar PV |  | SPP_WEST | Arkansas | 5 | Washington | 143 | 05143 | 1 | 0 | 2023 | 9999 |  |  | N | Solar | [13 empty] | 0 | 0 | 0 | 0 | [11 empty] | Nabholz Solar FPS Ozarks, LLC | 100 | Nabholz Solar FPS Ozarks, LLC | 100 | Non-regulated
Fayetteville Public Schools (SWEPCO) | 67519_G_63617 | 67519 | G | 63617 |  | Solar PV |  | SPP_WEST | Arkansas | 5 | Logan | 83 | 05083 | 4 | 0 | 2023 | 9999 |  |  | N | Solar | [13 empty] | 0 | 0 | 0 | 0 | [11 empty] | Nabholz Solar FPS, LLC | 100 | Nabholz Solar FPS, LLC | 100 | Non-regulated
LRWRA | 67520_G_63617 | 67520 | G | 63617 |  | Solar PV |  | SPP_WEST | Arkansas | 5 | Logan | 83 | 05083 | 4 | 0 | 2023 | 9999 |  |  | N | Solar | [13 empty] | 0 | 0 | 0 | 0 | [11 empty] | Entegrity Solar LRWRA, LLC | 100 | Entegrity Solar LRWRA, LLC | 100 | Non-regulated
Rivercrest SD | 67521_G_60336 | 67521 | G | 60336 |  | Solar PV |  | MIS_AR | Arkansas | 5 | Mississippi | 93 | 05093 | 1 | 0 | 2022 | 9999 |  |  | N | Solar | [13 empty] | 0 | 0 | 0 | 0 | [11 empty] | Entegrity Solar Rivercrest SD, LLC | 100 | Entegrity Solar Rivercrest SD, LLC | 100 | Non-regulated
Searcy Water I | 67522_G_69620 | 67522 | G | 69620 |  | Solar PV |  | MIS_AR | Arkansas | 5 | White | 145 | 05145 | 1 | 0 | 2021 | 9999 |  |  | N | Solar | [13 empty] | 0 | 0 | 0 | 0 | [11 empty] | Entegrity Solar SWU, LLC | 100 | Entegrity Solar SWU, LLC | 100 | Non-regulated
Searcy Water II | 67523_G_52418 | 67523 | G | 52418 |  | Solar PV |  | MIS_AR | Arkansas | 5 | White | 145 | 05145 | 2.8 | 0 | 2021 | 9999 |  |  | N | Solar | [13 empty] | 0 | 0 | 0 | 0 | [11 empty] | Entegrity Solar SWU 2, LLC | 100 | Entegrity Solar SWU 2, LLC | 100 | Non-regulated
Southside SD | 67524_G_60334 | 67524 | G | 60334 |  | Solar PV |  | MIS_AR | Arkansas | 5 | Pulaski | 119 | 05119 | 1 | 0 | 2023 | 9999 |  |  | N | Solar | [13 empty] | 0 | 0 | 0 | 0 | [11 empty] | Entegrity Solar Southside SD, LLC | 100 | Entegrity Solar Southside SD, LLC | 100 | Non-regulated
UADA | 67526_G_62293 | 67526 | G | 62293 |  | Solar PV |  | SPP_WEST | Arkansas | 5 | Howard | 61 | 05061 | 2.8 | 0 | 2023 | 9999 |  |  | N | Solar | [13 empty] | 0 | 0 | 0 | 0 | [11 empty] | Entegrity Solar UA AG, LLC | 100 | Entegrity Solar UA AG, LLC | 100 | Non-regulated
White River Medical Center | 67527_G_63613 | 67527 | G | 63613 |  | Solar PV |  | MIS_AR | Arkansas | 5 | Jackson | 67 | 05067 | 2.9 | 0 | 2023 | 9999 |  |  | N | Solar | [13 empty] | 0 | 0 | 0 | 0 | [11 empty] | Entegrity Solar WRMC, LLC | 100 | Entegrity Solar WRMC, LLC | 100 | Non-regulated
Augusta CSG, LLC | 67529_G_AUGUS | 67529 | G | AUGUS |  | Solar PV |  | PJM_Dom | Virginia | 51 | Augusta | 15 | 51015 | 2.9 | 0 | 2024 | 9999 |  |  | N | Solar | [13 empty] | 0 | 0 | 0 | 0 | [11 empty] | Dimension Energy LLC | 100 | Dimension Energy LLC | 100 | Non-regulated
Waynesboro Bridge Solar, LLC Community S | 67530_G_WAYNE | 67530 | G | WAYNE |  | Solar PV |  | PJM_Dom | Virginia | 51 | Augusta | 15 | 51015 | 5 | 0 | 2024 | 9999 |  |  | N | Solar | [13 empty] | 0 | 0 | 0 | 0 | [11 empty] | Dimension Energy LLC | 100 | Dimension Energy LLC | 100 | Non-regulated
Suffolk CSG, LLC | 67531_G_SUFFO | 67531 | G | SUFFO |  | Solar PV |  | PJM_Dom | Virginia | 51 | Suffolk City | 800 | 51800 | 3.8 | 0 | 2024 | 9999 |  |  | N | Solar | [13 empty] | 0 | 0 | 0 | 0 | [11 empty] | Dimension Energy LLC | 100 | Dimension Energy LLC | 100 | Non-regulated
Fairfield Lee Solar, LLC Community Solar | 67532_G_FAIRF | 67532 | G | FAIRF |  | Solar PV |  | PJM_Dom | Virginia | 51 | Rockbridge | 163 | 51163 | 5 | 0 | 2024 | 9999 |  |  | N | Solar | [13 empty] | 0 | 0 | 0 | 0 | [11 empty] | Dimension Energy LLC | 100 | Dimension Energy LLC | 100 | Non-regulated
RB Inyokern Solar WDAT 1203 (CSG) | 67533_G_INYO1 | 67533 | G | INYO1 |  | Solar PV |  | WECC_SCE | California | 6 | Kern | 29 | 06029 | 19.9 | 0 | 2024 | 9999 |  |  | N | Solar | [13 empty] | 0 | 0 | 0 | 0 | [11 empty] | Dimension Energy LLC | 100 | Dimension Energy LLC | 100 | Non-regulated
RB Inyokern Solar WDAT 1281 (CSG) | 67534_G_INYO2 | 67534 | G | INYO2 |  | Solar PV |  | WECC_SCE | California | 6 | Kern | 29 | 06029 | 11.9 | 0 | 2024 | 9999 |  |  | N | Solar | [13 empty] | 0 | 0 | 0 | 0 | [11 empty] | Dimension Energy LLC | 100 | Dimension Energy LLC | 100 | Non-regulated
Creston Solar (50 MW) | 67536_G_PV1 | 67536 | G | PV1 |  | Solar PV |  | MIS_IA | Iowa | 19 | Union | 175 | 19175 | 50 | 0 | 2024 | 9999 |  |  | N | Solar | [13 empty] | 0 | 0 | 0 | 0 | [11 empty] | Interstate Power and Light Co | 100 | Interstate Power and Light Co | 100 | Regulated
Pleasant Creek Unit 2 | 67537_G_PV1 | 67537 | G | PV1 |  | Solar PV |  | MIS_IA | Iowa | 19 | Linn | 113 | 19113 | 150 | 0 | 2024 | 9999 |  |  | N | Solar | [13 empty] | 0 | 0 | 0 | 0 | [11 empty] | Interstate Power and Light Co | 100 | Interstate Power and Light Co | 100 | Regulated
Wever Solar (150MW) | 67538_G_PV1 | 67538 | G | PV1 |  | Solar PV |  | MIS_MO | Iowa | 19 | Lee | 111 | 19111 | 150 | 0 | 2024 | 9999 |  |  | N | Solar | [13 empty] | 0 | 0 | 0 | 0 | [11 empty] | Interstate Power and Light Co | 100 | Interstate Power and Light Co | 100 | Regulated
Marshall Solar Plus LLC | 67545_G_MARSL | 67545 | G | MARSL |  | Solar PV |  | MIS_MNWI | Minnesota | 27 | Lyon | 83 | 27083 | 10 | 0 | 2024 | 9999 |  |  | N | Solar | [13 empty] | 0 | 0 | 0 | 0 | [11 empty] | Western Minnesota Mun Pwr Agny | 100 | Western Minnesota Mun Pwr Agny | 100 | Regulated
Marshall Solar Plus LLC | 67545_G_MARST | 67545 | G | MARST |  | Energy Storage |  | MIS_MNWI | Minnesota | 27 | Lyon | 83 | 27083 | 5 | 0 | 2024 | 9999 |  |  | N | Energy Storage | [13 empty] | 0 | 0 | 0 | 0 | [11 empty] | Western Minnesota Mun Pwr Agny | 100 | Western Minnesota Mun Pwr Agny | 100 | Regulated
USS Rosewood Solar LLC (CSG) | 67547_G_USRSW | 67547 | G | USRSW |  | Solar PV |  | MIS_MNWI | Minnesota | 27 | Chippewa | 23 | 27023 | 1 | 0 | 2024 | 9999 |  |  | N | Solar | [13 empty] | 0 | 0 | 0 | 0 | [11 empty] | United States Solar Corporation | 100 | United States Solar Corporation | 100 | Non-regulated
USS Slayton Solar LLC (CSG) | 67548_G_USSLY | 67548 | G | USSLY |  | Solar PV |  | MIS_MNWI | Minnesota | 27 | Murray | 101 | 27101 | 1 | 0 | 2024 | 9999 |  |  | N | Solar | [13 empty] | 0 | 0 | 0 | 0 | [11 empty] | United States Solar Corporation | 100 | United States Solar Corporation | 100 | Non-regulated
State Route 5 | 67550_G_SR5 | 67550 | G | SR5 |  | Solar PV |  | NY_Z_C&E | New York | 36 | Oneida | 65 | 36065 | 4.4 | 0 | 2023 | 9999 |  |  | N | Solar | [13 empty] | 0 | 0 | 0 | 0 | [11 empty] | AETS OpCo Holdings LLC | 100 | AETS OpCo Holdings LLC | 100 | Non-regulated
Cedarville (IL) | 67554_G_11069 | 67554 | G | 11069 |  | Solar PV |  | PJM_COMD | Illinois | 17 | Stephenson | 177 | 17177 | 2 | 0 | 2024 | 9999 |  |  | N | Solar | [13 empty] | 0 | 0 | 0 | 0 | [11 empty] | Generate Community Solar VII, LLC | 100 | Generate Community Solar VII, LLC | 100 | Non-regulated
Sicklerville Landfill | 67557_G_SKLDF | 67557 | G | SKLDF |  | Solar PV |  | PJM_EMAC | New Jersey | 34 | Gloucester | 15 | 34015 | 2.3 | 0 | 2025 | 9999 |  |  | N | Solar | [13 empty] | 0 | 0 | 0 | 0 | [11 empty] | NJR Clean Energy Ventures Corporation | 100 | NJR Clean Energy Ventures Corporation | 100 | Non-regulated
Bourbonnais | 67569_G_PV1 | 67569 | G | PV1 |  | Solar PV |  | PJM_COMD | Illinois | 17 | Kankakee | 91 | 17091 | 1.7 | 0 | 2024 | 9999 |  |  | N | Solar | [13 empty] | 0 | 0 | 0 | 0 | [11 empty] | Solar DG IL 5, LLC | 100 | Solar DG IL 5, LLC | 100 | Non-regulated
NY Newark St Rt 31 - Environomics S1 | 67571_G_20880 | 67571 | G | 20880 |  | Solar PV |  | NY_Z_C&E | New York | 36 | Ontario | 69 | 36069 | 5 | 0 | 2024 | 9999 |  |  | N | Solar | [13 empty] | 0 | 0 | 0 | 0 | [11 empty] | Catalyze Newark Solar Farm 1 Microgrid, LLC | 100 | Catalyze Newark Solar Farm 1 Microgrid, LLC | 100 | Non-regulated
AstraZeneca Newark Solar | 67572_G_PV-A | 67572 | G | PV-A |  | Solar PV |  | PJM_EMAC | Delaware | 10 | New Castle | 3 | 10003 | 1.6 | 0 | 2024 | 9999 |  |  | N | Solar | [13 empty] | 0 | 0 | 0 | 0 | [11 empty] | AstraZeneca Pharmaceuticals | 100 | AstraZeneca Pharmaceuticals | 100 | Non-regulated
AstraZeneca Newark Solar | 67572_G_PV-B | 67572 | G | PV-B |  | Solar PV |  | PJM_EMAC | Delaware | 10 | New Castle | 3 | 10003 | 1.6 | 0 | 2024 | 9999 |  |  | N | Solar | [13 empty] | 0 | 0 | 0 | 0 | [11 empty] | AstraZeneca Pharmaceuticals | 100 | AstraZeneca Pharmaceuticals | 100 | Non-regulated
Sunnyside 2 Solar | 67574_G_SS2 | 67574 | G | SS2 |  | Solar PV |  | NY_Z_F | New York | 36 | Schenectady | 93 | 36093 | 5 | 0 | 2023 | 9999 |  |  | N | Solar | [13 empty] | 0 | 0 | 0 | 0 | [11 empty] | Solar DG NY Sunnyside 2, LLC | 100 | Solar DG NY Sunnyside 2, LLC | 100 | Non-regulated
Monument Valley | 67577_G_MON22 | 67577 | G | MON22 |  | Solar PV |  | NENGREST | Massachusetts | 25 | Berkshire | 3 | 25003 | 2 | 0 | 2022 | 9999 |  |  | N | Solar | [13 empty] | 0 | 0 | 0 | 0 | [11 empty] | LSE Lepus LLC | 100 | LSE Lepus LLC | 100 | Non-regulated
Monument Valley | 67577_G_MONBA | 67577 | G | MONBA |  | Energy Storage |  | NENGREST | Massachusetts | 25 | Berkshire | 3 | 25003 | 1 | 0 | 2022 | 9999 |  |  | N | Energy Storage | [13 empty] | 0 | 0 | 0 | 0 | [11 empty] | LSE Lepus LLC | 100 | LSE Lepus LLC | 100 | Non-regulated
Sandwich | 67578_G_SWABA | 67578 | G | SWABA |  | Energy Storage |  | NENGREST | Massachusetts | 25 | Barnstable | 1 | 25001 | 2 | 0 | 2023 | 9999 |  |  | N | Energy Storage | [13 empty] | 0 | 0 | 0 | 0 | [11 empty] | LSE Ophiuchus LLC | 100 | LSE Ophiuchus LLC | 100 | Non-regulated
Sandwich | 67578_G_SWI23 | 67578 | G | SWI23 |  | Solar PV |  | NENGREST | Massachusetts | 25 | Barnstable | 1 | 25001 | 2 | 0 | 2023 | 9999 |  |  | N | Solar | [13 empty] | 0 | 0 | 0 | 0 | [11 empty] | LSE Ophiuchus LLC | 100 | LSE Ophiuchus LLC | 100 | Non-regulated
AES ES Alamitos 2 LLC | 67579_G_ALMT2 | 67579 | G | ALMT2 |  | Energy Storage |  | WEC_LADW | California | 6 | Los Angeles | 37 | 06037 | 82 | 0 | 2024 | 9999 |  |  | N | Energy Storage | [13 empty] | 0 | 0 | 0 | 0 | [11 empty] | AES Clean Energy | 100 | AES Clean Energy | 100 | Non-regulated
Markum Solar Farm | 67580_G_MKM | 67580 | G | MKM |  | Solar PV |  | ERC_REST | Texas | 48 | Bosque | 35 | 48035 | 161 | 0 | 2024 | 9999 |  |  | N | Solar | [13 empty] | 0 | 0 | 0 | 0 | [11 empty] | Markum Solar Farm, LLC | 100 | Markum Solar Farm, LLC | 100 | Non-regulated
Collins (NY) (CSG) | 67582_G_COLLI | 67582 | G | COLLI |  | Solar PV |  | NY_Z_C&E | New York | 36 | Oneida | 65 | 36065 | 5 | 0 | 2024 | 9999 |  |  | N | Solar | [13 empty] | 0 | 0 | 0 | 0 | [11 empty] | Azimuth 180 Solar Electric, LLC | 100 | Azimuth 180 Solar Electric, LLC | 100 | Non-regulated
Ny Frankfort Bleecker St - Frankfort -NG | 67585_G_21015 | 67585 | G | 21015 |  | Solar PV |  | NY_Z_C&E | New York | 36 | Herkimer | 43 | 36043 | 4 | 0 | 2024 | 9999 |  |  | N | Solar | [13 empty] | 0 | 0 | 0 | 0 | [11 empty] | Frankfort Solar Farm LLC | 100 | Frankfort Solar Farm LLC | 100 | Non-regulated
NY Newark ST RT 31 - Environomics S2 | 67586_G_20654 | 67586 | G | 20654 |  | Solar PV |  | NY_Z_C&E | New York | 36 | Ontario | 69 | 36069 | 4 | 0 | 2024 | 9999 |  |  | N | Solar | [13 empty] | 0 | 0 | 0 | 0 | [11 empty] | Catalyze Newark Solar Farm 2 Microgrid, LLC | 100 | Catalyze Newark Solar Farm 2 Microgrid, LLC | 100 | Non-regulated
SV CSG AFTON I | 67587_G_SVA | 67587 | G | SVA |  | Solar PV |  | MIS_MNWI | Minnesota | 27 | Washington | 163 | 27163 | 1 | 0 | 2024 | 9999 |  |  | N | Solar | [13 empty] | 0 | 0 | 0 | 0 | [11 empty] | SV CSG Afton I, LLC | 100 | SV CSG Afton I, LLC | 100 | Non-regulated
DSI Don Solar | 67588_G_DSID | 67588 | G | DSID |  | Solar PV |  | MIS_MNWI | Minnesota | 27 | Renville | 129 | 27129 | 1 | 0 | 2024 | 9999 |  |  | N | Solar | [13 empty] | 0 | 0 | 0 | 0 | [11 empty] | DSI Don Solar LLC | 100 | DSI Don Solar LLC | 100 | Non-regulated
NSF Aurelius Site 1 LLC | 67592_G_PV1 | 67592 | G | PV1 |  | Solar PV |  | NY_Z_C&E | New York | 36 | Cayuga | 11 | 36011 | 5 | 0 | 2024 | 9999 |  |  | N | Solar | [13 empty] | 0 | 0 | 0 | 0 | [11 empty] | NSF Energy One LLC | 100 | NSF Energy One LLC | 100 | Non-regulated
NSF Aurelius Site 2, LLC | 67593_G_PV1 | 67593 | G | PV1 |  | Solar PV |  | NY_Z_C&E | New York | 36 | Cayuga | 11 | 36011 | 5 | 0 | 2024 | 9999 |  |  | N | Solar | [13 empty] | 0 | 0 | 0 | 0 | [11 empty] | NSF Energy One LLC | 100 | NSF Energy One LLC | 100 | Non-regulated
NSF Aurelius Site 3 LLC | 67594_G_PV1 | 67594 | G | PV1 |  | Solar PV |  | NY_Z_C&E | New York | 36 | Cayuga | 11 | 36011 | 5 | 0 | 2024 | 9999 |  |  | N | Solar | [13 empty] | 0 | 0 | 0 | 0 | [11 empty] | NSF Energy One LLC | 100 | NSF Energy One LLC | 100 | Non-regulated
NSF Aurelius Site 4 LLC | 67595_G_PV1 | 67595 | G | PV1 |  | Solar PV |  | NY_Z_C&E | New York | 36 | Cayuga | 11 | 36011 | 4.9 | 0 | 2024 | 9999 |  |  | N | Solar | [13 empty] | 0 | 0 | 0 | 0 | [11 empty] | NSF Energy One LLC | 100 | NSF Energy One LLC | 100 | Non-regulated
Adams PV Plant | 67596_G_AD329 | 67596 | G | AD329 |  | Solar PV |  | MIS_WUMS | Wisconsin | 55 | Adams | 1 | 55001 | 7.1 | 0 | 2023 | 9999 |  |  | N | Solar | [13 empty] | 0 | 0 | 0 | 0 | [11 empty] | Adams PV Plant (WI) | 100 | Adams PV Plant (WI) | 100 | Non-regulated
Portage Solar Plant | 67597_G_PG329 | 67597 | G | PG329 |  | Solar PV |  | MIS_WUMS | Wisconsin | 55 | Columbia | 21 | 55021 | 10 | 0 | 2023 | 9999 |  |  | N | Solar | [13 empty] | 0 | 0 | 0 | 0 | [11 empty] | Portage Solar Plant | 100 | Portage Solar Plant | 100 | Non-regulated
NY ALTONA MAYOTT - Environomics P1 | 67599_G_20641 | 67599 | G | 20641 |  | Solar PV |  | NY_Z_D | New York | 36 | Clinton | 19 | 36019 | 5 | 0 | 2024 | 9999 |  |  | N | Solar | [13 empty] | 0 | 0 | 0 | 0 | [11 empty] | Catalyze Pombrio Solar Farm 1 Microgrid, LLC | 100 | Catalyze Pombrio Solar Farm 1 Microgrid, LLC | 100 | Non-regulated
NY ALTONA MAYOTT - Environomics P2 | 67600_G_20641 | 67600 | G | 20641 |  | Solar PV |  | NY_Z_D | New York | 36 | Clinton | 19 | 36019 | 5 | 0 | 2024 | 9999 |  |  | N | Solar | [13 empty] | 0 | 0 | 0 | 0 | [11 empty] | Catalyze Pombrio Solar Farm 2 Microgrid, LLC | 100 | Catalyze Pombrio Solar Farm 2 Microgrid, LLC | 100 | Non-regulated
Diversion Wind Energy LLC | 67601_G_DIV01 | 67601 | G | DIV01 |  | Onshore Wind |  | ERC_WEST | Texas | 48 | Baylor | 23 | 48023 | 98.6 | 0 | 2024 | 9999 |  |  | N | Wind | [13 empty] | 0 | 0 | 0 | 0 | [11 empty] | Southwestern Electric Power Co | 100 | Southwestern Electric Power Co | 100 | Non-regulated
Diversion Wind Energy LLC | 67601_G_DIV02 | 67601 | G | DIV02 |  | Onshore Wind |  | ERC_WEST | Texas | 48 | Baylor | 23 | 48023 | 102 | 0 | 2024 | 9999 |  |  | N | Wind | [13 empty] | 0 | 0 | 0 | 0 | [11 empty] | Southwestern Electric Power Co | 100 | Southwestern Electric Power Co | 100 | Non-regulated
Zonneveld Oak Grove | 67602_G_17444 | 67602 | G | 17444 |  | Solar PV |  | WEC_CALN | California | 6 | Fresno | 19 | 06019 | 1.5 | 0 | 2024 | 9999 |  |  | N | Solar | [13 empty] | 0 | 0 | 0 | 0 | [11 empty] | Zonneveld Dairies INC | 100 | Zonneveld Dairies INC | 100 | Non-regulated
River Ranch Dairy | 67603_G_18821 | 67603 | G | 18821 |  | Solar PV |  | WEC_CALN | California | 6 | Kings | 31 | 06031 | 4 | 0 | 2024 | 9999 |  |  | N | Solar | [13 empty] | 0 | 0 | 0 | 0 | [11 empty] | River Ranch Farms LLC | 100 | River Ranch Farms LLC | 100 | Non-regulated
NSF Torrey Site 3 | 67604_G_TRY03 | 67604 | G | TRY03 |  | Solar PV |  | NY_Z_C&E | New York | 36 | Yates | 123 | 36123 | 5 | 0 | 2023 | 9999 |  |  | N | Solar | [13 empty] | 0 | 0 | 0 | 0 | [11 empty] | NSF Torrey Site 3, LLC | 100 | NSF Torrey Site 3, LLC | 100 | Non-regulated
NSF Torrey Site 2 | 67605_G_TRY02 | 67605 | G | TRY02 |  | Solar PV |  | NY_Z_C&E | New York | 36 | Yates | 123 | 36123 | 5 | 0 | 2023 | 9999 |  |  | N | Solar | [13 empty] | 0 | 0 | 0 | 0 | [11 empty] | NSF Torrey Site 2, LLC | 100 | NSF Torrey Site 2, LLC | 100 | Non-regulated
NSF Torrey Site 1 | 67606_G_TRY01 | 67606 | G | TRY01 |  | Solar PV |  | NY_Z_C&E | New York | 36 | Yates | 123 | 36123 | 4.6 | 0 | 2023 | 9999 |  |  | N | Solar | [13 empty] | 0 | 0 | 0 | 0 | [11 empty] | NSF Torrey Site 1, LLC | 100 | NSF Torrey Site 1, LLC | 100 | Non-regulated
NY PAVILION 6464 SHEPARD RD - Genesee 4 | 67610_G_21602 | 67610 | G | 21602 |  | Solar PV |  | NY_Z_B | New York | 36 | Genesee | 37 | 36037 | 4.3 | 0 | 2025 | 9999 |  |  | N | Solar | [13 empty] | 0 | 0 | 0 | 0 | [11 empty] | NY CDG Genesee 4 LLC | 100 | NY CDG Genesee 4 LLC | 100 | Non-regulated
Glen Mary 1 | 67611_G_10993 | 67611 | G | 10993 |  | Solar PV |  | NY_Z_C&E | New York | 36 | Tioga | 107 | 36107 | 4.9 | 0 | 2021 | 9999 |  |  | N | Solar | [13 empty] | 0 | 0 | 0 | 0 | [11 empty] | Generate NY Community Solar IV | 100 | Generate NY Community Solar IV | 100 | Non-regulated
Glen Mary 2 | 67612_G_10994 | 67612 | G | 10994 |  | Solar PV |  | NY_Z_C&E | New York | 36 | Tioga | 107 | 36107 | 2.2 | 0 | 2021 | 9999 |  |  | N | Solar | [13 empty] | 0 | 0 | 0 | 0 | [11 empty] | Generate C&I Warehouse, LLC | 100 | Generate C&I Warehouse, LLC | 100 | Non-regulated
Barone | 67613_G_11034 | 67613 | G | 11034 |  | Solar PV |  | NY_Z_G-I | New York | 36 | Sullivan | 105 | 36105 | 3 | 0 | 2024 | 9999 |  |  | N | Solar | [13 empty] | 0 | 0 | 0 | 0 | [11 empty] | Generate NY Community Solar VI | 100 | Generate NY Community Solar VI | 100 | Non-regulated
Dakota Solar 1, LLC | 67614_G_11113 | 67614 | G | 11113 |  | Solar PV |  | PJM_COMD | Illinois | 17 | Stephenson | 177 | 17177 | 2 | 0 | 2024 | 9999 |  |  | N | Solar | [13 empty] | 0 | 0 | 0 | 0 | [11 empty] | Generate C&I Warehouse, LLC | 100 | Generate C&I Warehouse, LLC | 100 | Non-regulated
Krumkill Road Solar North, LLC | 67615_G_11086 | 67615 | G | 11086 |  | Solar PV |  | NY_Z_F | New York | 36 | Albany | 1 | 36001 | 5 | 0 | 2024 | 9999 |  |  | N | Solar | [13 empty] | 0 | 0 | 0 | 0 | [11 empty] | Generate Community Solar VII, LLC | 100 | Generate Community Solar VII, LLC | 100 | Non-regulated
Krumkill Road Solar South, LLC | 67616_G_11087 | 67616 | G | 11087 |  | Solar PV |  | NY_Z_F | New York | 36 | Albany | 1 | 36001 | 3.8 | 0 | 2024 | 9999 |  |  | N | Solar | [13 empty] | 0 | 0 | 0 | 0 | [11 empty] | Generate Community Solar VII, LLC | 100 | Generate Community Solar VII, LLC | 100 | Non-regulated
Spencer (NY) | 67617_G_11017 | 67617 | G | 11017 |  | Solar PV |  | NY_Z_C&E | New York | 36 | Tioga | 107 | 36107 | 4.9 | 0 | 2024 | 9999 |  |  | N | Solar | [13 empty] | 0 | 0 | 0 | 0 | [11 empty] | Generate Community Solar VII, LLC | 100 | Generate Community Solar VII, LLC | 100 | Non-regulated
Eddy | 67618_G_11054 | 67618 | G | 11054 |  | Solar PV |  | NY_Z_B | New York | 36 | Wayne | 117 | 36117 | 2.3 | 0 | 2023 | 9999 |  |  | N | Solar | [13 empty] | 0 | 0 | 0 | 0 | [11 empty] | Generate NY Community Solar VI | 100 | Generate NY Community Solar VI | 100 | Non-regulated
Janiak | 67619_G_10898 | 67619 | G | 10898 |  | Solar PV |  | NY_Z_G-I | New York | 36 | Orange | 71 | 36071 | 2 | 0 | 2023 | 9999 |  |  | N | Solar | [13 empty] | 0 | 0 | 0 | 0 | [11 empty] | Generate NY Community Solar VI | 100 | Generate NY Community Solar VI | 100 | Non-regulated
Ridgeway 1 | 67620_G_11018 | 67620 | G | 11018 |  | Solar PV |  | NY_Z_B | New York | 36 | Monroe | 55 | 36055 | 5 | 0 | 2023 | 9999 |  |  | N | Solar | [13 empty] | 0 | 0 | 0 | 0 | [11 empty] | Generate NY Community Solar VI | 100 | Generate NY Community Solar VI | 100 | Non-regulated
Rivard 2 | 67621_G_11012 | 67621 | G | 11012 |  | Solar PV |  | NY_Z_A | New York | 36 | Chautauqua | 13 | 36013 | 4.6 | 0 | 2023 | 9999 |  |  | N | Solar | [13 empty] | 0 | 0 | 0 | 0 | [11 empty] | Generate NY Community Solar VI | 100 | Generate NY Community Solar VI | 100 | Non-regulated
9521 US 14 SOLAR 1, LLC | 67622_G_11110 | 67622 | G | 11110 |  | Solar PV |  | PJM_COMD | Illinois | 17 | McHenry | 111 | 17111 | 2 | 0 | 2024 | 9999 |  |  | N | Solar | [13 empty] | 0 | 0 | 0 | 0 | [11 empty] | Generate C&I Warehouse, LLC | 100 | Generate C&I Warehouse, LLC | 100 | Non-regulated
Goodenow Road West Solar 1, LLC | 67625_G_11112 | 67625 | G | 11112 |  | Solar PV |  | PJM_COMD | Illinois | 17 | Will | 197 | 17197 | 2 | 0 | 2024 | 9999 |  |  | N | Solar | [13 empty] | 0 | 0 | 0 | 0 | [11 empty] | Generate C&I Warehouse, LLC | 100 | Generate C&I Warehouse, LLC | 100 | Non-regulated
Trenton East | 67626_G_11060 | 67626 | G | 11060 |  | Solar PV |  | MIS_IL | Illinois | 17 | Clinton | 27 | 17027 | 2 | 0 | 2024 | 9999 |  |  | N | Solar | [13 empty] | 0 | 0 | 0 | 0 | [11 empty] | Generate Community Solar VII, LLC | 100 | Generate Community Solar VII, LLC | 100 | Non-regulated
Trenton West | 67627_G_11061 | 67627 | G | 11061 |  | Solar PV |  | MIS_IL | Illinois | 17 | Clinton | 27 | 17027 | 2 | 0 | 2024 | 9999 |  |  | N | Solar | [13 empty] | 0 | 0 | 0 | 0 | [11 empty] | Generate Community Solar VII, LLC | 100 | Generate Community Solar VII, LLC | 100 | Non-regulated
Trinity Freeport | 67628_G_11057 | 67628 | G | 11057 |  | Solar PV |  | PJM_COMD | Illinois | 17 | Stephenson | 177 | 17177 | 2 | 0 | 2024 | 9999 |  |  | N | Solar | [13 empty] | 0 | 0 | 0 | 0 | [11 empty] | Generate Community Solar VII, LLC | 100 | Generate Community Solar VII, LLC | 100 | Non-regulated
Cottage Grove North Solar 1, LLC | 67629_G_11114 | 67629 | G | 11114 |  | Solar PV |  | PJM_COMD | Illinois | 17 | Will | 197 | 17197 | 2 | 0 | 2024 | 9999 |  |  | N | Solar | [13 empty] | 0 | 0 | 0 | 0 | [11 empty] | Generate C&I Warehouse, LLC | 100 | Generate C&I Warehouse, LLC | 100 | Non-regulated
Cottage Grove South Solar 1, LLC | 67630_G_11115 | 67630 | G | 11115 |  | Solar PV |  | PJM_COMD | Illinois | 17 | Will | 197 | 17197 | 2 | 0 | 2024 | 9999 |  |  | N | Solar | [13 empty] | 0 | 0 | 0 | 0 | [11 empty] | Generate C&I Warehouse, LLC | 100 | Generate C&I Warehouse, LLC | 100 | Non-regulated
County Route 11B | 67631_G_10983 | 67631 | G | 10983 |  | Solar PV |  | NY_Z_D | New York | 36 | Clinton | 19 | 36019 | 4.9 | 0 | 2024 | 9999 |  |  | N | Solar | [13 empty] | 0 | 0 | 0 | 0 | [11 empty] | Generate C&I Warehouse, LLC | 100 | Generate C&I Warehouse, LLC | 100 | Non-regulated
Acer | 67632_G_ACER | 67632 | G | ACER |  | Solar PV |  | NY_Z_D | New York | 36 | St Lawrence | 89 | 36089 | 4.3 | 0 | 2024 | 9999 |  |  | N | Solar | [13 empty] | 0 | 0 | 0 | 0 | [11 empty] | Cypress Creek Renewables | 100 | Cypress Creek Renewables | 100 | Non-regulated
Breezewood | 67633_G_BREEZ | 67633 | G | BREEZ |  | Solar PV |  | PJM_COMD | Illinois | 17 | McLean | 113 | 17113 | 2 | 0 | 2024 | 9999 |  |  | N | Solar | [13 empty] | 0 | 0 | 0 | 0 | [11 empty] | Cypress Creek Renewables | 100 | Cypress Creek Renewables | 100 | Non-regulated
Buck Run | 67634_G_BUCKR | 67634 | G | BUCKR |  | Solar PV |  | NY_Z_B | New York | 36 | Monroe | 55 | 36055 | 5 | 0 | 2024 | 9999 |  |  | N | Solar | [13 empty] | 0 | 0 | 0 | 0 | [11 empty] | Cypress Creek Renewables | 100 | Cypress Creek Renewables | 100 | Non-regulated
Dakota | 67635_G_DAKOT | 67635 | G | DAKOT |  | Solar PV |  | PJM_COMD | Illinois | 17 | Stephenson | 177 | 17177 | 5 | 0 | 2024 | 9999 |  |  | N | Solar | [13 empty] | 0 | 0 | 0 | 0 | [11 empty] | Cypress Creek Renewables | 100 | Cypress Creek Renewables | 100 | Non-regulated
Galt | 67636_G_GALT | 67636 | G | GALT |  | Solar PV |  | PJM_COMD | Illinois | 17 | Whiteside | 195 | 17195 | 5 | 0 | 2024 | 9999 |  |  | N | Solar | [13 empty] | 0 | 0 | 0 | 0 | [11 empty] | Cypress Creek Renewables | 100 | Cypress Creek Renewables | 100 | Non-regulated
Grass River | 67638_G_GRASS | 67638 | G | GRASS |  | Solar PV |  | NY_Z_D | New York | 36 | St Lawrence | 89 | 36089 | 4.1 | 0 | 2024 | 9999 |  |  | N | Solar | [13 empty] | 0 | 0 | 0 | 0 | [11 empty] | Cypress Creek Renewables | 100 | Cypress Creek Renewables | 100 | Non-regulated
Meltwater | 67640_G_MELTW | 67640 | G | MELTW |  | Solar PV |  | NY_Z_C&E | New York | 36 | Onondaga | 67 | 36067 | 5 | 0 | 2024 | 9999 |  |  | N | Solar | [13 empty] | 0 | 0 | 0 | 0 | [11 empty] | Cypress Creek Renewables | 100 | Cypress Creek Renewables | 100 | Non-regulated
Niagara (NY) | 67641_G_NIAGA | 67641 | G | NIAGA |  | Solar PV |  | NY_Z_A | New York | 36 | Niagara | 63 | 36063 | 4.2 | 0 | 2024 | 9999 |  |  | N | Solar | [13 empty] | 0 | 0 | 0 | 0 | [11 empty] | Cypress Creek Renewables | 100 | Cypress Creek Renewables | 100 | Non-regulated
Skyline | 67642_G_SKYLN | 67642 | G | SKYLN |  | Solar PV |  | MIS_IL | Illinois | 17 | Christian | 21 | 17021 | 5 | 0 | 2024 | 9999 |  |  | N | Solar | [13 empty] | 0 | 0 | 0 | 0 | [11 empty] | Cypress Creek Renewables | 100 | Cypress Creek Renewables | 100 | Non-regulated
Walldog | 67646_G_WALLD | 67646 | G | WALLD |  | Solar PV |  | PJM_COMD | Illinois | 17 | Livingston | 105 | 17105 | 5 | 0 | 2024 | 9999 |  |  | N | Solar | [13 empty] | 0 | 0 | 0 | 0 | [11 empty] | Cypress Creek Renewables | 100 | Cypress Creek Renewables | 100 | Non-regulated
Rio Vista Solar | 67648_G_30200 | 67648 | G | 30200 |  | Solar PV |  | WEC_CALN | California | 6 | Solano | 95 | 06095 | 2.7 | 0 | 2025 | 9999 |  |  | N | Solar | [13 empty] | 0 | 0 | 0 | 0 | [11 empty] | Rio Vista Executive Boat & RV Storage, LLC | 100 | Rio Vista Executive Boat & RV Storage, LLC | 100 | Non-regulated
MD JESSUP 7950 OCEANO AVE | 67670_G_22337 | 67670 | G | 22337 |  | Solar PV |  | PJM_SMAC | Maryland | 24 | Howard | 27 | 24027 | 1.5 | 0 | 2024 | 9999 |  |  | N | Solar | [13 empty] | 0 | 0 | 0 | 0 | [11 empty] | PFMD LL Jessup LLC | 100 | PFMD LL Jessup LLC | 100 | Non-regulated
Cedar Trail | 67672_G_1 | 67672 | G | 1 |  | Solar PV |  | FRCC | Florida | 12 | Baker | 3 | 12003 | 74.5 | 0 | 2024 | 9999 |  |  | N | Solar | [13 empty] | 0 | 0 | 0 | 0 | [11 empty] | Florida Power & Light Co | 100 | Florida Power & Light Co | 100 | Regulated
Swallowtail | 67673_G_1 | 67673 | G | 1 |  | Solar PV |  | S_SOU | Florida | 12 | Walton | 131 | 12131 | 74.5 | 0 | 2025 | 9999 |  |  | N | Solar | [13 empty] | 0 | 0 | 0 | 0 | [11 empty] | Florida Power & Light Co | 100 | Florida Power & Light Co | 100 | Regulated
Lawrence Solar 1 LLC | 67681_G_LAWS1 | 67681 | G | LAWS1 |  | Solar PV |  | PJM_COMD | Illinois | 17 | McHenry | 111 | 17111 | 2 | 0 | 2024 | 9999 |  |  | N | Solar | [13 empty] | 0 | 0 | 0 | 0 | [11 empty] | SunVest Solar LLC | 100 | SunVest Solar LLC | 100 | Non-regulated
Lawrence Solar 2 LLC | 67682_G_LAWS2 | 67682 | G | LAWS2 |  | Solar PV |  | PJM_COMD | Illinois | 17 | McHenry | 111 | 17111 | 2 | 0 | 2024 | 9999 |  |  | N | Solar | [13 empty] | 0 | 0 | 0 | 0 | [11 empty] | SunVest Solar LLC | 100 | SunVest Solar LLC | 100 | Non-regulated
Schmidt CSG 1 | 67685_G_SHMT2 | 67685 | G | SHMT2 |  | Solar PV |  | MIS_IL | Illinois | 17 | St Clair | 163 | 17163 | 2 | 0 | 2024 | 9999 |  |  | N | Solar | [13 empty] | 0 | 0 | 0 | 0 | [11 empty] | SunVest Solar LLC | 100 | SunVest Solar LLC | 100 | Non-regulated
SV CSG Wagner A LLC | 67688_G_WAGNA | 67688 | G | WAGNA |  | Solar PV |  | MIS_IL | Illinois | 17 | Randolph | 157 | 17157 | 2 | 0 | 2024 | 9999 |  |  | N | Solar | [13 empty] | 0 | 0 | 0 | 0 | [11 empty] | SunVest Solar LLC | 100 | SunVest Solar LLC | 100 | Non-regulated
SV CSG Wagner B LLC | 67689_G_WAGNB | 67689 | G | WAGNB |  | Solar PV |  | MIS_IL | Illinois | 17 | Randolph | 157 | 17157 | 2 | 0 | 2024 | 9999 |  |  | N | Solar | [13 empty] | 0 | 0 | 0 | 0 | [11 empty] | SunVest Solar LLC | 100 | SunVest Solar LLC | 100 | Non-regulated
Oaks Landfill CS 2 | 67690_G_884 | 67690 | G | 884 |  | Solar PV |  | PJM_SMAC | Maryland | 24 | Montgomery | 31 | 24031 | 2 | 0 | 2024 | 9999 |  |  | N | Solar | [13 empty] | 0 | 0 | 0 | 0 | [11 empty] | Greenbacker Renewable Energy Corporation | 100 | Greenbacker Renewable Energy Corporation | 100 | Non-regulated
Tubolino CSG | 67693_G_TUBOL | 67693 | G | TUBOL |  | Solar PV |  | NY_Z_C&E | New York | 36 | Jefferson | 45 | 36045 | 5 | 0 | 2025 | 9999 |  |  | N | Solar | [13 empty] | 0 | 0 | 0 | 0 | [11 empty] | AES Clean Energy | 100 | AES Clean Energy | 100 | Non-regulated
Capon Bridge Solar LLC | 67694_G_CPS01 | 67694 | G | CPS01 |  | Solar PV |  | PJM_AP | West Virginia | 54 | Hampshire | 27 | 54027 | 20 | 0 | 2024 | 9999 |  |  | N | Solar | [13 empty] | 0 | 0 | 0 | 0 | [11 empty] | Capon Bridge Solar LLC | 100 | Capon Bridge Solar LLC | 100 | Non-regulated
Holtville | 67695_G_823 | 67695 | G | 823 |  | Energy Storage |  | WECC_IID | California | 6 | Imperial | 25 | 06025 | 30 | 0 | 2024 | 9999 |  |  | N | Energy Storage | [13 empty] | 0 | 0 | 0 | 0 | [11 empty] | Greenbacker Renewable Energy Corporation | 100 | Greenbacker Renewable Energy Corporation | 100 | Non-regulated
Twin Lakes Solar LLC | 67696_G_TWNLK | 67696 | G | TWNLK |  | Solar PV |  | MIS_INKY | Indiana | 18 | White | 181 | 18181 | 150 | 0 | 2024 | 9999 |  |  | N | Solar | [13 empty] | 0 | 0 | 0 | 0 | [11 empty] | Twin Lakes Solar LLC | 100 | Twin Lakes Solar LLC | 100 | Non-regulated
Coffee Creek BESS | 67698_G_CCRK1 | 67698 | G | CCRK1 |  | Energy Storage |  | WECC_PNW | Oregon | 41 | Washington | 67 | 41067 | 17 | 0 | 2024 | 9999 |  |  | N | Energy Storage | [13 empty] | 0 | 0 | 0 | 0 | [11 empty] | Portland General Electric Co | 100 | Portland General Electric Co | 100 | Regulated
Osage City Solar | 67699_G_OSAGE | 67699 | G | OSAGE |  | Solar PV |  | SPP_N | Kansas | 20 | Osage | 139 | 20139 | 1.8 | 0 | 2024 | 9999 |  |  | N | Solar | [13 empty] | 0 | 0 | 0 | 0 | [11 empty] | Evergy Kansas Central, Inc | 100 | Evergy Kansas Central, Inc | 100 | Regulated
Rock County Customer Hosted Solar | 67704_G_PV1 | 67704 | G | PV1 |  | Solar PV |  | MIS_WUMS | Wisconsin | 55 | Rock | 105 | 55105 | 1.4 | 0 | 2025 | 9999 |  |  | N | Solar | [13 empty] | 0 | 0 | 0 | 0 | [11 empty] | Wisconsin Power & Light Co | 100 | Wisconsin Power & Light Co | 100 | Regulated
Janesville Community Solar | 67705_G_PV1 | 67705 | G | PV1 |  | Solar PV |  | MIS_WUMS | Wisconsin | 55 | Rock | 105 | 55105 | 2.3 | 0 | 2025 | 9999 |  |  | N | Solar | [13 empty] | 0 | 0 | 0 | 0 | [11 empty] | Wisconsin Power & Light Co | 100 | Wisconsin Power & Light Co | 100 | Regulated
Spring Lane | 67706_G_GEN1 | 67706 | G | GEN1 |  | Solar PV |  | PJM_PENE | Pennsylvania | 42 | Westmoreland | 129 | 42129 | 13.8 | 0 | 2024 | 9999 |  |  | N | Solar | [13 empty] | 0 | 0 | 0 | 0 | [11 empty] | AL-Spring Lane LLC | 100 | AL-Spring Lane LLC | 100 | Non-regulated
CUA West Campus - South (CSG) | 67707_G_CUAWS | 67707 | G | CUAWS |  | Solar PV |  | PJM_SMAC | District of Columbia | 11 | District of Columbia | 1 | 11001 | 2.8 | 0 | 2024 | 9999 |  |  | N | Solar | [13 empty] | 0 | 0 | 0 | 0 | [11 empty] | Standard Solar | 100 | Standard Solar | 100 | Non-regulated
EDF Saucon Valley | 67708_G_EDFSV | 67708 | G | EDFSV |  | Solar PV |  | PJM_WMAC | Pennsylvania | 42 | Northampton | 95 | 42095 | 2.6 | 0 | 2024 | 9999 |  |  | N | Solar | [13 empty] | 0 | 0 | 0 | 0 | [11 empty] | Standard Solar | 100 | Standard Solar | 100 | Non-regulated
CUA West Campus - North (CSG) | 67709_G_CUAWN | 67709 | G | CUAWN |  | Solar PV |  | PJM_SMAC | District of Columbia | 11 | District of Columbia | 1 | 11001 | 3 | 0 | 2024 | 9999 |  |  | N | Solar | [13 empty] | 0 | 0 | 0 | 0 | [11 empty] | Standard Solar | 100 | Standard Solar | 100 | Non-regulated
Constable BESS | 67712_G_CSTB1 | 67712 | G | CSTB1 |  | Energy Storage |  | WECC_PNW | Oregon | 41 | Washington | 67 | 41067 | 75 | 0 | 2024 | 9999 |  |  | N | Energy Storage | [13 empty] | 0 | 0 | 0 | 0 | [11 empty] | Portland General Electric Co | 100 | Portland General Electric Co | 100 | Regulated
Whiskey Acres | 67720_G_PV1 | 67720 | G | PV1 |  | Solar PV |  | PJM_COMD | Illinois | 17 | DeKalb | 37 | 17037 | 2 | 0 | 2024 | 9999 |  |  | N | Solar | [13 empty] | 0 | 0 | 0 | 0 | [11 empty] | Solar DG IL 4, LLC | 100 | Solar DG IL 4, LLC | 100 | Non-regulated
Al Pastor Battery Storage Plant | 67721_G_ALPTR | 67721 | G | ALPTR |  | Energy Storage |  | ERC_WEST | Texas | 48 | Dawson | 115 | 48115 | 100.3 | 0 | 2024 | 9999 |  |  | N | Energy Storage | [13 empty] | 0 | 0 | 0 | 0 | [11 empty] | Al Pastor BESS LLC | 100 | Al Pastor BESS LLC | 100 | Non-regulated
WPWP | 67722_G_WPWP | 67722 | G | WPWP |  | Onshore Wind |  | SPP_N | Kansas | 20 | Sumner | 191 | 20191 | 307.2 | 0 | 2025 | 9999 |  |  | N | Wind | [13 empty] | 0 | 0 | 0 | 0 | [11 empty] | Wild Plains Wind Project, LLC | 100 | Wild Plains Wind Project, LLC | 100 | Non-regulated
Antigo-Forrest Street Solar Project | 67724_G_20243 | 67724 | G | 20243 |  | Solar PV |  | MIS_WUMS | Wisconsin | 55 | Langlade | 67 | 55067 | 6 | 0 | 2024 | 9999 |  |  | N | Solar | [13 empty] | 0 | 0 | 0 | 0 | [11 empty] | Wisconsin Public Service Corp | 100 | Wisconsin Public Service Corp | 100 | Regulated
Auburn Solar WI, LLC | 67725_G_20245 | 67725 | G | 20245 |  | Solar PV |  | MIS_WUMS | Wisconsin | 55 | Fond Du Lac | 39 | 55039 | 5 | 0 | 2024 | 9999 |  |  | N | Solar | [13 empty] | 0 | 0 | 0 | 0 | [11 empty] | Wisconsin Electric Power Co | 100 | Wisconsin Electric Power Co | 100 | Regulated
Bonduel Solar WI, LLC | 67726_G_20233 | 67726 | G | 20233 |  | Solar PV |  | MIS_WUMS | Wisconsin | 55 | Shawano | 115 | 55115 | 7.5 | 0 | 2023 | 9999 |  |  | N | Solar | [13 empty] | 0 | 0 | 0 | 0 | [11 empty] | Wisconsin Electric Power Co | 100 | Wisconsin Electric Power Co | 100 | Regulated
Caledonia Solar WI, LLC | 67727_G_20241 | 67727 | G | 20241 |  | Solar PV |  | MIS_WUMS | Wisconsin | 55 | Racine | 101 | 55101 | 6 | 0 | 2025 | 9999 |  |  | N | Solar | [13 empty] | 0 | 0 | 0 | 0 | [11 empty] | Wisconsin Electric Power Co | 100 | Wisconsin Electric Power Co | 100 | Regulated
Hackbarth Solar WI, LLC | 67728_G_20244 | 67728 | G | 20244 |  | Solar PV |  | MIS_WUMS | Wisconsin | 55 | Jefferson | 55 | 55055 | 5 | 0 | 2024 | 9999 |  |  | N | Solar | [13 empty] | 0 | 0 | 0 | 0 | [11 empty] | Wisconsin Electric Power Co | 100 | Wisconsin Electric Power Co | 100 | Regulated
Jackson Solar WI, LLC | 67729_G_20234 | 67729 | G | 20234 |  | Solar PV |  | MIS_WUMS | Wisconsin | 55 | Ozaukee | 89 | 55089 | 7.5 | 0 | 2023 | 9999 |  |  | N | Solar | [13 empty] | 0 | 0 | 0 | 0 | [11 empty] | Wisconsin Electric Power Co | 100 | Wisconsin Electric Power Co | 100 | Regulated
LaFayette Solar WI, LLC | 67730_G_20246 | 67730 | G | 20246 |  | Solar PV |  | MIS_WUMS | Wisconsin | 55 | Walworth | 127 | 55127 | 6 | 0 | 2024 | 9999 |  |  | N | Solar | [13 empty] | 0 | 0 | 0 | 0 | [11 empty] | Wisconsin Electric Power Co | 100 | Wisconsin Electric Power Co | 100 | Regulated
Raymond Solar WI, LLC | 67731_G_20242 | 67731 | G | 20242 |  | Solar PV |  | MIS_WUMS | Wisconsin | 55 | Racine | 101 | 55101 | 6 | 0 | 2025 | 9999 |  |  | N | Solar | [13 empty] | 0 | 0 | 0 | 0 | [11 empty] | Wisconsin Electric Power Co | 100 | Wisconsin Electric Power Co | 100 | Regulated
Silver Lake Solar WI, LLC | 67732_G_20232 | 67732 | G | 20232 |  | Solar PV |  | MIS_WUMS | Wisconsin | 55 | Kenosha | 59 | 55059 | 7.5 | 0 | 2023 | 9999 |  |  | N | Solar | [13 empty] | 0 | 0 | 0 | 0 | [11 empty] | Wisconsin Electric Power Co | 100 | Wisconsin Electric Power Co | 100 | Regulated
Spring Prairie Solar WI, LLC | 67733_G_20231 | 67733 | G | 20231 |  | Solar PV |  | MIS_WUMS | Wisconsin | 55 | Walworth | 127 | 55127 | 7.5 | 0 | 2023 | 9999 |  |  | N | Solar | [13 empty] | 0 | 0 | 0 | 0 | [11 empty] | Wisconsin Electric Power Co | 100 | Wisconsin Electric Power Co | 100 | Regulated
Silver State South Storage | 67734_G_SSSB | 67734 | G | SSSB |  | Energy Storage |  | WECC_SNV | Nevada | 32 | Clark | 3 | 32003 | 200 | 0 | 2025 | 9999 |  |  | N | Energy Storage | [13 empty] | 0 | 0 | 0 | 0 | [11 empty] | Silver State South Storage, LLC | 100 | Silver State South Storage, LLC | 100 | Non-regulated
Citadel Battery Storage Plant | 67738_G_CITDL | 67738 | G | CITDL |  | Energy Storage |  | ERC_REST | Texas | 48 | Harris | 201 | 48201 | 204 | 0 | 2024 | 9999 |  |  | N | Energy Storage | [13 empty] | 0 | 0 | 0 | 0 | [11 empty] | Citadel BESS LLC | 100 | Citadel BESS LLC | 100 | Non-regulated
Wigeon Whistle Battery Storage Plant | 67739_G_WIDWH | 67739 | G | WIDWH |  | Energy Storage |  | ERC_REST | Texas | 48 | Collin | 85 | 48085 | 120 | 0 | 2024 | 9999 |  |  | N | Energy Storage | [13 empty] | 0 | 0 | 0 | 0 | [11 empty] | Wigeon Whistle BESS LLC | 100 | Wigeon Whistle BESS LLC | 100 | Non-regulated
Bishop Ranch BR 1-X | 67743_G_4057B | 67743 | G | 4057B |  | Energy Storage |  | WEC_CALN | California | 6 | Contra Costa | 13 | 06013 | 0.5 | 0 | 2022 | 9999 |  |  | N | Energy Storage | [13 empty] | 0 | 0 | 0 | 0 | [11 empty] | Bollinger Canyon Road BR 1-X Solar Project 2020 | 100 | Bollinger Canyon Road BR 1-X Solar Project 2020 | 100 | Non-regulated
Bishop Ranch BR 1-X | 67743_G_4057C | 67743 | G | 4057C |  | Solar PV |  | WEC_CALN | California | 6 | Contra Costa | 13 | 06013 | 0.6 | 0 | 2022 | 9999 |  |  | N | Solar | [13 empty] | 0 | 0 | 0 | 0 | [11 empty] | Bollinger Canyon Road BR 1-X Solar Project 2020 | 100 | Bollinger Canyon Road BR 1-X Solar Project 2020 | 100 | Non-regulated
Bishop Ranch BR 1-X | 67743_G_4057R | 67743 | G | 4057R |  | Solar PV |  | WEC_CALN | California | 6 | Contra Costa | 13 | 06013 | 0.3 | 0 | 2022 | 9999 |  |  | N | Solar | [13 empty] | 0 | 0 | 0 | 0 | [11 empty] | Bollinger Canyon Road BR 1-X Solar Project 2020 | 100 | Bollinger Canyon Road BR 1-X Solar Project 2020 | 100 | Non-regulated
Dynamic Energy CT STAG | 67744_G_P5876 | 67744 | G | P5876 |  | Solar PV |  | NENG_CT | Connecticut | 9 | New Haven | 9 | 09009 | 1.5 | 0 | 2023 | 9999 |  |  | N | Solar | [13 empty] | 0 | 0 | 0 | 0 | [11 empty] | Milford Pepes Farm Road Solar LLC | 100 | Milford Pepes Farm Road Solar LLC | 100 | Non-regulated
White Plains RFP Shapham Place | 67745_G_4075 | 67745 | G | 4075 |  | Solar PV |  | NY_Z_G-I | New York | 36 | Westchester | 119 | 36119 | 1.2 | 0 | 2022 | 9999 |  |  | N | Solar | [13 empty] | 0 | 0 | 0 | 0 | [11 empty] | Shapham Place Solar Project 2020 LLC | 100 | Shapham Place Solar Project 2020 LLC | 100 | Non-regulated
White Plains RFP Shapham Place | 67745_G_4075B | 67745 | G | 4075B |  | Energy Storage |  | NY_Z_G-I | New York | 36 | Westchester | 119 | 36119 | 5 | 0 | 2022 | 9999 |  |  | N | Energy Storage | [13 empty] | 0 | 0 | 0 | 0 | [11 empty] | Shapham Place Solar Project 2020 LLC | 100 | Shapham Place Solar Project 2020 LLC | 100 | Non-regulated
Highway 43 1887-WD | 67746_G_HWY43 | 67746 | G | HWY43 |  | Solar PV |  | WECC_SCE | California | 6 | Kern | 29 | 06029 | 2.3 | 0 | 2024 | 9999 |  |  | N | Solar | [13 empty] | 0 | 0 | 0 | 0 | [11 empty] | Standard Solar | 100 | Standard Solar | 100 | Non-regulated
Nachtigall 1836-WD | 67747_G_NACHT | 67747 | G | NACHT |  | Solar PV |  | WECC_SCE | California | 6 | Kern | 29 | 06029 | 4.6 | 0 | 2024 | 9999 |  |  | N | Solar | [13 empty] | 0 | 0 | 0 | 0 | [11 empty] | Standard Solar | 100 | Standard Solar | 100 | Non-regulated
Terry 1818-WD | 67748_G_TERRY | 67748 | G | TERRY |  | Solar PV |  | WECC_SCE | California | 6 | Kern | 29 | 06029 | 4.6 | 0 | 2024 | 9999 |  |  | N | Solar | [13 empty] | 0 | 0 | 0 | 0 | [11 empty] | Standard Solar | 100 | Standard Solar | 100 | Non-regulated
Kern Sunset 1886-WD | 67750_G_WEEDP | 67750 | G | WEEDP |  | Solar PV |  | WECC_SCE | California | 6 | Kern | 29 | 06029 | 2.4 | 0 | 2024 | 9999 |  |  | N | Solar | [13 empty] | 0 | 0 | 0 | 0 | [11 empty] | Standard Solar | 100 | Standard Solar | 100 | Non-regulated
DG Harlem Solar | 67751_G_HM701 | 67751 | G | HM701 |  | Solar PV |  | PJM_COMD | Illinois | 17 | Stephenson | 177 | 17177 | 2 | 0 | 2024 | 9999 |  |  | N | Solar | [13 empty] | 0 | 0 | 0 | 0 | [11 empty] | DG Harlem, LLC | 100 | DG Harlem, LLC | 100 | Non-regulated
Plote Somonauk | 67753_G_PV1 | 67753 | G | PV1 |  | Solar PV |  | PJM_COMD | Illinois | 17 | DeKalb | 37 | 17037 | 2 | 0 | 2024 | 9999 |  |  | N | Solar | [13 empty] | 0 | 0 | 0 | 0 | [11 empty] | Solar DG IL 2, LLC | 100 | Solar DG IL 2, LLC | 100 | Non-regulated
Slocum Energy Storage | 67758_G_SLOES | 67758 | G | SLOES |  | Energy Storage |  | MIS_LMI | Michigan | 26 | Wayne | 163 | 26163 | 14 | 0 | 2025 | 9999 |  |  | N | Energy Storage | [13 empty] | 0 | 0 | 0 | 0 | [11 empty] | DTE Electric Company | 100 | DTE Electric Company | 100 | Regulated
All World Solar Facility | 67760_G_AWM | 67760 | G | AWM |  | Solar PV |  | PJM_COMD | Illinois | 17 | Winnebago | 201 | 17201 | 1.5 | 0 | 2023 | 9999 |  |  | N | Solar | [13 empty] | 0 | 0 | 0 | 0 | [11 empty] | All World Machinery Supply, Inc. | 100 | All World Machinery Supply, Inc. | 100 | Non-regulated
Stampede Solar Hybrid | 67762_G_STMPB | 67762 | G | STMPB |  | Energy Storage |  | ERC_REST | Texas | 48 | Hopkins | 223 | 48223 | 72.2 | 0 | 2024 | 9999 |  |  | N | Energy Storage | [13 empty] | 0 | 0 | 0 | 0 | [11 empty] | Stampede Solar Project LLC | 100 | Stampede Solar Project LLC | 100 | Non-regulated
Yellowstone County Generating Station | 67766_G_YGS01 | 67766 | G | YGS01 |  | Combustion Turbine | IC Engine | WECC_MT | Montana | 30 | Yellowstone | 111 | 30111 | 9.2 | 9905 | 2024 | 9999 |  |  | N | Natural Gas | [13 empty] | 0.011 | 0.011 | 0.011 | 0.011 | [11 empty] | NorthWestern Energy (MT wind/thermal) | 100 | NorthWestern Energy (MT wind/thermal) | 100 | Regulated
Yellowstone County Generating Station | 67766_G_YGS02 | 67766 | G | YGS02 |  | Combustion Turbine | IC Engine | WECC_MT | Montana | 30 | Yellowstone | 111 | 30111 | 9.2 | 9905 | 2024 | 9999 |  |  | N | Natural Gas | [13 empty] | 0.011 | 0.011 | 0.011 | 0.011 | [11 empty] | NorthWestern Energy (MT wind/thermal) | 100 | NorthWestern Energy (MT wind/thermal) | 100 | Regulated
Yellowstone County Generating Station | 67766_G_YGS03 | 67766 | G | YGS03 |  | Combustion Turbine | IC Engine | WECC_MT | Montana | 30 | Yellowstone | 111 | 30111 | 9.2 | 9905 | 2024 | 9999 |  |  | N | Natural Gas | [13 empty] | 0.011 | 0.011 | 0.011 | 0.011 | [11 empty] | NorthWestern Energy (MT wind/thermal) | 100 | NorthWestern Energy (MT wind/thermal) | 100 | Regulated
Yellowstone County Generating Station | 67766_G_YGS04 | 67766 | G | YGS04 |  | Combustion Turbine | IC Engine | WECC_MT | Montana | 30 | Yellowstone | 111 | 30111 | 9.2 | 9905 | 2024 | 9999 |  |  | N | Natural Gas | [13 empty] | 0.011 | 0.011 | 0.011 | 0.011 | [11 empty] | NorthWestern Energy (MT wind/thermal) | 100 | NorthWestern Energy (MT wind/thermal) | 100 | Regulated
Yellowstone County Generating Station | 67766_G_YGS05 | 67766 | G | YGS05 |  | Combustion Turbine | IC Engine | WECC_MT | Montana | 30 | Yellowstone | 111 | 30111 | 9.2 | 9905 | 2024 | 9999 |  |  | N | Natural Gas | [13 empty] | 0.011 | 0.011 | 0.011 | 0.011 | [11 empty] | NorthWestern Energy (MT wind/thermal) | 100 | NorthWestern Energy (MT wind/thermal) | 100 | Regulated
Yellowstone County Generating Station | 67766_G_YGS06 | 67766 | G | YGS06 |  | Combustion Turbine | IC Engine | WECC_MT | Montana | 30 | Yellowstone | 111 | 30111 | 9.2 | 9905 | 2024 | 9999 |  |  | N | Natural Gas | [13 empty] | 0.011 | 0.011 | 0.011 | 0.011 | [11 empty] | NorthWestern Energy (MT wind/thermal) | 100 | NorthWestern Energy (MT wind/thermal) | 100 | Regulated
Yellowstone County Generating Station | 67766_G_YGS07 | 67766 | G | YGS07 |  | Combustion Turbine | IC Engine | WECC_MT | Montana | 30 | Yellowstone | 111 | 30111 | 9.2 | 9905 | 2024 | 9999 |  |  | N | Natural Gas | [13 empty] | 0.011 | 0.011 | 0.011 | 0.011 | [11 empty] | NorthWestern Energy (MT wind/thermal) | 100 | NorthWestern Energy (MT wind/thermal) | 100 | Regulated
Yellowstone County Generating Station | 67766_G_YGS08 | 67766 | G | YGS08 |  | Combustion Turbine | IC Engine | WECC_MT | Montana | 30 | Yellowstone | 111 | 30111 | 9.2 | 9905 | 2024 | 9999 |  |  | N | Natural Gas | [13 empty] | 0.011 | 0.011 | 0.011 | 0.011 | [11 empty] | NorthWestern Energy (MT wind/thermal) | 100 | NorthWestern Energy (MT wind/thermal) | 100 | Regulated
Yellowstone County Generating Station | 67766_G_YGS09 | 67766 | G | YGS09 |  | Combustion Turbine | IC Engine | WECC_MT | Montana | 30 | Yellowstone | 111 | 30111 | 9.2 | 9905 | 2024 | 9999 |  |  | N | Natural Gas | [13 empty] | 0.011 | 0.011 | 0.011 | 0.011 | [11 empty] | NorthWestern Energy (MT wind/thermal) | 100 | NorthWestern Energy (MT wind/thermal) | 100 | Regulated
Yellowstone County Generating Station | 67766_G_YGS10 | 67766 | G | YGS10 |  | Combustion Turbine | IC Engine | WECC_MT | Montana | 30 | Yellowstone | 111 | 30111 | 9.2 | 9905 | 2024 | 9999 |  |  | N | Natural Gas | [13 empty] | 0.011 | 0.011 | 0.011 | 0.011 | [11 empty] | NorthWestern Energy (MT wind/thermal) | 100 | NorthWestern Energy (MT wind/thermal) | 100 | Regulated
Yellowstone County Generating Station | 67766_G_YGS11 | 67766 | G | YGS11 |  | Combustion Turbine | IC Engine | WECC_MT | Montana | 30 | Yellowstone | 111 | 30111 | 9.2 | 9905 | 2024 | 9999 |  |  | N | Natural Gas | [13 empty] | 0.011 | 0.011 | 0.011 | 0.011 | [11 empty] | NorthWestern Energy (MT wind/thermal) | 100 | NorthWestern Energy (MT wind/thermal) | 100 | Regulated
Yellowstone County Generating Station | 67766_G_YGS12 | 67766 | G | YGS12 |  | Combustion Turbine | IC Engine | WECC_MT | Montana | 30 | Yellowstone | 111 | 30111 | 9.2 | 9905 | 2024 | 9999 |  |  | N | Natural Gas | [13 empty] | 0.011 | 0.011 | 0.011 | 0.011 | [11 empty] | NorthWestern Energy (MT wind/thermal) | 100 | NorthWestern Energy (MT wind/thermal) | 100 | Regulated
Yellowstone County Generating Station | 67766_G_YGS13 | 67766 | G | YGS13 |  | Combustion Turbine | IC Engine | WECC_MT | Montana | 30 | Yellowstone | 111 | 30111 | 9.2 | 9905 | 2024 | 9999 |  |  | N | Natural Gas | [13 empty] | 0.011 | 0.011 | 0.011 | 0.011 | [11 empty] | NorthWestern Energy (MT wind/thermal) | 100 | NorthWestern Energy (MT wind/thermal) | 100 | Regulated
Yellowstone County Generating Station | 67766_G_YGS14 | 67766 | G | YGS14 |  | Combustion Turbine | IC Engine | WECC_MT | Montana | 30 | Yellowstone | 111 | 30111 | 9.2 | 9905 | 2024 | 9999 |  |  | N | Natural Gas | [13 empty] | 0.011 | 0.011 | 0.011 | 0.011 | [11 empty] | NorthWestern Energy (MT wind/thermal) | 100 | NorthWestern Energy (MT wind/thermal) | 100 | Regulated
Yellowstone County Generating Station | 67766_G_YGS15 | 67766 | G | YGS15 |  | Combustion Turbine | IC Engine | WECC_MT | Montana | 30 | Yellowstone | 111 | 30111 | 9.2 | 9905 | 2024 | 9999 |  |  | N | Natural Gas | [13 empty] | 0.011 | 0.011 | 0.011 | 0.011 | [11 empty] | NorthWestern Energy (MT wind/thermal) | 100 | NorthWestern Energy (MT wind/thermal) | 100 | Regulated
Yellowstone County Generating Station | 67766_G_YGS16 | 67766 | G | YGS16 |  | Combustion Turbine | IC Engine | WECC_MT | Montana | 30 | Yellowstone | 111 | 30111 | 9.2 | 9905 | 2024 | 9999 |  |  | N | Natural Gas | [13 empty] | 0.011 | 0.011 | 0.011 | 0.011 | [11 empty] | NorthWestern Energy (MT wind/thermal) | 100 | NorthWestern Energy (MT wind/thermal) | 100 | Regulated
Yellowstone County Generating Station | 67766_G_YGS17 | 67766 | G | YGS17 |  | Combustion Turbine | IC Engine | WECC_MT | Montana | 30 | Yellowstone | 111 | 30111 | 9.2 | 9905 | 2024 | 9999 |  |  | N | Natural Gas | [13 empty] | 0.011 | 0.011 | 0.011 | 0.011 | [11 empty] | NorthWestern Energy (MT wind/thermal) | 100 | NorthWestern Energy (MT wind/thermal) | 100 | Regulated
Yellowstone County Generating Station | 67766_G_YGS18 | 67766 | G | YGS18 |  | Combustion Turbine | IC Engine | WECC_MT | Montana | 30 | Yellowstone | 111 | 30111 | 9.2 | 9905 | 2024 | 9999 |  |  | N | Natural Gas | [13 empty] | 0.011 | 0.011 | 0.011 | 0.011 | [11 empty] | NorthWestern Energy (MT wind/thermal) | 100 | NorthWestern Energy (MT wind/thermal) | 100 | Regulated
Valley Sun Solar | 67771_G_PV1 | 67771 | G | PV1 |  | Solar PV |  | NENG_ME | Maine | 23 | Aroostook | 3 | 23003 | 3.1 | 0 | 2024 | 9999 |  |  | N | Solar | [13 empty] | 0 | 0 | 0 | 0 | [11 empty] | Valley Sun Solar LLC | 100 | Valley Sun Solar LLC | 100 | Non-regulated
Hickory Solar | 67786_G_GEN01 | 67786 | G | GEN01 |  | Solar PV |  | MIS_IL | Illinois | 17 | Jersey | 83 | 17083 | 110 | 0 | 2024 | 9999 |  |  | N | Solar | [13 empty] | 0 | 0 | 0 | 0 | [11 empty] | Hickory Solar LLC | 100 | Hickory Solar LLC | 100 | Non-regulated
Abel Solar | 67790_G_PV1 | 67790 | G | PV1 |  | Solar PV |  | PJM_COMD | Illinois | 17 | Whiteside | 195 | 17195 | 2 | 0 | 2021 | 9999 |  |  | N | Solar | [13 empty] | 0 | 0 | 0 | 0 | [11 empty] | SoCore Energy LLC | 100 | SoCore Energy LLC | 100 | Non-regulated
ABIA Parking Structure | 67791_G_PV1 | 67791 | G | PV1 |  | Solar PV |  | ERC_REST | Texas | 48 | Travis | 453 | 48453 | 1.8 | 0 | 2021 | 9999 |  |  | N | Solar | [13 empty] | 0 | 0 | 0 | 0 | [11 empty] | SoCore Energy LLC | 100 | SoCore Energy LLC | 100 | Non-regulated
Bunker Hill Solar | 67792_G_PV1 | 67792 | G | PV1 |  | Solar PV |  | PJM_COMD | Illinois | 17 | Whiteside | 195 | 17195 | 2 | 0 | 2021 | 9999 |  |  | N | Solar | [13 empty] | 0 | 0 | 0 | 0 | [11 empty] | SoCore Energy LLC | 100 | SoCore Energy LLC | 100 | Non-regulated
Open Sky Ranch Inc | 67793_G_OPSKY | 67793 | G | OPSKY |  | Solar PV |  | WEC_CALN | California | 6 | Fresno | 19 | 06019 | 1.7 | 0 | 2024 | 9999 |  |  | N | Solar | [13 empty] | 0 | 0 | 0 | 0 | [11 empty] | Open Sky Ranch | 100 | Open Sky Ranch | 100 | Non-regulated
City of Atwater NEM | 67794_G_PV1 | 67794 | G | PV1 |  | Solar PV |  | WEC_CALN | California | 6 | Merced | 47 | 06047 | 1.5 | 0 | 2024 | 9999 |  |  | N | Solar | [13 empty] | 0 | 0 | 0 | 0 | [11 empty] | SoCore Energy LLC | 100 | SoCore Energy LLC | 100 | Non-regulated
DPC Madison | 67795_G_PV1 | 67795 | G | PV1 |  | Solar PV |  | MIS_IA | Iowa | 19 | Winneshiek | 191 | 19191 | 1.5 | 0 | 2019 | 9999 |  |  | N | Solar | [13 empty] | 0 | 0 | 0 | 0 | [11 empty] | SoCore Energy LLC | 100 | SoCore Energy LLC | 100 | Non-regulated
DPC York | 67796_G_PV1 | 67796 | G | PV1 |  | Solar PV |  | PJM_COMD | Illinois | 17 | Carroll | 15 | 17015 | 1.5 | 0 | 2019 | 9999 |  |  | N | Solar | [13 empty] | 0 | 0 | 0 | 0 | [11 empty] | SoCore Energy LLC | 100 | SoCore Energy LLC | 100 | Non-regulated
Brittlebush Solar | 67799_G_GEN01 | 67799 | G | GEN01 |  | Solar PV |  | WECC_AZ | Arizona | 4 | Pinal | 21 | 04021 | 200 | 0 | 2024 | 9999 |  |  | N | Solar | [13 empty] | 0 | 0 | 0 | 0 | [11 empty] | Randolph Solar Park LLC | 100 | Randolph Solar Park LLC | 100 | Non-regulated
FedEx Hagerstown | 67801_G_PV1 | 67801 | G | PV1 |  | Solar PV |  | PJM_AP | Maryland | 24 | Washington | 43 | 24043 | 1.8 | 0 | 2015 | 9999 |  |  | N | Solar | [13 empty] | 0 | 0 | 0 | 0 | [11 empty] | SoCore Energy LLC | 100 | SoCore Energy LLC | 100 | Non-regulated
French Road Solar | 67802_G_PV1 | 67802 | G | PV1 |  | Solar PV |  | NENG_ME | Maine | 23 | Aroostook | 3 | 23003 | 2.5 | 0 | 2024 | 9999 |  |  | N | Solar | [13 empty] | 0 | 0 | 0 | 0 | [11 empty] | SoCore Energy LLC | 100 | SoCore Energy LLC | 100 | Non-regulated
GRE Cambridge Solar | 67803_G_PV1 | 67803 | G | PV1 |  | Solar PV |  | MIS_MNWI | Minnesota | 27 | Isanti | 59 | 27059 | 2 | 0 | 2019 | 9999 |  |  | N | Solar | [13 empty] | 0 | 0 | 0 | 0 | [11 empty] | SoCore Energy LLC | 100 | SoCore Energy LLC | 100 | Non-regulated
Harmony Solar Project | 67804_G_PV1 | 67804 | G | PV1 |  | Solar PV |  | PJM_COMD | Illinois | 17 | Stephenson | 177 | 17177 | 2 | 0 | 2024 | 9999 |  |  | N | Solar | [13 empty] | 0 | 0 | 0 | 0 | [11 empty] | SoCore Energy LLC | 100 | SoCore Energy LLC | 100 | Non-regulated
Illinois PV Knox 1B | 67805_G_PV1 | 67805 | G | PV1 |  | Solar PV |  | MIS_IL | Illinois | 17 | Knox | 95 | 17095 | 2 | 0 | 2024 | 9999 |  |  | N | Solar | [13 empty] | 0 | 0 | 0 | 0 | [11 empty] | SoCore Energy LLC | 100 | SoCore Energy LLC | 100 | Non-regulated
Macomb 2A | 67806_G_PV1 | 67806 | G | PV1 |  | Solar PV |  | MIS_IL | Illinois | 17 | McDonough | 109 | 17109 | 2 | 0 | 2024 | 9999 |  |  | N | Solar | [13 empty] | 0 | 0 | 0 | 0 | [11 empty] | SoCore Energy LLC | 100 | SoCore Energy LLC | 100 | Non-regulated
Madawaska Solar | 67807_G_PV1 | 67807 | G | PV1 |  | Solar PV |  | NENG_ME | Maine | 23 | Aroostook | 3 | 23003 | 4 | 0 | 2024 | 9999 |  |  | N | Solar | [13 empty] | 0 | 0 | 0 | 0 | [11 empty] | SoCore Energy LLC | 100 | SoCore Energy LLC | 100 | Non-regulated
NJ Airport Solar Project A | 67808_G_PV1 | 67808 | G | PV1 |  | Solar PV |  | PJM_EMAC | New Jersey | 34 | Essex | 13 | 34013 | 1 | 0 | 2023 | 9999 |  |  | N | Solar | [13 empty] | 0 | 0 | 0 | 0 | [11 empty] | SoCore Energy LLC | 100 | SoCore Energy LLC | 100 | Non-regulated
NJ Airport Solar Project B | 67809_G_PV1 | 67809 | G | PV1 |  | Solar PV |  | PJM_EMAC | New Jersey | 34 | Essex | 13 | 34013 | 1 | 0 | 2023 | 9999 |  |  | N | Solar | [13 empty] | 0 | 0 | 0 | 0 | [11 empty] | SoCore Energy LLC | 100 | SoCore Energy LLC | 100 | Non-regulated
NJ Airport Solar Project C | 67810_G_PV1 | 67810 | G | PV1 |  | Solar PV |  | PJM_EMAC | New Jersey | 34 | Essex | 13 | 34013 | 1 | 0 | 2023 | 9999 |  |  | N | Solar | [13 empty] | 0 | 0 | 0 | 0 | [11 empty] | SoCore Energy LLC | 100 | SoCore Energy LLC | 100 | Non-regulated
NJ Airport Solar Project D | 67811_G_PV1 | 67811 | G | PV1 |  | Solar PV |  | PJM_EMAC | New Jersey | 34 | Essex | 13 | 34013 | 1 | 0 | 2023 | 9999 |  |  | N | Solar | [13 empty] | 0 | 0 | 0 | 0 | [11 empty] | SoCore Energy LLC | 100 | SoCore Energy LLC | 100 | Non-regulated
Rockford Plant | 67812_G_PV1 | 67812 | G | PV1 |  | Solar PV |  | PJM_COMD | Illinois | 17 | Winnebago | 201 | 17201 | 2 | 0 | 2024 | 9999 |  |  | N | Solar | [13 empty] | 0 | 0 | 0 | 0 | [11 empty] | SoCore Energy LLC | 100 | SoCore Energy LLC | 100 | Non-regulated
Round Grove 1 | 67813_G_PV1 | 67813 | G | PV1 |  | Solar PV |  | PJM_COMD | Illinois | 17 | Whiteside | 195 | 17195 | 2 | 0 | 2021 | 9999 |  |  | N | Solar | [13 empty] | 0 | 0 | 0 | 0 | [11 empty] | SoCore Energy LLC | 100 | SoCore Energy LLC | 100 | Non-regulated
Round Grove 2 | 67814_G_PV1 | 67814 | G | PV1 |  | Solar PV |  | PJM_COMD | Illinois | 17 | Whiteside | 195 | 17195 | 2 | 0 | 2021 | 9999 |  |  | N | Solar | [13 empty] | 0 | 0 | 0 | 0 | [11 empty] | SoCore Energy LLC | 100 | SoCore Energy LLC | 100 | Non-regulated
Fond du Lac Community Solar | 67815_G_PV1 | 67815 | G | PV1 |  | Solar PV |  | MIS_WUMS | Wisconsin | 55 | Fond Du Lac | 39 | 55039 | 1 | 0 | 2021 | 9999 |  |  | N | Solar | [13 empty] | 0 | 0 | 0 | 0 | [11 empty] | SoCore Energy LLC | 100 | SoCore Energy LLC | 100 | Non-regulated
Illinois PV Knox 1A | 67816_G_PV1 | 67816 | G | PV1 |  | Solar PV |  | MIS_IL | Illinois | 17 | Knox | 95 | 17095 | 2 | 0 | 2024 | 9999 |  |  | N | Solar | [13 empty] | 0 | 0 | 0 | 0 | [11 empty] | SoCore Energy LLC | 100 | SoCore Energy LLC | 100 | Non-regulated
Dixie Creek Dairy Solar | 67820_G_DXCRK | 67820 | G | DXCRK |  | Solar PV |  | WEC_CALN | California | 6 | Kings | 31 | 06031 | 2.9 | 0 | 2024 | 9999 |  |  | N | Solar | [13 empty] | 0 | 0 | 0 | 0 | [11 empty] | Dixie Creek Dairy | 100 | Dixie Creek Dairy | 100 | Non-regulated
TJX Tucson | 67821_G_PV1 | 67821 | G | PV1 |  | Solar PV |  | WECC_AZ | Arizona | 4 | Pima | 19 | 04019 | 1 | 0 | 2018 | 9999 |  |  | N | Solar | [13 empty] | 0 | 0 | 0 | 0 | [11 empty] | SoCore Energy LLC | 100 | SoCore Energy LLC | 100 | Non-regulated
Unity Solar Project (IL) | 67822_G_PV1 | 67822 | G | PV1 |  | Solar PV |  | PJM_COMD | Illinois | 17 | Stephenson | 177 | 17177 | 2 | 0 | 2024 | 9999 |  |  | N | Solar | [13 empty] | 0 | 0 | 0 | 0 | [11 empty] | SoCore Energy LLC | 100 | SoCore Energy LLC | 100 | Non-regulated
TJX Phoenix | 67824_G_PV1 | 67824 | G | PV1 |  | Solar PV |  | WECC_AZ | Arizona | 4 | Maricopa | 13 | 04013 | 2.9 | 0 | 2018 | 9999 |  |  | N | Solar | [13 empty] | 0 | 0 | 0 | 0 | [11 empty] | SoCore Energy LLC | 100 | SoCore Energy LLC | 100 | Non-regulated
TJX Las Vegas | 67825_G_PV1 | 67825 | G | PV1 |  | Solar PV |  | WECC_SNV | Nevada | 32 | Clark | 3 | 32003 | 1 | 0 | 2019 | 9999 |  |  | N | Solar | [13 empty] | 0 | 0 | 0 | 0 | [11 empty] | SoCore Energy LLC | 100 | SoCore Energy LLC | 100 | Non-regulated
Caribou Solar | 67826_G_PV1 | 67826 | G | PV1 |  | Solar PV |  | NENG_ME | Maine | 23 | Aroostook | 3 | 23003 | 5 | 0 | 2024 | 9999 |  |  | N | Solar | [13 empty] | 0 | 0 | 0 | 0 | [11 empty] | SoCore Energy LLC | 100 | SoCore Energy LLC | 100 | Non-regulated
TJX 2021 DG El Paso DC | 67827_G_PV1 | 67827 | G | PV1 |  | Solar PV |  | WECC_NM | Texas | 48 | El Paso | 141 | 48141 | 1.5 | 0 | 2024 | 9999 |  |  | N | Solar | [13 empty] | 0 | 0 | 0 | 0 | [11 empty] | SoCore Energy LLC | 100 | SoCore Energy LLC | 100 | Non-regulated
Yorktown 1 Solar | 67832_G_PV1 | 67832 | G | PV1 |  | Solar PV |  | PJM_COMD | Illinois | 17 | Whiteside | 195 | 17195 | 2 | 0 | 2024 | 9999 |  |  | N | Solar | [13 empty] | 0 | 0 | 0 | 0 | [11 empty] | SoCore Energy LLC | 100 | SoCore Energy LLC | 100 | Non-regulated
Yorktown 2 Solar | 67833_G_PV1 | 67833 | G | PV1 |  | Solar PV |  | PJM_COMD | Illinois | 17 | Whiteside | 195 | 17195 | 2 | 0 | 2024 | 9999 |  |  | N | Solar | [13 empty] | 0 | 0 | 0 | 0 | [11 empty] | SoCore Energy LLC | 100 | SoCore Energy LLC | 100 | Non-regulated
Costa View Farms | 67835_G_64544 | 67835 | G | 64544 |  | Solar PV |  | WEC_CALN | California | 6 | Madera | 39 | 06039 | 5 | 0 | 2024 | 9999 |  |  | N | Solar | [13 empty] | 0 | 0 | 0 | 0 | [11 empty] | 127 CVF, LLC | 100 | 127 CVF, LLC | 100 | Non-regulated
ME Fort Fairfield Solar Plant | 67842_G_22085 | 67842 | G | 22085 |  | Solar PV |  | NENG_ME | Maine | 23 | Aroostook | 3 | 23003 | 2.8 | 0 | 2024 | 9999 |  |  | N | Solar | [13 empty] | 0 | 0 | 0 | 0 | [11 empty] | ME Fort Fairfield LLC | 100 | ME Fort Fairfield LLC | 100 | Non-regulated
Farmersville West | 67843_G_FARM | 67843 | G | FARM |  | Energy Storage |  | ERC_REST | Texas | 48 | Collin | 85 | 48085 | 9.9 | 0 | 2025 | 9999 |  |  | N | Energy Storage | [13 empty] | 0 | 0 | 0 | 0 | [11 empty] | Adapture Solar Investments 6, LLC | 100 | Adapture Solar Investments 6, LLC | 100 | Non-regulated
Junction BESS | 67845_G_JUTX5 | 67845 | G | JUTX5 |  | Energy Storage |  | ERC_REST | Texas | 48 | Kimble | 267 | 48267 | 9.9 | 0 | 2025 | 9999 |  |  | N | Energy Storage | [13 empty] | 0 | 0 | 0 | 0 | [11 empty] | Adapture Solar Investments 6, LLC | 100 | Adapture Solar Investments 6, LLC | 100 | Non-regulated
Rivanna Solar | 67846_G_RIVA | 67846 | G | RIVA |  | Solar PV |  | PJM_Dom | Virginia | 51 | Albemarle | 3 | 51003 | 12.5 | 0 | 2024 | 9999 |  |  | N | Solar | [13 empty] | 0 | 0 | 0 | 0 | [11 empty] | Rivanna Solar LLC | 100 | Rivanna Solar LLC | 100 | Non-regulated
BT Signal Ranch | 67849_G_BTS | 67849 | G | BTS |  | Solar PV |  | ERC_REST | Texas | 48 | Hunt | 231 | 48231 | 50 | 0 | 2024 | 9999 |  |  | N | Solar | [13 empty] | 0 | 0 | 0 | 0 | [11 empty] | BT Signal Ranch, LLC | 100 | BT Signal Ranch, LLC | 100 | Non-regulated
Montague Energy Storage | 67851_G_MONT1 | 67851 | G | MONT1 |  | Energy Storage |  | PJM_EMAC | New Jersey | 34 | Sussex | 37 | 34037 | 20 | 0 | 2024 | 9999 |  |  | N | Energy Storage | [13 empty] | 0 | 0 | 0 | 0 | [11 empty] | VESI 34 LLC | 100 | VESI 34 LLC | 100 | Non-regulated
Hardy Hills Solar Energy LLC | 67852_G_HHSPV | 67852 | G | HHSPV |  | Solar PV |  | MIS_INKY | Indiana | 18 | Clinton | 23 | 18023 | 195 | 0 | 2024 | 9999 |  |  | N | Solar | [13 empty] | 0 | 0 | 0 | 0 | [11 empty] | AES Indiana | 68.5 | AES Indiana | 68.5 | Regulated
Delta Electronics Fremont | 67853_G_PV1 | 67853 | G | PV1 |  | Solar PV |  | WEC_CALN | California | 6 | Alameda | 1 | 06001 | 0.6 | 0 | 2016 | 9999 |  |  | N | Solar | [13 empty] | 0 | 0 | 0 | 0 | [11 empty] | Delta Electronics (Americas) Ltd | 100 | Delta Electronics (Americas) Ltd | 100 | Non-regulated
Delta Electronics Fremont | 67853_G_PV4 | 67853 | G | PV4 |  | Solar PV |  | WEC_CALN | California | 6 | Alameda | 1 | 06001 | 0.4 | 0 | 2020 | 9999 |  |  | N | Solar | [13 empty] | 0 | 0 | 0 | 0 | [11 empty] | Delta Electronics (Americas) Ltd | 100 | Delta Electronics (Americas) Ltd | 100 | Non-regulated
Westwing | 67855_G_WESTW | 67855 | G | WESTW |  | Energy Storage |  | WECC_AZ | Arizona | 4 | Maricopa | 13 | 04013 | 82 | 0 | 2024 | 9999 |  |  | N | Energy Storage | [13 empty] | 0 | 0 | 0 | 0 | [11 empty] | AES Clean Energy | 100 | AES Clean Energy | 100 | Non-regulated
NLMU Diesel | 67856_G_1157 | 67856 | G | 1157 |  | Combustion Turbine | IC Engine | MIS_IA | Iowa | 19 | Henry | 87 | 19087 | 2 | 9905 | 2000 | 9999 |  |  | N | Distillate Fuel Oil | [13 empty] | 0.011 | 0.011 | 0.011 | 0.011 | [11 empty] | New London Municipal Utilities | 100 | New London Municipal Utilities | 100 | Regulated
NLMU Diesel | 67856_G_1158 | 67856 | G | 1158 |  | Combustion Turbine | IC Engine | MIS_IA | Iowa | 19 | Henry | 87 | 19087 | 2 | 9905 | 2000 | 9999 |  |  | N | Distillate Fuel Oil | [13 empty] | 0.011 | 0.011 | 0.011 | 0.011 | [11 empty] | New London Municipal Utilities | 100 | New London Municipal Utilities | 100 | Regulated
NLMU Diesel | 67856_G_1159 | 67856 | G | 1159 |  | Combustion Turbine | IC Engine | MIS_IA | Iowa | 19 | Henry | 87 | 19087 | 2 | 9905 | 2000 | 9999 |  |  | N | Distillate Fuel Oil | [13 empty] | 0.011 | 0.011 | 0.011 | 0.011 | [11 empty] | New London Municipal Utilities | 100 | New London Municipal Utilities | 100 | Regulated
NLMU Diesel | 67856_G_826 | 67856 | G | 826 |  | Combustion Turbine | IC Engine | MIS_IA | Iowa | 19 | Henry | 87 | 19087 | 2 | 9905 | 2002 | 9999 |  |  | N | Distillate Fuel Oil | [13 empty] | 0.011 | 0.011 | 0.011 | 0.011 | [11 empty] | New London Municipal Utilities | 100 | New London Municipal Utilities | 100 | Regulated
GFTX BESS | 67860_G_GFTX | 67860 | G | GFTX |  | Energy Storage |  | ERC_REST | Texas | 48 | Travis | 453 | 48453 | 125 | 0 | 2024 | 9999 |  |  | N | Energy Storage | [13 empty] | 0 | 0 | 0 | 0 | [11 empty] | Giga Texas Energy LLC | 100 | Giga Texas Energy LLC | 100 | Non-regulated
Connolly BESS | 67861_G_CNLY | 67861 | G | CNLY |  | Energy Storage |  | ERC_REST | Texas | 48 | Wise | 497 | 48497 | 125 | 0 | 2024 | 9999 |  |  | N | Energy Storage | [13 empty] | 0 | 0 | 0 | 0 | [11 empty] | BT Connolly Storage, LLC | 100 | BT Connolly Storage, LLC | 100 | Non-regulated
TWC | 67863_G_TWC | 67863 | G | TWC |  | Solar PV |  | WECC_SCE | California | 6 | Tulare | 107 | 06107 | 1.2 | 0 | 2024 | 9999 |  |  | N | Solar | [13 empty] | 0 | 0 | 0 | 0 | [11 empty] | TWC | 100 | TWC | 100 | Non-regulated
McIntosh Solar | 67864_G_1 | 67864 | G | 1 |  | Solar PV |  | S_SOU | Georgia | 13 | Effingham | 103 | 13103 | 10 | 0 | 2024 | 9999 |  |  | N | Solar | [13 empty] | 0 | 0 | 0 | 0 | [11 empty] | Georgia Power Co | 100 | Georgia Power Co | 100 | Regulated
Ellington - 277 Sadds Mill | 67865_G_10634 | 67865 | G | 10634 |  | Solar PV |  | NENG_CT | Connecticut | 9 | Tolland | 13 | 09013 | 2 | 0 | 2024 | 9999 |  |  | N | Solar | [13 empty] | 0 | 0 | 0 | 0 | [11 empty] | Onyx Asset Services Group | 100 | Onyx Asset Services Group | 100 | Non-regulated
Paso Robles - Municipal Airport | 67866_G_10221 | 67866 | G | 10221 |  | Solar PV |  | WEC_CALN | California | 6 | San Luis Obispo | 79 | 06079 | 3 | 0 | 2024 | 9999 |  |  | N | Solar | [13 empty] | 0 | 0 | 0 | 0 | [11 empty] | Onyx Asset Services Group | 100 | Onyx Asset Services Group | 100 | Non-regulated
Harris Farms Solar Facility | 67868_G_HF1 | 67868 | G | HF1 |  | Solar PV |  | WEC_CALN | California | 6 | Fresno | 19 | 06019 | 1.3 | 0 | 2024 | 9999 |  |  | N | Solar | [13 empty] | 0 | 0 | 0 | 0 | [11 empty] | Harris Farms Inc | 100 | Harris Farms Inc | 100 | Non-regulated
Sundial (Troutdale) BESS | 67869_G_BTD | 67869 | G | BTD |  | Energy Storage |  | WECC_PNW | Oregon | 41 | Multnomah | 51 | 41051 | 200 | 0 | 2024 | 9999 |  |  | N | Energy Storage | [13 empty] | 0 | 0 | 0 | 0 | [11 empty] | Troutdale Grid, LLC | 100 | Troutdale Grid, LLC | 100 | Non-regulated
Arthur Kill Energy, LLC | 67880_G_ND009 | 67880 | G | ND009 |  | Energy Storage |  | NY_Z_J | New York | 36 | Richmond | 85 | 36085 | 5 | 0 | 2025 | 9999 |  |  | N | Energy Storage | [13 empty] | 0 | 0 | 0 | 0 | [11 empty] | NineDot Holdings, LLC | 100 | NineDot Holdings, LLC | 100 | Non-regulated
Empire Clean Energy, LLC | 67882_G_ND007 | 67882 | G | ND007 |  | Energy Storage |  | NY_Z_J | New York | 36 | Richmond | 85 | 36085 | 5 | 0 | 2025 | 9999 |  |  | N | Energy Storage | [13 empty] | 0 | 0 | 0 | 0 | [11 empty] | NineDot Holdings, LLC | 100 | NineDot Holdings, LLC | 100 | Non-regulated
Gabby Giffords Clean Energy, LLC | 67883_G_ND003 | 67883 | G | ND003 |  | Energy Storage |  | NY_Z_J | New York | 36 | Richmond | 85 | 36085 | 5 | 0 | 2024 | 9999 |  |  | N | Energy Storage | [13 empty] | 0 | 0 | 0 | 0 | [11 empty] | NineDot Holdings, LLC | 100 | NineDot Holdings, LLC | 100 | Non-regulated
Gabby Giffords Clean Energy, LLC | 67883_G_ND004 | 67883 | G | ND004 |  | Energy Storage |  | NY_Z_J | New York | 36 | Richmond | 85 | 36085 | 3 | 0 | 2024 | 9999 |  |  | N | Energy Storage | [13 empty] | 0 | 0 | 0 | 0 | [11 empty] | NineDot Holdings, LLC | 100 | NineDot Holdings, LLC | 100 | Non-regulated
Gunther | 67886_G_ND001 | 67886 | G | ND001 |  | Energy Storage |  | NY_Z_J | New York | 36 | Bronx | 5 | 36005 | 1.5 | 0 | 2023 | 9999 |  |  | N | Energy Storage | [13 empty] | 0 | 0 | 0 | 0 | [11 empty] | NineDot Holdings, LLC | 100 | NineDot Holdings, LLC | 100 | Non-regulated
Gunther | 67886_G_ND002 | 67886 | G | ND002 |  | Energy Storage |  | NY_Z_J | New York | 36 | Bronx | 5 | 36005 | 1.5 | 0 | 2023 | 9999 |  |  | N | Energy Storage | [13 empty] | 0 | 0 | 0 | 0 | [11 empty] | NineDot Holdings, LLC | 100 | NineDot Holdings, LLC | 100 | Non-regulated
Dunns Bridge II Solar | 67893_G_DB2BS | 67893 | G | DB2BS |  | Energy Storage |  | MIS_INKY | Indiana | 18 | Starke | 149 | 18149 | 56.3 | 0 | 2025 | 9999 |  |  | N | Energy Storage | [13 empty] | 0 | 0 | 0 | 0 | [11 empty] | Dunns Bridge II Solar and Storage Generation LLC | 100 | Dunns Bridge II Solar and Storage Generation LLC | 100 | Non-regulated
Dunns Bridge II Solar | 67893_G_DB2PV | 67893 | G | DB2PV |  | Solar PV |  | MIS_INKY | Indiana | 18 | Starke | 149 | 18149 | 435 | 0 | 2025 | 9999 |  |  | N | Solar | [13 empty] | 0 | 0 | 0 | 0 | [11 empty] | Dunns Bridge II Solar and Storage Generation LLC | 100 | Dunns Bridge II Solar and Storage Generation LLC | 100 | Non-regulated
BWC Jimmie Pond | 67902_G_HAMPD | 67902 | G | HAMPD |  | Solar PV |  | NENG_ME | Maine | 23 | Penobscot | 19 | 23019 | 5 | 0 | 2025 | 9999 |  |  | N | Solar | [13 empty] | 0 | 0 | 0 | 0 | [11 empty] | Navisun LLC | 100 | Navisun LLC | 100 | Non-regulated
ISM Solar Shepherd Acres | 67903_G_SHEPH | 67903 | G | SHEPH |  | Solar PV |  | NENG_ME | Maine | 23 | Oxford | 17 | 23017 | 4 | 0 | 2024 | 9999 |  |  | N | Solar | [13 empty] | 0 | 0 | 0 | 0 | [11 empty] | Navisun LLC | 100 | Navisun LLC | 100 | Non-regulated
Strix Solar | 67907_G_1 | 67907 | G | 1 |  | Solar PV |  | MIS_WUMS | Wisconsin | 55 | Dane | 25 | 55025 | 6 | 0 | 2025 | 9999 |  |  | N | Solar | [13 empty] | 0 | 0 | 0 | 0 | [11 empty] | Madison Gas & Electric Co | 100 | Madison Gas & Electric Co | 100 | Regulated
Richmond (NY) | 67908_G_RICH1 | 67908 | G | RICH1 |  | Solar PV |  | NY_Z_C&E | New York | 36 | Ontario | 69 | 36069 | 5 | 0 | 2023 | 9999 |  |  | N | Solar | [13 empty] | 0 | 0 | 0 | 0 | [11 empty] | Solar Advocate Development LLC | 100 | Solar Advocate Development LLC | 100 | Non-regulated
Sherco Solar I | 67909_G_SHS01 | 67909 | G | SHS01 |  | Solar PV |  | MIS_MNWI | Minnesota | 27 | Sherburne | 141 | 27141 | 264.6 | 0 | 2024 | 9999 |  |  | N | Solar | [13 empty] | 0 | 0 | 0 | 0 | [11 empty] | Northern States Power Co - Minnesota | 100 | Northern States Power Co - Minnesota | 100 | Regulated
Timbermill Wind, LLC | 67910_G_TIMBY | 67910 | G | TIMBY |  | Onshore Wind |  | PJM_Dom | North Carolina | 37 | Chowan | 41 | 37041 | 189 | 0 | 2024 | 9999 |  |  | N | Wind | [13 empty] | 0 | 0 | 0 | 0 | [11 empty] | Apex Clean Energy | 100 | Apex Clean Energy | 100 | Non-regulated
Catskill Solar | 67911_G_CATSK | 67911 | G | CATSK |  | Solar PV |  | NY_Z_F | New York | 36 | Columbia | 21 | 36021 | 5 | 0 | 2023 | 9999 |  |  | N | Solar | [13 empty] | 0 | 0 | 0 | 0 | [11 empty] | Catskill View Solar, LLC | 100 | Catskill View Solar, LLC | 100 | Non-regulated
Claverack Creek Solar | 67912_G_CLAVE | 67912 | G | CLAVE |  | Solar PV |  | NY_Z_F | New York | 36 | Columbia | 21 | 36021 | 5 | 0 | 2024 | 9999 |  |  | N | Solar | [13 empty] | 0 | 0 | 0 | 0 | [11 empty] | Claverack Creek Solar, LLC | 100 | Claverack Creek Solar, LLC | 100 | Non-regulated
Wonderful Orchards - West Valley | 67913_G_WOWV | 67913 | G | WOWV |  | Solar PV |  | WECC_SCE | California | 6 | Kern | 29 | 06029 | 3 | 0 | 2020 | 9999 |  |  | N | Solar | [13 empty] | 0 | 0 | 0 | 0 | [11 empty] | Wonderful Orchards LLC | 100 | Wonderful Orchards LLC | 100 | Non-regulated
Crossett Solar | 67915_G_CROSS | 67915 | G | CROSS |  | Solar PV |  | MIS_AR | Arkansas | 5 | Ashley | 3 | 05003 | 100 | 0 | 2024 | 9999 |  |  | N | Solar | [13 empty] | 0 | 0 | 0 | 0 | [11 empty] | Cubico USA, LLC | 100 | Cubico USA, LLC | 100 | Non-regulated
Foote Creek Rim | 67916_G_1 | 67916 | G | 1 |  | Onshore Wind |  | WECC_WY | Wyoming | 56 | Carbon | 7 | 56007 | 134.8 | 0 | 2024 | 9999 |  |  | N | Wind | [13 empty] | 0 | 0 | 0 | 0 | [11 empty] | PacifiCorp | 100 | PacifiCorp | 100 | Regulated
Augusta Road Bowdoin Solar, LLC | 67920_G_AUGUS | 67920 | G | AUGUS |  | Solar PV |  | NENG_ME | Maine | 23 | Sagadahoc | 23 | 23023 | 3.8 | 0 | 2022 | 9999 |  |  | N | Solar | [13 empty] | 0 | 0 | 0 | 0 | [11 empty] | AZ-REA 2021 Solar Holdings ME, LLC | 100 | AZ-REA 2021 Solar Holdings ME, LLC | 100 | Non-regulated
Canton GLC Solar, LLC | 67921_G_CANTN | 67921 | G | CANTN |  | Solar PV |  | NENG_ME | Maine | 23 | Oxford | 17 | 23017 | 3 | 0 | 2024 | 9999 |  |  | N | Solar | [13 empty] | 0 | 0 | 0 | 0 | [11 empty] | Solar Holdings 2023 I, LLC | 100 | Solar Holdings 2023 I, LLC | 100 | Non-regulated
Church Hill Road Augusta Solar, LLC | 67922_G_CHURC | 67922 | G | CHURC |  | Solar PV |  | NENG_ME | Maine | 23 | Kennebec | 11 | 23011 | 3.8 | 0 | 2022 | 9999 |  |  | N | Solar | [13 empty] | 0 | 0 | 0 | 0 | [11 empty] | SB-REA 2021 Solar Holdings, LLC | 100 | SB-REA 2021 Solar Holdings, LLC | 100 | Non-regulated
Houlton Road Solar Farm (CSG) | 67923_G_HOLTN | 67923 | G | HOLTN |  | Solar PV |  | NENG_ME | Maine | 23 | Aroostook | 3 | 23003 | 2 | 0 | 2024 | 9999 |  |  | N | Solar | [13 empty] | 0 | 0 | 0 | 0 | [11 empty] | REA Investments, LLC | 100 | REA Investments, LLC | 100 | Non-regulated
Plympton Lake Street Solar | 67924_G_LK ST | 67924 | G | LK ST |  | Solar PV |  | NENGREST | Massachusetts | 25 | Plymouth | 23 | 25023 | 2.4 | 0 | 2022 | 9999 |  |  | N | Solar | [13 empty] | 0 | 0 | 0 | 0 | [11 empty] | Lake Street 2022 Parent, LLC | 100 | Lake Street 2022 Parent, LLC | 100 | Non-regulated
Mariaville Road Elsworth Solar, LLC | 67925_G_MARIA | 67925 | G | MARIA |  | Solar PV |  | NENG_ME | Maine | 23 | Hancock | 9 | 23009 | 1.6 | 0 | 2022 | 9999 |  |  | N | Solar | [13 empty] | 0 | 0 | 0 | 0 | [11 empty] | AZ-REA 2021 Solar Holdings ME, LLC | 100 | AZ-REA 2021 Solar Holdings ME, LLC | 100 | Non-regulated
Plympton Main Street Solar, LLC | 67926_G_MN ST | 67926 | G | MN ST |  | Solar PV |  | NENGREST | Massachusetts | 25 | Plymouth | 23 | 25023 | 5 | 0 | 2023 | 9999 |  |  | N | Solar | [13 empty] | 0 | 0 | 0 | 0 | [11 empty] | TPC Solar Investors 2022, LLC | 100 | TPC Solar Investors 2022, LLC | 100 | Non-regulated
Market Street Gardiner Solar, LLC | 67927_G_MKTST | 67927 | G | MKTST |  | Solar PV |  | NENG_ME | Maine | 23 | Kennebec | 11 | 23011 | 3.3 | 0 | 2022 | 9999 |  |  | N | Solar | [13 empty] | 0 | 0 | 0 | 0 | [11 empty] | AZ-REA 2021 Solar Holdings ME, LLC | 100 | AZ-REA 2021 Solar Holdings ME, LLC | 100 | Non-regulated
North Nobleboro Road, LLC | 67928_G_N NOB | 67928 | G | N NOB |  | Solar PV |  | NENG_ME | Maine | 23 | Lincoln | 15 | 23015 | 2.5 | 0 | 2021 | 9999 |  |  | N | Solar | [13 empty] | 0 | 0 | 0 | 0 | [11 empty] | Nobleboro Solar Holdings, LLC | 100 | Nobleboro Solar Holdings, LLC | 100 | Non-regulated
Nutting Ridge Solar, LLC | 67929_G_NNTRG | 67929 | G | NNTRG |  | Solar PV |  | NENG_ME | Maine | 23 | Oxford | 17 | 23017 | 4 | 0 | 2023 | 9999 |  |  | N | Solar | [13 empty] | 0 | 0 | 0 | 0 | [11 empty] | Nutting Ridge 2023 Parent, LLC | 100 | Nutting Ridge 2023 Parent, LLC | 100 | Non-regulated
Bodhi Solar | 67932_G_BODHI | 67932 | G | BODHI |  | Solar PV |  | NY_Z_B | New York | 36 | Monroe | 55 | 36055 | 5 | 0 | 2024 | 9999 |  |  | N | Solar | [13 empty] | 0 | 0 | 0 | 0 | [11 empty] | Bodhi Solar, LLC | 100 | Bodhi Solar, LLC | 100 | Non-regulated
Halifax CSG LLC | 67933_G_HALIF | 67933 | G | HALIF |  | Solar PV |  | PJM_Dom | Virginia | 51 | Halifax | 83 | 51083 | 3.1 | 0 | 2024 | 9999 |  |  | N | Solar | [13 empty] | 0 | 0 | 0 | 0 | [11 empty] | Dimension Energy LLC | 100 | Dimension Energy LLC | 100 | Non-regulated
Clearview Solar 1 | 67935_G_CLV1 | 67935 | G | CLV1 |  | Solar PV |  | PJM_ATSI | Ohio | 39 | Champaign | 21 | 39021 | 144 | 0 | 2024 | 9999 |  |  | N | Solar | [13 empty] | 0 | 0 | 0 | 0 | [11 empty] | Clearview Solar I, LLC | 100 | Clearview Solar I, LLC | 100 | Non-regulated
Perkins Road Belfast Solar, LLC | 67938_G_PERK | 67938 | G | PERK |  | Solar PV |  | NENG_ME | Maine | 23 | Waldo | 27 | 23027 | 4.8 | 0 | 2021 | 9999 |  |  | N | Solar | [13 empty] | 0 | 0 | 0 | 0 | [11 empty] | Perkins Solar Holdings, LLC | 100 | Perkins Solar Holdings, LLC | 100 | Non-regulated
Route 3 China Solar, LLC | 67939_G_RT3 | 67939 | G | RT3 |  | Solar PV |  | NENG_ME | Maine | 23 | Kennebec | 11 | 23011 | 4.5 | 0 | 2022 | 9999 |  |  | N | Solar | [13 empty] | 0 | 0 | 0 | 0 | [11 empty] | Route 3 China 2022 Parent, LLC | 100 | Route 3 China 2022 Parent, LLC | 100 | Non-regulated
Searsmont Road Lincolnville Solar, LLC | 67940_G_SEARS | 67940 | G | SEARS |  | Solar PV |  | NENG_ME | Maine | 23 | Waldo | 27 | 23027 | 4 | 0 | 2022 | 9999 |  |  | N | Solar | [13 empty] | 0 | 0 | 0 | 0 | [11 empty] | AZ-REA 2021 Solar Holdings ME, LLC | 100 | AZ-REA 2021 Solar Holdings ME, LLC | 100 | Non-regulated
Sauk Solar Park | 67942_G_SAUSP | 67942 | G | SAUSP |  | Solar PV |  | MIS_LMI | Michigan | 26 | Branch | 23 | 26023 | 150 | 0 | 2025 | 9999 |  |  | N | Solar | [13 empty] | 0 | 0 | 0 | 0 | [11 empty] | DTE Electric Company | 100 | DTE Electric Company | 100 | Regulated
Sherburne Solar Holdings, LLC | 67943_G_SHBUN | 67943 | G | SHBUN |  | Solar PV |  | MIS_MNWI | Minnesota | 27 | Sherburne | 141 | 27141 | 3 | 0 | 2021 | 9999 |  |  | N | Solar | [13 empty] | 0 | 0 | 0 | 0 | [11 empty] | Sherburne Solar Holdings, LLC | 100 | Sherburne Solar Holdings, LLC | 100 | Non-regulated
Sheridan Road Solar Farm | 67944_G_SHDAN | 67944 | G | SHDAN |  | Solar PV |  | NENG_ME | Maine | 23 | Aroostook | 3 | 23003 | 3 | 0 | 2024 | 9999 |  |  | N | Solar | [13 empty] | 0 | 0 | 0 | 0 | [11 empty] | Solar Acquisition 2023 II, LLC | 100 | Solar Acquisition 2023 II, LLC | 100 | Non-regulated
Skyway Avenue Solar Farm | 67946_G_SKYWY | 67946 | G | SKYWY |  | Solar PV |  | NENG_ME | Maine | 23 | Aroostook | 3 | 23003 | 2.5 | 0 | 2024 | 9999 |  |  | N | Solar | [13 empty] | 0 | 0 | 0 | 0 | [11 empty] | Skyway 2023 Parent, LLC | 100 | Skyway 2023 Parent, LLC | 100 | Non-regulated
Ward Solar 1, LLC | 67947_G_WARD | 67947 | G | WARD |  | Solar PV |  | NENGREST | Massachusetts | 25 | Plymouth | 23 | 25023 | 2 | 0 | 2019 | 9999 |  |  | N | Solar | [13 empty] | 0 | 0 | 0 | 0 | [11 empty] | Ward Solar Holdings, LLC | 100 | Ward Solar Holdings, LLC | 100 | Non-regulated
Hampton Substation Energy Storage | 67948_G_MP1 | 67948 | G | MP1 |  | Energy Storage |  | MIS_MIDA | Iowa | 19 | Franklin | 69 | 19069 | 1.4 | 0 | 2022 | 9999 |  |  | N | Energy Storage | [13 empty] | 0 | 0 | 0 | 0 | [11 empty] | Corn Belt Power Coop | 100 | Corn Belt Power Coop | 100 | Regulated
LPEA Sunnyside Solar 1 Facility | 67952_G_PV001 | 67952 | G | PV001 |  | Solar PV |  | WECC_CO | Colorado | 8 | La Plata | 67 | 08067 | 1.7 | 0 | 2024 | 9999 |  |  | N | Solar | [13 empty] | 0 | 0 | 0 | 0 | [11 empty] | La Plata Electric Assn, Inc | 100 | La Plata Electric Assn, Inc | 100 | Regulated
DSI Julie Solar | 67958_G_DSIJ | 67958 | G | DSIJ |  | Solar PV |  | MIS_MNWI | Minnesota | 27 | Stearns | 145 | 27145 | 1 | 0 | 2024 | 9999 |  |  | N | Solar | [13 empty] | 0 | 0 | 0 | 0 | [11 empty] | DSI Julie Solar LLC | 100 | DSI Julie Solar LLC | 100 | Non-regulated
Agave | 67964_G_A150M | 67964 | G | A150M |  | Solar PV |  | WECC_AZ | Arizona | 4 | Maricopa | 13 | 04013 | 150 | 0 | 2023 | 9999 |  |  | N | Solar | [13 empty] | 0 | 0 | 0 | 0 | [11 empty] | Arizona Public Service Co | 100 | Arizona Public Service Co | 100 | Regulated
Toledo Air National Guard | 67967_G_180FW | 67967 | G | 180FW |  | Solar PV |  | PJM_ATSI | Ohio | 39 | Lucas | 95 | 39095 | 1.5 | 0 | 2010 | 9999 |  |  | N | Solar | [13 empty] | 0 | 0 | 0 | 0 | [11 empty] | 180th Fighter Wing | 100 | 180th Fighter Wing | 100 | Regulated
Burksol Energy Storage | 67968_G_BES | 67968 | G | BES |  | Energy Storage |  | ERC_PHDL | Texas | 48 | Dickens | 125 | 48125 | 100 | 0 | 2025 | 9999 |  |  | N | Energy Storage | [13 empty] | 0 | 0 | 0 | 0 | [11 empty] | Burksol, LLC | 100 | Burksol, LLC | 100 | Non-regulated
Eldorado Solar I | 67972_G_ELD15 | 67972 | G | ELD15 |  | Solar PV |  | MIS_IL | Illinois | 17 | Saline | 165 | 17165 | 150 | 0 | 2025 | 9999 |  |  | N | Solar | [13 empty] | 0 | 0 | 0 | 0 | [11 empty] | Sol Systems | 100 | Sol Systems | 100 | Non-regulated
AES Laubacher Solar CSG | 67974_G_LAUBA | 67974 | G | LAUBA |  | Solar PV |  | NY_Z_B | New York | 36 | Orleans | 73 | 36073 | 2.4 | 0 | 2025 | 9999 |  |  | N | Solar | [13 empty] | 0 | 0 | 0 | 0 | [11 empty] | AES Clean Energy | 100 | AES Clean Energy | 100 | Non-regulated
Mompano | 67980_G_MOMPO | 67980 | G | MOMPO |  | Solar PV |  | WECC_PNW | Oregon | 41 | Clackamas | 5 | 41005 | 2 | 0 | 2025 | 9999 |  |  | N | Solar | [13 empty] | 0 | 0 | 0 | 0 | [11 empty] | Mompano | 100 | Mompano | 100 | Non-regulated
City of Long Beach Airport Lot A & B | 67994_G_COLBA | 67994 | G | COLBA |  | Solar PV |  | WEC_LADW | California | 6 | Los Angeles | 37 | 06037 | 1.2 | 0 | 2024 | 9999 |  |  | N | Solar | [13 empty] | 0 | 0 | 0 | 0 | [11 empty] | Solar DG CA Long Beach, LLC | 100 | Solar DG CA Long Beach, LLC | 100 | Non-regulated
Caballero | 68012_G_CAB11 | 68012 | G | CAB11 |  | Energy Storage |  | WEC_CALN | California | 6 | San Luis Obispo | 79 | 06079 | 99.7 | 0 | 2025 | 9999 |  |  | N | Energy Storage | [13 empty] | 0 | 0 | 0 | 0 | [11 empty] | Caballero CA Storage LLC | 100 | Caballero CA Storage LLC | 100 | Non-regulated
Amazon BDL4 | 68013_G_BDL4 | 68013 | G | BDL4 |  | Solar PV |  | NENG_CT | Connecticut | 9 | Hartford | 3 | 09003 | 3.9 | 0 | 2025 | 9999 |  |  | N | Solar | [13 empty] | 0 | 0 | 0 | 0 | [11 empty] | Telyon AMZ Windsor LLC | 100 | Telyon AMZ Windsor LLC | 100 | Non-regulated
Hollister Wastewater Facility | 68016_G_HOLWF | 68016 | G | HOLWF |  | Solar PV |  | WEC_CALN | California | 6 | San Benito | 69 | 06069 | 1 | 0 | 2011 | 9999 |  |  | N | Solar | [13 empty] | 0 | 0 | 0 | 0 | [11 empty] | Perpetual Energy Systems | 100 | Perpetual Energy Systems | 100 | Non-regulated
Independence East | 68020_G_IE | 68020 | G | IE |  | Solar PV |  | NY_Z_B | New York | 36 | Allegany | 3 | 36003 | 5 | 0 | 2024 | 9999 |  |  | N | Solar | [13 empty] | 0 | 0 | 0 | 0 | [11 empty] | AETS OpCo Holdings LLC | 100 | AETS OpCo Holdings LLC | 100 | Non-regulated
Lemoore West | 68027_G_LEW1 | 68027 | G | LEW1 |  | Solar PV |  | WEC_CALN | California | 6 | Kings | 31 | 06031 | 7.9 | 0 | 2022 | 9999 |  |  | N | Solar | [13 empty] | 0 | 0 | 0 | 0 | [11 empty] | Leprino Foods | 100 | Leprino Foods | 100 | Non-regulated
KDC Solar Madera LLC | 68038_G_VSPRC | 68038 | G | VSPRC |  | Solar PV |  | WEC_CALN | California | 6 | Madera | 39 | 06039 | 10 | 0 | 2023 | 9999 |  |  | N | Solar | [13 empty] | 0 | 0 | 0 | 0 | [11 empty] | Valta Energy | 100 | Valta Energy | 100 | Non-regulated
Overland | 68041_G_948 | 68041 | G | 948 |  | Solar PV |  | WECC_CO | Colorado | 8 | Weld | 123 | 08123 | 11 | 0 | 2024 | 9999 |  |  | N | Solar | [13 empty] | 0 | 0 | 0 | 0 | [11 empty] | Greenbacker Renewable Energy Corporation | 100 | Greenbacker Renewable Energy Corporation | 100 | Non-regulated
Dairy Farm | 68042_G_378 | 68042 | G | 378 |  | Solar PV |  | NENG_ME | Maine | 23 | Somerset | 25 | 23025 | 4 | 0 | 2024 | 9999 |  |  | N | Solar | [13 empty] | 0 | 0 | 0 | 0 | [11 empty] | Greenbacker Renewable Energy Corporation | 100 | Greenbacker Renewable Energy Corporation | 100 | Non-regulated
Lake Wilson Solar | 68046_G_30801 | 68046 | G | 30801 |  | Solar PV |  | MIS_MNWI | Minnesota | 27 | Murray | 101 | 27101 | 1 | 0 | 2024 | 9999 |  |  | N | Solar | [13 empty] | 0 | 0 | 0 | 0 | [11 empty] | Lake Wilson Solar, LLC | 100 | Lake Wilson Solar, LLC | 100 | Non-regulated
Lake Lilian Solar | 68047_G_30796 | 68047 | G | 30796 |  | Solar PV |  | MIS_MNWI | Minnesota | 27 | Kandiyohi | 67 | 27067 | 1 | 0 | 2024 | 9999 |  |  | N | Solar | [13 empty] | 0 | 0 | 0 | 0 | [11 empty] | Lake Lilian Solar, LLC | 100 | Lake Lilian Solar, LLC | 100 | Non-regulated
Marion Solar 4b LLC | 68049_G_MS4B | 68049 | G | MS4B |  | Solar PV |  | MIS_IL | Illinois | 17 | Marion | 121 | 17121 | 2 | 0 | 2024 | 9999 |  |  | N | Solar | [13 empty] | 0 | 0 | 0 | 0 | [11 empty] | Pivot Energy | 100 | Pivot Energy | 100 | Non-regulated
Putnam Solar 1 | 68050_G_PUT1 | 68050 | G | PUT1 |  | Solar PV |  | PJM_COMD | Illinois | 17 | Putnam | 155 | 17155 | 2 | 0 | 2024 | 9999 |  |  | N | Solar | [13 empty] | 0 | 0 | 0 | 0 | [11 empty] | Pivot Energy | 100 | Pivot Energy | 100 | Non-regulated
Putnam Solar 1B | 68051_G_PUT1B | 68051 | G | PUT1B |  | Solar PV |  | PJM_COMD | Illinois | 17 | Putnam | 155 | 17155 | 2 | 0 | 2024 | 9999 |  |  | N | Solar | [13 empty] | 0 | 0 | 0 | 0 | [11 empty] | Pivot Energy | 100 | Pivot Energy | 100 | Non-regulated
Wolf Run Solar | 68056_G_GEN01 | 68056 | G | GEN01 |  | Solar PV |  | MIS_IL | Illinois | 17 | Morgan | 137 | 17137 | 140 | 0 | 2024 | 9999 |  |  | N | Solar | [13 empty] | 0 | 0 | 0 | 0 | [11 empty] | Wolf Run Solar LLC | 100 | Wolf Run Solar LLC | 100 | Non-regulated
Prairie Center Energy LLC | 68058_G_PCEBS | 68058 | G | PCEBS |  | Energy Storage |  | WECC_CO | Colorado | 8 | Adams | 1 | 08001 | 33.7 | 0 | 2024 | 9999 |  |  | N | Energy Storage | [13 empty] | 0 | 0 | 0 | 0 | [11 empty] | Prairie Enhanced, LLC | 100 | Prairie Enhanced, LLC | 100 | Non-regulated
Kankakee Solar 1 | 68059_G_KANK1 | 68059 | G | KANK1 |  | Solar PV |  | PJM_COMD | Illinois | 17 | Kankakee | 91 | 17091 | 2 | 0 | 2024 | 9999 |  |  | N | Solar | [13 empty] | 0 | 0 | 0 | 0 | [11 empty] | Pivot Energy | 100 | Pivot Energy | 100 | Non-regulated
VA- US Foods- Manassas | 68063_G_USM | 68063 | G | USM |  | Solar PV |  | PJM_Dom | Virginia | 51 | Prince William | 153 | 51153 | 2 | 0 | 2024 | 9999 |  |  | N | Solar | [13 empty] | 0 | 0 | 0 | 0 | [11 empty] | EDPRNA DG VA Manassas LLC | 100 | EDPRNA DG VA Manassas LLC | 100 | Non-regulated
CA- US Foods- Livermore | 68064_G_LBA | 68064 | G | LBA |  | Energy Storage |  | WEC_CALN | California | 6 | Alameda | 1 | 06001 | 1.2 | 0 | 2024 | 9999 |  |  | N | Energy Storage | [13 empty] | 0 | 0 | 0 | 0 | [11 empty] | EDPRNA DG CA Livermore LLC | 100 | EDPRNA DG CA Livermore LLC | 100 | Non-regulated
CA- US Foods- Livermore | 68064_G_USFL | 68064 | G | USFL |  | Solar PV |  | WEC_CALN | California | 6 | Alameda | 1 | 06001 | 1.2 | 0 | 2024 | 9999 |  |  | N | Solar | [13 empty] | 0 | 0 | 0 | 0 | [11 empty] | EDPRNA DG CA Livermore LLC | 100 | EDPRNA DG CA Livermore LLC | 100 | Non-regulated
Niagara Solar Project | 68067_G_NIAGA | 68067 | G | NIAGA |  | Solar PV |  | NY_Z_A | New York | 36 | Niagara | 63 | 36063 | 5 | 0 | 2024 | 9999 |  |  | N | Solar | [13 empty] | 0 | 0 | 0 | 0 | [11 empty] | DG Niagara, LLC | 100 | DG Niagara, LLC | 100 | Non-regulated
Old Frontier Solar III | 68069_G_16501 | 68069 | G | 16501 |  | Solar PV |  | NENGREST | Massachusetts | 25 | Franklin | 11 | 25011 | 2 | 0 | 2022 | 9999 |  |  | N | Solar | [13 empty] | 0 | 0 | 0 | 0 | [11 empty] | Old Frontier Solar III PV, LLC | 100 | Old Frontier Solar III PV, LLC | 100 | Non-regulated
Old Frontier Solar III | 68069_G_16502 | 68069 | G | 16502 |  | Energy Storage |  | NENGREST | Massachusetts | 25 | Franklin | 11 | 25011 | 2 | 0 | 2022 | 9999 |  |  | N | Energy Storage | [13 empty] | 0 | 0 | 0 | 0 | [11 empty] | Old Frontier Solar III PV, LLC | 100 | Old Frontier Solar III PV, LLC | 100 | Non-regulated
Independence Road (CSG) | 68091_G_IR | 68091 | G | IR |  | Solar PV |  | NY_Z_B | New York | 36 | Allegany | 3 | 36003 | 5 | 0 | 2024 | 9999 |  |  | N | Solar | [13 empty] | 0 | 0 | 0 | 0 | [11 empty] | AETS OpCo Holdings LLC | 100 | AETS OpCo Holdings LLC | 100 | Non-regulated
Ruhlmann A (CSG) | 68092_G_RA | 68092 | G | RA |  | Solar PV |  | NY_Z_A | New York | 36 | Niagara | 63 | 36063 | 5 | 0 | 2024 | 9999 |  |  | N | Solar | [13 empty] | 0 | 0 | 0 | 0 | [11 empty] | AETS OpCo Holdings LLC | 100 | AETS OpCo Holdings LLC | 100 | Non-regulated
Ticon Solar | 68115_G_TICON | 68115 | G | TICON |  | Solar PV |  | NY_Z_F | New York | 36 | Essex | 31 | 36031 | 5 | 0 | 2024 | 9999 |  |  | N | Solar | [13 empty] | 0 | 0 | 0 | 0 | [11 empty] | Ticon Solar, LLC | 100 | Ticon Solar, LLC | 100 | Non-regulated
Benz Solar 1 | 68116_G_BENZ1 | 68116 | G | BENZ1 |  | Solar PV |  | NENG_CT | Connecticut | 9 | New Haven | 9 | 09009 | 1 | 0 | 2025 | 9999 |  |  | N | Solar | [13 empty] | 0 | 0 | 0 | 0 | [11 empty] | Ecos Energy LLC | 100 | Ecos Energy LLC | 100 | Non-regulated
Benz Solar 2 | 68117_G_BENZ2 | 68117 | G | BENZ2 |  | Solar PV |  | NENG_CT | Connecticut | 9 | New Haven | 9 | 09009 | 1 | 0 | 2025 | 9999 |  |  | N | Solar | [13 empty] | 0 | 0 | 0 | 0 | [11 empty] | Ecos Energy LLC | 100 | Ecos Energy LLC | 100 | Non-regulated
Franklin Park 3-SLCHI803 | 68136_G_CH803 | 68136 | G | CH803 |  | Solar PV |  | PJM_COMD | Illinois | 17 | Cook | 31 | 17031 | 1.2 | 0 | 2025 | 9999 |  |  | N | Solar | [13 empty] | 0 | 0 | 0 | 0 | [11 empty] | Prologis Logistics Services Incorporated | 100 | Prologis Logistics Services Incorporated | 100 | Non-regulated
Angelo Solar | 68145_G_ANGSO | 68145 | G | ANGSO |  | Solar PV |  | ERC_WEST | Texas | 48 | Tom Green | 451 | 48451 | 195 | 0 | 2025 | 9999 |  |  | N | Solar | [13 empty] | 0 | 0 | 0 | 0 | [11 empty] | Angelo Solar, LLC | 100 | Angelo Solar, LLC | 100 | Non-regulated
Angelo Storage | 68146_G_ANGBA | 68146 | G | ANGBA |  | Energy Storage |  | ERC_WEST | Texas | 48 | Tom Green | 451 | 48451 | 100 | 0 | 2025 | 9999 |  |  | N | Energy Storage | [13 empty] | 0 | 0 | 0 | 0 | [11 empty] | Angelo Storage, LLC | 100 | Angelo Storage, LLC | 100 | Non-regulated
Coffeen Solar BESS | 68147_G_1 | 68147 | G | 1 |  | Solar PV |  | MIS_IL | Illinois | 17 | Montgomery | 135 | 17135 | 44.2 | 0 | 2024 | 9999 |  |  | N | Solar | [13 empty] | 0 | 0 | 0 | 0 | [11 empty] | Vistra Corp | 100 | Vistra Corp | 100 | Non-regulated
Coffeen Solar BESS | 68147_G_2 | 68147 | G | 2 |  | Energy Storage |  | MIS_IL | Illinois | 17 | Montgomery | 135 | 17135 | 2 | 0 | 2024 | 9999 |  |  | N | Energy Storage | [13 empty] | 0 | 0 | 0 | 0 | [11 empty] | Vistra Corp | 100 | Vistra Corp | 100 | Non-regulated
Baldwin Solar BESS | 68148_G_1 | 68148 | G | 1 |  | Solar PV |  | MIS_IL | Illinois | 17 | Randolph | 157 | 17157 | 68.4 | 0 | 2024 | 9999 |  |  | N | Solar | [13 empty] | 0 | 0 | 0 | 0 | [11 empty] | Vistra Corp | 100 | Vistra Corp | 100 | Non-regulated
Baldwin Solar BESS | 68148_G_2 | 68148 | G | 2 |  | Energy Storage |  | MIS_IL | Illinois | 17 | Randolph | 157 | 17157 | 2 | 0 | 2024 | 9999 |  |  | N | Energy Storage | [13 empty] | 0 | 0 | 0 | 0 | [11 empty] | Vistra Corp | 100 | Vistra Corp | 100 | Non-regulated
Mountain View Ind Park 1-sline001 | 68151_G_IE001 | 68151 | G | IE001 |  | Solar PV |  | WECC_SCE | California | 6 | San Bernardino | 71 | 06071 | 1.1 | 0 | 2023 | 9999 |  |  | N | Solar | [13 empty] | 0 | 0 | 0 | 0 | [11 empty] | ESCA-PLD-FONTANA1, LLC | 100 | ESCA-PLD-FONTANA1, LLC | 100 | Non-regulated
Rush Solar | 68152_G_RUSH1 | 68152 | G | RUSH1 |  | Solar PV |  | NY_Z_B | New York | 36 | Monroe | 55 | 36055 | 5 | 0 | 2024 | 9999 |  |  | N | Solar | [13 empty] | 0 | 0 | 0 | 0 | [11 empty] | Rush Solar Farm 1, LLC | 100 | Rush Solar Farm 1, LLC | 100 | Non-regulated
Guilderland Solar | 68154_G_GDRLD | 68154 | G | GDRLD |  | Solar PV |  | NY_Z_F | New York | 36 | Albany | 1 | 36001 | 5 | 0 | 2023 | 9999 |  |  | N | Solar | [13 empty] | 0 | 0 | 0 | 0 | [11 empty] | Helios Energy New York 13 LLC | 100 | Helios Energy New York 13 LLC | 100 | Non-regulated
MN CSG 2019-82 | 68156_G_ATWA | 68156 | G | ATWA |  | Solar PV |  | MIS_MNWI | Minnesota | 27 | Kandiyohi | 67 | 27067 | 1 | 0 | 2024 | 9999 |  |  | N | Solar | [13 empty] | 0 | 0 | 0 | 0 | [11 empty] | MN CSG 2019-82 LLC | 100 | MN CSG 2019-82 LLC | 100 | Non-regulated
MN CSG 2019-60 | 68157_G_MIRG | 68157 | G | MIRG |  | Solar PV |  | MIS_MNWI | Minnesota | 27 | Renville | 129 | 27129 | 1 | 0 | 2024 | 9999 |  |  | N | Solar | [13 empty] | 0 | 0 | 0 | 0 | [11 empty] | MN CSG 2019-60 LLC | 100 | MN CSG 2019-60 LLC | 100 | Non-regulated
Enfield Solar Site 2 | 68158_G_ENFI2 | 68158 | G | ENFI2 |  | Solar PV |  | NY_Z_C&E | New York | 36 | Tompkins | 109 | 36109 | 5 | 0 | 2024 | 9999 |  |  | N | Solar | [13 empty] | 0 | 0 | 0 | 0 | [11 empty] | NSF Enfield Site 2, LLC | 100 | NSF Enfield Site 2, LLC | 100 | Non-regulated
Enfield Solar Site 3 | 68159_G_ENFI3 | 68159 | G | ENFI3 |  | Solar PV |  | NY_Z_C&E | New York | 36 | Tompkins | 109 | 36109 | 5 | 0 | 2024 | 9999 |  |  | N | Solar | [13 empty] | 0 | 0 | 0 | 0 | [11 empty] | NSF Enfield Site 3, LLC | 100 | NSF Enfield Site 3, LLC | 100 | Non-regulated
Enfield Solar Site 1 | 68160_G_ENFI1 | 68160 | G | ENFI1 |  | Solar PV |  | NY_Z_C&E | New York | 36 | Tompkins | 109 | 36109 | 5 | 0 | 2024 | 9999 |  |  | N | Solar | [13 empty] | 0 | 0 | 0 | 0 | [11 empty] | NSF Enfield Site 1, LLC | 100 | NSF Enfield Site 1, LLC | 100 | Non-regulated
Maumee Solar | 68161_G_MAUME | 68161 | G | MAUME |  | Solar PV |  | PJM_ATSI | Ohio | 39 | Lucas | 95 | 39095 | 2.4 | 0 | 2024 | 9999 |  |  | N | Solar | [13 empty] | 0 | 0 | 0 | 0 | [11 empty] | Maumee Solar, LLC | 100 | Maumee Solar, LLC | 100 | Non-regulated
Coventry Solar Site 2 | 68162_G_COVE2 | 68162 | G | COVE2 |  | Solar PV |  | NY_Z_C&E | New York | 36 | Broome | 7 | 36007 | 5 | 0 | 2024 | 9999 |  |  | N | Solar | [13 empty] | 0 | 0 | 0 | 0 | [11 empty] | NSF Coventry Site 2, LLC | 100 | NSF Coventry Site 2, LLC | 100 | Non-regulated
Coventry Solar Site 3 | 68163_G_COVE3 | 68163 | G | COVE3 |  | Solar PV |  | NY_Z_C&E | New York | 36 | Broome | 7 | 36007 | 5 | 0 | 2024 | 9999 |  |  | N | Solar | [13 empty] | 0 | 0 | 0 | 0 | [11 empty] | NSF Coventry Site 3, LLC | 100 | NSF Coventry Site 3, LLC | 100 | Non-regulated
Big Elm Solar | 68180_G_BELMS | 68180 | G | BELMS |  | Solar PV |  | ERC_REST | Texas | 48 | Bell | 27 | 48027 | 200 | 0 | 2025 | 9999 |  |  | N | Solar | [13 empty] | 0 | 0 | 0 | 0 | [11 empty] | Big Elm Solar, LLC | 100 | Big Elm Solar, LLC | 100 | Non-regulated
Downeast Wind | 68185_G_DOWNW | 68185 | G | DOWNW |  | Onshore Wind |  | NENG_ME | Maine | 23 | Washington | 29 | 23029 | 126 | 0 | 2025 | 9999 |  |  | N | Wind | [13 empty] | 0 | 0 | 0 | 0 | [11 empty] | Downeast Wind, LLC | 100 | Downeast Wind, LLC | 100 | Non-regulated
Great Kiskadee Storage | 68189_G_GKDBS | 68189 | G | GKDBS |  | Energy Storage |  | ERC_REST | Texas | 48 | Hidalgo | 215 | 48215 | 100 | 0 | 2025 | 9999 |  |  | N | Energy Storage | [13 empty] | 0 | 0 | 0 | 0 | [11 empty] | GridFlex Storage, LLC | 60 | GridFlex Storage, LLC | 60 | Non-regulated
Prosperity Wind | 68193_G_PROSP | 68193 | G | PROSP |  | Onshore Wind |  | MIS_IL | Illinois | 17 | Piatt | 147 | 17147 | 300 | 0 | 2025 | 9999 |  |  | N | Wind | [13 empty] | 0 | 0 | 0 | 0 | [11 empty] | Prosperity Wind, LLC | 100 | Prosperity Wind, LLC | 100 | Non-regulated
CAMILLUS B (CSG) | 68206_G_CAM B | 68206 | G | CAM B |  | Solar PV |  | NY_Z_C&E | New York | 36 | Onondaga | 67 | 36067 | 5 | 0 | 2024 | 9999 |  |  | N | Solar | [13 empty] | 0 | 0 | 0 | 0 | [11 empty] | AETS OpCo Holdings LLC | 100 | AETS OpCo Holdings LLC | 100 | Non-regulated
CAMILLUS A (CSG) | 68207_G_CAM A | 68207 | G | CAM A |  | Solar PV |  | NY_Z_C&E | New York | 36 | Onondaga | 67 | 36067 | 5 | 0 | 2024 | 9999 |  |  | N | Solar | [13 empty] | 0 | 0 | 0 | 0 | [11 empty] | AETS OpCo Holdings LLC | 100 | AETS OpCo Holdings LLC | 100 | Non-regulated
North Kern 2 | 68220_G_NK2PV | 68220 | G | NK2PV |  | Solar PV |  | WECC_SCE | California | 6 | Kern | 29 | 06029 | 2.5 | 0 | 2024 | 9999 |  |  | N | Solar | [13 empty] | 0 | 0 | 0 | 0 | [11 empty] | Madison Energy Investments LLC | 100 | Madison Energy Investments LLC | 100 | Non-regulated
North Kern 1 | 68221_G_NK1PV | 68221 | G | NK1PV |  | Solar PV |  | WECC_SCE | California | 6 | Kern | 29 | 06029 | 2.5 | 0 | 2023 | 9999 |  |  | N | Solar | [13 empty] | 0 | 0 | 0 | 0 | [11 empty] | Madison Energy Investments LLC | 100 | Madison Energy Investments LLC | 100 | Non-regulated
St. Clair Solar 3 | 68232_G_STCL3 | 68232 | G | STCL3 |  | Solar PV |  | MIS_IL | Illinois | 17 | St Clair | 163 | 17163 | 2 | 0 | 2024 | 9999 |  |  | N | Solar | [13 empty] | 0 | 0 | 0 | 0 | [11 empty] | Pivot Energy | 100 | Pivot Energy | 100 | Non-regulated
Kankakee Solar 3 | 68233_G_KANK3 | 68233 | G | KANK3 |  | Solar PV |  | PJM_COMD | Illinois | 17 | Kankakee | 91 | 17091 | 2 | 0 | 2024 | 9999 |  |  | N | Solar | [13 empty] | 0 | 0 | 0 | 0 | [11 empty] | Pivot Energy | 100 | Pivot Energy | 100 | Non-regulated
Vinelands Power Plant | 68234_G_GEN1 | 68234 | G | GEN1 |  | Hydro |  | WECC_CO | Colorado | 8 | Mesa | 77 | 08077 | 3.5 | 0 | 2022 | 9999 |  |  | N | Hydro | [13 empty] | 0 | 0 | 0 | 0 | [11 empty] | Grand Valley Power LLC | 100 | Grand Valley Power LLC | 100 | Non-regulated
DG Green Arrow | 68242_G_GRARW | 68242 | G | GRARW |  | Solar PV |  | MIS_MNWI | Minnesota | 27 | Pipestone | 117 | 27117 | 1 | 0 | 2025 | 9999 |  |  | N | Solar | [13 empty] | 0 | 0 | 0 | 0 | [11 empty] | DG Green Arrow LLC | 100 | DG Green Arrow LLC | 100 | Non-regulated
Gransolar Texas One, LLC | 68244_G_GRTX1 | 68244 | G | GRTX1 |  | Solar PV |  | ERC_REST | Texas | 48 | Milam | 331 | 48331 | 50 | 0 | 2025 | 9999 |  |  | N | Solar | [13 empty] | 0 | 0 | 0 | 0 | [11 empty] | Gransolar Texas One, LLC | 100 | Gransolar Texas One, LLC | 100 | Non-regulated
BT Jungmann | 68246_G_JUNGM | 68246 | G | JUNGM |  | Solar PV |  | ERC_REST | Texas | 48 | Milam | 331 | 48331 | 40 | 0 | 2025 | 9999 |  |  | N | Solar | [13 empty] | 0 | 0 | 0 | 0 | [11 empty] | BT Jungmann, LLC | 100 | BT Jungmann, LLC | 100 | Non-regulated
GCC Trident Solar Project | 68260_G_GCC1 | 68260 | G | GCC1 |  | Solar PV |  | WECC_MT | Montana | 30 | Gallatin | 31 | 30031 | 2 | 0 | 2022 | 9999 |  |  | N | Solar | [13 empty] | 0 | 0 | 0 | 0 | [11 empty] | GCC Trident LLC | 100 | GCC Trident LLC | 100 | Non-regulated
GCC Trident Solar Project | 68260_G_GCC2 | 68260 | G | GCC2 |  | Solar PV |  | WECC_MT | Montana | 30 | Gallatin | 31 | 30031 | 2 | 0 | 2025 | 9999 |  |  | N | Solar | [13 empty] | 0 | 0 | 0 | 0 | [11 empty] | GCC Trident LLC | 100 | GCC Trident LLC | 100 | Non-regulated
Fairview Farms | 68262_G_FVFPV | 68262 | G | FVFPV |  | Solar PV |  | PJM_EMAC | Maryland | 24 | Harford | 25 | 24025 | 30 | 0 | 2024 | 9999 |  |  | N | Solar | [13 empty] | 0 | 0 | 0 | 0 | [11 empty] | Madison Energy Investments LLC | 100 | Madison Energy Investments LLC | 100 | Non-regulated
South County Detention Center Solar | 68265_G_PV1 | 68265 | G | PV1 |  | Solar PV |  | WECC_SCE | California | 6 | Tulare | 107 | 06107 | 1.1 | 0 | 2019 | 9999 |  |  | N | Solar | [13 empty] | 0 | 0 | 0 | 0 | [11 empty] | SoCore Energy LLC | 100 | SoCore Energy LLC | 100 | Non-regulated
North Juvenile Detention Center Solar | 68266_G_BA1 | 68266 | G | BA1 |  | Energy Storage |  | WECC_SCE | California | 6 | Tulare | 107 | 06107 | 0.3 | 0 | 2019 | 9999 |  |  | N | Energy Storage | [13 empty] | 0 | 0 | 0 | 0 | [11 empty] | SoCore Energy LLC | 100 | SoCore Energy LLC | 100 | Non-regulated
North Juvenile Detention Center Solar | 68266_G_PV1 | 68266 | G | PV1 |  | Solar PV |  | WECC_SCE | California | 6 | Tulare | 107 | 06107 | 1.1 | 0 | 2019 | 9999 |  |  | N | Solar | [13 empty] | 0 | 0 | 0 | 0 | [11 empty] | SoCore Energy LLC | 100 | SoCore Energy LLC | 100 | Non-regulated
Government Plaza Solar | 68267_G_PV1 | 68267 | G | PV1 |  | Solar PV |  | WECC_SCE | California | 6 | Tulare | 107 | 06107 | 1.1 | 0 | 2020 | 9999 |  |  | N | Solar | [13 empty] | 0 | 0 | 0 | 0 | [11 empty] | SoCore Energy LLC | 100 | SoCore Energy LLC | 100 | Non-regulated
Tulare Akers Professional Center | 68268_G_PV1 | 68268 | G | PV1 |  | Solar PV |  | WECC_SCE | California | 6 | Tulare | 107 | 06107 | 1 | 0 | 2019 | 9999 |  |  | N | Solar | [13 empty] | 0 | 0 | 0 | 0 | [11 empty] | SoCore Energy LLC | 100 | SoCore Energy LLC | 100 | Non-regulated
Bob Wiley Detention Center | 68269_G_PV1 | 68269 | G | PV1 |  | Solar PV |  | WECC_SCE | California | 6 | Tulare | 107 | 06107 | 1.8 | 0 | 2020 | 9999 |  |  | N | Solar | [13 empty] | 0 | 0 | 0 | 0 | [11 empty] | SoCore Energy LLC | 100 | SoCore Energy LLC | 100 | Non-regulated
Civic Center East | 68270_G_PV1 | 68270 | G | PV1 |  | Solar PV |  | WECC_SCE | California | 6 | Tulare | 107 | 06107 | 1.5 | 0 | 2020 | 9999 |  |  | N | Solar | [13 empty] | 0 | 0 | 0 | 0 | [11 empty] | SoCore Energy LLC | 100 | SoCore Energy LLC | 100 | Non-regulated
Morris Ridge Solar | 68274_G_MOR01 | 68274 | G | MOR01 |  | Solar PV |  | NY_Z_B | New York | 36 | Livingston | 51 | 36051 | 177 | 0 | 2024 | 9999 |  |  | N | Solar | [13 empty] | 0 | 0 | 0 | 0 | [11 empty] | Morris Ridge Solar Energy Center, LLC | 68 | Morris Ridge Solar Energy Center, LLC | 68 | Non-regulated
NCS FCPA LLC | 68279_G_10022 | 68279 | G | 10022 |  | Solar PV |  | PJM_SMAC | District of Columbia | 11 | District of Columbia | 1 | 11001 | 1.1 | 0 | 2020 | 9999 |  |  | N | Solar | [13 empty] | 0 | 0 | 0 | 0 | [11 empty] | New Columbia Solar | 100 | New Columbia Solar | 100 | Non-regulated
NCS Paradise LLC | 68280_G_10021 | 68280 | G | 10021 |  | Solar PV |  | PJM_SMAC | District of Columbia | 11 | District of Columbia | 1 | 11001 | 1.3 | 0 | 2021 | 9999 |  |  | N | Solar | [13 empty] | 0 | 0 | 0 | 0 | [11 empty] | New Columbia Solar | 100 | New Columbia Solar | 100 | Non-regulated
Dakota Range Wind | 68318_G_DKR01 | 68318 | G | DKR01 |  | Onshore Wind |  | MIS_MAPP | South Dakota | 46 | Grant | 51 | 46051 | 297.6 | 0 | 2022 | 9999 |  |  | N | Wind | [13 empty] | 0 | 0 | 0 | 0 | [11 empty] | Northern States Power Co - Minnesota | 100 | Northern States Power Co - Minnesota | 100 | Regulated
Blackwell Creek Solar | 68320_G_BC24 | 68320 | G | BC24 |  | Solar PV |  | WECC_PNW | Oregon | 41 | Jackson | 29 | 41029 | 1.4 | 0 | 2024 | 9999 |  |  | N | Solar | [13 empty] | 0 | 0 | 0 | 0 | [11 empty] | Blackwell Creek Solar LLC | 100 | Blackwell Creek Solar LLC | 100 | Non-regulated
CP East Hampton I & II Solar | 68327_G_EHAMP | 68327 | G | EHAMP |  | Solar PV |  | NENG_CT | Connecticut | 9 | Middlesex | 7 | 09007 | 2 | 0 | 2021 | 9999 |  |  | N | Solar | [13 empty] | 0 | 0 | 0 | 0 | [11 empty] | NJR Clean Energy Ventures Corporation | 100 | NJR Clean Energy Ventures Corporation | 100 | Non-regulated
DIVOCSG 2 LLC | 68330_G_DV2PV | 68330 | G | DV2PV |  | Solar PV |  | MIS_MNWI | Minnesota | 27 | Wright | 171 | 27171 | 1 | 0 | 2023 | 9999 |  |  | N | Solar | [13 empty] | 0 | 0 | 0 | 0 | [11 empty] | Madison Energy Investments LLC | 100 | Madison Energy Investments LLC | 100 | Non-regulated
Fairhaven | 68335_G_FAIRH | 68335 | G | FAIRH |  | Energy Storage |  | PJM_SMAC | Maryland | 24 | Anne Arundel | 3 | 24003 | 0.7 | 0 | 2024 | 9999 |  |  | N | Energy Storage | [13 empty] | 0 | 0 | 0 | 0 | [11 empty] | Baltimore Gas & Electric Co | 100 | Baltimore Gas & Electric Co | 100 | Regulated
Sand Prairie Solar | 68336_G_SP842 | 68336 | G | SP842 |  | Solar PV |  | PJM_COMD | Illinois | 17 | Tazewell | 179 | 17179 | 2 | 0 | 2024 | 9999 |  |  | N | Solar | [13 empty] | 0 | 0 | 0 | 0 | [11 empty] | DG Sand Prairie, LLC | 100 | DG Sand Prairie, LLC | 100 | Non-regulated
Verde Light Community Solar | 68338_G_VERDE | 68338 | G | VERDE |  | Solar PV |  | WECC_PNW | Oregon | 41 | Malheur | 45 | 41045 | 3 | 0 | 2023 | 9999 |  |  | N | Solar | [13 empty] | 0 | 0 | 0 | 0 | [11 empty] | Verde Light Community Solar LLC | 100 | Verde Light Community Solar LLC | 100 | Non-regulated
MN CSG 2019-67 | 68374_G_MONK | 68374 | G | MONK |  | Solar PV |  | MIS_MNWI | Minnesota | 27 | Sherburne | 141 | 27141 | 1 | 0 | 2025 | 9999 |  |  | N | Solar | [13 empty] | 0 | 0 | 0 | 0 | [11 empty] | MN CSG 2019-67 LLC | 100 | MN CSG 2019-67 LLC | 100 | Non-regulated
Buzzard Flop | 68375_G_169 | 68375 | G | 169 |  | Combustion Turbine | IC Engine | SPP_WEST | Oklahoma | 40 | Hughes | 63 | 40063 | 2.3 | 9905 | 2023 | 9999 |  |  | N | Natural Gas | [13 empty] | 0.011 | 0.011 | 0.011 | 0.011 | [11 empty] | Peoples Electric Cooperative | 100 | Peoples Electric Cooperative | 100 | Non-regulated
Buzzard Flop | 68375_G_170 | 68375 | G | 170 |  | Combustion Turbine | IC Engine | SPP_WEST | Oklahoma | 40 | Hughes | 63 | 40063 | 2.3 | 9905 | 2023 | 9999 |  |  | N | Natural Gas | [13 empty] | 0.011 | 0.011 | 0.011 | 0.011 | [11 empty] | Peoples Electric Cooperative | 100 | Peoples Electric Cooperative | 100 | Non-regulated
Buzzard Flop | 68375_G_171 | 68375 | G | 171 |  | Combustion Turbine | IC Engine | SPP_WEST | Oklahoma | 40 | Hughes | 63 | 40063 | 2.2 | 9905 | 2023 | 9999 |  |  | N | Natural Gas | [13 empty] | 0.011 | 0.011 | 0.011 | 0.011 | [11 empty] | Peoples Electric Cooperative | 100 | Peoples Electric Cooperative | 100 | Non-regulated
Centrahoma East | 68376_G_142 | 68376 | G | 142 |  | Combustion Turbine | IC Engine | SPP_WEST | Oklahoma | 40 | Coal | 29 | 40029 | 2.3 | 9905 | 2019 | 9999 |  |  | N | Natural Gas | [13 empty] | 0.011 | 0.011 | 0.011 | 0.011 | [11 empty] | Peoples Electric Cooperative | 100 | Peoples Electric Cooperative | 100 | Non-regulated
Centrahoma East | 68376_G_143 | 68376 | G | 143 |  | Combustion Turbine | IC Engine | SPP_WEST | Oklahoma | 40 | Coal | 29 | 40029 | 2.2 | 9905 | 2019 | 9999 |  |  | N | Natural Gas | [13 empty] | 0.011 | 0.011 | 0.011 | 0.011 | [11 empty] | Peoples Electric Cooperative | 100 | Peoples Electric Cooperative | 100 | Non-regulated
Centrahoma East | 68376_G_144 | 68376 | G | 144 |  | Combustion Turbine | IC Engine | SPP_WEST | Oklahoma | 40 | Coal | 29 | 40029 | 2.2 | 9905 | 2019 | 9999 |  |  | N | Natural Gas | [13 empty] | 0.011 | 0.011 | 0.011 | 0.011 | [11 empty] | Peoples Electric Cooperative | 100 | Peoples Electric Cooperative | 100 | Non-regulated
Centrahoma East | 68376_G_145 | 68376 | G | 145 |  | Combustion Turbine | IC Engine | SPP_WEST | Oklahoma | 40 | Coal | 29 | 40029 | 2.3 | 9905 | 2019 | 9999 |  |  | N | Natural Gas | [13 empty] | 0.011 | 0.011 | 0.011 | 0.011 | [11 empty] | Peoples Electric Cooperative | 100 | Peoples Electric Cooperative | 100 | Non-regulated
Centrahoma East | 68376_G_149 | 68376 | G | 149 |  | Combustion Turbine | IC Engine | SPP_WEST | Oklahoma | 40 | Coal | 29 | 40029 | 2.3 | 9905 | 2019 | 9999 |  |  | N | Natural Gas | [13 empty] | 0.011 | 0.011 | 0.011 | 0.011 | [11 empty] | Peoples Electric Cooperative | 100 | Peoples Electric Cooperative | 100 | Non-regulated
Centrahoma East | 68376_G_150 | 68376 | G | 150 |  | Combustion Turbine | IC Engine | SPP_WEST | Oklahoma | 40 | Coal | 29 | 40029 | 2.3 | 9905 | 2019 | 9999 |  |  | N | Natural Gas | [13 empty] | 0.011 | 0.011 | 0.011 | 0.011 | [11 empty] | Peoples Electric Cooperative | 100 | Peoples Electric Cooperative | 100 | Non-regulated
Centrahoma East | 68376_G_155 | 68376 | G | 155 |  | Combustion Turbine | IC Engine | SPP_WEST | Oklahoma | 40 | Coal | 29 | 40029 | 2.3 | 9905 | 2019 | 9999 |  |  | N | Natural Gas | [13 empty] | 0.011 | 0.011 | 0.011 | 0.011 | [11 empty] | Peoples Electric Cooperative | 100 | Peoples Electric Cooperative | 100 | Non-regulated
Centrahoma East | 68376_G_156 | 68376 | G | 156 |  | Combustion Turbine | IC Engine | SPP_WEST | Oklahoma | 40 | Coal | 29 | 40029 | 2.2 | 9905 | 2019 | 9999 |  |  | N | Natural Gas | [13 empty] | 0.011 | 0.011 | 0.011 | 0.011 | [11 empty] | Peoples Electric Cooperative | 100 | Peoples Electric Cooperative | 100 | Non-regulated
Centrahoma East | 68376_G_157 | 68376 | G | 157 |  | Combustion Turbine | IC Engine | SPP_WEST | Oklahoma | 40 | Coal | 29 | 40029 | 2.2 | 9905 | 2019 | 9999 |  |  | N | Natural Gas | [13 empty] | 0.011 | 0.011 | 0.011 | 0.011 | [11 empty] | Peoples Electric Cooperative | 100 | Peoples Electric Cooperative | 100 | Non-regulated
Centrahoma East | 68376_G_158 | 68376 | G | 158 |  | Combustion Turbine | IC Engine | SPP_WEST | Oklahoma | 40 | Coal | 29 | 40029 | 2.3 | 9905 | 2019 | 9999 |  |  | N | Natural Gas | [13 empty] | 0.011 | 0.011 | 0.011 | 0.011 | [11 empty] | Peoples Electric Cooperative | 100 | Peoples Electric Cooperative | 100 | Non-regulated
Centrahoma West | 68377_G_151 | 68377 | G | 151 |  | Combustion Turbine | IC Engine | SPP_WEST | Oklahoma | 40 | Coal | 29 | 40029 | 2.3 | 9905 | 2019 | 9999 |  |  | N | Natural Gas | [13 empty] | 0.011 | 0.011 | 0.011 | 0.011 | [11 empty] | Peoples Electric Cooperative | 100 | Peoples Electric Cooperative | 100 | Non-regulated
Centrahoma West | 68377_G_152 | 68377 | G | 152 |  | Combustion Turbine | IC Engine | SPP_WEST | Oklahoma | 40 | Coal | 29 | 40029 | 2.3 | 9905 | 2019 | 9999 |  |  | N | Natural Gas | [13 empty] | 0.011 | 0.011 | 0.011 | 0.011 | [11 empty] | Peoples Electric Cooperative | 100 | Peoples Electric Cooperative | 100 | Non-regulated
Centrahoma West | 68377_G_153 | 68377 | G | 153 |  | Combustion Turbine | IC Engine | SPP_WEST | Oklahoma | 40 | Coal | 29 | 40029 | 2.3 | 9905 | 2019 | 9999 |  |  | N | Natural Gas | [13 empty] | 0.011 | 0.011 | 0.011 | 0.011 | [11 empty] | Peoples Electric Cooperative | 100 | Peoples Electric Cooperative | 100 | Non-regulated
Centrahoma West | 68377_G_154 | 68377 | G | 154 |  | Combustion Turbine | IC Engine | SPP_WEST | Oklahoma | 40 | Coal | 29 | 40029 | 2.3 | 9905 | 2019 | 9999 |  |  | N | Natural Gas | [13 empty] | 0.011 | 0.011 | 0.011 | 0.011 | [11 empty] | Peoples Electric Cooperative | 100 | Peoples Electric Cooperative | 100 | Non-regulated
Centrahoma West | 68377_G_161 | 68377 | G | 161 |  | Combustion Turbine | IC Engine | SPP_WEST | Oklahoma | 40 | Coal | 29 | 40029 | 2.3 | 9905 | 2019 | 9999 |  |  | N | Natural Gas | [13 empty] | 0.011 | 0.011 | 0.011 | 0.011 | [11 empty] | Peoples Electric Cooperative | 100 | Peoples Electric Cooperative | 100 | Non-regulated
Centrahoma West | 68377_G_164 | 68377 | G | 164 |  | Combustion Turbine | IC Engine | SPP_WEST | Oklahoma | 40 | Coal | 29 | 40029 | 2.3 | 9905 | 2019 | 9999 |  |  | N | Natural Gas | [13 empty] | 0.011 | 0.011 | 0.011 | 0.011 | [11 empty] | Peoples Electric Cooperative | 100 | Peoples Electric Cooperative | 100 | Non-regulated
Centrahoma West | 68377_G_165 | 68377 | G | 165 |  | Combustion Turbine | IC Engine | SPP_WEST | Oklahoma | 40 | Coal | 29 | 40029 | 2.3 | 9905 | 2019 | 9999 |  |  | N | Natural Gas | [13 empty] | 0.011 | 0.011 | 0.011 | 0.011 | [11 empty] | Peoples Electric Cooperative | 100 | Peoples Electric Cooperative | 100 | Non-regulated
Centrahoma West | 68377_G_166 | 68377 | G | 166 |  | Combustion Turbine | IC Engine | SPP_WEST | Oklahoma | 40 | Coal | 29 | 40029 | 2.3 | 9905 | 2019 | 9999 |  |  | N | Natural Gas | [13 empty] | 0.011 | 0.011 | 0.011 | 0.011 | [11 empty] | Peoples Electric Cooperative | 100 | Peoples Electric Cooperative | 100 | Non-regulated
Centrahoma West | 68377_G_167 | 68377 | G | 167 |  | Combustion Turbine | IC Engine | SPP_WEST | Oklahoma | 40 | Coal | 29 | 40029 | 2.2 | 9905 | 2019 | 9999 |  |  | N | Natural Gas | [13 empty] | 0.011 | 0.011 | 0.011 | 0.011 | [11 empty] | Peoples Electric Cooperative | 100 | Peoples Electric Cooperative | 100 | Non-regulated
Centrahoma West | 68377_G_168 | 68377 | G | 168 |  | Combustion Turbine | IC Engine | SPP_WEST | Oklahoma | 40 | Coal | 29 | 40029 | 2.3 | 9905 | 2019 | 9999 |  |  | N | Natural Gas | [13 empty] | 0.011 | 0.011 | 0.011 | 0.011 | [11 empty] | Peoples Electric Cooperative | 100 | Peoples Electric Cooperative | 100 | Non-regulated
Little Dixie | 68378_G_146 | 68378 | G | 146 |  | Combustion Turbine | IC Engine | SPP_WEST | Oklahoma | 40 | Coal | 29 | 40029 | 2.2 | 9905 | 2019 | 9999 |  |  | N | Natural Gas | [13 empty] | 0.011 | 0.011 | 0.011 | 0.011 | [11 empty] | Peoples Electric Cooperative | 100 | Peoples Electric Cooperative | 100 | Non-regulated
Little Dixie | 68378_G_147 | 68378 | G | 147 |  | Combustion Turbine | IC Engine | SPP_WEST | Oklahoma | 40 | Coal | 29 | 40029 | 2.2 | 9905 | 2019 | 9999 |  |  | N | Natural Gas | [13 empty] | 0.011 | 0.011 | 0.011 | 0.011 | [11 empty] | Peoples Electric Cooperative | 100 | Peoples Electric Cooperative | 100 | Non-regulated
Little Dixie | 68378_G_148 | 68378 | G | 148 |  | Combustion Turbine | IC Engine | SPP_WEST | Oklahoma | 40 | Coal | 29 | 40029 | 2.3 | 9905 | 2019 | 9999 |  |  | N | Natural Gas | [13 empty] | 0.011 | 0.011 | 0.011 | 0.011 | [11 empty] | Peoples Electric Cooperative | 100 | Peoples Electric Cooperative | 100 | Non-regulated
Little Dixie | 68378_G_159 | 68378 | G | 159 |  | Combustion Turbine | IC Engine | SPP_WEST | Oklahoma | 40 | Coal | 29 | 40029 | 2.3 | 9905 | 2019 | 9999 |  |  | N | Natural Gas | [13 empty] | 0.011 | 0.011 | 0.011 | 0.011 | [11 empty] | Peoples Electric Cooperative | 100 | Peoples Electric Cooperative | 100 | Non-regulated
Little Dixie | 68378_G_160 | 68378 | G | 160 |  | Combustion Turbine | IC Engine | SPP_WEST | Oklahoma | 40 | Coal | 29 | 40029 | 2.2 | 9905 | 2019 | 9999 |  |  | N | Natural Gas | [13 empty] | 0.011 | 0.011 | 0.011 | 0.011 | [11 empty] | Peoples Electric Cooperative | 100 | Peoples Electric Cooperative | 100 | Non-regulated
Stuart (OK) | 68379_G_162 | 68379 | G | 162 |  | Combustion Turbine | IC Engine | SPP_WEST | Oklahoma | 40 | Pittsburg | 121 | 40121 | 2.2 | 9905 | 2023 | 9999 |  |  | N | Natural Gas | [13 empty] | 0.011 | 0.011 | 0.011 | 0.011 | [11 empty] | Peoples Electric Cooperative | 100 | Peoples Electric Cooperative | 100 | Non-regulated
Stuart (OK) | 68379_G_163 | 68379 | G | 163 |  | Combustion Turbine | IC Engine | SPP_WEST | Oklahoma | 40 | Pittsburg | 121 | 40121 | 2.3 | 9905 | 2023 | 9999 |  |  | N | Natural Gas | [13 empty] | 0.011 | 0.011 | 0.011 | 0.011 | [11 empty] | Peoples Electric Cooperative | 100 | Peoples Electric Cooperative | 100 | Non-regulated
Warrior Solar Partners | 68387_G_WASP1 | 68387 | G | WASP1 |  | Solar PV |  | NY_Z_C&E | New York | 36 | Herkimer | 43 | 36043 | 5 | 0 | 2023 | 9999 |  |  | N | Solar | [13 empty] | 0 | 0 | 0 | 0 | [11 empty] | Warrior Solar Partners, LLC | 100 | Warrior Solar Partners, LLC | 100 | Non-regulated
118 Echo | 68390_G_ECOPV | 68390 | G | ECOPV |  | Solar PV |  | NENGREST | Massachusetts | 25 | Barnstable | 1 | 25001 | 1 | 0 | 2023 | 9999 |  |  | N | Solar | [13 empty] | 0 | 0 | 0 | 0 | [11 empty] | Madison Energy Investments LLC | 100 | Madison Energy Investments LLC | 100 | Non-regulated
3100 Valleyview Drive | 68391_G_VVDPV | 68391 | G | VVDPV |  | Solar PV |  | PJM_West | Ohio | 39 | Franklin | 49 | 39049 | 1 | 0 | 2023 | 9999 |  |  | N | Solar | [13 empty] | 0 | 0 | 0 | 0 | [11 empty] | Madison Energy Investments LLC | 100 | Madison Energy Investments LLC | 100 | Non-regulated
IL2 - W109 | 68392_G_IL2PV | 68392 | G | IL2PV |  | Solar PV |  | PJM_COMD | Illinois | 17 | Will | 197 | 17197 | 4.9 | 0 | 2023 | 9999 |  |  | N | Solar | [13 empty] | 0 | 0 | 0 | 0 | [11 empty] | Madison Energy Investments LLC | 100 | Madison Energy Investments LLC | 100 | Non-regulated
North Stafford HS | 68393_G_NOSPV | 68393 | G | NOSPV |  | Solar PV |  | PJM_Dom | Virginia | 51 | Stafford | 179 | 51179 | 1.3 | 0 | 2023 | 9999 |  |  | N | Solar | [13 empty] | 0 | 0 | 0 | 0 | [11 empty] | Madison Energy Investments LLC | 100 | Madison Energy Investments LLC | 100 | Non-regulated
Waterboro | 68394_G_WBMPV | 68394 | G | WBMPV |  | Solar PV |  | NENG_ME | Maine | 23 | York | 31 | 23031 | 4.9 | 0 | 2023 | 9999 |  |  | N | Solar | [13 empty] | 0 | 0 | 0 | 0 | [11 empty] | Madison Energy Investments LLC | 100 | Madison Energy Investments LLC | 100 | Non-regulated
Wheeler Ridge 2 | 68395_G_WR2PV | 68395 | G | WR2PV |  | Solar PV |  | WECC_SCE | California | 6 | Kern | 29 | 06029 | 5 | 0 | 2023 | 9999 |  |  | N | Solar | [13 empty] | 0 | 0 | 0 | 0 | [11 empty] | Madison Energy Investments LLC | 100 | Madison Energy Investments LLC | 100 | Non-regulated
Lake Hallie | 68398_G_LH001 | 68398 | G | LH001 |  | Solar PV |  | MIS_MNWI | Wisconsin | 55 | Chippewa | 17 | 55017 | 5 | 0 | 2024 | 9999 |  |  | N | Solar | [13 empty] | 0 | 0 | 0 | 0 | [11 empty] | Standard Solar | 100 | Standard Solar | 100 | Non-regulated
TJA-NY- Dix Solar Farm LLC | 68399_G_DIXNY | 68399 | G | DIXNY |  | Solar PV |  | NY_Z_C&E | New York | 36 | Schuyler | 97 | 36097 | 3.8 | 0 | 2024 | 9999 |  |  | N | Solar | [13 empty] | 0 | 0 | 0 | 0 | [11 empty] | Dimension Energy LLC | 100 | Dimension Energy LLC | 100 | Non-regulated
TJA-NY-Chestnut Ridge Rd Moravia, LLC | 68400_G_CHEST | 68400 | G | CHEST |  | Solar PV |  | NY_Z_C&E | New York | 36 | Cayuga | 11 | 36011 | 3.6 | 0 | 2024 | 9999 |  |  | N | Solar | [13 empty] | 0 | 0 | 0 | 0 | [11 empty] | Dimension Energy LLC | 100 | Dimension Energy LLC | 100 | Non-regulated
TJA-NY-1454 CR 15 Oswegatchie, LLC | 68401_G_OSWEG | 68401 | G | OSWEG |  | Solar PV |  | NY_Z_D | New York | 36 | St Lawrence | 89 | 36089 | 4.9 | 0 | 2024 | 9999 |  |  | N | Solar | [13 empty] | 0 | 0 | 0 | 0 | [11 empty] | Dimension Energy LLC | 100 | Dimension Energy LLC | 100 | Non-regulated
TJA-NY-Cohocton Solar Farm, LLC | 68402_G_COHOC | 68402 | G | COHOC |  | Solar PV |  | NY_Z_C&E | New York | 36 | Steuben | 101 | 36101 | 5 | 0 | 2024 | 9999 |  |  | N | Solar | [13 empty] | 0 | 0 | 0 | 0 | [11 empty] | Dimension Energy LLC | 100 | Dimension Energy LLC | 100 | Non-regulated
TJA-NY-Canton Solar Farm LLC | 68403_G_CANTO | 68403 | G | CANTO |  | Solar PV |  | NY_Z_D | New York | 36 | St Lawrence | 89 | 36089 | 4.9 | 0 | 2024 | 9999 |  |  | N | Solar | [13 empty] | 0 | 0 | 0 | 0 | [11 empty] | Dimension Energy LLC | 100 | Dimension Energy LLC | 100 | Non-regulated
TJA-NY-Barrett Rd New Woodstock, LLC | 68404_G_BARNY | 68404 | G | BARNY |  | Solar PV |  | NY_Z_C&E | New York | 36 | Madison | 53 | 36053 | 4.7 | 0 | 2024 | 9999 |  |  | N | Solar | [13 empty] | 0 | 0 | 0 | 0 | [11 empty] | Dimension Energy LLC | 100 | Dimension Energy LLC | 100 | Non-regulated
Caledonia CSG LLC | 68405_G_CALED | 68405 | G | CALED |  | Solar PV |  | NY_Z_B | New York | 36 | Livingston | 51 | 36051 | 5 | 0 | 2024 | 9999 |  |  | N | Solar | [13 empty] | 0 | 0 | 0 | 0 | [11 empty] | Dimension Energy LLC | 100 | Dimension Energy LLC | 100 | Non-regulated
Lebanon CSG LLC | 68406_G_LEBAN | 68406 | G | LEBAN |  | Solar PV |  | NENG_ME | Maine | 23 | York | 31 | 23031 | 3.8 | 0 | 2024 | 9999 |  |  | N | Solar | [13 empty] | 0 | 0 | 0 | 0 | [11 empty] | Dimension Energy LLC | 100 | Dimension Energy LLC | 100 | Non-regulated
Martinsburg CSG LLC | 68407_G_MARTI | 68407 | G | MARTI |  | Solar PV |  | NY_Z_C&E | New York | 36 | Lewis | 49 | 36049 | 2.2 | 0 | 2024 | 9999 |  |  | N | Solar | [13 empty] | 0 | 0 | 0 | 0 | [11 empty] | Dimension Energy LLC | 100 | Dimension Energy LLC | 100 | Non-regulated
Newark Solar 1 LLC | 68408_G_NEWA1 | 68408 | G | NEWA1 |  | Solar PV |  | PJM_EMAC | New Jersey | 34 | Essex | 13 | 34013 | 2.2 | 0 | 2024 | 9999 |  |  | N | Solar | [13 empty] | 0 | 0 | 0 | 0 | [11 empty] | Dimension Energy LLC | 100 | Dimension Energy LLC | 100 | Non-regulated
VS RXI Mason-Chatsworth, LLC | 68409_G_VSPRC | 68409 | G | VSPRC |  | Solar PV |  | WEC_LADW | California | 6 | Los Angeles | 37 | 06037 | 1.8 | 0 | 2023 | 9999 |  |  | N | Solar | [13 empty] | 0 | 0 | 0 | 0 | [11 empty] | Valta Energy | 100 | Valta Energy | 100 | Non-regulated
DIVOCSG 13 | 68412_G_DIV13 | 68412 | G | DIV13 |  | Solar PV |  | MIS_MNWI | Minnesota | 27 | Wabasha | 157 | 27157 | 1 | 0 | 2025 | 9999 |  |  | N | Solar | [13 empty] | 0 | 0 | 0 | 0 | [11 empty] | DIVOCSG 13 LLC | 100 | DIVOCSG 13 LLC | 100 | Non-regulated
Armstrong 1 | 68415_G_810 | 68415 | G | 810 |  | Solar PV |  | PJM_COMD | Illinois | 17 | McHenry | 111 | 17111 | 2 | 0 | 2024 | 9999 |  |  | N | Solar | [13 empty] | 0 | 0 | 0 | 0 | [11 empty] | Greenbacker Renewable Energy Corporation | 100 | Greenbacker Renewable Energy Corporation | 100 | Non-regulated
Richland North | 68419_G_RN | 68419 | G | RN |  | Solar PV |  | NY_Z_C&E | New York | 36 | Oswego | 75 | 36075 | 5 | 0 | 2024 | 9999 |  |  | N | Solar | [13 empty] | 0 | 0 | 0 | 0 | [11 empty] | AETS OpCo Holdings LLC | 100 | AETS OpCo Holdings LLC | 100 | Non-regulated
Richland South | 68420_G_RS | 68420 | G | RS |  | Solar PV |  | NY_Z_C&E | New York | 36 | Oswego | 75 | 36075 | 5 | 0 | 2024 | 9999 |  |  | N | Solar | [13 empty] | 0 | 0 | 0 | 0 | [11 empty] | AETS OpCo Holdings LLC | 100 | AETS OpCo Holdings LLC | 100 | Non-regulated
Ellisburg | 68421_G_EB | 68421 | G | EB |  | Solar PV |  | NY_Z_C&E | New York | 36 | Jefferson | 45 | 36045 | 5 | 0 | 2024 | 9999 |  |  | N | Solar | [13 empty] | 0 | 0 | 0 | 0 | [11 empty] | AETS OpCo Holdings LLC | 100 | AETS OpCo Holdings LLC | 100 | Non-regulated
515 Main Saugus | 68430_G_960 | 68430 | G | 960 |  | Solar PV |  | NENGREST | Massachusetts | 25 | Essex | 9 | 25009 | 1.3 | 0 | 2017 | 9999 |  |  | N | Solar | [13 empty] | 0 | 0 | 0 | 0 | [11 empty] | 515 Main Saugus LLC | 100 | 515 Main Saugus LLC | 100 | Non-regulated
Aegean Drive Solar | 68432_G_18253 | 68432 | G | 18253 |  | Solar PV |  | NENGREST | Massachusetts | 25 | Essex | 9 | 25009 | 1.8 | 0 | 2021 | 9999 |  |  | N | Solar | [13 empty] | 0 | 0 | 0 | 0 | [11 empty] | Aegean Drive Solar LLC | 100 | Aegean Drive Solar LLC | 100 | Non-regulated
Banner Solar Ironwood | 68433_G_4761 | 68433 | G | 4761 |  | Solar PV |  | WECC_AZ | Arizona | 4 | Pinal | 21 | 04021 | 1.4 | 0 | 2021 | 9999 |  |  | N | Solar | [13 empty] | 0 | 0 | 0 | 0 | [11 empty] | Imperator Solar, LLC | 100 | Imperator Solar, LLC | 100 | Non-regulated
Downing Parkway Solar | 68434_G_961 | 68434 | G | 961 |  | Solar PV |  | NENGREST | Massachusetts | 25 | Berkshire | 3 | 25003 | 2.3 | 0 | 2015 | 9999 |  |  | N | Solar | [13 empty] | 0 | 0 | 0 | 0 | [11 empty] | Downing Parkway Solar LLC | 100 | Downing Parkway Solar LLC | 100 | Non-regulated
Millbury MA #1092 | 68435_G_13998 | 68435 | G | 13998 |  | Solar PV |  | NENGREST | Massachusetts | 25 | Worcester | 27 | 25027 | 1 | 0 | 2019 | 9999 |  |  | N | Solar | [13 empty] | 0 | 0 | 0 | 0 | [11 empty] | Millbury MA #1092 LLC | 100 | Millbury MA #1092 LLC | 100 | Non-regulated
Millis MA 1 | 68437_G_11998 | 68437 | G | 11998 |  | Solar PV |  | NENGREST | Massachusetts | 25 | Norfolk | 21 | 25021 | 1 | 0 | 2018 | 9999 |  |  | N | Solar | [13 empty] | 0 | 0 | 0 | 0 | [11 empty] | Millis MA 1 LLC | 100 | Millis MA 1 LLC | 100 | Non-regulated
Rochester MA 2 | 68438_G_12998 | 68438 | G | 12998 |  | Solar PV |  | NENGREST | Massachusetts | 25 | Plymouth | 23 | 25023 | 1 | 0 | 2018 | 9999 |  |  | N | Solar | [13 empty] | 0 | 0 | 0 | 0 | [11 empty] | Rochester MA 2 LLC | 100 | Rochester MA 2 LLC | 100 | Non-regulated
Sutter Santa Rosa Solar | 68440_G_693 | 68440 | G | 693 |  | Solar PV |  | WEC_CALN | California | 6 | Sonoma | 97 | 06097 | 1.3 | 0 | 2019 | 9999 |  |  | N | Solar | [13 empty] | 0 | 0 | 0 | 0 | [11 empty] | Sutter Santa Rosa Solar LLC | 100 | Sutter Santa Rosa Solar LLC | 100 | Non-regulated
Wendell MA 1 | 68441_G_14998 | 68441 | G | 14998 |  | Solar PV |  | NENGREST | Massachusetts | 25 | Franklin | 11 | 25011 | 1 | 0 | 2018 | 9999 |  |  | N | Solar | [13 empty] | 0 | 0 | 0 | 0 | [11 empty] | Wendell MA 1 LLC | 100 | Wendell MA 1 LLC | 100 | Non-regulated
Antelope Creek | 68444_G_PV1 | 68444 | G | PV1 |  | Solar PV |  | WECC_PNW | Oregon | 41 | Jackson | 29 | 41029 | 2.3 | 0 | 2024 | 9999 |  |  | N | Solar | [13 empty] | 0 | 0 | 0 | 0 | [11 empty] | Antelope Creek Solar, LLC | 100 | Antelope Creek Solar, LLC | 100 | Non-regulated
OR - Green Key - Gun Club | 68445_G_GNCLB | 68445 | G | GNCLB |  | Solar PV |  | WECC_PNW | Oregon | 41 | Yamhill | 71 | 41071 | 2.5 | 0 | 2024 | 9999 |  |  | N | Solar | [13 empty] | 0 | 0 | 0 | 0 | [11 empty] | Gun Club Solar, LLC | 100 | Gun Club Solar, LLC | 100 | Non-regulated
OR - Green Key - Marquam | 68446_G_MARQM | 68446 | G | MARQM |  | Solar PV |  | WECC_PNW | Oregon | 41 | Clackamas | 5 | 41005 | 1.9 | 0 | 2024 | 9999 |  |  | N | Solar | [13 empty] | 0 | 0 | 0 | 0 | [11 empty] | Canyonland Solar LLC | 100 | Canyonland Solar LLC | 100 | Non-regulated
OR - Solops - SPI 18 - Clayfield | 68448_G_CLAFD | 68448 | G | CLAFD |  | Solar PV |  | WECC_PNW | Oregon | 41 | Clackamas | 5 | 41005 | 2.6 | 0 | 2024 | 9999 |  |  | N | Solar | [13 empty] | 0 | 0 | 0 | 0 | [11 empty] | Clayfield Solar, LLC | 100 | Clayfield Solar, LLC | 100 | Non-regulated
OR -Solops - SPI 18 - Cork | 68449_G_CORK | 68449 | G | CORK |  | Solar PV |  | WECC_PNW | Oregon | 41 | Clackamas | 5 | 41005 | 1.3 | 0 | 2024 | 9999 |  |  | N | Solar | [13 empty] | 0 | 0 | 0 | 0 | [11 empty] | Cork Solar, LLC | 100 | Cork Solar, LLC | 100 | Non-regulated
OR - Solops - SPI 18 - Dover | 68450_G_DOVER | 68450 | G | DOVER |  | Solar PV |  | WECC_PNW | Oregon | 41 | Clackamas | 5 | 41005 | 2 | 0 | 2024 | 9999 |  |  | N | Solar | [13 empty] | 0 | 0 | 0 | 0 | [11 empty] | Dover Solar, LLC | 100 | Dover Solar, LLC | 100 | Non-regulated
OR - Solops - SPI 18 - Belvedere | 68451_G_BELVD | 68451 | G | BELVD |  | Solar PV |  | WECC_PNW | Oregon | 41 | Marion | 47 | 41047 | 3 | 0 | 2024 | 9999 |  |  | N | Solar | [13 empty] | 0 | 0 | 0 | 0 | [11 empty] | Belvedere Solar, LLC | 100 | Belvedere Solar, LLC | 100 | Non-regulated
Walden Solar Maine V | 68454_G_LEEDS | 68454 | G | LEEDS |  | Solar PV |  | NENG_ME | Maine | 23 | Androscoggin | 1 | 23001 | 20 | 0 | 2024 | 9999 |  |  | N | Solar | [13 empty] | 0 | 0 | 0 | 0 | [11 empty] | Walden Solar Maine V LLC | 100 | Walden Solar Maine V LLC | 100 | Non-regulated
Pine Grove - (OR) | 68462_G_PV1 | 68462 | G | PV1 |  | Solar PV |  | WECC_PNW | Oregon | 41 | Klamath | 35 | 41035 | 1.4 | 0 | 2025 | 9999 |  |  | N | Solar | [13 empty] | 0 | 0 | 0 | 0 | [11 empty] | Pine Grove Solar LLC | 100 | Pine Grove Solar LLC | 100 | Non-regulated
Orchard Knob | 68463_G_PV1 | 68463 | G | PV1 |  | Solar PV |  | WECC_PNW | Oregon | 41 | Polk | 53 | 41053 | 2.3 | 0 | 2025 | 9999 |  |  | N | Solar | [13 empty] | 0 | 0 | 0 | 0 | [11 empty] | Orchard Knob Solar LLC | 100 | Orchard Knob Solar LLC | 100 | Non-regulated
Round Lake | 68464_G_PV1 | 68464 | G | PV1 |  | Solar PV |  | WECC_PNW | Oregon | 41 | Klamath | 35 | 41035 | 1 | 0 | 2024 | 9999 |  |  | N | Solar | [13 empty] | 0 | 0 | 0 | 0 | [11 empty] | Round Lake Solar LLC | 100 | Round Lake Solar LLC | 100 | Non-regulated
Machesney Park | 68467_G_PV1 | 68467 | G | PV1 |  | Solar PV |  | PJM_COMD | Illinois | 17 | Winnebago | 201 | 17201 | 1.7 | 0 | 2024 | 9999 |  |  | N | Solar | [13 empty] | 0 | 0 | 0 | 0 | [11 empty] | Solar DG IL 1 LLC | 100 | Solar DG IL 1 LLC | 100 | Non-regulated
Pontiac 1A | 68469_G_PV1 | 68469 | G | PV1 |  | Solar PV |  | PJM_COMD | Illinois | 17 | Livingston | 105 | 17105 | 2 | 0 | 2024 | 9999 |  |  | N | Solar | [13 empty] | 0 | 0 | 0 | 0 | [11 empty] | Solar DG IL 3 LLC | 100 | Solar DG IL 3 LLC | 100 | Non-regulated
Open Sky Dairy | 68471_G_18880 | 68471 | G | 18880 |  | Solar PV |  | WEC_CALN | California | 6 | Fresno | 19 | 06019 | 1.7 | 0 | 2024 | 9999 |  |  | N | Solar | [13 empty] | 0 | 0 | 0 | 0 | [11 empty] | Open Sky Dairy | 100 | Open Sky Dairy | 100 | Non-regulated
Peacock Energy Project | 68474_G_TXPC1 | 68474 | G | TXPC1 |  | Solar PV |  | ERC_REST | Texas | 48 | San Patricio | 409 | 48409 | 150 | 0 | 2024 | 9999 |  |  | N | Solar | [13 empty] | 0 | 0 | 0 | 0 | [11 empty] | Lightsource Renewable Energy Asset Management, LLC | 100 | Lightsource Renewable Energy Asset Management, LLC | 100 | Non-regulated
ME - Novel (Lighthouse Ph I) Mars Hill | 68484_G_MRSHL | 68484 | G | MRSHL |  | Solar PV |  | NENG_ME | Maine | 23 | Aroostook | 3 | 23003 | 2.5 | 0 | 2024 | 9999 |  |  | N | Solar | [13 empty] | 0 | 0 | 0 | 0 | [11 empty] | Mars Hill Road Solar Farm, LLC | 100 | Mars Hill Road Solar Farm, LLC | 100 | Non-regulated
Central Heating Plant | 68493_G_BAT1 | 68493 | G | BAT1 |  | Energy Storage |  | NENGREST | Massachusetts | 25 | Hampshire | 15 | 25015 | 1.3 | 0 | 2019 | 9999 |  |  | N | Energy Storage | [13 empty] | 0 | 0 | 0 | 0 | [11 empty] | University of Massachusetts Amherst | 50 | University of Massachusetts Amherst | 50 | Non-regulated
Central Heating Plant | 68493_G_BAT2 | 68493 | G | BAT2 |  | Energy Storage |  | NENGREST | Massachusetts | 25 | Hampshire | 15 | 25015 | 2 | 0 | 2022 | 9999 |  |  | N | Energy Storage | [13 empty] | 0 | 0 | 0 | 0 | [11 empty] | University of Massachusetts Amherst | 50 | University of Massachusetts Amherst | 50 | Non-regulated
Central Heating Plant | 68493_G_CTG | 68493 | G | CTG |  | Combustion Turbine |  | NENGREST | Massachusetts | 25 | Hampshire | 15 | 25015 | 10 | 9905 | 2007 | 9999 |  |  | N | Natural Gas | [13 empty] | 0.011 | 0.011 | 0.011 | 0.011 | [11 empty] | University of Massachusetts Amherst | 50 | University of Massachusetts Amherst | 50 | Non-regulated
MN CSG 2019-22 | 68506_G_BRAUN | 68506 | G | BRAUN |  | Solar PV |  | MIS_MNWI | Minnesota | 27 | Renville | 129 | 27129 | 1 | 0 | 2025 | 9999 |  |  | N | Solar | [13 empty] | 0 | 0 | 0 | 0 | [11 empty] | MN CSG 2019-22 LLC | 100 | MN CSG 2019-22 LLC | 100 | Non-regulated
Zena Solar | 68508_G_ZENA | 68508 | G | ZENA |  | Solar PV |  | WECC_PNW | Oregon | 41 | Polk | 53 | 41053 | 2.5 | 0 | 2024 | 9999 |  |  | N | Solar | [13 empty] | 0 | 0 | 0 | 0 | [11 empty] | Zena Solar LLC | 100 | Zena Solar LLC | 100 | Non-regulated
JD Foods - JD Foods | 68521_G_JDF | 68521 | G | JDF |  | Solar PV |  | WEC_CALN | California | 6 | Fresno | 19 | 06019 | 1.5 | 0 | 2020 | 9999 |  |  | N | Solar | [13 empty] | 0 | 0 | 0 | 0 | [11 empty] | J&D Food Service | 100 | J&D Food Service | 100 | Non-regulated
Bishop Ranch - BR 8-O | 68522_G_4975B | 68522 | G | 4975B |  | Energy Storage |  | WEC_CALN | California | 6 | Contra Costa | 13 | 06013 | 0.5 | 0 | 2025 | 9999 |  |  | N | Energy Storage | [13 empty] | 0 | 0 | 0 | 0 | [11 empty] | Executive Parkway BR8-O Solar Project 2020 LLC | 100 | Executive Parkway BR8-O Solar Project 2020 LLC | 100 | Non-regulated
Bishop Ranch - BR 8-O | 68522_G_4975C | 68522 | G | 4975C |  | Solar PV |  | WEC_CALN | California | 6 | Contra Costa | 13 | 06013 | 1 | 0 | 2025 | 9999 |  |  | N | Solar | [13 empty] | 0 | 0 | 0 | 0 | [11 empty] | Executive Parkway BR8-O Solar Project 2020 LLC | 100 | Executive Parkway BR8-O Solar Project 2020 LLC | 100 | Non-regulated
Bishop Ranch - BR 8-Q | 68523_G_4977B | 68523 | G | 4977B |  | Energy Storage |  | WEC_CALN | California | 6 | Contra Costa | 13 | 06013 | 0.5 | 0 | 2025 | 9999 |  |  | N | Energy Storage | [13 empty] | 0 | 0 | 0 | 0 | [11 empty] | Executive Parkway BR8-Q Solar Project 2020 LLC | 100 | Executive Parkway BR8-Q Solar Project 2020 LLC | 100 | Non-regulated
Bishop Ranch - BR 8-Q | 68523_G_4977C | 68523 | G | 4977C |  | Solar PV |  | WEC_CALN | California | 6 | Contra Costa | 13 | 06013 | 0.7 | 0 | 2025 | 9999 |  |  | N | Solar | [13 empty] | 0 | 0 | 0 | 0 | [11 empty] | Executive Parkway BR8-Q Solar Project 2020 LLC | 100 | Executive Parkway BR8-Q Solar Project 2020 LLC | 100 | Non-regulated
Bishop Ranch - BR 15-AA | 68524_G_4654B | 68524 | G | 4654B |  | Energy Storage |  | WEC_CALN | California | 6 | Contra Costa | 13 | 06013 | 0.5 | 0 | 2025 | 9999 |  |  | N | Energy Storage | [13 empty] | 0 | 0 | 0 | 0 | [11 empty] | Alcosta Boulevard BR 15-AA Solar Project 2020 LLC | 100 | Alcosta Boulevard BR 15-AA Solar Project 2020 LLC | 100 | Non-regulated
Bishop Ranch - BR 15-AA | 68524_G_4654C | 68524 | G | 4654C |  | Solar PV |  | WEC_CALN | California | 6 | Contra Costa | 13 | 06013 | 0.5 | 0 | 2025 | 9999 |  |  | N | Solar | [13 empty] | 0 | 0 | 0 | 0 | [11 empty] | Alcosta Boulevard BR 15-AA Solar Project 2020 LLC | 100 | Alcosta Boulevard BR 15-AA Solar Project 2020 LLC | 100 | Non-regulated
Bishop Ranch - BR 15-AA | 68524_G_4654R | 68524 | G | 4654R |  | Solar PV |  | WEC_CALN | California | 6 | Contra Costa | 13 | 06013 | 0.2 | 0 | 2025 | 9999 |  |  | N | Solar | [13 empty] | 0 | 0 | 0 | 0 | [11 empty] | Alcosta Boulevard BR 15-AA Solar Project 2020 LLC | 100 | Alcosta Boulevard BR 15-AA Solar Project 2020 LLC | 100 | Non-regulated
Bishop Ranch - BR 15-CC | 68525_G_4656B | 68525 | G | 4656B |  | Energy Storage |  | WEC_CALN | California | 6 | Contra Costa | 13 | 06013 | 0.5 | 0 | 2025 | 9999 |  |  | N | Energy Storage | [13 empty] | 0 | 0 | 0 | 0 | [11 empty] | Alcosta Boulevard BR 15-CC Solar Project 2020, LLC | 100 | Alcosta Boulevard BR 15-CC Solar Project 2020, LLC | 100 | Non-regulated
Bishop Ranch - BR 15-CC | 68525_G_4656C | 68525 | G | 4656C |  | Solar PV |  | WEC_CALN | California | 6 | Contra Costa | 13 | 06013 | 0.5 | 0 | 2025 | 9999 |  |  | N | Solar | [13 empty] | 0 | 0 | 0 | 0 | [11 empty] | Alcosta Boulevard BR 15-CC Solar Project 2020, LLC | 100 | Alcosta Boulevard BR 15-CC Solar Project 2020, LLC | 100 | Non-regulated
Bishop Ranch - BR 15-CC | 68525_G_4656R | 68525 | G | 4656R |  | Solar PV |  | WEC_CALN | California | 6 | Contra Costa | 13 | 06013 | 0.2 | 0 | 2025 | 9999 |  |  | N | Solar | [13 empty] | 0 | 0 | 0 | 0 | [11 empty] | Alcosta Boulevard BR 15-CC Solar Project 2020, LLC | 100 | Alcosta Boulevard BR 15-CC Solar Project 2020, LLC | 100 | Non-regulated
Agrimony 1 | 68531_G_703 | 68531 | G | 703 |  | Solar PV |  | PJM_COMD | Illinois | 17 | Jo Daviess | 85 | 17085 | 2 | 0 | 2025 | 9999 |  |  | N | Solar | [13 empty] | 0 | 0 | 0 | 0 | [11 empty] | Greenbacker Renewable Energy Corporation | 100 | Greenbacker Renewable Energy Corporation | 100 | Non-regulated
Pivot Energy PPA 22 | 68532_G_PPA22 | 68532 | G | PPA22 |  | Solar PV |  | WECC_SCE | California | 6 | Tulare | 107 | 06107 | 1.3 | 0 | 2024 | 9999 |  |  | N | Solar | [13 empty] | 0 | 0 | 0 | 0 | [11 empty] | Pivot Energy | 100 | Pivot Energy | 100 | Non-regulated
Blue Moon Farms | 68533_G_BMOON | 68533 | G | BMOON |  | Solar PV |  | WECC_SCE | California | 6 | Tulare | 107 | 06107 | 0.9 | 0 | 2024 | 9999 |  |  | N | Solar | [13 empty] | 0 | 0 | 0 | 0 | [11 empty] | Bravo REC Management LLC | 100 | Bravo REC Management LLC | 100 | Non-regulated
Swift Air Solar I | 68537_G_OSAS1 | 68537 | G | OSAS1 |  | Solar PV |  | ERC_WEST | Texas | 48 | Ector | 135 | 48135 | 145 | 0 | 2025 | 9999 |  |  | N | Solar | [13 empty] | 0 | 0 | 0 | 0 | [11 empty] | Origis Energy USA, Inc | 100 | Origis Energy USA, Inc | 100 | Non-regulated
Tipton 1 - (CA) | 68547_G_TIP1B | 68547 | G | TIP1B |  | Energy Storage |  | WECC_SCE | California | 6 | Tulare | 107 | 06107 | 1 | 0 | 2024 | 9999 |  |  | N | Energy Storage | [13 empty] | 0 | 0 | 0 | 0 | [11 empty] | Pacifico Power | 100 | Pacifico Power | 100 | Non-regulated
Tipton 1 - (CA) | 68547_G_TIP1S | 68547 | G | TIP1S |  | Solar PV |  | WECC_SCE | California | 6 | Tulare | 107 | 06107 | 4.2 | 0 | 2024 | 9999 |  |  | N | Solar | [13 empty] | 0 | 0 | 0 | 0 | [11 empty] | Pacifico Power | 100 | Pacifico Power | 100 | Non-regulated
Tipton 2 - (CA) | 68548_G_TIP2B | 68548 | G | TIP2B |  | Energy Storage |  | WECC_SCE | California | 6 | Tulare | 107 | 06107 | 0.7 | 0 | 2024 | 9999 |  |  | N | Energy Storage | [13 empty] | 0 | 0 | 0 | 0 | [11 empty] | Pacifico Power | 100 | Pacifico Power | 100 | Non-regulated
Tipton 2 - (CA) | 68548_G_TIP2S | 68548 | G | TIP2S |  | Solar PV |  | WECC_SCE | California | 6 | Tulare | 107 | 06107 | 2.1 | 0 | 2024 | 9999 |  |  | N | Solar | [13 empty] | 0 | 0 | 0 | 0 | [11 empty] | Pacifico Power | 100 | Pacifico Power | 100 | Non-regulated
Old Route 17 | 68552_G_PV1 | 68552 | G | PV1 |  | Solar PV |  | NY_Z_G-I | New York | 36 | Sullivan | 105 | 36105 | 4 | 0 | 2025 | 9999 |  |  | N | Solar | [13 empty] | 0 | 0 | 0 | 0 | [11 empty] | NY Thompson III, LLC | 100 | NY Thompson III, LLC | 100 | Non-regulated
Lowe's - 1845 - Chicago Brickyard, IL | 68573_G_7509 | 68573 | G | 7509 |  | Solar PV |  | PJM_COMD | Illinois | 17 | Cook | 31 | 17031 | 1 | 0 | 2025 | 9999 |  |  | N | Solar | [13 empty] | 0 | 0 | 0 | 0 | [11 empty] | North Narragansett Avenue Solar Project 2022, LLC | 100 | North Narragansett Avenue Solar Project 2022, LLC | 100 | Non-regulated
Visalia Solar | 68575_G_UPSB1 | 68575 | G | UPSB1 |  | Energy Storage |  | WECC_SCE | California | 6 | Tulare | 107 | 06107 | 1.1 | 0 | 2024 | 9999 |  |  | N | Energy Storage | [13 empty] | 0 | 0 | 0 | 0 | [11 empty] | United Parcel Service | 100 | United Parcel Service | 100 | Non-regulated
Visalia Solar | 68575_G_UPSV1 | 68575 | G | UPSV1 |  | Solar PV |  | WECC_SCE | California | 6 | Tulare | 107 | 06107 | 2.5 | 0 | 2024 | 9999 |  |  | N | Solar | [13 empty] | 0 | 0 | 0 | 0 | [11 empty] | United Parcel Service | 100 | United Parcel Service | 100 | Non-regulated
Stamford Health Tully Health Center | 68586_G_G1 | 68586 | G | G1 |  | Combustion Turbine | IC Engine | NENG_CT | Connecticut | 9 | Fairfield | 1 | 09001 | 0.8 | 9905 | 2002 | 9999 |  |  | N | Distillate Fuel Oil | [13 empty] | 0.011 | 0.011 | 0.011 | 0.011 | [11 empty] | Stamford Health Tully Health Center | 100 | Stamford Health Tully Health Center | 100 | Non-regulated
Community Solar Utica 1, LLC | 68589_G_UTICA | 68589 | G | UTICA |  | Solar PV |  | WEC_CALN | California | 6 | Kings | 31 | 06031 | 3 | 0 | 2025 | 9999 |  |  | N | Solar | [13 empty] | 0 | 0 | 0 | 0 | [11 empty] | AETS OpCo Holdings LLC | 100 | AETS OpCo Holdings LLC | 100 | Non-regulated
Hardin Solar III | 68591_G_HARD3 | 68591 | G | HARD3 |  | Solar PV |  | PJM_West | Ohio | 39 | Hardin | 65 | 39065 | 250 | 0 | 2025 | 9999 |  |  | N | Solar | [13 empty] | 0 | 0 | 0 | 0 | [11 empty] | Hardin Solar Energy III | 100 | Hardin Solar Energy III | 100 | Non-regulated
North Kern 3 | 68599_G_NK3PV | 68599 | G | NK3PV |  | Solar PV |  | WECC_SCE | California | 6 | Kern | 29 | 06029 | 5 | 0 | 2023 | 9999 |  |  | N | Solar | [13 empty] | 0 | 0 | 0 | 0 | [11 empty] | Madison Energy Investments LLC | 100 | Madison Energy Investments LLC | 100 | Non-regulated
Davidson III | 68601_G_16-24 | 68601 | G | 16-24 |  | Solar PV |  | S_VACA | North Carolina | 37 | Davidson | 57 | 37057 | 3.2 | 0 | 2010 | 9999 |  |  | N | Solar | [13 empty] | 0 | 0 | 0 | 0 | [11 empty] | SunE B9 Holdings, LLC | 100 | SunE B9 Holdings, LLC | 100 | Non-regulated
Davidson IV | 68602_G_29 | 68602 | G | 29 |  | Solar PV |  | S_VACA | North Carolina | 37 | Davidson | 57 | 37057 | 2.3 | 0 | 2010 | 9999 |  |  | N | Solar | [13 empty] | 0 | 0 | 0 | 0 | [11 empty] | SunE B9 Holdings, LLC | 100 | SunE B9 Holdings, LLC | 100 | Non-regulated
Davidson V | 68603_G_13-15 | 68603 | G | 13-15 |  | Solar PV |  | S_VACA | North Carolina | 37 | Davidson | 57 | 37057 | 1 | 0 | 2010 | 9999 |  |  | N | Solar | [13 empty] | 0 | 0 | 0 | 0 | [11 empty] | SunE B9 Holdings, LLC | 100 | SunE B9 Holdings, LLC | 100 | Non-regulated
Western Berks | 68608_G_UNIT1 | 68608 | G | UNIT1 |  | Landfill Gas |  | PJM_WMAC | Pennsylvania | 42 | Berks | 11 | 42011 | 1.6 | 8513 | 2024 | 9999 |  |  | N | Landfill Gas | [13 empty] | 0.09 | 0.09 | 0.09 | 0.09 | [11 empty] | NextEra Renewable Fuels, LLC | 100 | NextEra Renewable Fuels, LLC | 100 | Non-regulated
Western Berks | 68608_G_UNIT2 | 68608 | G | UNIT2 |  | Landfill Gas |  | PJM_WMAC | Pennsylvania | 42 | Berks | 11 | 42011 | 1.6 | 8513 | 2024 | 9999 |  |  | N | Landfill Gas | [13 empty] | 0.09 | 0.09 | 0.09 | 0.09 | [11 empty] | NextEra Renewable Fuels, LLC | 100 | NextEra Renewable Fuels, LLC | 100 | Non-regulated
Tift Boyd | 68609_G_TBOYD | 68609 | G | TBOYD |  | Solar PV |  | S_SOU | Georgia | 13 | Tift | 277 | 13277 | 2.9 | 0 | 2022 | 9999 |  |  | N | Solar | [13 empty] | 0 | 0 | 0 | 0 | [11 empty] | Westbound Solar 3, LLC | 100 | Westbound Solar 3, LLC | 100 | Non-regulated
Whitfield Cooper | 68610_G_KDORO | 68610 | G | KDORO |  | Solar PV |  | S_C_TVA | Georgia | 13 | Whitfield | 313 | 13313 | 1.1 | 0 | 2022 | 9999 |  |  | N | Solar | [13 empty] | 0 | 0 | 0 | 0 | [11 empty] | Westbound Solar 3, LLC | 100 | Westbound Solar 3, LLC | 100 | Non-regulated
Central San | 68612_G_CESAN | 68612 | G | CESAN |  | Solar PV |  | WEC_CALN | California | 6 | Contra Costa | 13 | 06013 | 1.8 | 0 | 2025 | 9999 |  |  | N | Solar | [13 empty] | 0 | 0 | 0 | 0 | [11 empty] | REC CSD, LLC | 100 | REC CSD, LLC | 100 | Non-regulated
Kern Del Oro | 68614_G_KDORO | 68614 | G | KDORO |  | Solar PV |  | WECC_SCE | California | 6 | Kern | 29 | 06029 | 1.2 | 0 | 2024 | 9999 |  |  | N | Solar | [13 empty] | 0 | 0 | 0 | 0 | [11 empty] | REC KDO, LLC | 100 | REC KDO, LLC | 100 | Non-regulated
ADP Roseland, NJ | 68615_G_5663 | 68615 | G | 5663 |  | Solar PV |  | PJM_EMAC | New Jersey | 34 | Essex | 13 | 34013 | 2.4 | 0 | 2024 | 9999 |  |  | N | Solar | [13 empty] | 0 | 0 | 0 | 0 | [11 empty] | ADP Boulevard Solar Project 2021, LLC | 100 | ADP Boulevard Solar Project 2021, LLC | 100 | Non-regulated
Gordon Thompson | 68618_G_GTHOM | 68618 | G | GTHOM |  | Solar PV |  | S_SOU | Georgia | 13 | Gordon | 129 | 13129 | 3 | 0 | 2022 | 9999 |  |  | N | Solar | [13 empty] | 0 | 0 | 0 | 0 | [11 empty] | Westbound Solar 3, LLC | 100 | Westbound Solar 3, LLC | 100 | Non-regulated
Polk Cedartown 2 | 68619_G_POLC2 | 68619 | G | POLC2 |  | Solar PV |  | S_SOU | Georgia | 13 | Polk | 233 | 13233 | 2.4 | 0 | 2023 | 9999 |  |  | N | Solar | [13 empty] | 0 | 0 | 0 | 0 | [11 empty] | Westbound Solar 3, LLC | 100 | Westbound Solar 3, LLC | 100 | Non-regulated
Overlook | 68620_G_OVERL | 68620 | G | OVERL |  | Solar PV |  | NENGREST | Massachusetts | 25 | Worcester | 27 | 25027 | 4.9 | 0 | 2023 | 9999 |  |  | N | Solar | [13 empty] | 0 | 0 | 0 | 0 | [11 empty] | Westbound Solar 3, LLC | 100 | Westbound Solar 3, LLC | 100 | Non-regulated
Pierce Eunice | 68621_G_PEUN | 68621 | G | PEUN |  | Solar PV |  | S_SOU | Georgia | 13 | Pierce | 229 | 13229 | 1.9 | 0 | 2023 | 9999 |  |  | N | Solar | [13 empty] | 0 | 0 | 0 | 0 | [11 empty] | Westbound Solar 3, LLC | 100 | Westbound Solar 3, LLC | 100 | Non-regulated
Bulloch Rushing | 68622_G_BRUSH | 68622 | G | BRUSH |  | Solar PV |  | S_SOU | Georgia | 13 | Bulloch | 31 | 13031 | 2.9 | 0 | 2023 | 9999 |  |  | N | Solar | [13 empty] | 0 | 0 | 0 | 0 | [11 empty] | Westbound Solar 3, LLC | 100 | Westbound Solar 3, LLC | 100 | Non-regulated
Amazon Goodyear | 68623_G_AGYR2 | 68623 | G | AGYR2 |  | Solar PV |  | WECC_AZ | Arizona | 4 | Maricopa | 13 | 04013 | 2.4 | 0 | 2023 | 9999 |  |  | N | Solar | [13 empty] | 0 | 0 | 0 | 0 | [11 empty] | Westbound Solar 3, LLC | 100 | Westbound Solar 3, LLC | 100 | Non-regulated
Sutter Home Winery GIR | 68624_G_SHGIR | 68624 | G | SHGIR |  | Solar PV |  | WEC_CALN | California | 6 | Napa | 55 | 06055 | 1.1 | 0 | 2023 | 9999 |  |  | N | Solar | [13 empty] | 0 | 0 | 0 | 0 | [11 empty] | Westbound Solar 3, LLC | 100 | Westbound Solar 3, LLC | 100 | Non-regulated
Bates College Skowhegan | 68625_G_BCSKO | 68625 | G | BCSKO |  | Solar PV |  | NENG_ME | Maine | 23 | Somerset | 25 | 23025 | 5 | 0 | 2023 | 9999 |  |  | N | Solar | [13 empty] | 0 | 0 | 0 | 0 | [11 empty] | Westbound Solar 3, LLC | 100 | Westbound Solar 3, LLC | 100 | Non-regulated
Gordon Pine Hall | 68626_G_GPINH | 68626 | G | GPINH |  | Solar PV |  | S_SOU | Georgia | 13 | Gordon | 129 | 13129 | 2.4 | 0 | 2023 | 9999 |  |  | N | Solar | [13 empty] | 0 | 0 | 0 | 0 | [11 empty] | Westbound Solar 3, LLC | 100 | Westbound Solar 3, LLC | 100 | Non-regulated
Chattooga Gore | 68627_G_CGORE | 68627 | G | CGORE |  | Solar PV |  | S_C_TVA | Georgia | 13 | Chattooga | 55 | 13055 | 2.4 | 0 | 2023 | 9999 |  |  | N | Solar | [13 empty] | 0 | 0 | 0 | 0 | [11 empty] | Westbound Solar 3, LLC | 100 | Westbound Solar 3, LLC | 100 | Non-regulated
Eden Dowmont Road | 68628_G_EDDOW | 68628 | G | EDDOW |  | Solar PV |  | NY_Z_F | New York | 36 | Washington | 115 | 36115 | 5 | 0 | 2024 | 9999 |  |  | N | Solar | [13 empty] | 0 | 0 | 0 | 0 | [11 empty] | Dowmont Solar, LLC | 100 | Dowmont Solar, LLC | 100 | Non-regulated
Eden Hidden Meadows | 68629_G_EHMEA | 68629 | G | EHMEA |  | Solar PV |  | NY_Z_F | New York | 36 | Washington | 115 | 36115 | 5 | 0 | 2024 | 9999 |  |  | N | Solar | [13 empty] | 0 | 0 | 0 | 0 | [11 empty] | Hidden Meadows Solar, LLC | 100 | Hidden Meadows Solar, LLC | 100 | Non-regulated
Sutter Home Winery TCC | 68630_G_SHTCC | 68630 | G | SHTCC |  | Solar PV |  | WEC_CALN | California | 6 | San Luis Obispo | 79 | 06079 | 1.1 | 0 | 2024 | 9999 |  |  | N | Solar | [13 empty] | 0 | 0 | 0 | 0 | [11 empty] | REC SHW, LLC | 100 | REC SHW, LLC | 100 | Non-regulated
CES Heuvelton | 68631_G_HEUVE | 68631 | G | HEUVE |  | Solar PV |  | NY_Z_D | New York | 36 | St Lawrence | 89 | 36089 | 5 | 0 | 2024 | 9999 |  |  | N | Solar | [13 empty] | 0 | 0 | 0 | 0 | [11 empty] | Heuvelton Solar, LLC | 100 | Heuvelton Solar, LLC | 100 | Non-regulated
Wymans Deblois | 68632_G_RWDEB | 68632 | G | RWDEB |  | Solar PV |  | NENG_ME | Maine | 23 | Washington | 29 | 23029 | 4.9 | 0 | 2024 | 9999 |  |  | N | Solar | [13 empty] | 0 | 0 | 0 | 0 | [11 empty] | REC RWD, LLC | 100 | REC RWD, LLC | 100 | Non-regulated
Avalon Dairy | 68634_G_18904 | 68634 | G | 18904 |  | Solar PV |  | WECC_SCE | California | 6 | Kern | 29 | 06029 | 3.1 | 0 | 2024 | 9999 |  |  | N | Solar | [13 empty] | 0 | 0 | 0 | 0 | [11 empty] | Avalon Dairy | 100 | Avalon Dairy | 100 | Non-regulated
GSPP 409 Ferris Road | 68636_G_FERR | 68636 | G | FERR |  | Solar PV |  | NY_Z_D | New York | 36 | St Lawrence | 89 | 36089 | 5 | 0 | 2024 | 9999 |  |  | N | Solar | [13 empty] | 0 | 0 | 0 | 0 | [11 empty] | Green Street Power Partners | 100 | Green Street Power Partners | 100 | Non-regulated
GSPP 641 Ferris Road East | 68637_G_FERRE | 68637 | G | FERRE |  | Solar PV |  | NY_Z_D | New York | 36 | St Lawrence | 89 | 36089 | 4 | 0 | 2024 | 9999 |  |  | N | Solar | [13 empty] | 0 | 0 | 0 | 0 | [11 empty] | Green Street Power Partners | 100 | Green Street Power Partners | 100 | Non-regulated
GSPP 641 Ferris Road West | 68638_G_FERRW | 68638 | G | FERRW |  | Solar PV |  | NY_Z_D | New York | 36 | St Lawrence | 89 | 36089 | 2.5 | 0 | 2024 | 9999 |  |  | N | Solar | [13 empty] | 0 | 0 | 0 | 0 | [11 empty] | Green Street Power Partners | 100 | Green Street Power Partners | 100 | Non-regulated
CBEP Solar 7 | 68639_G_CBEP7 | 68639 | G | CBEP7 |  | Solar PV |  | WECC_CO | Colorado | 8 | Weld | 123 | 08123 | 5 | 0 | 2024 | 9999 |  |  | N | Solar | [13 empty] | 0 | 0 | 0 | 0 | [11 empty] | Green Street Power Partners | 100 | Green Street Power Partners | 100 | Non-regulated
ECA CO Greeley | 68640_G_GREEL | 68640 | G | GREEL |  | Solar PV |  | WECC_CO | Colorado | 8 | Weld | 123 | 08123 | 3.3 | 0 | 2024 | 9999 |  |  | N | Solar | [13 empty] | 0 | 0 | 0 | 0 | [11 empty] | Green Street Power Partners | 100 | Green Street Power Partners | 100 | Non-regulated
Randall Road Solar I | 68641_G_RAND1 | 68641 | G | RAND1 |  | Solar PV |  | NY_Z_F | New York | 36 | Saratoga | 91 | 36091 | 3.4 | 0 | 2024 | 9999 |  |  | N | Solar | [13 empty] | 0 | 0 | 0 | 0 | [11 empty] | Green Street Power Partners | 100 | Green Street Power Partners | 100 | Non-regulated
Randall Road Solar II | 68642_G_RAND2 | 68642 | G | RAND2 |  | Solar PV |  | NY_Z_F | New York | 36 | Saratoga | 91 | 36091 | 2.3 | 0 | 2024 | 9999 |  |  | N | Solar | [13 empty] | 0 | 0 | 0 | 0 | [11 empty] | Green Street Power Partners | 100 | Green Street Power Partners | 100 | Non-regulated
Swaggertown Solar I | 68643_G_SWAG1 | 68643 | G | SWAG1 |  | Solar PV |  | NY_Z_F | New York | 36 | Schenectady | 93 | 36093 | 2.8 | 0 | 2024 | 9999 |  |  | N | Solar | [13 empty] | 0 | 0 | 0 | 0 | [11 empty] | Green Street Power Partners | 100 | Green Street Power Partners | 100 | Non-regulated
Huck Finn Renewable Energy Center | 68644_G_HFREC | 68644 | G | HFREC |  | Solar PV |  | MIS_MO | Missouri | 29 | Audrain | 7 | 29007 | 200 | 0 | 2024 | 9999 |  |  | N | Solar | [13 empty] | 0 | 0 | 0 | 0 | [11 empty] | Union Electric Co - (MO) | 100 | Union Electric Co - (MO) | 100 | Regulated
Belair | 68645_G_121 | 68645 | G | 121 |  | Solar PV |  | NY_Z_F | New York | 36 | Rensselaer | 83 | 36083 | 4 | 0 | 2024 | 9999 |  |  | N | Solar | [13 empty] | 0 | 0 | 0 | 0 | [11 empty] | CVE US EI7 Belair LLC | 100 | CVE US EI7 Belair LLC | 100 | Non-regulated
Kilmer | 68646_G_171 | 68646 | G | 171 |  | Solar PV |  | NY_Z_A | New York | 36 | Niagara | 63 | 36063 | 5 | 0 | 2024 | 9999 |  |  | N | Solar | [13 empty] | 0 | 0 | 0 | 0 | [11 empty] | Kilmer Solar LLC | 100 | Kilmer Solar LLC | 100 | Non-regulated
Manlius East | 68647_G_116 | 68647 | G | 116 |  | Solar PV |  | NY_Z_C&E | New York | 36 | Onondaga | 67 | 36067 | 5 | 0 | 2024 | 9999 |  |  | N | Solar | [13 empty] | 0 | 0 | 0 | 0 | [11 empty] | CVE US EI5 Manlius East LLC | 100 | CVE US EI5 Manlius East LLC | 100 | Non-regulated
Manlius North | 68648_G_115 | 68648 | G | 115 |  | Solar PV |  | NY_Z_C&E | New York | 36 | Onondaga | 67 | 36067 | 1.4 | 0 | 2024 | 9999 |  |  | N | Solar | [13 empty] | 0 | 0 | 0 | 0 | [11 empty] | CVE US EI4 Manlius North LLC | 100 | CVE US EI4 Manlius North LLC | 100 | Non-regulated
Manlius West | 68649_G_117 | 68649 | G | 117 |  | Solar PV |  | NY_Z_C&E | New York | 36 | Onondaga | 67 | 36067 | 5 | 0 | 2024 | 9999 |  |  | N | Solar | [13 empty] | 0 | 0 | 0 | 0 | [11 empty] | CVE US EI5 Manlius West LLC | 100 | CVE US EI5 Manlius West LLC | 100 | Non-regulated
Mantisi | 68650_G_166 | 68650 | G | 166 |  | Solar PV |  | NY_Z_B | New York | 36 | Monroe | 55 | 36055 | 5 | 0 | 2024 | 9999 |  |  | N | Solar | [13 empty] | 0 | 0 | 0 | 0 | [11 empty] | Mantisi Solar LLC | 100 | Mantisi Solar LLC | 100 | Non-regulated
New Marlborough | 68651_G_1 | 68651 | G | 1 |  | Solar PV |  | NENGREST | Massachusetts | 25 | Berkshire | 3 | 25003 | 5 | 0 | 2021 | 9999 |  |  | N | Solar | [13 empty] | 0 | 0 | 0 | 0 | [11 empty] | Sunrise on Knight Rd. LLC | 100 | Sunrise on Knight Rd. LLC | 100 | Non-regulated
Peru (MA) | 68652_G_12 | 68652 | G | 12 |  | Solar PV |  | NENGREST | Massachusetts | 25 | Berkshire | 3 | 25003 | 3.3 | 0 | 2020 | 9999 |  |  | N | Solar | [13 empty] | 0 | 0 | 0 | 0 | [11 empty] | Sunrise on West Main Rd. LLC | 100 | Sunrise on West Main Rd. LLC | 100 | Non-regulated
Quaker | 68653_G_122 | 68653 | G | 122 |  | Solar PV |  | NY_Z_F | New York | 36 | Warren | 113 | 36113 | 5 | 0 | 2024 | 9999 |  |  | N | Solar | [13 empty] | 0 | 0 | 0 | 0 | [11 empty] | CVE US EI8 Quaker LLC | 100 | CVE US EI8 Quaker LLC | 100 | Non-regulated
Rak 1 | 68654_G_169 | 68654 | G | 169 |  | Solar PV |  | NY_Z_A | New York | 36 | Chautauqua | 13 | 36013 | 5 | 0 | 2023 | 9999 |  |  | N | Solar | [13 empty] | 0 | 0 | 0 | 0 | [11 empty] | Rak 1 Solar LLC | 100 | Rak 1 Solar LLC | 100 | Non-regulated
Russell (MA) | 68655_G_3 | 68655 | G | 3 |  | Solar PV |  | NENGREST | Massachusetts | 25 | Hampden | 13 | 25013 | 3 | 0 | 2020 | 9999 |  |  | N | Solar | [13 empty] | 0 | 0 | 0 | 0 | [11 empty] | Sunrise on Blandford Rd. LLC | 100 | Sunrise on Blandford Rd. LLC | 100 | Non-regulated
Tolland | 68656_G_10 | 68656 | G | 10 |  | Solar PV |  | NENGREST | Massachusetts | 25 | Hampden | 13 | 25013 | 5 | 0 | 2020 | 9999 |  |  | N | Solar | [13 empty] | 0 | 0 | 0 | 0 | [11 empty] | Sunrise on Clubhouse Rd. LLC | 100 | Sunrise on Clubhouse Rd. LLC | 100 | Non-regulated
Westhampton | 68657_G_11 | 68657 | G | 11 |  | Solar PV |  | NENGREST | Massachusetts | 25 | Hampshire | 15 | 25015 | 5 | 0 | 2020 | 9999 |  |  | N | Solar | [13 empty] | 0 | 0 | 0 | 0 | [11 empty] | Sunrise on Montague Rd. LLC | 100 | Sunrise on Montague Rd. LLC | 100 | Non-regulated
Westport (MA) | 68658_G_13 | 68658 | G | 13 |  | Solar PV |  | NENGREST | Massachusetts | 25 | Bristol | 5 | 25005 | 2.5 | 0 | 2020 | 9999 |  |  | N | Solar | [13 empty] | 0 | 0 | 0 | 0 | [11 empty] | Sunrise on Drift Rd. LLC | 100 | Sunrise on Drift Rd. LLC | 100 | Non-regulated
Wheatfield | 68659_G_100 | 68659 | G | 100 |  | Solar PV |  | NY_Z_A | New York | 36 | Niagara | 63 | 36063 | 4 | 0 | 2023 | 9999 |  |  | N | Solar | [13 empty] | 0 | 0 | 0 | 0 | [11 empty] | CVE US EI3 Wheatfield LLC | 100 | CVE US EI3 Wheatfield LLC | 100 | Non-regulated
Wolf | 68660_G_165 | 68660 | G | 165 |  | Solar PV |  | NY_Z_B | New York | 36 | Monroe | 55 | 36055 | 3.6 | 0 | 2024 | 9999 |  |  | N | Solar | [13 empty] | 0 | 0 | 0 | 0 | [11 empty] | Wolf Solar LLC | 100 | Wolf Solar LLC | 100 | Non-regulated
Swaggertown Solar II | 68664_G_SWAG2 | 68664 | G | SWAG2 |  | Solar PV |  | NY_Z_F | New York | 36 | Schenectady | 93 | 36093 | 5 | 0 | 2024 | 9999 |  |  | N | Solar | [13 empty] | 0 | 0 | 0 | 0 | [11 empty] | Green Street Power Partners | 100 | Green Street Power Partners | 100 | Non-regulated
Maple North 1 | 68675_G_4611 | 68675 | G | 4611 |  | Solar PV |  | NY_Z_F | New York | 36 | Fulton | 35 | 36035 | 4.1 | 0 | 2024 | 9999 |  |  | N | Solar | [13 empty] | 0 | 0 | 0 | 0 | [11 empty] | Scale Sustainable I, LLC | 100 | Scale Sustainable I, LLC | 100 | Non-regulated
Maple North 2 | 68676_G_46112 | 68676 | G | 46112 |  | Solar PV |  | NY_Z_F | New York | 36 | Montgomery | 57 | 36057 | 3.6 | 0 | 2024 | 9999 |  |  | N | Solar | [13 empty] | 0 | 0 | 0 | 0 | [11 empty] | Scale Sustainable I, LLC | 100 | Scale Sustainable I, LLC | 100 | Non-regulated
Maple West | 68677_G_4672 | 68677 | G | 4672 |  | Solar PV |  | NY_Z_F | New York | 36 | Fulton | 35 | 36035 | 5 | 0 | 2024 | 9999 |  |  | N | Solar | [13 empty] | 0 | 0 | 0 | 0 | [11 empty] | Scale Sustainable I, LLC | 100 | Scale Sustainable I, LLC | 100 | Non-regulated
Museum Drive East Solar | 68678_G_MDES | 68678 | G | MDES |  | Solar PV |  | SPP_NEBR | Nebraska | 31 | Hall | 79 | 31079 | 9.9 | 0 | 2024 | 9999 |  |  | N | Solar | [13 empty] | 0 | 0 | 0 | 0 | [11 empty] | City of Grand Island - (NE) | 100 | City of Grand Island - (NE) | 100 | Regulated
Partridge Solar | 68679_G_BA1 | 68679 | G | BA1 |  | Energy Storage |  | NENGREST | Massachusetts | 25 | Berkshire | 3 | 25003 | 3 | 0 | 2022 | 9999 |  |  | N | Energy Storage | [13 empty] | 0 | 0 | 0 | 0 | [11 empty] | SoCore Energy LLC | 100 | SoCore Energy LLC | 100 | Non-regulated
Partridge Solar | 68679_G_PV1 | 68679 | G | PV1 |  | Solar PV |  | NENGREST | Massachusetts | 25 | Berkshire | 3 | 25003 | 4.5 | 0 | 2022 | 9999 |  |  | N | Solar | [13 empty] | 0 | 0 | 0 | 0 | [11 empty] | SoCore Energy LLC | 100 | SoCore Energy LLC | 100 | Non-regulated
Saddleback Solar | 68680_G_BA1 | 68680 | G | BA1 |  | Energy Storage |  | NENGREST | Massachusetts | 25 | Berkshire | 3 | 25003 | 2.5 | 0 | 2022 | 9999 |  |  | N | Energy Storage | [13 empty] | 0 | 0 | 0 | 0 | [11 empty] | SoCore Energy LLC | 100 | SoCore Energy LLC | 100 | Non-regulated
Saddleback Solar | 68680_G_PV1 | 68680 | G | PV1 |  | Solar PV |  | NENGREST | Massachusetts | 25 | Berkshire | 3 | 25003 | 3.6 | 0 | 2022 | 9999 |  |  | N | Solar | [13 empty] | 0 | 0 | 0 | 0 | [11 empty] | SoCore Energy LLC | 100 | SoCore Energy LLC | 100 | Non-regulated
Crockett BESS | 68683_G_HO241 | 68683 | G | HO241 |  | Energy Storage |  | ERC_REST | Texas | 48 | Harris | 201 | 48201 | 9.5 | 0 | 2024 | 9999 |  |  | N | Energy Storage | [13 empty] | 0 | 0 | 0 | 0 | [11 empty] | Prologis Logistics Services Incorporated BESS | 100 | Prologis Logistics Services Incorporated BESS | 100 | Non-regulated
Century BESS | 68684_G_DL805 | 68684 | G | DL805 |  | Energy Storage |  | ERC_REST | Texas | 48 | Tarrant | 439 | 48439 | 9.5 | 0 | 2024 | 9999 |  |  | N | Energy Storage | [13 empty] | 0 | 0 | 0 | 0 | [11 empty] | Prologis Logistics Services Incorporated BESS | 100 | Prologis Logistics Services Incorporated BESS | 100 | Non-regulated
Liggett Switch | 68685_G_DL745 | 68685 | G | DL745 |  | Energy Storage |  | ERC_REST | Texas | 48 | Tarrant | 439 | 48439 | 9.7 | 0 | 2024 | 9999 |  |  | N | Energy Storage | [13 empty] | 0 | 0 | 0 | 0 | [11 empty] | Prologis Logistics Services Incorporated BESS | 100 | Prologis Logistics Services Incorporated BESS | 100 | Non-regulated
Arkansas Valley | 68688_G_AVECC | 68688 | G | AVECC |  | Solar PV |  | SPP_WEST | Arkansas | 5 | Franklin | 47 | 05047 | 1 | 0 | 2023 | 9999 |  |  | N | Solar | [13 empty] | 0 | 0 | 0 | 0 | [11 empty] | Today's Power, Inc. | 100 | Today's Power, Inc. | 100 | Regulated
BP-Kanza | 68689_G_BPKNZ | 68689 | G | BPKNZ |  | Solar PV |  | SPP_N | Kansas | 20 | Pratt | 151 | 20151 | 1 | 0 | 2022 | 9999 |  |  | N | Solar | [13 empty] | 0 | 0 | 0 | 0 | [11 empty] | Today's Power, Inc. | 100 | Today's Power, Inc. | 100 | Regulated
Caney Valley | 68690_G_CNVY1 | 68690 | G | CNVY1 |  | Solar PV |  | SPP_N | Kansas | 20 | Chautauqua | 19 | 20019 | 1 | 0 | 2023 | 9999 |  |  | N | Solar | [13 empty] | 0 | 0 | 0 | 0 | [11 empty] | Today's Power, Inc. | 100 | Today's Power, Inc. | 100 | Regulated
Centerville (NE) | 68691_G_CNTRV | 68691 | G | CNTRV |  | Solar PV |  | SPP_NEBR | Nebraska | 31 | Lancaster | 109 | 31109 | 1 | 0 | 2023 | 9999 |  |  | N | Solar | [13 empty] | 0 | 0 | 0 | 0 | [11 empty] | Today's Power, Inc. | 100 | Today's Power, Inc. | 100 | Regulated
CMS-Coldwater | 68692_G_CMSCW | 68692 | G | CMSCW |  | Solar PV |  | SPP_N | Kansas | 20 | Comanche | 33 | 20033 | 2 | 0 | 2022 | 9999 |  |  | N | Solar | [13 empty] | 0 | 0 | 0 | 0 | [11 empty] | Today's Power, Inc. | 100 | Today's Power, Inc. | 100 | Regulated
Deshler Solar | 68693_G_DESCH | 68693 | G | DESCH |  | Solar PV |  | SPP_NEBR | Nebraska | 31 | Thayer | 169 | 31169 | 1 | 0 | 2023 | 9999 |  |  | N | Solar | [13 empty] | 0 | 0 | 0 | 0 | [11 empty] | Today's Power, Inc. | 100 | Today's Power, Inc. | 100 | Regulated
Greensburg Solar | 68694_G_GRNBG | 68694 | G | GRNBG |  | Solar PV |  | SPP_N | Kansas | 20 | Kiowa | 97 | 20097 | 1 | 0 | 2021 | 9999 |  |  | N | Solar | [13 empty] | 0 | 0 | 0 | 0 | [11 empty] | Today's Power, Inc. | 100 | Today's Power, Inc. | 100 | Regulated
Harvey County | 68695_G_HARVY | 68695 | G | HARVY |  | Solar PV |  | SPP_N | Kansas | 20 | Harvey | 79 | 20079 | 1 | 0 | 2021 | 9999 |  |  | N | Solar | [13 empty] | 0 | 0 | 0 | 0 | [11 empty] | Today's Power, Inc. | 100 | Today's Power, Inc. | 100 | Regulated
Huntsville-Ark Valley, KS | 68696_G_HUNTS | 68696 | G | HUNTS |  | Solar PV |  | SPP_N | Kansas | 20 | Reno | 155 | 20155 | 1 | 0 | 2021 | 9999 |  |  | N | Solar | [13 empty] | 0 | 0 | 0 | 0 | [11 empty] | Today's Power, Inc. | 100 | Today's Power, Inc. | 100 | Regulated
Lindsborg | 68697_G_LINDB | 68697 | G | LINDB |  | Solar PV |  | SPP_N | Kansas | 20 | McPherson | 113 | 20113 | 1 | 0 | 2021 | 9999 |  |  | N | Solar | [13 empty] | 0 | 0 | 0 | 0 | [11 empty] | Today's Power, Inc. | 100 | Today's Power, Inc. | 100 | Regulated
Maize | 68698_G_MAIZE | 68698 | G | MAIZE |  | Solar PV |  | SPP_N | Kansas | 20 | Sedgwick | 173 | 20173 | 1 | 0 | 2021 | 9999 |  |  | N | Solar | [13 empty] | 0 | 0 | 0 | 0 | [11 empty] | Today's Power, Inc. | 100 | Today's Power, Inc. | 100 | Regulated
Mound | 68699_G_MOUND | 68699 | G | MOUND |  | Solar PV |  | SPP_N | Kansas | 20 | Labette | 99 | 20099 | 1 | 0 | 2021 | 9999 |  |  | N | Solar | [13 empty] | 0 | 0 | 0 | 0 | [11 empty] | Today's Power, Inc. | 100 | Today's Power, Inc. | 100 | Regulated
Munson-DS&O | 68700_G_MUNSN | 68700 | G | MUNSN |  | Solar PV |  | SPP_N | Kansas | 20 | Geary | 61 | 20061 | 1 | 0 | 2021 | 9999 |  |  | N | Solar | [13 empty] | 0 | 0 | 0 | 0 | [11 empty] | Today's Power, Inc. | 100 | Today's Power, Inc. | 100 | Regulated
NLRED 2MW | 68701_G_NLR2 | 68701 | G | NLR2 |  | Solar PV |  | MIS_AR | Arkansas | 5 | Pulaski | 119 | 05119 | 2 | 0 | 2024 | 9999 |  |  | N | Solar | [13 empty] | 0 | 0 | 0 | 0 | [11 empty] | Today's Power, Inc. | 100 | Today's Power, Inc. | 100 | Regulated
NLRED 5MW | 68702_G_NLR5 | 68702 | G | NLR5 |  | Solar PV |  | MIS_AR | Arkansas | 5 | Pulaski | 119 | 05119 | 5 | 0 | 2024 | 9999 |  |  | N | Solar | [13 empty] | 0 | 0 | 0 | 0 | [11 empty] | Today's Power, Inc. | 100 | Today's Power, Inc. | 100 | Regulated
Oskaloosa | 68703_G_OSKAL | 68703 | G | OSKAL |  | Solar PV |  | SPP_N | Kansas | 20 | Jefferson | 87 | 20087 | 1 | 0 | 2021 | 9999 |  |  | N | Solar | [13 empty] | 0 | 0 | 0 | 0 | [11 empty] | Today's Power, Inc. | 100 | Today's Power, Inc. | 100 | Regulated
Manilus | 68704_G_MAN1 | 68704 | G | MAN1 |  | Solar PV |  | NY_Z_C&E | New York | 36 | Onondaga | 67 | 36067 | 4.5 | 0 | 2023 | 9999 |  |  | N | Solar | [13 empty] | 0 | 0 | 0 | 0 | [11 empty] | Solar Advocate Development LLC | 100 | Solar Advocate Development LLC | 100 | Non-regulated
Greenbush-Heartland | 68707_G_GRNBH | 68707 | G | GRNBH |  | Solar PV |  | SPP_N | Kansas | 20 | Crawford | 37 | 20037 | 1 | 0 | 2021 | 9999 |  |  | N | Solar | [13 empty] | 0 | 0 | 0 | 0 | [11 empty] | Today's Power, Inc. | 100 | Today's Power, Inc. | 100 | Regulated
North Arkansas Electric Cooperative | 68709_G_NAEC | 68709 | G | NAEC |  | Solar PV |  | MIS_AR | Arkansas | 5 | Fulton | 49 | 05049 | 1 | 0 | 2021 | 9999 |  |  | N | Solar | [13 empty] | 0 | 0 | 0 | 0 | [11 empty] | Today's Power, Inc. | 100 | Today's Power, Inc. | 100 | Regulated
Ozark Solar Park | 68710_G_OZKSP | 68710 | G | OZKSP |  | Solar PV |  | SPP_WEST | Arkansas | 5 | Washington | 143 | 05143 | 2.4 | 0 | 2021 | 9999 |  |  | N | Solar | [13 empty] | 0 | 0 | 0 | 0 | [11 empty] | Today's Power, Inc. | 100 | Today's Power, Inc. | 100 | Regulated
People's | 68711_G_PEOPL | 68711 | G | PEOPL |  | Solar PV |  | SPP_WEST | Oklahoma | 40 | Pontotoc | 123 | 40123 | 5 | 0 | 2023 | 9999 |  |  | N | Solar | [13 empty] | 0 | 0 | 0 | 0 | [11 empty] | Today's Power, Inc. | 100 | Today's Power, Inc. | 100 | Regulated
Petit Jean | 68712_G_PTJE | 68712 | G | PTJE |  | Solar PV |  | MIS_AR | Arkansas | 5 | Van Buren | 141 | 05141 | 1 | 0 | 2023 | 9999 |  |  | N | Solar | [13 empty] | 0 | 0 | 0 | 0 | [11 empty] | Today's Power, Inc. | 100 | Today's Power, Inc. | 100 | Regulated
Rich Mountain Electric Cooperative | 68713_G_RCHMT | 68713 | G | RCHMT |  | Solar PV |  | SPP_WEST | Arkansas | 5 | Polk | 113 | 05113 | 1 | 0 | 2020 | 9999 |  |  | N | Solar | [13 empty] | 0 | 0 | 0 | 0 | [11 empty] | Today's Power, Inc. | 100 | Today's Power, Inc. | 100 | Regulated
Ruby-Norris | 68714_G_RUBY | 68714 | G | RUBY |  | Solar PV |  | SPP_NEBR | Nebraska | 31 | Seward | 159 | 31159 | 1 | 0 | 2023 | 9999 |  |  | N | Solar | [13 empty] | 0 | 0 | 0 | 0 | [11 empty] | Today's Power, Inc. | 100 | Today's Power, Inc. | 100 | Regulated
SAU Tech | 68715_G_SAUT | 68715 | G | SAUT |  | Solar PV |  | MIS_AR | Arkansas | 5 | Ouachita | 103 | 05103 | 1 | 0 | 2019 | 9999 |  |  | N | Solar | [13 empty] | 0 | 0 | 0 | 0 | [11 empty] | Today's Power, Inc. | 100 | Today's Power, Inc. | 100 | Regulated
Solomon-DS&O | 68716_G_SOLOM | 68716 | G | SOLOM |  | Solar PV |  | SPP_N | Kansas | 20 | Dickinson | 41 | 20041 | 1 | 0 | 2023 | 9999 |  |  | N | Solar | [13 empty] | 0 | 0 | 0 | 0 | [11 empty] | Today's Power, Inc. | 100 | Today's Power, Inc. | 100 | Regulated
South Central Electric Cooperative | 68717_G_SCAEC | 68717 | G | SCAEC |  | Solar PV |  | SPP_WEST | Arkansas | 5 | Clark | 19 | 05019 | 1 | 0 | 2019 | 9999 |  |  | N | Solar | [13 empty] | 0 | 0 | 0 | 0 | [11 empty] | Today's Power, Inc. | 100 | Today's Power, Inc. | 100 | Regulated
Southwest Arkansas Electric | 68718_G_SWAEC | 68718 | G | SWAEC |  | Solar PV |  | SPP_WEST | Arkansas | 5 | Miller | 91 | 05091 | 1 | 0 | 2020 | 9999 |  |  | N | Solar | [13 empty] | 0 | 0 | 0 | 0 | [11 empty] | Today's Power, Inc. | 100 | Today's Power, Inc. | 100 | Regulated
Springdale School District | 68719_G_SPRNG | 68719 | G | SPRNG |  | Solar PV |  | SPP_WEST | Arkansas | 5 | Washington | 143 | 05143 | 2.9 | 0 | 2022 | 9999 |  |  | N | Solar | [13 empty] | 0 | 0 | 0 | 0 | [11 empty] | Today's Power, Inc. | 100 | Today's Power, Inc. | 100 | Regulated
St. George | 68720_G_STGEO | 68720 | G | STGEO |  | Solar PV |  | SPP_N | Kansas | 20 | Pottawatomie | 149 | 20149 | 1 | 0 | 2021 | 9999 |  |  | N | Solar | [13 empty] | 0 | 0 | 0 | 0 | [11 empty] | Today's Power, Inc. | 100 | Today's Power, Inc. | 100 | Regulated
St. Paul-Howard Greeley | 68721_G_STPHG | 68721 | G | STPHG |  | Solar PV |  | SPP_NEBR | Nebraska | 31 | Howard | 93 | 31093 | 1 | 0 | 2023 | 9999 |  |  | N | Solar | [13 empty] | 0 | 0 | 0 | 0 | [11 empty] | Today's Power, Inc. | 100 | Today's Power, Inc. | 100 | Regulated
Star City School District | 68722_G_STAR | 68722 | G | STAR |  | Solar PV |  | MIS_AR | Arkansas | 5 | Lincoln | 79 | 05079 | 1 | 0 | 2021 | 9999 |  |  | N | Solar | [13 empty] | 0 | 0 | 0 | 0 | [11 empty] | Today's Power, Inc. | 100 | Today's Power, Inc. | 100 | Regulated
Stromsburg-Polk County | 68723_G_STROM | 68723 | G | STROM |  | Solar PV |  | SPP_NEBR | Nebraska | 31 | Polk | 143 | 31143 | 1 | 0 | 2023 | 9999 |  |  | N | Solar | [13 empty] | 0 | 0 | 0 | 0 | [11 empty] | Today's Power, Inc. | 100 | Today's Power, Inc. | 100 | Regulated
Studebaker | 68724_G_STDBR | 68724 | G | STDBR |  | Solar PV |  | SPP_N | Kansas | 20 | Wilson | 205 | 20205 | 1 | 0 | 2021 | 9999 |  |  | N | Solar | [13 empty] | 0 | 0 | 0 | 0 | [11 empty] | Today's Power, Inc. | 100 | Today's Power, Inc. | 100 | Regulated
Tri County - TenK | 68725_G_TRICO | 68725 | G | TRICO |  | Solar PV |  | SPP_SPS | Oklahoma | 40 | Texas | 139 | 40139 | 1 | 0 | 2016 | 9999 |  |  | N | Solar | [13 empty] | 0 | 0 | 0 | 0 | [11 empty] | Today's Power, Inc. | 100 | Today's Power, Inc. | 100 | Regulated
Urbana-Heartland | 68726_G_URBNA | 68726 | G | URBNA |  | Solar PV |  | SPP_N | Kansas | 20 | Neosho | 133 | 20133 | 1 | 0 | 2021 | 9999 |  |  | N | Solar | [13 empty] | 0 | 0 | 0 | 0 | [11 empty] | Today's Power, Inc. | 100 | Today's Power, Inc. | 100 | Regulated
Veolia (Gum Springs) | 68727_G_VNA | 68727 | G | VNA |  | Solar PV |  | SPP_WEST | Arkansas | 5 | Clark | 19 | 05019 | 5 | 0 | 2024 | 9999 |  |  | N | Solar | [13 empty] | 0 | 0 | 0 | 0 | [11 empty] | Today's Power, Inc. | 100 | Today's Power, Inc. | 100 | Regulated
Woodruff Electric Cooperative | 68728_G_WDRFF | 68728 | G | WDRFF |  | Solar PV |  | MIS_AR | Arkansas | 5 | St. Francis | 123 | 05123 | 1 | 0 | 2019 | 9999 |  |  | N | Solar | [13 empty] | 0 | 0 | 0 | 0 | [11 empty] | Today's Power, Inc. | 100 | Today's Power, Inc. | 100 | Regulated
HEB00750 | 68730_G_H7501 | 68730 | G | H7501 |  | Combustion Turbine | IC Engine | ERC_REST | Texas | 48 | Tarrant | 439 | 48439 | 0.4 | 9905 | 2024 | 9999 |  |  | N | Natural Gas | [13 empty] | 0.011 | 0.011 | 0.011 | 0.011 | [11 empty] | Generate ER-NG, LLC | 100 | Generate ER-NG, LLC | 100 | Non-regulated
HEB00750 | 68730_G_H7502 | 68730 | G | H7502 |  | Combustion Turbine | IC Engine | ERC_REST | Texas | 48 | Tarrant | 439 | 48439 | 0.4 | 9905 | 2024 | 9999 |  |  | N | Natural Gas | [13 empty] | 0.011 | 0.011 | 0.011 | 0.011 | [11 empty] | Generate ER-NG, LLC | 100 | Generate ER-NG, LLC | 100 | Non-regulated
HEB00750 | 68730_G_H7503 | 68730 | G | H7503 |  | Combustion Turbine | IC Engine | ERC_REST | Texas | 48 | Tarrant | 439 | 48439 | 0.4 | 9905 | 2024 | 9999 |  |  | N | Natural Gas | [13 empty] | 0.011 | 0.011 | 0.011 | 0.011 | [11 empty] | Generate ER-NG, LLC | 100 | Generate ER-NG, LLC | 100 | Non-regulated
HEB00779 | 68731_G_H7791 | 68731 | G | H7791 |  | Combustion Turbine | IC Engine | ERC_REST | Texas | 48 | Harris | 201 | 48201 | 0.4 | 9905 | 2024 | 9999 |  |  | N | Natural Gas | [13 empty] | 0.011 | 0.011 | 0.011 | 0.011 | [11 empty] | Generate ER-NG, LLC | 100 | Generate ER-NG, LLC | 100 | Non-regulated
HEB00779 | 68731_G_H7792 | 68731 | G | H7792 |  | Combustion Turbine | IC Engine | ERC_REST | Texas | 48 | Harris | 201 | 48201 | 0.4 | 9905 | 2024 | 9999 |  |  | N | Natural Gas | [13 empty] | 0.011 | 0.011 | 0.011 | 0.011 | [11 empty] | Generate ER-NG, LLC | 100 | Generate ER-NG, LLC | 100 | Non-regulated
HEB00779 | 68731_G_H7793 | 68731 | G | H7793 |  | Combustion Turbine | IC Engine | ERC_REST | Texas | 48 | Harris | 201 | 48201 | 0.4 | 9905 | 2024 | 9999 |  |  | N | Natural Gas | [13 empty] | 0.011 | 0.011 | 0.011 | 0.011 | [11 empty] | Generate ER-NG, LLC | 100 | Generate ER-NG, LLC | 100 | Non-regulated
HEB00797 | 68732_G_H7971 | 68732 | G | H7971 |  | Combustion Turbine | IC Engine | ERC_REST | Texas | 48 | Harris | 201 | 48201 | 0.4 | 9905 | 2024 | 9999 |  |  | N | Natural Gas | [13 empty] | 0.011 | 0.011 | 0.011 | 0.011 | [11 empty] | Generate ER-NG, LLC | 100 | Generate ER-NG, LLC | 100 | Non-regulated
HEB00797 | 68732_G_H7972 | 68732 | G | H7972 |  | Combustion Turbine | IC Engine | ERC_REST | Texas | 48 | Harris | 201 | 48201 | 0.4 | 9905 | 2024 | 9999 |  |  | N | Natural Gas | [13 empty] | 0.011 | 0.011 | 0.011 | 0.011 | [11 empty] | Generate ER-NG, LLC | 100 | Generate ER-NG, LLC | 100 | Non-regulated
HEB00797 | 68732_G_H7973 | 68732 | G | H7973 |  | Combustion Turbine | IC Engine | ERC_REST | Texas | 48 | Harris | 201 | 48201 | 0.4 | 9905 | 2024 | 9999 |  |  | N | Natural Gas | [13 empty] | 0.011 | 0.011 | 0.011 | 0.011 | [11 empty] | Generate ER-NG, LLC | 100 | Generate ER-NG, LLC | 100 | Non-regulated
HEB00798 | 68733_G_H7981 | 68733 | G | H7981 |  | Combustion Turbine | IC Engine | ERC_REST | Texas | 48 | Harris | 201 | 48201 | 0.4 | 9905 | 2024 | 9999 |  |  | N | Natural Gas | [13 empty] | 0.011 | 0.011 | 0.011 | 0.011 | [11 empty] | Generate ER-NG, LLC | 100 | Generate ER-NG, LLC | 100 | Non-regulated
HEB00798 | 68733_G_H7982 | 68733 | G | H7982 |  | Combustion Turbine | IC Engine | ERC_REST | Texas | 48 | Harris | 201 | 48201 | 0.4 | 9905 | 2024 | 9999 |  |  | N | Natural Gas | [13 empty] | 0.011 | 0.011 | 0.011 | 0.011 | [11 empty] | Generate ER-NG, LLC | 100 | Generate ER-NG, LLC | 100 | Non-regulated
HEB00798 | 68733_G_H7983 | 68733 | G | H7983 |  | Combustion Turbine | IC Engine | ERC_REST | Texas | 48 | Harris | 201 | 48201 | 0.4 | 9905 | 2024 | 9999 |  |  | N | Natural Gas | [13 empty] | 0.011 | 0.011 | 0.011 | 0.011 | [11 empty] | Generate ER-NG, LLC | 100 | Generate ER-NG, LLC | 100 | Non-regulated
HEB00801 | 68734_G_H8011 | 68734 | G | H8011 |  | Combustion Turbine | IC Engine | ERC_REST | Texas | 48 | Tarrant | 439 | 48439 | 0.4 | 9905 | 2024 | 9999 |  |  | N | Natural Gas | [13 empty] | 0.011 | 0.011 | 0.011 | 0.011 | [11 empty] | Generate ER-NG, LLC | 100 | Generate ER-NG, LLC | 100 | Non-regulated
HEB00801 | 68734_G_H8012 | 68734 | G | H8012 |  | Combustion Turbine | IC Engine | ERC_REST | Texas | 48 | Tarrant | 439 | 48439 | 0.4 | 9905 | 2024 | 9999 |  |  | N | Natural Gas | [13 empty] | 0.011 | 0.011 | 0.011 | 0.011 | [11 empty] | Generate ER-NG, LLC | 100 | Generate ER-NG, LLC | 100 | Non-regulated
HEB00801 | 68734_G_H8013 | 68734 | G | H8013 |  | Combustion Turbine | IC Engine | ERC_REST | Texas | 48 | Tarrant | 439 | 48439 | 0.4 | 9905 | 2024 | 9999 |  |  | N | Natural Gas | [13 empty] | 0.011 | 0.011 | 0.011 | 0.011 | [11 empty] | Generate ER-NG, LLC | 100 | Generate ER-NG, LLC | 100 | Non-regulated
HEBTEMDistCenter1B | 68735_G_HT1B1 | 68735 | G | HT1B1 |  | Combustion Turbine | IC Engine | ERC_REST | Texas | 48 | Bell | 27 | 48027 | 0.4 | 9905 | 2024 | 9999 |  |  | N | Natural Gas | [13 empty] | 0.011 | 0.011 | 0.011 | 0.011 | [11 empty] | Texas Microgrid, LLC | 100 | Texas Microgrid, LLC | 100 | Non-regulated
HEBTEMDistCenter1B | 68735_G_HT1B2 | 68735 | G | HT1B2 |  | Combustion Turbine | IC Engine | ERC_REST | Texas | 48 | Bell | 27 | 48027 | 0.4 | 9905 | 2024 | 9999 |  |  | N | Natural Gas | [13 empty] | 0.011 | 0.011 | 0.011 | 0.011 | [11 empty] | Texas Microgrid, LLC | 100 | Texas Microgrid, LLC | 100 | Non-regulated
HEBTEMDistCenter1B | 68735_G_HT1B3 | 68735 | G | HT1B3 |  | Combustion Turbine | IC Engine | ERC_REST | Texas | 48 | Bell | 27 | 48027 | 0.4 | 9905 | 2024 | 9999 |  |  | N | Natural Gas | [13 empty] | 0.011 | 0.011 | 0.011 | 0.011 | [11 empty] | Texas Microgrid, LLC | 100 | Texas Microgrid, LLC | 100 | Non-regulated
HEBTEMDistCenter1B | 68735_G_HT1B4 | 68735 | G | HT1B4 |  | Combustion Turbine | IC Engine | ERC_REST | Texas | 48 | Bell | 27 | 48027 | 0.4 | 9905 | 2024 | 9999 |  |  | N | Natural Gas | [13 empty] | 0.011 | 0.011 | 0.011 | 0.011 | [11 empty] | Texas Microgrid, LLC | 100 | Texas Microgrid, LLC | 100 | Non-regulated
HEBTEMDistCenter2A | 68736_G_HT2A1 | 68736 | G | HT2A1 |  | Combustion Turbine | IC Engine | ERC_REST | Texas | 48 | Bell | 27 | 48027 | 0.4 | 9905 | 2024 | 9999 |  |  | N | Natural Gas | [13 empty] | 0.011 | 0.011 | 0.011 | 0.011 | [11 empty] | Texas Microgrid, LLC | 100 | Texas Microgrid, LLC | 100 | Non-regulated
HEBTEMDistCenter2A | 68736_G_HT2A2 | 68736 | G | HT2A2 |  | Combustion Turbine | IC Engine | ERC_REST | Texas | 48 | Bell | 27 | 48027 | 0.4 | 9905 | 2024 | 9999 |  |  | N | Natural Gas | [13 empty] | 0.011 | 0.011 | 0.011 | 0.011 | [11 empty] | Texas Microgrid, LLC | 100 | Texas Microgrid, LLC | 100 | Non-regulated
HEBTEMDistCenter2A | 68736_G_HT2A3 | 68736 | G | HT2A3 |  | Combustion Turbine | IC Engine | ERC_REST | Texas | 48 | Bell | 27 | 48027 | 0.4 | 9905 | 2024 | 9999 |  |  | N | Natural Gas | [13 empty] | 0.011 | 0.011 | 0.011 | 0.011 | [11 empty] | Texas Microgrid, LLC | 100 | Texas Microgrid, LLC | 100 | Non-regulated
HEBTEMDistCenter2A | 68736_G_HT2A4 | 68736 | G | HT2A4 |  | Combustion Turbine | IC Engine | ERC_REST | Texas | 48 | Bell | 27 | 48027 | 0.4 | 9905 | 2024 | 9999 |  |  | N | Natural Gas | [13 empty] | 0.011 | 0.011 | 0.011 | 0.011 | [11 empty] | Texas Microgrid, LLC | 100 | Texas Microgrid, LLC | 100 | Non-regulated
HEBTEMDistCenter2A | 68736_G_HT2A5 | 68736 | G | HT2A5 |  | Combustion Turbine | IC Engine | ERC_REST | Texas | 48 | Bell | 27 | 48027 | 0.4 | 9905 | 2024 | 9999 |  |  | N | Natural Gas | [13 empty] | 0.011 | 0.011 | 0.011 | 0.011 | [11 empty] | Texas Microgrid, LLC | 100 | Texas Microgrid, LLC | 100 | Non-regulated
HEBTEMDistCenter2A | 68736_G_HT2A6 | 68736 | G | HT2A6 |  | Combustion Turbine | IC Engine | ERC_REST | Texas | 48 | Bell | 27 | 48027 | 0.4 | 9905 | 2024 | 9999 |  |  | N | Natural Gas | [13 empty] | 0.011 | 0.011 | 0.011 | 0.011 | [11 empty] | Texas Microgrid, LLC | 100 | Texas Microgrid, LLC | 100 | Non-regulated
HEBTEMDistCenter2A | 68736_G_HT2A7 | 68736 | G | HT2A7 |  | Combustion Turbine | IC Engine | ERC_REST | Texas | 48 | Bell | 27 | 48027 | 0.4 | 9905 | 2024 | 9999 |  |  | N | Natural Gas | [13 empty] | 0.011 | 0.011 | 0.011 | 0.011 | [11 empty] | Texas Microgrid, LLC | 100 | Texas Microgrid, LLC | 100 | Non-regulated
HEBTEMDistCenter2A | 68736_G_HT2A8 | 68736 | G | HT2A8 |  | Combustion Turbine | IC Engine | ERC_REST | Texas | 48 | Bell | 27 | 48027 | 0.4 | 9905 | 2024 | 9999 |  |  | N | Natural Gas | [13 empty] | 0.011 | 0.011 | 0.011 | 0.011 | [11 empty] | Texas Microgrid, LLC | 100 | Texas Microgrid, LLC | 100 | Non-regulated
OTHERTraditionBuffalo | 68737_G_TBUF1 | 68737 | G | TBUF1 |  | Combustion Turbine | IC Engine | ERC_REST | Texas | 48 | Harris | 201 | 48201 | 0.4 | 9905 | 2024 | 9999 |  |  | N | Natural Gas | [13 empty] | 0.011 | 0.011 | 0.011 | 0.011 | [11 empty] | Texas Microgrid, LLC | 100 | Texas Microgrid, LLC | 100 | Non-regulated
OTHERTraditionBuffalo | 68737_G_TBUF2 | 68737 | G | TBUF2 |  | Combustion Turbine | IC Engine | ERC_REST | Texas | 48 | Harris | 201 | 48201 | 0.4 | 9905 | 2024 | 9999 |  |  | N | Natural Gas | [13 empty] | 0.011 | 0.011 | 0.011 | 0.011 | [11 empty] | Texas Microgrid, LLC | 100 | Texas Microgrid, LLC | 100 | Non-regulated
OTHERTraditionBuffalo | 68737_G_TBUF3 | 68737 | G | TBUF3 |  | Combustion Turbine | IC Engine | ERC_REST | Texas | 48 | Harris | 201 | 48201 | 0.4 | 9905 | 2024 | 9999 |  |  | N | Natural Gas | [13 empty] | 0.011 | 0.011 | 0.011 | 0.011 | [11 empty] | Texas Microgrid, LLC | 100 | Texas Microgrid, LLC | 100 | Non-regulated
Zeuber | 68740_G_PUCOZ | 68740 | G | PUCOZ |  | Solar PV |  | MIS_AR | Arkansas | 5 | Pulaski | 119 | 05119 | 4.6 | 0 | 2023 | 9999 |  |  | N | Solar | [13 empty] | 0 | 0 | 0 | 0 | [11 empty] | Today's Power, Inc. | 100 | Today's Power, Inc. | 100 | Regulated
Skyline Solar | 68742_G_BA1 | 68742 | G | BA1 |  | Energy Storage |  | NENGREST | Massachusetts | 25 | Berkshire | 3 | 25003 | 3 | 0 | 2022 | 9999 |  |  | N | Energy Storage | [13 empty] | 0 | 0 | 0 | 0 | [11 empty] | SoCore Energy LLC | 100 | SoCore Energy LLC | 100 | Non-regulated
Skyline Solar | 68742_G_PV1 | 68742 | G | PV1 |  | Solar PV |  | NENGREST | Massachusetts | 25 | Berkshire | 3 | 25003 | 4.5 | 0 | 2022 | 9999 |  |  | N | Solar | [13 empty] | 0 | 0 | 0 | 0 | [11 empty] | SoCore Energy LLC | 100 | SoCore Energy LLC | 100 | Non-regulated
Adams Grove Solar | 68743_G_BA1 | 68743 | G | BA1 |  | Energy Storage |  | NENGREST | Massachusetts | 25 | Berkshire | 3 | 25003 | 3.3 | 0 | 2022 | 9999 |  |  | N | Energy Storage | [13 empty] | 0 | 0 | 0 | 0 | [11 empty] | SoCore Energy LLC | 100 | SoCore Energy LLC | 100 | Non-regulated
Adams Grove Solar | 68743_G_PV1 | 68743 | G | PV1 |  | Solar PV |  | NENGREST | Massachusetts | 25 | Berkshire | 3 | 25003 | 5 | 0 | 2022 | 9999 |  |  | N | Solar | [13 empty] | 0 | 0 | 0 | 0 | [11 empty] | SoCore Energy LLC | 100 | SoCore Energy LLC | 100 | Non-regulated
North Troy | 68746_G_10648 | 68746 | G | 10648 |  | Solar PV |  | NY_Z_F | New York | 36 | Rensselaer | 83 | 36083 | 4 | 0 | 2024 | 9999 |  |  | N | Solar | [13 empty] | 0 | 0 | 0 | 0 | [11 empty] | Onyx Asset Services Group | 100 | Onyx Asset Services Group | 100 | Non-regulated
Oaks HOA | 68747_G_10616 | 68747 | G | 10616 |  | Solar PV |  | WEC_CALN | California | 6 | Amador | 5 | 06005 | 1 | 0 | 2025 | 9999 |  |  | N | Solar | [13 empty] | 0 | 0 | 0 | 0 | [11 empty] | Onyx Asset Services Group | 100 | Onyx Asset Services Group | 100 | Non-regulated
Superior Almond Hulling | 68749_G_23864 | 68749 | G | 23864 |  | Solar PV |  | WEC_CALN | California | 6 | Fresno | 19 | 06019 | 2.1 | 0 | 2024 | 9999 |  |  | N | Solar | [13 empty] | 0 | 0 | 0 | 0 | [11 empty] | Superior Almond Hulling | 100 | Superior Almond Hulling | 100 | Non-regulated
City of Peru Water Street Generating Sta | 68752_G_6 | 68752 | G | 6 |  | Combustion Turbine | IC Engine | PJM_COMD | Illinois | 17 | Lasalle | 99 | 17099 | 5.5 | 9905 | 1972 | 9999 |  |  | N | Distillate Fuel Oil | [13 empty] | 0.011 | 0.011 | 0.011 | 0.011 | [11 empty] | City of Peru - (IL) | 100 | City of Peru - (IL) | 100 | Regulated
Rak 2 | 68764_G_170 | 68764 | G | 170 |  | Solar PV |  | NY_Z_A | New York | 36 | Chautauqua | 13 | 36013 | 3.5 | 0 | 2023 | 9999 |  |  | N | Solar | [13 empty] | 0 | 0 | 0 | 0 | [11 empty] | Rak 2 Solar LLC | 100 | Rak 2 Solar LLC | 100 | Non-regulated
Boomtown Renewable Energy Center | 68770_G_BTREC | 68770 | G | BTREC |  | Solar PV |  | MIS_IL | Illinois | 17 | White | 193 | 17193 | 150 | 0 | 2024 | 9999 |  |  | N | Solar | [13 empty] | 0 | 0 | 0 | 0 | [11 empty] | Union Electric Co - (MO) | 100 | Union Electric Co - (MO) | 100 | Regulated
Cass County Renewable Energy Center | 68771_G_CCREC | 68771 | G | CCREC |  | Solar PV |  | MIS_IL | Illinois | 17 | Cass | 17 | 17017 | 150 | 0 | 2024 | 9999 |  |  | N | Solar | [13 empty] | 0 | 0 | 0 | 0 | [11 empty] | Union Electric Co - (MO) | 100 | Union Electric Co - (MO) | 100 | Regulated
Apollo | 68773_G_52 | 68773 | G | 52 |  | Solar PV |  | NENGREST | Massachusetts | 25 | Bristol | 5 | 25005 | 2.5 | 0 | 2021 | 9999 |  |  | N | Solar | [13 empty] | 0 | 0 | 0 | 0 | [11 empty] | Sunrise on Wing Ln. LLC | 100 | Sunrise on Wing Ln. LLC | 100 | Non-regulated
Apollo | 68773_G_52B | 68773 | G | 52B |  | Energy Storage |  | NENGREST | Massachusetts | 25 | Bristol | 5 | 25005 | 1.3 | 0 | 2021 | 9999 |  |  | N | Energy Storage | [13 empty] | 0 | 0 | 0 | 0 | [11 empty] | Sunrise on Wing Ln. LLC | 100 | Sunrise on Wing Ln. LLC | 100 | Non-regulated
Fountain Creek Solar | 68774_G_FTCR | 68774 | G | FTCR |  | Solar PV |  | PJM_Dom | Virginia | 51 | Greensville | 81 | 51081 | 80 | 0 | 2024 | 9999 |  |  | N | Solar | [13 empty] | 0 | 0 | 0 | 0 | [11 empty] | Dominion Energy Inc. | 100 | Dominion Energy Inc. | 100 | Regulated
Winterberry Solar | 68775_G_WNTB | 68775 | G | WNTB |  | Solar PV |  | PJM_Dom | Virginia | 51 | Gloucester | 73 | 51073 | 20 | 0 | 2023 | 9999 |  |  | N | Solar | [13 empty] | 0 | 0 | 0 | 0 | [11 empty] | Dominion Energy Inc. | 100 | Dominion Energy Inc. | 100 | Regulated
MD CDG 001 | 68779_G_MD001 | 68779 | G | MD001 |  | Solar PV |  | PJM_AP | Maryland | 24 | Garrett | 23 | 24023 | 2 | 0 | 2024 | 9999 |  |  | N | Solar | [13 empty] | 0 | 0 | 0 | 0 | [11 empty] | MD CDG 001 LLC | 100 | MD CDG 001 LLC | 100 | Non-regulated
MD CDG 002 | 68780_G_MD002 | 68780 | G | MD002 |  | Solar PV |  | PJM_AP | Maryland | 24 | Garrett | 23 | 24023 | 2 | 0 | 2024 | 9999 |  |  | N | Solar | [13 empty] | 0 | 0 | 0 | 0 | [11 empty] | MD CDG 002 LLC | 100 | MD CDG 002 LLC | 100 | Non-regulated
ME CDG 004 | 68781_G_ME004 | 68781 | G | ME004 |  | Solar PV |  | NENG_ME | Maine | 23 | Piscataquis | 21 | 23021 | 2 | 0 | 2024 | 9999 |  |  | N | Solar | [13 empty] | 0 | 0 | 0 | 0 | [11 empty] | ME CDG 004 LLC | 100 | ME CDG 004 LLC | 100 | Non-regulated
ME CDG 005 | 68782_G_ME005 | 68782 | G | ME005 |  | Solar PV |  | NENG_ME | Maine | 23 | Piscataquis | 21 | 23021 | 2 | 0 | 2024 | 9999 |  |  | N | Solar | [13 empty] | 0 | 0 | 0 | 0 | [11 empty] | ME CDG 005 LLC | 100 | ME CDG 005 LLC | 100 | Non-regulated
Lockheed Martin Palmdale Solar PV | 68798_G_1MW | 68798 | G | 1MW |  | Solar PV |  | WEC_LADW | California | 6 | Los Angeles | 37 | 06037 | 0.5 | 0 | 2016 | 9999 |  |  | N | Solar | [13 empty] | 0 | 0 | 0 | 0 | [11 empty] | Lockheed Martin Corporation | 100 | Lockheed Martin Corporation | 100 | Non-regulated
Lockheed Martin Palmdale Solar PV | 68798_G_20MW | 68798 | G | 20MW |  | Solar PV |  | WEC_LADW | California | 6 | Los Angeles | 37 | 06037 | 19.5 | 0 | 2022 | 9999 |  |  | N | Solar | [13 empty] | 0 | 0 | 0 | 0 | [11 empty] | Lockheed Martin Corporation | 100 | Lockheed Martin Corporation | 100 | Non-regulated
Rivard 1 | 68804_G_11011 | 68804 | G | 11011 |  | Solar PV |  | NY_Z_A | New York | 36 | Chautauqua | 13 | 36013 | 4.6 | 0 | 2023 | 9999 |  |  | N | Solar | [13 empty] | 0 | 0 | 0 | 0 | [11 empty] | Generate NY Community Solar VI | 100 | Generate NY Community Solar VI | 100 | Non-regulated
Ridgeway 2 | 68806_G_11027 | 68806 | G | 11027 |  | Solar PV |  | NY_Z_B | New York | 36 | Monroe | 55 | 36055 | 2.5 | 0 | 2023 | 9999 |  |  | N | Solar | [13 empty] | 0 | 0 | 0 | 0 | [11 empty] | Generate NY Community Solar VI | 100 | Generate NY Community Solar VI | 100 | Non-regulated
Catskill | 68807_G_11021 | 68807 | G | 11021 |  | Solar PV |  | NY_Z_C&E | New York | 36 | Broome | 7 | 36007 | 3.8 | 0 | 2023 | 9999 |  |  | N | Solar | [13 empty] | 0 | 0 | 0 | 0 | [11 empty] | Generate NY Community Solar VI | 100 | Generate NY Community Solar VI | 100 | Non-regulated
Dos Palos Cooperative Gin | 68808_G_P1001 | 68808 | G | P1001 |  | Solar PV |  | WEC_CALN | California | 6 | Merced | 47 | 06047 | 0.9 | 0 | 2022 | 9999 |  |  | N | Solar | [13 empty] | 0 | 0 | 0 | 0 | [11 empty] | Dos Palos Cooperative Gin | 100 | Dos Palos Cooperative Gin | 100 | Non-regulated
Da Silva Dairy | 68840_G_P1002 | 68840 | G | P1002 |  | Solar PV |  | WEC_CALN | California | 6 | Merced | 47 | 06047 | 0.9 | 0 | 2022 | 9999 |  |  | N | Solar | [13 empty] | 0 | 0 | 0 | 0 | [11 empty] | Da Silva Dairy | 100 | Da Silva Dairy | 100 | Non-regulated
CalPorlland Company Mojave Wind | 68844_G_CPCC1 | 68844 | G | CPCC1 |  | Onshore Wind |  | WECC_SCE | California | 6 | Kern | 29 | 06029 | 23.5 | 0 | 2024 | 9999 |  |  | N | Wind | [13 empty] | 0 | 0 | 0 | 0 | [11 empty] | CalPortland Company | 100 | CalPortland Company | 100 | Non-regulated
SF Auto O1 | 68849_G_SFAO1 | 68849 | G | SFAO1 |  | Solar PV |  | WECC_UT | Utah | 49 | Weber | 57 | 49057 | 3.4 | 0 | 2023 | 9999 |  |  | N | Solar | [13 empty] | 0 | 0 | 0 | 0 | [11 empty] | Autoliv ASP, Inc. | 100 | Autoliv ASP, Inc. | 100 | Non-regulated
Longhorn Storage | 68878_G_LONGH | 68878 | G | LONGH |  | Energy Storage |  | ERC_REST | Texas | 48 | Eastland | 133 | 48133 | 142.1 | 0 | 2024 | 9999 |  |  | N | Energy Storage | [13 empty] | 0 | 0 | 0 | 0 | [11 empty] | Longhorn Storage LLC | 100 | Longhorn Storage LLC | 100 | Non-regulated
NL IL - Kendall | 68881_G_KENDL | 68881 | G | KENDL |  | Solar PV |  | PJM_COMD | Illinois | 17 | Kendall | 93 | 17093 | 2 | 0 | 2024 | 9999 |  |  | N | Solar | [13 empty] | 0 | 0 | 0 | 0 | [11 empty] | Newark Road Kendall Solar 1, LLC | 100 | Newark Road Kendall Solar 1, LLC | 100 | Non-regulated
PAC Aviation Solar | 68887_G_PV1 | 68887 | G | PV1 |  | Solar PV |  | WEC_LADW | California | 6 | Los Angeles | 37 | 06037 | 2 | 0 | 2024 | 9999 |  |  | N | Solar | [13 empty] | 0 | 0 | 0 | 0 | [11 empty] | Onyx Renewables LLC | 100 | Onyx Renewables LLC | 100 | Non-regulated
CoreSite Real Estate 3045 Stender, LP | 68889_G_G-1 | 68889 | G | G-1 |  | Combustion Turbine | IC Engine | WEC_CALN | California | 6 | Santa Clara | 85 | 06085 | 3 | 9905 | 2019 | 9999 |  |  | N | Distillate Fuel Oil | [13 empty] | 0.011 | 0.011 | 0.011 | 0.011 | [11 empty] | CoreSite Real Estate 3045 Stender, LP | 100 | CoreSite Real Estate 3045 Stender, LP | 100 | Non-regulated
CoreSite Real Estate 3045 Stender, LP | 68889_G_G-2 | 68889 | G | G-2 |  | Combustion Turbine | IC Engine | WEC_CALN | California | 6 | Santa Clara | 85 | 06085 | 3 | 9905 | 2019 | 9999 |  |  | N | Distillate Fuel Oil | [13 empty] | 0.011 | 0.011 | 0.011 | 0.011 | [11 empty] | CoreSite Real Estate 3045 Stender, LP | 100 | CoreSite Real Estate 3045 Stender, LP | 100 | Non-regulated
CoreSite Real Estate 3045 Stender, LP | 68889_G_G-3 | 68889 | G | G-3 |  | Combustion Turbine | IC Engine | WEC_CALN | California | 6 | Santa Clara | 85 | 06085 | 3 | 9905 | 2019 | 9999 |  |  | N | Distillate Fuel Oil | [13 empty] | 0.011 | 0.011 | 0.011 | 0.011 | [11 empty] | CoreSite Real Estate 3045 Stender, LP | 100 | CoreSite Real Estate 3045 Stender, LP | 100 | Non-regulated
CoreSite Real Estate 3045 Stender, LP | 68889_G_G-4 | 68889 | G | G-4 |  | Combustion Turbine | IC Engine | WEC_CALN | California | 6 | Santa Clara | 85 | 06085 | 3 | 9905 | 2019 | 9999 |  |  | N | Distillate Fuel Oil | [13 empty] | 0.011 | 0.011 | 0.011 | 0.011 | [11 empty] | CoreSite Real Estate 3045 Stender, LP | 100 | CoreSite Real Estate 3045 Stender, LP | 100 | Non-regulated
CoreSite Real Estate 3045 Stender, LP | 68889_G_G-5 | 68889 | G | G-5 |  | Combustion Turbine | IC Engine | WEC_CALN | California | 6 | Santa Clara | 85 | 06085 | 3 | 9905 | 2020 | 9999 |  |  | N | Distillate Fuel Oil | [13 empty] | 0.011 | 0.011 | 0.011 | 0.011 | [11 empty] | CoreSite Real Estate 3045 Stender, LP | 100 | CoreSite Real Estate 3045 Stender, LP | 100 | Non-regulated
CoreSite Real Estate 3045 Stender, LP | 68889_G_G-6 | 68889 | G | G-6 |  | Combustion Turbine | IC Engine | WEC_CALN | California | 6 | Santa Clara | 85 | 06085 | 3 | 9905 | 2020 | 9999 |  |  | N | Distillate Fuel Oil | [13 empty] | 0.011 | 0.011 | 0.011 | 0.011 | [11 empty] | CoreSite Real Estate 3045 Stender, LP | 100 | CoreSite Real Estate 3045 Stender, LP | 100 | Non-regulated
CoreSite Real Estate 3045 Stender, LP | 68889_G_G-7 | 68889 | G | G-7 |  | Combustion Turbine | IC Engine | WEC_CALN | California | 6 | Santa Clara | 85 | 06085 | 3 | 9905 | 2020 | 9999 |  |  | N | Distillate Fuel Oil | [13 empty] | 0.011 | 0.011 | 0.011 | 0.011 | [11 empty] | CoreSite Real Estate 3045 Stender, LP | 100 | CoreSite Real Estate 3045 Stender, LP | 100 | Non-regulated
CoreSite Real Estate 3045 Stender, LP | 68889_G_G-8 | 68889 | G | G-8 |  | Combustion Turbine | IC Engine | WEC_CALN | California | 6 | Santa Clara | 85 | 06085 | 3 | 9905 | 2020 | 9999 |  |  | N | Distillate Fuel Oil | [13 empty] | 0.011 | 0.011 | 0.011 | 0.011 | [11 empty] | CoreSite Real Estate 3045 Stender, LP | 100 | CoreSite Real Estate 3045 Stender, LP | 100 | Non-regulated
CoreSite Real Estate 3045 Stender, LP | 68889_G_G-9 | 68889 | G | G-9 |  | Combustion Turbine | IC Engine | WEC_CALN | California | 6 | Santa Clara | 85 | 06085 | 3 | 9905 | 2023 | 9999 |  |  | N | Distillate Fuel Oil | [13 empty] | 0.011 | 0.011 | 0.011 | 0.011 | [11 empty] | CoreSite Real Estate 3045 Stender, LP | 100 | CoreSite Real Estate 3045 Stender, LP | 100 | Non-regulated
P66 Rodeo Solar | 68890_G_P66RS | 68890 | G | P66RS |  | Solar PV |  | WEC_CALN | California | 6 | Contra Costa | 13 | 06013 | 30.2 | 0 | 2023 | 9999 |  |  | N | Solar | [13 empty] | 0 | 0 | 0 | 0 | [11 empty] | P66 Rodeo Solar | 100 | P66 Rodeo Solar | 100 | Non-regulated
Scatter Wash 1 | 67454_G_SW1 | 67454 | G | SW1 |  | Energy Storage |  | WECC_AZ | Arizona | 4 | Maricopa | 13 | 04013 | 170 | 0 | 2025 | 9999 |  |  | N | Energy Storage | [13 empty] | 0 | 0 | 0 | 0 | [11 empty] | Scatter Wash Energy Storage, LLC | 100 | Scatter Wash Energy Storage, LLC | 100 | Non-regulated
SAE Taylorville IL S1 | 68882_G_S1 | 68882 | G | S1 |  | Solar PV |  | MIS_IL | Illinois | 17 | Christian | 21 | 17021 | 1.1 | 0 | 2025 | 9999 |  |  | N | Solar | [13 empty] | 0 | 0 | 0 | 0 | [11 empty] | SolAmerica Energy, LLC | 100 | SolAmerica Energy, LLC | 100 | Non-regulated
Johnsonville | 3406_G_G21 | 3406 | G | G21 |  | Combustion Turbine |  | S_C_TVA | Tennessee | 47 | Humphreys | 85 | 47085 | 53 | 9905 | 2025 | 9999 |  |  | N | Natural Gas, Distillate Fuel Oil | [13 empty] | 0.011 | 0.011 | 0.011 | 0.011 | [11 empty] | Tennessee Valley Authority | 100 | Tennessee Valley Authority | 100 | Regulated
Johnsonville | 3406_G_G22 | 3406 | G | G22 |  | Combustion Turbine |  | S_C_TVA | Tennessee | 47 | Humphreys | 85 | 47085 | 53 | 9905 | 2025 | 9999 |  |  | N | Natural Gas, Distillate Fuel Oil | [13 empty] | 0.011 | 0.011 | 0.011 | 0.011 | [11 empty] | Tennessee Valley Authority | 100 | Tennessee Valley Authority | 100 | Regulated
Johnsonville | 3406_G_G23 | 3406 | G | G23 |  | Combustion Turbine |  | S_C_TVA | Tennessee | 47 | Humphreys | 85 | 47085 | 53 | 9905 | 2025 | 9999 |  |  | N | Natural Gas, Distillate Fuel Oil | [13 empty] | 0.011 | 0.011 | 0.011 | 0.011 | [11 empty] | Tennessee Valley Authority | 100 | Tennessee Valley Authority | 100 | Regulated
Johnsonville | 3406_G_G24 | 3406 | G | G24 |  | Combustion Turbine |  | S_C_TVA | Tennessee | 47 | Humphreys | 85 | 47085 | 53 | 9905 | 2025 | 9999 |  |  | N | Natural Gas, Distillate Fuel Oil | [13 empty] | 0.011 | 0.011 | 0.011 | 0.011 | [11 empty] | Tennessee Valley Authority | 100 | Tennessee Valley Authority | 100 | Regulated
Johnsonville | 3406_G_G25 | 3406 | G | G25 |  | Combustion Turbine |  | S_C_TVA | Tennessee | 47 | Humphreys | 85 | 47085 | 53 | 9905 | 2025 | 9999 |  |  | N | Natural Gas, Distillate Fuel Oil | [13 empty] | 0.011 | 0.011 | 0.011 | 0.011 | [11 empty] | Tennessee Valley Authority | 100 | Tennessee Valley Authority | 100 | Regulated
Johnsonville | 3406_G_G27 | 3406 | G | G27 |  | Combustion Turbine |  | S_C_TVA | Tennessee | 47 | Humphreys | 85 | 47085 | 53 | 9905 | 2025 | 9999 |  |  | N | Natural Gas, Distillate Fuel Oil | [13 empty] | 0.011 | 0.011 | 0.011 | 0.011 | [11 empty] | Tennessee Valley Authority | 100 | Tennessee Valley Authority | 100 | Regulated
Johnsonville | 3406_G_G28 | 3406 | G | G28 |  | Combustion Turbine |  | S_C_TVA | Tennessee | 47 | Humphreys | 85 | 47085 | 53 | 9905 | 2025 | 9999 |  |  | N | Natural Gas, Distillate Fuel Oil | [13 empty] | 0.011 | 0.011 | 0.011 | 0.011 | [11 empty] | Tennessee Valley Authority | 100 | Tennessee Valley Authority | 100 | Regulated
Johnsonville | 3406_G_G29 | 3406 | G | G29 |  | Combustion Turbine |  | S_C_TVA | Tennessee | 47 | Humphreys | 85 | 47085 | 53 | 9905 | 2025 | 9999 |  |  | N | Natural Gas, Distillate Fuel Oil | [13 empty] | 0.011 | 0.011 | 0.011 | 0.011 | [11 empty] | Tennessee Valley Authority | 100 | Tennessee Valley Authority | 100 | Regulated
Johnsonville | 3406_G_G30 | 3406 | G | G30 |  | Combustion Turbine |  | S_C_TVA | Tennessee | 47 | Humphreys | 85 | 47085 | 53 | 9905 | 2025 | 9999 |  |  | N | Natural Gas, Distillate Fuel Oil | [13 empty] | 0.011 | 0.011 | 0.011 | 0.011 | [11 empty] | Tennessee Valley Authority | 100 | Tennessee Valley Authority | 100 | Regulated
Shepherd Center | 54813_G_8 | 54813 | G | 8 |  | Combustion Turbine | IC Engine | S_SOU | Georgia | 13 | Fulton | 121 | 13121 | 3.8 | 9905 | 2025 | 9999 |  |  | N | Distillate Fuel Oil | [13 empty] | 0.011 | 0.011 | 0.011 | 0.011 | [11 empty] | Shepherd Center | 100 | Shepherd Center | 100 | Non-regulated
IP Radian, LLC | 64859_G_RADBA | 64859 | G | RADBA |  | Energy Storage |  | ERC_REST | Texas | 48 | Brown | 49 | 48049 | 160 | 0 | 2025 | 9999 |  |  | N | Energy Storage | [13 empty] | 0 | 0 | 0 | 0 | [11 empty] | IP Radian, LLC | 100 | IP Radian, LLC | 100 | Non-regulated
Lumina II Solar Project | 65644_G_LU2BA | 65644 | G | LU2BA |  | Energy Storage |  | ERC_WEST | Texas | 48 | Scurry | 415 | 48415 | 160 | 0 | 2025 | 9999 |  |  | N | Energy Storage | [13 empty] | 0 | 0 | 0 | 0 | [11 empty] | IP Lumina II, LLC | 100 | IP Lumina II, LLC | 100 | Non-regulated
Lumina Solar Project | 65645_G_LU1BA | 65645 | G | LU1BA |  | Energy Storage |  | ERC_WEST | Texas | 48 | Scurry | 415 | 48415 | 160 | 0 | 2025 | 9999 |  |  | N | Energy Storage | [13 empty] | 0 | 0 | 0 | 0 | [11 empty] | IP Lumina, LLC | 100 | IP Lumina, LLC | 100 | Non-regulated
Olney | 65832_G_OLNYD | 65832 | G | OLNYD |  | Combustion Turbine | IC Engine | ERC_WEST | Texas | 48 | Young | 503 | 48503 | 9.9 | 9905 | 2025 | 9999 |  |  | N | Distillate Fuel Oil | [13 empty] | 0.011 | 0.011 | 0.011 | 0.011 | [11 empty] | Manulife Infrastructure II Holdings A, L.P. | 53.23 | Manulife Infrastructure II Holdings A, L.P. | 53.23 | Non-regulated
Peregrine Energy Storage LLC | 66286_G_PERE1 | 66286 | G | PERE1 |  | Energy Storage |  | WEC_SDGE | California | 6 | San Diego | 73 | 06073 | 200 | 0 | 2025 | 9999 |  |  | N | Energy Storage | [13 empty] | 0 | 0 | 0 | 0 | [11 empty] | Peregrine Energy Storage, LLC | 100 | Peregrine Energy Storage, LLC | 100 | Non-regulated
Longleaf Pine Solar LLC | 66352_G_PV1 | 66352 | G | PV1 |  | Solar PV |  | S_VACA | North Carolina | 37 | Davie | 59 | 37059 | 5 | 0 | 2025 | 9999 |  |  | N | Solar | [13 empty] | 0 | 0 | 0 | 0 | [11 empty] | SolRiver Capital LLC | 100 | SolRiver Capital LLC | 100 | Non-regulated
Williams Solar LLC | 66356_G_PV1 | 66356 | G | PV1 |  | Solar PV |  | S_VACA | North Carolina | 37 | Johnston | 101 | 37101 | 5 | 0 | 2025 | 9999 |  |  | N | Solar | [13 empty] | 0 | 0 | 0 | 0 | [11 empty] | SolRiver Capital LLC | 100 | SolRiver Capital LLC | 100 | Non-regulated
Cobalt Solar, LLC | 66364_G_COBAL | 66364 | G | COBAL |  | Solar PV |  | PJM_PENE | Pennsylvania | 42 | Forest | 53 | 42053 | 20 | 0 | 2025 | 9999 |  |  | N | Solar | [13 empty] | 0 | 0 | 0 | 0 | [11 empty] | Cypress Creek Renewables | 100 | Cypress Creek Renewables | 100 | Non-regulated
Grizzly Ridge Solar | 66410_G_596 | 66410 | G | 596 |  | Energy Storage |  | ERC_REST | Texas | 48 | Hamilton | 193 | 48193 | 10 | 0 | 2025 | 9999 |  |  | N | Energy Storage | [13 empty] | 0 | 0 | 0 | 0 | [11 empty] | Grizzly Ridge Solar LLC | 100 | Grizzly Ridge Solar LLC | 100 | Non-regulated
Afton Solar | 66521_G_18808 | 66521 | G | 18808 |  | Solar PV |  | NY_Z_C&E | New York | 36 | Chenango | 17 | 36017 | 5 | 0 | 2025 | 9999 |  |  | N | Solar | [13 empty] | 0 | 0 | 0 | 0 | [11 empty] | Afton Solar LLC | 100 | Afton Solar LLC | 100 | Non-regulated
Dark Sky Energy Center | 66599_G_1 | 66599 | G | 1 |  | Energy Storage |  | WEC_SDGE | California | 6 | San Diego | 73 | 06073 | 7.1 | 0 | 2025 | 9999 |  |  | N | Energy Storage | [13 empty] | 0 | 0 | 0 | 0 | [11 empty] | San Diego Gas & Electric Co | 100 | San Diego Gas & Electric Co | 100 | Regulated
Blackwell?s Corner Storage Facility | 66648_G_BLKWL | 66648 | G | BLKWL |  | Energy Storage |  | WECC_SCE | California | 6 | Kern | 29 | 06029 | 2 | 0 | 2025 | 9999 |  |  | N | Energy Storage | [13 empty] | 0 | 0 | 0 | 0 | [11 empty] | Blackwell Test Facility, LLC | 100 | Blackwell Test Facility, LLC | 100 | Non-regulated
Electrolyte BESS | 66661_G_HEN | 66661 | G | HEN |  | Energy Storage |  | WEC_CALN | California | 6 | Kings | 31 | 06031 | 99.4 | 0 | 2025 | 9999 |  |  | N | Energy Storage | [13 empty] | 0 | 0 | 0 | 0 | [11 empty] | Henrietta BESS LLC | 100 | Henrietta BESS LLC | 100 | Non-regulated
Bright Arrow Solar, LLC | 66688_G_BASS | 66688 | G | BASS |  | Solar PV |  | ERC_REST | Texas | 48 | Hopkins | 223 | 48223 | 300 | 0 | 2025 | 9999 |  |  | N | Solar | [13 empty] | 0 | 0 | 0 | 0 | [11 empty] | Bright Arrow Solar, LLC | 100 | Bright Arrow Solar, LLC | 100 | Non-regulated
Bright Arrow Solar, LLC | 66688_G_BASS1 | 66688 | G | BASS1 |  | Energy Storage |  | ERC_REST | Texas | 48 | Hopkins | 223 | 48223 | 103.6 | 0 | 2025 | 9999 |  |  | N | Energy Storage | [13 empty] | 0 | 0 | 0 | 0 | [11 empty] | Bright Arrow Solar, LLC | 100 | Bright Arrow Solar, LLC | 100 | Non-regulated
Winfield Solar | 66696_G_WINSP | 66696 | G | WINSP |  | Solar PV |  | MIS_MO | Missouri | 29 | Lincoln | 113 | 29113 | 150 | 0 | 2025 | 9999 |  |  | N | Solar | [13 empty] | 0 | 0 | 0 | 0 | [11 empty] | Winfield Solar I, LLC | 100 | Winfield Solar I, LLC | 100 | Non-regulated
Kosa | 66735_G_783 | 66735 | G | 783 |  | Solar PV |  | NY_Z_B | New York | 36 | Allegany | 3 | 36003 | 1.5 | 0 | 2025 | 9999 |  |  | N | Solar | [13 empty] | 0 | 0 | 0 | 0 | [11 empty] | Greenbacker Renewable Energy Corporation | 100 | Greenbacker Renewable Energy Corporation | 100 | Non-regulated
Papago Energy Storage | 66779_G_PPABA | 66779 | G | PPABA |  | Energy Storage |  | WECC_AZ | Arizona | 4 | Maricopa | 13 | 04013 | 300 | 0 | 2025 | 9999 |  |  | N | Energy Storage | [13 empty] | 0 | 0 | 0 | 0 | [11 empty] | RE Papago LLC | 100 | RE Papago LLC | 100 | Non-regulated
Posey Solar | 66780_G_1 | 66780 | G | 1 |  | Solar PV |  | MIS_INKY | Indiana | 18 | Posey | 129 | 18129 | 173.1 | 0 | 2025 | 9999 |  |  | N | Solar | [13 empty] | 0 | 0 | 0 | 0 | [11 empty] | Southern Indiana Gas & Elec Co | 100 | Southern Indiana Gas & Elec Co | 100 | Regulated
Conflitti Solar | 66892_G_CNFTI | 66892 | G | CNFTI |  | Solar PV |  | WEC_CALN | California | 6 | Fresno | 19 | 06019 | 4.4 | 0 | 2025 | 9999 |  |  | N | Solar | [13 empty] | 0 | 0 | 0 | 0 | [11 empty] | CES Electron Farm One, LLC | 100 | CES Electron Farm One, LLC | 100 | Non-regulated
Hill Solar 1, LLC | 66912_G_HS1 | 66912 | G | HS1 |  | Solar PV |  | ERC_REST | Texas | 48 | Hill | 217 | 48217 | 405 | 0 | 2025 | 9999 |  |  | N | Solar | [13 empty] | 0 | 0 | 0 | 0 | [11 empty] | Hill Solar 1, LLC | 100 | Hill Solar 1, LLC | 100 | Non-regulated
Magnolia Power | 67005_G_MAGU1 | 67005 | G | MAGU1 |  | Combined Cycle |  | MIS_LA | Louisiana | 22 | Iberville | 47 | 22047 | 678.7 | 6370 | 2025 | 9999 |  |  | N | Natural Gas | [13 empty] | 0.011 | 0.011 | 0.011 | 0.011 | [11 empty] | Magnolia Power Holdings LLC | 100 | Magnolia Power Holdings LLC | 100 | Non-regulated
Cardinal Solar, LLC | 67007_G_CARD | 67007 | G | CARD |  | Solar PV |  | PJM_PENE | Pennsylvania | 42 | Venango | 121 | 42121 | 20 | 0 | 2025 | 9999 |  |  | N | Solar | [13 empty] | 0 | 0 | 0 | 0 | [11 empty] | Cardinal Solar, LLC | 100 | Cardinal Solar, LLC | 100 | Non-regulated
Northern Orchard Solar PV, LLC | 67039_G_NO1 | 67039 | G | NO1 |  | Solar PV |  | WECC_SCE | California | 6 | Kern | 29 | 06029 | 150 | 0 | 2025 | 9999 |  |  | N | Solar | [13 empty] | 0 | 0 | 0 | 0 | [11 empty] | Northern Orchard Solar PV, LLC | 100 | Northern Orchard Solar PV, LLC | 100 | Non-regulated
Northern Orchard Solar PV, LLC | 67039_G_NOBAT | 67039 | G | NOBAT |  | Energy Storage |  | WECC_SCE | California | 6 | Kern | 29 | 06029 | 92 | 0 | 2025 | 9999 |  |  | N | Energy Storage | [13 empty] | 0 | 0 | 0 | 0 | [11 empty] | Northern Orchard Solar PV, LLC | 100 | Northern Orchard Solar PV, LLC | 100 | Non-regulated
Ring Road | 67119_G_686 | 67119 | G | 686 |  | Solar PV |  | NENGREST | Massachusetts | 25 | Plymouth | 23 | 25023 | 2 | 0 | 2025 | 9999 |  |  | N | Solar | [13 empty] | 0 | 0 | 0 | 0 | [11 empty] | Greenbacker Renewable Energy Corporation | 100 | Greenbacker Renewable Energy Corporation | 100 | Non-regulated
Ring Road | 67119_G_686B | 67119 | G | 686B |  | Energy Storage |  | NENGREST | Massachusetts | 25 | Plymouth | 23 | 25023 | 2 | 0 | 2025 | 9999 |  |  | N | Energy Storage | [13 empty] | 0 | 0 | 0 | 0 | [11 empty] | Greenbacker Renewable Energy Corporation | 100 | Greenbacker Renewable Energy Corporation | 100 | Non-regulated
Pine Hill Westport | 67156_G_702 | 67156 | G | 702 |  | Solar PV |  | NENGREST | Massachusetts | 25 | Bristol | 5 | 25005 | 3.3 | 0 | 2025 | 9999 |  |  | N | Solar | [13 empty] | 0 | 0 | 0 | 0 | [11 empty] | Greenbacker Renewable Energy Corporation | 100 | Greenbacker Renewable Energy Corporation | 100 | Non-regulated
Chihuahuan Desert Solar | 67174_G_10TXC | 67174 | G | 10TXC |  | Solar PV |  | WECC_NM | Texas | 48 | El Paso | 141 | 48141 | 10 | 0 | 2025 | 9999 |  |  | N | Solar | [13 empty] | 0 | 0 | 0 | 0 | [11 empty] | El Paso Electric Co | 100 | El Paso Electric Co | 100 | Regulated
McCormick NY CSG LLC | 67248_G_MCCOR | 67248 | G | MCCOR |  | Solar PV |  | NY_Z_B | New York | 36 | Allegany | 3 | 36003 | 5 | 0 | 2025 | 9999 |  |  | N | Solar | [13 empty] | 0 | 0 | 0 | 0 | [11 empty] | McCormick NY CSG LLC | 100 | McCormick NY CSG LLC | 100 | Non-regulated
Stockbridge | 67254_G_781 | 67254 | G | 781 |  | Solar PV |  | NY_Z_C&E | New York | 36 | Madison | 53 | 36053 | 2 | 0 | 2025 | 9999 |  |  | N | Solar | [13 empty] | 0 | 0 | 0 | 0 | [11 empty] | Greenbacker Renewable Energy Corporation | 100 | Greenbacker Renewable Energy Corporation | 100 | Non-regulated
Upland | 67276_G_703 | 67276 | G | 703 |  | Solar PV |  | NENGREST | Massachusetts | 25 | Plymouth | 23 | 25023 | 5 | 0 | 2025 | 9999 |  |  | N | Solar | [13 empty] | 0 | 0 | 0 | 0 | [11 empty] | Greenbacker Renewable Energy Corporation | 100 | Greenbacker Renewable Energy Corporation | 100 | Non-regulated
Upland | 67276_G_703B | 67276 | G | 703B |  | Energy Storage |  | NENGREST | Massachusetts | 25 | Plymouth | 23 | 25023 | 2.3 | 0 | 2025 | 9999 |  |  | N | Energy Storage | [13 empty] | 0 | 0 | 0 | 0 | [11 empty] | Greenbacker Renewable Energy Corporation | 100 | Greenbacker Renewable Energy Corporation | 100 | Non-regulated
Borrego - Highland Ave | 67279_G_6572 | 67279 | G | 6572 |  | Solar PV |  | NENGREST | Massachusetts | 25 | Bristol | 5 | 25005 | 5 | 0 | 2025 | 9999 |  |  | N | Solar | [13 empty] | 0 | 0 | 0 | 0 | [11 empty] | Highland Ave Solar 1, LLC | 100 | Highland Ave Solar 1, LLC | 100 | Non-regulated
Borrego - Highland Ave | 67279_G_6572B | 67279 | G | 6572B |  | Energy Storage |  | NENGREST | Massachusetts | 25 | Bristol | 5 | 25005 | 5 | 0 | 2025 | 9999 |  |  | N | Energy Storage | [13 empty] | 0 | 0 | 0 | 0 | [11 empty] | Highland Ave Solar 1, LLC | 100 | Highland Ave Solar 1, LLC | 100 | Non-regulated
Hat Creek Bioenergy | 67360_G_HAT01 | 67360 | G | HAT01 |  | Biomass |  | WEC_CALN | California | 6 | Shasta | 89 | 06089 | 3 | 15307 | 2025 | 9999 |  |  | N | Biomass | [13 empty] | 0.02 | 0.02 | 0.02 | 0.02 | [11 empty] | Hat Creek Bioenergy, LLC | 100 | Hat Creek Bioenergy, LLC | 100 | Non-regulated
Geer Road Solar 2 | 67412_G_GEER2 | 67412 | G | GEER2 |  | Solar PV |  | NY_Z_F | New York | 36 | Washington | 115 | 36115 | 5 | 0 | 2025 | 9999 |  |  | N | Solar | [13 empty] | 0 | 0 | 0 | 0 | [11 empty] | Geer Rd Solar 2 LLC | 100 | Geer Rd Solar 2 LLC | 100 | Non-regulated
County Highway Solar 1 | 67415_G_CTHW1 | 67415 | G | CTHW1 |  | Solar PV |  | NY_Z_F | New York | 36 | Fulton | 35 | 36035 | 5 | 0 | 2025 | 9999 |  |  | N | Solar | [13 empty] | 0 | 0 | 0 | 0 | [11 empty] | County Highway Solar 1, LLC | 100 | County Highway Solar 1, LLC | 100 | Non-regulated
Geer Road Solar 1 | 67418_G_GEER1 | 67418 | G | GEER1 |  | Solar PV |  | NY_Z_F | New York | 36 | Washington | 115 | 36115 | 5 | 0 | 2025 | 9999 |  |  | N | Solar | [13 empty] | 0 | 0 | 0 | 0 | [11 empty] | Geer Rd Solar 1 LLC | 100 | Geer Rd Solar 1 LLC | 100 | Non-regulated
Scatter Wash 2 | 67455_G_SW2 | 67455 | G | SW2 |  | Energy Storage |  | WECC_AZ | Arizona | 4 | Maricopa | 13 | 04013 | 85 | 0 | 2025 | 9999 |  |  | N | Energy Storage | [13 empty] | 0 | 0 | 0 | 0 | [11 empty] | Scatter Wash Energy Storage, LLC | 100 | Scatter Wash Energy Storage, LLC | 100 | Non-regulated
McFarland C | 67498_G_MCFRC | 67498 | G | MCFRC |  | Energy Storage |  | WECC_AZ | Arizona | 4 | Yuma | 27 | 04027 | 185 | 0 | 2025 | 9999 |  |  | N | Energy Storage | [13 empty] | 0 | 0 | 0 | 0 | [11 empty] | AES Clean Energy | 100 | AES Clean Energy | 100 | Non-regulated
Nortera Customer Hosted Solar | 67539_G_PV1 | 67539 | G | PV1 |  | Solar PV |  | MIS_WUMS | Wisconsin | 55 | Fond du Lac | 39 | 55039 | 1.6 | 0 | 2025 | 9999 |  |  | N | Solar | [13 empty] | 0 | 0 | 0 | 0 | [11 empty] | Wisconsin Power & Light Co | 100 | Wisconsin Power & Light Co | 100 | Regulated
UW Kegonsa Customer Hosted Solar | 67540_G_PV1 | 67540 | G | PV1 |  | Solar PV |  | MIS_WUMS | Wisconsin | 55 | Dane | 25 | 55025 | 2.3 | 0 | 2025 | 9999 |  |  | N | Solar | [13 empty] | 0 | 0 | 0 | 0 | [11 empty] | Wisconsin Power & Light Co | 100 | Wisconsin Power & Light Co | 100 | Regulated
DC Water | 67583_G_DCWAT | 67583 | G | DCWAT |  | Solar PV |  | PJM_SMAC | District of Columbia | 11 | District of Columbia | 1 | 11001 | 1.3 | 0 | 2025 | 9999 |  |  | N | Solar | [13 empty] | 0 | 0 | 0 | 0 | [11 empty] | Azimuth 180 Solar Electric, LLC | 100 | Azimuth 180 Solar Electric, LLC | 100 | Non-regulated
Oneida East | 67584_G_ONEID | 67584 | G | ONEID |  | Solar PV |  | NY_Z_C&E | New York | 36 | Oneida | 65 | 36065 | 4.8 | 0 | 2025 | 9999 |  |  | N | Solar | [13 empty] | 0 | 0 | 0 | 0 | [11 empty] | Azimuth 180 Solar Electric, LLC | 100 | Azimuth 180 Solar Electric, LLC | 100 | Non-regulated
NY Evans 7690 SW Blvd - SL Evans Array 1 | 67589_G_21106 | 67589 | G | 21106 |  | Solar PV |  | NY_Z_A | New York | 36 | Erie | 29 | 36029 | 4.3 | 0 | 2025 | 9999 |  |  | N | Solar | [13 empty] | 0 | 0 | 0 | 0 | [11 empty] | SL Evans, LLC | 100 | SL Evans, LLC | 100 | Non-regulated
NY Evans 7690 SW Blvd - SL Evans Array 2 | 67590_G_21107 | 67590 | G | 21107 |  | Solar PV |  | NY_Z_A | New York | 36 | Erie | 29 | 36029 | 4 | 0 | 2025 | 9999 |  |  | N | Solar | [13 empty] | 0 | 0 | 0 | 0 | [11 empty] | SL Evans, LLC | 100 | SL Evans, LLC | 100 | Non-regulated
NV - Nokomis - CHI | 67591_G_CHINV | 67591 | G | CHINV |  | Solar PV |  | WECC_SNV | Nevada | 32 | Clark | 3 | 32003 | 3 | 0 | 2025 | 9999 |  |  | N | Solar | [13 empty] | 0 | 0 | 0 | 0 | [11 empty] | CHI NV Solar LLC | 100 | CHI NV Solar LLC | 100 | Non-regulated
Desert Willow Energy Storage | 67598_G_DWES | 67598 | G | DWES |  | Energy Storage |  | ERC_REST | Texas | 48 | Ellis | 139 | 48139 | 150 | 0 | 2025 | 9999 |  |  | N | Energy Storage | [13 empty] | 0 | 0 | 0 | 0 | [11 empty] | Desert Willow Energy Storage | 100 | Desert Willow Energy Storage | 100 | Non-regulated
Northumberland Solar I | 67675_G_ENX33 | 67675 | G | ENX33 |  | Solar PV |  | PJM_WMAC | Pennsylvania | 42 | Northumberland | 97 | 42097 | 65 | 0 | 2025 | 9999 |  |  | N | Solar | [13 empty] | 0 | 0 | 0 | 0 | [11 empty] | Northumberland Solar, LLC | 100 | Northumberland Solar, LLC | 100 | Non-regulated
SV CSG German Valley 1 LLC | 67687_G_GEVA1 | 67687 | G | GEVA1 |  | Solar PV |  | PJM_COMD | Illinois | 17 | Stephenson | 177 | 17177 | 2 | 0 | 2025 | 9999 |  |  | N | Solar | [13 empty] | 0 | 0 | 0 | 0 | [11 empty] | SunVest Solar LLC | 100 | SunVest Solar LLC | 100 | Non-regulated
Ashwood Solar I | 67701_G_AS1 | 67701 | G | AS1 |  | Solar PV |  | S_C_TVA | Kentucky | 21 | Lyon | 143 | 21143 | 86 | 0 | 2025 | 9999 |  |  | N | Solar | [13 empty] | 0 | 0 | 0 | 0 | [11 empty] | Big Sky Wind, LLC | 100 | Big Sky Wind, LLC | 100 | Non-regulated
Creston School Customer Hosted Solar | 67702_G_PV1 | 67702 | G | PV1 |  | Solar PV |  | MIS_IA | Iowa | 19 | Union | 175 | 19175 | 1.4 | 0 | 2025 | 9999 |  |  | N | Solar | [13 empty] | 0 | 0 | 0 | 0 | [11 empty] | Interstate Power and Light Co | 100 | Interstate Power and Light Co | 100 | Regulated
Polaris Solar Park | 67757_G_PLRSP | 67757 | G | PLRSP |  | Solar PV |  | MIS_LMI | Michigan | 26 | Gratiot | 57 | 26057 | 100 | 0 | 2025 | 9999 |  |  | N | Solar | [13 empty] | 0 | 0 | 0 | 0 | [11 empty] | DTE Electric Company | 100 | DTE Electric Company | 100 | Regulated
Rock Creek Wind | 67769_G_I | 67769 | G | I |  | Onshore Wind |  | WECC_WY | Wyoming | 56 | Carbon | 7 | 56007 | 190 | 0 | 2025 | 9999 |  |  | N | Wind | [13 empty] | 0 | 0 | 0 | 0 | [11 empty] | PacifiCorp | 100 | PacifiCorp | 100 | Regulated
Pittsburg RV Solar | 67770_G_30200 | 67770 | G | 30200 |  | Solar PV |  | WEC_CALN | California | 6 | Contra Costa | 13 | 06013 | 2.9 | 0 | 2025 | 9999 |  |  | N | Solar | [13 empty] | 0 | 0 | 0 | 0 | [11 empty] | Pittsburg RV & Boat Storage, LLC | 100 | Pittsburg RV & Boat Storage, LLC | 100 | Non-regulated
Corcoran Irrigation District Floating So | 67818_G_CIDFL | 67818 | G | CIDFL |  | Solar PV |  | WEC_CALN | California | 6 | Kings | 31 | 06031 | 3.1 | 0 | 2025 | 9999 |  |  | N | Solar | [13 empty] | 0 | 0 | 0 | 0 | [11 empty] | Solar Powered Ag, LLC | 100 | Solar Powered Ag, LLC | 100 | Non-regulated
Mordor ES1 | 67828_G_MES1 | 67828 | G | MES1 |  | Energy Storage |  | WECC_SCE | California | 6 | Inyo | 27 | 06027 | 25 | 0 | 2025 | 9999 |  |  | N | Energy Storage | [13 empty] | 0 | 0 | 0 | 0 | [11 empty] | Mordor ES1 LLC | 100 | Mordor ES1 LLC | 100 | Non-regulated
Mordor ES2 | 67829_G_MES2 | 67829 | G | MES2 |  | Energy Storage |  | WECC_SCE | California | 6 | Inyo | 27 | 06027 | 20 | 0 | 2025 | 9999 |  |  | N | Energy Storage | [13 empty] | 0 | 0 | 0 | 0 | [11 empty] | Mordor ES2 LLC | 100 | Mordor ES2 LLC | 100 | Non-regulated
Moscow | 67847_G_703 | 67847 | G | 703 |  | Onshore Wind |  | NENG_ME | Maine | 23 | Somerset | 25 | 23025 | 58.8 | 0 | 2025 | 9999 |  |  | N | Wind | [13 empty] | 0 | 0 | 0 | 0 | [11 empty] | Greenbacker Renewable Energy Corporation | 100 | Greenbacker Renewable Energy Corporation | 100 | Non-regulated
Westwing | 67855_G_WEST2 | 67855 | G | WEST2 |  | Energy Storage |  | WECC_AZ | Arizona | 4 | Maricopa | 13 | 04013 | 118 | 0 | 2025 | 9999 |  |  | N | Energy Storage | [13 empty] | 0 | 0 | 0 | 0 | [11 empty] | AES Clean Energy | 100 | AES Clean Energy | 100 | Non-regulated
Empire Clean Energy, LLC | 67882_G_ND008 | 67882 | G | ND008 |  | Energy Storage |  | NY_Z_J | New York | 36 | Richmond | 85 | 36085 | 5 | 0 | 2025 | 9999 |  |  | N | Energy Storage | [13 empty] | 0 | 0 | 0 | 0 | [11 empty] | NineDot Holdings, LLC | 100 | NineDot Holdings, LLC | 100 | Non-regulated
Oak Leaf Solar XVI | 67901_G_EARHA | 67901 | G | EARHA |  | Solar PV |  | NENGREST | Massachusetts | 25 | Berkshire | 3 | 25003 | 0.9 | 0 | 2025 | 9999 |  |  | N | Solar | [13 empty] | 0 | 0 | 0 | 0 | [11 empty] | Navisun LLC | 100 | Navisun LLC | 100 | Non-regulated
Southwick Solar, LLC | 67904_G_SOUTH | 67904 | G | SOUTH |  | Solar PV |  | NENGREST | Massachusetts | 25 | Hampden | 13 | 25013 | 4.7 | 0 | 2025 | 9999 |  |  | N | Solar | [13 empty] | 0 | 0 | 0 | 0 | [11 empty] | Navisun LLC | 100 | Navisun LLC | 100 | Non-regulated
Pine River Solar Park | 67941_G_PNRSP | 67941 | G | PNRSP |  | Solar PV |  | MIS_LMI | Michigan | 26 | Gratiot | 57 | 26057 | 80 | 0 | 2025 | 9999 |  |  | N | Solar | [13 empty] | 0 | 0 | 0 | 0 | [11 empty] | DTE Electric Company | 100 | DTE Electric Company | 100 | Regulated
Dans Mountain | 67962_G_DMTN | 67962 | G | DMTN |  | Onshore Wind |  | PJM_AP | Maryland | 24 | Allegany | 1 | 24001 | 54.9 | 0 | 2025 | 9999 |  |  | N | Wind | [13 empty] | 0 | 0 | 0 | 0 | [11 empty] | Dans Mountain Wind Force, LLC | 100 | Dans Mountain Wind Force, LLC | 100 | Non-regulated
Tynan | 67963_G_TYNNB | 67963 | G | TYNNB |  | Energy Storage |  | ERC_REST | Texas | 48 | Bee | 25 | 48025 | 9.9 | 0 | 2025 | 9999 |  |  | N | Energy Storage | [13 empty] | 0 | 0 | 0 | 0 | [11 empty] | Manulife Infrastructure II Holdings A, L.P. | 53.2 | Manulife Infrastructure II Holdings A, L.P. | 53.2 | Non-regulated
AES Baird Solar CSG | 67975_G_BAIRD | 67975 | G | BAIRD |  | Solar PV |  | NY_Z_B | New York | 36 | Orleans | 73 | 36073 | 4.4 | 0 | 2025 | 9999 |  |  | N | Solar | [13 empty] | 0 | 0 | 0 | 0 | [11 empty] | AES Clean Energy | 100 | AES Clean Energy | 100 | Non-regulated
Brookhaven Landfill Solar Farm 1 | 67979_G_BROOK | 67979 | G | BROOK |  | Solar PV |  | NY_Z_K | New York | 36 | Suffolk | 103 | 36103 | 5 | 0 | 2025 | 9999 |  |  | N | Solar | [13 empty] | 0 | 0 | 0 | 0 | [11 empty] | Brookhaven 1 | 100 | Brookhaven 1 | 100 | Non-regulated
NY Breesport 625 Breesport Rd | 68003_G_18205 | 68003 | G | 18205 |  | Solar PV |  | NY_Z_C&E | New York | 36 | Chemung | 15 | 36015 | 3.5 | 0 | 2025 | 9999 |  |  | N | Solar | [13 empty] | 0 | 0 | 0 | 0 | [11 empty] | Catalyze Breesport Road Microgrid, LLC | 100 | Catalyze Breesport Road Microgrid, LLC | 100 | Non-regulated
Ontario 2 CDG | 68004_G_21108 | 68004 | G | 21108 |  | Solar PV |  | NY_Z_C&E | New York | 36 | Ontario | 69 | 36069 | 5 | 0 | 2025 | 9999 |  |  | N | Solar | [13 empty] | 0 | 0 | 0 | 0 | [11 empty] | NY CDG Ontario 2, LLC | 100 | NY CDG Ontario 2, LLC | 100 | Non-regulated
Morris Solar | 68048_G_MORRI | 68048 | G | MORRI |  | Solar PV |  | MIS_MO | Missouri | 29 | Adair | 1 | 29001 | 250 | 0 | 2025 | 9999 |  |  | N | Solar | [13 empty] | 0 | 0 | 0 | 0 | [11 empty] | AES Clean Energy | 100 | AES Clean Energy | 100 | Non-regulated
Des Plaines 7-SLCHI819 | 68131_G_CH819 | 68131 | G | CH819 |  | Solar PV |  | PJM_COMD | Illinois | 17 | Cook | 31 | 17031 | 1.4 | 0 | 2025 | 9999 |  |  | N | Solar | [13 empty] | 0 | 0 | 0 | 0 | [11 empty] | Prologis Logistics Services Incorporated | 100 | Prologis Logistics Services Incorporated | 100 | Non-regulated
Wheatsborough Solar | 68199_G_WHEAT | 68199 | G | WHEAT |  | Solar PV |  | PJM_ATSI | Ohio | 39 | Erie | 43 | 39043 | 125 | 0 | 2025 | 9999 |  |  | N | Solar | [13 empty] | 0 | 0 | 0 | 0 | [11 empty] | Wheatsborough Solar, LLC | 100 | Wheatsborough Solar, LLC | 100 | Non-regulated
Flat Ridge 4 | 68222_G_OP | 68222 | G | OP |  | Onshore Wind |  | SPP_N | Kansas | 20 | Kingman | 95 | 20095 | 134 | 0 | 2025 | 9999 |  |  | N | Wind | [13 empty] | 0 | 0 | 0 | 0 | [11 empty] | Invenergy Services LLC | 100 | Invenergy Services LLC | 100 | Non-regulated
Green River Solar | 68297_G_4598 | 68297 | G | 4598 |  | Solar PV |  | MIS_INKY | Kentucky | 21 | Meade | 163 | 21163 | 200 | 0 | 2025 | 9999 |  |  | N | Solar | [13 empty] | 0 | 0 | 0 | 0 | [11 empty] | Green River Solar, LLC | 100 | Green River Solar, LLC | 100 | Non-regulated
MN CSG 2019-105 | 68373_G_HAGER | 68373 | G | HAGER |  | Solar PV |  | MIS_MNWI | Minnesota | 27 | Wabasha | 157 | 27157 | 1 | 0 | 2025 | 9999 |  |  | N | Solar | [13 empty] | 0 | 0 | 0 | 0 | [11 empty] | MN CSG 2019-105 LLC | 100 | MN CSG 2019-105 LLC | 100 | Non-regulated
DIVOCSG 14 LLC | 68457_G_DIV14 | 68457 | G | DIV14 |  | Solar PV |  | MIS_MNWI | Minnesota | 27 | Wabasha | 157 | 27157 | 1 | 0 | 2025 | 9999 |  |  | N | Solar | [13 empty] | 0 | 0 | 0 | 0 | [11 empty] | DIVOCSG 14 LLC | 100 | DIVOCSG 14 LLC | 100 | Non-regulated
Kearsarge Riverpark I LLC | 68475_G_RIV1 | 68475 | G | RIV1 |  | Energy Storage |  | NENGREST | Massachusetts | 25 | Middlesex | 17 | 25017 | 5 | 0 | 2025 | 9999 |  |  | N | Energy Storage | [13 empty] | 0 | 0 | 0 | 0 | [11 empty] | Kearsarge Riverpark I LLC | 100 | Kearsarge Riverpark I LLC | 100 | Non-regulated
Kearsarge Riverpark II LLC | 68476_G_RIV2 | 68476 | G | RIV2 |  | Energy Storage |  | NENGREST | Massachusetts | 25 | Middlesex | 17 | 25017 | 5 | 0 | 2025 | 9999 |  |  | N | Energy Storage | [13 empty] | 0 | 0 | 0 | 0 | [11 empty] | Kearsarge Riverpark I LLC | 100 | Kearsarge Riverpark I LLC | 100 | Non-regulated
Rock Creek Wind I | 68497_G_ROCK1 | 68497 | G | ROCK1 |  | Onshore Wind |  | WECC_WY | Wyoming | 56 | Carbon | 7 | 56007 | 190 | 0 | 2025 | 9999 |  |  | N | Wind | [13 empty] | 0 | 0 | 0 | 0 | [11 empty] | Rock Creek Wind I, LLC | 100 | Rock Creek Wind I, LLC | 100 | Non-regulated
Pixley Solar Energy | 68498_G_PIXLY | 68498 | G | PIXLY |  | Solar PV |  | SPP_N | Kansas | 20 | Barber | 7 | 20007 | 189 | 0 | 2025 | 9999 |  |  | N | Solar | [13 empty] | 0 | 0 | 0 | 0 | [11 empty] | Pixley Solar Energy LLC | 100 | Pixley Solar Energy LLC | 100 | Non-regulated
MN CSG 2019-79 | 68505_G_BONNI | 68505 | G | BONNI |  | Solar PV |  | MIS_MNWI | Minnesota | 27 | Renville | 129 | 27129 | 1 | 0 | 2025 | 9999 |  |  | N | Solar | [13 empty] | 0 | 0 | 0 | 0 | [11 empty] | MN CSG 2019-79 LLC | 100 | MN CSG 2019-79 LLC | 100 | Non-regulated
MN CSG 2019-77 | 68535_G_DEVNY | 68535 | G | DEVNY |  | Solar PV |  | MIS_MNWI | Minnesota | 27 | Dakota | 37 | 27037 | 1 | 0 | 2025 | 9999 |  |  | N | Solar | [13 empty] | 0 | 0 | 0 | 0 | [11 empty] | MN CSG 2019-77 LLC | 100 | MN CSG 2019-77 LLC | 100 | Non-regulated
IL Bolingbrook 279 Marquette Dr | 68539_G_19572 | 68539 | G | 19572 |  | Solar PV |  | PJM_COMD | Illinois | 17 | Will | 197 | 17197 | 1 | 0 | 2025 | 9999 |  |  | N | Solar | [13 empty] | 0 | 0 | 0 | 0 | [11 empty] | Catalyze Bolingbrook 279 Marquette Drive Microgrid, LLC | 100 | Catalyze Bolingbrook 279 Marquette Drive Microgrid, LLC | 100 | Non-regulated
Palmdale Water District HQ | 68541_G_7169 | 68541 | G | 7169 |  | Solar PV |  | WEC_LADW | California | 6 | Los Angeles | 37 | 06037 | 1.7 | 0 | 2025 | 9999 |  |  | N | Solar | [13 empty] | 0 | 0 | 0 | 0 | [11 empty] | East Avenue Q Solar Project 2022, LLC | 100 | East Avenue Q Solar Project 2022, LLC | 100 | Non-regulated
Palmdale Water District 6MG Tank | 68542_G_7170B | 68542 | G | 7170B |  | Energy Storage |  | WEC_LADW | California | 6 | Los Angeles | 37 | 06037 | 0.3 | 0 | 2025 | 9999 |  |  | N | Energy Storage | [13 empty] | 0 | 0 | 0 | 0 | [11 empty] | East Avenue Q Solar Project 2022, LLC | 100 | East Avenue Q Solar Project 2022, LLC | 100 | Non-regulated
Palmdale Water District 6MG Tank | 68542_G_7170G | 68542 | G | 7170G |  | Solar PV |  | WEC_LADW | California | 6 | Los Angeles | 37 | 06037 | 1 | 0 | 2025 | 9999 |  |  | N | Solar | [13 empty] | 0 | 0 | 0 | 0 | [11 empty] | East Avenue Q Solar Project 2022, LLC | 100 | East Avenue Q Solar Project 2022, LLC | 100 | Non-regulated
Breckinridge Energy Storage | 68576_G_BRKES | 68576 | G | BRKES |  | Energy Storage |  | SPP_WEST | Oklahoma | 40 | Garfield | 47 | 40047 | 65 | 0 | 2025 | 9999 |  |  | N | Energy Storage | [13 empty] | 0 | 0 | 0 | 0 | [11 empty] | Breckinridge Energy Storage LLC | 100 | Breckinridge Energy Storage LLC | 100 | Non-regulated
Woodward Energy Storage | 68577_G_BESS1 | 68577 | G | BESS1 |  | Energy Storage |  | SPP_WEST | Oklahoma | 40 | Woodward | 153 | 40153 | 40 | 0 | 2025 | 9999 |  |  | N | Energy Storage | [13 empty] | 0 | 0 | 0 | 0 | [11 empty] | Woodward Energy Storage, LLC | 100 | Woodward Energy Storage, LLC | 100 | Non-regulated
Franklin CSG 1 | 68800_G_SCHAG | 68800 | G | SCHAG |  | Solar PV |  | MIS_MNWI | Minnesota | 27 | Renville | 129 | 27129 | 1 | 0 | 2025 | 9999 |  |  | N | Solar | [13 empty] | 0 | 0 | 0 | 0 | [11 empty] | Franklin CSG 1 LLC | 100 | Franklin CSG 1 LLC | 100 | Non-regulated
Minco II Energy Storage | 68802_G_MINS2 | 68802 | G | MINS2 |  | Energy Storage |  | SPP_WEST | Oklahoma | 40 | Grady | 51 | 40051 | 65 | 0 | 2025 | 9999 |  |  | N | Energy Storage | [13 empty] | 0 | 0 | 0 | 0 | [11 empty] | Minco II Energy Storage LLC | 100 | Minco II Energy Storage LLC | 100 | Non-regulated
Bavaria Solar LLC | 68845_G_BEIER | 68845 | G | BEIER |  | Solar PV |  | MIS_MNWI | Minnesota | 27 | Murray | 101 | 27101 | 1 | 0 | 2025 | 9999 |  |  | N | Solar | [13 empty] | 0 | 0 | 0 | 0 | [11 empty] | Bavaria Solar LLC | 100 | Bavaria Solar LLC | 100 | Non-regulated
Inertia Energy Storage | 68874_G_IES | 68874 | G | IES |  | Energy Storage |  | ERC_WEST | Texas | 48 | Haskell | 207 | 48207 | 13 | 0 | 2025 | 9999 |  |  | N | Energy Storage | [13 empty] | 0 | 0 | 0 | 0 | [11 empty] | Inertia Energy Storage LLC | 100 | Inertia Energy Storage LLC | 100 | Non-regulated
OR - Chapman Creek - Greenkey | 68888_G_CHPMN | 68888 | G | CHPMN |  | Solar PV |  | WECC_PNW | Oregon | 41 | Josephine | 33 | 41033 | 3 | 0 | 2025 | 9999 |  |  | N | Solar | [13 empty] | 0 | 0 | 0 | 0 | [11 empty] | Chapman Creek Solar, LLC | 100 | Chapman Creek Solar, LLC | 100 | Non-regulated
Visalia - (CA) | 68891_G_VISB | 68891 | G | VISB |  | Energy Storage |  | WECC_SCE | California | 6 | Tulare | 107 | 06107 | 1 | 0 | 2025 | 9999 |  |  | N | Energy Storage | [13 empty] | 0 | 0 | 0 | 0 | [11 empty] | Pacifico Power | 100 | Pacifico Power | 100 | Non-regulated
Visalia - (CA) | 68891_G_VISS | 68891 | G | VISS |  | Solar PV |  | WECC_SCE | California | 6 | Tulare | 107 | 06107 | 4.2 | 0 | 2025 | 9999 |  |  | N | Solar | [13 empty] | 0 | 0 | 0 | 0 | [11 empty] | Pacifico Power | 100 | Pacifico Power | 100 | Non-regulated
Apache Station | 160_G_GT5 | 160 | G | GT5 |  | Combustion Turbine |  | WECC_AZ | Arizona | 4 | Cochise | 3 | 04003 | 37.9 | 9905 | 2025 | 9999 |  |  | N | Natural Gas | [13 empty] | 0.011 | 0.011 | 0.011 | 0.011 | [11 empty] | Arizona Electric Pwr Coop Inc | 100 | Arizona Electric Pwr Coop Inc | 100 | Regulated
Apache Station | 160_G_GT6 | 160 | G | GT6 |  | Combustion Turbine |  | WECC_AZ | Arizona | 4 | Cochise | 3 | 04003 | 37.9 | 9905 | 2025 | 9999 |  |  | N | Natural Gas | [13 empty] | 0.011 | 0.011 | 0.011 | 0.011 | [11 empty] | Arizona Electric Pwr Coop Inc | 100 | Arizona Electric Pwr Coop Inc | 100 | Regulated
Pioneer Generation Station | 57881_G_05 | 57881 | G | 05 |  | Combustion Turbine |  | SPP_WAUE | North Dakota | 38 | Williams | 105 | 38105 | 210.2 | 9905 | 2025 | 9999 |  |  | N | Natural Gas | [13 empty] | 0.011 | 0.011 | 0.011 | 0.011 | [11 empty] | Basin Electric Power Coop | 100 | Basin Electric Power Coop | 100 | Regulated
Bexar ESS | 66400_G_OCBEX | 66400 | G | OCBEX |  | Energy Storage |  | ERC_REST | Texas | 48 | Bexar | 29 | 48029 | 100 | 0 | 2025 | 9999 |  |  | N | Energy Storage | [13 empty] | 0 | 0 | 0 | 0 | [11 empty] | Bexar ESS, LLC | 100 | Bexar ESS, LLC | 100 | Non-regulated
TX Pasadena 10585 Red Bluff Road Solar | 66519_G_19503 | 66519 | G | 19503 |  | Solar PV |  | ERC_REST | Texas | 48 | Harris | 201 | 48201 | 2.4 | 0 | 2025 | 9999 |  |  | N | Solar | [13 empty] | 0 | 0 | 0 | 0 | [11 empty] | Catalyze Pasadena 10585 Red Bluff Road Microgrid, LLC | 100 | Catalyze Pasadena 10585 Red Bluff Road Microgrid, LLC | 100 | Non-regulated
TX Sunnyvale 367 Long Creek Road Solar | 66520_G_19644 | 66520 | G | 19644 |  | Solar PV |  | ERC_REST | Texas | 48 | Dallas | 113 | 48113 | 2 | 0 | 2025 | 9999 |  |  | N | Solar | [13 empty] | 0 | 0 | 0 | 0 | [11 empty] | Catalyze Sunnyvale 367 Long Creek Road Microgrid, LLC | 100 | Catalyze Sunnyvale 367 Long Creek Road Microgrid, LLC | 100 | Non-regulated
NY Beaver Dams Dix 1239 Duvall Rd Solar | 66523_G_20149 | 66523 | G | 20149 |  | Solar PV |  | NY_Z_C&E | New York | 36 | Schuyler | 97 | 36097 | 5 | 0 | 2025 | 9999 |  |  | N | Solar | [13 empty] | 0 | 0 | 0 | 0 | [11 empty] | Solitude Solar Dix Duvall Rd Microgrid, LLC | 100 | Solitude Solar Dix Duvall Rd Microgrid, LLC | 100 | Non-regulated
Wheatridge East Wind | 66560_G_WREW | 66560 | G | WREW |  | Onshore Wind |  | WECC_PNW | Oregon | 41 | Morrow | 49 | 41049 | 200 | 0 | 2025 | 9999 |  |  | N | Wind | [13 empty] | 0 | 0 | 0 | 0 | [11 empty] | Wheatridge East Wind LLC | 100 | Wheatridge East Wind LLC | 100 | Non-regulated
Ash Creek Solar | 66774_G_78663 | 66774 | G | 78663 |  | Solar PV |  | ERC_REST | Texas | 48 | Hill | 217 | 48217 | 408.9 | 0 | 2025 | 9999 |  |  | N | Solar | [13 empty] | 0 | 0 | 0 | 0 | [11 empty] | Ash Creek | 100 | Ash Creek | 100 | Non-regulated
Morrow Lake Solar | 66775_G_MLPV | 66775 | G | MLPV |  | Solar PV |  | ERC_REST | Texas | 48 | Frio | 163 | 48163 | 200 | 0 | 2025 | 9999 |  |  | N | Solar | [13 empty] | 0 | 0 | 0 | 0 | [11 empty] | Leeward Asset Management, LLC | 100 | Leeward Asset Management, LLC | 100 | Non-regulated
FFP - NY Game Farm | 66828_G_P5652 | 66828 | G | P5652 |  | Solar PV |  | NY_Z_C&E | New York | 36 | Jefferson | 45 | 36045 | 5 | 0 | 2025 | 9999 |  |  | N | Solar | [13 empty] | 0 | 0 | 0 | 0 | [11 empty] | Distributed Solar Development, LLC | 100 | Distributed Solar Development, LLC | 100 | Non-regulated
Jones Farm Solar | 66842_G_JONF1 | 66842 | G | JONF1 |  | Solar PV |  | PJM_EMAC | Maryland | 24 | Queen Annes | 35 | 24035 | 64 | 0 | 2025 | 9999 |  |  | N | Solar | [13 empty] | 0 | 0 | 0 | 0 | [11 empty] | Urban Grid Solar | 100 | Urban Grid Solar | 100 | Non-regulated
GulfStar Power, LLC | 66871_G_BESS | 66871 | G | BESS |  | Energy Storage |  | ERC_REST | Texas | 48 | Wharton | 481 | 48481 | 300 | 0 | 2025 | 9999 |  |  | N | Energy Storage | [13 empty] | 0 | 0 | 0 | 0 | [11 empty] | GulfStar Power, LLC | 100 | GulfStar Power, LLC | 100 | Non-regulated
GulfStar Power, LLC | 66871_G_SOLAR | 66871 | G | SOLAR |  | Solar PV |  | ERC_REST | Texas | 48 | Wharton | 481 | 48481 | 451.6 | 0 | 2025 | 9999 |  |  | N | Solar | [13 empty] | 0 | 0 | 0 | 0 | [11 empty] | GulfStar Power, LLC | 100 | GulfStar Power, LLC | 100 | Non-regulated
Myrtle Solar, LLC | 66910_G_MYR | 66910 | G | MYR |  | Solar PV |  | ERC_REST | Texas | 48 | Brazoria | 39 | 48039 | 313 | 0 | 2025 | 9999 |  |  | N | Solar | [13 empty] | 0 | 0 | 0 | 0 | [11 empty] | Myrtle Solar, LLC | 100 | Myrtle Solar, LLC | 100 | Non-regulated
Myrtle Storage | 66913_G_MYRST | 66913 | G | MYRST |  | Energy Storage |  | ERC_REST | Texas | 48 | Brazoria | 39 | 48039 | 150 | 0 | 2025 | 9999 |  |  | N | Energy Storage | [13 empty] | 0 | 0 | 0 | 0 | [11 empty] | Myrtle Storage, LLC | 100 | Myrtle Storage, LLC | 100 | Non-regulated
Danish Fields Solar, LLC | 66914_G_DAN | 66914 | G | DAN |  | Solar PV |  | ERC_REST | Texas | 48 | Wharton | 481 | 48481 | 600 | 0 | 2025 | 9999 |  |  | N | Solar | [13 empty] | 0 | 0 | 0 | 0 | [11 empty] | Danish Fields Solar, LLC | 100 | Danish Fields Solar, LLC | 100 | Non-regulated
Cottonwood Bayou Solar | 66915_G_CTW | 66915 | G | CTW |  | Solar PV |  | ERC_REST | Texas | 48 | Brazoria | 39 | 48039 | 350 | 0 | 2025 | 9999 |  |  | N | Solar | [13 empty] | 0 | 0 | 0 | 0 | [11 empty] | Cottonwood Bayou Solar, LLC | 100 | Cottonwood Bayou Solar, LLC | 100 | Non-regulated
Danish Fields Storage | 66916_G_DANST | 66916 | G | DANST |  | Energy Storage |  | ERC_REST | Texas | 48 | Wharton | 481 | 48481 | 150 | 0 | 2025 | 9999 |  |  | N | Energy Storage | [13 empty] | 0 | 0 | 0 | 0 | [11 empty] | Danish Fields Storage, LLC | 100 | Danish Fields Storage, LLC | 100 | Non-regulated
IMPA Tipton 2 Solar Park | 66937_G_TIPT2 | 66937 | G | TIPT2 |  | Solar PV |  | MIS_INKY | Indiana | 18 | Tipton | 159 | 18159 | 2.7 | 0 | 2025 | 9999 |  |  | N | Solar | [13 empty] | 0 | 0 | 0 | 0 | [11 empty] | Indiana Municipal Power Agency | 100 | Indiana Municipal Power Agency | 100 | Regulated
IMPA Winamac Solar Park | 66939_G_WINA | 66939 | G | WINA |  | Solar PV |  | MIS_INKY | Indiana | 18 | Pulaski | 131 | 18131 | 3.3 | 0 | 2025 | 9999 |  |  | N | Solar | [13 empty] | 0 | 0 | 0 | 0 | [11 empty] | Indiana Municipal Power Agency | 100 | Indiana Municipal Power Agency | 100 | Regulated
CPA Wilmington 1 | 66959_G_PE001 | 66959 | G | PE001 |  | Solar PV |  | WEC_LADW | California | 6 | Los Angeles | 37 | 06037 | 1.8 | 0 | 2025 | 9999 |  |  | N | Solar | [13 empty] | 0 | 0 | 0 | 0 | [11 empty] | Prologis Logistics Services Incorporated | 100 | Prologis Logistics Services Incorporated | 100 | Non-regulated
SR Blount, LLC | 67124_G_BLOUN | 67124 | G | BLOUN |  | Solar PV |  | S_C_TVA | Tennessee | 47 | Blount | 9 | 47009 | 1.5 | 0 | 2025 | 9999 |  |  | N | Solar | [13 empty] | 0 | 0 | 0 | 0 | [11 empty] | SR Blount, LLC | 100 | SR Blount, LLC | 100 | Non-regulated
SR Christiana, LLC | 67125_G_CHRIS | 67125 | G | CHRIS |  | Solar PV |  | S_C_TVA | Tennessee | 47 | Rutherford | 149 | 47149 | 3.3 | 0 | 2025 | 9999 |  |  | N | Solar | [13 empty] | 0 | 0 | 0 | 0 | [11 empty] | SR Christiana, LLC | 100 | SR Christiana, LLC | 100 | Non-regulated
SR Albany, LLC | 67126_G_ALBNY | 67126 | G | ALBNY |  | Solar PV |  | S_C_TVA | Tennessee | 47 | Greene | 59 | 47059 | 4.3 | 0 | 2025 | 9999 |  |  | N | Solar | [13 empty] | 0 | 0 | 0 | 0 | [11 empty] | SR Albany, LLC | 100 | SR Albany, LLC | 100 | Non-regulated
NY Attica 264 Maplewood Rd | 67136_G_20496 | 67136 | G | 20496 |  | Solar PV |  | NY_Z_A | New York | 36 | Wyoming | 121 | 36121 | 3.6 | 0 | 2025 | 9999 |  |  | N | Solar | [13 empty] | 0 | 0 | 0 | 0 | [11 empty] | EF NY CDG 010, LLC | 100 | EF NY CDG 010, LLC | 100 | Non-regulated
Lara 2 Hybrid | 67234_G_LARAB | 67234 | G | LARAB |  | Energy Storage |  | WEC_CALN | California | 6 | Merced | 47 | 06047 | 0.9 | 0 | 2025 | 9999 |  |  | N | Energy Storage | [13 empty] | 0 | 0 | 0 | 0 | [11 empty] | Apex Energy Solutions LLC | 100 | Apex Energy Solutions LLC | 100 | Non-regulated
Lara 2 Hybrid | 67234_G_LARAS | 67234 | G | LARAS |  | Solar PV |  | WEC_CALN | California | 6 | Merced | 47 | 06047 | 0.7 | 0 | 2025 | 9999 |  |  | N | Solar | [13 empty] | 0 | 0 | 0 | 0 | [11 empty] | Apex Energy Solutions LLC | 100 | Apex Energy Solutions LLC | 100 | Non-regulated
Tully 1 | 67255_G_814 | 67255 | G | 814 |  | Solar PV |  | PJM_COMD | Illinois | 17 | Grundy | 63 | 17063 | 2 | 0 | 2025 | 9999 |  |  | N | Solar | [13 empty] | 0 | 0 | 0 | 0 | [11 empty] | Greenbacker Renewable Energy Corporation | 100 | Greenbacker Renewable Energy Corporation | 100 | Non-regulated
Bishop Ranch - BR 2600 | 67278_G_4146B | 67278 | G | 4146B |  | Energy Storage |  | WEC_CALN | California | 6 | Contra Costa | 13 | 06013 | 1.1 | 0 | 2025 | 9999 |  |  | N | Energy Storage | [13 empty] | 0 | 0 | 0 | 0 | [11 empty] | Camino Ramon BR 2600 Solar Project 2020, LLC | 100 | Camino Ramon BR 2600 Solar Project 2020, LLC | 100 | Non-regulated
Bishop Ranch - BR 2600 | 67278_G_4146C | 67278 | G | 4146C |  | Solar PV |  | WEC_CALN | California | 6 | Contra Costa | 13 | 06013 | 0.5 | 0 | 2025 | 9999 |  |  | N | Solar | [13 empty] | 0 | 0 | 0 | 0 | [11 empty] | Camino Ramon BR 2600 Solar Project 2020, LLC | 100 | Camino Ramon BR 2600 Solar Project 2020, LLC | 100 | Non-regulated
Bishop Ranch - BR 2600 | 67278_G_4147R | 67278 | G | 4147R |  | Solar PV |  | WEC_CALN | California | 6 | Contra Costa | 13 | 06013 | 1.2 | 0 | 2025 | 9999 |  |  | N | Solar | [13 empty] | 0 | 0 | 0 | 0 | [11 empty] | Camino Ramon BR 2600 Solar Project 2020, LLC | 100 | Camino Ramon BR 2600 Solar Project 2020, LLC | 100 | Non-regulated
FFP - NY Ruggirello | 67280_G_P5649 | 67280 | G | P5649 |  | Solar PV |  | NY_Z_G-I | New York | 36 | Orange | 71 | 36071 | 2 | 0 | 2025 | 9999 |  |  | N | Solar | [13 empty] | 0 | 0 | 0 | 0 | [11 empty] | Ruggirello Solar, LLC | 100 | Ruggirello Solar, LLC | 100 | Non-regulated
Foster Clean Power A | 67288_G_BESSA | 67288 | G | BESSA |  | Energy Storage |  | WEC_CALN | California | 6 | Humboldt | 23 | 06023 | 1.3 | 0 | 2025 | 9999 |  |  | N | Energy Storage | [13 empty] | 0 | 0 | 0 | 0 | [11 empty] | Foster Clean Power A, LLC | 100 | Foster Clean Power A, LLC | 100 | Non-regulated
Foster Clean Power A | 67288_G_FOSTA | 67288 | G | FOSTA |  | Solar PV |  | WEC_CALN | California | 6 | Humboldt | 23 | 06023 | 3 | 0 | 2025 | 9999 |  |  | N | Solar | [13 empty] | 0 | 0 | 0 | 0 | [11 empty] | Foster Clean Power A, LLC | 100 | Foster Clean Power A, LLC | 100 | Non-regulated
Pome BESS | 67299_G_10101 | 67299 | G | 10101 |  | Energy Storage |  | WEC_SDGE | California | 6 | San Diego | 73 | 06073 | 100 | 0 | 2025 | 9999 |  |  | N | Energy Storage | [13 empty] | 0 | 0 | 0 | 0 | [11 empty] | Pome BESS LLC | 100 | Pome BESS LLC | 100 | Non-regulated
KE73 | 67391_G_SC | 67391 | G | SC |  | Solar PV |  | PJM_EMAC | Delaware | 10 | Kent | 1 | 10001 | 4 | 0 | 2025 | 9999 |  |  | N | Solar | [13 empty] | 0 | 0 | 0 | 0 | [11 empty] | Nautilus Solar Solutions | 100 | Nautilus Solar Solutions | 100 | Non-regulated
Livingston Crossing | 67393_G_SC | 67393 | G | SC |  | Solar PV |  | PJM_SMAC | Maryland | 24 | Prince Georges | 33 | 24033 | 2 | 0 | 2025 | 9999 |  |  | N | Solar | [13 empty] | 0 | 0 | 0 | 0 | [11 empty] | Nautilus Solar Solutions | 100 | Nautilus Solar Solutions | 100 | Non-regulated
Geer Road Solar 3 | 67413_G_GEER3 | 67413 | G | GEER3 |  | Solar PV |  | NY_Z_F | New York | 36 | Washington | 115 | 36115 | 5 | 0 | 2025 | 9999 |  |  | N | Solar | [13 empty] | 0 | 0 | 0 | 0 | [11 empty] | Geer Rd Solar 3 LLC | 100 | Geer Rd Solar 3 LLC | 100 | Non-regulated
County Highway Solar 2 | 67416_G_CTHW2 | 67416 | G | CTHW2 |  | Solar PV |  | NY_Z_F | New York | 36 | Fulton | 35 | 36035 | 5 | 0 | 2025 | 9999 |  |  | N | Solar | [13 empty] | 0 | 0 | 0 | 0 | [11 empty] | County Highway Solar 2, LLC | 100 | County Highway Solar 2, LLC | 100 | Non-regulated
North Woods | 67437_G_SC | 67437 | G | SC |  | Solar PV |  | NY_Z_D | New York | 36 | St Lawrence | 89 | 36089 | 5 | 0 | 2025 | 9999 |  |  | N | Solar | [13 empty] | 0 | 0 | 0 | 0 | [11 empty] | Nautilus Solar Solutions | 100 | Nautilus Solar Solutions | 100 | Non-regulated
Gowans | 67442_G_SC | 67442 | G | SC |  | Solar PV |  | NY_Z_A | New York | 36 | Erie | 29 | 36029 | 3.8 | 0 | 2025 | 9999 |  |  | N | Solar | [13 empty] | 0 | 0 | 0 | 0 | [11 empty] | Nautilus Solar Solutions | 100 | Nautilus Solar Solutions | 100 | Non-regulated
Lane City Wind | 67443_G_LCW1 | 67443 | G | LCW1 |  | Onshore Wind |  | ERC_REST | Texas | 48 | Wharton | 481 | 48481 | 202.5 | 0 | 2025 | 9999 |  |  | N | Wind | [13 empty] | 0 | 0 | 0 | 0 | [11 empty] | Lane City Wind, LLC | 100 | Lane City Wind, LLC | 100 | Non-regulated
Pomham Islander | 67447_G_SC | 67447 | G | SC |  | Solar PV |  | NENGREST | Rhode Island | 44 | Providence | 7 | 44007 | 2.5 | 0 | 2025 | 9999 |  |  | N | Solar | [13 empty] | 0 | 0 | 0 | 0 | [11 empty] | Nautilus Solar Solutions | 100 | Nautilus Solar Solutions | 100 | Non-regulated
Hornshadow Solar, LLC | 67497_G_HSL | 67497 | G | HSL |  | Solar PV |  | WECC_UT | Utah | 49 | Emery | 15 | 49015 | 100 | 0 | 2025 | 9999 |  |  | N | Solar | [13 empty] | 0 | 0 | 0 | 0 | [11 empty] | Hornshadow Solar, LLC | 100 | Hornshadow Solar, LLC | 100 | Non-regulated
Hornshadow Solar II, LLC | 67511_G_HS2L | 67511 | G | HS2L |  | Solar PV |  | WECC_UT | Utah | 49 | Emery | 15 | 49015 | 200 | 0 | 2025 | 9999 |  |  | N | Solar | [13 empty] | 0 | 0 | 0 | 0 | [11 empty] | Hornshadow Solar II, LLC | 100 | Hornshadow Solar II, LLC | 100 | Non-regulated
USS Golden Spike Solar LLC | 67546_G_USGSP | 67546 | G | USGSP |  | Solar PV |  | MIS_MNWI | Minnesota | 27 | Benton | 9 | 27009 | 1 | 0 | 2025 | 9999 |  |  | N | Solar | [13 empty] | 0 | 0 | 0 | 0 | [11 empty] | United States Solar Corporation | 100 | United States Solar Corporation | 100 | Non-regulated
Kuna BESS | 67549_G_1 | 67549 | G | 1 |  | Energy Storage |  | WECC_ID | Idaho | 16 | Ada | 1 | 16001 | 150 | 0 | 2025 | 9999 |  |  | N | Energy Storage | [13 empty] | 0 | 0 | 0 | 0 | [11 empty] | Kuna BESS, LLC | 100 | Kuna BESS, LLC | 100 | Non-regulated
Happy Valley Battery Storage | 67573_G_HPVY | 67573 | G | HPVY |  | Energy Storage |  | WECC_ID | Idaho | 16 | Canyon | 27 | 16027 | 82 | 0 | 2025 | 9999 |  |  | N | Energy Storage | [13 empty] | 0 | 0 | 0 | 0 | [11 empty] | Idaho Power Co | 100 | Idaho Power Co | 100 | Regulated
MD BALTIMORE 4851 HOLABIRD AVE | 67671_G_21376 | 67671 | G | 21376 |  | Solar PV |  | PJM_SMAC | Maryland | 24 | Baltimore | 5 | 24005 | 1.8 | 0 | 2025 | 9999 |  |  | N | Solar | [13 empty] | 0 | 0 | 0 | 0 | [11 empty] | PFMD LL Baltimore LLC | 100 | PFMD LL Baltimore LLC | 100 | Non-regulated
NY FONDA 182 BOSHART RD - Montgomery 1 | 67679_G_21601 | 67679 | G | 21601 |  | Solar PV |  | NY_Z_F | New York | 36 | Montgomery | 57 | 36057 | 5 | 0 | 2025 | 9999 |  |  | N | Solar | [13 empty] | 0 | 0 | 0 | 0 | [11 empty] | NY CDG Montgomery 1 LLC | 100 | NY CDG Montgomery 1 LLC | 100 | Non-regulated
SV CSG Plato Solar 1 LLC | 67683_G_PLATO | 67683 | G | PLATO |  | Solar PV |  | PJM_COMD | Illinois | 17 | Kane | 89 | 17089 | 4.3 | 0 | 2025 | 9999 |  |  | N | Solar | [13 empty] | 0 | 0 | 0 | 0 | [11 empty] | SunVest Solar LLC | 100 | SunVest Solar LLC | 100 | Non-regulated
Seaside BESS | 67711_G_SESD1 | 67711 | G | SESD1 |  | Energy Storage |  | WECC_PNW | Oregon | 41 | Multnomah | 51 | 41051 | 200 | 0 | 2025 | 9999 |  |  | N | Energy Storage | [13 empty] | 0 | 0 | 0 | 0 | [11 empty] | Portland General Electric Co | 100 | Portland General Electric Co | 100 | Regulated
Silver Peak | 67736_G_SP1 | 67736 | G | SP1 |  | Energy Storage |  | WECC_SNV | Nevada | 32 | Clark | 3 | 32003 | 60 | 0 | 2025 | 9999 |  |  | N | Energy Storage | [13 empty] | 0 | 0 | 0 | 0 | [11 empty] | Silver Peak Solar, LLC | 100 | Silver Peak Solar, LLC | 100 | Non-regulated
Silver Peak | 67736_G_SP2 | 67736 | G | SP2 |  | Energy Storage |  | WECC_SNV | Nevada | 32 | Clark | 3 | 32003 | 109 | 0 | 2025 | 9999 |  |  | N | Energy Storage | [13 empty] | 0 | 0 | 0 | 0 | [11 empty] | Silver Peak Solar, LLC | 100 | Silver Peak Solar, LLC | 100 | Non-regulated
Silver Peak | 67736_G_SP3 | 67736 | G | SP3 |  | Energy Storage |  | WECC_SNV | Nevada | 32 | Clark | 3 | 32003 | 110 | 0 | 2025 | 9999 |  |  | N | Energy Storage | [13 empty] | 0 | 0 | 0 | 0 | [11 empty] | Silver Peak Solar, LLC | 100 | Silver Peak Solar, LLC | 100 | Non-regulated
SMT Ironman Battery Storage Plant | 67737_G_SMTIR | 67737 | G | SMTIR |  | Energy Storage |  | ERC_REST | Texas | 48 | Brazoria | 39 | 48039 | 304 | 0 | 2025 | 9999 |  |  | N | Energy Storage | [13 empty] | 0 | 0 | 0 | 0 | [11 empty] | SMT Ironman BESS LLC | 100 | SMT Ironman BESS LLC | 100 | Non-regulated
OIT BESS | 67741_G_I | 67741 | G | I |  | Energy Storage |  | WECC_PNW | Oregon | 41 | Klamath | 35 | 41035 | 2 | 0 | 2025 | 9999 |  |  | N | Energy Storage | [13 empty] | 0 | 0 | 0 | 0 | [11 empty] | PacifiCorp | 100 | PacifiCorp | 100 | Regulated
Fort Duncan BESS | 67752_G_FTDUN | 67752 | G | FTDUN |  | Energy Storage |  | ERC_REST | Texas | 48 | Maverick | 323 | 48323 | 102.6 | 0 | 2025 | 9999 |  |  | N | Energy Storage | [13 empty] | 0 | 0 | 0 | 0 | [11 empty] | Fort Duncan BESS, LLC | 100 | Fort Duncan BESS, LLC | 100 | Non-regulated
Ray Ranch Solar | 67837_G_RAYRS | 67837 | G | RAYRS |  | Solar PV |  | ERC_REST | Texas | 48 | Goliad | 175 | 48175 | 255.2 | 0 | 2025 | 9999 |  |  | N | Solar | [13 empty] | 0 | 0 | 0 | 0 | [11 empty] | Ray Ranch Solar LLC | 100 | Ray Ranch Solar LLC | 100 | Non-regulated
Foster Clean Power B | 67859_G_BESSB | 67859 | G | BESSB |  | Energy Storage |  | WEC_CALN | California | 6 | Humboldt | 23 | 06023 | 1.2 | 0 | 2025 | 9999 |  |  | N | Energy Storage | [13 empty] | 0 | 0 | 0 | 0 | [11 empty] | Foster Clean Power B, LLC | 100 | Foster Clean Power B, LLC | 100 | Non-regulated
Foster Clean Power B | 67859_G_FOSTB | 67859 | G | FOSTB |  | Solar PV |  | WEC_CALN | California | 6 | Humboldt | 23 | 06023 | 4 | 0 | 2025 | 9999 |  |  | N | Solar | [13 empty] | 0 | 0 | 0 | 0 | [11 empty] | Foster Clean Power B, LLC | 100 | Foster Clean Power B, LLC | 100 | Non-regulated
Nelson Clean Energy, LLC | 67885_G_ND005 | 67885 | G | ND005 |  | Energy Storage |  | NY_Z_J | New York | 36 | Richmond | 85 | 36085 | 3 | 0 | 2025 | 9999 |  |  | N | Energy Storage | [13 empty] | 0 | 0 | 0 | 0 | [11 empty] | NineDot Holdings, LLC | 100 | NineDot Holdings, LLC | 100 | Non-regulated
Nelson Clean Energy, LLC | 67885_G_ND006 | 67885 | G | ND006 |  | Energy Storage |  | NY_Z_J | New York | 36 | Richmond | 85 | 36085 | 5 | 0 | 2025 | 9999 |  |  | N | Energy Storage | [13 empty] | 0 | 0 | 0 | 0 | [11 empty] | NineDot Holdings, LLC | 100 | NineDot Holdings, LLC | 100 | Non-regulated
Escape Solar Plant | 67898_G_ESPH1 | 67898 | G | ESPH1 |  | Solar PV |  | WECC_NNV | Nevada | 32 | Lincoln | 17 | 32017 | 70 | 0 | 2025 | 9999 |  |  | N | Solar | [13 empty] | 0 | 0 | 0 | 0 | [11 empty] | Estuary Power LLC | 100 | Estuary Power LLC | 100 | Non-regulated
Oak Leaf Solar XVII | 67900_G_DOOLI | 67900 | G | DOOLI |  | Solar PV |  | NENGREST | Massachusetts | 25 | Berkshire | 3 | 25003 | 2.9 | 0 | 2025 | 9999 |  |  | N | Solar | [13 empty] | 0 | 0 | 0 | 0 | [11 empty] | Navisun LLC | 100 | Navisun LLC | 100 | Non-regulated
Roadrunner Reserve Phase 1 | 67905_G_RDR1 | 67905 | G | RDR1 |  | Energy Storage |  | WECC_AZ | Arizona | 4 | Pima | 19 | 04019 | 200 | 0 | 2025 | 9999 |  |  | N | Energy Storage | [13 empty] | 0 | 0 | 0 | 0 | [11 empty] | Tucson Electric Power Co | 100 | Tucson Electric Power Co | 100 | Regulated
Crossover Wind | 67959_G_CWCP | 67959 | G | CWCP |  | Onshore Wind |  | MIS_AR | Arkansas | 5 | Cross | 37 | 05037 | 135 | 0 | 2025 | 9999 |  |  | N | Wind | [13 empty] | 0 | 0 | 0 | 0 | [11 empty] | Crossover Wind, LLC | 100 | Crossover Wind, LLC | 100 | Non-regulated
Merced BESS | 68018_G_MRCDB | 68018 | G | MRCDB |  | Energy Storage |  | WEC_CALN | California | 6 | Merced | 47 | 06047 | 3 | 0 | 2025 | 9999 |  |  | N | Energy Storage | [13 empty] | 0 | 0 | 0 | 0 | [11 empty] | Apex Energy Solutions LLC | 100 | Apex Energy Solutions LLC | 100 | Non-regulated
NY Selkirk S Albany RD - Hemlock Hills S | 68037_G_18211 | 68037 | G | 18211 |  | Solar PV |  | NY_Z_F | New York | 36 | Albany | 1 | 36001 | 5 | 0 | 2025 | 9999 |  |  | N | Solar | [13 empty] | 0 | 0 | 0 | 0 | [11 empty] | Selkirk Solar LLC | 100 | Selkirk Solar LLC | 100 | Non-regulated
Chillingham Solar | 68065_G_CHILS | 68065 | G | CHILS |  | Solar PV |  | ERC_REST | Texas | 48 | Bell | 27 | 48027 | 350 | 0 | 2025 | 9999 |  |  | N | Solar | [13 empty] | 0 | 0 | 0 | 0 | [11 empty] | Chillingham Solar LLC | 100 | Chillingham Solar LLC | 100 | Non-regulated
SR Maryville East | 68108_G_MARYE | 68108 | G | MARYE |  | Solar PV |  | S_C_TVA | Tennessee | 47 | Blount | 9 | 47009 | 7.5 | 0 | 2025 | 9999 |  |  | N | Solar | [13 empty] | 0 | 0 | 0 | 0 | [11 empty] | SR Maryville East, LLC | 100 | SR Maryville East, LLC | 100 | Non-regulated
SR Maryville | 68109_G_MARY | 68109 | G | MARY |  | Solar PV |  | S_C_TVA | Tennessee | 47 | Blount | 9 | 47009 | 1.3 | 0 | 2025 | 9999 |  |  | N | Solar | [13 empty] | 0 | 0 | 0 | 0 | [11 empty] | SR Maryville, LLC | 100 | SR Maryville, LLC | 100 | Non-regulated
Romeoville 34B-SLCHI234 | 68235_G_C234B | 68235 | G | C234B |  | Solar PV |  | PJM_COMD | Illinois | 17 | Will | 197 | 17197 | 1.1 | 0 | 2025 | 9999 |  |  | N | Solar | [13 empty] | 0 | 0 | 0 | 0 | [11 empty] | Prologis Logistics Services Incorporated | 100 | Prologis Logistics Services Incorporated | 100 | Non-regulated
CA OXNARD 2600 Sakioka Dr | 68272_G_18249 | 68272 | G | 18249 |  | Solar PV |  | WECC_SCE | California | 6 | Ventura | 111 | 06111 | 1.6 | 0 | 2025 | 9999 |  |  | N | Solar | [13 empty] | 0 | 0 | 0 | 0 | [11 empty] | Catalyze Oxnard 2600 Sakioka Drive Microgrid, LLC | 100 | Catalyze Oxnard 2600 Sakioka Drive Microgrid, LLC | 100 | Non-regulated
CA OXNARD 2600 Sakioka Dr | 68272_G_21387 | 68272 | G | 21387 |  | Solar PV |  | WECC_SCE | California | 6 | Ventura | 111 | 06111 | 1.6 | 0 | 2025 | 9999 |  |  | N | Solar | [13 empty] | 0 | 0 | 0 | 0 | [11 empty] | Catalyze Oxnard 2600 Sakioka Drive Microgrid, LLC | 100 | Catalyze Oxnard 2600 Sakioka Drive Microgrid, LLC | 100 | Non-regulated
Box Canyon (AZ) | 68281_G_BOCA1 | 68281 | G | BOCA1 |  | Solar PV |  | WECC_AZ | Arizona | 4 | Pinal | 21 | 04021 | 300 | 0 | 2025 | 9999 |  |  | N | Solar | [13 empty] | 0 | 0 | 0 | 0 | [11 empty] | WestDevCo bn, LLC | 50 | WestDevCo bn, LLC | 50 | Non-regulated
Cabin Creek MD | 68301_G_CABCR | 68301 | G | CABCR |  | Solar PV |  | PJM_EMAC | Maryland | 24 | Dorchester | 19 | 24019 | 2 | 0 | 2025 | 9999 |  |  | N | Solar | [13 empty] | 0 | 0 | 0 | 0 | [11 empty] | Cabin Creek Solar LLC | 100 | Cabin Creek Solar LLC | 100 | Non-regulated
Brownsville Energy Storage System | 68346_G_ESSBR | 68346 | G | ESSBR |  | Energy Storage |  | NY_Z_J | New York | 36 | Kings | 47 | 36047 | 5.8 | 0 | 2025 | 9999 |  |  | N | Energy Storage | [13 empty] | 0 | 0 | 0 | 0 | [11 empty] | Consolidated Edison Co-NY Inc | 100 | Consolidated Edison Co-NY Inc | 100 | Regulated
Mountain Peak Power Station | 68386_G_MPP_1 | 68386 | G | MPP_1 |  | Combustion Turbine |  | WECC_CO | Colorado | 8 | Weld | 123 | 08123 | 23 | 9905 | 2025 | 9999 |  |  | N | Natural Gas | [13 empty] | 0.011 | 0.011 | 0.011 | 0.011 | [11 empty] | Mountain Peak Power, LLC | 100 | Mountain Peak Power, LLC | 100 | Non-regulated
Mountain Peak Power Station | 68386_G_MPP_2 | 68386 | G | MPP_2 |  | Combustion Turbine |  | WECC_CO | Colorado | 8 | Weld | 123 | 08123 | 23 | 9905 | 2025 | 9999 |  |  | N | Natural Gas | [13 empty] | 0.011 | 0.011 | 0.011 | 0.011 | [11 empty] | Mountain Peak Power, LLC | 100 | Mountain Peak Power, LLC | 100 | Non-regulated
Mountain Peak Power Station | 68386_G_MPP_3 | 68386 | G | MPP_3 |  | Combustion Turbine |  | WECC_CO | Colorado | 8 | Weld | 123 | 08123 | 23 | 9905 | 2025 | 9999 |  |  | N | Natural Gas | [13 empty] | 0.011 | 0.011 | 0.011 | 0.011 | [11 empty] | Mountain Peak Power, LLC | 100 | Mountain Peak Power, LLC | 100 | Non-regulated
Mountain Peak Power Station | 68386_G_MPP_4 | 68386 | G | MPP_4 |  | Combustion Turbine |  | WECC_CO | Colorado | 8 | Weld | 123 | 08123 | 23 | 9905 | 2025 | 9999 |  |  | N | Natural Gas | [13 empty] | 0.011 | 0.011 | 0.011 | 0.011 | [11 empty] | Mountain Peak Power, LLC | 100 | Mountain Peak Power, LLC | 100 | Non-regulated
Mountain Peak Power Station | 68386_G_MPP_5 | 68386 | G | MPP_5 |  | Combustion Turbine |  | WECC_CO | Colorado | 8 | Weld | 123 | 08123 | 23 | 9905 | 2025 | 9999 |  |  | N | Natural Gas | [13 empty] | 0.011 | 0.011 | 0.011 | 0.011 | [11 empty] | Mountain Peak Power, LLC | 100 | Mountain Peak Power, LLC | 100 | Non-regulated
Mountain Peak Power Station | 68386_G_MPP_6 | 68386 | G | MPP_6 |  | Combustion Turbine |  | WECC_CO | Colorado | 8 | Weld | 123 | 08123 | 23 | 9905 | 2025 | 9999 |  |  | N | Natural Gas | [13 empty] | 0.011 | 0.011 | 0.011 | 0.011 | [11 empty] | Mountain Peak Power, LLC | 100 | Mountain Peak Power, LLC | 100 | Non-regulated
St Gall Energy Storage II | 68423_G_SGES2 | 68423 | G | SGES2 |  | Energy Storage |  | ERC_WEST | Texas | 48 | Pecos | 371 | 48371 | 100 | 0 | 2025 | 9999 |  |  | N | Energy Storage | [13 empty] | 0 | 0 | 0 | 0 | [11 empty] | St Gall Energy Storage II LLC | 100 | St Gall Energy Storage II LLC | 100 | Non-regulated
Tibbits Energy Storage | 68424_G_TIBB1 | 68424 | G | TIBB1 |  | Energy Storage |  | MIS_LMI | Michigan | 26 | Branch | 23 | 26023 | 100 | 0 | 2025 | 9999 |  |  | N | Energy Storage | [13 empty] | 0 | 0 | 0 | 0 | [11 empty] | Tibbits Energy Storage LLC | 100 | Tibbits Energy Storage LLC | 100 | Non-regulated
Ardagh Solar | 68427_G_1 | 68427 | G | 1 |  | Solar PV |  | WEC_CALN | California | 6 | Madera | 39 | 06039 | 10 | 0 | 2025 | 9999 |  |  | N | Solar | [13 empty] | 0 | 0 | 0 | 0 | [11 empty] | KDC Solar Madera, LLC | 100 | KDC Solar Madera, LLC | 100 | Non-regulated
Agrimony 2 | 68530_G_703 | 68530 | G | 703 |  | Solar PV |  | PJM_COMD | Illinois | 17 | Jo Daviess | 85 | 17085 | 2 | 0 | 2025 | 9999 |  |  | N | Solar | [13 empty] | 0 | 0 | 0 | 0 | [11 empty] | Greenbacker Renewable Energy Corporation | 100 | Greenbacker Renewable Energy Corporation | 100 | Non-regulated
USNY - Geddes | 68545_G_GEDDE | 68545 | G | GEDDE |  | Solar PV |  | NY_Z_C&E | New York | 36 | Onondaga | 67 | 36067 | 3.3 | 0 | 2025 | 9999 |  |  | N | Solar | [13 empty] | 0 | 0 | 0 | 0 | [11 empty] | Abundant Solar Power Inc. | 100 | Abundant Solar Power Inc. | 100 | Non-regulated
Kelly Creek Solar | 68550_G_KELLY | 68550 | G | KELLY |  | Solar PV |  | WECC_PNW | Oregon | 41 | Josephine | 33 | 41033 | 2.3 | 0 | 2025 | 9999 |  |  | N | Solar | [13 empty] | 0 | 0 | 0 | 0 | [11 empty] | Kelly Creek Solar, LLC | 100 | Kelly Creek Solar, LLC | 100 | Non-regulated
Lowe's - 1193 - East Peoria, IL | 68574_G_7496 | 68574 | G | 7496 |  | Solar PV |  | PJM_COMD | Illinois | 17 | Tazewell | 179 | 17179 | 1 | 0 | 2025 | 9999 |  |  | N | Solar | [13 empty] | 0 | 0 | 0 | 0 | [11 empty] | Riverside Drive Solar Project 2022, LLC | 100 | Riverside Drive Solar Project 2022, LLC | 100 | Non-regulated
Flat Ridge 5 | 68590_G_FLATV | 68590 | G | FLATV |  | Onshore Wind |  | SPP_N | Kansas | 20 | Harper | 77 | 20077 | 153 | 0 | 2025 | 9999 |  |  | N | Wind | [13 empty] | 0 | 0 | 0 | 0 | [11 empty] | Invenergy Services LLC | 100 | Invenergy Services LLC | 100 | Non-regulated
Parker Road Solar | 68681_G_PKRRD | 68681 | G | PKRRD |  | Solar PV |  | PJM_EMAC | New Jersey | 34 | Morris | 27 | 34027 | 15.4 | 0 | 2025 | 9999 |  |  | N | Solar | [13 empty] | 0 | 0 | 0 | 0 | [11 empty] | NJR Clean Energy Ventures Corporation | 100 | NJR Clean Energy Ventures Corporation | 100 | Non-regulated
Chatsworth Industrial Center 1-SLLAX601 | 68791_G_LA601 | 68791 | G | LA601 |  | Solar PV |  | WEC_LADW | California | 6 | Los Angeles | 37 | 06037 | 1.1 | 0 | 2025 | 9999 |  |  | N | Solar | [13 empty] | 0 | 0 | 0 | 0 | [11 empty] | Prologis Logistics Services Incorporated | 100 | Prologis Logistics Services Incorporated | 100 | Non-regulated
Bandini - SLLAX710 | 68793_G_LA710 | 68793 | G | LA710 |  | Solar PV |  | WEC_LADW | California | 6 | Los Angeles | 37 | 06037 | 1.3 | 0 | 2025 | 9999 |  |  | N | Solar | [13 empty] | 0 | 0 | 0 | 0 | [11 empty] | Prologis Logistics Services Incorporated | 100 | Prologis Logistics Services Incorporated | 100 | Non-regulated
Hidden Lakes Reliability Project | 68809_G_HL001 | 68809 | G | HL001 |  | Energy Storage |  | ERC_REST | Texas | 48 | Galveston | 167 | 48167 | 220 | 0 | 2025 | 9999 |  |  | N | Energy Storage | [13 empty] | 0 | 0 | 0 | 0 | [11 empty] | Evelyn Energy Storage LLC | 100 | Evelyn Energy Storage LLC | 100 | Non-regulated
CPA Dominguez - SLLAX901 | 68841_G_LA901 | 68841 | G | LA901 |  | Solar PV |  | WEC_LADW | California | 6 | Los Angeles | 37 | 06037 | 1 | 0 | 2025 | 9999 |  |  | N | Solar | [13 empty] | 0 | 0 | 0 | 0 | [11 empty] | Prologis Logistics Services Incorporated | 100 | Prologis Logistics Services Incorporated | 100 | Non-regulated
Chillingham Storage | 68842_G_CHILB | 68842 | G | CHILB |  | Energy Storage |  | ERC_REST | Texas | 48 | Bell | 27 | 48027 | 150 | 0 | 2025 | 9999 |  |  | N | Energy Storage | [13 empty] | 0 | 0 | 0 | 0 | [11 empty] | Chillingham Storage LLC | 100 | Chillingham Storage LLC | 100 | Non-regulated
Shallow Basket | 68868_G_SBBS1 | 68868 | G | SBBS1 |  | Energy Storage |  | WECC_NM | New Mexico | 35 | Rio Arriba | 39 | 35039 | 50 | 0 | 2025 | 9999 |  |  | N | Energy Storage | [13 empty] | 0 | 0 | 0 | 0 | [11 empty] | Shallow Basket Energy, LLC | 100 | Shallow Basket Energy, LLC | 100 | Non-regulated
Shallow Basket | 68868_G_SBPV1 | 68868 | G | SBPV1 |  | Solar PV |  | WECC_NM | New Mexico | 35 | Rio Arriba | 39 | 35039 | 140 | 0 | 2025 | 9999 |  |  | N | Solar | [13 empty] | 0 | 0 | 0 | 0 | [11 empty] | Shallow Basket Energy, LLC | 100 | Shallow Basket Energy, LLC | 100 | Non-regulated
Wakefield MA BESS 1 | 68875_G_90914 | 68875 | G | 90914 |  | Energy Storage |  | NENGREST | Massachusetts | 25 | Middlesex | 17 | 25017 | 5 | 0 | 2025 | 9999 |  |  | N | Energy Storage | [13 empty] | 0 | 0 | 0 | 0 | [11 empty] | Wakefield MA BESS 1 LLC | 100 | Wakefield MA BESS 1 LLC | 100 | Non-regulated
USS University Park Solar | 68893_G_USSUP | 68893 | G | USSUP |  | Solar PV |  | PJM_COMD | Illinois | 17 | Will | 197 | 17197 | 2 | 0 | 2025 | 9999 |  |  | N | Solar | [13 empty] | 0 | 0 | 0 | 0 | [11 empty] | United States Solar Corporation | 100 | United States Solar Corporation | 100 | Non-regulated
City of Bowie | 65130_G_PV2 | 65130 | G | PV2 |  | Solar PV |  | PJM_SMAC | Maryland | 24 | Prince Georges | 33 | 24033 | 1 | 0 | 2025 | 9999 |  |  | N | Solar | [13 empty] | 0 | 0 | 0 | 0 | [11 empty] | Tesla Inc. | 100 | Tesla Inc. | 100 | Non-regulated
Peregrine BESS 1 | 66301_G_PGBS1 | 66301 | G | PGBS1 |  | Energy Storage |  | ERC_REST | Texas | 48 | Goliad | 175 | 48175 | 150 | 0 | 2025 | 9999 |  |  | N | Energy Storage | [13 empty] | 0 | 0 | 0 | 0 | [11 empty] | Consolidated Edison Development Inc. | 100 | Consolidated Edison Development Inc. | 100 | Non-regulated
Peregrine BESS 2 | 66302_G_PGBS2 | 66302 | G | PGBS2 |  | Energy Storage |  | ERC_REST | Texas | 48 | Goliad | 175 | 48175 | 150 | 0 | 2025 | 9999 |  |  | N | Energy Storage | [13 empty] | 0 | 0 | 0 | 0 | [11 empty] | Consolidated Edison Development Inc. | 100 | Consolidated Edison Development Inc. | 100 | Non-regulated
Tidwell Prairie Storage 1 | 66337_G_SGES1 | 66337 | G | SGES1 |  | Energy Storage |  | ERC_REST | Texas | 48 | Robertson | 395 | 48395 | 200 | 0 | 2025 | 9999 |  |  | N | Energy Storage | [13 empty] | 0 | 0 | 0 | 0 | [11 empty] | Tidwell Prairie | 100 | Tidwell Prairie | 100 | Non-regulated
Lead BESS 1 | 66660_G_HAN | 66660 | G | HAN |  | Energy Storage |  | WEC_CALN | California | 6 | Kings | 31 | 06031 | 99.4 | 0 | 2025 | 9999 |  |  | N | Energy Storage | [13 empty] | 0 | 0 | 0 | 0 | [11 empty] | Hanford BESS LLC | 100 | Hanford BESS LLC | 100 | Non-regulated
Lead BESS 2 | 66662_G_BIA | 66662 | G | BIA |  | Energy Storage |  | WEC_CALN | California | 6 | Kings | 31 | 06031 | 32 | 0 | 2025 | 9999 |  |  | N | Energy Storage | [13 empty] | 0 | 0 | 0 | 0 | [11 empty] | Hanford BESS LLC | 100 | Hanford BESS LLC | 100 | Non-regulated
Estonian Solar Project, LLC | 66872_G_SOLAR | 66872 | G | SOLAR |  | Solar PV |  | ERC_REST | Texas | 48 | Delta | 119 | 48119 | 204.5 | 0 | 2025 | 9999 |  |  | N | Solar | [13 empty] | 0 | 0 | 0 | 0 | [11 empty] | Enel Green Power Estonian Solar Project, LLC | 100 | Enel Green Power Estonian Solar Project, LLC | 100 | Non-regulated
Ables Springs Solar & Storage | 66905_G_BESS | 66905 | G | BESS |  | Energy Storage |  | ERC_REST | Texas | 48 | Kaufman | 257 | 48257 | 100 | 0 | 2025 | 9999 |  |  | N | Energy Storage | [13 empty] | 0 | 0 | 0 | 0 | [11 empty] | Ables Springs Storage, LLC | 100 | Ables Springs Storage, LLC | 100 | Non-regulated
Ables Springs Solar & Storage | 66905_G_SOLAR | 66905 | G | SOLAR |  | Solar PV |  | ERC_REST | Texas | 48 | Kaufman | 257 | 48257 | 151 | 0 | 2025 | 9999 |  |  | N | Solar | [13 empty] | 0 | 0 | 0 | 0 | [11 empty] | Ables Springs Solar, LLC | 100 | Ables Springs Solar, LLC | 100 | Non-regulated
IMPA Veedersburg Solar Park | 66938_G_VEED | 66938 | G | VEED |  | Solar PV |  | MIS_INKY | Indiana | 18 | Fountain | 45 | 18045 | 1.4 | 0 | 2025 | 9999 |  |  | N | Solar | [13 empty] | 0 | 0 | 0 | 0 | [11 empty] | Indiana Municipal Power Agency | 100 | Indiana Municipal Power Agency | 100 | Regulated
SR Monroe, LLC | 67133_G_MONRO | 67133 | G | MONRO |  | Solar PV |  | S_C_TVA | Tennessee | 47 | Overton | 133 | 47133 | 4.8 | 0 | 2025 | 9999 |  |  | N | Solar | [13 empty] | 0 | 0 | 0 | 0 | [11 empty] | SR Monroe, LLC | 100 | SR Monroe, LLC | 100 | Non-regulated
Bear Creek Solar (CA) | 67169_G_EBMUD | 67169 | G | EBMUD |  | Solar PV |  | WEC_CALN | California | 6 | Contra Costa | 13 | 06013 | 5 | 0 | 2025 | 9999 |  |  | N | Solar | [13 empty] | 0 | 0 | 0 | 0 | [11 empty] | East Bay Municipal Util Dist | 100 | East Bay Municipal Util Dist | 100 | Non-regulated
Logan City 2 | 67445_G_1 | 67445 | G | 1 |  | Combustion Turbine |  | WECC_UT | Utah | 49 | Cache | 5 | 49005 | 2.5 | 9905 | 2025 | 9999 |  |  | N | Natural Gas | [13 empty] | 0.011 | 0.011 | 0.011 | 0.011 | [11 empty] | City of Logan - (UT) | 100 | City of Logan - (UT) | 100 | Regulated
Logan City 2 | 67445_G_2 | 67445 | G | 2 |  | Combustion Turbine |  | WECC_UT | Utah | 49 | Cache | 5 | 49005 | 2.5 | 9905 | 2025 | 9999 |  |  | N | Natural Gas | [13 empty] | 0.011 | 0.011 | 0.011 | 0.011 | [11 empty] | City of Logan - (UT) | 100 | City of Logan - (UT) | 100 | Regulated
Sundance Renewable Energy Center | 67692_G_68049 | 67692 | G | 68049 |  | Solar PV |  | FRCC | Florida | 12 | Madison | 79 | 12079 | 74.9 | 0 | 2025 | 9999 |  |  | N | Solar | [13 empty] | 0 | 0 | 0 | 0 | [11 empty] | Duke Energy Florida, LLC | 100 | Duke Energy Florida, LLC | 100 | Regulated
Peyton Creek Wind Farm II | 67700_G_WT2 | 67700 | G | WT2 |  | Onshore Wind |  | ERC_REST | Texas | 48 | Matagorda | 321 | 48321 | 243 | 0 | 2025 | 9999 |  |  | N | Wind | [13 empty] | 0 | 0 | 0 | 0 | [11 empty] | Big Sky Wind, LLC | 100 | Big Sky Wind, LLC | 100 | Non-regulated
TAG | 67710_G_TAGB1 | 67710 | G | TAGB1 |  | Energy Storage |  | WECC_NM | New Mexico | 35 | Sandoval | 43 | 35043 | 50 | 0 | 2025 | 9999 |  |  | N | Energy Storage | [13 empty] | 0 | 0 | 0 | 0 | [11 empty] | Exus New Mexico | 100 | Exus New Mexico | 100 | Non-regulated
TAG | 67710_G_TAGS1 | 67710 | G | TAGS1 |  | Solar PV |  | WECC_NM | New Mexico | 35 | Sandoval | 43 | 35043 | 140 | 0 | 2025 | 9999 |  |  | N | Solar | [13 empty] | 0 | 0 | 0 | 0 | [11 empty] | Exus New Mexico | 100 | Exus New Mexico | 100 | Non-regulated
IL Joliet 1101 Cherry Hl Rd | 67713_G_19581 | 67713 | G | 19581 |  | Solar PV |  | PJM_COMD | Illinois | 17 | Will | 197 | 17197 | 4 | 0 | 2025 | 9999 |  |  | N | Solar | [13 empty] | 0 | 0 | 0 | 0 | [11 empty] | Catalyze Joliet 1101 Cherry Hill Road Microgrid, LLC | 100 | Catalyze Joliet 1101 Cherry Hill Road Microgrid, LLC | 100 | Non-regulated
IL Rochelle 975 S. Caron Rd | 67714_G_19578 | 67714 | G | 19578 |  | Solar PV |  | PJM_COMD | Illinois | 17 | Ogle | 141 | 17141 | 1.5 | 0 | 2025 | 9999 |  |  | N | Solar | [13 empty] | 0 | 0 | 0 | 0 | [11 empty] | Catalyze Rochelle Wiscold Drive Microgrid, LLC | 100 | Catalyze Rochelle Wiscold Drive Microgrid, LLC | 100 | Non-regulated
Vermilion Solar I LLC | 67716_G_VERM1 | 67716 | G | VERM1 |  | Solar PV |  | PJM_COMD | Illinois | 17 | Livingston | 105 | 17105 | 1.9 | 0 | 2025 | 9999 |  |  | N | Solar | [13 empty] | 0 | 0 | 0 | 0 | [11 empty] | AES Clean Energy | 100 | AES Clean Energy | 100 | Non-regulated
AES Bend Solar II, LLC | 67718_G_BEND2 | 67718 | G | BEND2 |  | Solar PV |  | PJM_COMD | Illinois | 17 | Winnebago | 201 | 17201 | 1.9 | 0 | 2025 | 9999 |  |  | N | Solar | [13 empty] | 0 | 0 | 0 | 0 | [11 empty] | AES Clean Energy | 100 | AES Clean Energy | 100 | Non-regulated
AES Bend Solar I, LLC | 67719_G_BEND1 | 67719 | G | BEND1 |  | Solar PV |  | PJM_COMD | Illinois | 17 | Winnebago | 201 | 17201 | 2 | 0 | 2025 | 9999 |  |  | N | Solar | [13 empty] | 0 | 0 | 0 | 0 | [11 empty] | AES Clean Energy | 100 | AES Clean Energy | 100 | Non-regulated
Anole Energy Storage | 67740_G_AES | 67740 | G | AES |  | Energy Storage |  | ERC_REST | Texas | 48 | Dallas | 113 | 48113 | 240 | 0 | 2025 | 9999 |  |  | N | Energy Storage | [13 empty] | 0 | 0 | 0 | 0 | [11 empty] | Anole Energy Storage, LLC | 100 | Anole Energy Storage, LLC | 100 | Non-regulated
Pistachio Road 1726-WD | 67749_G_TWISS | 67749 | G | TWISS |  | Solar PV |  | WECC_SCE | California | 6 | Kern | 29 | 06029 | 4.8 | 0 | 2025 | 9999 |  |  | N | Solar | [13 empty] | 0 | 0 | 0 | 0 | [11 empty] | Russell Pacific LLC | 100 | Russell Pacific LLC | 100 | Non-regulated
Stampede Solar Hybrid | 67762_G_STMPS | 67762 | G | STMPS |  | Solar PV |  | ERC_REST | Texas | 48 | Hopkins | 223 | 48223 | 255.9 | 0 | 2025 | 9999 |  |  | N | Solar | [13 empty] | 0 | 0 | 0 | 0 | [11 empty] | Stampede Solar Project LLC | 100 | Stampede Solar Project LLC | 100 | Non-regulated
Hart Wind | 67763_G_5932 | 67763 | G | 5932 |  | Onshore Wind |  | ERC_PHDL | Texas | 48 | Castro | 69 | 48069 | 166.4 | 0 | 2025 | 9999 |  |  | N | Wind | [13 empty] | 0 | 0 | 0 | 0 | [11 empty] | Hart Wind Project, LLC | 100 | Hart Wind Project, LLC | 100 | Non-regulated
Liberty Hybrid Solar and Storage Project | 67867_G_LIB1 | 67867 | G | LIB1 |  | Solar PV |  | ERC_REST | Texas | 48 | Harris | 201 | 48201 | 67.2 | 0 | 2025 | 9999 |  |  | N | Solar | [13 empty] | 0 | 0 | 0 | 0 | [11 empty] | Liberty 1 Solar LLC | 100 | Liberty 1 Solar LLC | 100 | Non-regulated
Liberty Hybrid Solar and Storage Project | 67867_G_LIB2 | 67867 | G | LIB2 |  | Energy Storage |  | ERC_REST | Texas | 48 | Harris | 201 | 48201 | 65 | 0 | 2025 | 9999 |  |  | N | Energy Storage | [13 empty] | 0 | 0 | 0 | 0 | [11 empty] | Liberty 1 Solar LLC | 100 | Liberty 1 Solar LLC | 100 | Non-regulated
Two Hearted Solar,LLC | 67969_G_PGR28 | 67969 | G | PGR28 |  | Solar PV |  | S_VACA | North Carolina | 37 | Yadkin | 197 | 37197 | 22 | 0 | 2025 | 9999 |  |  | N | Solar | [13 empty] | 0 | 0 | 0 | 0 | [11 empty] | Two Hearted Solar, LLC | 100 | Two Hearted Solar, LLC | 100 | Non-regulated
Above Grid Montour Solar LLC | 68008_G_20435 | 68008 | G | 20435 |  | Solar PV |  | NY_Z_C&E | New York | 36 | Schuyler | 97 | 36097 | 5 | 0 | 2025 | 9999 |  |  | N | Solar | [13 empty] | 0 | 0 | 0 | 0 | [11 empty] | Above Grid Montour Solar LLC | 100 | Above Grid Montour Solar LLC | 100 | Non-regulated
Johnson City Solar | 68010_G_18878 | 68010 | G | 18878 |  | Solar PV |  | NY_Z_C&E | New York | 36 | Broome | 7 | 36007 | 5 | 0 | 2025 | 9999 |  |  | N | Solar | [13 empty] | 0 | 0 | 0 | 0 | [11 empty] | Above Grid Binghamton Solar LLC | 100 | Above Grid Binghamton Solar LLC | 100 | Non-regulated
BCE Seal Beach | 68023_G_SBBS1 | 68023 | G | SBBS1 |  | Energy Storage |  | WECC_SCE | California | 6 | Orange | 59 | 06059 | 16.7 | 0 | 2025 | 9999 |  |  | N | Energy Storage | [13 empty] | 0 | 0 | 0 | 0 | [11 empty] | BCE Seal Beach | 100 | BCE Seal Beach | 100 | Non-regulated
BCE Seal Beach | 68023_G_SBPV1 | 68023 | G | SBPV1 |  | Solar PV |  | WECC_SCE | California | 6 | Orange | 59 | 06059 | 12 | 0 | 2025 | 9999 |  |  | N | Solar | [13 empty] | 0 | 0 | 0 | 0 | [11 empty] | BCE Seal Beach | 100 | BCE Seal Beach | 100 | Non-regulated
SL JAMESTOWN ARRAY 1 | 68025_G_21103 | 68025 | G | 21103 |  | Solar PV |  | NY_Z_A | New York | 36 | Chautauqua | 13 | 36013 | 3 | 0 | 2025 | 9999 |  |  | N | Solar | [13 empty] | 0 | 0 | 0 | 0 | [11 empty] | SL Jamestown, LLC | 100 | SL Jamestown, LLC | 100 | Non-regulated
SL JAMESTOWN ARRAY 2 | 68026_G_21108 | 68026 | G | 21108 |  | Solar PV |  | NY_Z_A | New York | 36 | Chautauqua | 13 | 36013 | 4.8 | 0 | 2025 | 9999 |  |  | N | Solar | [13 empty] | 0 | 0 | 0 | 0 | [11 empty] | SL Jamestown II, LLC | 100 | SL Jamestown II, LLC | 100 | Non-regulated
Catalina Solar (SC) | 68060_G_CAT01 | 68060 | G | CAT01 |  | Solar PV |  | S_VACA | South Carolina | 45 | Saluda | 81 | 45081 | 75 | 0 | 2025 | 9999 |  |  | N | Solar | [13 empty] | 0 | 0 | 0 | 0 | [11 empty] | Catalina Solar, LLC | 100 | Catalina Solar, LLC | 100 | Non-regulated
North Ridge Solar | 68077_G_NRIDG | 68077 | G | NRIDG |  | Solar PV |  | PJM_Dom | Virginia | 51 | Powhatan | 145 | 51145 | 20 | 0 | 2025 | 9999 |  |  | N | Solar | [13 empty] | 0 | 0 | 0 | 0 | [11 empty] | Dominion Renewable Energy | 100 | Dominion Renewable Energy | 100 | Regulated
SR Trezevant | 68114_G_TREZE | 68114 | G | TREZE |  | Solar PV |  | S_C_TVA | Tennessee | 47 | Carroll | 17 | 47017 | 6.5 | 0 | 2025 | 9999 |  |  | N | Solar | [13 empty] | 0 | 0 | 0 | 0 | [11 empty] | SR Trezevant, LLC | 100 | SR Trezevant, LLC | 100 | Non-regulated
Franklin Park 2-SLCHI802 | 68135_G_CH802 | 68135 | G | CH802 |  | Solar PV |  | PJM_COMD | Illinois | 17 | Cook | 31 | 17031 | 1.2 | 0 | 2025 | 9999 |  |  | N | Solar | [13 empty] | 0 | 0 | 0 | 0 | [11 empty] | Prologis Logistics Services Incorporated | 100 | Prologis Logistics Services Incorporated | 100 | Non-regulated
Allied Potato | 68150_G_19073 | 68150 | G | 19073 |  | Solar PV |  | WECC_SCE | California | 6 | Kern | 29 | 06029 | 1.2 | 0 | 2025 | 9999 |  |  | N | Solar | [13 empty] | 0 | 0 | 0 | 0 | [11 empty] | Thomas Baker | 100 | Thomas Baker | 100 | Non-regulated
Trousdale Solar I | 68188_G_TROU1 | 68188 | G | TROU1 |  | Solar PV |  | NY_Z_B | New York | 36 | Genesee | 37 | 36037 | 5 | 0 | 2025 | 9999 |  |  | N | Solar | [13 empty] | 0 | 0 | 0 | 0 | [11 empty] | Trousdale Solar I | 100 | Trousdale Solar I | 100 | Non-regulated
Trousdale Solar II | 68190_G_TROU1 | 68190 | G | TROU1 |  | Solar PV |  | NY_Z_B | New York | 36 | Genesee | 37 | 36037 | 5 | 0 | 2025 | 9999 |  |  | N | Solar | [13 empty] | 0 | 0 | 0 | 0 | [11 empty] | Trousdale Solar II, LLC | 100 | Trousdale Solar II, LLC | 100 | Non-regulated
AES Glengarry Farms Solar CSG | 68389_G_GLENG | 68389 | G | GLENG |  | Solar PV |  | NY_Z_D | New York | 36 | Franklin | 33 | 36033 | 4.9 | 0 | 2025 | 9999 |  |  | N | Solar | [13 empty] | 0 | 0 | 0 | 0 | [11 empty] | AES Clean Energy | 100 | AES Clean Energy | 100 | Non-regulated
Gibson Solar | 68455_G_GIBBY | 68455 | G | GIBBY |  | Solar PV |  | MIS_INKY | Indiana | 18 | Gibson | 51 | 18051 | 200 | 0 | 2025 | 9999 |  |  | N | Solar | [13 empty] | 0 | 0 | 0 | 0 | [11 empty] | Gibson Solar, LLC | 100 | Gibson Solar, LLC | 100 | Non-regulated
Garnet Mesa Solar | 68488_G_GMS | 68488 | G | GMS |  | Solar PV |  | WECC_CO | Colorado | 8 | Delta | 29 | 08029 | 80 | 0 | 2025 | 9999 |  |  | N | Solar | [13 empty] | 0 | 0 | 0 | 0 | [11 empty] | Garnet Mesa Solar LLC | 100 | Garnet Mesa Solar LLC | 100 | Non-regulated
Cartwheel 1 - Storage, LLC | 68513_G_CWHBA | 68513 | G | CWHBA |  | Energy Storage |  | ERC_REST | Texas | 48 | Hopkins | 223 | 48223 | 150 | 0 | 2025 | 9999 |  |  | N | Energy Storage | [13 empty] | 0 | 0 | 0 | 0 | [11 empty] | Big Sky Wind, LLC | 100 | Big Sky Wind, LLC | 100 | Non-regulated
Bayer Oxnard - Meter# 4719 | 68540_G_6245 | 68540 | G | 6245 |  | Solar PV |  | WECC_SCE | California | 6 | Ventura | 111 | 06111 | 1.3 | 0 | 2025 | 9999 |  |  | N | Solar | [13 empty] | 0 | 0 | 0 | 0 | [11 empty] | Camino del Sol 2 Solar Project 2022, LLC | 100 | Camino del Sol 2 Solar Project 2022, LLC | 100 | Non-regulated
Guajillo Energy Storage | 68613_G_GUAJ1 | 68613 | G | GUAJ1 |  | Energy Storage |  | ERC_REST | Texas | 48 | Webb | 479 | 48479 | 200 | 0 | 2025 | 9999 |  |  | N | Energy Storage | [13 empty] | 0 | 0 | 0 | 0 | [11 empty] | Guajillo Energy Storage, LLC | 100 | Guajillo Energy Storage, LLC | 100 | Non-regulated
Citrus City BESS | 68686_G_MCC01 | 68686 | G | MCC01 |  | Energy Storage |  | ERC_REST | Texas | 48 | Hidalgo | 215 | 48215 | 9.9 | 0 | 2025 | 9999 |  |  | N | Energy Storage | [13 empty] | 0 | 0 | 0 | 0 | [11 empty] | Prologis Logistics Services Incorporated BESS | 100 | Prologis Logistics Services Incorporated BESS | 100 | Non-regulated
Rio Grande City BESS 2 | 68687_G_RGC01 | 68687 | G | RGC01 |  | Energy Storage |  | ERC_REST | Texas | 48 | Starr | 427 | 48427 | 9.9 | 0 | 2025 | 9999 |  |  | N | Energy Storage | [13 empty] | 0 | 0 | 0 | 0 | [11 empty] | Prologis Logistics Services Incorporated BESS | 100 | Prologis Logistics Services Incorporated BESS | 100 | Non-regulated
Lithium BESS | 68848_G_HER | 68848 | G | HER |  | Energy Storage |  | WEC_SDGE | California | 6 | San Diego | 73 | 06073 | 52 | 0 | 2025 | 9999 |  |  | N | Energy Storage | [13 empty] | 0 | 0 | 0 | 0 | [11 empty] | Hermes BESS LLC | 100 | Hermes BESS LLC | 100 | Non-regulated
Tyson Nick | 68856_G_1 | 68856 | G | 1 |  | Solar PV |  | ERC_REST | Texas | 48 | Lamar | 277 | 48277 | 90 | 0 | 2025 | 9999 |  |  | N | Solar | [13 empty] | 0 | 0 | 0 | 0 | [11 empty] | CVI Renewables Holdings, LLC. | 100 | CVI Renewables Holdings, LLC. | 100 | Non-regulated
Richmond Solar | 68857_G_HM701 | 68857 | G | HM701 |  | Solar PV |  | PJM_COMD | Illinois | 17 | McHenry | 111 | 17111 | 2 | 0 | 2025 | 9999 |  |  | N | Solar | [13 empty] | 0 | 0 | 0 | 0 | [11 empty] | DG Richmond, LLC | 100 | DG Richmond, LLC | 100 | Non-regulated
Airport Commons 7-slbal210 | 68892_G_11684 | 68892 | G | 11684 |  | Solar PV |  | PJM_SMAC | Maryland | 24 | Anne Arundel | 3 | 24003 | 1.4 | 0 | 2025 | 9999 |  |  | N | Solar | [13 empty] | 0 | 0 | 0 | 0 | [11 empty] | Prologis Logistics Services Incorporated | 100 | Prologis Logistics Services Incorporated | 100 | Non-regulated
Belleville | 1263_G_9 | 1263 | G | 9 |  | Combustion Turbine | IC Engine | SPP_NEBR | Kansas | 20 | Republic | 157 | 20157 | 3 | 9905 | 2025 | 9999 |  |  | N | Distillate Fuel Oil | [13 empty] | 0.011 | 0.011 | 0.011 | 0.011 | [11 empty] | City of Belleville - (KS) | 100 | City of Belleville - (KS) | 100 | Regulated
Grant County | 65007_G_BESS1 | 65007 | G | BESS1 |  | Energy Storage |  | MIS_WUMS | Wisconsin | 55 | Grant | 43 | 55043 | 100 | 0 | 2025 | 9999 |  |  | N | Energy Storage | [13 empty] | 0 | 0 | 0 | 0 | [11 empty] | Wisconsin Power & Light Co | 100 | Wisconsin Power & Light Co | 100 | Regulated
Maxwell Peaker Plant | 66335_G_G1 | 66335 | G | G1 |  | Combustion Turbine | IC Engine | ERC_REST | Texas | 48 | Caldwell | 55 | 48055 | 18 | 9905 | 2025 | 9999 |  |  | N | Natural Gas | [13 empty] | 0.011 | 0.011 | 0.011 | 0.011 | [11 empty] | Lower Colorado River Authority | 100 | Lower Colorado River Authority | 100 | Regulated
Maxwell Peaker Plant | 66335_G_G10 | 66335 | G | G10 |  | Combustion Turbine | IC Engine | ERC_REST | Texas | 48 | Caldwell | 55 | 48055 | 18 | 9905 | 2025 | 9999 |  |  | N | Natural Gas | [13 empty] | 0.011 | 0.011 | 0.011 | 0.011 | [11 empty] | Lower Colorado River Authority | 100 | Lower Colorado River Authority | 100 | Regulated
Maxwell Peaker Plant | 66335_G_G2 | 66335 | G | G2 |  | Combustion Turbine | IC Engine | ERC_REST | Texas | 48 | Caldwell | 55 | 48055 | 18 | 9905 | 2025 | 9999 |  |  | N | Natural Gas | [13 empty] | 0.011 | 0.011 | 0.011 | 0.011 | [11 empty] | Lower Colorado River Authority | 100 | Lower Colorado River Authority | 100 | Regulated
Maxwell Peaker Plant | 66335_G_G3 | 66335 | G | G3 |  | Combustion Turbine | IC Engine | ERC_REST | Texas | 48 | Caldwell | 55 | 48055 | 18 | 9905 | 2025 | 9999 |  |  | N | Natural Gas | [13 empty] | 0.011 | 0.011 | 0.011 | 0.011 | [11 empty] | Lower Colorado River Authority | 100 | Lower Colorado River Authority | 100 | Regulated
Maxwell Peaker Plant | 66335_G_G4 | 66335 | G | G4 |  | Combustion Turbine | IC Engine | ERC_REST | Texas | 48 | Caldwell | 55 | 48055 | 18 | 9905 | 2025 | 9999 |  |  | N | Natural Gas | [13 empty] | 0.011 | 0.011 | 0.011 | 0.011 | [11 empty] | Lower Colorado River Authority | 100 | Lower Colorado River Authority | 100 | Regulated
Maxwell Peaker Plant | 66335_G_G5 | 66335 | G | G5 |  | Combustion Turbine | IC Engine | ERC_REST | Texas | 48 | Caldwell | 55 | 48055 | 18 | 9905 | 2025 | 9999 |  |  | N | Natural Gas | [13 empty] | 0.011 | 0.011 | 0.011 | 0.011 | [11 empty] | Lower Colorado River Authority | 100 | Lower Colorado River Authority | 100 | Regulated
Maxwell Peaker Plant | 66335_G_G6 | 66335 | G | G6 |  | Combustion Turbine | IC Engine | ERC_REST | Texas | 48 | Caldwell | 55 | 48055 | 18 | 9905 | 2025 | 9999 |  |  | N | Natural Gas | [13 empty] | 0.011 | 0.011 | 0.011 | 0.011 | [11 empty] | Lower Colorado River Authority | 100 | Lower Colorado River Authority | 100 | Regulated
Maxwell Peaker Plant | 66335_G_G7 | 66335 | G | G7 |  | Combustion Turbine | IC Engine | ERC_REST | Texas | 48 | Caldwell | 55 | 48055 | 18 | 9905 | 2025 | 9999 |  |  | N | Natural Gas | [13 empty] | 0.011 | 0.011 | 0.011 | 0.011 | [11 empty] | Lower Colorado River Authority | 100 | Lower Colorado River Authority | 100 | Regulated
Maxwell Peaker Plant | 66335_G_G8 | 66335 | G | G8 |  | Combustion Turbine | IC Engine | ERC_REST | Texas | 48 | Caldwell | 55 | 48055 | 18 | 9905 | 2025 | 9999 |  |  | N | Natural Gas | [13 empty] | 0.011 | 0.011 | 0.011 | 0.011 | [11 empty] | Lower Colorado River Authority | 100 | Lower Colorado River Authority | 100 | Regulated
Maxwell Peaker Plant | 66335_G_G9 | 66335 | G | G9 |  | Combustion Turbine | IC Engine | ERC_REST | Texas | 48 | Caldwell | 55 | 48055 | 18 | 9905 | 2025 | 9999 |  |  | N | Natural Gas | [13 empty] | 0.011 | 0.011 | 0.011 | 0.011 | [11 empty] | Lower Colorado River Authority | 100 | Lower Colorado River Authority | 100 | Regulated
Menifee Power Bank | 66494_G_NOVA5 | 66494 | G | NOVA5 |  | Energy Storage |  | WECC_SCE | California | 6 | Riverside | 65 | 06065 | 60 | 0 | 2025 | 9999 |  |  | N | Energy Storage | [13 empty] | 0 | 0 | 0 | 0 | [11 empty] | Nova Power, LLC | 100 | Nova Power, LLC | 100 | Non-regulated
Magruder Solar | 66495_G_PV1 | 66495 | G | PV1 |  | Solar PV |  | NY_Z_G-I | New York | 36 | Ulster | 111 | 36111 | 5 | 0 | 2025 | 9999 |  |  | N | Solar | [13 empty] | 0 | 0 | 0 | 0 | [11 empty] | Magruder Solar, LLC | 100 | Magruder Solar, LLC | 100 | Non-regulated
Cross Town Energy Storage | 66606_G_CROS1 | 66606 | G | CROS1 |  | Energy Storage |  | NENG_ME | Maine | 23 | Cumberland | 5 | 23005 | 175 | 0 | 2025 | 9999 |  |  | N | Energy Storage | [13 empty] | 0 | 0 | 0 | 0 | [11 empty] | Cross Town Energy Storage LLC | 100 | Cross Town Energy Storage LLC | 100 | Non-regulated
Egypt Road Solar | 66840_G_EGYR1 | 66840 | G | EGYR1 |  | Solar PV |  | PJM_EMAC | Maryland | 24 | Dorchester | 19 | 24019 | 51.1 | 0 | 2025 | 9999 |  |  | N | Solar | [13 empty] | 0 | 0 | 0 | 0 | [11 empty] | Urban Grid Solar | 100 | Urban Grid Solar | 100 | Non-regulated
3715 Oxford RD | 67033_G_20148 | 67033 | G | 20148 |  | Solar PV |  | NY_Z_C&E | New York | 36 | Oneida | 65 | 36065 | 3.8 | 0 | 2025 | 9999 |  |  | N | Solar | [13 empty] | 0 | 0 | 0 | 0 | [11 empty] | Solitude Solar New Hartford Oxford Microgrid, LLC | 100 | Solitude Solar New Hartford Oxford Microgrid, LLC | 100 | Non-regulated
Grimes County Solar | 67046_G_GS1 | 67046 | G | GS1 |  | Solar PV |  | ERC_REST | Texas | 48 | Grimes | 185 | 48185 | 210 | 0 | 2025 | 9999 |  |  | N | Solar | [13 empty] | 0 | 0 | 0 | 0 | [11 empty] | Grimes County Solar Project, LLC | 100 | Grimes County Solar Project, LLC | 100 | Non-regulated
CHP Plant | 67265_G_CTG-1 | 67265 | G | CTG-1 |  | Combustion Turbine |  | PJM_SMAC | District of Columbia | 11 | District of Columbia | 1 | 11001 | 5.3 | 9905 | 2025 | 9999 |  |  | N | Natural Gas | [13 empty] | 0.011 | 0.011 | 0.011 | 0.011 | [11 empty] | Howard University | 100 | Howard University | 100 | Non-regulated
Mamm Creek | 67322_G_MCESS | 67322 | G | MCESS |  | Energy Storage |  | WECC_CO | Colorado | 8 | Garfield | 45 | 08045 | 10 | 0 | 2025 | 9999 |  |  | N | Energy Storage | [13 empty] | 0 | 0 | 0 | 0 | [11 empty] | AES Clean Energy | 100 | AES Clean Energy | 100 | Non-regulated
Mamm Creek | 67322_G_MCSCO | 67322 | G | MCSCO |  | Solar PV |  | WECC_CO | Colorado | 8 | Garfield | 45 | 08045 | 10 | 0 | 2025 | 9999 |  |  | N | Solar | [13 empty] | 0 | 0 | 0 | 0 | [11 empty] | AES Clean Energy | 100 | AES Clean Energy | 100 | Non-regulated
Logan City 2 | 67445_G_3 | 67445 | G | 3 |  | Combustion Turbine |  | WECC_UT | Utah | 49 | Cache | 5 | 49005 | 2.5 | 9905 | 2025 | 9999 |  |  | N | Natural Gas | [13 empty] | 0.011 | 0.011 | 0.011 | 0.011 | [11 empty] | City of Logan - (UT) | 100 | City of Logan - (UT) | 100 | Regulated
Logan City 2 | 67445_G_4 | 67445 | G | 4 |  | Combustion Turbine |  | WECC_UT | Utah | 49 | Cache | 5 | 49005 | 2.5 | 9905 | 2025 | 9999 |  |  | N | Natural Gas | [13 empty] | 0.011 | 0.011 | 0.011 | 0.011 | [11 empty] | City of Logan - (UT) | 100 | City of Logan - (UT) | 100 | Regulated
Freeport 18th Solar | 67624_G_11084 | 67624 | G | 11084 |  | Solar PV |  | PJM_COMD | Illinois | 17 | Stephenson | 177 | 17177 | 2 | 0 | 2025 | 9999 |  |  | N | Solar | [13 empty] | 0 | 0 | 0 | 0 | [11 empty] | Generate C&I Warehouse, LLC | 100 | Generate C&I Warehouse, LLC | 100 | Non-regulated
Kola Energy Center | 67680_G_KOLA | 67680 | G | KOLA |  | Energy Storage |  | WEC_CALN | California | 6 | San Joaquin | 77 | 06077 | 275 | 0 | 2025 | 9999 |  |  | N | Energy Storage | [13 empty] | 0 | 0 | 0 | 0 | [11 empty] | Kola Energy Storage, LLC | 100 | Kola Energy Storage, LLC | 100 | Non-regulated
Kola Energy Center | 67680_G_KOLA2 | 67680 | G | KOLA2 |  | Energy Storage |  | WEC_CALN | California | 6 | San Joaquin | 77 | 06077 | 125 | 0 | 2025 | 9999 |  |  | N | Energy Storage | [13 empty] | 0 | 0 | 0 | 0 | [11 empty] | Kola Energy Storage, LLC | 100 | Kola Energy Storage, LLC | 100 | Non-regulated
Vermilion Solar II LLC | 67715_G_VERM2 | 67715 | G | VERM2 |  | Solar PV |  | PJM_COMD | Illinois | 17 | Livingston | 105 | 17105 | 2 | 0 | 2025 | 9999 |  |  | N | Solar | [13 empty] | 0 | 0 | 0 | 0 | [11 empty] | AES Clean Energy | 100 | AES Clean Energy | 100 | Non-regulated
Triple S Solar I LLC | 67717_G_TRIP1 | 67717 | G | TRIP1 |  | Solar PV |  | MIS_IL | Illinois | 17 | Coles | 29 | 17029 | 2 | 0 | 2025 | 9999 |  |  | N | Solar | [13 empty] | 0 | 0 | 0 | 0 | [11 empty] | AES Clean Energy | 100 | AES Clean Energy | 100 | Non-regulated
Rosamond South 1 | 67764_G_RBESS | 67764 | G | RBESS |  | Energy Storage |  | WECC_SCE | California | 6 | Kern | 29 | 06029 | 117 | 0 | 2025 | 9999 |  |  | N | Energy Storage | [13 empty] | 0 | 0 | 0 | 0 | [11 empty] | Golden Fields Solar IV, LLC | 100 | Golden Fields Solar IV, LLC | 100 | Non-regulated
Rosamond South 1 | 67764_G_RS1 | 67764 | G | RS1 |  | Solar PV |  | WECC_SCE | California | 6 | Kern | 29 | 06029 | 140 | 0 | 2025 | 9999 |  |  | N | Solar | [13 empty] | 0 | 0 | 0 | 0 | [11 empty] | Golden Fields Solar IV, LLC | 100 | Golden Fields Solar IV, LLC | 100 | Non-regulated
Luna Valley | 67848_G_LVPV | 67848 | G | LVPV |  | Solar PV |  | WEC_CALN | California | 6 | Fresno | 19 | 06019 | 200 | 0 | 2025 | 9999 |  |  | N | Solar | [13 empty] | 0 | 0 | 0 | 0 | [11 empty] | Luna Valley Solar I, LLC | 100 | Luna Valley Solar I, LLC | 100 | Non-regulated
Daggett 1 | 67931_G_DAG1 | 67931 | G | DAG1 |  | Energy Storage |  | WECC_SCE | California | 6 | San Bernardino | 71 | 06071 | 113.5 | 0 | 2025 | 9999 |  |  | N | Energy Storage | [13 empty] | 0 | 0 | 0 | 0 | [11 empty] | Daggett Solar Power 1 LLC | 100 | Daggett Solar Power 1 LLC | 100 | Non-regulated
East Atmore Solar | 67957_G_EATMR | 67957 | G | EATMR |  | Solar PV |  | S_SOU | Alabama | 1 | Escambia | 53 | 01053 | 80 | 0 | 2025 | 9999 |  |  | N | Solar | [13 empty] | 0 | 0 | 0 | 0 | [11 empty] | East Atmore Solar, LLC | 100 | East Atmore Solar, LLC | 100 | Non-regulated
Sierra Pinta BESS | 67973_G_SP01 | 67973 | G | SP01 |  | Energy Storage |  | WECC_AZ | Arizona | 4 | Yuma | 27 | 04027 | 113 | 0 | 2025 | 9999 |  |  | N | Energy Storage | [13 empty] | 0 | 0 | 0 | 0 | [11 empty] | Leeward Asset Management, LLC | 100 | Leeward Asset Management, LLC | 100 | Non-regulated
Apex NC Solar | 67997_G_PGR28 | 67997 | G | PGR28 |  | Solar PV |  | S_VACA | North Carolina | 37 | Cleveland | 45 | 37045 | 28.9 | 0 | 2025 | 9999 |  |  | N | Solar | [13 empty] | 0 | 0 | 0 | 0 | [11 empty] | Apex NC Solar, LLC | 100 | Apex NC Solar, LLC | 100 | Non-regulated
Atlas VII | 68322_G_ALT7A | 68322 | G | ALT7A |  | Energy Storage |  | WECC_AZ | Arizona | 4 | La Paz | 12 | 04012 | 180 | 0 | 2025 | 9999 |  |  | N | Energy Storage | [13 empty] | 0 | 0 | 0 | 0 | [11 empty] | Atlas VII LLC | 100 | Atlas VII LLC | 100 | Non-regulated
Atlas VII | 68322_G_ALT7B | 68322 | G | ALT7B |  | Energy Storage |  | WECC_AZ | Arizona | 4 | La Paz | 12 | 04012 | 120 | 0 | 2025 | 9999 |  |  | N | Energy Storage | [13 empty] | 0 | 0 | 0 | 0 | [11 empty] | Atlas VII LLC | 100 | Atlas VII LLC | 100 | Non-regulated
Atlas IX | 68324_G_ALT9 | 68324 | G | ALT9 |  | Energy Storage |  | WECC_AZ | Arizona | 4 | La Paz | 12 | 04012 | 150 | 0 | 2025 | 9999 |  |  | N | Energy Storage | [13 empty] | 0 | 0 | 0 | 0 | [11 empty] | Atlas IX LLC | 100 | Atlas IX LLC | 100 | Non-regulated
AES Rt 5 Solar CSG | 68388_G_RT5SS | 68388 | G | RT5SS |  | Solar PV |  | NY_Z_B | New York | 36 | Genesee | 37 | 36037 | 4.9 | 0 | 2025 | 9999 |  |  | N | Solar | [13 empty] | 0 | 0 | 0 | 0 | [11 empty] | AES Clean Energy | 100 | AES Clean Energy | 100 | Non-regulated
Brazoria Solar I | 68410_G_BRAZ | 68410 | G | BRAZ |  | Solar PV |  | ERC_REST | Texas | 48 | Brazoria | 39 | 48039 | 125 | 0 | 2025 | 9999 |  |  | N | Solar | [13 empty] | 0 | 0 | 0 | 0 | [11 empty] | Brazoria Solar i, LLC | 100 | Brazoria Solar i, LLC | 100 | Non-regulated
Keydet Solar Center | 68418_G_KEYDT | 68418 | G | KEYDT |  | Solar PV |  | PJM_Dom | Virginia | 51 | Charles City | 36 | 51036 | 120 | 0 | 2025 | 9999 |  |  | N | Solar | [13 empty] | 0 | 0 | 0 | 0 | [11 empty] | AES Clean Energy | 100 | AES Clean Energy | 100 | Non-regulated
Clinton Solar (OH) | 68482_G_CLN | 68482 | G | CLN |  | Solar PV |  | PJM_West | Ohio | 39 | Clinton | 27 | 39027 | 49.9 | 0 | 2025 | 9999 |  |  | N | Solar | [13 empty] | 0 | 0 | 0 | 0 | [11 empty] | Clinton Solar (OH) LLC | 100 | Clinton Solar (OH) LLC | 100 | Non-regulated
IL BEDFORD PARK 7035 W 65TH ST | 68489_G_19575 | 68489 | G | 19575 |  | Solar PV |  | PJM_COMD | Illinois | 17 | Cook | 31 | 17031 | 2 | 0 | 2025 | 9999 |  |  | N | Solar | [13 empty] | 0 | 0 | 0 | 0 | [11 empty] | Catalyze Bedford Park 7035 W 65th Street Microgrid, LLC | 100 | Catalyze Bedford Park 7035 W 65th Street Microgrid, LLC | 100 | Non-regulated
Lower Rio Energy Storage | 68496_G_LOWR1 | 68496 | G | LOWR1 |  | Energy Storage |  | ERC_REST | Texas | 48 | Hidalgo | 215 | 48215 | 60 | 0 | 2025 | 9999 |  |  | N | Energy Storage | [13 empty] | 0 | 0 | 0 | 0 | [11 empty] | VESI 38 LLC | 100 | VESI 38 LLC | 100 | Non-regulated
Ventasso Energy Storage, LLC | 68509_G_VNT | 68509 | G | VNT |  | Energy Storage |  | WEC_SDGE | California | 6 | San Diego | 73 | 06073 | 50 | 0 | 2025 | 9999 |  |  | N | Energy Storage | [13 empty] | 0 | 0 | 0 | 0 | [11 empty] | Big Sky Wind, LLC | 100 | Big Sky Wind, LLC | 100 | Non-regulated
IL Bedford Park 6901 W 65th St | 68544_G_19574 | 68544 | G | 19574 |  | Solar PV |  | PJM_COMD | Illinois | 17 | Cook | 31 | 17031 | 2 | 0 | 2025 | 9999 |  |  | N | Solar | [13 empty] | 0 | 0 | 0 | 0 | [11 empty] | Catalyze Bedford Park 6901 W 65th Street Microgrid, LLC | 100 | Catalyze Bedford Park 6901 W 65th Street Microgrid, LLC | 100 | Non-regulated
Las Virgenes MWD - Composting Plant | 68600_G_7236B | 68600 | G | 7236B |  | Energy Storage |  | WEC_LADW | California | 6 | Los Angeles | 37 | 06037 | 0.5 | 0 | 2025 | 9999 |  |  | N | Energy Storage | [13 empty] | 0 | 0 | 0 | 0 | [11 empty] | Las Virgenes Road Solar Project 2022, LLC | 100 | Las Virgenes Road Solar Project 2022, LLC | 100 | Non-regulated
Las Virgenes MWD - Composting Plant | 68600_G_7236G | 68600 | G | 7236G |  | Solar PV |  | WEC_LADW | California | 6 | Los Angeles | 37 | 06037 | 0.9 | 0 | 2025 | 9999 |  |  | N | Solar | [13 empty] | 0 | 0 | 0 | 0 | [11 empty] | Las Virgenes Road Solar Project 2022, LLC | 100 | Las Virgenes Road Solar Project 2022, LLC | 100 | Non-regulated
USS Origami Solar | 68754_G_USORI | 68754 | G | USORI |  | Solar PV |  | PJM_COMD | Illinois | 17 | Whiteside | 195 | 17195 | 4.3 | 0 | 2025 | 9999 |  |  | N | Solar | [13 empty] | 0 | 0 | 0 | 0 | [11 empty] | USS Origami Solar LLC | 100 | USS Origami Solar LLC | 100 | Non-regulated
USS Cattail Solar | 68755_G_USCAT | 68755 | G | USCAT |  | Solar PV |  | PJM_COMD | Illinois | 17 | Whiteside | 195 | 17195 | 2.3 | 0 | 2025 | 9999 |  |  | N | Solar | [13 empty] | 0 | 0 | 0 | 0 | [11 empty] | USS Cattail Solar LLC | 100 | USS Cattail Solar LLC | 100 | Non-regulated
Sherco Solar II | 68776_G_SHS02 | 68776 | G | SHS02 |  | Solar PV |  | MIS_MNWI | Minnesota | 27 | Sherburne | 141 | 27141 | 237.1 | 0 | 2025 | 9999 |  |  | N | Solar | [13 empty] | 0 | 0 | 0 | 0 | [11 empty] | Northern States Power Co - Minnesota | 100 | Northern States Power Co - Minnesota | 100 | Regulated
IL Chicago 2635 S Western Ave. (West) | 68778_G_20421 | 68778 | G | 20421 |  | Solar PV |  | PJM_COMD | Illinois | 17 | Cook | 31 | 17031 | 1.8 | 0 | 2025 | 9999 |  |  | N | Solar | [13 empty] | 0 | 0 | 0 | 0 | [11 empty] | Catalyze Chicago S Western Avenue 2 Microgrid, LLC | 100 | Catalyze Chicago S Western Avenue 2 Microgrid, LLC | 100 | Regulated
Hecate Energy Outpost Solar LLC | 68838_G_RROS | 68838 | G | RROS |  | Solar PV |  | ERC_REST | Texas | 48 | Webb | 479 | 48479 | 515 | 0 | 2025 | 9999 |  |  | N | Solar | [13 empty] | 0 | 0 | 0 | 0 | [11 empty] | Repsol Renewables NA | 100 | Repsol Renewables NA | 100 | Non-regulated
Edwards Sanborn 1C | 68846_G_S5 | 68846 | G | S5 |  | Solar PV |  | WECC_SCE | California | 6 | Kern | 29 | 06029 | 46 | 0 | 2025 | 9999 |  |  | N | Solar | [13 empty] | 0 | 0 | 0 | 0 | [11 empty] | EdSan 1C Solar, LLC | 100 | EdSan 1C Solar, LLC | 100 | Non-regulated
Bocanova Energy Storage | 68879_G_BCNV1 | 68879 | G | BCNV1 |  | Energy Storage |  | ERC_REST | Texas | 48 | Brazoria | 39 | 48039 | 150 | 0 | 2025 | 9999 |  |  | N | Energy Storage | [13 empty] | 0 | 0 | 0 | 0 | [11 empty] | Bocanova Power LLC | 100 | Bocanova Power LLC | 100 | Non-regulated
Pioneer Generation Station | 57881_G_04 | 57881 | G | 04 |  | Combustion Turbine |  | SPP_WAUE | North Dakota | 38 | Williams | 105 | 38105 | 210.2 | 9905 | 2025 | 9999 |  |  | N | Natural Gas | [13 empty] | 0.011 | 0.011 | 0.011 | 0.011 | [11 empty] | Basin Electric Power Coop | 100 | Basin Electric Power Coop | 100 | Regulated
CA Bloomington 2551 S Lilac Avenue Micro | 66475_G_18263 | 66475 | G | 18263 |  | Solar PV |  | WECC_SCE | California | 6 | San Bernardino | 71 | 06071 | 1.5 | 0 | 2025 | 9999 |  |  | N | Solar | [13 empty] | 0 | 0 | 0 | 0 | [11 empty] | Catalyze Bloomington 2551 S Lilac Avenue Microgrid LLC | 100 | Catalyze Bloomington 2551 S Lilac Avenue Microgrid LLC | 100 | Non-regulated
CA Bloomington 2551 S Lilac Avenue Micro | 66475_G_B8263 | 66475 | G | B8263 |  | Energy Storage |  | WECC_SCE | California | 6 | San Bernardino | 71 | 06071 | 1.5 | 0 | 2025 | 9999 |  |  | N | Energy Storage | [13 empty] | 0 | 0 | 0 | 0 | [11 empty] | Catalyze Bloomington 2551 S Lilac Avenue Microgrid LLC | 100 | Catalyze Bloomington 2551 S Lilac Avenue Microgrid LLC | 100 | Non-regulated
CA Riverside 2356 Fleetwood Dr. | 66511_G_18262 | 66511 | G | 18262 |  | Solar PV |  | WECC_SCE | California | 6 | Riverside | 65 | 06065 | 2 | 0 | 2025 | 9999 |  |  | N | Solar | [13 empty] | 0 | 0 | 0 | 0 | [11 empty] | Catalyze Riverside 2356 Fleetwood Drive Microgrid LLC | 100 | Catalyze Riverside 2356 Fleetwood Drive Microgrid LLC | 100 | Non-regulated
CA Riverside 2356 Fleetwood Dr. | 66511_G_B8262 | 66511 | G | B8262 |  | Energy Storage |  | WECC_SCE | California | 6 | Riverside | 65 | 06065 | 2 | 0 | 2025 | 9999 |  |  | N | Energy Storage | [13 empty] | 0 | 0 | 0 | 0 | [11 empty] | Catalyze Riverside 2356 Fleetwood Drive Microgrid LLC | 100 | Catalyze Riverside 2356 Fleetwood Drive Microgrid LLC | 100 | Non-regulated
TX Dallas 7750 Dynasty Drive | 66516_G_19500 | 66516 | G | 19500 |  | Solar PV |  | ERC_REST | Texas | 48 | Dallas | 113 | 48113 | 2.3 | 0 | 2025 | 9999 |  |  | N | Solar | [13 empty] | 0 | 0 | 0 | 0 | [11 empty] | Catalyze Dallas 7750 Dynasty Drive Microgrid, LLC | 100 | Catalyze Dallas 7750 Dynasty Drive Microgrid, LLC | 100 | Non-regulated
Elevate Arthur Kill | 66785_G_ELVAK | 66785 | G | ELVAK |  | Energy Storage |  | NY_Z_J | New York | 36 | Richmond | 85 | 36085 | 15.1 | 0 | 2025 | 9999 |  |  | N | Energy Storage | [13 empty] | 0 | 0 | 0 | 0 | [11 empty] | Lighthouse Arthur Kill, LLC | 100 | Lighthouse Arthur Kill, LLC | 100 | Non-regulated
Harrah's Atlantic City - POI 1 (Meeting | 66830_G_P5376 | 66830 | G | P5376 |  | Solar PV |  | PJM_EMAC | New Jersey | 34 | Atlantic | 1 | 34001 | 2.3 | 0 | 2025 | 9999 |  |  | N | Solar | [13 empty] | 0 | 0 | 0 | 0 | [11 empty] | Distributed Solar Development, LLC | 100 | Distributed Solar Development, LLC | 100 | Non-regulated
Spring Grove Solar 2 | 66844_G_SPRG2 | 66844 | G | SPRG2 |  | Solar PV |  | PJM_Dom | Virginia | 51 | Surry | 181 | 51181 | 150 | 0 | 2025 | 9999 |  |  | N | Solar | [13 empty] | 0 | 0 | 0 | 0 | [11 empty] | Urban Grid Solar | 100 | Urban Grid Solar | 100 | Non-regulated
Wylie Ridge Solar | 66901_G_WRS | 66901 | G | WRS |  | Solar PV |  | PJM_AP | West Virginia | 54 | Hancock | 29 | 54029 | 8.4 | 0 | 2025 | 9999 |  |  | N | Solar | [13 empty] | 0 | 0 | 0 | 0 | [11 empty] | Monongahela Power Co | 100 | Monongahela Power Co | 100 | Regulated
Flat Fork Solar | 67076_G_FFOR1 | 67076 | G | FFOR1 |  | Solar PV |  | MIS_AR | Arkansas | 5 | St. Francis | 123 | 05123 | 200 | 0 | 2025 | 9999 |  |  | N | Solar | [13 empty] | 0 | 0 | 0 | 0 | [11 empty] | Flat Fork Solar, LLC | 100 | Flat Fork Solar, LLC | 100 | Non-regulated
Beehive Energy Storage | 67184_G_BHV1 | 67184 | G | BHV1 |  | Energy Storage |  | WECC_AZ | Arizona | 4 | Maricopa | 13 | 04013 | 250 | 0 | 2025 | 9999 |  |  | N | Energy Storage | [13 empty] | 0 | 0 | 0 | 0 | [11 empty] | Beehive Energy Storage, LLC | 100 | Beehive Energy Storage, LLC | 100 | Non-regulated
Six Flags Magic Mountain | 67283_G_6569 | 67283 | G | 6569 |  | Solar PV |  | WEC_LADW | California | 6 | Los Angeles | 37 | 06037 | 10 | 0 | 2025 | 9999 |  |  | N | Solar | [13 empty] | 0 | 0 | 0 | 0 | [11 empty] | Magic Mountain Parkway Solar Project 2023, LLC | 100 | Magic Mountain Parkway Solar Project 2023, LLC | 100 | Non-regulated
Six Flags Magic Mountain | 67283_G_6569B | 67283 | G | 6569B |  | Energy Storage |  | WEC_LADW | California | 6 | Los Angeles | 37 | 06037 | 2 | 0 | 2025 | 9999 |  |  | N | Energy Storage | [13 empty] | 0 | 0 | 0 | 0 | [11 empty] | Magic Mountain Parkway Solar Project 2023, LLC | 100 | Magic Mountain Parkway Solar Project 2023, LLC | 100 | Non-regulated
Milagro Solar I | 67528_G_MLRBS | 67528 | G | MLRBS |  | Energy Storage |  | WECC_NM | New Mexico | 35 | Dona Ana | 13 | 35013 | 75 | 0 | 2025 | 9999 |  |  | N | Energy Storage | [13 empty] | 0 | 0 | 0 | 0 | [11 empty] | Milagro Solar I, LLC | 100 | Milagro Solar I, LLC | 100 | Non-regulated
Milagro Solar I | 67528_G_MLRPV | 67528 | G | MLRPV |  | Solar PV |  | WECC_NM | New Mexico | 35 | Dona Ana | 13 | 35013 | 150 | 0 | 2025 | 9999 |  |  | N | Solar | [13 empty] | 0 | 0 | 0 | 0 | [11 empty] | Milagro Solar I, LLC | 100 | Milagro Solar I, LLC | 100 | Non-regulated
Grinnell Customer Hosted Solar | 67703_G_PV1 | 67703 | G | PV1 |  | Solar PV |  | MIS_IA | Iowa | 19 | Poweshiek | 157 | 19157 | 5 | 0 | 2025 | 9999 |  |  | N | Solar | [13 empty] | 0 | 0 | 0 | 0 | [11 empty] | Interstate Power and Light Co | 100 | Interstate Power and Light Co | 100 | Regulated
Hidden Lakes | 67844_G_HIDD | 67844 | G | HIDD |  | Energy Storage |  | ERC_REST | Texas | 48 | Galveston | 167 | 48167 | 9.9 | 0 | 2025 | 9999 |  |  | N | Energy Storage | [13 empty] | 0 | 0 | 0 | 0 | [11 empty] | Adapture Solar Investments 6, LLC | 100 | Adapture Solar Investments 6, LLC | 100 | Non-regulated
McDowell Creek Solar LLC | 67857_G_MCDOW | 67857 | G | MCDOW |  | Solar PV |  | S_VACA | North Carolina | 37 | Mecklenburg | 119 | 37119 | 2 | 0 | 2025 | 9999 |  |  | N | Solar | [13 empty] | 0 | 0 | 0 | 0 | [11 empty] | Dill & McDowell LLC | 100 | Dill & McDowell LLC | 100 | Non-regulated
RATTS 1 | 67872_G_RAT1 | 67872 | G | RAT1 |  | Solar PV |  | MIS_INKY | Indiana | 18 | Pike | 125 | 18125 | 150 | 0 | 2025 | 9999 |  |  | N | Solar | [13 empty] | 0 | 0 | 0 | 0 | [11 empty] | Ratts 1 Solar LLC | 100 | Ratts 1 Solar LLC | 100 | Non-regulated
Heirloom Solar | 67873_G_RAT2 | 67873 | G | RAT2 |  | Solar PV |  | MIS_INKY | Indiana | 18 | Pike | 125 | 18125 | 60 | 0 | 2025 | 9999 |  |  | N | Solar | [13 empty] | 0 | 0 | 0 | 0 | [11 empty] | Heirloom Solar (Ratts 1 Phase 2 Solar, LLC) | 100 | Heirloom Solar (Ratts 1 Phase 2 Solar, LLC) | 100 | Non-regulated
Monte Cristo 1 | 67875_G_GEN1 | 67875 | G | GEN1 |  | Onshore Wind |  | ERC_REST | Texas | 48 | Hidalgo | 215 | 48215 | 238.5 | 0 | 2025 | 9999 |  |  | N | Wind | [13 empty] | 0 | 0 | 0 | 0 | [11 empty] | Terra-Gen Operating Co-Wind | 100 | Terra-Gen Operating Co-Wind | 100 | Non-regulated
Clinton Schools | 67965_G_PV1 | 67965 | G | PV1 |  | Solar PV |  | MIS_IA | Iowa | 19 | Clinton | 45 | 19045 | 1.3 | 0 | 2025 | 9999 |  |  | N | Solar | [13 empty] | 0 | 0 | 0 | 0 | [11 empty] | Interstate Power and Light Co | 100 | Interstate Power and Light Co | 100 | Regulated
Addison 11-SLCHI404 | 68118_G_CH404 | 68118 | G | CH404 |  | Solar PV |  | PJM_COMD | Illinois | 17 | DuPage | 43 | 17043 | 1.6 | 0 | 2025 | 9999 |  |  | N | Solar | [13 empty] | 0 | 0 | 0 | 0 | [11 empty] | Prologis Logistics Services Incorporated | 100 | Prologis Logistics Services Incorporated | 100 | Non-regulated
Elk Grove 1-SLCHI701 | 68132_G_CH701 | 68132 | G | CH701 |  | Solar PV |  | PJM_COMD | Illinois | 17 | Cook | 31 | 17031 | 1.7 | 0 | 2025 | 9999 |  |  | N | Solar | [13 empty] | 0 | 0 | 0 | 0 | [11 empty] | Prologis Logistics Services Incorporated | 100 | Prologis Logistics Services Incorporated | 100 | Non-regulated
Oneida 2 CDG | 68259_G_21108 | 68259 | G | 21108 |  | Solar PV |  | NY_Z_C&E | New York | 36 | Oneida | 65 | 36065 | 3.3 | 0 | 2025 | 9999 |  |  | N | Solar | [13 empty] | 0 | 0 | 0 | 0 | [11 empty] | NY CDG Oneida 2 LLC | 100 | NY CDG Oneida 2 LLC | 100 | Non-regulated
WPR RE Holdings | 68436_G_22323 | 68436 | G | 22323 |  | Solar PV |  | WECC_SCE | California | 6 | Kern | 29 | 06029 | 2.9 | 0 | 2025 | 9999 |  |  | N | Solar | [13 empty] | 0 | 0 | 0 | 0 | [11 empty] | WPR RE Holdings, LLC | 100 | WPR RE Holdings, LLC | 100 | Non-regulated
Ellis Creek Solar | 68442_G_17188 | 68442 | G | 17188 |  | Solar PV |  | WEC_CALN | California | 6 | Sonoma | 97 | 06097 | 4 | 0 | 2025 | 9999 |  |  | N | Solar | [13 empty] | 0 | 0 | 0 | 0 | [11 empty] | Ellis Creek Solar, LLC | 100 | Ellis Creek Solar, LLC | 100 | Non-regulated
Rock Creek Wind II | 68503_G_ROCK2 | 68503 | G | ROCK2 |  | Onshore Wind |  | WECC_WY | Wyoming | 56 | Carbon | 7 | 56007 | 400 | 0 | 2025 | 9999 |  |  | N | Wind | [13 empty] | 0 | 0 | 0 | 0 | [11 empty] | Rock Creek Wind II LLC | 100 | Rock Creek Wind II LLC | 100 | Non-regulated
Flatland Storage | 68529_G_FS01 | 68529 | G | FS01 |  | Energy Storage |  | WECC_AZ | Arizona | 4 | Pinal | 21 | 04021 | 200 | 0 | 2025 | 9999 |  |  | N | Energy Storage | [13 empty] | 0 | 0 | 0 | 0 | [11 empty] | Flatland Storage LLC | 100 | Flatland Storage LLC | 100 | Non-regulated
IL University Park 450 Central Ave | 68538_G_20424 | 68538 | G | 20424 |  | Solar PV |  | PJM_COMD | Illinois | 17 | Will | 197 | 17197 | 2.3 | 0 | 2025 | 9999 |  |  | N | Solar | [13 empty] | 0 | 0 | 0 | 0 | [11 empty] | Catalyze University Park Central Ave Microgrid, LLC | 100 | Catalyze University Park Central Ave Microgrid, LLC | 100 | Non-regulated
Town of Sharon Portfolio -Mt St Landfill | 68543_G_3850B | 68543 | G | 3850B |  | Energy Storage |  | NENGREST | Massachusetts | 25 | Norfolk | 21 | 25021 | 5.7 | 0 | 2025 | 9999 |  |  | N | Energy Storage | [13 empty] | 0 | 0 | 0 | 0 | [11 empty] | Mountain Street Solar Project 2019, LLC | 100 | Mountain Street Solar Project 2019, LLC | 100 | Non-regulated
Town of Sharon Portfolio -Mt St Landfill | 68543_G_3850G | 68543 | G | 3850G |  | Solar PV |  | NENGREST | Massachusetts | 25 | Norfolk | 21 | 25021 | 5 | 0 | 2025 | 9999 |  |  | N | Solar | [13 empty] | 0 | 0 | 0 | 0 | [11 empty] | Mountain Street Solar Project 2019, LLC | 100 | Mountain Street Solar Project 2019, LLC | 100 | Non-regulated
Pintail BESS | 68582_G_PPB | 68582 | G | PPB |  | Energy Storage |  | ERC_REST | Texas | 48 | San Patricio | 409 | 48409 | 200 | 0 | 2025 | 9999 |  |  | N | Energy Storage | [13 empty] | 0 | 0 | 0 | 0 | [11 empty] | Lydian Energy | 100 | Lydian Energy | 100 | Non-regulated
XNA (NW AR Natnl Airport) | 68729_G_XNA | 68729 | G | XNA |  | Solar PV |  | SPP_WEST | Arkansas | 5 | Benton | 7 | 05007 | 3 | 0 | 2025 | 9999 |  |  | N | Solar | [13 empty] | 0 | 0 | 0 | 0 | [11 empty] | Today's Power, Inc. | 100 | Today's Power, Inc. | 100 | Regulated
Kingman Energy Storage | 68801_G_NUCOR | 68801 | G | NUCOR |  | Energy Storage |  | WECC_AZ | Arizona | 4 | Mohave | 15 | 04015 | 50 | 0 | 2025 | 9999 |  |  | N | Energy Storage | [13 empty] | 0 | 0 | 0 | 0 | [11 empty] | Kingman Energy Storage LLC | 100 | Kingman Energy Storage LLC | 100 | Non-regulated
Westtown School Solar | 68803_G_WSTTN | 68803 | G | WSTTN |  | Solar PV |  | PJM_EMAC | Pennsylvania | 42 | Chester | 29 | 42029 | 1.5 | 0 | 2025 | 9999 |  |  | N | Solar | [13 empty] | 0 | 0 | 0 | 0 | [11 empty] | NJR Clean Energy Ventures Corporation | 100 | NJR Clean Energy Ventures Corporation | 100 | Non-regulated
Edwards Sanborn 1C | 68846_G_S6 | 68846 | G | S6 |  | Solar PV |  | WECC_SCE | California | 6 | Kern | 29 | 06029 | 102 | 0 | 2025 | 9999 |  |  | N | Solar | [13 empty] | 0 | 0 | 0 | 0 | [11 empty] | EdSan 1C Solar, LLC | 100 | EdSan 1C Solar, LLC | 100 | Non-regulated
Lockhart Solar PV, LLC | 10444_G_LHC1 | 10444 | G | LHC1 |  | Energy Storage |  | WECC_SCE | California | 6 | San Bernardino | 71 | 06071 | 69 | 0 | 2025 | 9999 |  |  | N | Energy Storage | [13 empty] | 0 | 0 | 0 | 0 | [11 empty] | Terra-Gen Operating Co-Solar | 100 | Terra-Gen Operating Co-Solar | 100 | Non-regulated
Byllesby | 50328_G_NOR-1 | 50328 | G | NOR-1 |  | Hydro |  | MIS_MNWI | Minnesota | 27 | Dakota | 37 | 27037 | 2 | 0 | 2025 | 9999 |  |  | N | Hydro | [13 empty] | 0 | 0 | 0 | 0 | [11 empty] | Dakota County, MN | 100 | Dakota County, MN | 100 | Regulated
Byllesby | 50328_G_SOU-2 | 50328 | G | SOU-2 |  | Hydro |  | MIS_MNWI | Minnesota | 27 | Dakota | 37 | 27037 | 2 | 0 | 2025 | 9999 |  |  | N | Hydro | [13 empty] | 0 | 0 | 0 | 0 | [11 empty] | Dakota County, MN | 100 | Dakota County, MN | 100 | Regulated
UCLA So Campus Cogen Project | 52073_G_GEN-B | 52073 | G | GEN-B |  | Combined Cycle |  | WEC_LADW | California | 6 | Los Angeles | 37 | 06037 | 13.5 | 6370 | 2025 | 9999 |  |  | N | Natural Gas, Distillate Fuel Oil | [13 empty] | 0.011 | 0.011 | 0.011 | 0.011 | [11 empty] | University of California-LA | 100 | University of California-LA | 100 | Non-regulated
Wood County | 65011_G_BESS1 | 65011 | G | BESS1 |  | Energy Storage |  | MIS_WUMS | Wisconsin | 55 | Wood | 141 | 55141 | 75 | 0 | 2025 | 9999 |  |  | N | Energy Storage | [13 empty] | 0 | 0 | 0 | 0 | [11 empty] | Wisconsin Power & Light Co | 100 | Wisconsin Power & Light Co | 100 | Regulated
Lockhart Solar PV II | 66699_G_LHC2 | 66699 | G | LHC2 |  | Energy Storage |  | WECC_SCE | California | 6 | San Bernardino | 71 | 06071 | 59.7 | 0 | 2025 | 9999 |  |  | N | Energy Storage | [13 empty] | 0 | 0 | 0 | 0 | [11 empty] | Terra-Gen Operating Co-Solar | 100 | Terra-Gen Operating Co-Solar | 100 | Non-regulated
Pastoria Solar | 67105_G_CPP01 | 67105 | G | CPP01 |  | Solar PV |  | WECC_SCE | California | 6 | Kern | 29 | 06029 | 105.2 | 0 | 2025 | 9999 |  |  | N | Solar | [13 empty] | 0 | 0 | 0 | 0 | [11 empty] | Pastoria Solar Energy Company, LLC | 100 | Pastoria Solar Energy Company, LLC | 100 | Non-regulated
Santee BESS | 67118_G_1 | 67118 | G | 1 |  | Energy Storage |  | WEC_SDGE | California | 6 | San Diego | 73 | 06073 | 10 | 0 | 2025 | 9999 |  |  | N | Energy Storage | [13 empty] | 0 | 0 | 0 | 0 | [11 empty] | San Diego Gas & Electric Co | 100 | San Diego Gas & Electric Co | 100 | Regulated
Felina | 67177_G_PV150 | 67177 | G | PV150 |  | Solar PV |  | WECC_NM | Texas | 48 | El Paso | 141 | 48141 | 150 | 0 | 2025 | 9999 |  |  | N | Solar | [13 empty] | 0 | 0 | 0 | 0 | [11 empty] | El Paso Electric Co | 100 | El Paso Electric Co | 100 | Regulated
Pluto Energy Storage | 67328_G_PLUTO | 67328 | G | PLUTO |  | Energy Storage |  | WECC_AZ | Arizona | 4 | Maricopa | 13 | 04013 | 75 | 0 | 2025 | 9999 |  |  | N | Energy Storage | [13 empty] | 0 | 0 | 0 | 0 | [11 empty] | Pluto Energy Storage, LLC | 100 | Pluto Energy Storage, LLC | 100 | Non-regulated
Towanda | 67644_G_TWNDA | 67644 | G | TWNDA |  | Solar PV |  | PJM_COMD | Illinois | 17 | McLean | 113 | 17113 | 5 | 0 | 2025 | 9999 |  |  | N | Solar | [13 empty] | 0 | 0 | 0 | 0 | [11 empty] | Cypress Creek Renewables | 100 | Cypress Creek Renewables | 100 | Non-regulated
SV CSG Bishop 1 LLC | 67684_G_BSHP1 | 67684 | G | BSHP1 |  | Solar PV |  | MIS_IL | Illinois | 17 | Williamson | 199 | 17199 | 2 | 0 | 2025 | 9999 |  |  | N | Solar | [13 empty] | 0 | 0 | 0 | 0 | [11 empty] | SunVest Solar LLC | 100 | SunVest Solar LLC | 100 | Non-regulated
Poteet | 67949_G_POTEB | 67949 | G | POTEB |  | Energy Storage |  | ERC_REST | Texas | 48 | Atascosa | 13 | 48013 | 9.9 | 0 | 2025 | 9999 |  |  | N | Energy Storage | [13 empty] | 0 | 0 | 0 | 0 | [11 empty] | Manulife Infrastructure II Holdings A, L.P. | 53.23 | Manulife Infrastructure II Holdings A, L.P. | 53.23 | Non-regulated
Cattlemen Solar II | 67976_G_GEN01 | 67976 | G | GEN01 |  | Solar PV |  | ERC_REST | Texas | 48 | Milam | 331 | 48331 | 200 | 0 | 2025 | 9999 |  |  | N | Solar | [13 empty] | 0 | 0 | 0 | 0 | [11 empty] | Cattlemen Solar Park II LLC | 100 | Cattlemen Solar Park II LLC | 100 | Non-regulated
Bensenville Ind Park 4-SLCHI424 | 68127_G_CH424 | 68127 | G | CH424 |  | Solar PV |  | PJM_COMD | Illinois | 17 | Cook | 31 | 17031 | 1.7 | 0 | 2025 | 9999 |  |  | N | Solar | [13 empty] | 0 | 0 | 0 | 0 | [11 empty] | Prologis Logistics Services Incorporated | 100 | Prologis Logistics Services Incorporated | 100 | Non-regulated
Melrose Park 2-SLCHI547 | 68140_G_CH547 | 68140 | G | CH547 |  | Solar PV |  | PJM_COMD | Illinois | 17 | Cook | 31 | 17031 | 3 | 0 | 2025 | 9999 |  |  | N | Solar | [13 empty] | 0 | 0 | 0 | 0 | [11 empty] | Prologis Logistics Services Incorporated | 100 | Prologis Logistics Services Incorporated | 100 | Non-regulated
Northlake 3-SLCHI303 | 68142_G_CH303 | 68142 | G | CH303 |  | Solar PV |  | PJM_COMD | Illinois | 17 | Cook | 31 | 17031 | 1.6 | 0 | 2025 | 9999 |  |  | N | Solar | [13 empty] | 0 | 0 | 0 | 0 | [11 empty] | Prologis Logistics Services Incorporated | 100 | Prologis Logistics Services Incorporated | 100 | Non-regulated
Bronson Solar | 68372_G_BROS | 68372 | G | BROS |  | Solar PV |  | FRCC | Florida | 12 | Levy | 75 | 12075 | 74.5 | 0 | 2025 | 9999 |  |  | N | Solar | [13 empty] | 0 | 0 | 0 | 0 | [11 empty] | Bronson Solar LLC | 100 | Bronson Solar LLC | 100 | Non-regulated
Azalea Springs Solar Park | 68470_G_AZ1 | 68470 | G | AZ1 |  | Solar PV |  | ERC_REST | Texas | 48 | Angelina | 5 | 48005 | 180 | 0 | 2025 | 9999 |  |  | N | Solar | [13 empty] | 0 | 0 | 0 | 0 | [11 empty] | Azalea Springs Solar Park LLC | 100 | Azalea Springs Solar Park LLC | 100 | Non-regulated
Lowe's - 1440 - Rockford, IL RDC (POI 1) | 68571_G_7481 | 68571 | G | 7481 |  | Solar PV |  | PJM_COMD | Illinois | 17 | Winnebago | 201 | 17201 | 2.3 | 0 | 2025 | 9999 |  |  | N | Solar | [13 empty] | 0 | 0 | 0 | 0 | [11 empty] | South Springfield Avenue Solar Project 2022, LLC | 100 | South Springfield Avenue Solar Project 2022, LLC | 100 | Non-regulated
Lowe's - 1440 - Rockford, IL RDC (POI 2) | 68572_G_7824 | 68572 | G | 7824 |  | Solar PV |  | PJM_COMD | Illinois | 17 | Winnebago | 201 | 17201 | 2.3 | 0 | 2025 | 9999 |  |  | N | Solar | [13 empty] | 0 | 0 | 0 | 0 | [11 empty] | South Springfield Avenue II Solar Project 2022, LLC | 100 | South Springfield Avenue II Solar Project 2022, LLC | 100 | Non-regulated
Swift Air Solar II | 68587_G_OSAS2 | 68587 | G | OSAS2 |  | Solar PV |  | ERC_WEST | Texas | 48 | Ector | 135 | 48135 | 100 | 0 | 2025 | 9999 |  |  | N | Solar | [13 empty] | 0 | 0 | 0 | 0 | [11 empty] | Origis Energy USA, Inc | 100 | Origis Energy USA, Inc | 100 | Non-regulated
Swift Air Solar III | 68588_G_OSAS3 | 68588 | G | OSAS3 |  | Solar PV |  | ERC_WEST | Texas | 48 | Ector | 135 | 48135 | 100 | 0 | 2025 | 9999 |  |  | N | Solar | [13 empty] | 0 | 0 | 0 | 0 | [11 empty] | Origis Energy USA, Inc | 100 | Origis Energy USA, Inc | 100 | Non-regulated
Mingoville PV I | 68597_G_PV1 | 68597 | G | PV1 |  | Solar PV |  | PJM_AP | Pennsylvania | 42 | Centre | 27 | 42027 | 3 | 0 | 2025 | 9999 |  |  | N | Solar | [13 empty] | 0 | 0 | 0 | 0 | [11 empty] | SoCore Energy LLC | 100 | SoCore Energy LLC | 100 | Non-regulated
Mingoville PV II | 68598_G_PV1 | 68598 | G | PV1 |  | Solar PV |  | PJM_AP | Pennsylvania | 42 | Centre | 27 | 42027 | 2 | 0 | 2025 | 9999 |  |  | N | Solar | [13 empty] | 0 | 0 | 0 | 0 | [11 empty] | SoCore Energy LLC | 100 | SoCore Energy LLC | 100 | Non-regulated
East Windsor | 68674_G_EWNDR | 68674 | G | EWNDR |  | Solar PV |  | NENG_CT | Connecticut | 9 | Hartford | 3 | 09003 | 4 | 0 | 2025 | 9999 |  |  | N | Solar | [13 empty] | 0 | 0 | 0 | 0 | [11 empty] | NJR Clean Energy Ventures Corporation | 100 | NJR Clean Energy Ventures Corporation | 100 | Non-regulated
Glastonbury Solar One | 68682_G_GTBRY | 68682 | G | GTBRY |  | Solar PV |  | NENG_CT | Connecticut | 9 | Hartford | 3 | 09003 | 3 | 0 | 2025 | 9999 |  |  | N | Solar | [13 empty] | 0 | 0 | 0 | 0 | [11 empty] | NJR Clean Energy Ventures Corporation | 100 | NJR Clean Energy Ventures Corporation | 100 | Non-regulated
City of Clarksville | 68706_G_CLRKS | 68706 | G | CLRKS |  | Solar PV |  | SPP_WEST | Arkansas | 5 | Johnson | 71 | 05071 | 10 | 0 | 2025 | 9999 |  |  | N | Solar | [13 empty] | 0 | 0 | 0 | 0 | [11 empty] | Today's Power, Inc. | 100 | Today's Power, Inc. | 100 | Regulated
USS Ducks Solar | 68756_G_USDUC | 68756 | G | USDUC |  | Solar PV |  | PJM_COMD | Illinois | 17 | Ogle | 141 | 17141 | 5 | 0 | 2025 | 9999 |  |  | N | Solar | [13 empty] | 0 | 0 | 0 | 0 | [11 empty] | USS Ducks Solar LLC | 100 | USS Ducks Solar LLC | 100 | Non-regulated
NY CDG 009 | 68783_G_NY009 | 68783 | G | NY009 |  | Solar PV |  | NY_Z_K | New York | 36 | Suffolk | 103 | 36103 | 1 | 0 | 2025 | 9999 |  |  | N | Solar | [13 empty] | 0 | 0 | 0 | 0 | [11 empty] | NY CDG 009 LLC | 100 | NY CDG 009 LLC | 100 | Non-regulated
Big Sampson Wind | 68873_G_BIGS | 68873 | G | BIGS |  | Onshore Wind |  | ERC_WEST | Texas | 48 | Crockett | 105 | 48105 | 265 | 0 | 2025 | 9999 |  |  | N | Wind | [13 empty] | 0 | 0 | 0 | 0 | [11 empty] | Big Sampson Wind Project, LLC | 100 | Big Sampson Wind Project, LLC | 100 | Non-regulated
Blue Lake | 8027_G_BLL09 | 8027 | G | BLL09 |  | Combustion Turbine | IC Engine | MIS_MNWI | Minnesota | 27 | Scott | 139 | 27139 | 9.4 | 9905 | 2025 | 9999 |  |  | N | Natural Gas | [13 empty] | 0.011 | 0.011 | 0.011 | 0.011 | [11 empty] | Northern States Power Co - Minnesota | 100 | Northern States Power Co - Minnesota | 100 | Regulated
Blue Lake | 8027_G_BLL10 | 8027 | G | BLL10 |  | Combustion Turbine | IC Engine | MIS_MNWI | Minnesota | 27 | Scott | 139 | 27139 | 9.4 | 9905 | 2025 | 9999 |  |  | N | Natural Gas | [13 empty] | 0.011 | 0.011 | 0.011 | 0.011 | [11 empty] | Northern States Power Co - Minnesota | 100 | Northern States Power Co - Minnesota | 100 | Regulated
Blue Lake | 8027_G_BLL11 | 8027 | G | BLL11 |  | Combustion Turbine | IC Engine | MIS_MNWI | Minnesota | 27 | Scott | 139 | 27139 | 9.4 | 9905 | 2025 | 9999 |  |  | N | Natural Gas | [13 empty] | 0.011 | 0.011 | 0.011 | 0.011 | [11 empty] | Northern States Power Co - Minnesota | 100 | Northern States Power Co - Minnesota | 100 | Regulated
Jones City 1 Solar | 66559_G_TXJC1 | 66559 | G | TXJC1 |  | Solar PV |  | ERC_WEST | Texas | 48 | Jones | 253 | 48253 | 215 | 0 | 2025 | 9999 |  |  | N | Solar | [13 empty] | 0 | 0 | 0 | 0 | [11 empty] | Jones City Solar, LLC | 100 | Jones City Solar, LLC | 100 | Non-regulated
549 Doles Ridge Rd Solar LLC | 66665_G_549DR | 66665 | G | 549DR |  | Solar PV |  | NENG_ME | Maine | 23 | York | 31 | 23031 | 2.4 | 0 | 2025 | 9999 |  |  | N | Solar | [13 empty] | 0 | 0 | 0 | 0 | [11 empty] | 549 Doles Ridge Rd Solar LLC | 100 | 549 Doles Ridge Rd Solar LLC | 100 | Non-regulated
Hogs Bay | 66768_G_694 | 66768 | G | 694 |  | Solar PV |  | NENG_ME | Maine | 23 | Hancock | 9 | 23009 | 2 | 0 | 2025 | 9999 |  |  | N | Solar | [13 empty] | 0 | 0 | 0 | 0 | [11 empty] | Greenbacker Renewable Energy Corporation | 100 | Greenbacker Renewable Energy Corporation | 100 | Non-regulated
CPA 2132 E Dominguez | 66957_G_PE901 | 66957 | G | PE901 |  | Solar PV |  | WEC_LADW | California | 6 | Los Angeles | 37 | 06037 | 1 | 0 | 2025 | 9999 |  |  | N | Solar | [13 empty] | 0 | 0 | 0 | 0 | [11 empty] | Prologis Logistics Services Incorporated | 100 | Prologis Logistics Services Incorporated | 100 | Non-regulated
CPV Backbone Solar | 67022_G_BB1 | 67022 | G | BB1 |  | Solar PV |  | PJM_AP | Maryland | 24 | Garrett | 23 | 24023 | 160 | 0 | 2025 | 9999 |  |  | N | Solar | [13 empty] | 0 | 0 | 0 | 0 | [11 empty] | CPV Backbone Solar, LLC | 100 | CPV Backbone Solar, LLC | 100 | Non-regulated
Forgeview Solar | 67075_G_FFOR1 | 67075 | G | FFOR1 |  | Solar PV |  | MIS_AR | Arkansas | 5 | Mississippi | 93 | 05093 | 200 | 0 | 2025 | 9999 |  |  | N | Solar | [13 empty] | 0 | 0 | 0 | 0 | [11 empty] | Forgeview Solar, LLC | 100 | Forgeview Solar, LLC | 100 | Non-regulated
Quail Ranch Solar and BESS | 67204_G_QRBES | 67204 | G | QRBES |  | Energy Storage |  | WECC_NM | New Mexico | 35 | Bernalillo | 1 | 35001 | 100 | 0 | 2025 | 9999 |  |  | N | Energy Storage | [13 empty] | 0 | 0 | 0 | 0 | [11 empty] | Clenera LLC | 100 | Clenera LLC | 100 | Non-regulated
Quail Ranch Solar and BESS | 67204_G_QRPV | 67204 | G | QRPV |  | Solar PV |  | WECC_NM | New Mexico | 35 | Bernalillo | 1 | 35001 | 100 | 0 | 2025 | 9999 |  |  | N | Solar | [13 empty] | 0 | 0 | 0 | 0 | [11 empty] | Clenera LLC | 100 | Clenera LLC | 100 | Non-regulated
Prairie Solar, LLC (VA) | 67219_G_ENX21 | 67219 | G | ENX21 |  | Solar PV |  | PJM_Dom | Virginia | 51 | Isle of Wight | 93 | 51093 | 20 | 0 | 2025 | 9999 |  |  | N | Solar | [13 empty] | 0 | 0 | 0 | 0 | [11 empty] | Prairie Solar, LLC (VA) | 100 | Prairie Solar, LLC (VA) | 100 | Non-regulated
Carvers Creek Solar | 67342_G_CARV2 | 67342 | G | CARV2 |  | Solar PV |  | PJM_Dom | Virginia | 51 | Gloucester | 73 | 51073 | 99 | 0 | 2025 | 9999 |  |  | N | Solar | [13 empty] | 0 | 0 | 0 | 0 | [11 empty] | Carvers Creek, LLC | 100 | Carvers Creek, LLC | 100 | Non-regulated
White Tail Solar | 67678_G_WTS | 67678 | G | WTS |  | Solar PV |  | MIS_LMI | Michigan | 26 | Washtenaw | 161 | 26161 | 140 | 0 | 2025 | 9999 |  |  | N | Solar | [13 empty] | 0 | 0 | 0 | 0 | [11 empty] | White Tail Solar, LLC | 100 | White Tail Solar, LLC | 100 | Non-regulated
DeKalb Taylor LLC | 67686_G_DEKTY | 67686 | G | DEKTY |  | Solar PV |  | PJM_COMD | Illinois | 17 | DeKalb | 37 | 17037 | 4.9 | 0 | 2025 | 9999 |  |  | N | Solar | [13 empty] | 0 | 0 | 0 | 0 | [11 empty] | SunVest Solar LLC | 100 | SunVest Solar LLC | 100 | Non-regulated
Great Bend Solar Project | 67834_G_GBSP1 | 67834 | G | GBSP1 |  | Solar PV |  | PJM_West | Ohio | 39 | Meigs | 105 | 39105 | 48 | 0 | 2025 | 9999 |  |  | N | Solar | [13 empty] | 0 | 0 | 0 | 0 | [11 empty] | Great Bend Solar LLC | 100 | Great Bend Solar LLC | 100 | Non-regulated
Arrowleaf Solar and Storage | 67850_G_ALBS1 | 67850 | G | ALBS1 |  | Energy Storage |  | WECC_IID | California | 6 | Imperial | 25 | 06025 | 35 | 0 | 2025 | 9999 |  |  | N | Energy Storage | [13 empty] | 0 | 0 | 0 | 0 | [11 empty] | ORNI 30 LLC | 100 | ORNI 30 LLC | 100 | Non-regulated
Arrowleaf Solar and Storage | 67850_G_ALS1 | 67850 | G | ALS1 |  | Solar PV |  | WECC_IID | California | 6 | Imperial | 25 | 06025 | 42 | 0 | 2025 | 9999 |  |  | N | Solar | [13 empty] | 0 | 0 | 0 | 0 | [11 empty] | ORNI 30 LLC | 100 | ORNI 30 LLC | 100 | Non-regulated
Dill Holdings LLC | 67858_G_DILL1 | 67858 | G | DILL1 |  | Solar PV |  | S_VACA | North Carolina | 37 | Iredell | 97 | 37097 | 10 | 0 | 2025 | 9999 |  |  | N | Solar | [13 empty] | 0 | 0 | 0 | 0 | [11 empty] | Dill & McDowell LLC | 100 | Dill & McDowell LLC | 100 | Non-regulated
Potter Solar LLC | 67876_G_ENX35 | 67876 | G | ENX35 |  | Solar PV |  | PJM_AP | Pennsylvania | 42 | Potter | 105 | 42105 | 35 | 0 | 2025 | 9999 |  |  | N | Solar | [13 empty] | 0 | 0 | 0 | 0 | [11 empty] | Potter Solar, LLC | 100 | Potter Solar, LLC | 100 | Non-regulated
Bensenville 14-SLCHI414 | 68121_G_CH414 | 68121 | G | CH414 |  | Solar PV |  | PJM_COMD | Illinois | 17 | DuPage | 43 | 17043 | 1.3 | 0 | 2025 | 9999 |  |  | N | Solar | [13 empty] | 0 | 0 | 0 | 0 | [11 empty] | Prologis Logistics Services Incorporated | 100 | Prologis Logistics Services Incorporated | 100 | Non-regulated
South Bay Dis Ctr 20-SLLAX512 | 68237_G_LA512 | 68237 | G | LA512 |  | Solar PV |  | WEC_LADW | California | 6 | Los Angeles | 37 | 06037 | 1.3 | 0 | 2025 | 9999 |  |  | N | Solar | [13 empty] | 0 | 0 | 0 | 0 | [11 empty] | Prologis Logistics Services Incorporated | 100 | Prologis Logistics Services Incorporated | 100 | Non-regulated
Kennett Solar | 68286_G_KSPV1 | 68286 | G | KSPV1 |  | Solar PV |  | S_D_AECI | Missouri | 29 | Dunklin | 69 | 29069 | 4.9 | 0 | 2025 | 9999 |  |  | N | Solar | [13 empty] | 0 | 0 | 0 | 0 | [11 empty] | Evergy Kansas Central, Inc | 100 | Evergy Kansas Central, Inc | 100 | Regulated
Crowned Heron 1 - Storage, LLC | 68499_G_CWHBA | 68499 | G | CWHBA |  | Energy Storage |  | ERC_REST | Texas | 48 | Fort Bend | 157 | 48157 | 150 | 0 | 2025 | 9999 |  |  | N | Energy Storage | [13 empty] | 0 | 0 | 0 | 0 | [11 empty] | Big Sky Wind, LLC | 100 | Big Sky Wind, LLC | 100 | Non-regulated
Headcamp BESS | 68580_G_MHB | 68580 | G | MHB |  | Energy Storage |  | ERC_WEST | Texas | 48 | Pecos | 371 | 48371 | 150 | 0 | 2025 | 9999 |  |  | N | Energy Storage | [13 empty] | 0 | 0 | 0 | 0 | [11 empty] | Lydian Energy | 100 | Lydian Energy | 100 | Non-regulated
Route 66 Energy Storage | 68616_G_R66 | 68616 | G | R66 |  | Energy Storage |  | WECC_NM | New Mexico | 35 | Cibola | 6 | 35006 | 49.5 | 0 | 2025 | 9999 |  |  | N | Energy Storage | [13 empty] | 0 | 0 | 0 | 0 | [11 empty] | Route 66 Energy Storage | 100 | Route 66 Energy Storage | 100 | Non-regulated
Sky Ranch BESS II | 68617_G_SRII | 68617 | G | SRII |  | Energy Storage |  | WECC_NM | New Mexico | 35 | Valencia | 61 | 35061 | 100 | 0 | 2025 | 9999 |  |  | N | Energy Storage | [13 empty] | 0 | 0 | 0 | 0 | [11 empty] | Sky Ranch Bess II | 100 | Sky Ranch Bess II | 100 | Non-regulated
Walker Springs I | 68670_G_OEALG | 68670 | G | OEALG |  | Solar PV |  | S_SOU | Alabama | 1 | Clarke | 25 | 01025 | 80 | 0 | 2025 | 9999 |  |  | N | Solar | [13 empty] | 0 | 0 | 0 | 0 | [11 empty] | Origis Energy USA, Inc | 100 | Origis Energy USA, Inc | 100 | Non-regulated
Tierra Seca | 68748_G_TS | 68748 | G | TS |  | Energy Storage |  | ERC_REST | Texas | 48 | Val Verde | 465 | 48465 | 100 | 0 | 2025 | 9999 |  |  | N | Energy Storage | [13 empty] | 0 | 0 | 0 | 0 | [11 empty] | Tierra Seca BESS, LLC | 100 | Tierra Seca BESS, LLC | 100 | Non-regulated
USS Beard Solar | 68757_G_USBRD | 68757 | G | USBRD |  | Solar PV |  | MIS_IL | Illinois | 17 | Cass | 17 | 17017 | 3.5 | 0 | 2025 | 9999 |  |  | N | Solar | [13 empty] | 0 | 0 | 0 | 0 | [11 empty] | USS Beard Solar LLC | 100 | USS Beard Solar LLC | 100 | Non-regulated
Dominguez - SLLAX512 | 68790_G_LA512 | 68790 | G | LA512 |  | Solar PV |  | WEC_LADW | California | 6 | Los Angeles | 37 | 06037 | 1.3 | 0 | 2025 | 9999 |  |  | N | Solar | [13 empty] | 0 | 0 | 0 | 0 | [11 empty] | Prologis Logistics Services Incorporated | 100 | Prologis Logistics Services Incorporated | 100 | Non-regulated
Tracy 18 - SLCVA418 | 68794_G_CV418 | 68794 | G | CV418 |  | Solar PV |  | WEC_CALN | California | 6 | San Joaquin | 77 | 06077 | 1.5 | 0 | 2025 | 9999 |  |  | N | Solar | [13 empty] | 0 | 0 | 0 | 0 | [11 empty] | Prologis Logistics Services Incorporated | 100 | Prologis Logistics Services Incorporated | 100 | Non-regulated
IPC 16 - SLCVA516 | 68795_G_CV516 | 68795 | G | CV516 |  | Solar PV |  | WEC_CALN | California | 6 | San Joaquin | 77 | 06077 | 1.7 | 0 | 2025 | 9999 |  |  | N | Solar | [13 empty] | 0 | 0 | 0 | 0 | [11 empty] | Prologis Logistics Services Incorporated | 100 | Prologis Logistics Services Incorporated | 100 | Non-regulated
Waterloo | 971_G_14 | 971 | G | 14 |  | Combustion Turbine |  | MIS_IL | Illinois | 17 | Monroe | 133 | 17133 | 7.5 | 9905 | 2025 | 9999 |  |  | N | Natural Gas, Distillate Fuel Oil | [13 empty] | 0.011 | 0.011 | 0.011 | 0.011 | [11 empty] | City of Waterloo - (IL) | 100 | City of Waterloo - (IL) | 100 | Regulated
Johnsonville | 3406_G_G26 | 3406 | G | G26 |  | Combustion Turbine |  | S_C_TVA | Tennessee | 47 | Humphreys | 85 | 47085 | 53 | 9905 | 2025 | 9999 |  |  | N | Natural Gas, Distillate Fuel Oil | [13 empty] | 0.011 | 0.011 | 0.011 | 0.011 | [11 empty] | Tennessee Valley Authority | 100 | Tennessee Valley Authority | 100 | Regulated
H L Culbreath Bayside Power Station | 7873_G_BESS1 | 7873 | G | BESS1 |  | Energy Storage |  | FRCC | Florida | 12 | Hillsborough | 57 | 12057 | 20 | 0 | 2025 | 9999 |  |  | N | Energy Storage | [13 empty] | 0 | 0 | 0 | 0 | [11 empty] | Tampa Electric Co | 100 | Tampa Electric Co | 100 | Regulated
Cherry | 63850_G_BESS1 | 63850 | G | BESS1 |  | Energy Storage |  | WEC_CALN | California | 6 | Kings | 31 | 06031 | 40 | 0 | 2025 | 9999 |  |  | N | Energy Storage | [13 empty] | 0 | 0 | 0 | 0 | [11 empty] | Westlands Cherry, LLC | 100 | Westlands Cherry, LLC | 100 | Non-regulated
CA Moss Landing 3040 Hilltop Rd | 66510_G_19616 | 66510 | G | 19616 |  | Solar PV |  | WEC_CALN | California | 6 | Monterey | 53 | 06053 | 1.2 | 0 | 2025 | 9999 |  |  | N | Solar | [13 empty] | 0 | 0 | 0 | 0 | [11 empty] | Catalyze Moss Landing Hilltop Rd Microgrid, LLC | 100 | Catalyze Moss Landing Hilltop Rd Microgrid, LLC | 100 | Non-regulated
CA Moss Landing 3040 Hilltop Rd | 66510_G_B9616 | 66510 | G | B9616 |  | Energy Storage |  | WEC_CALN | California | 6 | Monterey | 53 | 06053 | 1 | 0 | 2025 | 9999 |  |  | N | Energy Storage | [13 empty] | 0 | 0 | 0 | 0 | [11 empty] | Catalyze Moss Landing Hilltop Rd Microgrid, LLC | 100 | Catalyze Moss Landing Hilltop Rd Microgrid, LLC | 100 | Non-regulated
Elkhart County Solar Project | 66647_G_USELT | 66647 | G | USELT |  | Solar PV |  | MIS_INKY | Indiana | 18 | Elkhart | 39 | 18039 | 100 | 0 | 2025 | 9999 |  |  | N | Solar | [13 empty] | 0 | 0 | 0 | 0 | [11 empty] | Elkhart County Solar Project, LLC | 100 | Elkhart County Solar Project, LLC | 100 | Non-regulated
Seven Flags BESS LLC | 66689_G_7FLAG | 66689 | G | 7FLAG |  | Energy Storage |  | ERC_REST | Texas | 48 | Webb | 479 | 48479 | 100 | 0 | 2025 | 9999 |  |  | N | Energy Storage | [13 empty] | 0 | 0 | 0 | 0 | [11 empty] | Seven Flags BESS LLC | 100 | Seven Flags BESS LLC | 100 | Non-regulated
Morgnec Solar | 66843_G_MORG1 | 66843 | G | MORG1 |  | Solar PV |  | PJM_EMAC | Maryland | 24 | Kent | 29 | 24029 | 55.8 | 0 | 2025 | 9999 |  |  | N | Solar | [13 empty] | 0 | 0 | 0 | 0 | [11 empty] | Urban Grid Solar | 100 | Urban Grid Solar | 100 | Non-regulated
Marion County Solar Project | 66860_G_USMNC | 66860 | G | USMNC |  | Solar PV |  | PJM_ATSI | Ohio | 39 | Marion | 101 | 39101 | 100 | 0 | 2025 | 9999 |  |  | N | Solar | [13 empty] | 0 | 0 | 0 | 0 | [11 empty] | Marion County Solar Project, LLC | 100 | Marion County Solar Project, LLC | 100 | Non-regulated
SF Azalea, LLC | 66890_G_AZAL | 66890 | G | AZAL |  | Energy Storage |  | WECC_SCE | California | 6 | Kern | 29 | 06029 | 60 | 0 | 2025 | 9999 |  |  | N | Energy Storage | [13 empty] | 0 | 0 | 0 | 0 | [11 empty] | Idemitsu Renewables | 100 | Idemitsu Renewables | 100 | Non-regulated
Midpoint Solar, LLC | 66897_G_MIDBA | 66897 | G | MIDBA |  | Energy Storage |  | ERC_REST | Texas | 48 | Hill | 217 | 48217 | 50 | 0 | 2025 | 9999 |  |  | N | Energy Storage | [13 empty] | 0 | 0 | 0 | 0 | [11 empty] | Sunraycer Assets I LLC | 100 | Sunraycer Assets I LLC | 100 | Non-regulated
Midpoint Solar, LLC | 66897_G_MIDPV | 66897 | G | MIDPV |  | Solar PV |  | ERC_REST | Texas | 48 | Hill | 217 | 48217 | 97.5 | 0 | 2025 | 9999 |  |  | N | Solar | [13 empty] | 0 | 0 | 0 | 0 | [11 empty] | Sunraycer Assets I LLC | 100 | Sunraycer Assets I LLC | 100 | Non-regulated
BT Hickerson Solar, LLC | 66903_G_5105 | 66903 | G | 5105 |  | Solar PV |  | ERC_REST | Texas | 48 | Bosque | 35 | 48035 | 310 | 0 | 2025 | 9999 |  |  | N | Solar | [13 empty] | 0 | 0 | 0 | 0 | [11 empty] | BT Hickerson Solar, LLC | 100 | BT Hickerson Solar, LLC | 100 | Non-regulated
La Casa Wind | 66919_G_5309 | 66919 | G | 5309 |  | Onshore Wind |  | ERC_REST | Texas | 48 | Stephens | 429 | 48429 | 150 | 0 | 2025 | 9999 |  |  | N | Wind | [13 empty] | 0 | 0 | 0 | 0 | [11 empty] | La Casa Wind, LLC | 100 | La Casa Wind, LLC | 100 | Non-regulated
South Tampa Resiliency Project | 66920_G_MPS03 | 66920 | G | MPS03 |  | Combustion Turbine | IC Engine | FRCC | Florida | 12 | Hillsborough | 57 | 12057 | 18.8 | 9905 | 2025 | 9999 |  |  | N | Natural Gas | [13 empty] | 0.011 | 0.011 | 0.011 | 0.011 | [11 empty] | Tampa Electric Co | 100 | Tampa Electric Co | 100 | Regulated
South Tampa Resiliency Project | 66920_G_MPS04 | 66920 | G | MPS04 |  | Combustion Turbine | IC Engine | FRCC | Florida | 12 | Hillsborough | 57 | 12057 | 18.8 | 9905 | 2025 | 9999 |  |  | N | Natural Gas | [13 empty] | 0.011 | 0.011 | 0.011 | 0.011 | [11 empty] | Tampa Electric Co | 100 | Tampa Electric Co | 100 | Regulated
SR Lambert I, LLC | 67129_G_LAMB1 | 67129 | G | LAMB1 |  | Solar PV |  | S_VACA | South Carolina | 45 | Georgetown | 43 | 45043 | 100 | 0 | 2025 | 9999 |  |  | N | Solar | [13 empty] | 0 | 0 | 0 | 0 | [11 empty] | SR Lambert I, LLC | 100 | SR Lambert I, LLC | 100 | Non-regulated
SR West Marshall, LLC | 67135_G_WMARS | 67135 | G | WMARS |  | Solar PV |  | S_C_TVA | Mississippi | 28 | Marshall | 93 | 28093 | 4.8 | 0 | 2025 | 9999 |  |  | N | Solar | [13 empty] | 0 | 0 | 0 | 0 | [11 empty] | SR West Marshall, LLC | 100 | SR West Marshall, LLC | 100 | Non-regulated
Sun Ridge Solar, LLC | 67215_G_ENX25 | 67215 | G | ENX25 |  | Solar PV |  | PJM_Dom | Virginia | 51 | Rockingham | 165 | 51165 | 50 | 0 | 2025 | 9999 |  |  | N | Solar | [13 empty] | 0 | 0 | 0 | 0 | [11 empty] | Sun Ridge Solar, LLC | 100 | Sun Ridge Solar, LLC | 100 | Non-regulated
Pontotoc Wind | 67224_G_20101 | 67224 | G | 20101 |  | Onshore Wind |  | SPP_WEST | Oklahoma | 40 | Pontotoc | 123 | 40123 | 147.5 | 0 | 2025 | 9999 |  |  | N | Wind | [13 empty] | 0 | 0 | 0 | 0 | [11 empty] | Avangrid Power LLC | 100 | Avangrid Power LLC | 100 | Non-regulated
Whitetail Wind Farm | 67379_G_1 | 67379 | G | 1 |  | Onshore Wind |  | MIS_WUMS | Wisconsin | 55 | Grant | 43 | 55043 | 67.2 | 0 | 2025 | 9999 |  |  | N | Wind | [13 empty] | 0 | 0 | 0 | 0 | [11 empty] | Invenergy Services LLC | 100 | Invenergy Services LLC | 100 | Non-regulated
Cherrywood Solar I | 67444_G_6794 | 67444 | G | 6794 |  | Solar PV |  | PJM_EMAC | Maryland | 24 | Caroline | 11 | 24011 | 145 | 0 | 2025 | 9999 |  |  | N | Solar | [13 empty] | 0 | 0 | 0 | 0 | [11 empty] | Cherrywood Solar, LLC | 100 | Cherrywood Solar, LLC | 100 | Non-regulated
Berkman Storage | 67651_G_BERK | 67651 | G | BERK |  | Energy Storage |  | ERC_REST | Texas | 48 | Galveston | 167 | 48167 | 100 | 0 | 2025 | 9999 |  |  | N | Energy Storage | [13 empty] | 0 | 0 | 0 | 0 | [11 empty] | Cypress Creek Renewables | 100 | Cypress Creek Renewables | 100 | Non-regulated
Third Coast BESS, LLC | 67667_G_3COAS | 67667 | G | 3COAS |  | Energy Storage |  | ERC_REST | Texas | 48 | Jackson | 239 | 48239 | 100 | 0 | 2025 | 9999 |  |  | N | Energy Storage | [13 empty] | 0 | 0 | 0 | 0 | [11 empty] | Cypress Creek Renewables | 100 | Cypress Creek Renewables | 100 | Non-regulated
Sebree Solar, LLC - Hybrid | 67735_G_4516 | 67735 | G | 4516 |  | Solar PV |  | MIS_INKY | Kentucky | 21 | Henderson | 101 | 21101 | 250 | 0 | 2025 | 9999 |  |  | N | Solar | [13 empty] | 0 | 0 | 0 | 0 | [11 empty] | Sebree Solar, LLC | 100 | Sebree Solar, LLC | 100 | Non-regulated
Bypass BESS | 67761_G_1 | 67761 | G | 1 |  | Energy Storage |  | ERC_REST | Texas | 48 | Fort Bend | 157 | 48157 | 200 | 0 | 2025 | 9999 |  |  | N | Energy Storage | [13 empty] | 0 | 0 | 0 | 0 | [11 empty] | Bypass BESS LLC | 100 | Bypass BESS LLC | 100 | Non-regulated
Rock Creek Wind | 67769_G_II | 67769 | G | II |  | Onshore Wind |  | WECC_WY | Wyoming | 56 | Carbon | 7 | 56007 | 400 | 0 | 2025 | 9999 |  |  | N | Wind | [13 empty] | 0 | 0 | 0 | 0 | [11 empty] | PacifiCorp | 100 | PacifiCorp | 100 | Regulated
Roadrunner Solar and BESS | 67823_G_RRBES | 67823 | G | RRBES |  | Energy Storage |  | WECC_AZ | Arizona | 4 | Cochise | 3 | 04003 | 235 | 0 | 2025 | 9999 |  |  | N | Energy Storage | [13 empty] | 0 | 0 | 0 | 0 | [11 empty] | Clenera LLC | 100 | Clenera LLC | 100 | Non-regulated
Roadrunner Solar and BESS | 67823_G_RRPV | 67823 | G | RRPV |  | Solar PV |  | WECC_AZ | Arizona | 4 | Cochise | 3 | 04003 | 235 | 0 | 2025 | 9999 |  |  | N | Solar | [13 empty] | 0 | 0 | 0 | 0 | [11 empty] | Clenera LLC | 100 | Clenera LLC | 100 | Non-regulated
Escape Solar Plant | 67898_G_ESPH2 | 67898 | G | ESPH2 |  | Solar PV |  | WECC_NNV | Nevada | 32 | Lincoln | 17 | 32017 | 115 | 0 | 2025 | 9999 |  |  | N | Solar | [13 empty] | 0 | 0 | 0 | 0 | [11 empty] | Estuary Power LLC | 100 | Estuary Power LLC | 100 | Non-regulated
Escape Solar Plant | 67898_G_ESPHB | 67898 | G | ESPHB |  | Energy Storage |  | WECC_NNV | Nevada | 32 | Lincoln | 17 | 32017 | 100 | 0 | 2025 | 9999 |  |  | N | Energy Storage | [13 empty] | 0 | 0 | 0 | 0 | [11 empty] | Estuary Power LLC | 100 | Estuary Power LLC | 100 | Non-regulated
Crossroads Solar (IN) | 67930_G_CR | 67930 | G | CR |  | Solar PV |  | PJM_West | Indiana | 18 | Wayne | 177 | 18177 | 200 | 0 | 2025 | 9999 |  |  | N | Solar | [13 empty] | 0 | 0 | 0 | 0 | [11 empty] | Crossroads Solar, LLC - (IN) | 100 | Crossroads Solar, LLC - (IN) | 100 | Non-regulated
Idaho Falls Power Peaking Plant | 68021_G_IFPP1 | 68021 | G | IFPP1 |  | Combustion Turbine | IC Engine | WECC_ID | Idaho | 16 | Bonneville | 19 | 16019 | 2.5 | 9905 | 2025 | 9999 |  |  | N | Natural Gas | [13 empty] | 0.011 | 0.011 | 0.011 | 0.011 | [11 empty] | City of Idaho Falls - (ID) | 100 | City of Idaho Falls - (ID) | 100 | Regulated
Idaho Falls Power Peaking Plant | 68021_G_IFPP2 | 68021 | G | IFPP2 |  | Combustion Turbine | IC Engine | WECC_ID | Idaho | 16 | Bonneville | 19 | 16019 | 2.5 | 9905 | 2025 | 9999 |  |  | N | Natural Gas | [13 empty] | 0.011 | 0.011 | 0.011 | 0.011 | [11 empty] | City of Idaho Falls - (ID) | 100 | City of Idaho Falls - (ID) | 100 | Regulated
Idaho Falls Power Peaking Plant | 68021_G_IFPP3 | 68021 | G | IFPP3 |  | Combustion Turbine | IC Engine | WECC_ID | Idaho | 16 | Bonneville | 19 | 16019 | 2.5 | 9905 | 2025 | 9999 |  |  | N | Natural Gas | [13 empty] | 0.011 | 0.011 | 0.011 | 0.011 | [11 empty] | City of Idaho Falls - (ID) | 100 | City of Idaho Falls - (ID) | 100 | Regulated
Idaho Falls Power Peaking Plant | 68021_G_IFPP4 | 68021 | G | IFPP4 |  | Combustion Turbine | IC Engine | WECC_ID | Idaho | 16 | Bonneville | 19 | 16019 | 2.5 | 9905 | 2025 | 9999 |  |  | N | Natural Gas | [13 empty] | 0.011 | 0.011 | 0.011 | 0.011 | [11 empty] | City of Idaho Falls - (ID) | 100 | City of Idaho Falls - (ID) | 100 | Regulated
Idaho Falls Power Peaking Plant | 68021_G_IFPP5 | 68021 | G | IFPP5 |  | Combustion Turbine | IC Engine | WECC_ID | Idaho | 16 | Bonneville | 19 | 16019 | 2.5 | 9905 | 2025 | 9999 |  |  | N | Natural Gas | [13 empty] | 0.011 | 0.011 | 0.011 | 0.011 | [11 empty] | City of Idaho Falls - (ID) | 100 | City of Idaho Falls - (ID) | 100 | Regulated
Idaho Falls Power Peaking Plant | 68021_G_IFPP6 | 68021 | G | IFPP6 |  | Combustion Turbine | IC Engine | WECC_ID | Idaho | 16 | Bonneville | 19 | 16019 | 2.5 | 9905 | 2025 | 9999 |  |  | N | Natural Gas | [13 empty] | 0.011 | 0.011 | 0.011 | 0.011 | [11 empty] | City of Idaho Falls - (ID) | 100 | City of Idaho Falls - (ID) | 100 | Regulated
Idaho Falls Power Peaking Plant | 68021_G_IFPP7 | 68021 | G | IFPP7 |  | Combustion Turbine | IC Engine | WECC_ID | Idaho | 16 | Bonneville | 19 | 16019 | 2.5 | 9905 | 2025 | 9999 |  |  | N | Natural Gas | [13 empty] | 0.011 | 0.011 | 0.011 | 0.011 | [11 empty] | City of Idaho Falls - (ID) | 100 | City of Idaho Falls - (ID) | 100 | Regulated
SR Arcadia | 68094_G_ARCAD | 68094 | G | ARCAD |  | Solar PV |  | MIS_LA | Louisiana | 22 | Bienville | 13 | 22013 | 4.5 | 0 | 2025 | 9999 |  |  | N | Solar | [13 empty] | 0 | 0 | 0 | 0 | [11 empty] | SR Arcadia South, LLC | 100 | SR Arcadia South, LLC | 100 | Non-regulated
SR Brownsville | 68096_G_BROWN | 68096 | G | BROWN |  | Solar PV |  | S_C_TVA | Tennessee | 47 | Haywood | 75 | 47075 | 3 | 0 | 2025 | 9999 |  |  | N | Solar | [13 empty] | 0 | 0 | 0 | 0 | [11 empty] | SR Brownsville, LLC | 100 | SR Brownsville, LLC | 100 | Non-regulated
SR Cherry Valley | 68097_G_CHERR | 68097 | G | CHERR |  | Solar PV |  | MIS_AR | Arkansas | 5 | Cross | 37 | 05037 | 4.8 | 0 | 2025 | 9999 |  |  | N | Solar | [13 empty] | 0 | 0 | 0 | 0 | [11 empty] | SR Cherry Valley, LLC | 100 | SR Cherry Valley, LLC | 100 | Non-regulated
SR Dumas | 68100_G_DUMAS | 68100 | G | DUMAS |  | Solar PV |  | MIS_AR | Arkansas | 5 | Desha | 41 | 05041 | 4.8 | 0 | 2025 | 9999 |  |  | N | Solar | [13 empty] | 0 | 0 | 0 | 0 | [11 empty] | SR Dumas, LLC | 100 | SR Dumas, LLC | 100 | Non-regulated
SR Fisher | 68101_G_FISHR | 68101 | G | FISHR |  | Solar PV |  | MIS_AR | Arkansas | 5 | Poinsett | 111 | 05111 | 4.8 | 0 | 2025 | 9999 |  |  | N | Solar | [13 empty] | 0 | 0 | 0 | 0 | [11 empty] | SR Fisher, LLC | 100 | SR Fisher, LLC | 100 | Non-regulated
SR Forked Deer | 68102_G_FDEER | 68102 | G | FDEER |  | Solar PV |  | S_C_TVA | Tennessee | 47 | Lauderdale | 97 | 47097 | 2.5 | 0 | 2025 | 9999 |  |  | N | Solar | [13 empty] | 0 | 0 | 0 | 0 | [11 empty] | SR Forked Deer, LLC | 100 | SR Forked Deer, LLC | 100 | Non-regulated
SR Hickman | 68103_G_HICK | 68103 | G | HICK |  | Solar PV |  | S_C_TVA | Tennessee | 47 | Hickman | 81 | 47081 | 5.5 | 0 | 2025 | 9999 |  |  | N | Solar | [13 empty] | 0 | 0 | 0 | 0 | [11 empty] | SR Hickman, LLC | 100 | SR Hickman, LLC | 100 | Non-regulated
SR Lambert II | 68106_G_LAMB2 | 68106 | G | LAMB2 |  | Solar PV |  | S_VACA | South Carolina | 45 | Georgetown | 43 | 45043 | 100 | 0 | 2025 | 9999 |  |  | N | Solar | [13 empty] | 0 | 0 | 0 | 0 | [11 empty] | SR Lambert II, LLC | 100 | SR Lambert II, LLC | 100 | Non-regulated
SR Lexington | 68107_G_LEXTN | 68107 | G | LEXTN |  | Solar PV |  | S_C_TVA | Tennessee | 47 | Henderson | 77 | 47077 | 6.5 | 0 | 2025 | 9999 |  |  | N | Solar | [13 empty] | 0 | 0 | 0 | 0 | [11 empty] | SR Lexington, LLC | 100 | SR Lexington, LLC | 100 | Non-regulated
SR South Gibson | 68112_G_GIBSN | 68112 | G | GIBSN |  | Solar PV |  | S_C_TVA | Tennessee | 47 | Gibson | 53 | 47053 | 4.8 | 0 | 2025 | 9999 |  |  | N | Solar | [13 empty] | 0 | 0 | 0 | 0 | [11 empty] | SR South Gibson, LLC | 100 | SR South Gibson, LLC | 100 | Non-regulated
SR Trenton | 68113_G_TRENT | 68113 | G | TRENT |  | Solar PV |  | S_C_TVA | Tennessee | 47 | Gibson | 53 | 47053 | 2.3 | 0 | 2025 | 9999 |  |  | N | Solar | [13 empty] | 0 | 0 | 0 | 0 | [11 empty] | SR Trenton, LLC | 100 | SR Trenton, LLC | 100 | Non-regulated
Bensenville 13-SLCHI513 | 68120_G_CH513 | 68120 | G | CH513 |  | Solar PV |  | PJM_COMD | Illinois | 17 | DuPage | 43 | 17043 | 1.4 | 0 | 2025 | 9999 |  |  | N | Solar | [13 empty] | 0 | 0 | 0 | 0 | [11 empty] | Prologis Logistics Services Incorporated | 100 | Prologis Logistics Services Incorporated | 100 | Non-regulated
Bensenville Ind Park 10-SLCHI410 | 68123_G_CH410 | 68123 | G | CH410 |  | Solar PV |  | PJM_COMD | Illinois | 17 | DuPage | 43 | 17043 | 1.2 | 0 | 2025 | 9999 |  |  | N | Solar | [13 empty] | 0 | 0 | 0 | 0 | [11 empty] | Prologis Logistics Services Incorporated | 100 | Prologis Logistics Services Incorporated | 100 | Non-regulated
Bensenville Ind Park 11 | 68124_G_CH411 | 68124 | G | CH411 |  | Solar PV |  | PJM_COMD | Illinois | 17 | DuPage | 43 | 17043 | 1.2 | 0 | 2025 | 9999 |  |  | N | Solar | [13 empty] | 0 | 0 | 0 | 0 | [11 empty] | Prologis Logistics Services Incorporated | 100 | Prologis Logistics Services Incorporated | 100 | Non-regulated
Bensenville Ind Park 2-SLCHI402 | 68126_G_CH402 | 68126 | G | CH402 |  | Solar PV |  | PJM_COMD | Illinois | 17 | DuPage | 43 | 17043 | 1.1 | 0 | 2025 | 9999 |  |  | N | Solar | [13 empty] | 0 | 0 | 0 | 0 | [11 empty] | Prologis Logistics Services Incorporated | 100 | Prologis Logistics Services Incorporated | 100 | Non-regulated
Glendale Heights 10-SLCHI910 | 68137_G_CH910 | 68137 | G | CH910 |  | Solar PV |  | PJM_COMD | Illinois | 17 | DuPage | 43 | 17043 | 1.3 | 0 | 2025 | 9999 |  |  | N | Solar | [13 empty] | 0 | 0 | 0 | 0 | [11 empty] | Prologis Logistics Services Incorporated | 100 | Prologis Logistics Services Incorporated | 100 | Non-regulated
McCook 2-SLCHI102 | 68139_G_CH102 | 68139 | G | CH102 |  | Solar PV |  | PJM_COMD | Illinois | 17 | Cook | 31 | 17031 | 2 | 0 | 2025 | 9999 |  |  | N | Solar | [13 empty] | 0 | 0 | 0 | 0 | [11 empty] | Prologis Logistics Services Incorporated | 100 | Prologis Logistics Services Incorporated | 100 | Non-regulated
Northlake 2-SLCHI302 | 68141_G_CH302 | 68141 | G | CH302 |  | Solar PV |  | PJM_COMD | Illinois | 17 | Cook | 31 | 17031 | 1.6 | 0 | 2025 | 9999 |  |  | N | Solar | [13 empty] | 0 | 0 | 0 | 0 | [11 empty] | Prologis Logistics Services Incorporated | 100 | Prologis Logistics Services Incorporated | 100 | Non-regulated
Northlake 5-SLCHI305 | 68144_G_CH305 | 68144 | G | CH305 |  | Solar PV |  | PJM_COMD | Illinois | 17 | Cook | 31 | 17031 | 2.5 | 0 | 2025 | 9999 |  |  | N | Solar | [13 empty] | 0 | 0 | 0 | 0 | [11 empty] | Prologis Logistics Services Incorporated | 100 | Prologis Logistics Services Incorporated | 100 | Non-regulated
Rio Lago Solar | 68155_G_RIOLA | 68155 | G | RIOLA |  | Solar PV |  | ERC_REST | Texas | 48 | Bandera | 19 | 48019 | 123 | 0 | 2025 | 9999 |  |  | N | Solar | [13 empty] | 0 | 0 | 0 | 0 | [11 empty] | Rio Lago Solar, LLC | 100 | Rio Lago Solar, LLC | 100 | Non-regulated
Bowman Wind | 68182_G_BWMW | 68182 | G | BWMW |  | Onshore Wind |  | MIS_MAPP | North Dakota | 38 | Bowman | 11 | 38011 | 200 | 0 | 2025 | 9999 |  |  | N | Wind | [13 empty] | 0 | 0 | 0 | 0 | [11 empty] | Bowman Wind, LLC | 100 | Bowman Wind, LLC | 100 | Non-regulated
Coldwater River Solar | 68183_G_CRS | 68183 | G | CRS |  | Solar PV |  | MIS_LMI | Michigan | 26 | Branch | 23 | 26023 | 150 | 0 | 2025 | 9999 |  |  | N | Solar | [13 empty] | 0 | 0 | 0 | 0 | [11 empty] | Coldwater River Solar, LLC | 100 | Coldwater River Solar, LLC | 100 | Non-regulated
Sequoia 1 | 68200_G_SEQ1 | 68200 | G | SEQ1 |  | Solar PV |  | ERC_REST | Texas | 48 | Eastland | 133 | 48133 | 401.4 | 0 | 2025 | 9999 |  |  | N | Solar | [13 empty] | 0 | 0 | 0 | 0 | [11 empty] | Sequoia 1 Solar Project | 100 | Sequoia 1 Solar Project | 100 | Non-regulated
Commerce Distribution Center 4-SLLAX113 | 68238_G_LA113 | 68238 | G | LA113 |  | Solar PV |  | WEC_LADW | California | 6 | Los Angeles | 37 | 06037 | 1.2 | 0 | 2025 | 9999 |  |  | N | Solar | [13 empty] | 0 | 0 | 0 | 0 | [11 empty] | Prologis Logistics Services Incorporated | 100 | Prologis Logistics Services Incorporated | 100 | Non-regulated
Brookings Solar | 68277_G_1 | 68277 | G | 1 |  | Solar PV |  | MIS_MNWI | South Dakota | 46 | Brookings | 11 | 46011 | 4.9 | 0 | 2025 | 9999 |  |  | N | Solar | [13 empty] | 0 | 0 | 0 | 0 | [11 empty] | Western Minnesota Mun Pwr Agny | 100 | Western Minnesota Mun Pwr Agny | 100 | Regulated
Fairbanks Solar Project | 68429_G_FBNKS | 68429 | G | FBNKS |  | Solar PV |  | MIS_INKY | Indiana | 18 | Sullivan | 153 | 18153 | 250 | 0 | 2025 | 9999 |  |  | N | Solar | [13 empty] | 0 | 0 | 0 | 0 | [11 empty] | Fairbanks Solar Energy Center LLC | 100 | Fairbanks Solar Energy Center LLC | 100 | Non-regulated
Blue Summit II Storage, LLC | 68456_G_BSIIS | 68456 | G | BSIIS |  | Energy Storage |  | ERC_WEST | Texas | 48 | Wilbarger | 487 | 48487 | 150 | 0 | 2025 | 9999 |  |  | N | Energy Storage | [13 empty] | 0 | 0 | 0 | 0 | [11 empty] | Blue Summit II Storage, LLC | 100 | Blue Summit II Storage, LLC | 100 | Non-regulated
Roaring Springs, LLC | 68458_G_5840 | 68458 | G | 5840 |  | Solar PV |  | ERC_WEST | Texas | 48 | Motley | 345 | 48345 | 250 | 0 | 2025 | 9999 |  |  | N | Solar | [13 empty] | 0 | 0 | 0 | 0 | [11 empty] | Roaring Springs, LLC | 100 | Roaring Springs, LLC | 100 | Non-regulated
Roadrunner Crossing Energy Storage LLC | 68460_G_7137 | 68460 | G | 7137 |  | Energy Storage |  | ERC_REST | Texas | 48 | Eastland | 133 | 48133 | 150 | 0 | 2025 | 9999 |  |  | N | Energy Storage | [13 empty] | 0 | 0 | 0 | 0 | [11 empty] | Roadrunner Crossing Energy Storage LLC | 100 | Roadrunner Crossing Energy Storage LLC | 100 | Non-regulated
Imperator Solar | 68465_G_22324 | 68465 | G | 22324 |  | Solar PV |  | WECC_SCE | California | 6 | Kern | 29 | 06029 | 2 | 0 | 2025 | 9999 |  |  | N | Solar | [13 empty] | 0 | 0 | 0 | 0 | [11 empty] | Imperator Solar, LLC | 100 | Imperator Solar, LLC | 100 | Non-regulated
Long Branch Solar | 68472_G_1 | 68472 | G | 1 |  | Solar PV |  | FRCC | Florida | 12 | Manatee | 81 | 12081 | 74.5 | 0 | 2025 | 9999 |  |  | N | Solar | [13 empty] | 0 | 0 | 0 | 0 | [11 empty] | Tampa Electric Co | 100 | Tampa Electric Co | 100 | Regulated
Hill Solar II | 68481_G_HS2 | 68481 | G | HS2 |  | Solar PV |  | ERC_REST | Texas | 48 | Hill | 217 | 48217 | 200 | 0 | 2025 | 9999 |  |  | N | Solar | [13 empty] | 0 | 0 | 0 | 0 | [11 empty] | Hill Solar II, LLC | 100 | Hill Solar II, LLC | 100 | Non-regulated
Diver Solar, LLC | 68483_G_5665 | 68483 | G | 5665 |  | Solar PV |  | ERC_REST | Texas | 48 | Limestone | 293 | 48293 | 225 | 0 | 2025 | 9999 |  |  | N | Solar | [13 empty] | 0 | 0 | 0 | 0 | [11 empty] | Diver Solar, LLC | 100 | Diver Solar, LLC | 100 | Non-regulated
Crowned Heron 2 - Storage, LLC | 68500_G_CWH2 | 68500 | G | CWH2 |  | Energy Storage |  | ERC_REST | Texas | 48 | Fort Bend | 157 | 48157 | 150 | 0 | 2025 | 9999 |  |  | N | Energy Storage | [13 empty] | 0 | 0 | 0 | 0 | [11 empty] | Big Sky Wind, LLC | 100 | Big Sky Wind, LLC | 100 | Non-regulated
McFarland Schools Customer Hosted | 68501_G_PV1 | 68501 | G | PV1 |  | Solar PV |  | MIS_WUMS | Wisconsin | 55 | Dane | 25 | 55025 | 1.4 | 0 | 2025 | 9999 |  |  | N | Solar | [13 empty] | 0 | 0 | 0 | 0 | [11 empty] | Wisconsin Power & Light Co | 100 | Wisconsin Power & Light Co | 100 | Regulated
Wildwood Solar Plant | 68516_G_WLD | 68516 | G | WLD |  | Solar PV |  | MIS_MS | Mississippi | 28 | Tallahatchie | 135 | 28135 | 100 | 0 | 2025 | 9999 |  |  | N | Solar | [13 empty] | 0 | 0 | 0 | 0 | [11 empty] | Wildwood Solar, LLC | 100 | Wildwood Solar, LLC | 100 | Non-regulated
Cottonmouth Ranch Solar | 68551_G_1 | 68551 | G | 1 |  | Solar PV |  | FRCC | Florida | 12 | Hillsborough | 57 | 12057 | 74.5 | 0 | 2025 | 9999 |  |  | N | Solar | [13 empty] | 0 | 0 | 0 | 0 | [11 empty] | Tampa Electric Co | 100 | Tampa Electric Co | 100 | Regulated
Mendoza Trail BESS | 68581_G_MTB | 68581 | G | MTB |  | Energy Storage |  | ERC_WEST | Texas | 48 | Crane | 103 | 48103 | 200 | 0 | 2025 | 9999 |  |  | N | Energy Storage | [13 empty] | 0 | 0 | 0 | 0 | [11 empty] | Lydian Energy | 100 | Lydian Energy | 100 | Non-regulated
Whistling Duck I | 68595_G_OEFL8 | 68595 | G | OEFL8 |  | Solar PV |  | FRCC | Florida | 12 | Levy | 75 | 12075 | 75 | 0 | 2025 | 9999 |  |  | N | Solar | [13 empty] | 0 | 0 | 0 | 0 | [11 empty] | Origis Energy USA, Inc | 100 | Origis Energy USA, Inc | 100 | Non-regulated
Dominguez Energy Storage | 68596_G_DES1 | 68596 | G | DES1 |  | Energy Storage |  | WECC_UT | Utah | 49 | Salt Lake | 35 | 49035 | 200 | 0 | 2025 | 9999 |  |  | N | Energy Storage | [13 empty] | 0 | 0 | 0 | 0 | [11 empty] | Dominguez Grid, LLC | 100 | Dominguez Grid, LLC | 100 | Non-regulated
Hindsville | 68708_G_HINDS | 68708 | G | HINDS |  | Solar PV |  | SPP_WEST | Arkansas | 5 | Madison | 87 | 05087 | 5 | 0 | 2025 | 9999 |  |  | N | Solar | [13 empty] | 0 | 0 | 0 | 0 | [11 empty] | Today's Power, Inc. | 100 | Today's Power, Inc. | 100 | Regulated
Stockton 6 - SLEBA202 | 68796_G_EB202 | 68796 | G | EB202 |  | Solar PV |  | WEC_CALN | California | 6 | San Joaquin | 77 | 06077 | 1.1 | 0 | 2025 | 9999 |  |  | N | Solar | [13 empty] | 0 | 0 | 0 | 0 | [11 empty] | Prologis Logistics Services Incorporated | 100 | Prologis Logistics Services Incorporated | 100 | Non-regulated
Angela Solar Project | 68854_G_ANG1 | 68854 | G | ANG1 |  | Solar PV |  | WECC_SCE | California | 6 | Tulare | 107 | 06107 | 40 | 0 | 2025 | 9999 |  |  | N | Solar | [13 empty] | 0 | 0 | 0 | 0 | [11 empty] | Angiola East LLC | 100 | Angiola East LLC | 100 | Non-regulated
Shenandoah Hills Wind Farm | 68872_G_SHWF | 68872 | G | SHWF |  | Onshore Wind |  | MIS_MIDA | Iowa | 19 | Page | 145 | 19145 | 214.3 | 0 | 2025 | 9999 |  |  | N | Wind | [13 empty] | 0 | 0 | 0 | 0 | [11 empty] | MidAmerican Energy Co | 100 | MidAmerican Energy Co | 100 | Regulated
Sterlington Solar | 66681_G_STS | 66681 | G | STS |  | Solar PV |  | MIS_LA | Louisiana | 22 | Ouachita | 73 | 22073 | 49 | 0 | 2026 | 9999 |  |  | N | Solar | [13 empty] | 0 | 0 | 0 | 0 | [11 empty] | Entergy Louisiana LLC | 100 | Entergy Louisiana LLC | 100 | Regulated
Cenergy - Pulk | 66874_G_PUL | 66874 | G | PUL |  | Solar PV |  | NENG_ME | Maine | 23 | Androscoggin | 1 | 23001 | 5 | 0 | 2026 | 9999 |  |  | N | Solar | [13 empty] | 0 | 0 | 0 | 0 | [11 empty] | BAP Grounded 2 LLC | 100 | BAP Grounded 2 LLC | 100 | Non-regulated
Jones City 2 Solar | 66893_G_TXJC2 | 66893 | G | TXJC2 |  | Solar PV |  | ERC_WEST | Texas | 48 | Jones | 253 | 48253 | 185 | 0 | 2026 | 9999 |  |  | N | Solar | [13 empty] | 0 | 0 | 0 | 0 | [11 empty] | Jones City Solar, LLC | 100 | Jones City Solar, LLC | 100 | Non-regulated
Trumbull Energy Center | 66918_G_GT11 | 66918 | G | GT11 |  | Combined Cycle |  | PJM_ATSI | Ohio | 39 | Trumbull | 155 | 39155 | 275.6 | 6370 | 2026 | 9999 |  |  | N | Natural Gas | [13 empty] | 0.011 | 0.011 | 0.011 | 0.011 | [11 empty] | Clean Energy Future - Trumbull, LLC. | 100 | Clean Energy Future - Trumbull, LLC. | 100 | Non-regulated
Trumbull Energy Center | 66918_G_GT12 | 66918 | G | GT12 |  | Combined Cycle |  | PJM_ATSI | Ohio | 39 | Trumbull | 155 | 39155 | 275.6 | 6370 | 2026 | 9999 |  |  | N | Natural Gas | [13 empty] | 0.011 | 0.011 | 0.011 | 0.011 | [11 empty] | Clean Energy Future - Trumbull, LLC. | 100 | Clean Energy Future - Trumbull, LLC. | 100 | Non-regulated
Trumbull Energy Center | 66918_G_STG | 66918 | G | STG |  | Combined Cycle |  | PJM_ATSI | Ohio | 39 | Trumbull | 155 | 39155 | 349.2 | 6370 | 2026 | 9999 |  |  | N | Natural Gas | [13 empty] | 0.011 | 0.011 | 0.011 | 0.011 | [11 empty] | Clean Energy Future - Trumbull, LLC. | 100 | Clean Energy Future - Trumbull, LLC. | 100 | Non-regulated
NY ELBA 7195 OAK ORCHARD RD - Genesee 1 | 67609_G_21599 | 67609 | G | 21599 |  | Solar PV |  | NY_Z_B | New York | 36 | Genesee | 37 | 36037 | 5 | 0 | 2026 | 9999 |  |  | N | Solar | [13 empty] | 0 | 0 | 0 | 0 | [11 empty] | NY CDG Genesee 1 LLC | 100 | NY CDG Genesee 1 LLC | 100 | Non-regulated
Destiny Storage | 67654_G_DESTS | 67654 | G | DESTS |  | Energy Storage |  | ERC_REST | Texas | 48 | Harris | 201 | 48201 | 200 | 0 | 2026 | 9999 |  |  | N | Energy Storage | [13 empty] | 0 | 0 | 0 | 0 | [11 empty] | Cypress Creek Renewables | 100 | Cypress Creek Renewables | 100 | Non-regulated
Compadre Solar | 67765_G_5191 | 67765 | G | 5191 |  | Solar PV |  | ERC_REST | Texas | 48 | Cooke | 97 | 48097 | 150 | 0 | 2026 | 9999 |  |  | N | Solar | [13 empty] | 0 | 0 | 0 | 0 | [11 empty] | Compadre Solar, LLC | 100 | Compadre Solar, LLC | 100 | Non-regulated
Chula Vista Energy Center 2 | 67878_G_BESS1 | 67878 | G | BESS1 |  | Energy Storage |  | WEC_SDGE | California | 6 | San Diego | 73 | 06073 | 50 | 0 | 2026 | 9999 |  |  | N | Energy Storage | [13 empty] | 0 | 0 | 0 | 0 | [11 empty] | Wellhead Services, Inc | 100 | Wellhead Services, Inc | 100 | Non-regulated
Old Hayneville Solar, LLC | 68001_G_OLHAY | 68001 | G | OLHAY |  | Solar PV |  | S_SOU | Alabama | 1 | Montgomery | 101 | 01101 | 80 | 0 | 2026 | 9999 |  |  | N | Solar | [13 empty] | 0 | 0 | 0 | 0 | [11 empty] | Old Hayneville Solar, LLC | 100 | Old Hayneville Solar, LLC | 100 | Non-regulated
Huckleberry Solar | 68011_G_HBS | 68011 | G | HBS |  | Solar PV |  | SPP_WEST | Oklahoma | 40 | Mayes | 97 | 40097 | 124.7 | 0 | 2026 | 9999 |  |  | N | Solar | [13 empty] | 0 | 0 | 0 | 0 | [11 empty] | Leeward Asset Management, LLC | 100 | Leeward Asset Management, LLC | 100 | Non-regulated
Bensenville 2-SLCHI526 | 68122_G_CH526 | 68122 | G | CH526 |  | Solar PV |  | PJM_COMD | Illinois | 17 | DuPage | 43 | 17043 | 1.9 | 0 | 2026 | 9999 |  |  | N | Solar | [13 empty] | 0 | 0 | 0 | 0 | [11 empty] | Prologis Logistics Services Incorporated | 100 | Prologis Logistics Services Incorporated | 100 | Non-regulated
Northlake 4-SLCHI304 | 68143_G_CH304 | 68143 | G | CH304 |  | Solar PV |  | PJM_COMD | Illinois | 17 | Cook | 31 | 17031 | 1.4 | 0 | 2026 | 9999 |  |  | N | Solar | [13 empty] | 0 | 0 | 0 | 0 | [11 empty] | Prologis Logistics Services Incorporated | 100 | Prologis Logistics Services Incorporated | 100 | Non-regulated
Beaverdam Renewable Energy Center | 68223_G_67693 | 68223 | G | 67693 |  | Solar PV |  | S_VACA | South Carolina | 45 | Laurens | 59 | 45059 | 42 | 0 | 2026 | 9999 |  |  | N | Solar | [13 empty] | 0 | 0 | 0 | 0 | [11 empty] | Duke Energy Carolinas, LLC | 100 | Duke Energy Carolinas, LLC | 100 | Regulated
South Bay Dis Ctr 6-SLLAX680 | 68236_G_LA680 | 68236 | G | LA680 |  | Solar PV |  | WEC_LADW | California | 6 | Los Angeles | 37 | 06037 | 1.3 | 0 | 2026 | 9999 |  |  | N | Solar | [13 empty] | 0 | 0 | 0 | 0 | [11 empty] | Prologis Logistics Services Incorporated | 100 | Prologis Logistics Services Incorporated | 100 | Non-regulated
Swamp Cabbage | 68276_G_1 | 68276 | G | 1 |  | Solar PV |  | FRCC | Florida | 12 | Hendry | 51 | 12051 | 74.5 | 0 | 2026 | 9999 |  |  | N | Solar | [13 empty] | 0 | 0 | 0 | 0 | [11 empty] | Florida Power & Light Co | 100 | Florida Power & Light Co | 100 | Regulated
Centennial Flats | 68466_G_CFB1 | 68466 | G | CFB1 |  | Energy Storage |  | WECC_AZ | Arizona | 4 | La Paz | 12 | 04012 | 89 | 0 | 2026 | 9999 |  |  | N | Energy Storage | [13 empty] | 0 | 0 | 0 | 0 | [11 empty] | Copia Power | 100 | Copia Power | 100 | Non-regulated
Centennial Flats | 68466_G_CFB2 | 68466 | G | CFB2 |  | Energy Storage |  | WECC_AZ | Arizona | 4 | La Paz | 12 | 04012 | 89 | 0 | 2026 | 9999 |  |  | N | Energy Storage | [13 empty] | 0 | 0 | 0 | 0 | [11 empty] | Copia Power | 100 | Copia Power | 100 | Non-regulated
Centennial Flats | 68466_G_CFB3 | 68466 | G | CFB3 |  | Energy Storage |  | WECC_AZ | Arizona | 4 | La Paz | 12 | 04012 | 89 | 0 | 2026 | 9999 |  |  | N | Energy Storage | [13 empty] | 0 | 0 | 0 | 0 | [11 empty] | Copia Power | 100 | Copia Power | 100 | Non-regulated
Centennial Flats | 68466_G_CFPV1 | 68466 | G | CFPV1 |  | Solar PV |  | WECC_AZ | Arizona | 4 | La Paz | 12 | 04012 | 166.7 | 0 | 2026 | 9999 |  |  | N | Solar | [13 empty] | 0 | 0 | 0 | 0 | [11 empty] | Copia Power | 100 | Copia Power | 100 | Non-regulated
Centennial Flats | 68466_G_CFPV2 | 68466 | G | CFPV2 |  | Solar PV |  | WECC_AZ | Arizona | 4 | La Paz | 12 | 04012 | 166.7 | 0 | 2026 | 9999 |  |  | N | Solar | [13 empty] | 0 | 0 | 0 | 0 | [11 empty] | Copia Power | 100 | Copia Power | 100 | Non-regulated
Centennial Flats | 68466_G_CFPV3 | 68466 | G | CFPV3 |  | Solar PV |  | WECC_AZ | Arizona | 4 | La Paz | 12 | 04012 | 166.7 | 0 | 2026 | 9999 |  |  | N | Solar | [13 empty] | 0 | 0 | 0 | 0 | [11 empty] | Copia Power | 100 | Copia Power | 100 | Non-regulated
Merced 2 BESS | 68518_G_MRC2B | 68518 | G | MRC2B |  | Energy Storage |  | WEC_CALN | California | 6 | Merced | 47 | 06047 | 2 | 0 | 2026 | 9999 |  |  | N | Energy Storage | [13 empty] | 0 | 0 | 0 | 0 | [11 empty] | Western Grid Development, LLC | 100 | Western Grid Development, LLC | 100 | Non-regulated
Optimist | 68536_G_MS7_S | 68536 | G | MS7_S |  | Energy Storage |  | S_C_TVA | Mississippi | 28 | Clay | 25 | 28025 | 50 | 0 | 2026 | 9999 |  |  | N | Energy Storage | [13 empty] | 0 | 0 | 0 | 0 | [11 empty] | Origis Energy USA, Inc | 100 | Origis Energy USA, Inc | 100 | Non-regulated
Optimist | 68536_G_OEMS7 | 68536 | G | OEMS7 |  | Solar PV |  | S_C_TVA | Mississippi | 28 | Clay | 25 | 28025 | 200 | 0 | 2026 | 9999 |  |  | N | Solar | [13 empty] | 0 | 0 | 0 | 0 | [11 empty] | Origis Energy USA, Inc | 100 | Origis Energy USA, Inc | 100 | Non-regulated
Flying Goose | 68753_G_FLYGS | 68753 | G | FLYGS |  | Solar PV |  | WECC_SCE | California | 6 | Kern | 29 | 06029 | 3 | 0 | 2026 | 9999 |  |  | N | Solar | [13 empty] | 0 | 0 | 0 | 0 | [11 empty] | Flying Goose Solar, LLC | 100 | Flying Goose Solar, LLC | 100 | Non-regulated
JFC Slauson - SLLAX071 | 68788_G_LA071 | 68788 | G | LA071 |  | Solar PV |  | WEC_LADW | California | 6 | Los Angeles | 37 | 06037 | 1.2 | 0 | 2026 | 9999 |  |  | N | Solar | [13 empty] | 0 | 0 | 0 | 0 | [11 empty] | Prologis Logistics Services Incorporated | 100 | Prologis Logistics Services Incorporated | 100 | Non-regulated
Fordyce - SLLAX680 | 68792_G_LA680 | 68792 | G | LA680 |  | Solar PV |  | WEC_LADW | California | 6 | Los Angeles | 37 | 06037 | 1.3 | 0 | 2026 | 9999 |  |  | N | Solar | [13 empty] | 0 | 0 | 0 | 0 | [11 empty] | Prologis Logistics Services Incorporated | 100 | Prologis Logistics Services Incorporated | 100 | Non-regulated
Mallard | 68817_G_1 | 68817 | G | 1 |  | Solar PV |  | FRCC | Florida | 12 | Brevard | 9 | 12009 | 74.5 | 0 | 2026 | 9999 |  |  | N | Solar | [13 empty] | 0 | 0 | 0 | 0 | [11 empty] | Florida Power & Light Co | 100 | Florida Power & Light Co | 100 | Regulated
Big Brook | 68820_G_1 | 68820 | G | 1 |  | Solar PV |  | S_SOU | Florida | 12 | Calhoun | 13 | 12013 | 74.5 | 0 | 2026 | 9999 |  |  | N | Solar | [13 empty] | 0 | 0 | 0 | 0 | [11 empty] | Florida Power & Light Co | 100 | Florida Power & Light Co | 100 | Regulated
Flatford | 68822_G_1 | 68822 | G | 1 |  | Solar PV |  | FRCC | Florida | 12 | Manatee | 81 | 12081 | 74.5 | 0 | 2026 | 9999 |  |  | N | Solar | [13 empty] | 0 | 0 | 0 | 0 | [11 empty] | Florida Power & Light Co | 100 | Florida Power & Light Co | 100 | Regulated
Goldenrod | 68823_G_1 | 68823 | G | 1 |  | Solar PV |  | FRCC | Florida | 12 | Collier | 21 | 12021 | 74.5 | 0 | 2026 | 9999 |  |  | N | Solar | [13 empty] | 0 | 0 | 0 | 0 | [11 empty] | Florida Power & Light Co | 100 | Florida Power & Light Co | 100 | Regulated
Hermes Solar PV | 68851_G_HSPV1 | 68851 | G | HSPV1 |  | Solar PV |  | ERC_REST | Texas | 48 | Bell | 27 | 48027 | 100 | 0 | 2026 | 9999 |  |  | N | Solar | [13 empty] | 0 | 0 | 0 | 0 | [11 empty] | Bell 1 Solar, LLC | 100 | Bell 1 Solar, LLC | 100 | Non-regulated
Hermes Storage BESS | 68852_G_HSBE1 | 68852 | G | HSBE1 |  | Energy Storage |  | ERC_REST | Texas | 48 | Bell | 27 | 48027 | 100 | 0 | 2026 | 9999 |  |  | N | Energy Storage | [13 empty] | 0 | 0 | 0 | 0 | [11 empty] | Bell 1 Storage, LLC | 100 | Bell 1 Storage, LLC | 100 | Non-regulated
Grover Hill Wind, LLC | 66359_G_GHW | 66359 | G | GHW |  | Onshore Wind |  | PJM_West | Ohio | 39 | Paulding | 125 | 39125 | 140.3 | 0 | 2026 | 9999 |  |  | N | Wind | [13 empty] | 0 | 0 | 0 | 0 | [11 empty] | Lotus Infrastructure Global Operations, LLC | 100 | Lotus Infrastructure Global Operations, LLC | 100 | Non-regulated
Solar PV Development NM 18 II LLC | 67260_G_SPD | 67260 | G | SPD |  | Solar PV |  | WECC_NM | New Mexico | 35 | Luna | 29 | 35029 | 130 | 0 | 2026 | 9999 |  |  | N | Solar | [13 empty] | 0 | 0 | 0 | 0 | [11 empty] | Solar PV Development NM 18 II LLC | 100 | Solar PV Development NM 18 II LLC | 100 | Non-regulated
Heartwood Solar | 67677_G_HWS | 67677 | G | HWS |  | Solar PV |  | MIS_LMI | Michigan | 26 | Hillsdale | 59 | 26059 | 150 | 0 | 2026 | 9999 |  |  | N | Solar | [13 empty] | 0 | 0 | 0 | 0 | [11 empty] | Heartwood Solar, LLC | 100 | Heartwood Solar, LLC | 100 | Non-regulated
Mission Road Solar Park | 67756_G_MSRSP | 67756 | G | MSRSP |  | Solar PV |  | MIS_LMI | Michigan | 26 | Isabella | 73 | 26073 | 172 | 0 | 2026 | 9999 |  |  | N | Solar | [13 empty] | 0 | 0 | 0 | 0 | [11 empty] | DTE Electric Company | 100 | DTE Electric Company | 100 | Regulated
Blue Moon | 68000_G_BLUMN | 68000 | G | BLUMN |  | Solar PV |  | S_C_KY | Kentucky | 21 | Harrison | 97 | 21097 | 70 | 0 | 2026 | 9999 |  |  | N | Solar | [13 empty] | 0 | 0 | 0 | 0 | [11 empty] | Blue Moon Energy LLC | 100 | Blue Moon Energy LLC | 100 | Non-regulated
Prospect Power BESS | 68055_G_PPB | 68055 | G | PPB |  | Energy Storage |  | PJM_Dom | Virginia | 51 | Rockingham | 165 | 51165 | 150 | 0 | 2026 | 9999 |  |  | N | Energy Storage | [13 empty] | 0 | 0 | 0 | 0 | [11 empty] | Prospect Power, LLC | 100 | Prospect Power, LLC | 100 | Non-regulated
Bensenville Ind Park 12-SLCHI412 | 68125_G_CH412 | 68125 | G | CH412 |  | Solar PV |  | PJM_COMD | Illinois | 17 | DuPage | 43 | 17043 | 1.1 | 0 | 2026 | 9999 |  |  | N | Solar | [13 empty] | 0 | 0 | 0 | 0 | [11 empty] | Prologis Logistics Services Incorporated | 100 | Prologis Logistics Services Incorporated | 100 | Non-regulated
Bensenville Ind Park 6-SLCHI406 | 68128_G_CH406 | 68128 | G | CH406 |  | Solar PV |  | PJM_COMD | Illinois | 17 | DuPage | 43 | 17043 | 1.1 | 0 | 2026 | 9999 |  |  | N | Solar | [13 empty] | 0 | 0 | 0 | 0 | [11 empty] | Prologis Logistics Services Incorporated | 100 | Prologis Logistics Services Incorporated | 100 | Non-regulated
Internationale Ctr 11-SLCHI321 | 68138_G_CH321 | 68138 | G | CH321 |  | Solar PV |  | PJM_COMD | Illinois | 17 | DuPage | 43 | 17043 | 1.8 | 0 | 2026 | 9999 |  |  | N | Solar | [13 empty] | 0 | 0 | 0 | 0 | [11 empty] | Prologis Logistics Services Incorporated | 100 | Prologis Logistics Services Incorporated | 100 | Non-regulated
McGrau Ford Battery Storage Facility | 68512_G_1 | 68512 | G | 1 |  | Energy Storage |  | S_SOU | Georgia | 13 | Cherokee | 57 | 13057 | 265 | 0 | 2026 | 9999 |  |  | N | Energy Storage | [13 empty] | 0 | 0 | 0 | 0 | [11 empty] | Georgia Power Co | 100 | Georgia Power Co | 100 | Regulated
Boot Hill Solar | 68517_G_BHS | 68517 | G | BHS |  | Solar PV |  | SPP_N | Kansas | 20 | Ford | 57 | 20057 | 150 | 0 | 2026 | 9999 |  |  | N | Solar | [13 empty] | 0 | 0 | 0 | 0 | [11 empty] | Boot Hill Solar LLC | 100 | Boot Hill Solar LLC | 100 | Non-regulated
Wheatland | 68534_G_OEIN1 | 68534 | G | OEIN1 |  | Solar PV |  | MIS_INKY | Indiana | 18 | Knox | 83 | 18083 | 150 | 0 | 2026 | 9999 |  |  | N | Solar | [13 empty] | 0 | 0 | 0 | 0 | [11 empty] | Origis Energy USA, Inc | 100 | Origis Energy USA, Inc | 100 | Non-regulated
Robins Air Force Base Solar | 61648_G_2 | 61648 | G | 2 |  | Energy Storage |  | S_SOU | Georgia | 13 | Bibb | 21 | 13021 | 128 | 0 | 2026 | 9999 |  |  | N | Energy Storage | [13 empty] | 0 | 0 | 0 | 0 | [11 empty] | Georgia Power Co | 100 | Georgia Power Co | 100 | Regulated
Moody Air Force Base Solar | 62377_G_2 | 62377 | G | 2 |  | Energy Storage |  | S_SOU | Georgia | 13 | Lowndes | 185 | 13185 | 49.5 | 0 | 2026 | 9999 |  |  | N | Energy Storage | [13 empty] | 0 | 0 | 0 | 0 | [11 empty] | Georgia Power Co | 100 | Georgia Power Co | 100 | Regulated
Tinker | 63628_G_1 | 63628 | G | 1 |  | Combustion Turbine |  | SPP_WEST | Oklahoma | 40 | Oklahoma | 109 | 40109 | 48 | 9905 | 2026 | 9999 |  |  | N | Natural Gas |  |  |  |  | SCR | [8 empty] | 0.011 | 0.011 | 0.011 | 0.011 | [11 empty] | Oklahoma Gas & Electric Co | 100 | Oklahoma Gas & Electric Co | 100 | Regulated
Tinker | 63628_G_2 | 63628 | G | 2 |  | Combustion Turbine |  | SPP_WEST | Oklahoma | 40 | Oklahoma | 109 | 40109 | 48 | 9905 | 2026 | 9999 |  |  | N | Natural Gas |  |  |  |  | SCR | [8 empty] | 0.011 | 0.011 | 0.011 | 0.011 | [11 empty] | Oklahoma Gas & Electric Co | 100 | Oklahoma Gas & Electric Co | 100 | Regulated
Graceland Solar, LLC | 66687_G_GRA1 | 66687 | G | GRA1 |  | Solar PV |  | S_C_TVA | Tennessee | 47 | Shelby | 157 | 47157 | 150 | 0 | 2026 | 9999 |  |  | N | Solar | [13 empty] | 0 | 0 | 0 | 0 | [11 empty] | Graceland Solar, LLC | 100 | Graceland Solar, LLC | 100 | Non-regulated
Fagus Solar Park | 67123_G_MISII | 67123 | G | MISII |  | Solar PV |  | ERC_WEST | Texas | 48 | Childress | 75 | 48075 | 331.6 | 0 | 2026 | 9999 |  |  | N | Solar | [13 empty] | 0 | 0 | 0 | 0 | [11 empty] | Excel Advantage Services, LLC | 100 | Excel Advantage Services, LLC | 100 | Non-regulated
Carne Energy Storage, LLC | 67230_G_CS | 67230 | G | CS |  | Energy Storage |  | WECC_NM | New Mexico | 35 | Luna | 29 | 35029 | 130 | 0 | 2026 | 9999 |  |  | N | Energy Storage | [13 empty] | 0 | 0 | 0 | 0 | [11 empty] | Carne Energy Storage, LLC | 100 | Carne Energy Storage, LLC | 100 | Non-regulated
Trenton Channel Energy Center | 67759_G_TCHEC | 67759 | G | TCHEC |  | Energy Storage |  | MIS_LMI | Michigan | 26 | Wayne | 163 | 26163 | 220 | 0 | 2026 | 9999 |  |  | N | Energy Storage | [13 empty] | 0 | 0 | 0 | 0 | [11 empty] | DTE Electric Company | 100 | DTE Electric Company | 100 | Regulated
Babacomari Solar | 67797_G_BS | 67797 | G | BS |  | Solar PV |  | WECC_AZ | Arizona | 4 | Cochise | 3 | 04003 | 160 | 0 | 2026 | 9999 |  |  | N | Solar | [13 empty] | 0 | 0 | 0 | 0 | [11 empty] | Babacomari Solar, LLC | 100 | Babacomari Solar, LLC | 100 | Non-regulated
Cooks Mill PV I | 67991_G_CKML | 67991 | G | CKML |  | Solar PV |  | MIS_IL | Illinois | 17 | Coles | 29 | 17029 | 99 | 0 | 2026 | 9999 |  |  | N | Solar | [13 empty] | 0 | 0 | 0 | 0 | [11 empty] | Cooks Mill PV I, LLC | 100 | Cooks Mill PV I, LLC | 100 | Non-regulated
Cherry Valley PV I | 67992_G_CHVLY | 67992 | G | CHVLY |  | Solar PV |  | MIS_AR | Arkansas | 5 | Cross | 37 | 05037 | 135 | 0 | 2026 | 9999 |  |  | N | Solar | [13 empty] | 0 | 0 | 0 | 0 | [11 empty] | Cherry Valley PV I, LLC | 100 | Cherry Valley PV I, LLC | 100 | Non-regulated
Foley Solar, LLC | 68002_G_FOLEY | 68002 | G | FOLEY |  | Solar PV |  | S_SOU | Alabama | 1 | Baldwin | 3 | 01003 | 80 | 0 | 2026 | 9999 |  |  | N | Solar | [13 empty] | 0 | 0 | 0 | 0 | [11 empty] | Foley Solar, LLC | 100 | Foley Solar, LLC | 100 | Non-regulated
Mayes County Solar | 68006_G_MYS | 68006 | G | MYS |  | Solar PV |  | SPP_WEST | Oklahoma | 40 | Mayes | 97 | 40097 | 101.5 | 0 | 2026 | 9999 |  |  | N | Solar | [13 empty] | 0 | 0 | 0 | 0 | [11 empty] | Leeward Asset Management, LLC | 100 | Leeward Asset Management, LLC | 100 | Non-regulated
Saltbranch Solar 1 | 68007_G_SLTB1 | 68007 | G | SLTB1 |  | Solar PV |  | SPP_WEST | Oklahoma | 40 | Mayes | 97 | 40097 | 73 | 0 | 2026 | 9999 |  |  | N | Solar | [13 empty] | 0 | 0 | 0 | 0 | [11 empty] | Leeward Asset Management, LLC | 100 | Leeward Asset Management, LLC | 100 | Non-regulated
Saltbranch 2 | 68009_G_SB12 | 68009 | G | SB12 |  | Solar PV |  | SPP_WEST | Oklahoma | 40 | Mayes | 97 | 40097 | 73 | 0 | 2026 | 9999 |  |  | N | Solar | [13 empty] | 0 | 0 | 0 | 0 | [11 empty] | Leeward Asset Management, LLC | 100 | Leeward Asset Management, LLC | 100 | Non-regulated
Twelvemile Solar 1 & 2 | 68088_G_TS12 | 68088 | G | TS12 |  | Solar PV |  | SPP_WEST | Oklahoma | 40 | Mayes | 97 | 40097 | 152 | 0 | 2026 | 9999 |  |  | N | Solar | [13 empty] | 0 | 0 | 0 | 0 | [11 empty] | Leeward Asset Management, LLC | 100 | Leeward Asset Management, LLC | 100 | Non-regulated
Aurora 7-SLCHI307 | 68119_G_CH307 | 68119 | G | CH307 |  | Solar PV |  | PJM_COMD | Illinois | 17 | Kane | 89 | 17089 | 1.9 | 0 | 2026 | 9999 |  |  | N | Solar | [13 empty] | 0 | 0 | 0 | 0 | [11 empty] | Prologis Logistics Services Incorporated | 100 | Prologis Logistics Services Incorporated | 100 | Non-regulated
Big Elm Storage | 68181_G_BELMB | 68181 | G | BELMB |  | Energy Storage |  | ERC_REST | Texas | 48 | Bell | 27 | 48027 | 100 | 0 | 2026 | 9999 |  |  | N | Energy Storage | [13 empty] | 0 | 0 | 0 | 0 | [11 empty] | Big Elm Storage, LLC | 100 | Big Elm Storage, LLC | 100 | Non-regulated
Nimbus Wind Farm | 68319_G_NIM | 68319 | G | NIM |  | Onshore Wind |  | SPP_WEST | Arkansas | 5 | Carroll | 15 | 05015 | 183 | 0 | 2026 | 9999 |  |  | N | Wind | [13 empty] | 0 | 0 | 0 | 0 | [11 empty] | Nimbus Wind Farm LLC | 100 | Nimbus Wind Farm LLC | 100 | Non-regulated
Old 300 Storage Center | 68365_G_8681 | 68365 | G | 8681 |  | Energy Storage |  | ERC_REST | Texas | 48 | Fort Bend | 157 | 48157 | 250 | 0 | 2026 | 9999 |  |  | N | Energy Storage | [13 empty] | 0 | 0 | 0 | 0 | [11 empty] | Old 300 Storage Center, LLC | 100 | Old 300 Storage Center, LLC | 100 | Non-regulated
Shirk Energy Storage | 68494_G_SHRK1 | 68494 | G | SHRK1 |  | Energy Storage |  | WECC_SCE | California | 6 | Tulare | 107 | 06107 | 80 | 0 | 2026 | 9999 |  |  | N | Energy Storage | [13 empty] | 0 | 0 | 0 | 0 | [11 empty] | VESI 15 LLC | 100 | VESI 15 LLC | 100 | Non-regulated
Rockhound A | 68592_G_OERHA | 68592 | G | OERHA |  | Solar PV |  | ERC_WEST | Texas | 48 | Ector | 135 | 48135 | 245 | 0 | 2026 | 9999 |  |  | N | Solar | [13 empty] | 0 | 0 | 0 | 0 | [11 empty] | Origis Energy USA, Inc | 100 | Origis Energy USA, Inc | 100 | Non-regulated
Walker Springs II | 68669_G_OEALH | 68669 | G | OEALH |  | Solar PV |  | S_SOU | Alabama | 1 | Clarke | 25 | 01025 | 80 | 0 | 2026 | 9999 |  |  | N | Solar | [13 empty] | 0 | 0 | 0 | 0 | [11 empty] | Origis Energy USA, Inc | 100 | Origis Energy USA, Inc | 100 | Non-regulated
Choctaw Fields Solar Project, LLC | 68786_G_USMNC | 68786 | G | USMNC |  | Solar PV |  | SPP_WEST | Oklahoma | 40 | Choctaw | 23 | 40023 | 85 | 0 | 2026 | 9999 |  |  | N | Solar | [13 empty] | 0 | 0 | 0 | 0 | [11 empty] | Shell Wind Energy Inc. | 100 | Shell Wind Energy Inc. | 100 | Non-regulated
Limewood Bell Renewables Solar | 68853_G_LMWOD | 68853 | G | LMWOD |  | Solar PV |  | ERC_REST | Texas | 48 | Bell | 27 | 48027 | 204 | 0 | 2026 | 9999 |  |  | N | Solar | [13 empty] | 0 | 0 | 0 | 0 | [11 empty] | Limewood Bell Renewables LLC | 100 | Limewood Bell Renewables LLC | 100 | Non-regulated
GREC | 165_G_4 | 165 | G | 4 |  | Combustion Turbine |  | SPP_WEST | Oklahoma | 40 | Mayes | 97 | 40097 | 422 | 9905 | 2026 | 9999 |  |  | N | Natural Gas | [13 empty] | 0.011 | 0.011 | 0.011 | 0.011 | [11 empty] | Grand River Dam Authority | 100 | Grand River Dam Authority | 100 | Regulated
Moon Corner Solar | 66313_G_MOCO | 66313 | G | MOCO |  | Solar PV |  | PJM_Dom | Virginia | 51 | Richmond | 159 | 51159 | 60 | 0 | 2026 | 9999 |  |  | N | Solar | [13 empty] | 0 | 0 | 0 | 0 | [11 empty] | Dominion Energy Inc. | 100 | Dominion Energy Inc. | 100 | Regulated
Arlington Battery Energy Storage System | 67669_G_ABESS | 67669 | G | ABESS |  | Energy Storage |  | WECC_PNW | Washington | 53 | Snohomish | 61 | 53061 | 25 | 0 | 2026 | 9999 |  |  | N | Energy Storage | [13 empty] | 0 | 0 | 0 | 0 | [11 empty] | Arlington Energy Storage, LLC | 100 | Arlington Energy Storage, LLC | 100 | Regulated
Stony Creek Solar LLC | 67879_G_ENX26 | 67879 | G | ENX26 |  | Solar PV |  | PJM_PENE | Pennsylvania | 42 | Somerset | 111 | 42111 | 15 | 0 | 2026 | 9999 |  |  | N | Solar | [13 empty] | 0 | 0 | 0 | 0 | [11 empty] | Stony Creek Solar, LLC | 100 | Stony Creek Solar, LLC | 100 | Non-regulated
Alberta Solar | 68070_G_ALBER | 68070 | G | ALBER |  | Solar PV |  | PJM_Dom | Virginia | 51 | Brunswick | 25 | 51025 | 3 | 0 | 2026 | 9999 |  |  | N | Solar | [13 empty] | 0 | 0 | 0 | 0 | [11 empty] | Dominion Renewable Energy | 100 | Dominion Renewable Energy | 100 | Regulated
Cerulean Solar | 68074_G_CERUL | 68074 | G | CERUL |  | Solar PV |  | PJM_Dom | Virginia | 51 | Richmond | 159 | 51159 | 62 | 0 | 2026 | 9999 |  |  | N | Solar | [13 empty] | 0 | 0 | 0 | 0 | [11 empty] | Dominion Renewable Energy | 100 | Dominion Renewable Energy | 100 | Regulated
Des Plaines 11-SLCHI211 | 68130_G_CH211 | 68130 | G | CH211 |  | Solar PV |  | PJM_COMD | Illinois | 17 | Cook | 31 | 17031 | 1.6 | 0 | 2026 | 9999 |  |  | N | Solar | [13 empty] | 0 | 0 | 0 | 0 | [11 empty] | Prologis Logistics Services Incorporated | 100 | Prologis Logistics Services Incorporated | 100 | Non-regulated
Delaware Ave Solar | 68195_G_DEAVE | 68195 | G | DEAVE |  | Solar PV |  | PJM_EMAC | Delaware | 10 | Kent | 1 | 10001 | 4 | 0 | 2026 | 9999 |  |  | N | Solar | [13 empty] | 0 | 0 | 0 | 0 | [11 empty] | Delaware Ave Solar, LLC | 100 | Delaware Ave Solar, LLC | 100 | Non-regulated
Rifle Range Road Solar | 68196_G_RIFPV | 68196 | G | RIFPV |  | Solar PV |  | PJM_EMAC | Delaware | 10 | Sussex | 5 | 10005 | 4 | 0 | 2026 | 9999 |  |  | N | Solar | [13 empty] | 0 | 0 | 0 | 0 | [11 empty] | Rifle Range Road Solar, LLC | 100 | Rifle Range Road Solar, LLC | 100 | Non-regulated
Sandia Energy Center | 68210_G_BESS | 68210 | G | BESS |  | Energy Storage |  | WECC_NM | New Mexico | 35 | Bernalillo | 1 | 35001 | 60 | 0 | 2026 | 9999 |  |  | N | Energy Storage | [13 empty] | 0 | 0 | 0 | 0 | [11 empty] | PNM Resources | 100 | PNM Resources | 100 | Regulated
SR Gray | 68248_G_GRAY | 68248 | G | GRAY |  | Solar PV |  | S_C_TVA | Tennessee | 47 | Washington | 179 | 47179 | 6 | 0 | 2026 | 9999 |  |  | N | Solar | [13 empty] | 0 | 0 | 0 | 0 | [11 empty] | SR Gray, LLC | 100 | SR Gray, LLC | 100 | Non-regulated
NorCal FPV 1 | 68439_G_17184 | 68439 | G | 17184 |  | Solar PV |  | WEC_CALN | California | 6 | Alameda | 1 | 06001 | 10 | 0 | 2026 | 9999 |  |  | N | Solar | [13 empty] | 0 | 0 | 0 | 0 | [11 empty] | NorCal FPV 1, LLC | 100 | NorCal FPV 1, LLC | 100 | Non-regulated
Pediment BESS I | 68477_G_1 | 68477 | G | 1 |  | Energy Storage |  | WECC_AZ | Arizona | 4 | Maricopa | 13 | 04013 | 250 | 0 | 2026 | 9999 |  |  | N | Energy Storage | [13 empty] | 0 | 0 | 0 | 0 | [11 empty] | Pediment BESS I LLC | 100 | Pediment BESS I LLC | 100 | Non-regulated
Sun Pond | 68492_G_GEN01 | 68492 | G | GEN01 |  | Solar PV |  | WECC_AZ | Arizona | 4 | Maricopa | 13 | 04013 | 85 | 0 | 2026 | 9999 |  |  | N | Solar | [13 empty] | 0 | 0 | 0 | 0 | [11 empty] | Sun Pond, LLC | 100 | Sun Pond, LLC | 100 | Non-regulated
Sun Pond | 68492_G_GEN02 | 68492 | G | GEN02 |  | Energy Storage |  | WECC_AZ | Arizona | 4 | Maricopa | 13 | 04013 | 85 | 0 | 2026 | 9999 |  |  | N | Energy Storage | [13 empty] | 0 | 0 | 0 | 0 | [11 empty] | Sun Pond, LLC | 100 | Sun Pond, LLC | 100 | Non-regulated
NorCal FPV 1 (Pond 2) | 68787_G_23889 | 68787 | G | 23889 |  | Solar PV |  | WEC_CALN | California | 6 | Alameda | 1 | 06001 | 1.8 | 0 | 2026 | 9999 |  |  | N | Solar | [13 empty] | 0 | 0 | 0 | 0 | [11 empty] | NorCal FPV 1, LLC | 100 | NorCal FPV 1, LLC | 100 | Non-regulated
Sand Pine | 68818_G_1 | 68818 | G | 1 |  | Solar PV |  | S_SOU | Florida | 12 | Calhoun | 13 | 12013 | 74.5 | 0 | 2026 | 9999 |  |  | N | Solar | [13 empty] | 0 | 0 | 0 | 0 | [11 empty] | Florida Power & Light Co | 100 | Florida Power & Light Co | 100 | Regulated
Sea Grape | 68819_G_1 | 68819 | G | 1 |  | Solar PV |  | FRCC | Florida | 12 | St Lucie | 111 | 12111 | 74.5 | 0 | 2026 | 9999 |  |  | N | Solar | [13 empty] | 0 | 0 | 0 | 0 | [11 empty] | Florida Power & Light Co | 100 | Florida Power & Light Co | 100 | Regulated
Clover FL | 68821_G_1 | 68821 | G | 1 |  | Solar PV |  | FRCC | Florida | 12 | St Lucie | 111 | 12111 | 74.5 | 0 | 2026 | 9999 |  |  | N | Solar | [13 empty] | 0 | 0 | 0 | 0 | [11 empty] | Florida Power & Light Co | 100 | Florida Power & Light Co | 100 | Regulated
CPV Rogue's Wind, LLC | 67348_G_ROGUE | 67348 | G | ROGUE |  | Onshore Wind |  | PJM_PENE | Pennsylvania | 42 | Cambria | 21 | 42021 | 109.9 | 0 | 2026 | 9999 |  |  | N | Wind | [13 empty] | 0 | 0 | 0 | 0 | [11 empty] | CPV Rogue's Wind, LLC | 100 | CPV Rogue's Wind, LLC | 100 | Non-regulated
Green River Energy Center - Hybrid | 67501_G_GRBS | 67501 | G | GRBS |  | Energy Storage |  | WECC_UT | Utah | 49 | Emery | 15 | 49015 | 400 | 0 | 2026 | 9999 |  |  | N | Energy Storage | [13 empty] | 0 | 0 | 0 | 0 | [11 empty] | Green River Energy Center, LLC | 100 | Green River Energy Center, LLC | 100 | Non-regulated
Green River Energy Center - Hybrid | 67501_G_GRPV | 67501 | G | GRPV |  | Solar PV |  | WECC_UT | Utah | 49 | Emery | 15 | 49015 | 400 | 0 | 2026 | 9999 |  |  | N | Solar | [13 empty] | 0 | 0 | 0 | 0 | [11 empty] | Green River Energy Center, LLC | 100 | Green River Energy Center, LLC | 100 | Non-regulated
Fish Creek Solar Park | 67754_G_FSCSP | 67754 | G | FSCSP |  | Solar PV |  | MIS_LMI | Michigan | 26 | Montcalm | 117 | 26117 | 146.2 | 0 | 2026 | 9999 |  |  | N | Solar | [13 empty] | 0 | 0 | 0 | 0 | [11 empty] | DTE Electric Company | 100 | DTE Electric Company | 100 | Regulated
Bailey Mill Solar | 68052_G_PV1 | 68052 | G | PV1 |  | Solar PV |  | FRCC | Florida | 12 | Jefferson | 65 | 12065 | 74.9 | 0 | 2026 | 9999 |  |  | N | Solar | [13 empty] | 0 | 0 | 0 | 0 | [11 empty] | Duke Energy Florida, LLC | 100 | Duke Energy Florida, LLC | 100 | Regulated
SR Millington II | 68326_G_MILL2 | 68326 | G | MILL2 |  | Solar PV |  | S_C_TVA | Tennessee | 47 | Shelby | 157 | 47157 | 74.9 | 0 | 2026 | 9999 |  |  | N | Solar | [13 empty] | 0 | 0 | 0 | 0 | [11 empty] | SR Millington II, LLC | 100 | SR Millington II, LLC | 100 | Non-regulated
Pleasant Valley Solar 2 Project | 68487_G_PVS2 | 68487 | G | PVS2 |  | Solar PV |  | WECC_ID | Idaho | 16 | Ada | 1 | 16001 | 125 | 0 | 2026 | 9999 |  |  | N | Solar | [13 empty] | 0 | 0 | 0 | 0 | [11 empty] | PVS 2, LLC | 100 | PVS 2, LLC | 100 | Non-regulated
Bird Dog Energy Storage | 68495_G_BDOG1 | 68495 | G | BDOG1 |  | Energy Storage |  | ERC_REST | Texas | 48 | San Patricio | 409 | 48409 | 60 | 0 | 2026 | 9999 |  |  | N | Energy Storage | [13 empty] | 0 | 0 | 0 | 0 | [11 empty] | VESI 37 LLC | 100 | VESI 37 LLC | 100 | Non-regulated
Vienna Walbec Customer Hosted | 68502_G_PV1 | 68502 | G | PV1 |  | Solar PV |  | MIS_WUMS | Wisconsin | 55 | Dane | 25 | 55025 | 1.4 | 0 | 2026 | 9999 |  |  | N | Solar | [13 empty] | 0 | 0 | 0 | 0 | [11 empty] | Wisconsin Power & Light Co | 100 | Wisconsin Power & Light Co | 100 | Regulated
South Bay Dis Ctr 12 - SLLAX104 | 68789_G_LA104 | 68789 | G | LA104 |  | Solar PV |  | WEC_LADW | California | 6 | Los Angeles | 37 | 06037 | 1.2 | 0 | 2026 | 9999 |  |  | N | Solar | [13 empty] | 0 | 0 | 0 | 0 | [11 empty] | Prologis Logistics Services Incorporated | 100 | Prologis Logistics Services Incorporated | 100 | Non-regulated
Edgewater | 4050_G_BESS1 | 4050 | G | BESS1 |  | Energy Storage |  | MIS_WUMS | Wisconsin | 55 | Sheboygan | 117 | 55117 | 99 | 0 | 2026 | 9999 |  |  | N | Energy Storage | [13 empty] | 0 | 0 | 0 | 0 | [11 empty] | Wisconsin Power & Light Co | 100 | Wisconsin Power & Light Co | 100 | Regulated
Payson | 7408_G_86-3C | 7408 | G | 86-3C |  | Combustion Turbine | IC Engine | WECC_UT | Utah | 49 | Utah | 49 | 49049 | 2.1 | 9905 | 2026 | 9999 |  |  | N | Natural Gas | [13 empty] | 0.011 | 0.011 | 0.011 | 0.011 | [11 empty] | Payson City Corporation | 100 | Payson City Corporation | 100 | Regulated
Payson | 7408_G_86-4C | 7408 | G | 86-4C |  | Combustion Turbine | IC Engine | WECC_UT | Utah | 49 | Utah | 49 | 49049 | 2.1 | 9905 | 2026 | 9999 |  |  | N | Natural Gas | [13 empty] | 0.011 | 0.011 | 0.011 | 0.011 | [11 empty] | Payson City Corporation | 100 | Payson City Corporation | 100 | Regulated
Payson | 7408_G_86-5C | 7408 | G | 86-5C |  | Combustion Turbine | IC Engine | WECC_UT | Utah | 49 | Utah | 49 | 49049 | 2.1 | 9905 | 2026 | 9999 |  |  | N | Natural Gas | [13 empty] | 0.011 | 0.011 | 0.011 | 0.011 | [11 empty] | Payson City Corporation | 100 | Payson City Corporation | 100 | Regulated
Payson | 7408_G_86-6C | 7408 | G | 86-6C |  | Combustion Turbine | IC Engine | WECC_UT | Utah | 49 | Utah | 49 | 49049 | 2.1 | 9905 | 2026 | 9999 |  |  | N | Natural Gas | [13 empty] | 0.011 | 0.011 | 0.011 | 0.011 | [11 empty] | Payson City Corporation | 100 | Payson City Corporation | 100 | Regulated
Payson | 7408_G_86-7C | 7408 | G | 86-7C |  | Combustion Turbine | IC Engine | WECC_UT | Utah | 49 | Utah | 49 | 49049 | 2.1 | 9905 | 2026 | 9999 |  |  | N | Natural Gas | [13 empty] | 0.011 | 0.011 | 0.011 | 0.011 | [11 empty] | Payson City Corporation | 100 | Payson City Corporation | 100 | Regulated
Payson | 7408_G_86-8C | 7408 | G | 86-8C |  | Combustion Turbine | IC Engine | WECC_UT | Utah | 49 | Utah | 49 | 49049 | 2.1 | 9905 | 2026 | 9999 |  |  | N | Natural Gas | [13 empty] | 0.011 | 0.011 | 0.011 | 0.011 | [11 empty] | Payson City Corporation | 100 | Payson City Corporation | 100 | Regulated
Big Fork Solar | 62184_G_27 | 62184 | G | 27 |  | Energy Storage |  | S_VACA | South Carolina | 45 | Barnwell | 11 | 45011 | 74.9 | 0 | 2026 | 9999 |  |  | N | Energy Storage | [13 empty] | 0 | 0 | 0 | 0 | [11 empty] | Big Fork Solar | 100 | Big Fork Solar | 100 | Non-regulated
Colleton Solar | 62188_G_31 | 62188 | G | 31 |  | Energy Storage |  | S_VACA | South Carolina | 45 | Colleton | 29 | 45029 | 74.9 | 0 | 2026 | 9999 |  |  | N | Energy Storage | [13 empty] | 0 | 0 | 0 | 0 | [11 empty] | Colleton Solar | 100 | Colleton Solar | 100 | Non-regulated
Crossroads Solar | 62190_G_33 | 62190 | G | 33 |  | Energy Storage |  | S_VACA | South Carolina | 45 | Barnwell | 11 | 45011 | 50 | 0 | 2026 | 9999 |  |  | N | Energy Storage | [13 empty] | 0 | 0 | 0 | 0 | [11 empty] | Crossroads Solar | 100 | Crossroads Solar | 100 | Non-regulated
Quest Solar | 62299_G_67 | 62299 | G | 67 |  | Energy Storage |  | S_VACA | South Carolina | 45 | Allendale | 5 | 45005 | 50 | 0 | 2026 | 9999 |  |  | N | Energy Storage | [13 empty] | 0 | 0 | 0 | 0 | [11 empty] | Quest Solar | 100 | Quest Solar | 100 | Non-regulated
NRG THW GT Electric Generating Station | 66601_G_GT61 | 66601 | G | GT61 |  | Combustion Turbine |  | ERC_REST | Texas | 48 | Harris | 201 | 48201 | 204 | 9905 | 2026 | 9999 |  |  | N | Natural Gas |  |  |  |  | SCR | [8 empty] | 0.011 | 0.011 | 0.011 | 0.011 | [11 empty] | NRG THW GT LLC | 100 | NRG THW GT LLC | 100 | Non-regulated
NRG THW GT Electric Generating Station | 66601_G_GT62 | 66601 | G | GT62 |  | Combustion Turbine |  | ERC_REST | Texas | 48 | Harris | 201 | 48201 | 204 | 9905 | 2026 | 9999 |  |  | N | Natural Gas |  |  |  |  | SCR | [8 empty] | 0.011 | 0.011 | 0.011 | 0.011 | [11 empty] | NRG THW GT LLC | 100 | NRG THW GT LLC | 100 | Non-regulated
SunZia Wind South | 66923_G_SZW-S | 66923 | G | SZW-S |  | Onshore Wind |  | WECC_NM | New Mexico | 35 | Lincoln | 27 | 35027 | 2561.2 | 0 | 2026 | 9999 |  |  | N | Wind | [13 empty] | 0 | 0 | 0 | 0 | [11 empty] | Pattern Operators LP | 100 | Pattern Operators LP | 100 | Non-regulated
SunZia Wind North | 66924_G_SZW-N | 66924 | G | SZW-N |  | Onshore Wind |  | WECC_NM | New Mexico | 35 | Torrance | 57 | 35057 | 1089 | 0 | 2026 | 9999 |  |  | N | Wind | [13 empty] | 0 | 0 | 0 | 0 | [11 empty] | Pattern Operators LP | 100 | Pattern Operators LP | 100 | Non-regulated
Pin Oak Creek Energy Center, LLC | 67500_G_GT5 | 67500 | G | GT5 |  | Combustion Turbine |  | ERC_REST | Texas | 48 | Freestone | 161 | 48161 | 212 | 9905 | 2026 | 9999 |  |  | N | Natural Gas | [13 empty] | 0.011 | 0.011 | 0.011 | 0.011 | [11 empty] | Freestone Power Generation LLC | 75 | Freestone Power Generation LLC | 75 | Non-regulated
Pin Oak Creek Energy Center, LLC | 67500_G_GT6 | 67500 | G | GT6 |  | Combustion Turbine |  | ERC_REST | Texas | 48 | Freestone | 161 | 48161 | 212 | 9905 | 2026 | 9999 |  |  | N | Natural Gas | [13 empty] | 0.011 | 0.011 | 0.011 | 0.011 | [11 empty] | Freestone Power Generation LLC | 75 | Freestone Power Generation LLC | 75 | Non-regulated
Bell Creek BESS LLC | 67535_G_ASHU1 | 67535 | G | ASHU1 |  | Energy Storage |  | ERC_REST | Texas | 48 | Brazoria | 39 | 48039 | 200.9 | 0 | 2026 | 9999 |  |  | N | Energy Storage | [13 empty] | 0 | 0 | 0 | 0 | [11 empty] | Nexus Renewables U.S. Inc. | 100 | Nexus Renewables U.S. Inc. | 100 | Non-regulated
Agave | 67964_G_A400M | 67964 | G | A400M |  | Energy Storage |  | WECC_AZ | Arizona | 4 | Maricopa | 13 | 04013 | 150 | 0 | 2026 | 9999 |  |  | N | Energy Storage | [13 empty] | 0 | 0 | 0 | 0 | [11 empty] | Arizona Public Service Co | 100 | Arizona Public Service Co | 100 | Regulated
SR Adamsville | 68224_G_ADAMV | 68224 | G | ADAMV |  | Solar PV |  | S_C_TVA | Tennessee | 47 | Hardin | 71 | 47071 | 25 | 0 | 2026 | 9999 |  |  | N | Solar | [13 empty] | 0 | 0 | 0 | 0 | [11 empty] | SR Adamsville, LLC | 100 | SR Adamsville, LLC | 100 | Non-regulated
Romeoville 34A-SLCHI234 | 68239_G_C234A | 68239 | G | C234A |  | Solar PV |  | PJM_COMD | Illinois | 17 | Will | 197 | 17197 | 1.1 | 0 | 2026 | 9999 |  |  | N | Solar | [13 empty] | 0 | 0 | 0 | 0 | [11 empty] | Prologis Logistics Services Incorporated | 100 | Prologis Logistics Services Incorporated | 100 | Non-regulated
SR Horus | 68249_G_METTR | 68249 | G | METTR |  | Solar PV |  | S_C_TVA | Kentucky | 21 | Simpson | 213 | 21213 | 79.7 | 0 | 2026 | 9999 |  |  | N | Solar | [13 empty] | 0 | 0 | 0 | 0 | [11 empty] | SR Horus, LLC | 100 | SR Horus, LLC | 100 | Non-regulated
SR Metter | 68250_G_METTR | 68250 | G | METTR |  | Solar PV |  | S_SOU | Georgia | 13 | Candler | 43 | 13043 | 79.7 | 0 | 2026 | 9999 |  |  | N | Solar | [13 empty] | 0 | 0 | 0 | 0 | [11 empty] | SR Metter, LLC | 100 | SR Metter, LLC | 100 | Non-regulated
Atlas BESS IV LLC | 68321_G_ALT4 | 68321 | G | ALT4 |  | Energy Storage |  | WECC_AZ | Arizona | 4 | La Paz | 12 | 04012 | 150 | 0 | 2026 | 9999 |  |  | N | Energy Storage | [13 empty] | 0 | 0 | 0 | 0 | [11 empty] | ATLAS BESS IV, LLC | 100 | ATLAS BESS IV, LLC | 100 | Non-regulated
Atlas VIII | 68323_G_ALT8A | 68323 | G | ALT8A |  | Energy Storage |  | WECC_AZ | Arizona | 4 | La Paz | 12 | 04012 | 210.4 | 0 | 2026 | 9999 |  |  | N | Energy Storage | [13 empty] | 0 | 0 | 0 | 0 | [11 empty] | Atlas VIII LLC | 100 | Atlas VIII LLC | 100 | Non-regulated
Atlas VIII | 68323_G_ALT8B | 68323 | G | ALT8B |  | Energy Storage |  | WECC_AZ | Arizona | 4 | La Paz | 12 | 04012 | 172 | 0 | 2026 | 9999 |  |  | N | Energy Storage | [13 empty] | 0 | 0 | 0 | 0 | [11 empty] | Atlas VIII LLC | 100 | Atlas VIII LLC | 100 | Non-regulated
Evans Creek Energy Storage Project | 68334_G_EVCRK | 68334 | G | EVCRK |  | Energy Storage |  | ERC_REST | Texas | 48 | Val Verde | 465 | 48465 | 103 | 0 | 2026 | 9999 |  |  | N | Energy Storage | [13 empty] | 0 | 0 | 0 | 0 | [11 empty] | Evans Creek Energy Storage LLC | 100 | Evans Creek Energy Storage LLC | 100 | Non-regulated
Ironwood Solar | 68397_G_I168M | 68397 | G | I168M |  | Solar PV |  | WECC_AZ | Arizona | 4 | Yuma | 27 | 04027 | 168 | 0 | 2026 | 9999 |  |  | N | Solar | [13 empty] | 0 | 0 | 0 | 0 | [11 empty] | Arizona Public Service Co | 100 | Arizona Public Service Co | 100 | Regulated
Cadence Solar Energy Center | 68431_G_CADNC | 68431 | G | CADNC |  | Solar PV |  | PJM_ATSI | Ohio | 39 | Union | 159 | 39159 | 240 | 0 | 2026 | 9999 |  |  | N | Solar | [13 empty] | 0 | 0 | 0 | 0 | [11 empty] | Cadence Solar Energy LLC | 100 | Cadence Solar Energy LLC | 100 | Non-regulated
Madena 3 | 68519_G_MDNA3 | 68519 | G | MDNA3 |  | Energy Storage |  | WEC_CALN | California | 6 | Yuba | 115 | 06115 | 3.9 | 0 | 2026 | 9999 |  |  | N | Energy Storage | [13 empty] | 0 | 0 | 0 | 0 | [11 empty] | Western Grid Development, LLC | 100 | Western Grid Development, LLC | 100 | Non-regulated
Rockhound C | 68593_G_OERHC | 68593 | G | OERHC |  | Solar PV |  | ERC_WEST | Texas | 48 | Ector | 135 | 48135 | 61 | 0 | 2026 | 9999 |  |  | N | Solar | [13 empty] | 0 | 0 | 0 | 0 | [11 empty] | Origis Energy USA, Inc | 100 | Origis Energy USA, Inc | 100 | Non-regulated
Rockhound D | 68594_G_OERHD | 68594 | G | OERHD |  | Solar PV |  | ERC_WEST | Texas | 48 | Ector | 135 | 48135 | 28 | 0 | 2026 | 9999 |  |  | N | Solar | [13 empty] | 0 | 0 | 0 | 0 | [11 empty] | Origis Energy USA, Inc | 100 | Origis Energy USA, Inc | 100 | Non-regulated
Aratina Solar Center 1A | 68661_G_64BES | 68661 | G | 64BES |  | Energy Storage |  | WECC_SCE | California | 6 | San Bernardino | 71 | 06071 | 75 | 0 | 2026 | 9999 |  |  | N | Energy Storage | [13 empty] | 0 | 0 | 0 | 0 | [11 empty] | 64NB 8me LLC | 100 | 64NB 8me LLC | 100 | Non-regulated
Aratina Solar Center 1A | 68661_G_64NB8 | 68661 | G | 64NB8 |  | Solar PV |  | WECC_SCE | California | 6 | San Bernardino | 71 | 06071 | 120 | 0 | 2026 | 9999 |  |  | N | Solar | [13 empty] | 0 | 0 | 0 | 0 | [11 empty] | 64NB 8me LLC | 100 | 64NB 8me LLC | 100 | Non-regulated
Cherry | 63850_G_BESS2 | 63850 | G | BESS2 |  | Energy Storage |  | WEC_CALN | California | 6 | Kings | 31 | 06031 | 110 | 0 | 2026 | 9999 |  |  | N | Energy Storage | [13 empty] | 0 | 0 | 0 | 0 | [11 empty] | Westlands Cherry, LLC | 100 | Westlands Cherry, LLC | 100 | Non-regulated
Red Maple LRE | 68085_G_RMS1 | 68085 | G | RMS1 |  | Solar PV |  | PJM_COMD | Illinois | 17 | DeKalb | 37 | 17037 | 95 | 0 | 2026 | 9999 |  |  | N | Solar | [13 empty] | 0 | 0 | 0 | 0 | [11 empty] | Leeward Asset Management, LLC | 100 | Leeward Asset Management, LLC | 100 | Non-regulated
Elk Grove 51-SLCHI151 | 68133_G_CH151 | 68133 | G | CH151 |  | Solar PV |  | PJM_COMD | Illinois | 17 | DuPage | 43 | 17043 | 1.4 | 0 | 2026 | 9999 |  |  | N | Solar | [13 empty] | 0 | 0 | 0 | 0 | [11 empty] | Prologis Logistics Services Incorporated | 100 | Prologis Logistics Services Incorporated | 100 | Non-regulated
SR Sequatchie | 68254_G_SEQUA | 68254 | G | SEQUA |  | Solar PV |  | S_C_TVA | Tennessee | 47 | Sequatchie | 153 | 47153 | 8 | 0 | 2026 | 9999 |  |  | N | Solar | [13 empty] | 0 | 0 | 0 | 0 | [11 empty] | SR Sequatchie, LLC | 100 | SR Sequatchie, LLC | 100 | Non-regulated
Crossroads Bus Park 7 - SLINE207 | 68797_G_IN207 | 68797 | G | IN207 |  | Solar PV |  | WECC_SCE | California | 6 | San Bernardino | 71 | 06071 | 1 | 0 | 2026 | 9999 |  |  | N | Solar | [13 empty] | 0 | 0 | 0 | 0 | [11 empty] | Prologis Logistics Services Incorporated | 100 | Prologis Logistics Services Incorporated | 100 | Non-regulated
Kingstree West 115 | 67723_G_SOLAR | 67723 | G | SOLAR |  | Solar PV |  | S_VACA | South Carolina | 45 | Williamsburg | 89 | 45089 | 74.9 | 0 | 2026 | 9999 |  |  | N | Solar | [13 empty] | 0 | 0 | 0 | 0 | [11 empty] | Kingstree West 115 LLC | 100 | Kingstree West 115 LLC | 100 | Non-regulated
Elwood 1-SLCHI901 | 68134_G_CH901 | 68134 | G | CH901 |  | Solar PV |  | PJM_COMD | Illinois | 17 | Will | 197 | 17197 | 1.3 | 0 | 2026 | 9999 |  |  | N | Solar | [13 empty] | 0 | 0 | 0 | 0 | [11 empty] | Prologis Logistics Services Incorporated | 100 | Prologis Logistics Services Incorporated | 100 | Non-regulated
Sherco Solar III | 68777_G_SHS03 | 68777 | G | SHS03 |  | Solar PV |  | MIS_MNWI | Minnesota | 27 | Sherburne | 141 | 27141 | 250 | 0 | 2026 | 9999 |  |  | N | Solar | [13 empty] | 0 | 0 | 0 | 0 | [11 empty] | Northern States Power Co - Minnesota | 100 | Northern States Power Co - Minnesota | 100 | Regulated
Hammond | 708_G_5 | 708 | G | 5 |  | Energy Storage |  | S_SOU | Georgia | 13 | Floyd | 115 | 13115 | 57.5 | 0 | 2026 | 9999 |  |  | N | Energy Storage | [13 empty] | 0 | 0 | 0 | 0 | [11 empty] | Georgia Power Co | 100 | Georgia Power Co | 100 | Regulated
Clover Creek Solar | 66315_G_CCSO | 66315 | G | CCSO |  | Solar PV |  | PJM_Dom | Virginia | 51 | Halifax | 83 | 51083 | 90 | 0 | 2026 | 9999 |  |  | N | Solar | [13 empty] | 0 | 0 | 0 | 0 | [11 empty] | Dominion Energy Inc. | 100 | Dominion Energy Inc. | 100 | Regulated
East Road Storage Project | 67565_G_CEC01 | 67565 | G | CEC01 |  | Energy Storage |  | WEC_CALN | California | 6 | Mendocino | 45 | 06045 | 1.5 | 0 | 2026 | 9999 |  |  | N | Energy Storage | [13 empty] | 0 | 0 | 0 | 0 | [11 empty] | Form Energy Inc. | 100 | Form Energy Inc. | 100 | Non-regulated
Crooked Creek PV I | 67993_G_CRDCK | 67993 | G | CRDCK |  | Solar PV |  | MIS_IL | Illinois | 17 | Marion | 121 | 17121 | 99 | 0 | 2026 | 9999 |  |  | N | Solar | [13 empty] | 0 | 0 | 0 | 0 | [11 empty] | Crooked Creek PV I, LLC | 100 | Crooked Creek PV I, LLC | 100 | Non-regulated
Tower Solar, LLC | 68329_G_TWS | 68329 | G | TWS |  | Solar PV |  | WECC_PNW | Oregon | 41 | Morrow | 49 | 41049 | 120 | 0 | 2026 | 9999 |  |  | N | Solar | [13 empty] | 0 | 0 | 0 | 0 | [11 empty] | Avangrid Power LLC | 100 | Avangrid Power LLC | 100 | Non-regulated
Easley Solar | 68758_G_IPEA1 | 68758 | G | IPEA1 |  | Solar PV |  | WECC_SCE | California | 6 | Riverside | 65 | 06065 | 290 | 0 | 2026 | 9999 |  |  | N | Solar | [13 empty] | 0 | 0 | 0 | 0 | [11 empty] | IP Easley, LLC | 100 | IP Easley, LLC | 100 | Non-regulated
Easley Solar | 68758_G_IPEA2 | 68758 | G | IPEA2 |  | Energy Storage |  | WECC_SCE | California | 6 | Riverside | 65 | 06065 | 350 | 0 | 2026 | 9999 |  |  | N | Energy Storage | [13 empty] | 0 | 0 | 0 | 0 | [11 empty] | IP Easley, LLC | 100 | IP Easley, LLC | 100 | Non-regulated
Santa Teresa Solar | 68866_G_SAN | 68866 | G | SAN |  | Energy Storage |  | WECC_NM | New Mexico | 35 | Dona Ana | 13 | 35013 | 150 | 0 | 2026 | 9999 |  |  | N | Energy Storage | [13 empty] | 0 | 0 | 0 | 0 | [11 empty] | Santa Teresa Solar | 100 | Santa Teresa Solar | 100 | Non-regulated
Santa Teresa Solar | 68866_G_STS | 68866 | G | STS |  | Solar PV |  | WECC_NM | New Mexico | 35 | Dona Ana | 13 | 35013 | 150 | 0 | 2026 | 9999 |  |  | N | Solar | [13 empty] | 0 | 0 | 0 | 0 | [11 empty] | Santa Teresa Solar | 100 | Santa Teresa Solar | 100 | Non-regulated
Brenneman Solar Project | 66744_G_BRNMN | 66744 | G | BRNMN |  | Solar PV |  | S_SOU | Georgia | 13 | Macon | 193 | 13193 | 150 | 0 | 2026 | 9999 |  |  | N | Solar | [13 empty] | 0 | 0 | 0 | 0 | [11 empty] | Brenneman Solar LLC | 100 | Brenneman Solar LLC | 100 | Non-regulated
Blackford Solar | 66960_G_BLKSL | 66960 | G | BLKSL |  | Solar PV |  | PJM_West | Indiana | 18 | Blackford | 9 | 18009 | 150 | 0 | 2026 | 9999 |  |  | N | Solar | [13 empty] | 0 | 0 | 0 | 0 | [11 empty] | Leeward Asset Management, LLC | 100 | Leeward Asset Management, LLC | 100 | Non-regulated
Osagrove Flats Wind | 67347_G_OF1 | 67347 | G | OF1 |  | Onshore Wind |  | PJM_COMD | Illinois | 17 | LaSalle | 99 | 17099 | 150 | 0 | 2026 | 9999 |  |  | N | Wind | [13 empty] | 0 | 0 | 0 | 0 | [11 empty] | Avangrid Power LLC | 100 | Avangrid Power LLC | 100 | Non-regulated
Key Energy Storage | 68461_G_KEYBA | 68461 | G | KEYBA |  | Energy Storage |  | WEC_CALN | California | 6 | Fresno | 19 | 06019 | 75 | 0 | 2026 | 9999 |  |  | N | Energy Storage | [13 empty] | 0 | 0 | 0 | 0 | [11 empty] | Key Energy Storage LLC | 100 | Key Energy Storage LLC | 100 | Non-regulated
McGrau Ford Battery Storage Facility | 68512_G_2 | 68512 | G | 2 |  | Energy Storage |  | S_SOU | Georgia | 13 | Cherokee | 57 | 13057 | 265 | 0 | 2026 | 9999 |  |  | N | Energy Storage | [13 empty] | 0 | 0 | 0 | 0 | [11 empty] | Georgia Power Co | 100 | Georgia Power Co | 100 | Regulated
Excelsior Energy Center | 68507_G_EEC | 68507 | G | EEC |  | Solar PV |  | NY_Z_B | New York | 36 | Genesee | 37 | 36037 | 280 | 0 | 2026 | 9999 |  |  | N | Solar | [13 empty] | 0 | 0 | 0 | 0 | [11 empty] | Excelsior Energy Center, LLC | 100 | Excelsior Energy Center, LLC | 100 | Non-regulated
Greenalia Solar Power Misae III | 68769_G_M3GSP | 68769 | G | M3GSP |  | Solar PV |  | ERC_WEST | Texas | 48 | Childress | 75 | 48075 | 185.4 | 0 | 2026 | 9999 |  |  | N | Solar | [13 empty] | 0 | 0 | 0 | 0 | [11 empty] | Greenlia Solar Power Misae III, LLC | 100 | Greenlia Solar Power Misae III, LLC | 100 | Non-regulated
Gratiot Solar Park | 68850_G_GRTSP | 68850 | G | GRTSP |  | Solar PV |  | MIS_LMI | Michigan | 26 | Gratiot | 57 | 26057 | 50 | 0 | 2026 | 9999 |  |  | N | Solar | [13 empty] | 0 | 0 | 0 | 0 | [11 empty] | DTE Electric Company | 100 | DTE Electric Company | 100 | Regulated
Cumberland (TN) | 3399_G_CTG1 | 3399 | G | CTG1 |  | Combined Cycle |  | S_C_TVA | Tennessee | 47 | Stewart | 161 | 47161 | 372.9 | 6370 | 2026 | 9999 |  |  | N | Natural Gas | [13 empty] | 0.011 | 0.011 | 0.011 | 0.011 | [11 empty] | Tennessee Valley Authority | 100 | Tennessee Valley Authority | 100 | Regulated
Cumberland (TN) | 3399_G_STG1 | 3399 | G | STG1 |  | Combined Cycle |  | S_C_TVA | Tennessee | 47 | Stewart | 161 | 47161 | 296.6 | 6370 | 2026 | 9999 |  |  | N | Natural Gas | [13 empty] | 0.011 | 0.011 | 0.011 | 0.011 | [11 empty] | Tennessee Valley Authority | 100 | Tennessee Valley Authority | 100 | Regulated
Black Hollow Sun | 64745_G_BHS02 | 64745 | G | BHS02 |  | Solar PV |  | WECC_CO | Colorado | 8 | Weld | 123 | 08123 | 107 | 0 | 2026 | 9999 |  |  | N | Solar | [13 empty] | 0 | 0 | 0 | 0 | [11 empty] | Contour Global | 100 | Contour Global | 100 | Non-regulated
Mammoth South Solar Project | 66545_G_MMTHS | 66545 | G | MMTHS |  | Solar PV |  | MIS_INKY | Indiana | 18 | Pulaski | 131 | 18131 | 300 | 0 | 2026 | 9999 |  |  | N | Solar | [13 empty] | 0 | 0 | 0 | 0 | [11 empty] | Mammoth South LLC | 100 | Mammoth South LLC | 100 | Non-regulated
Mammoth Central Solar Project | 66546_G_MMTHC | 66546 | G | MMTHC |  | Solar PV |  | MIS_INKY | Indiana | 18 | Pulaski | 131 | 18131 | 300 | 0 | 2026 | 9999 |  |  | N | Solar | [13 empty] | 0 | 0 | 0 | 0 | [11 empty] | Mammoth Central LLC | 100 | Mammoth Central LLC | 100 | Non-regulated
Northern Prairie 1 | 66958_G_NOPR1 | 66958 | G | NOPR1 |  | Solar PV |  | MIS_MNWI | Wisconsin | 55 | St Croix | 109 | 55109 | 101 | 0 | 2026 | 9999 |  |  | N | Solar | [13 empty] | 0 | 0 | 0 | 0 | [11 empty] | Leeward Asset Management, LLC | 100 | Leeward Asset Management, LLC | 100 | Non-regulated
Blackford Wind | 66968_G_BFW00 | 66968 | G | BFW00 |  | Onshore Wind |  | PJM_West | Indiana | 18 | Blackford | 9 | 18009 | 200 | 0 | 2026 | 9999 |  |  | N | Wind | [13 empty] | 0 | 0 | 0 | 0 | [11 empty] | Leeward Asset Management, LLC | 100 | Leeward Asset Management, LLC | 100 | Non-regulated
Carol Wind, LLC | 66976_G_WAPPA | 66976 | G | WAPPA |  | Onshore Wind |  | SPP_SPS | Texas | 48 | Potter | 375 | 48375 | 167.8 | 0 | 2026 | 9999 |  |  | N | Wind | [13 empty] | 0 | 0 | 0 | 0 | [11 empty] | Carol Wind, LLC | 100 | Carol Wind, LLC | 100 | Non-regulated
SR Marshall, LLC | 67134_G_MARSH | 67134 | G | MARSH |  | Solar PV |  | S_C_TVA | Mississippi | 28 | Marshall | 93 | 28093 | 4.8 | 0 | 2026 | 9999 |  |  | N | Solar | [13 empty] | 0 | 0 | 0 | 0 | [11 empty] | SR Marshall, LLC | 100 | SR Marshall, LLC | 100 | Non-regulated
Juniper Creek Storage | 67945_G_JCSIB | 67945 | G | JCSIB |  | Energy Storage |  | WEC_BANC | California | 6 | Sacramento | 67 | 06067 | 200 | 0 | 2026 | 9999 |  |  | N | Energy Storage | [13 empty] | 0 | 0 | 0 | 0 | [11 empty] | Vesper Energy Development LLC | 100 | Vesper Energy Development LLC | 100 | Non-regulated
Quaker Creek Farm Solar | 67977_G_QUACR | 67977 | G | QUACR |  | Solar PV |  | S_VACA | North Carolina | 37 | Alamance | 1 | 37001 | 34.9 | 0 | 2026 | 9999 |  |  | N | Solar | [13 empty] | 0 | 0 | 0 | 0 | [11 empty] | Quaker Creek Farm Solar, LLC | 100 | Quaker Creek Farm Solar, LLC | 100 | Non-regulated
Piney Woods Solar | 67995_G_PWS | 67995 | G | PWS |  | Solar PV |  | ERC_REST | Texas | 48 | Walker | 471 | 48471 | 150 | 0 | 2026 | 9999 |  |  | N | Solar | [13 empty] | 0 | 0 | 0 | 0 | [11 empty] | Piney Woods Solar, LLC | 100 | Piney Woods Solar, LLC | 100 | Non-regulated
Karn Solar Energy Center | 67998_G_KSEC | 67998 | G | KSEC |  | Solar PV |  | MIS_LMI | Michigan | 26 | Bay | 17 | 26017 | 80 | 0 | 2026 | 9999 |  |  | N | Solar | [13 empty] | 0 | 0 | 0 | 0 | [11 empty] | Consumers Energy Co - (MI) | 100 | Consumers Energy Co - (MI) | 100 | Regulated
Spring Creek Agri-Energy Center | 67999_G_SCAEC | 67999 | G | SCAEC |  | Solar PV |  | MIS_LMI | Michigan | 26 | Calhoun | 25 | 26025 | 140 | 0 | 2026 | 9999 |  |  | N | Solar | [13 empty] | 0 | 0 | 0 | 0 | [11 empty] | Consumers Energy Co - (MI) | 100 | Consumers Energy Co - (MI) | 100 | Regulated
Uinta Wind | 68005_G_WIND1 | 68005 | G | WIND1 |  | Onshore Wind |  | WECC_WY | Wyoming | 56 | Uinta | 41 | 56041 | 119 | 0 | 2026 | 9999 |  |  | N | Wind | [13 empty] | 0 | 0 | 0 | 0 | [11 empty] | Invenergy Services LLC | 100 | Invenergy Services LLC | 100 | Non-regulated
Twelvemile Solar 3 | 68089_G_TS03 | 68089 | G | TS03 |  | Solar PV |  | SPP_WEST | Oklahoma | 40 | Mayes | 97 | 40097 | 200 | 0 | 2026 | 9999 |  |  | N | Solar | [13 empty] | 0 | 0 | 0 | 0 | [11 empty] | Leeward Asset Management, LLC | 100 | Leeward Asset Management, LLC | 100 | Non-regulated
SR Benton | 68095_G_BENTN | 68095 | G | BENTN |  | Solar PV |  | S_C_TVA | Tennessee | 47 | Benton | 5 | 47005 | 3 | 0 | 2026 | 9999 |  |  | N | Solar | [13 empty] | 0 | 0 | 0 | 0 | [11 empty] | SR Benton, LLC | 100 | SR Benton, LLC | 100 | Non-regulated
SR Altheimer | 68225_G_ALTH | 68225 | G | ALTH |  | Solar PV |  | MIS_AR | Arkansas | 5 | Jefferson | 69 | 05069 | 4.8 | 0 | 2026 | 9999 |  |  | N | Solar | [13 empty] | 0 | 0 | 0 | 0 | [11 empty] | SR Altheimer, LLC | 100 | SR Altheimer, LLC | 100 | Non-regulated
SR Bacon | 68226_G_BACON | 68226 | G | BACON |  | Solar PV |  | S_SOU | Georgia | 13 | Bacon | 5 | 13005 | 85 | 0 | 2026 | 9999 |  |  | N | Solar | [13 empty] | 0 | 0 | 0 | 0 | [11 empty] | SR Bacon, LLC | 100 | SR Bacon, LLC | 100 | Non-regulated
SR Delhi | 68227_G_DELHI | 68227 | G | DELHI |  | Solar PV |  | MIS_LA | Louisiana | 22 | Richland | 83 | 22083 | 4.8 | 0 | 2026 | 9999 |  |  | N | Solar | [13 empty] | 0 | 0 | 0 | 0 | [11 empty] | SR Delhi, LLC | 100 | SR Delhi, LLC | 100 | Non-regulated
SR Denmark | 68229_G_DEMRK | 68229 | G | DEMRK |  | Solar PV |  | S_C_TVA | Tennessee | 47 | Madison | 113 | 47113 | 42 | 0 | 2026 | 9999 |  |  | N | Solar | [13 empty] | 0 | 0 | 0 | 0 | [11 empty] | SR Denmark, LLC | 100 | SR Denmark, LLC | 100 | Non-regulated
SR Des Arc | 68230_G_DESAR | 68230 | G | DESAR |  | Solar PV |  | MIS_AR | Arkansas | 5 | Prairie | 117 | 05117 | 4.8 | 0 | 2026 | 9999 |  |  | N | Solar | [13 empty] | 0 | 0 | 0 | 0 | [11 empty] | SR Des Arc, LLC | 100 | SR Des Arc, LLC | 100 | Non-regulated
SR Bear Creek | 68243_G_BEAR | 68243 | G | BEAR |  | Solar PV |  | S_C_TVA | Alabama | 1 | Marion | 93 | 01093 | 4.5 | 0 | 2026 | 9999 |  |  | N | Solar | [13 empty] | 0 | 0 | 0 | 0 | [11 empty] | SR Bear Creek, LLC | 100 | SR Bear Creek, LLC | 100 | Non-regulated
SR Dunn | 68245_G_DUNN | 68245 | G | DUNN |  | Solar PV |  | MIS_LA | Louisiana | 22 | Richland | 83 | 22083 | 3 | 0 | 2026 | 9999 |  |  | N | Solar | [13 empty] | 0 | 0 | 0 | 0 | [11 empty] | SR Dunn, LLC | 100 | SR Dunn, LLC | 100 | Non-regulated
SR Georgetown | 68247_G_GRGTN | 68247 | G | GRGTN |  | Solar PV |  | S_VACA | South Carolina | 45 | Georgetown | 43 | 45043 | 50 | 0 | 2026 | 9999 |  |  | N | Solar | [13 empty] | 0 | 0 | 0 | 0 | [11 empty] | SR Georgetown. LLC | 100 | SR Georgetown. LLC | 100 | Non-regulated
SR North Bastrop | 68251_G_NBAST | 68251 | G | NBAST |  | Solar PV |  | MIS_LA | Louisiana | 22 | Morehouse | 67 | 22067 | 4.8 | 0 | 2026 | 9999 |  |  | N | Solar | [13 empty] | 0 | 0 | 0 | 0 | [11 empty] | SR North Bastrop, LLC | 100 | SR North Bastrop, LLC | 100 | Non-regulated
SR Quincy Valley | 68252_G_QUVAL | 68252 | G | QUVAL |  | Solar PV |  | WECC_PNW | Washington | 53 | Grant | 25 | 53025 | 130 | 0 | 2026 | 9999 |  |  | N | Solar | [13 empty] | 0 | 0 | 0 | 0 | [11 empty] | SR Quincy Valley, LLC | 100 | SR Quincy Valley, LLC | 100 | Non-regulated
SR Rochelle I | 68253_G_ROCH1 | 68253 | G | ROCH1 |  | Solar PV |  | S_SOU | Georgia | 13 | Wilcox | 315 | 13315 | 90 | 0 | 2026 | 9999 |  |  | N | Solar | [13 empty] | 0 | 0 | 0 | 0 | [11 empty] | SR Rochelle I, LLC | 100 | SR Rochelle I, LLC | 100 | Non-regulated
SR Shelby | 68255_G_SHELB | 68255 | G | SHELB |  | Solar PV |  | S_C_TVA | Tennessee | 47 | Shelby | 157 | 47157 | 9.8 | 0 | 2026 | 9999 |  |  | N | Solar | [13 empty] | 0 | 0 | 0 | 0 | [11 empty] | SR Shelby, LLC | 100 | SR Shelby, LLC | 100 | Non-regulated
SR South Bastrop | 68256_G_SBAST | 68256 | G | SBAST |  | Solar PV |  | MIS_LA | Louisiana | 22 | Morehouse | 67 | 22067 | 4.8 | 0 | 2026 | 9999 |  |  | N | Solar | [13 empty] | 0 | 0 | 0 | 0 | [11 empty] | SR South Bastrop, LLC | 100 | SR South Bastrop, LLC | 100 | Non-regulated
SR Winnsboro | 68257_G_WINN | 68257 | G | WINN |  | Solar PV |  | MIS_LA | Louisiana | 22 | Franklin | 41 | 22041 | 4.8 | 0 | 2026 | 9999 |  |  | N | Solar | [13 empty] | 0 | 0 | 0 | 0 | [11 empty] | SR Winnsboro, LLC | 100 | SR Winnsboro, LLC | 100 | Non-regulated
SR Wynne South | 68258_G_WYNS | 68258 | G | WYNS |  | Solar PV |  | MIS_AR | Arkansas | 5 | Cross | 37 | 05037 | 4.8 | 0 | 2026 | 9999 |  |  | N | Solar | [13 empty] | 0 | 0 | 0 | 0 | [11 empty] | SR Wynne South, LLC | 100 | SR Wynne South, LLC | 100 | Non-regulated
Show Me State Solar | 68325_G_SMS | 68325 | G | SMS |  | Solar PV |  | MIS_MO | Missouri | 29 | Callaway | 27 | 29027 | 250 | 0 | 2026 | 9999 |  |  | N | Solar | [13 empty] | 0 | 0 | 0 | 0 | [11 empty] | Show Me State Solar, LLC | 100 | Show Me State Solar, LLC | 100 | Non-regulated
Chalan | 68672_G_CHA_B | 68672 | G | CHA_B |  | Energy Storage |  | WECC_SCE | California | 6 | Kern | 29 | 06029 | 25 | 0 | 2026 | 9999 |  |  | N | Energy Storage | [13 empty] | 0 | 0 | 0 | 0 | [11 empty] | Origis Energy USA, Inc | 100 | Origis Energy USA, Inc | 100 | Non-regulated
Chalan | 68672_G_OECHA | 68672 | G | OECHA |  | Solar PV |  | WECC_SCE | California | 6 | Kern | 29 | 06029 | 64.9 | 0 | 2026 | 9999 |  |  | N | Solar | [13 empty] | 0 | 0 | 0 | 0 | [11 empty] | Origis Energy USA, Inc | 100 | Origis Energy USA, Inc | 100 | Non-regulated
Sand Luis West | 68673_G_OESLW | 68673 | G | OESLW |  | Solar PV |  | WEC_CALN | California | 6 | Fresno | 19 | 06019 | 125 | 0 | 2026 | 9999 |  |  | N | Solar | [13 empty] | 0 | 0 | 0 | 0 | [11 empty] | Origis Energy USA, Inc | 100 | Origis Energy USA, Inc | 100 | Non-regulated
Sand Luis West | 68673_G_SLW_S | 68673 | G | SLW_S |  | Energy Storage |  | WEC_CALN | California | 6 | Fresno | 19 | 06019 | 31.3 | 0 | 2026 | 9999 |  |  | N | Energy Storage | [13 empty] | 0 | 0 | 0 | 0 | [11 empty] | Origis Energy USA, Inc | 100 | Origis Energy USA, Inc | 100 | Non-regulated
Sunfish Solar 2 | 68745_G_SS2 | 68745 | G | SS2 |  | Solar PV |  | MIS_LMI | Michigan | 26 | Calhoun | 25 | 26025 | 360 | 0 | 2026 | 9999 |  |  | N | Solar | [13 empty] | 0 | 0 | 0 | 0 | [11 empty] | Consumers Energy Co - (MI) | 100 | Consumers Energy Co - (MI) | 100 | Regulated
Dolet Hills Solar | 68785_G_DHS1 | 68785 | G | DHS1 |  | Solar PV |  | MIS_LA | Louisiana | 22 | DeSoto | 31 | 22031 | 240 | 0 | 2026 | 9999 |  |  | N | Solar | [13 empty] | 0 | 0 | 0 | 0 | [11 empty] | Cleco Power LLC | 100 | Cleco Power LLC | 100 | Regulated
Little Trout Solar | 67755_G_LTRSP | 67755 | G | LTRSP |  | Solar PV |  | MIS_LMI | Michigan | 26 | Presque Isle | 141 | 26141 | 150 | 0 | 2027 | 9999 |  |  | N | Solar | [13 empty] | 0 | 0 | 0 | 0 | [11 empty] | DTE Electric Company | 100 | DTE Electric Company | 100 | Regulated
Morley Solar | 68083_G_MLY | 68083 | G | MLY |  | Solar PV |  | SPP_WEST | Missouri | 29 | Scott | 201 | 29201 | 100 | 0 | 2027 | 9999 |  |  | N | Solar | [13 empty] | 0 | 0 | 0 | 0 | [11 empty] | Leeward Asset Management, LLC | 100 | Leeward Asset Management, LLC | 100 | Non-regulated
Morrow Lake BESS | 68084_G_MLB | 68084 | G | MLB |  | Energy Storage |  | ERC_REST | Texas | 48 | Frio | 163 | 48163 | 200 | 0 | 2027 | 9999 |  |  | N | Energy Storage | [13 empty] | 0 | 0 | 0 | 0 | [11 empty] | Leeward Asset Management, LLC | 100 | Leeward Asset Management, LLC | 100 | Non-regulated
Tangelo | 68828_G_1 | 68828 | G | 1 |  | Solar PV |  | FRCC | Florida | 12 | Okeechobee | 93 | 12093 | 74.5 | 0 | 2027 | 9999 |  |  | N | Solar | [13 empty] | 0 | 0 | 0 | 0 | [11 empty] | Florida Power & Light Co | 100 | Florida Power & Light Co | 100 | Regulated
Hendry | 68834_G_1 | 68834 | G | 1 |  | Solar PV |  | FRCC | Florida | 12 | Hendry | 51 | 12051 | 74.5 | 0 | 2027 | 9999 |  |  | N | Solar | [13 empty] | 0 | 0 | 0 | 0 | [11 empty] | Florida Power & Light Co | 100 | Florida Power & Light Co | 100 | Regulated
Tracy Renewable Power Plant | 68855_G_TRP01 | 68855 | G | TRP01 |  | Biomass |  | WEC_CALN | California | 6 | San Joaquin | 77 | 06077 | 3 | 15307 | 2027 | 9999 |  |  | N | Biomass | [13 empty] | 0.02 | 0.02 | 0.02 | 0.02 | [11 empty] | Tracy Renewable Energy, LLC | 100 | Tracy Renewable Energy, LLC | 100 | Non-regulated
Cherry Valley | 67253_G_761 | 67253 | G | 761 |  | Solar PV |  | PJM_COMD | Illinois | 17 | Boone | 7 | 17007 | 12.5 | 0 | 2027 | 9999 |  |  | N | Solar | [13 empty] | 0 | 0 | 0 | 0 | [11 empty] | Greenbacker Renewable Energy Corporation | 100 | Greenbacker Renewable Energy Corporation | 100 | Non-regulated
Bluebonnet Prairie Wind | 68082_G_BBP | 68082 | G | BBP |  | Onshore Wind |  | ERC_REST | Texas | 48 | Navarro | 349 | 48349 | 170 | 0 | 2027 | 9999 |  |  | N | Wind | [13 empty] | 0 | 0 | 0 | 0 | [11 empty] | Leeward Asset Management, LLC | 100 | Leeward Asset Management, LLC | 100 | Non-regulated
Cicero 3-SLCHI603 | 68129_G_CH603 | 68129 | G | CH603 |  | Solar PV |  | PJM_COMD | Illinois | 17 | Cook | 31 | 17031 | 1.9 | 0 | 2027 | 9999 |  |  | N | Solar | [13 empty] | 0 | 0 | 0 | 0 | [11 empty] | Prologis Logistics Services Incorporated | 100 | Prologis Logistics Services Incorporated | 100 | Non-regulated
Gatsby Energy Storage Project | 68428_G_GTSBY | 68428 | G | GTSBY |  | Energy Storage |  | ERC_WEST | Texas | 48 | Pecos | 371 | 48371 | 103.4 | 0 | 2027 | 9999 |  |  | N | Energy Storage | [13 empty] | 0 | 0 | 0 | 0 | [11 empty] | Gatsby Energy Storage LLC | 100 | Gatsby Energy Storage LLC | 100 | Non-regulated
Glen Canyon Solar A, LLC | 66484_G_GCA | 66484 | G | GCA |  | Solar PV |  | WECC_UT | Utah | 49 | Kane | 25 | 49025 | 95 | 0 | 2027 | 9999 |  |  | N | Solar | [13 empty] | 0 | 0 | 0 | 0 | [11 empty] | AES Distributed Energy | 100 | AES Distributed Energy | 100 | Non-regulated
Empire Wind 1 | 68443_G_EMP01 | 68443 | G | EMP01 |  | Offshore Wind |  | NY_Z_J | New York | 36 | Kings | 47 | 36047 | 810 | 0 | 2027 | 9999 |  |  | N | Wind | [13 empty] | 0 | 0 | 0 | 0 | [11 empty] | Equinor Wind US LLC | 100 | Equinor Wind US LLC | 100 | Non-regulated
Pelicans Jaw Hybrid Solar | 68607_G_PLJW1 | 68607 | G | PLJW1 |  | Solar PV |  | WECC_SCE | California | 6 | Kern | 29 | 06029 | 440 | 0 | 2027 | 9999 |  |  | N | Solar | [13 empty] | 0 | 0 | 0 | 0 | [11 empty] | Pelicans Jaw Solar LLC | 100 | Pelicans Jaw Solar LLC | 100 | Non-regulated
Middle Lake | 68824_G_1 | 68824 | G | 1 |  | Solar PV |  | FRCC | Florida | 12 | Madison | 79 | 12079 | 74.5 | 0 | 2027 | 9999 |  |  | N | Solar | [13 empty] | 0 | 0 | 0 | 0 | [11 empty] | Florida Power & Light Co | 100 | Florida Power & Light Co | 100 | Regulated
Ambersweet | 68829_G_1 | 68829 | G | 1 |  | Solar PV |  | FRCC | Florida | 12 | Indian River | 61 | 12061 | 74.5 | 0 | 2027 | 9999 |  |  | N | Solar | [13 empty] | 0 | 0 | 0 | 0 | [11 empty] | Florida Power & Light Co | 100 | Florida Power & Light Co | 100 | Regulated
County Line | 68832_G_1 | 68832 | G | 1 |  | Solar PV |  | FRCC | Florida | 12 | Charlotte | 15 | 12015 | 74.5 | 0 | 2027 | 9999 |  |  | N | Solar | [13 empty] | 0 | 0 | 0 | 0 | [11 empty] | Florida Power & Light Co | 100 | Florida Power & Light Co | 100 | Regulated
Mill Creek (KY) | 1364_G_5 | 1364 | G | 5 |  | Combined Cycle |  | S_C_KY | Kentucky | 21 | Jefferson | 111 | 21111 | 645 | 6370 | 2027 | 9999 |  |  | N | Natural Gas | [13 empty] | 0.011 | 0.011 | 0.011 | 0.011 | [11 empty] | Kentucky Utilities Co | 69 | Kentucky Utilities Co | 69 | Regulated
Templeton Wind | 68179_G_TEMPW | 68179 | G | TEMPW |  | Onshore Wind |  | MIS_INKY | Indiana | 18 | Benton | 7 | 18007 | 200.2 | 0 | 2027 | 9999 |  |  | N | Wind | [13 empty] | 0 | 0 | 0 | 0 | [11 empty] | Templeton Wind Energy Center, LLC | 100 | Templeton Wind Energy Center, LLC | 100 | Non-regulated
Sunrise Wind | 67435_G_SRWND | 67435 | G | SRWND |  | Offshore Wind |  | NY_Z_K | New York | 36 | Suffolk | 103 | 36103 | 924 | 0 | 2027 | 9999 |  |  | N | Wind | [13 empty] | 0 | 0 | 0 | 0 | [11 empty] | Orsted Wind Power North America LLC | 100 | Orsted Wind Power North America LLC | 100 | Non-regulated
Catfish | 68830_G_1 | 68830 | G | 1 |  | Solar PV |  | FRCC | Florida | 12 | Okeechobee | 93 | 12093 | 74.5 | 0 | 2027 | 9999 |  |  | N | Solar | [13 empty] | 0 | 0 | 0 | 0 | [11 empty] | Florida Power & Light Co | 100 | Florida Power & Light Co | 100 | Regulated
Cocoplum | 68831_G_1 | 68831 | G | 1 |  | Solar PV |  | FRCC | Florida | 12 | Hendry | 51 | 12051 | 74.5 | 0 | 2027 | 9999 |  |  | N | Solar | [13 empty] | 0 | 0 | 0 | 0 | [11 empty] | Florida Power & Light Co | 100 | Florida Power & Light Co | 100 | Regulated
Hardwood Hammock | 68833_G_1 | 68833 | G | 1 |  | Solar PV |  | S_SOU | Florida | 12 | Walton | 131 | 12131 | 74.5 | 0 | 2027 | 9999 |  |  | N | Solar | [13 empty] | 0 | 0 | 0 | 0 | [11 empty] | Florida Power & Light Co | 100 | Florida Power & Light Co | 100 | Regulated
Maple Trail | 68836_G_1 | 68836 | G | 1 |  | Solar PV |  | FRCC | Florida | 12 | Baker | 3 | 12003 | 74.5 | 0 | 2027 | 9999 |  |  | N | Solar | [13 empty] | 0 | 0 | 0 | 0 | [11 empty] | Florida Power & Light Co | 100 | Florida Power & Light Co | 100 | Regulated
Pinecone | 68825_G_1 | 68825 | G | 1 |  | Solar PV |  | S_SOU | Florida | 12 | Calhoun | 13 | 12013 | 74.5 | 0 | 2027 | 9999 |  |  | N | Solar | [13 empty] | 0 | 0 | 0 | 0 | [11 empty] | Florida Power & Light Co | 100 | Florida Power & Light Co | 100 | Regulated
Saddle | 68826_G_1 | 68826 | G | 1 |  | Solar PV |  | S_SOU | Florida | 12 | Calhoun | 13 | 12013 | 74.5 | 0 | 2027 | 9999 |  |  | N | Solar | [13 empty] | 0 | 0 | 0 | 0 | [11 empty] | Florida Power & Light Co | 100 | Florida Power & Light Co | 100 | Regulated
Spanish Moss | 68827_G_1 | 68827 | G | 1 |  | Solar PV |  | FRCC | Florida | 12 | St Lucie | 111 | 12111 | 74.5 | 0 | 2027 | 9999 |  |  | N | Solar | [13 empty] | 0 | 0 | 0 | 0 | [11 empty] | Florida Power & Light Co | 100 | Florida Power & Light Co | 100 | Regulated
Joshua Creek | 68835_G_1 | 68835 | G | 1 |  | Solar PV |  | FRCC | Florida | 12 | DeSoto | 27 | 12027 | 74.5 | 0 | 2027 | 9999 |  |  | N | Solar | [13 empty] | 0 | 0 | 0 | 0 | [11 empty] | Florida Power & Light Co | 100 | Florida Power & Light Co | 100 | Regulated
Liberty Solar Energy Center | 68744_G_LSEC | 68744 | G | LSEC |  | Solar PV |  | MIS_LMI | Michigan | 26 | Kalamazoo | 77 | 26077 | 220 | 0 | 2027 | 9999 |  |  | N | Solar | [13 empty] | 0 | 0 | 0 | 0 | [11 empty] | Consumers Energy Co - (MI) | 100 | Consumers Energy Co - (MI) | 100 | Regulated
Rodatherm Milford 1 | 68044_G_RODA1 | 68044 | G | RODA1 |  | Geothermal |  | WECC_UT | Utah | 49 | Beaver | 1 | 49001 | 1.8 | 9771 | 2028 | 9999 |  |  | N | Geothermal | [13 empty] | 0 | 0 | 0 | 0 | 0.4563 | 0.4563 | 0.4563 | [8 empty] | Rodatherm Energy Corporation | 100 | Rodatherm Energy Corporation | 100 | Non-regulated
Trestles Grid LLC | 67229_G_HGLPT | 67229 | G | HGLPT |  | Energy Storage |  | WECC_SCE | California | 6 | Riverside | 65 | 06065 | 150 | 0 | 2028 | 9999 |  |  | N | Energy Storage | [13 empty] | 0 | 0 | 0 | 0 | [11 empty] | Trestles Grid LLC | 100 | Trestles Grid LLC | 100 | Non-regulated
Tupper Lake Wind | 68843_G_TLCP | 68843 | G | TLCP |  | Onshore Wind |  | MIS_LMI | Michigan | 26 | Ionia | 67 | 26067 | 198 | 0 | 2028 | 9999 |  |  | N | Wind | [13 empty] | 0 | 0 | 0 | 0 | [11 empty] | Tupper Lake | 100 | Tupper Lake | 100 | Non-regulated
Newman | 3456_G_6 | 3456 | G | 6 |  | Combustion Turbine |  | WECC_NM | Texas | 48 | El Paso | 141 | 48141 | 227.8 | 9905 | 2023 | 9999 |  |  | N | Natural Gas, Distillate Fuel Oil | [13 empty] | 0.011 | 0.011 | 0.011 | 0.011 | [11 empty] | El Paso Electric Co | 100 | El Paso Electric Co | 100 | Regulated
Baldwin City Plant No 2 | 8020_G_10 | 8020 | G | 10 |  | Combustion Turbine | IC Engine | SPP_N | Kansas | 20 | Douglas | 45 | 20045 | 2 | 9905 | 2025 | 9999 |  |  | N | Distillate Fuel Oil | [13 empty] | 0.011 | 0.011 | 0.011 | 0.011 | [11 empty] | City of Baldwin City- (KS) | 100 | City of Baldwin City- (KS) | 100 | Regulated
Baldwin City Plant No 2 | 8020_G_9 | 8020 | G | 9 |  | Combustion Turbine | IC Engine | SPP_N | Kansas | 20 | Douglas | 45 | 20045 | 2 | 9905 | 2025 | 9999 |  |  | N | Distillate Fuel Oil | [13 empty] | 0.011 | 0.011 | 0.011 | 0.011 | [11 empty] | City of Baldwin City- (KS) | 100 | City of Baldwin City- (KS) | 100 | Regulated
Newgulf Cogen | 50137_G_GEN1 | 50137 | G | GEN1 |  | Combustion Turbine |  | ERC_REST | Texas | 48 | Wharton | 481 | 48481 | 69 | 9905 | 1984 | 9999 |  |  | N | Natural Gas | [13 empty] | 0.011 | 0.011 | 0.011 | 0.011 | [11 empty] | Rockland Power Partners, LLC | 100 | Rockland Power Partners, LLC | 100 | Non-regulated
TECO CHP-1 | 57504_G_GTG2 | 57504 | G | GTG2 |  | Combustion Turbine |  | ERC_REST | Texas | 48 | Harris | 201 | 48201 | 50 | 9905 | 2024 | 9999 |  |  | N | Natural Gas | [13 empty] | 0.011 | 0.011 | 0.011 | 0.011 | [11 empty] | Texas Medical Center Central | 100 | Texas Medical Center Central | 100 | Non-regulated
Brookville Smart Bus Depot Microgrid | 65945_G_GEN2 | 65945 | G | GEN2 |  | Combustion Turbine | IC Engine | PJM_SMAC | Maryland | 24 | Montgomery | 31 | 24031 | 0.6 | 9905 | 2024 | 9999 |  |  | N | Natural Gas | [13 empty] | 0.011 | 0.011 | 0.011 | 0.011 | [11 empty] | AlphaStruxure Montgomery County LLC | 100 | AlphaStruxure Montgomery County LLC | 100 | Non-regulated
Brookville Smart Bus Depot Microgrid | 65945_G_GEN3 | 65945 | G | GEN3 |  | Combustion Turbine | IC Engine | PJM_SMAC | Maryland | 24 | Montgomery | 31 | 24031 | 0.6 | 9905 | 2024 | 9999 |  |  | N | Natural Gas | [13 empty] | 0.011 | 0.011 | 0.011 | 0.011 | [11 empty] | AlphaStruxure Montgomery County LLC | 100 | AlphaStruxure Montgomery County LLC | 100 | Non-regulated
A B Brown | 6137_G_6 | 6137 | G | 6 |  | Combustion Turbine |  | MIS_INKY | Indiana | 18 | Posey | 129 | 18129 | 226.5 | 9905 | 2025 | 9999 |  |  | N | Natural Gas | [13 empty] | 0.011 | 0.011 | 0.011 | 0.011 | [11 empty] | Southern Indiana Gas & Elec Co | 100 | Southern Indiana Gas & Elec Co | 100 | Regulated
A B Brown | 6137_G_7 | 6137 | G | 7 |  | Combustion Turbine |  | MIS_INKY | Indiana | 18 | Posey | 129 | 18129 | 226.5 | 9905 | 2025 | 9999 |  |  | N | Natural Gas | [13 empty] | 0.011 | 0.011 | 0.011 | 0.011 | [11 empty] | Southern Indiana Gas & Elec Co | 100 | Southern Indiana Gas & Elec Co | 100 | Regulated
Hauser | 2185_G_HAU10 | 2185 | G | HAU10 |  | Hydro |  | WECC_MT | Montana | 30 | Lewis and Clark | 49 | 30049 | 3.5 | 0 | 2025 | 9999 |  |  | N | Hydro | [13 empty] | 0 | 0 | 0 | 0 | [11 empty] | NorthWestern Energy (MT Hydro) | 100 | NorthWestern Energy (MT Hydro) | 100 | Regulated
Intermountain Power Project | 6481_G_3 | 6481 | G | 3 |  | Combined Cycle |  | WECC_UT | Utah | 49 | Millard | 27 | 49027 | 420 | 6370 | 2025 | 9999 |  |  | N | Natural Gas | [13 empty] | 0.011 | 0.011 | 0.011 | 0.011 | [11 empty] | Intermountain Power Agency | 100 | Intermountain Power Agency | 100 | Regulated
Intermountain Power Project | 6481_G_4 | 6481 | G | 4 |  | Combined Cycle |  | WECC_UT | Utah | 49 | Millard | 27 | 49027 | 420 | 6370 | 2025 | 9999 |  |  | N | Natural Gas | [13 empty] | 0.011 | 0.011 | 0.011 | 0.011 | [11 empty] | Intermountain Power Agency | 100 | Intermountain Power Agency | 100 | Regulated
Armadillo Solar Center | 64349_G_6666 | 64349 | G | 6666 |  | Solar PV |  | ERC_REST | Texas | 48 | Navarro | 349 | 48349 | 175 | 0 | 2026 | 9999 |  |  | N | Solar | [13 empty] | 0 | 0 | 0 | 0 | [11 empty] | AES Clean Energy | 100 | AES Clean Energy | 100 | Non-regulated
Shipsterns Solar, LLC | 67102_G_SHP20 | 67102 | G | SHP20 |  | Solar PV |  | MIS_LMI | Michigan | 26 | Calhoun | 25 | 26025 | 20 | 0 | 2023 | 9999 |  |  | N | Solar | [13 empty] | 0 | 0 | 0 | 0 | [11 empty] | Shipsterns Solar, LLC | 100 | Shipsterns Solar, LLC | 100 | Non-regulated
E W Brown | 1355_G_BESS | 1355 | G | BESS |  | Energy Storage |  | S_C_KY | Kentucky | 21 | Mercer | 167 | 21167 | 125 | 0 | 2027 | 9999 |  |  | N | Energy Storage | [13 empty] | 0 | 0 | 0 | 0 | [11 empty] | Louisville Gas & Electric Co | 100 | Louisville Gas & Electric Co | 100 | Regulated
Greenwood Solar I | 68205_G_GRNWD | 68205 | G | GRNWD |  | Solar PV |  | PJM_Dom | Virginia | 51 | Culpeper | 47 | 51047 | 100 | 0 | 2027 | 9999 |  |  | N | Solar | [13 empty] | 0 | 0 | 0 | 0 | [11 empty] | Greenwood Solar I, LLC | 100 | Greenwood Solar I, LLC | 100 | Non-regulated
Maple Leaf Solar | 67195_G_GEN | 67195 | G | GEN |  | Solar PV |  | S_VACA | North Carolina | 37 | Johnston | 101 | 37101 | 73 | 0 | 2027 | 9999 |  |  | N | Solar | [13 empty] | 0 | 0 | 0 | 0 | [11 empty] | Capital Power Corporation | 100 | Capital Power Corporation | 100 | Non-regulated
Chisme Solar and Storage | 68078_G_CHIBS | 68078 | G | CHIBS |  | Energy Storage |  | ERC_REST | Texas | 48 | Mills | 333 | 48333 | 146 | 0 | 2027 | 9999 |  |  | N | Energy Storage | [13 empty] | 0 | 0 | 0 | 0 | [11 empty] | Red River Clean Energy | 100 | Red River Clean Energy | 100 | Non-regulated
Chisme Solar and Storage | 68078_G_CHIPV | 68078 | G | CHIPV |  | Solar PV |  | ERC_REST | Texas | 48 | Mills | 333 | 48333 | 147 | 0 | 2027 | 9999 |  |  | N | Solar | [13 empty] | 0 | 0 | 0 | 0 | [11 empty] | Red River Clean Energy | 100 | Red River Clean Energy | 100 | Non-regulated
Sweetleaf Solar LLC | 68271_G_SWLS1 | 68271 | G | SWLS1 |  | Solar PV |  | PJM_Dom | North Carolina | 37 | Halifax | 83 | 37083 | 93 | 0 | 2027 | 9999 |  |  | N | Solar | [13 empty] | 0 | 0 | 0 | 0 | [11 empty] | Sweetleaf Solar LLC | 100 | Sweetleaf Solar LLC | 100 | Non-regulated
Key Energy Storage | 68461_G_KEYBB | 68461 | G | KEYBB |  | Energy Storage |  | WEC_CALN | California | 6 | Fresno | 19 | 06019 | 190 | 0 | 2027 | 9999 |  |  | N | Energy Storage | [13 empty] | 0 | 0 | 0 | 0 | [11 empty] | Key Energy Storage LLC | 100 | Key Energy Storage LLC | 100 | Non-regulated
Key Energy Storage | 68461_G_KEYBC | 68461 | G | KEYBC |  | Energy Storage |  | WEC_CALN | California | 6 | Fresno | 19 | 06019 | 35 | 0 | 2027 | 9999 |  |  | N | Energy Storage | [13 empty] | 0 | 0 | 0 | 0 | [11 empty] | Key Energy Storage LLC | 100 | Key Energy Storage LLC | 100 | Non-regulated
SR Tullahoma | 68568_G_TULLA | 68568 | G | TULLA |  | Solar PV |  | S_C_TVA | Tennessee | 47 | Moore | 127 | 47127 | 200 | 0 | 2027 | 9999 |  |  | N | Solar | [13 empty] | 0 | 0 | 0 | 0 | [11 empty] | SR Tullahoma, LLC | 100 | SR Tullahoma, LLC | 100 | Non-regulated
Kama 1 LLC | 68526_G_11 | 68526 | G | 11 |  | Solar PV |  | WEC_CALN | California | 6 | Mendocino | 45 | 06045 | 1.6 | 0 | 2027 | 9999 |  |  | N | Solar | [13 empty] | 0 | 0 | 0 | 0 | [11 empty] | Laketricity USA Inc. | 100 | Laketricity USA Inc. | 100 | Non-regulated
SR Magnolia | 68559_G_MAGNA | 68559 | G | MAGNA |  | Solar PV |  | S_C_TVA | Mississippi | 28 | Monroe | 95 | 28095 | 160 | 0 | 2027 | 9999 |  |  | N | Solar | [13 empty] | 0 | 0 | 0 | 0 | [11 empty] | SR Magnolia, LLC | 100 | SR Magnolia, LLC | 100 | Non-regulated
Chalk Bluff Solar | 68772_G_CHALK | 68772 | G | CHALK |  | Solar PV |  | MIS_AR | Arkansas | 5 | St. Francis | 123 | 05123 | 450 | 0 | 2027 | 9999 |  |  | N | Solar | [13 empty] | 0 | 0 | 0 | 0 | [11 empty] | Chalk Bluff Solar Energy LLC | 100 | Chalk Bluff Solar Energy LLC | 100 | Non-regulated
SR Middleton | 68561_G_MIDDN | 68561 | G | MIDDN |  | Solar PV |  | S_C_TVA | Tennessee | 47 | Hardeman | 69 | 47069 | 55 | 0 | 2027 | 9999 |  |  | N | Solar | [13 empty] | 0 | 0 | 0 | 0 | [11 empty] | SR Middleton, LLC | 100 | SR Middleton, LLC | 100 | Non-regulated
SR Puryear | 68564_G_PURYR | 68564 | G | PURYR |  | Solar PV |  | S_C_TVA | Tennessee | 47 | Henry | 79 | 47079 | 50 | 0 | 2027 | 9999 |  |  | N | Solar | [13 empty] | 0 | 0 | 0 | 0 | [11 empty] | SR Puryear, LLC | 100 | SR Puryear, LLC | 100 | Non-regulated
Leitrim Solar Park | 67544_G_LEGSP | 67544 | G | LEGSP |  | Solar PV |  | ERC_REST | Texas | 48 | Hill | 217 | 48217 | 91.2 | 0 | 2027 | 9999 |  |  | N | Solar | [13 empty] | 0 | 0 | 0 | 0 | [11 empty] | Greenalia Solar Power Leitrim, LLC | 100 | Greenalia Solar Power Leitrim, LLC | 100 | Non-regulated
Roscommon Solar Park | 67566_G_ROGSP | 67566 | G | ROGSP |  | Solar PV |  | ERC_REST | Texas | 48 | Lamar | 277 | 48277 | 82.8 | 0 | 2027 | 9999 |  |  | N | Solar | [13 empty] | 0 | 0 | 0 | 0 | [11 empty] | Greenalia Solar Power Roscommon, LLC | 100 | Greenalia Solar Power Roscommon, LLC | 100 | Non-regulated
Concho Pearl Solar and Storage | 67956_G_CONBS | 67956 | G | CONBS |  | Energy Storage |  | ERC_WEST | Texas | 48 | Concho | 95 | 48095 | 162.4 | 0 | 2027 | 9999 |  |  | N | Energy Storage | [13 empty] | 0 | 0 | 0 | 0 | [11 empty] | Red River Clean Energy | 100 | Red River Clean Energy | 100 | Non-regulated
Concho Pearl Solar and Storage | 67956_G_CONPV | 67956 | G | CONPV |  | Solar PV |  | ERC_WEST | Texas | 48 | Concho | 95 | 48095 | 171.9 | 0 | 2027 | 9999 |  |  | N | Solar | [13 empty] | 0 | 0 | 0 | 0 | [11 empty] | Red River Clean Energy | 100 | Red River Clean Energy | 100 | Non-regulated
Alabama Creek Solar | 68057_G_BAMA1 | 68057 | G | BAMA1 |  | Solar PV |  | S_SOU | Alabama | 1 | Dallas | 47 | 01047 | 80 | 0 | 2027 | 9999 |  |  | N | Solar | [13 empty] | 0 | 0 | 0 | 0 | [11 empty] | hep Solar Holdings I, LLC | 100 | hep Solar Holdings I, LLC | 100 | Non-regulated
Lotus Solar | 68337_G_LOTUS | 68337 | G | LOTUS |  | Solar PV |  | S_VACA | South Carolina | 45 | Darlington | 31 | 45031 | 75 | 0 | 2027 | 9999 |  |  | N | Solar | [13 empty] | 0 | 0 | 0 | 0 | [11 empty] | Lotus Solar LLC | 100 | Lotus Solar LLC | 100 | Non-regulated
Syracuse and Tours Renewable Energy | 68035_G_SYTOB | 68035 | G | SYTOB |  | Energy Storage |  | WECC_SCE | California | 6 | Kern | 29 | 06029 | 40 | 0 | 2027 | 9999 |  |  | N | Energy Storage | [13 empty] | 0 | 0 | 0 | 0 | [11 empty] | Vesper Energy Development LLC | 100 | Vesper Energy Development LLC | 100 | Non-regulated
Syracuse and Tours Renewable Energy | 68035_G_SYTOR | 68035 | G | SYTOR |  | Solar PV |  | WECC_SCE | California | 6 | Kern | 29 | 06029 | 40 | 0 | 2027 | 9999 |  |  | N | Solar | [13 empty] | 0 | 0 | 0 | 0 | [11 empty] | Vesper Energy Development LLC | 100 | Vesper Energy Development LLC | 100 | Non-regulated
Powell Solar | 67157_G_BESS1 | 67157 | G | BESS1 |  | Energy Storage |  | WECC_PNW | Oregon | 41 | Crook | 13 | 41013 | 20.5 | 0 | 2027 | 9999 |  |  | N | Energy Storage | [13 empty] | 0 | 0 | 0 | 0 | [11 empty] | Invenergy Services LLC | 100 | Invenergy Services LLC | 100 | Non-regulated
Powell Solar | 67157_G_PV1 | 67157 | G | PV1 |  | Solar PV |  | WECC_PNW | Oregon | 41 | Crook | 13 | 41013 | 55.9 | 0 | 2027 | 9999 |  |  | N | Solar | [13 empty] | 0 | 0 | 0 | 0 | [11 empty] | Invenergy Services LLC | 100 | Invenergy Services LLC | 100 | Non-regulated
Gibson Solar Project - Hybrid | 67836_G_GSP1 | 67836 | G | GSP1 |  | Solar PV |  | WEC_CALN | California | 6 | Yolo | 113 | 06113 | 13 | 0 | 2027 | 9999 |  |  | N | Solar | [13 empty] | 0 | 0 | 0 | 0 | [11 empty] | Gibson Renewables LLC | 100 | Gibson Renewables LLC | 100 | Non-regulated
Gibson Solar Project - Hybrid | 67836_G_GSP2 | 67836 | G | GSP2 |  | Energy Storage |  | WEC_CALN | California | 6 | Yolo | 113 | 06113 | 13 | 0 | 2027 | 9999 |  |  | N | Energy Storage | [13 empty] | 0 | 0 | 0 | 0 | [11 empty] | Gibson Renewables LLC | 100 | Gibson Renewables LLC | 100 | Non-regulated
Gemstone Solar LLC | 68061_G_GEMPV | 68061 | G | GEMPV |  | Solar PV |  | PJM_West | Michigan | 26 | Cass | 27 | 26027 | 150 | 0 | 2027 | 9999 |  |  | N | Solar | [13 empty] | 0 | 0 | 0 | 0 | [11 empty] | Clenera DevCo LLC | 100 | Clenera DevCo LLC | 100 | Non-regulated
SR Copeland | 68099_G_COPE | 68099 | G | COPE |  | Solar PV |  | S_C_TVA | Tennessee | 47 | Cumberland | 35 | 47035 | 110 | 0 | 2027 | 9999 |  |  | N | Solar | [13 empty] | 0 | 0 | 0 | 0 | [11 empty] | SR Copeland, LLC | 100 | SR Copeland, LLC | 100 | Non-regulated
SR Hope Hull | 68104_G_HPHUL | 68104 | G | HPHUL |  | Solar PV |  | S_SOU | Alabama | 1 | Montgomery | 101 | 01101 | 80 | 0 | 2027 | 9999 |  |  | N | Solar | [13 empty] | 0 | 0 | 0 | 0 | [11 empty] | SR Hope Hull, LLC | 100 | SR Hope Hull, LLC | 100 | Non-regulated
SR Bacon II | 68553_G_BACN2 | 68553 | G | BACN2 |  | Solar PV |  | S_SOU | Georgia | 13 | Bacon | 5 | 13005 | 115 | 0 | 2027 | 9999 |  |  | N | Solar | [13 empty] | 0 | 0 | 0 | 0 | [11 empty] | SR Bacon II, LLC | 100 | SR Bacon II, LLC | 100 | Non-regulated
SR Bacon III | 68554_G_BACN3 | 68554 | G | BACN3 |  | Solar PV |  | S_SOU | Georgia | 13 | Bacon | 5 | 13005 | 100 | 0 | 2027 | 9999 |  |  | N | Solar | [13 empty] | 0 | 0 | 0 | 0 | [11 empty] | SR Bacon III, LLC | 100 | SR Bacon III, LLC | 100 | Non-regulated
SR Cordova | 68555_G_CORDV | 68555 | G | CORDV |  | Solar PV |  | S_VACA | South Carolina | 45 | Orangeburg | 75 | 45075 | 100 | 0 | 2027 | 9999 |  |  | N | Solar | [13 empty] | 0 | 0 | 0 | 0 | [11 empty] | SR Cordova, LLC | 100 | SR Cordova, LLC | 100 | Non-regulated
SR Durhamville | 68556_G_DURHM | 68556 | G | DURHM |  | Solar PV |  | S_C_TVA | Tennessee | 47 | Haywood | 75 | 47075 | 66 | 0 | 2027 | 9999 |  |  | N | Solar | [13 empty] | 0 | 0 | 0 | 0 | [11 empty] | SR Durhamville, LLC | 100 | SR Durhamville, LLC | 100 | Non-regulated
SR Forrest City | 68557_G_FORRC | 68557 | G | FORRC |  | Solar PV |  | MIS_AR | Arkansas | 5 | St. Francis | 123 | 05123 | 4.8 | 0 | 2027 | 9999 |  |  | N | Solar | [13 empty] | 0 | 0 | 0 | 0 | [11 empty] | SR Forrest City, LLC | 100 | SR Forrest City, LLC | 100 | Non-regulated
SR Lott | 68558_G_LOTT | 68558 | G | LOTT |  | Solar PV |  | S_SOU | Alabama | 1 | Mobile | 97 | 01097 | 8.3 | 0 | 2027 | 9999 |  |  | N | Solar | [13 empty] | 0 | 0 | 0 | 0 | [11 empty] | SR Lott, LLC | 100 | SR Lott, LLC | 100 | Non-regulated
SR Marion Junction | 68560_G_MARJT | 68560 | G | MARJT |  | Solar PV |  | S_SOU | Alabama | 1 | Dallas | 47 | 01047 | 15 | 0 | 2027 | 9999 |  |  | N | Solar | [13 empty] | 0 | 0 | 0 | 0 | [11 empty] | SR Marion Junction, LLC | 100 | SR Marion Junction, LLC | 100 | Non-regulated
SR Mount Pleasant | 68562_G_MTPLT | 68562 | G | MTPLT |  | Solar PV |  | S_C_TVA | Mississippi | 28 | Marshall | 93 | 28093 | 50 | 0 | 2027 | 9999 |  |  | N | Solar | [13 empty] | 0 | 0 | 0 | 0 | [11 empty] | SR Mount Pleasant, LLC | 100 | SR Mount Pleasant, LLC | 100 | Non-regulated
SR Norwood | 68563_G_NORWD | 68563 | G | NORWD |  | Solar PV |  | S_SOU | Georgia | 13 | Warren | 301 | 13301 | 107 | 0 | 2027 | 9999 |  |  | N | Solar | [13 empty] | 0 | 0 | 0 | 0 | [11 empty] | SR Norwood, LLC | 100 | SR Norwood, LLC | 100 | Non-regulated
SR Rochelle II | 68565_G_ROCH2 | 68565 | G | ROCH2 |  | Solar PV |  | S_SOU | Georgia | 13 | Wilcox | 315 | 13315 | 50 | 0 | 2027 | 9999 |  |  | N | Solar | [13 empty] | 0 | 0 | 0 | 0 | [11 empty] | SR Rochelle II, LLC | 100 | SR Rochelle II, LLC | 100 | Non-regulated
SR Sipsey | 68566_G_SIPSY | 68566 | G | SIPSY |  | Solar PV |  | S_SOU | Alabama | 1 | Fayette | 57 | 01057 | 10 | 0 | 2027 | 9999 |  |  | N | Solar | [13 empty] | 0 | 0 | 0 | 0 | [11 empty] | SR Sipsey, LLC | 100 | SR Sipsey, LLC | 100 | Non-regulated
SR Sunset | 68567_G_SUNST | 68567 | G | SUNST |  | Solar PV |  | MIS_LA | Louisiana | 22 | St. Landry | 97 | 22097 | 4.3 | 0 | 2027 | 9999 |  |  | N | Solar | [13 empty] | 0 | 0 | 0 | 0 | [11 empty] | SR Sunset, LLC | 100 | SR Sunset, LLC | 100 | Non-regulated
SR Ulm | 68569_G_ULM | 68569 | G | ULM |  | Solar PV |  | MIS_AR | Arkansas | 5 | Prairie | 117 | 05117 | 4.8 | 0 | 2027 | 9999 |  |  | N | Solar | [13 empty] | 0 | 0 | 0 | 0 | [11 empty] | SR Ulm, LLC | 100 | SR Ulm, LLC | 100 | Non-regulated
SR West Helena | 68570_G_WHELN | 68570 | G | WHELN |  | Solar PV |  | MIS_AR | Arkansas | 5 | Phillips | 107 | 05107 | 4.8 | 0 | 2027 | 9999 |  |  | N | Solar | [13 empty] | 0 | 0 | 0 | 0 | [11 empty] | SR West Helena, LLC | 100 | SR West Helena, LLC | 100 | Non-regulated
Easley Solar | 68758_G_IPEA3 | 68758 | G | IPEA3 |  | Energy Storage |  | WECC_SCE | California | 6 | Riverside | 65 | 06065 | 300 | 0 | 2028 | 9999 |  |  | N | Energy Storage | [13 empty] | 0 | 0 | 0 | 0 | [11 empty] | IP Easley, LLC | 100 | IP Easley, LLC | 100 | Non-regulated
Cannibal Draw Solar and Storage | 68738_G_CANBS | 68738 | G | CANBS |  | Energy Storage |  | ERC_WEST | Texas | 48 | Glasscock | 173 | 48173 | 98.6 | 0 | 2028 | 9999 |  |  | N | Energy Storage | [13 empty] | 0 | 0 | 0 | 0 | [11 empty] | Red River Clean Energy | 100 | Red River Clean Energy | 100 | Non-regulated

## NEEDS_DroppedCapMW
Plant Name | UniqueID_Final | ORIS Plant Code | Boiler/Generator/Committed Unit | Unit ID | CAMD Database UnitID | PlantType | Combustion Turbine/IC Engine | Region Name | State Name | State Code | County | County Code | FIPS5 | Capacity (MW) | Heat Rate (Btu/kWh) | On Line Year | Retirement Year | Firing | Bottom | Cogen? | Modeled Fuels | Wet/DryScrubber | Scrubber_Online_Year | Scrubber Efficiency | NOx Comb Control | NOx Post-Comb Control | SCR_Online_Year | SNCR_Online_Year | PM Control | FlueGasConditioning_Flag | Mercury_Controls | ACI_Online_Year | Mercury_Controls Efficiency | SO2 Permit Rate (lbs/mmBtu) | Mode 1 NOx Rate (lbs/mmBtu) | Mode 2 NOx Rate (lbs/mmBtu) | Mode 3 NOx Rate (lbs/mmBtu) | Mode 4 NOx Rate (lbs/mmBtu) | Hg EMF for BIT | Hg EMF for SUB | Hg EMF for LIG | HCL Removal | DSI Unit | DSI Online Year | CCS | CCS Removal | C2G | C2G Online Year | BART Affected Unit | Owner Name | Owner Percent | Holding Company | Holding Company Percent | Regulatory Status | Reasons for Dropping the Unit from NEEDS | Linked Boiler ID Dropped_1 | Linked Boiler ID Dropped_2 | Linked Boiler ID Dropped_3 | Linked Boiler ID Dropped_4 | Linked Boiler ID Dropped_5 | Linked Boiler ID Dropped_6 | Linked Boiler ID Dropped_7 | Linked Boiler ID Dropped_8 | Linked Boiler ID Dropped_9 | Linked Boiler ID Dropped_10 | Linked Boiler ID Dropped_11 | Linked Boiler ID Dropped_12 | Linked Boiler ID Dropped_13 | Linked Boiler ID Dropped_14
Carlls Corner | 2379_G_CA1 | 2379 | G | CA1 | 1429 | Combustion Turbine |  | PJM_EMAC | New Jersey | 34 | Cumberland | 11 | 34011 | 37.6 | 15982 | 1973 | 2024 |  |  | N | Natural Gas, Distillate Fuel Oil |  |  |  | H2O | [8 empty] | 0.21 | 0.71515 | 0.71515 | 0.71515 | 0.71515 | [11 empty] | Calpine New Jersey Generation LLC | 100 | Calpine New Jersey Generation LLC | 100 | Non-regulated | Dropped - Retired/Planned Retirement by 06/2028
Carlls Corner | 2379_G_CA2 | 2379 | G | CA2 | 1430 | Combustion Turbine |  | PJM_EMAC | New Jersey | 34 | Cumberland | 11 | 34011 | 39.2 | 15982 | 1973 | 2024 |  |  | N | Natural Gas, Distillate Fuel Oil |  |  |  | H2O | [8 empty] | 0.21 | 0.72576 | 0.72576 | 0.72576 | 0.72576 | [11 empty] | Calpine New Jersey Generation LLC | 100 | Calpine New Jersey Generation LLC | 100 | Non-regulated | Dropped - Retired/Planned Retirement by 06/2028
LaO Energy Systems | 52006_G_GEN1 | 52006 | G | GEN1 |  | Combined Cycle |  | MIS_LA | Louisiana | 22 | Iberville | 47 | 22047 | 57 | 8727 | 1958 | 2024 |  |  | Y | Natural Gas |  |  |  | STM | [9 empty] | 0.10553 | 0.10553 | 0.10553 | 0.10553 | [11 empty] | Dow Chemical Co | 100 | DowDuPont Inc | 100 | Non-regulated | Dropped - Retired/Planned Retirement by 06/2028
LaO Energy Systems | 52006_G_GEN2 | 52006 | G | GEN2 |  | Combined Cycle |  | MIS_LA | Louisiana | 22 | Iberville | 47 | 22047 | 80 | 8727 | 1962 | 2024 |  |  | Y | Natural Gas |  |  |  | STM | [9 empty] | 0.10553 | 0.10553 | 0.10553 | 0.10553 | [11 empty] | Dow Chemical Co | 100 | DowDuPont Inc | 100 | Non-regulated | Dropped - Retired/Planned Retirement by 06/2028
Rockville 1 & 2 | 56692_G_1A | 56692 | G | 1A |  | Combustion Turbine | IC Engine | PJM_Dom | Virginia | 51 | Goochland | 75 | 51075 | 0.3 | 10917 | 1995 | 2023 |  |  | N | Distillate Fuel Oil | [13 empty] | 1.7809 | 1.7809 | 1.7809 | 1.7809 | [11 empty] | Industrial Power Generating Company LLC | 100 | Industrial Power Generating Company LLC | 100 | Non-regulated | Dropped - Retired/Planned Retirement by 06/2028
Rockville 1 & 2 | 56692_G_1B | 56692 | G | 1B |  | Combustion Turbine | IC Engine | PJM_Dom | Virginia | 51 | Goochland | 75 | 51075 | 0.3 | 11663 | 1995 | 2023 |  |  | N | Distillate Fuel Oil | [13 empty] | 1.7809 | 1.7809 | 1.7809 | 1.7809 | [11 empty] | Industrial Power Generating Company LLC | 100 | Industrial Power Generating Company LLC | 100 | Non-regulated | Dropped - Retired/Planned Retirement by 06/2028
Rockville 1 & 2 | 56692_G_1C | 56692 | G | 1C |  | Combustion Turbine | IC Engine | PJM_Dom | Virginia | 51 | Goochland | 75 | 51075 | 0.3 | 11663 | 1995 | 2023 |  |  | N | Distillate Fuel Oil | [13 empty] | 1.7809 | 1.7809 | 1.7809 | 1.7809 | [11 empty] | Industrial Power Generating Company LLC | 100 | Industrial Power Generating Company LLC | 100 | Non-regulated | Dropped - Retired/Planned Retirement by 06/2028
Rockville 1 & 2 | 56692_G_1D | 56692 | G | 1D |  | Combustion Turbine | IC Engine | PJM_Dom | Virginia | 51 | Goochland | 75 | 51075 | 0.3 | 11663 | 1995 | 2023 |  |  | N | Distillate Fuel Oil | [13 empty] | 1.7809 | 1.7809 | 1.7809 | 1.7809 | [11 empty] | Industrial Power Generating Company LLC | 100 | Industrial Power Generating Company LLC | 100 | Non-regulated | Dropped - Retired/Planned Retirement by 06/2028
Rockville 1 & 2 | 56692_G_1E | 56692 | G | 1E |  | Combustion Turbine | IC Engine | PJM_Dom | Virginia | 51 | Goochland | 75 | 51075 | 0.3 | 11663 | 1995 | 2023 |  |  | N | Distillate Fuel Oil | [13 empty] | 1.7809 | 1.7809 | 1.7809 | 1.7809 | [11 empty] | Industrial Power Generating Company LLC | 100 | Industrial Power Generating Company LLC | 100 | Non-regulated | Dropped - Retired/Planned Retirement by 06/2028
Rockville 1 & 2 | 56692_G_1F | 56692 | G | 1F |  | Combustion Turbine | IC Engine | PJM_Dom | Virginia | 51 | Goochland | 75 | 51075 | 0.3 | 11663 | 1995 | 2023 |  |  | N | Distillate Fuel Oil | [13 empty] | 1.7809 | 1.7809 | 1.7809 | 1.7809 | [11 empty] | Industrial Power Generating Company LLC | 100 | Industrial Power Generating Company LLC | 100 | Non-regulated | Dropped - Retired/Planned Retirement by 06/2028
Rockville 1 & 2 | 56692_G_1G | 56692 | G | 1G |  | Combustion Turbine | IC Engine | PJM_Dom | Virginia | 51 | Goochland | 75 | 51075 | 0.3 | 11663 | 1995 | 2023 |  |  | N | Distillate Fuel Oil | [13 empty] | 1.7809 | 1.7809 | 1.7809 | 1.7809 | [11 empty] | Industrial Power Generating Company LLC | 100 | Industrial Power Generating Company LLC | 100 | Non-regulated | Dropped - Retired/Planned Retirement by 06/2028
Rockville 1 & 2 | 56692_G_1H | 56692 | G | 1H |  | Combustion Turbine | IC Engine | PJM_Dom | Virginia | 51 | Goochland | 75 | 51075 | 0.3 | 11663 | 1995 | 2023 |  |  | N | Distillate Fuel Oil | [13 empty] | 1.7809 | 1.7809 | 1.7809 | 1.7809 | [11 empty] | Industrial Power Generating Company LLC | 100 | Industrial Power Generating Company LLC | 100 | Non-regulated | Dropped - Retired/Planned Retirement by 06/2028
Rockville 1 & 2 | 56692_G_1I | 56692 | G | 1I |  | Combustion Turbine | IC Engine | PJM_Dom | Virginia | 51 | Goochland | 75 | 51075 | 0.3 | 11663 | 1995 | 2023 |  |  | N | Distillate Fuel Oil | [13 empty] | 1.7809 | 1.7809 | 1.7809 | 1.7809 | [11 empty] | Industrial Power Generating Company LLC | 100 | Industrial Power Generating Company LLC | 100 | Non-regulated | Dropped - Retired/Planned Retirement by 06/2028
Rockville 1 & 2 | 56692_G_1J | 56692 | G | 1J |  | Combustion Turbine | IC Engine | PJM_Dom | Virginia | 51 | Goochland | 75 | 51075 | 0.3 | 11663 | 1995 | 2023 |  |  | N | Distillate Fuel Oil | [13 empty] | 1.7809 | 1.7809 | 1.7809 | 1.7809 | [11 empty] | Industrial Power Generating Company LLC | 100 | Industrial Power Generating Company LLC | 100 | Non-regulated | Dropped - Retired/Planned Retirement by 06/2028
Rockville 1 & 2 | 56692_G_1K | 56692 | G | 1K |  | Combustion Turbine | IC Engine | PJM_Dom | Virginia | 51 | Goochland | 75 | 51075 | 0.3 | 11663 | 1995 | 2023 |  |  | N | Distillate Fuel Oil | [13 empty] | 1.7809 | 1.7809 | 1.7809 | 1.7809 | [11 empty] | Industrial Power Generating Company LLC | 100 | Industrial Power Generating Company LLC | 100 | Non-regulated | Dropped - Retired/Planned Retirement by 06/2028
Rockville 1 & 2 | 56692_G_1L | 56692 | G | 1L |  | Combustion Turbine | IC Engine | PJM_Dom | Virginia | 51 | Goochland | 75 | 51075 | 0.3 | 11663 | 1995 | 2023 |  |  | N | Distillate Fuel Oil | [13 empty] | 1.7809 | 1.7809 | 1.7809 | 1.7809 | [11 empty] | Industrial Power Generating Company LLC | 100 | Industrial Power Generating Company LLC | 100 | Non-regulated | Dropped - Retired/Planned Retirement by 06/2028
Rockville 1 & 2 | 56692_G_1M | 56692 | G | 1M |  | Combustion Turbine | IC Engine | PJM_Dom | Virginia | 51 | Goochland | 75 | 51075 | 0.3 | 11663 | 1995 | 2023 |  |  | N | Distillate Fuel Oil | [13 empty] | 1.7809 | 1.7809 | 1.7809 | 1.7809 | [11 empty] | Industrial Power Generating Company LLC | 100 | Industrial Power Generating Company LLC | 100 | Non-regulated | Dropped - Retired/Planned Retirement by 06/2028
Rockville 1 & 2 | 56692_G_1N | 56692 | G | 1N |  | Combustion Turbine | IC Engine | PJM_Dom | Virginia | 51 | Goochland | 75 | 51075 | 0.3 | 11663 | 1995 | 2023 |  |  | N | Distillate Fuel Oil | [13 empty] | 1.7809 | 1.7809 | 1.7809 | 1.7809 | [11 empty] | Industrial Power Generating Company LLC | 100 | Industrial Power Generating Company LLC | 100 | Non-regulated | Dropped - Retired/Planned Retirement by 06/2028
Rockville 1 & 2 | 56692_G_1O | 56692 | G | 1O |  | Combustion Turbine | IC Engine | PJM_Dom | Virginia | 51 | Goochland | 75 | 51075 | 0.3 | 11663 | 1995 | 2023 |  |  | N | Distillate Fuel Oil | [13 empty] | 1.7809 | 1.7809 | 1.7809 | 1.7809 | [11 empty] | Industrial Power Generating Company LLC | 100 | Industrial Power Generating Company LLC | 100 | Non-regulated | Dropped - Retired/Planned Retirement by 06/2028
Rockville 1 & 2 | 56692_G_2A | 56692 | G | 2A |  | Combustion Turbine | IC Engine | PJM_Dom | Virginia | 51 | Goochland | 75 | 51075 | 0.3 | 11663 | 2000 | 2023 |  |  | N | Distillate Fuel Oil | [13 empty] | 1.9081 | 1.9081 | 1.9081 | 1.9081 | [11 empty] | Industrial Power Generating Company LLC | 100 | Industrial Power Generating Company LLC | 100 | Non-regulated | Dropped - Retired/Planned Retirement by 06/2028
Rockville 1 & 2 | 56692_G_2B | 56692 | G | 2B |  | Combustion Turbine | IC Engine | PJM_Dom | Virginia | 51 | Goochland | 75 | 51075 | 0.3 | 11663 | 2000 | 2023 |  |  | N | Distillate Fuel Oil | [13 empty] | 1.9081 | 1.9081 | 1.9081 | 1.9081 | [11 empty] | Industrial Power Generating Company LLC | 100 | Industrial Power Generating Company LLC | 100 | Non-regulated | Dropped - Retired/Planned Retirement by 06/2028
Rockville 1 & 2 | 56692_G_2C | 56692 | G | 2C |  | Combustion Turbine | IC Engine | PJM_Dom | Virginia | 51 | Goochland | 75 | 51075 | 0.3 | 11663 | 2000 | 2023 |  |  | N | Distillate Fuel Oil | [13 empty] | 1.9081 | 1.9081 | 1.9081 | 1.9081 | [11 empty] | Industrial Power Generating Company LLC | 100 | Industrial Power Generating Company LLC | 100 | Non-regulated | Dropped - Retired/Planned Retirement by 06/2028
Rockville 1 & 2 | 56692_G_2D | 56692 | G | 2D |  | Combustion Turbine | IC Engine | PJM_Dom | Virginia | 51 | Goochland | 75 | 51075 | 0.3 | 11663 | 2000 | 2023 |  |  | N | Distillate Fuel Oil | [13 empty] | 1.9081 | 1.9081 | 1.9081 | 1.9081 | [11 empty] | Industrial Power Generating Company LLC | 100 | Industrial Power Generating Company LLC | 100 | Non-regulated | Dropped - Retired/Planned Retirement by 06/2028
Rockville 1 & 2 | 56692_G_2E | 56692 | G | 2E |  | Combustion Turbine | IC Engine | PJM_Dom | Virginia | 51 | Goochland | 75 | 51075 | 0.3 | 11663 | 2000 | 2023 |  |  | N | Distillate Fuel Oil | [13 empty] | 1.9081 | 1.9081 | 1.9081 | 1.9081 | [11 empty] | Industrial Power Generating Company LLC | 100 | Industrial Power Generating Company LLC | 100 | Non-regulated | Dropped - Retired/Planned Retirement by 06/2028
Rockville 1 & 2 | 56692_G_2F | 56692 | G | 2F |  | Combustion Turbine | IC Engine | PJM_Dom | Virginia | 51 | Goochland | 75 | 51075 | 0.3 | 11663 | 2000 | 2023 |  |  | N | Distillate Fuel Oil | [13 empty] | 1.9081 | 1.9081 | 1.9081 | 1.9081 | [11 empty] | Industrial Power Generating Company LLC | 100 | Industrial Power Generating Company LLC | 100 | Non-regulated | Dropped - Retired/Planned Retirement by 06/2028
Rockville 1 & 2 | 56692_G_2G | 56692 | G | 2G |  | Combustion Turbine | IC Engine | PJM_Dom | Virginia | 51 | Goochland | 75 | 51075 | 0.3 | 11663 | 2000 | 2023 |  |  | N | Distillate Fuel Oil | [13 empty] | 1.9081 | 1.9081 | 1.9081 | 1.9081 | [11 empty] | Industrial Power Generating Company LLC | 100 | Industrial Power Generating Company LLC | 100 | Non-regulated | Dropped - Retired/Planned Retirement by 06/2028
Rockville 1 & 2 | 56692_G_2H | 56692 | G | 2H |  | Combustion Turbine | IC Engine | PJM_Dom | Virginia | 51 | Goochland | 75 | 51075 | 0.3 | 11663 | 2000 | 2023 |  |  | N | Distillate Fuel Oil | [13 empty] | 1.9081 | 1.9081 | 1.9081 | 1.9081 | [11 empty] | Industrial Power Generating Company LLC | 100 | Industrial Power Generating Company LLC | 100 | Non-regulated | Dropped - Retired/Planned Retirement by 06/2028
Rockville 1 & 2 | 56692_G_2I | 56692 | G | 2I |  | Combustion Turbine | IC Engine | PJM_Dom | Virginia | 51 | Goochland | 75 | 51075 | 0.3 | 11663 | 2000 | 2023 |  |  | N | Distillate Fuel Oil | [13 empty] | 1.9081 | 1.9081 | 1.9081 | 1.9081 | [11 empty] | Industrial Power Generating Company LLC | 100 | Industrial Power Generating Company LLC | 100 | Non-regulated | Dropped - Retired/Planned Retirement by 06/2028
Rockville 1 & 2 | 56692_G_2J | 56692 | G | 2J |  | Combustion Turbine | IC Engine | PJM_Dom | Virginia | 51 | Goochland | 75 | 51075 | 0.3 | 11663 | 2000 | 2023 |  |  | N | Distillate Fuel Oil | [13 empty] | 1.9081 | 1.9081 | 1.9081 | 1.9081 | [11 empty] | Industrial Power Generating Company LLC | 100 | Industrial Power Generating Company LLC | 100 | Non-regulated | Dropped - Retired/Planned Retirement by 06/2028
Rockville 1 & 2 | 56692_G_2K | 56692 | G | 2K |  | Combustion Turbine | IC Engine | PJM_Dom | Virginia | 51 | Goochland | 75 | 51075 | 0.3 | 11663 | 2000 | 2023 |  |  | N | Distillate Fuel Oil | [13 empty] | 1.9081 | 1.9081 | 1.9081 | 1.9081 | [11 empty] | Industrial Power Generating Company LLC | 100 | Industrial Power Generating Company LLC | 100 | Non-regulated | Dropped - Retired/Planned Retirement by 06/2028
Rockville 1 & 2 | 56692_G_2L | 56692 | G | 2L |  | Combustion Turbine | IC Engine | PJM_Dom | Virginia | 51 | Goochland | 75 | 51075 | 0.3 | 11663 | 2000 | 2023 |  |  | N | Distillate Fuel Oil | [13 empty] | 1.9081 | 1.9081 | 1.9081 | 1.9081 | [11 empty] | Industrial Power Generating Company LLC | 100 | Industrial Power Generating Company LLC | 100 | Non-regulated | Dropped - Retired/Planned Retirement by 06/2028
Rockville 1 & 2 | 56692_G_2M | 56692 | G | 2M |  | Combustion Turbine | IC Engine | PJM_Dom | Virginia | 51 | Goochland | 75 | 51075 | 0.3 | 11663 | 2000 | 2023 |  |  | N | Distillate Fuel Oil | [13 empty] | 1.9081 | 1.9081 | 1.9081 | 1.9081 | [11 empty] | Industrial Power Generating Company LLC | 100 | Industrial Power Generating Company LLC | 100 | Non-regulated | Dropped - Retired/Planned Retirement by 06/2028
Rockville 1 & 2 | 56692_G_2N | 56692 | G | 2N |  | Combustion Turbine | IC Engine | PJM_Dom | Virginia | 51 | Goochland | 75 | 51075 | 0.3 | 11663 | 2000 | 2023 |  |  | N | Distillate Fuel Oil | [13 empty] | 1.9081 | 1.9081 | 1.9081 | 1.9081 | [11 empty] | Industrial Power Generating Company LLC | 100 | Industrial Power Generating Company LLC | 100 | Non-regulated | Dropped - Retired/Planned Retirement by 06/2028
Rockville 1 & 2 | 56692_G_2O | 56692 | G | 2O |  | Combustion Turbine | IC Engine | PJM_Dom | Virginia | 51 | Goochland | 75 | 51075 | 0.3 | 11663 | 2000 | 2023 |  |  | N | Distillate Fuel Oil | [13 empty] | 1.9081 | 1.9081 | 1.9081 | 1.9081 | [11 empty] | Industrial Power Generating Company LLC | 100 | Industrial Power Generating Company LLC | 100 | Non-regulated | Dropped - Retired/Planned Retirement by 06/2028
Rockville 1 & 2 | 56692_G_2P | 56692 | G | 2P |  | Combustion Turbine | IC Engine | PJM_Dom | Virginia | 51 | Goochland | 75 | 51075 | 0.3 | 11663 | 2000 | 2023 |  |  | N | Distillate Fuel Oil | [13 empty] | 1.9081 | 1.9081 | 1.9081 | 1.9081 | [11 empty] | Industrial Power Generating Company LLC | 100 | Industrial Power Generating Company LLC | 100 | Non-regulated | Dropped - Retired/Planned Retirement by 06/2028
Rockville 1 & 2 | 56692_G_2Q | 56692 | G | 2Q |  | Combustion Turbine | IC Engine | PJM_Dom | Virginia | 51 | Goochland | 75 | 51075 | 0.3 | 11663 | 2000 | 2023 |  |  | N | Distillate Fuel Oil | [13 empty] | 1.9081 | 1.9081 | 1.9081 | 1.9081 | [11 empty] | Industrial Power Generating Company LLC | 100 | Industrial Power Generating Company LLC | 100 | Non-regulated | Dropped - Retired/Planned Retirement by 06/2028
Rockville 1 & 2 | 56692_G_2R | 56692 | G | 2R |  | Combustion Turbine | IC Engine | PJM_Dom | Virginia | 51 | Goochland | 75 | 51075 | 0.3 | 11663 | 2000 | 2023 |  |  | N | Distillate Fuel Oil | [13 empty] | 1.9081 | 1.9081 | 1.9081 | 1.9081 | [11 empty] | Industrial Power Generating Company LLC | 100 | Industrial Power Generating Company LLC | 100 | Non-regulated | Dropped - Retired/Planned Retirement by 06/2028
Rockville 1 & 2 | 56692_G_2S | 56692 | G | 2S |  | Combustion Turbine | IC Engine | PJM_Dom | Virginia | 51 | Goochland | 75 | 51075 | 0.3 | 11663 | 2000 | 2023 |  |  | N | Distillate Fuel Oil | [13 empty] | 1.9081 | 1.9081 | 1.9081 | 1.9081 | [11 empty] | Industrial Power Generating Company LLC | 100 | Industrial Power Generating Company LLC | 100 | Non-regulated | Dropped - Retired/Planned Retirement by 06/2028
Rockville 1 & 2 | 56692_G_2T | 56692 | G | 2T |  | Combustion Turbine | IC Engine | PJM_Dom | Virginia | 51 | Goochland | 75 | 51075 | 0.3 | 11663 | 2000 | 2023 |  |  | N | Distillate Fuel Oil | [13 empty] | 1.9081 | 1.9081 | 1.9081 | 1.9081 | [11 empty] | Industrial Power Generating Company LLC | 100 | Industrial Power Generating Company LLC | 100 | Non-regulated | Dropped - Retired/Planned Retirement by 06/2028
Rockville 1 & 2 | 56692_G_2U | 56692 | G | 2U |  | Combustion Turbine | IC Engine | PJM_Dom | Virginia | 51 | Goochland | 75 | 51075 | 0.3 | 11663 | 2000 | 2023 |  |  | N | Distillate Fuel Oil | [13 empty] | 1.9081 | 1.9081 | 1.9081 | 1.9081 | [11 empty] | Industrial Power Generating Company LLC | 100 | Industrial Power Generating Company LLC | 100 | Non-regulated | Dropped - Retired/Planned Retirement by 06/2028
Mickleton Station | 8008_G_MICK | 8008 | G | MICK | 3422 | Combustion Turbine |  | PJM_EMAC | New Jersey | 34 | Gloucester | 15 | 34015 | 63.7 | 16633 | 1974 | 2024 |  |  | N | Natural Gas |  |  |  | H2O | SCR | [7 empty] | 0.21 | 1.1099 | 1.1099 | 1.1099 | 1.1099 | [11 empty] | Calpine New Jersey Generation LLC | 100 | Calpine New Jersey Generation LLC | 100 | Non-regulated | Dropped - Retired/Planned Retirement by 06/2028
Guadalupe Generating Station | 55153_G_CTGP1 | 55153 | G | CTGP1 |  | Combustion Turbine |  | ERC_REST | Texas | 48 | Guadalupe | 187 | 48187 | 160 | 9905 | 2025 |  |  |  | N | Natural Gas | [13 empty] | 0.011 | 0.011 | 0.011 | 0.011 | [11 empty] | Guadalupe Peaking Energy Center, LLC | 100 | Guadalupe Peaking Energy Center, LLC | 100 | Non-regulated | Dropped - Project has been canceled or postponed
Guadalupe Generating Station | 55153_G_CTGP2 | 55153 | G | CTGP2 |  | Combustion Turbine |  | ERC_REST | Texas | 48 | Guadalupe | 187 | 48187 | 160 | 9905 | 2025 |  |  |  | N | Natural Gas | [13 empty] | 0.011 | 0.011 | 0.011 | 0.011 | [11 empty] | Guadalupe Peaking Energy Center, LLC | 100 | Guadalupe Peaking Energy Center, LLC | 100 | Non-regulated | Dropped - Project has been canceled or postponed
FGE Texas II | 58930_G_CA1 | 58930 | G | CA1 |  | Combined Cycle |  | ERC_WEST | Texas | 48 | Mitchell | 335 | 48335 | 249.9 | 6370 | 2025 |  |  |  | N | Natural Gas |  |  |  | DLNB | SCR | 2025 | [7 empty] | 0.011 | 0.011 | 0.011 | 0.011 | [11 empty] | FGE Power, LLC | 100 | FGE Power, LLC | 100 | Non-regulated | Dropped - Planned unit whose status does not meet NEEDS criteria
FGE Texas II | 58930_G_GT1 | 58930 | G | GT1 |  | Combined Cycle |  | ERC_WEST | Texas | 48 | Mitchell | 335 | 48335 | 226.7 | 6370 | 2025 |  |  |  | N | Natural Gas |  |  |  | DLNB | SCR | 2025 | [7 empty] | 0.011 | 0.011 | 0.011 | 0.011 | [11 empty] | FGE Power, LLC | 100 | FGE Power, LLC | 100 | Non-regulated | Dropped - Planned unit whose status does not meet NEEDS criteria
FGE Texas II | 58930_G_GT2 | 58930 | G | GT2 |  | Combined Cycle |  | ERC_WEST | Texas | 48 | Mitchell | 335 | 48335 | 226.7 | 6370 | 2025 |  |  |  | N | Natural Gas |  |  |  | DLNB | SCR | 2025 | [7 empty] | 0.011 | 0.011 | 0.011 | 0.011 | [11 empty] | FGE Power, LLC | 100 | FGE Power, LLC | 100 | Non-regulated | Dropped - Planned unit whose status does not meet NEEDS criteria
MEC North | 63911_G_MECN | 63911 | G | MECN |  | Combined Cycle |  | MIS_LMI | Michigan | 26 | Calhoun | 25 | 26025 | 500 | 6370 | 2025 |  |  |  | N | Natural Gas |  |  |  | DLNB | SCR | 2025 | [7 empty] | 0.011 | 0.011 | 0.011 | 0.011 | [11 empty] | MEC North | 100 | MEC North | 100 | Non-regulated | Dropped - Planned unit whose status does not meet NEEDS criteria
Bright Stalk Wind Farm II | 57622_G_GEN1 | 57622 | G | GEN1 |  | Onshore Wind |  | PJM_COMD | Illinois | 17 | McLean | 113 | 17113 | 205.2 | 0 | 2026 |  |  |  | N | Wind | [13 empty] | 0 | 0 | 0 | 0 | [11 empty] | Lexington Chenoa Wind Farm II LLC | 100 | Lexington Chenoa Wind Farm II LLC | 100 | Non-regulated | Dropped - Project has been canceled or postponed
Owens Creek Solar | 65446_G_OCS | 65446 | G | OCS |  | Solar PV |  | PJM_COMD | Illinois | 17 | DeKalb | 37 | 17037 | 500 | 0 | 2028 |  |  |  | N | Solar | [13 empty] | 0 | 0 | 0 | 0 | [11 empty] | Leeward Asset Management, LLC | 100 | Leeward Asset Management, LLC | 100 | Non-regulated | Dropped - Planned unit whose status does not meet NEEDS criteria
Mulligan Solar, LLC | 65349_G_MLGA2 | 65349 | G | MLGA2 |  | Energy Storage |  | MIS_IL | Illinois | 17 | Logan | 107 | 17107 | 40 | 0 | 2025 |  |  |  | N | Energy Storage | [13 empty] | 0 | 0 | 0 | 0 | [11 empty] | Mulligan Solar | 100 | Mulligan Solar | 100 | Non-regulated | Dropped - Planned unit whose status does not meet NEEDS criteria
OCI SunRoper | 65893_G_OCIES | 65893 | G | OCIES |  | Energy Storage |  | ERC_REST | Texas | 48 | Wharton | 481 | 48481 | 260 | 0 | 2025 |  |  |  | N | Energy Storage | [13 empty] | 0 | 0 | 0 | 0 | [11 empty] | OCI Energy LLC | 100 | OCI Energy LLC | 100 | Non-regulated | Dropped - Project has been canceled or postponed
Peeler Solar, LLC | 65932_G_PEEL2 | 65932 | G | PEEL2 |  | Energy Storage |  | ERC_REST | Texas | 48 | Atascosa | 13 | 48013 | 100 | 0 | 2025 |  |  |  | N | Energy Storage | [13 empty] | 0 | 0 | 0 | 0 | [11 empty] | Peeler Solar, LLC | 100 | Peeler Solar, LLC | 100 | Non-regulated | Dropped - Project has been canceled or postponed
Vermillion Rise Solar | 65935_G_BAT | 65935 | G | BAT |  | Energy Storage |  | MIS_INKY | Indiana | 18 | Vermillion | 165 | 18165 | 40 | 0 | 2025 |  |  |  | N | Energy Storage | [13 empty] | 0 | 0 | 0 | 0 | [11 empty] | Vermillion Rise Solar, LLC | 100 | Vermillion Rise Solar, LLC | 100 | Non-regulated | Dropped - Project has been canceled or postponed
Grey Fox Wind | 65939_G_WNDG2 | 65939 | G | WNDG2 |  | Energy Storage |  | MIS_IL | Illinois | 17 | Cass | 17 | 17017 | 150 | 0 | 2026 |  |  |  | N | Energy Storage | [13 empty] | 0 | 0 | 0 | 0 | [11 empty] | Grey Fox Wind | 100 | Grey Fox Wind | 100 | Non-regulated | Dropped - Project has been canceled or postponed
Alamo 3 BESS 2 | 66293_G_A3BS2 | 66293 | G | A3BS2 |  | Energy Storage |  | ERC_REST | Texas | 48 | Bexar | 29 | 48029 | 100 | 0 | 2024 |  |  |  | N | Energy Storage | [13 empty] | 0 | 0 | 0 | 0 | [11 empty] | Consolidated Edison Development Inc. | 100 | Consolidated Edison Development Inc. | 100 | Non-regulated | Dropped - Project has been canceled or postponed
Alamo 4 BESS | 66294_G_A4BS1 | 66294 | G | A4BS1 |  | Energy Storage |  | ERC_REST | Texas | 48 | Kinney | 271 | 48271 | 100 | 0 | 2024 |  |  |  | N | Energy Storage | [13 empty] | 0 | 0 | 0 | 0 | [11 empty] | Consolidated Edison Development Inc. | 100 | Consolidated Edison Development Inc. | 100 | Non-regulated | Dropped - Project has been canceled or postponed
Alamo 5 BESS 1 | 66295_G_A5BS1 | 66295 | G | A5BS1 |  | Energy Storage |  | ERC_REST | Texas | 48 | Uvalde | 463 | 48463 | 100 | 0 | 2024 |  |  |  | N | Energy Storage | [13 empty] | 0 | 0 | 0 | 0 | [11 empty] | Consolidated Edison Development Inc. | 100 | Consolidated Edison Development Inc. | 100 | Non-regulated | Dropped - Project has been canceled or postponed
Alamo 5 BESS 2 | 66296_G_A5BS2 | 66296 | G | A5BS2 |  | Energy Storage |  | ERC_REST | Texas | 48 | Uvalde | 463 | 48463 | 100 | 0 | 2024 |  |  |  | N | Energy Storage | [13 empty] | 0 | 0 | 0 | 0 | [11 empty] | Consolidated Edison Development Inc. | 100 | Consolidated Edison Development Inc. | 100 | Non-regulated | Dropped - Project has been canceled or postponed
Alamo 7 BESS 1 | 66297_G_A7BS1 | 66297 | G | A7BS1 |  | Energy Storage |  | ERC_WEST | Texas | 48 | Haskell | 207 | 48207 | 150 | 0 | 2024 |  |  |  | N | Energy Storage | [13 empty] | 0 | 0 | 0 | 0 | [11 empty] | Consolidated Edison Development Inc. | 100 | Consolidated Edison Development Inc. | 100 | Non-regulated | Dropped - Project has been canceled or postponed
Alamo 7 BESS 2 | 66298_G_A7BS2 | 66298 | G | A7BS2 |  | Energy Storage |  | ERC_WEST | Texas | 48 | Haskell | 207 | 48207 | 150 | 0 | 2024 |  |  |  | N | Energy Storage | [13 empty] | 0 | 0 | 0 | 0 | [11 empty] | Consolidated Edison Development Inc. | 100 | Consolidated Edison Development Inc. | 100 | Non-regulated | Dropped - Project has been canceled or postponed
Crane 2 BESS 2 | 66300_G_CRBS2 | 66300 | G | CRBS2 |  | Energy Storage |  | ERC_REST | Texas | 48 | Hidalgo | 215 | 48215 | 150 | 0 | 2024 |  |  |  | N | Energy Storage | [13 empty] | 0 | 0 | 0 | 0 | [11 empty] | Consolidated Edison Development Inc. | 100 | Consolidated Edison Development Inc. | 100 | Non-regulated | Dropped - Project has been canceled or postponed
Upton BESS 2 | 66303_G_UPBS2 | 66303 | G | UPBS2 |  | Energy Storage |  | ERC_REST | Texas | 48 | Hidalgo | 215 | 48215 | 150 | 0 | 2024 |  |  |  | N | Energy Storage | [13 empty] | 0 | 0 | 0 | 0 | [11 empty] | Consolidated Edison Development Inc. | 100 | Consolidated Edison Development Inc. | 100 | Non-regulated | Dropped - Project has been canceled or postponed
Uvalde 2 BESS 1 | 66304_G_UVBS1 | 66304 | G | UVBS1 |  | Energy Storage |  | ERC_REST | Texas | 48 | Uvalde | 463 | 48463 | 75 | 0 | 2024 |  |  |  | N | Energy Storage | [13 empty] | 0 | 0 | 0 | 0 | [11 empty] | Consolidated Edison Development Inc. | 100 | Consolidated Edison Development Inc. | 100 | Non-regulated | Dropped - Project has been canceled or postponed
Uvalde 2 BESS 2 | 66305_G_UVBS2 | 66305 | G | UVBS2 |  | Energy Storage |  | ERC_REST | Texas | 48 | Uvalde | 463 | 48463 | 150 | 0 | 2024 |  |  |  | N | Energy Storage | [13 empty] | 0 | 0 | 0 | 0 | [11 empty] | Consolidated Edison Development Inc. | 100 | Consolidated Edison Development Inc. | 100 | Non-regulated | Dropped - Project has been canceled or postponed
Uvalde Solar 1 | 66306_G_UVPV1 | 66306 | G | UVPV1 |  | Solar PV |  | ERC_REST | Texas | 48 | Uvalde | 463 | 48463 | 150 | 0 | 2026 |  |  |  | N | Solar | [13 empty] | 0 | 0 | 0 | 0 | [11 empty] | Consolidated Edison Development Inc. | 100 | Consolidated Edison Development Inc. | 100 | Non-regulated | Dropped - Planned unit whose status does not meet NEEDS criteria
Uvalde Solar 2 | 66309_G_UVPV2 | 66309 | G | UVPV2 |  | Solar PV |  | ERC_REST | Texas | 48 | Uvalde | 463 | 48463 | 300 | 0 | 2024 |  |  |  | N | Solar | [13 empty] | 0 | 0 | 0 | 0 | [11 empty] | Consolidated Edison Development Inc. | 100 | Consolidated Edison Development Inc. | 100 | Non-regulated | Dropped - Planned unit whose status does not meet NEEDS criteria
Courthouse Solar | 66312_G_CHSL | 66312 | G | CHSL |  | Solar PV |  | PJM_Dom | Virginia | 51 | Charlotte | 37 | 51037 | 167 | 0 | 2026 |  |  |  | N | Solar | [13 empty] | 0 | 0 | 0 | 0 | [11 empty] | Dominion Energy Inc. | 100 | Dominion Energy Inc. | 100 | Regulated | Dropped - Planned unit whose status does not meet NEEDS criteria
Canyonville Solar LLC (CSG) | 66340_G_PV1 | 66340 | G | PV1 |  | Solar PV |  | WECC_PNW | Oregon | 41 | Douglas | 19 | 41019 | 2.5 | 0 | 2024 |  |  |  | N | Solar | [13 empty] | 0 | 0 | 0 | 0 | [11 empty] | SolRiver Capital LLC | 100 | SolRiver Capital LLC | 100 | Non-regulated | Dropped - Planned unit whose status does not meet NEEDS criteria
Eagle Springs Hybrid | 66341_G_EGSB | 66341 | G | EGSB |  | Energy Storage |  | ERC_REST | Texas | 48 | Delta | 119 | 48119 | 61.5 | 0 | 2025 |  |  |  | N | Energy Storage | [13 empty] | 0 | 0 | 0 | 0 | [11 empty] | Sunraycer Assets I LLC | 100 | Sunraycer Assets I LLC | 100 | Non-regulated | Dropped - Planned unit whose status does not meet NEEDS criteria
Eagle Springs Hybrid | 66341_G_EGSS | 66341 | G | EGSS |  | Solar PV |  | ERC_REST | Texas | 48 | Delta | 119 | 48119 | 150 | 0 | 2025 |  |  |  | N | Solar | [13 empty] | 0 | 0 | 0 | 0 | [11 empty] | Sunraycer Assets I LLC | 100 | Sunraycer Assets I LLC | 100 | Non-regulated | Dropped - Planned unit whose status does not meet NEEDS criteria
Gaia Hybrid | 66342_G_GAIAB | 66342 | G | GAIAB |  | Energy Storage |  | ERC_REST | Texas | 48 | Navarro | 349 | 48349 | 76.8 | 0 | 2025 |  |  |  | N | Energy Storage | [13 empty] | 0 | 0 | 0 | 0 | [11 empty] | Sunraycer Assets I LLC | 100 | Sunraycer Assets I LLC | 100 | Non-regulated | Dropped - Planned unit whose status does not meet NEEDS criteria
Gaia Hybrid | 66342_G_GAIAS | 66342 | G | GAIAS |  | Solar PV |  | ERC_REST | Texas | 48 | Navarro | 349 | 48349 | 152.7 | 0 | 2025 |  |  |  | N | Solar | [13 empty] | 0 | 0 | 0 | 0 | [11 empty] | Sunraycer Assets I LLC | 100 | Sunraycer Assets I LLC | 100 | Non-regulated | Dropped - Planned unit whose status does not meet NEEDS criteria
Prairie Violet Wind LLC | 66343_G_PVLET | 66343 | G | PVLET |  | Onshore Wind |  | PJM_COMD | Illinois | 17 | Marshall | 123 | 17123 | 135 | 0 | 2027 |  |  |  | N | Wind | [13 empty] | 0 | 0 | 0 | 0 | [11 empty] | TransAlta Corporation | 100 | TransAlta Corporation | 100 | Non-regulated | Dropped - Project has been canceled or postponed
Bear Point Solar, LLC | 66362_G_GEN1 | 66362 | G | GEN1 |  | Solar PV |  | S_VACA | North Carolina | 37 | Lenoir | 107 | 37107 | 73.9 | 0 | 2026 |  |  |  | N | Solar | [13 empty] | 0 | 0 | 0 | 0 | [11 empty] | Bear Point Solar, LLC | 100 | Bear Point Solar, LLC | 100 | Non-regulated | Dropped - Project has been canceled or postponed
Black Walnut Solar, LLC | 66363_G_GEN1 | 66363 | G | GEN1 |  | Solar PV |  | S_VACA | North Carolina | 37 | Jones | 103 | 37103 | 80 | 0 | 2026 |  |  |  | N | Solar | [13 empty] | 0 | 0 | 0 | 0 | [11 empty] | Cypress Creek Renewables | 100 | Cypress Creek Renewables | 100 | Non-regulated | Dropped - Planned unit whose status does not meet NEEDS criteria
Healing Springs Solar, LLC | 66382_G_GEN1 | 66382 | G | GEN1 |  | Solar PV |  | S_VACA | North Carolina | 37 | Davidson | 57 | 37057 | 55 | 0 | 2025 |  |  |  | N | Solar | [13 empty] | 0 | 0 | 0 | 0 | [11 empty] | Cypress Creek Renewables | 100 | Cypress Creek Renewables | 100 | Non-regulated | Dropped - Planned unit whose status does not meet NEEDS criteria
Hyco Solar LLC | 66383_G_GEN1 | 66383 | G | GEN1 |  | Solar PV |  | S_VACA | North Carolina | 37 | Person | 145 | 37145 | 80 | 0 | 2026 |  |  |  | N | Solar | [13 empty] | 0 | 0 | 0 | 0 | [11 empty] | Cypress Creek Renewables | 100 | Cypress Creek Renewables | 100 | Non-regulated | Dropped - Planned unit whose status does not meet NEEDS criteria
Ostrea Solar, LLC | 66384_G_GEN1 | 66384 | G | GEN1 |  | Solar PV |  | WECC_PNW | Washington | 53 | Yakima | 77 | 53077 | 80 | 0 | 2024 |  |  |  | N | Solar | [13 empty] | 0 | 0 | 0 | 0 | [11 empty] | Cypress Creek Renewables | 100 | Cypress Creek Renewables | 100 | Non-regulated | Dropped - Planned unit whose status does not meet NEEDS criteria
Panther Branch Solar, LLC | 66385_G_GEN1 | 66385 | G | GEN1 |  | Solar PV |  | S_VACA | North Carolina | 37 | Duplin | 61 | 37061 | 80 | 0 | 2026 |  |  |  | N | Solar | [13 empty] | 0 | 0 | 0 | 0 | [11 empty] | Cypress Creek Renewables | 100 | Cypress Creek Renewables | 100 | Non-regulated | Dropped - Planned unit whose status does not meet NEEDS criteria
MRG Goody Solar Project Hybrid | 66390_G_GDYES | 66390 | G | GDYES |  | Energy Storage |  | ERC_REST | Texas | 48 | Lamar | 277 | 48277 | 50.4 | 0 | 2025 |  |  |  | N | Energy Storage | [13 empty] | 0 | 0 | 0 | 0 | [11 empty] | MRG Goody Solar Project, LLC | 100 | MRG Goody Solar Project, LLC | 100 | Non-regulated | Dropped - Planned unit whose status does not meet NEEDS criteria
MRG Goody Solar Project Hybrid | 66390_G_GDYPV | 66390 | G | GDYPV |  | Solar PV |  | ERC_REST | Texas | 48 | Lamar | 277 | 48277 | 171.7 | 0 | 2025 |  |  |  | N | Solar | [13 empty] | 0 | 0 | 0 | 0 | [11 empty] | MRG Goody Solar Project, LLC | 100 | MRG Goody Solar Project, LLC | 100 | Non-regulated | Dropped - Planned unit whose status does not meet NEEDS criteria
Ash Creek BESS | 66391_G_BESS | 66391 | G | BESS |  | Energy Storage |  | ERC_REST | Texas | 48 | Hill | 217 | 48217 | 306 | 0 | 2025 |  |  |  | N | Energy Storage | [13 empty] | 0 | 0 | 0 | 0 | [11 empty] | ACTX BESS Project LLC | 100 | ACTX BESS Project LLC | 100 | Non-regulated | Dropped - Planned unit whose status does not meet NEEDS criteria
Naduah Solar | 66396_G_NDUAH | 66396 | G | NDUAH |  | Solar PV |  | ERC_REST | Texas | 48 | Limestone | 293 | 48293 | 180.6 | 0 | 2025 |  |  |  | N | Solar | [13 empty] | 0 | 0 | 0 | 0 | [11 empty] | Gransolar Texas Fifteen, LLC | 100 | Gransolar Texas Fifteen, LLC | 100 | Non-regulated | Dropped - Planned unit whose status does not meet NEEDS criteria
Tokio Solar | 66397_G_TOKIO | 66397 | G | TOKIO |  | Solar PV |  | ERC_REST | Texas | 48 | McLennan | 309 | 48309 | 158.1 | 0 | 2025 |  |  |  | N | Solar | [13 empty] | 0 | 0 | 0 | 0 | [11 empty] | Gransolar Texas Eight, LLC | 100 | Gransolar Texas Eight, LLC | 100 | Non-regulated | Dropped - Planned unit whose status does not meet NEEDS criteria
Eytcheson Solar | 66398_G_EYTCH | 66398 | G | EYTCH |  | Solar PV |  | ERC_REST | Texas | 48 | Navarro | 349 | 48349 | 76 | 0 | 2024 |  |  |  | N | Solar | [13 empty] | 0 | 0 | 0 | 0 | [11 empty] | Gransolar Texas Fourteen, LLC | 100 | Gransolar Texas Fourteen, LLC | 100 | Non-regulated | Dropped - Planned unit whose status does not meet NEEDS criteria
OCI Lone Sun | 66399_G_OCILS | 66399 | G | OCILS |  | Solar PV |  | ERC_REST | Texas | 48 | McLennan | 309 | 48309 | 100 | 0 | 2025 |  |  |  | N | Solar | [13 empty] | 0 | 0 | 0 | 0 | [11 empty] | OCI Energy LLC | 100 | OCI Energy LLC | 100 | Non-regulated | Dropped - Project has been canceled or postponed
OCI Hillsboro | 66401_G_OHLBS | 66401 | G | OHLBS |  | Energy Storage |  | ERC_REST | Texas | 48 | Hill | 217 | 48217 | 200 | 0 | 2026 |  |  |  | N | Energy Storage | [13 empty] | 0 | 0 | 0 | 0 | [11 empty] | HEC Renewable Energy America LLC | 100 | HEC Renewable Energy America LLC | 100 | Non-regulated | Dropped - Planned unit whose status does not meet NEEDS criteria
OCI Hillsboro | 66401_G_OHLPV | 66401 | G | OHLPV |  | Solar PV |  | ERC_REST | Texas | 48 | Hill | 217 | 48217 | 200 | 0 | 2026 |  |  |  | N | Solar | [13 empty] | 0 | 0 | 0 | 0 | [11 empty] | HEC Renewable Energy America LLC | 100 | HEC Renewable Energy America LLC | 100 | Non-regulated | Dropped - Planned unit whose status does not meet NEEDS criteria
Hecate Grid Gwent Storage 1 | 66409_G_GWNT | 66409 | G | GWNT |  | Energy Storage |  | WECC_SCE | California | 6 | Ventura | 111 | 06111 | 135 | 0 | 2026 |  |  |  | N | Energy Storage | [13 empty] | 0 | 0 | 0 | 0 | [11 empty] | Hecate Grid Gwent Storage 1, LLC | 100 | Hecate Grid Gwent Storage 1, LLC | 100 | Non-regulated | Dropped - Planned unit whose status does not meet NEEDS criteria
Hecate Grid East Valley Storage | 66411_G_RMSY | 66411 | G | RMSY |  | Energy Storage |  | ERC_REST | Texas | 48 | Cameron | 61 | 48061 | 255 | 0 | 2025 |  |  |  | N | Energy Storage | [13 empty] | 0 | 0 | 0 | 0 | [11 empty] | Hecate Grid East Valley Storage, LLC | 100 | Hecate Grid East Valley Storage, LLC | 100 | Non-regulated | Dropped - Planned unit whose status does not meet NEEDS criteria
Hecate Energy Ramsey Storage | 66414_G_RMSY | 66414 | G | RMSY |  | Energy Storage |  | ERC_REST | Texas | 48 | Wharton | 481 | 48481 | 500 | 0 | 2025 |  |  |  | N | Energy Storage | [13 empty] | 0 | 0 | 0 | 0 | [11 empty] | Hecate Energy Ramsey Storage, LLC | 100 | Hecate Energy Ramsey Storage, LLC | 100 | Non-regulated | Dropped - Planned unit whose status does not meet NEEDS criteria
Despain Solar | 66421_G_GRS13 | 66421 | G | GRS13 |  | Solar PV |  | ERC_REST | Texas | 48 | Kinney | 271 | 48271 | 236.2 | 0 | 2026 |  |  |  | N | Solar | [13 empty] | 0 | 0 | 0 | 0 | [11 empty] | Gransolar Texas Thirteen, LLC | 100 | Gransolar Texas Thirteen, LLC | 100 | Non-regulated | Dropped - Planned unit whose status does not meet NEEDS criteria
Utah Solar 1 | 66426_G_1EUS | 66426 | G | 1EUS |  | Solar PV |  | WECC_UT | Utah | 49 | Millard | 27 | 49027 | 300 | 0 | 2025 |  |  |  | N | Solar | [13 empty] | 0 | 0 | 0 | 0 | [11 empty] | ECG Utah Solar1, LLC | 100 | ECG Utah Solar1, LLC | 100 | Non-regulated | Dropped - Planned unit whose status does not meet NEEDS criteria
Aragon Energy Storage | 66431_G_ARAG1 | 66431 | G | ARAG1 |  | Energy Storage |  | S_SOU | Georgia | 13 | Polk | 233 | 13233 | 150 | 0 | 2026 |  |  |  | N | Energy Storage | [13 empty] | 0 | 0 | 0 | 0 | [11 empty] | Aragon Energy Storage LLC | 100 | Aragon Energy Storage LLC | 100 | Non-regulated | Dropped - Planned unit whose status does not meet NEEDS criteria
Granite Hill Solar | 66440_G_PAGH1 | 66440 | G | PAGH1 |  | Solar PV |  | PJM_WMAC | Pennsylvania | 42 | Adams | 1 | 42001 | 70 | 0 | 2024 |  |  |  | N | Solar | [13 empty] | 0 | 0 | 0 | 0 | [11 empty] | Granite Hill Solar, LLC | 100 | Granite Hill Solar, LLC | 100 | Non-regulated | Dropped - Project has been canceled or postponed
Crossvine Solar | 66441_G_INCV1 | 66441 | G | INCV1 |  | Solar PV |  | MIS_INKY | Indiana | 18 | Dubois | 37 | 18037 | 100 | 0 | 2026 |  |  |  | N | Solar | [13 empty] | 0 | 0 | 0 | 0 | [11 empty] | Crossvine Solar 1, LLC | 100 | Crossvine Solar 1, LLC | 100 | Non-regulated | Dropped - Planned unit whose status does not meet NEEDS criteria
Desert Vine Solar | 66493_G_DVS | 66493 | G | DVS |  | Solar PV |  | ERC_REST | Texas | 48 | Zapata | 505 | 48505 | 121.3 | 0 | 2025 |  |  |  | N | Solar | [13 empty] | 0 | 0 | 0 | 0 | [11 empty] | Desert Vine Solar LLC | 100 | Desert Vine Solar LLC | 100 | Non-regulated | Dropped - Planned unit whose status does not meet NEEDS criteria
Bensonhurst Energy Storage 1 LLC | 66497_G_BHBA1 | 66497 | G | BHBA1 |  | Energy Storage |  | NY_Z_J | New York | 36 | Kings | 47 | 36047 | 5 | 0 | 2025 |  |  |  | N | Energy Storage | [13 empty] | 0 | 0 | 0 | 0 | [11 empty] | Convergent Energy and Power LP | 100 | Convergent Energy and Power LP | 100 | Non-regulated | Dropped - Planned unit whose status does not meet NEEDS criteria
MA Acushnet 540R Main St | 66513_G_18229 | 66513 | G | 18229 |  | Solar PV |  | NENGREST | Massachusetts | 25 | Bristol | 5 | 25005 | 4 | 0 | 2025 |  |  |  | N | Solar | [13 empty] | 0 | 0 | 0 | 0 | [11 empty] | TJA 540R Main St. Acushnet, LLC | 100 | TJA 540R Main St. Acushnet, LLC | 100 | Non-regulated | Dropped - Planned unit whose status does not meet NEEDS criteria
MA Acushnet 540R Main St | 66513_G_B8229 | 66513 | G | B8229 |  | Energy Storage |  | NENGREST | Massachusetts | 25 | Bristol | 5 | 25005 | 2 | 0 | 2025 |  |  |  | N | Energy Storage | [13 empty] | 0 | 0 | 0 | 0 | [11 empty] | TJA 540R Main St. Acushnet, LLC | 100 | TJA 540R Main St. Acushnet, LLC | 100 | Non-regulated | Dropped - Planned unit whose status does not meet NEEDS criteria
MA Lanesboro S. Main St. | 66514_G_18233 | 66514 | G | 18233 |  | Solar PV |  | NENGREST | Massachusetts | 25 | Berkshire | 3 | 25003 | 4.2 | 0 | 2025 |  |  |  | N | Solar | [13 empty] | 0 | 0 | 0 | 0 | [11 empty] | TJA Off South Main St. Lanesboro, LLC | 100 | TJA Off South Main St. Lanesboro, LLC | 100 | Non-regulated | Dropped - Project has been canceled or postponed
MA Lanesboro S. Main St. | 66514_G_B8233 | 66514 | G | B8233 |  | Energy Storage |  | NENGREST | Massachusetts | 25 | Berkshire | 3 | 25003 | 2.5 | 0 | 2025 |  |  |  | N | Energy Storage | [13 empty] | 0 | 0 | 0 | 0 | [11 empty] | TJA Off South Main St. Lanesboro, LLC | 100 | TJA Off South Main St. Lanesboro, LLC | 100 | Non-regulated | Dropped - Project has been canceled or postponed
Mammoth Central Solar Project | 66546_G_MTHC2 | 66546 | G | MTHC2 |  | Solar PV |  | MIS_INKY | Indiana | 18 | Pulaski | 131 | 18131 | 300 | 0 | 2025 |  |  |  | N | Solar | [13 empty] | 0 | 0 | 0 | 0 | [11 empty] | Mammoth Central LLC | 100 | Mammoth Central LLC | 100 | Non-regulated | Dropped - Project has been canceled or postponed
Goonies Solar Project | 66547_G_GOONS | 66547 | G | GOONS |  | Solar PV |  | PJM_WMAC | Pennsylvania | 42 | Lycoming | 81 | 42081 | 106.7 | 0 | 2025 |  |  |  | N | Solar | [13 empty] | 0 | 0 | 0 | 0 | [11 empty] | GEG PA Solar LLC | 100 | GEG PA Solar LLC | 100 | Non-regulated | Dropped - Project has been canceled or postponed
EnerSmart Imperial Beach BESS | 66551_G_IB192 | 66551 | G | IB192 |  | Energy Storage |  | WEC_SDGE | California | 6 | San Diego | 73 | 06073 | 3 | 0 | 2024 |  |  |  | N | Energy Storage | [13 empty] | 0 | 0 | 0 | 0 | [11 empty] | EnerSmart Imperial Beach 1 BESS LLC | 100 | EnerSmart Imperial Beach 1 BESS LLC | 100 | Non-regulated | Dropped - Project has been canceled or postponed
EnerSmart Imperial Beach BESS | 66551_G_IB193 | 66551 | G | IB193 |  | Energy Storage |  | WEC_SDGE | California | 6 | San Diego | 73 | 06073 | 3 | 0 | 2024 |  |  |  | N | Energy Storage | [13 empty] | 0 | 0 | 0 | 0 | [11 empty] | EnerSmart Imperial Beach 1 BESS LLC | 100 | EnerSmart Imperial Beach 1 BESS LLC | 100 | Non-regulated | Dropped - Planned unit whose status does not meet NEEDS criteria
EnerSmart Mesa Heights Sub Station | 66552_G_MH162 | 66552 | G | MH162 |  | Energy Storage |  | WEC_SDGE | California | 6 | San Diego | 73 | 06073 | 3 | 0 | 2024 |  |  |  | N | Energy Storage | [13 empty] | 0 | 0 | 0 | 0 | [11 empty] | EnerSmart Mesa Heights LLC | 100 | EnerSmart Mesa Heights LLC | 100 | Non-regulated | Dropped - Planned unit whose status does not meet NEEDS criteria
Mountain Holly Solar | 66556_G_PAMH1 | 66556 | G | PAMH1 |  | Solar PV |  | PJM_WMAC | Pennsylvania | 42 | Columbia | 37 | 42037 | 20 | 0 | 2024 |  |  |  | N | Solar | [13 empty] | 0 | 0 | 0 | 0 | [11 empty] | Mountain Holly Solar, LLC | 100 | Mountain Holly Solar, LLC | 100 | Non-regulated | Dropped - Project has been canceled or postponed
Mountain Daisy | 66557_G_COMD1 | 66557 | G | COMD1 |  | Solar PV |  | WECC_CO | Colorado | 8 | Weld | 123 | 08123 | 161.7 | 0 | 2025 |  |  |  | N | Solar | [13 empty] | 0 | 0 | 0 | 0 | [11 empty] | Mountain Daisy Solar, LLC | 100 | Mountain Daisy Solar, LLC | 100 | Non-regulated | Dropped - Project has been canceled or postponed
Mowata Solar | 66558_G_LAMO1 | 66558 | G | LAMO1 |  | Solar PV |  | MIS_WOTA | Louisiana | 22 | Acadia | 1 | 22001 | 150 | 0 | 2026 |  |  |  | N | Solar | [13 empty] | 0 | 0 | 0 | 0 | [11 empty] | Mowata Solar, LLC | 100 | Mowata Solar, LLC | 100 | Non-regulated | Dropped - Planned unit whose status does not meet NEEDS criteria
Steubenville Solar | 66657_G_STEUB | 66657 | G | STEUB |  | Solar PV |  | PJM_ATSI | Ohio | 39 | Jefferson | 81 | 39081 | 50 | 0 | 2024 |  |  |  | N | Solar | [13 empty] | 0 | 0 | 0 | 0 | [11 empty] | BQ Energy Development | 100 | BQ Energy Development | 100 | Non-regulated | Dropped - Planned unit whose status does not meet NEEDS criteria
Nottingham Solar | 66658_G_NOTT | 66658 | G | NOTT |  | Solar PV |  | PJM_West | Ohio | 39 | Harrison | 67 | 39067 | 100 | 0 | 2024 |  |  |  | N | Solar | [13 empty] | 0 | 0 | 0 | 0 | [11 empty] | BQ Energy Development | 100 | BQ Energy Development | 100 | Non-regulated | Dropped - Planned unit whose status does not meet NEEDS criteria
Empire Solar (NY) | 66663_G_EMPIR | 66663 | G | EMPIR |  | Solar PV |  | NY_Z_A | New York | 36 | Chautauqua | 13 | 36013 | 125 | 0 | 2027 |  |  |  | N | Solar | [13 empty] | 0 | 0 | 0 | 0 | [11 empty] | AES Clean Energy | 100 | AES Clean Energy | 100 | Non-regulated | Dropped - Planned unit whose status does not meet NEEDS criteria
Conez Solar, LLC | 66671_G_CONEZ | 66671 | G | CONEZ |  | Solar PV |  | S_SOU | Georgia | 13 | Emanuel | 107 | 13107 | 150 | 0 | 2025 |  |  |  | N | Solar | [13 empty] | 0 | 0 | 0 | 0 | [11 empty] | Samsung C&T Renewables, LLC | 100 | Samsung C&T Renewables, LLC | 100 | Non-regulated | Dropped - Planned unit whose status does not meet NEEDS criteria
Stark Solar, LLC | 66672_G_AG239 | 66672 | G | AG239 |  | Solar PV |  | PJM_ATSI | Ohio | 39 | Stark | 151 | 39151 | 150 | 0 | 2027 |  |  |  | N | Solar | [13 empty] | 0 | 0 | 0 | 0 | [11 empty] | Samsung C&T Renewables, LLC | 100 | Samsung C&T Renewables, LLC | 100 | Non-regulated | Dropped - Planned unit whose status does not meet NEEDS criteria
Accalia Point Solar, LLC | 66673_G_66666 | 66673 | G | 66666 |  | Solar PV |  | ERC_REST | Texas | 48 | Cameron | 61 | 48061 | 190.5 | 0 | 2025 |  |  |  | N | Solar | [13 empty] | 0 | 0 | 0 | 0 | [11 empty] | Accalia Point Solar, LLC | 100 | Accalia Point Solar, LLC | 100 | Non-regulated | Dropped - Planned unit whose status does not meet NEEDS criteria
Cold Creek Solar | 66674_G_CCBA | 66674 | G | CCBA |  | Energy Storage |  | NY_Z_B | New York | 36 | Allegany | 3 | 36003 | 20 | 0 | 2028 |  |  |  | N | Energy Storage | [13 empty] | 0 | 0 | 0 | 0 | [11 empty] | Cold Creek Solar, LLC | 100 | Cold Creek Solar, LLC | 100 | Non-regulated | Dropped - Project has been canceled or postponed
Cold Creek Solar | 66674_G_CCSOL | 66674 | G | CCSOL |  | Solar PV |  | NY_Z_B | New York | 36 | Allegany | 3 | 36003 | 108 | 0 | 2028 |  |  |  | N | Solar | [13 empty] | 0 | 0 | 0 | 0 | [11 empty] | Cold Creek Solar, LLC | 100 | Cold Creek Solar, LLC | 100 | Non-regulated | Dropped - Project has been canceled or postponed
Alfred Oaks Solar, LLC | 66675_G_ALOAK | 66675 | G | ALOAK |  | Solar PV |  | NY_Z_B | New York | 36 | Allegany | 3 | 36003 | 115.2 | 0 | 2026 |  |  |  | N | Solar | [13 empty] | 0 | 0 | 0 | 0 | [11 empty] | Alfred Oaks Solar, LLC | 100 | Alfred Oaks Solar, LLC | 100 | Non-regulated | Dropped - Planned unit whose status does not meet NEEDS criteria
Alfred Oaks Solar, LLC | 66675_G_BA | 66675 | G | BA |  | Energy Storage |  | NY_Z_B | New York | 36 | Allegany | 3 | 36003 | 20 | 0 | 2026 |  |  |  | N | Energy Storage | [13 empty] | 0 | 0 | 0 | 0 | [11 empty] | Alfred Oaks Solar, LLC | 100 | Alfred Oaks Solar, LLC | 100 | Non-regulated | Dropped - Planned unit whose status does not meet NEEDS criteria
Aramis I Solar Project | 66678_G_IPAR1 | 66678 | G | IPAR1 |  | Solar PV |  | WEC_CALN | California | 6 | Alameda | 1 | 06001 | 100 | 0 | 2025 |  |  |  | N | Solar | [13 empty] | 0 | 0 | 0 | 0 | [11 empty] | IP Aramis, LLC | 100 | IP Aramis, LLC | 100 | Non-regulated | Dropped - Planned unit whose status does not meet NEEDS criteria
KCE NY 10, LLC | 66682_G_NY10 | 66682 | G | NY10 |  | Energy Storage |  | NY_Z_A | New York | 36 | Erie | 29 | 36029 | 20 | 0 | 2025 |  |  |  | N | Energy Storage | [13 empty] | 0 | 0 | 0 | 0 | [11 empty] | Key Capture Energy | 100 | Key Capture Energy | 100 | Non-regulated | Dropped - Planned unit whose status does not meet NEEDS criteria
Briggs Solar, LLC | 66691_G_BRIGG | 66691 | G | BRIGG |  | Solar PV |  | ERC_WEST | Texas | 48 | Haskell | 207 | 48207 | 305 | 0 | 2025 |  |  |  | N | Solar | [13 empty] | 0 | 0 | 0 | 0 | [11 empty] | Briggs Solar, LLC | 100 | Briggs Solar, LLC | 100 | Non-regulated | Dropped - Planned unit whose status does not meet NEEDS criteria
Briggs Solar, LLC | 66691_G_BRUGG | 66691 | G | BRUGG |  | Energy Storage |  | ERC_WEST | Texas | 48 | Haskell | 207 | 48207 | 70 | 0 | 2025 |  |  |  | N | Energy Storage | [13 empty] | 0 | 0 | 0 | 0 | [11 empty] | Briggs Solar, LLC | 100 | Briggs Solar, LLC | 100 | Non-regulated | Dropped - Planned unit whose status does not meet NEEDS criteria
Holly Branch Solar, LLC | 66692_G_HOLLY | 66692 | G | HOLLY |  | Solar PV |  | ERC_REST | Texas | 48 | Robertson | 395 | 48395 | 230 | 0 | 2026 |  |  |  | N | Solar | [13 empty] | 0 | 0 | 0 | 0 | [11 empty] | Cypress Creek Renewables | 100 | Cypress Creek Renewables | 100 | Non-regulated | Dropped - Planned unit whose status does not meet NEEDS criteria
Holly Branch Solar, LLC | 66692_G_HOLY | 66692 | G | HOLY |  | Energy Storage |  | ERC_REST | Texas | 48 | Robertson | 395 | 48395 | 100 | 0 | 2026 |  |  |  | N | Energy Storage | [13 empty] | 0 | 0 | 0 | 0 | [11 empty] | Cypress Creek Renewables | 100 | Cypress Creek Renewables | 100 | Non-regulated | Dropped - Planned unit whose status does not meet NEEDS criteria
Coati Solar, LLC | 66693_G_COAT | 66693 | G | COAT |  | Solar PV |  | ERC_REST | Texas | 48 | Robertson | 395 | 48395 | 285 | 0 | 2026 |  |  |  | N | Solar | [13 empty] | 0 | 0 | 0 | 0 | [11 empty] | Coati Solar, LLC | 100 | Coati Solar, LLC | 100 | Non-regulated | Dropped - Project has been canceled or postponed
Coati Solar, LLC | 66693_G_COATI | 66693 | G | COATI |  | Energy Storage |  | ERC_REST | Texas | 48 | Robertson | 395 | 48395 | 140 | 0 | 2026 |  |  |  | N | Energy Storage | [13 empty] | 0 | 0 | 0 | 0 | [11 empty] | Coati Solar, LLC | 100 | Coati Solar, LLC | 100 | Non-regulated | Dropped - Project has been canceled or postponed
Horsepen Branch Solar | 66695_G_HRSPN | 66695 | G | HRSPN |  | Solar PV |  | PJM_Dom | Virginia | 51 | Louisa | 109 | 51109 | 25 | 0 | 2025 |  |  |  | N | Solar | [13 empty] | 0 | 0 | 0 | 0 | [11 empty] | Clenera LLC | 100 | Clenera LLC | 100 | Non-regulated | Dropped - Planned unit whose status does not meet NEEDS criteria
Branch Solar Project | 66697_G_BS1 | 66697 | G | BS1 |  | Solar PV |  | MIS_LMI | Michigan | 26 | Branch | 23 | 26023 | 200 | 0 | 2025 |  |  |  | N | Solar | [13 empty] | 0 | 0 | 0 | 0 | [11 empty] | Branch Solar, LLC | 100 | Branch Solar, LLC | 100 | Non-regulated | Dropped - Planned unit whose status does not meet NEEDS criteria
Buffalo Branch Wind and Solar LLC | 66701_G_BB1 | 66701 | G | BB1 |  | Onshore Wind |  | SPP_N | Missouri | 29 | Dade | 57 | 29057 | 247 | 0 | 2026 |  |  |  | N | Wind | [13 empty] | 0 | 0 | 0 | 0 | [11 empty] | Buffalo Branch Wind and Solar LLC | 100 | Buffalo Branch Wind and Solar LLC | 100 | Non-regulated | Dropped - Planned unit whose status does not meet NEEDS criteria
Scioto Farms Solar | 66702_G_SF1 | 66702 | G | SF1 |  | Solar PV |  | PJM_West | Ohio | 39 | Pickaway | 129 | 39129 | 110 | 0 | 2027 |  |  |  | N | Solar | [13 empty] | 0 | 0 | 0 | 0 | [11 empty] | Scioto Farms Solar Project, LLC | 100 | Scioto Farms Solar Project, LLC | 100 | Non-regulated | Dropped - Project has been canceled or postponed
Austin Creek Solar | 66703_G_11103 | 66703 | G | 11103 |  | Solar PV |  | MIS_IL | Illinois | 17 | Adams | 1 | 17001 | 140 | 0 | 2027 |  |  |  | N | Solar | [13 empty] | 0 | 0 | 0 | 0 | [11 empty] | Austin Creek Solar, LLC | 100 | Austin Creek Solar, LLC | 100 | Non-regulated | Dropped - Planned unit whose status does not meet NEEDS criteria
Chiltepin Solar | 66704_G_11106 | 66704 | G | 11106 |  | Solar PV |  | ERC_WEST | Texas | 48 | Reeves | 389 | 48389 | 100 | 0 | 2024 |  |  |  | N | Solar | [13 empty] | 0 | 0 | 0 | 0 | [11 empty] | Chiltepin Solar, LLC | 100 | Chiltepin Solar, LLC | 100 | Non-regulated | Dropped - Project has been canceled or postponed
Longwing Solar | 66705_G_11105 | 66705 | G | 11105 |  | Solar PV |  | MIS_WOTA | Texas | 48 | Tyler | 457 | 48457 | 140 | 0 | 2026 |  |  |  | N | Solar | [13 empty] | 0 | 0 | 0 | 0 | [11 empty] | Longwing Solar, LLC | 100 | Longwing Solar, LLC | 100 | Non-regulated | Dropped - Planned unit whose status does not meet NEEDS criteria
Patoka Solar | 66706_G_11101 | 66706 | G | 11101 |  | Solar PV |  | MIS_INKY | Indiana | 18 | Posey | 129 | 18129 | 250 | 0 | 2027 |  |  |  | N | Solar | [13 empty] | 0 | 0 | 0 | 0 | [11 empty] | Patoka Solar, LLC | 100 | Patoka Solar, LLC | 100 | Non-regulated | Dropped - Planned unit whose status does not meet NEEDS criteria
Prairie Oak Solar | 66707_G_11102 | 66707 | G | 11102 |  | Solar PV |  | MIS_IL | Illinois | 17 | Shelby | 173 | 17173 | 250 | 0 | 2027 |  |  |  | N | Solar | [13 empty] | 0 | 0 | 0 | 0 | [11 empty] | Prairie Oak Solar, LLC | 100 | Prairie Oak Solar, LLC | 100 | Non-regulated | Dropped - Planned unit whose status does not meet NEEDS criteria
Peri Peri Solar | 66708_G_11104 | 66708 | G | 11104 |  | Solar PV |  | MIS_WOTA | Texas | 48 | Hardin | 199 | 48199 | 115 | 0 | 2026 |  |  |  | N | Solar | [13 empty] | 0 | 0 | 0 | 0 | [11 empty] | Peri Peri Solar, LLC | 100 | Peri Peri Solar, LLC | 100 | Non-regulated | Dropped - Planned unit whose status does not meet NEEDS criteria
Lake Iris Solar Project | 66745_G_LIS1 | 66745 | G | LIS1 |  | Solar PV |  | MIS_LMI | Michigan | 26 | St Clair | 147 | 26147 | 100 | 0 | 2025 |  |  |  | N | Solar | [13 empty] | 0 | 0 | 0 | 0 | [11 empty] | Lake Iris Solar, LLC | 100 | Lake Iris Solar, LLC | 100 | Non-regulated | Dropped - Planned unit whose status does not meet NEEDS criteria
AB Newark Solar | 66746_G_PV1 | 66746 | G | PV1 |  | Solar PV |  | PJM_EMAC | New Jersey | 34 | Essex | 13 | 34013 | 5.6 | 0 | 2024 |  |  |  | N | Solar | [13 empty] | 0 | 0 | 0 | 0 | [11 empty] | AB Newark (Fund IV) Operating, LLC | 100 | AB Newark (Fund IV) Operating, LLC | 100 | Non-regulated | Dropped - Project has been canceled or postponed
EnerSmart El Cajon BESS | 66754_G_EC01 | 66754 | G | EC01 |  | Energy Storage |  | WEC_SDGE | California | 6 | San Diego | 73 | 06073 | 3 | 0 | 2024 |  |  |  | N | Energy Storage | [13 empty] | 0 | 0 | 0 | 0 | [11 empty] | EnerSmart Storage | 100 | EnerSmart Storage | 100 | Non-regulated | Dropped - Planned unit whose status does not meet NEEDS criteria
EnerSmart Murray BESS | 66755_G_M01 | 66755 | G | M01 |  | Energy Storage |  | WEC_SDGE | California | 6 | San Diego | 73 | 06073 | 3 | 0 | 2024 |  |  |  | N | Energy Storage | [13 empty] | 0 | 0 | 0 | 0 | [11 empty] | EnerSmart Storage | 100 | EnerSmart Storage | 100 | Non-regulated | Dropped - Planned unit whose status does not meet NEEDS criteria
EnerSmart Murray BESS | 66755_G_M02 | 66755 | G | M02 |  | Energy Storage |  | WEC_SDGE | California | 6 | San Diego | 73 | 06073 | 3 | 0 | 2024 |  |  |  | N | Energy Storage | [13 empty] | 0 | 0 | 0 | 0 | [11 empty] | EnerSmart Storage | 100 | EnerSmart Storage | 100 | Non-regulated | Dropped - Planned unit whose status does not meet NEEDS criteria
EnerSmart Murray BESS | 66755_G_M03 | 66755 | G | M03 |  | Energy Storage |  | WEC_SDGE | California | 6 | San Diego | 73 | 06073 | 3 | 0 | 2024 |  |  |  | N | Energy Storage | [13 empty] | 0 | 0 | 0 | 0 | [11 empty] | EnerSmart Storage | 100 | EnerSmart Storage | 100 | Non-regulated | Dropped - Planned unit whose status does not meet NEEDS criteria
EnerSmart Murray BESS | 66755_G_M04 | 66755 | G | M04 |  | Energy Storage |  | WEC_SDGE | California | 6 | San Diego | 73 | 06073 | 3 | 0 | 2024 |  |  |  | N | Energy Storage | [13 empty] | 0 | 0 | 0 | 0 | [11 empty] | EnerSmart Storage | 100 | EnerSmart Storage | 100 | Non-regulated | Dropped - Planned unit whose status does not meet NEEDS criteria
EnerSmart Murray BESS | 66755_G_M05 | 66755 | G | M05 |  | Energy Storage |  | WEC_SDGE | California | 6 | San Diego | 73 | 06073 | 3 | 0 | 2024 |  |  |  | N | Energy Storage | [13 empty] | 0 | 0 | 0 | 0 | [11 empty] | EnerSmart Storage | 100 | EnerSmart Storage | 100 | Non-regulated | Dropped - Planned unit whose status does not meet NEEDS criteria
EnerSmart Murray BESS | 66755_G_M06 | 66755 | G | M06 |  | Energy Storage |  | WEC_SDGE | California | 6 | San Diego | 73 | 06073 | 3 | 0 | 2024 |  |  |  | N | Energy Storage | [13 empty] | 0 | 0 | 0 | 0 | [11 empty] | EnerSmart Storage | 100 | EnerSmart Storage | 100 | Non-regulated | Dropped - Planned unit whose status does not meet NEEDS criteria
EnerSmart Murray BESS | 66755_G_M07 | 66755 | G | M07 |  | Energy Storage |  | WEC_SDGE | California | 6 | San Diego | 73 | 06073 | 3 | 0 | 2024 |  |  |  | N | Energy Storage | [13 empty] | 0 | 0 | 0 | 0 | [11 empty] | EnerSmart Storage | 100 | EnerSmart Storage | 100 | Non-regulated | Dropped - Project has been canceled or postponed
Genesee Solar Project | 66756_G_GS1 | 66756 | G | GS1 |  | Solar PV |  | MIS_LMI | Michigan | 26 | Genesee | 49 | 26049 | 50 | 0 | 2025 |  |  |  | N | Solar | [13 empty] | 0 | 0 | 0 | 0 | [11 empty] | Genesee Solar Energy, LLC | 100 | Genesee Solar Energy, LLC | 100 | Non-regulated | Dropped - Planned unit whose status does not meet NEEDS criteria
Hart Solar Project | 66778_G_HS1 | 66778 | G | HS1 |  | Solar PV |  | MIS_LMI | Michigan | 26 | Oceana | 127 | 26127 | 100 | 0 | 2025 |  |  |  | N | Solar | [13 empty] | 0 | 0 | 0 | 0 | [11 empty] | Hart Solar Partners, LLC | 100 | Hart Solar Partners, LLC | 100 | Non-regulated | Dropped - Planned unit whose status does not meet NEEDS criteria
CrossTrack Solar | 66781_G_1 | 66781 | G | 1 |  | Solar PV |  | MIS_INKY | Indiana | 18 | Pike | 125 | 18125 | 130 | 0 | 2025 |  |  |  | N | Solar | [13 empty] | 0 | 0 | 0 | 0 | [11 empty] | Southern Indiana Gas & Elec Co | 100 | Southern Indiana Gas & Elec Co | 100 | Regulated | Dropped - Project has been canceled or postponed
Elevate Middletown | 66786_G_ELVMT | 66786 | G | ELVMT |  | Energy Storage |  | NENG_CT | Connecticut | 9 | Middlesex | 7 | 09007 | 275 | 0 | 2025 |  |  |  | N | Energy Storage | [13 empty] | 0 | 0 | 0 | 0 | [11 empty] | Lighthouse Middletown, LLC | 100 | Lighthouse Middletown, LLC | 100 | Non-regulated | Dropped - Planned unit whose status does not meet NEEDS criteria
Elevate Pier S | 66787_G_ELVPS | 66787 | G | ELVPS |  | Energy Storage |  | WEC_LADW | California | 6 | Los Angeles | 37 | 06037 | 70 | 0 | 2026 |  |  |  | N | Energy Storage | [13 empty] | 0 | 0 | 0 | 0 | [11 empty] | Lighthouse Pier S, LLC | 100 | Lighthouse Pier S, LLC | 100 | Non-regulated | Dropped - Planned unit whose status does not meet NEEDS criteria
Lycan Solar Project | 66805_G_LYCAN | 66805 | G | LYCAN |  | Solar PV |  | WECC_SCE | California | 6 | Riverside | 65 | 06065 | 400 | 0 | 2027 |  |  |  | N | Solar | [13 empty] | 0 | 0 | 0 | 0 | [11 empty] | EDF Renewables Development, Inc. | 100 | EDF Renewables Development, Inc. | 100 | Non-regulated | Dropped - Planned unit whose status does not meet NEEDS criteria
Beaver Creek Solar | 66850_G_BEAC1 | 66850 | G | BEAC1 |  | Solar PV |  | PJM_AP | Pennsylvania | 42 | Franklin | 55 | 42055 | 34.2 | 0 | 2025 |  |  |  | N | Solar | [13 empty] | 0 | 0 | 0 | 0 | [11 empty] | Urban Grid Solar | 100 | Urban Grid Solar | 100 | Non-regulated | Dropped - Planned unit whose status does not meet NEEDS criteria
Fairview Solar (AR) | 66851_G_FAIR1 | 66851 | G | FAIR1 |  | Solar PV |  | MIS_AR | Arkansas | 5 | Ashley | 3 | 05003 | 75 | 0 | 2025 |  |  |  | N | Solar | [13 empty] | 0 | 0 | 0 | 0 | [11 empty] | Urban Grid Solar | 100 | Urban Grid Solar | 100 | Non-regulated | Dropped - Planned unit whose status does not meet NEEDS criteria
Hillsboro Solar 3 | 66852_G_HILL3 | 66852 | G | HILL3 |  | Solar PV |  | S_C_TVA | Alabama | 1 | Lawrence | 79 | 01079 | 200 | 0 | 2026 |  |  |  | N | Solar | [13 empty] | 0 | 0 | 0 | 0 | [11 empty] | Urban Grid Solar | 100 | Urban Grid Solar | 100 | Non-regulated | Dropped - Planned unit whose status does not meet NEEDS criteria
Porter Mill Solar | 66854_G_PORM1 | 66854 | G | PORM1 |  | Solar PV |  | PJM_EMAC | Maryland | 24 | Wicomico | 45 | 24045 | 46 | 0 | 2026 |  |  |  | N | Solar | [13 empty] | 0 | 0 | 0 | 0 | [11 empty] | Urban Grid Solar | 100 | Urban Grid Solar | 100 | Non-regulated | Dropped - Planned unit whose status does not meet NEEDS criteria
Spring Valley Solar 2 | 66858_G_SPRV2 | 66858 | G | SPRV2 |  | Solar PV |  | S_C_TVA | Alabama | 1 | Colbert | 33 | 01033 | 200 | 0 | 2027 |  |  |  | N | Solar | [13 empty] | 0 | 0 | 0 | 0 | [11 empty] | Urban Grid Solar | 100 | Urban Grid Solar | 100 | Non-regulated | Dropped - Planned unit whose status does not meet NEEDS criteria
KCE NY 29, LLC | 66862_G_NY29 | 66862 | G | NY29 |  | Energy Storage |  | NY_Z_K | New York | 36 | Suffolk | 103 | 36103 | 150 | 0 | 2025 |  |  |  | N | Energy Storage | [13 empty] | 0 | 0 | 0 | 0 | [11 empty] | Key Capture Energy | 100 | Key Capture Energy | 100 | Non-regulated | Dropped - Planned unit whose status does not meet NEEDS criteria
Champion Solar I | 66865_G_INCS1 | 66865 | G | INCS1 |  | Solar PV |  | PJM_West | Indiana | 18 | St Joseph | 141 | 18141 | 51.9 | 0 | 2025 |  |  |  | N | Solar | [13 empty] | 0 | 0 | 0 | 0 | [11 empty] | Champion Solar 1, LLC | 100 | Champion Solar 1, LLC | 100 | Non-regulated | Dropped - Project has been canceled or postponed
MacDill Storage | 66869_G_BESS1 | 66869 | G | BESS1 |  | Energy Storage |  | FRCC | Florida | 12 | Hillsborough | 57 | 12057 | 20 | 0 | 2025 |  |  |  | N | Energy Storage | [13 empty] | 0 | 0 | 0 | 0 | [11 empty] | Tampa Electric Co | 100 | Tampa Electric Co | 100 | Regulated | Dropped - Project has been canceled or postponed
Davis Solar (WV) | 66870_G_DAVS | 66870 | G | DAVS |  | Solar PV |  | PJM_AP | West Virginia | 54 | Tucker | 93 | 54093 | 11.5 | 0 | 2026 |  |  |  | N | Solar | [13 empty] | 0 | 0 | 0 | 0 | [11 empty] | Monongahela Power Co | 100 | Monongahela Power Co | 100 | Regulated | Dropped - Planned unit whose status does not meet NEEDS criteria
KCE CT 1, LLC | 66879_G_CT1 | 66879 | G | CT1 |  | Energy Storage |  | NENG_CT | Connecticut | 9 | Windham | 15 | 09015 | 105 | 0 | 2027 |  |  |  | N | Energy Storage | [13 empty] | 0 | 0 | 0 | 0 | [11 empty] | Key Capture Energy | 100 | Key Capture Energy | 100 | Non-regulated | Dropped - Planned unit whose status does not meet NEEDS criteria
Indigo Solar & Storage | 66891_G_245BS | 66891 | G | 245BS |  | Energy Storage |  | ERC_WEST | Texas | 48 | Fisher | 151 | 48151 | 50 | 0 | 2025 |  |  |  | N | Energy Storage | [13 empty] | 0 | 0 | 0 | 0 | [11 empty] | Innovative Solar 245 LLC | 100 | Innovative Solar 245 LLC | 100 | Non-regulated | Dropped - Planned unit whose status does not meet NEEDS criteria
Indigo Solar & Storage | 66891_G_IS245 | 66891 | G | IS245 |  | Solar PV |  | ERC_WEST | Texas | 48 | Fisher | 151 | 48151 | 125 | 0 | 2025 |  |  |  | N | Solar | [13 empty] | 0 | 0 | 0 | 0 | [11 empty] | Innovative Solar 245 LLC | 100 | Innovative Solar 245 LLC | 100 | Non-regulated | Dropped - Planned unit whose status does not meet NEEDS criteria
Albatross Solar, LLC | 66894_G_ALBBA | 66894 | G | ALBBA |  | Energy Storage |  | ERC_REST | Texas | 48 | McLennan | 309 | 48309 | 50.4 | 0 | 2025 |  |  |  | N | Energy Storage | [13 empty] | 0 | 0 | 0 | 0 | [11 empty] | Sunraycer Assets I LLC | 100 | Sunraycer Assets I LLC | 100 | Non-regulated | Dropped - Planned unit whose status does not meet NEEDS criteria
Albatross Solar, LLC | 66894_G_ALBPV | 66894 | G | ALBPV |  | Solar PV |  | ERC_REST | Texas | 48 | McLennan | 309 | 48309 | 101 | 0 | 2025 |  |  |  | N | Solar | [13 empty] | 0 | 0 | 0 | 0 | [11 empty] | Sunraycer Assets I LLC | 100 | Sunraycer Assets I LLC | 100 | Non-regulated | Dropped - Planned unit whose status does not meet NEEDS criteria
Lupinus Solar 1, LLC | 66895_G_LP1BA | 66895 | G | LP1BA |  | Energy Storage |  | ERC_REST | Texas | 48 | Franklin | 159 | 48159 | 83 | 0 | 2026 |  |  |  | N | Energy Storage | [13 empty] | 0 | 0 | 0 | 0 | [11 empty] | Sunraycer Assets I LLC | 100 | Sunraycer Assets I LLC | 100 | Non-regulated | Dropped - Planned unit whose status does not meet NEEDS criteria
Lupinus Solar 1, LLC | 66895_G_LP1PV | 66895 | G | LP1PV |  | Solar PV |  | ERC_REST | Texas | 48 | Franklin | 159 | 48159 | 165 | 0 | 2026 |  |  |  | N | Solar | [13 empty] | 0 | 0 | 0 | 0 | [11 empty] | Sunraycer Assets I LLC | 100 | Sunraycer Assets I LLC | 100 | Non-regulated | Dropped - Planned unit whose status does not meet NEEDS criteria
Lupinus Solar 2, LLC | 66896_G_LP2BA | 66896 | G | LP2BA |  | Energy Storage |  | ERC_REST | Texas | 48 | Franklin | 159 | 48159 | 122.9 | 0 | 2027 |  |  |  | N | Energy Storage | [13 empty] | 0 | 0 | 0 | 0 | [11 empty] | Sunraycer Assets I LLC | 100 | Sunraycer Assets I LLC | 100 | Non-regulated | Dropped - Planned unit whose status does not meet NEEDS criteria
Lupinus Solar 2, LLC | 66896_G_LP2PV | 66896 | G | LP2PV |  | Solar PV |  | ERC_REST | Texas | 48 | Franklin | 159 | 48159 | 244 | 0 | 2027 |  |  |  | N | Solar | [13 empty] | 0 | 0 | 0 | 0 | [11 empty] | Sunraycer Assets I LLC | 100 | Sunraycer Assets I LLC | 100 | Non-regulated | Dropped - Planned unit whose status does not meet NEEDS criteria
Lumberton PV I, LLC | 66904_G_LBTN | 66904 | G | LBTN |  | Solar PV |  | MIS_WOTA | Texas | 48 | Hardin | 199 | 48199 | 200 | 0 | 2027 |  |  |  | N | Solar | [13 empty] | 0 | 0 | 0 | 0 | [11 empty] | DE Shaw Renewable Investments | 100 | DE Shaw Renewable Investments | 100 | Non-regulated | Dropped - Planned unit whose status does not meet NEEDS criteria
Bonanza Solar and Storage Project | 66908_G_BZES | 66908 | G | BZES |  | Energy Storage |  | WECC_SNV | Nevada | 32 | Clark | 3 | 32003 | 195 | 0 | 2027 |  |  |  | N | Energy Storage | [13 empty] | 0 | 0 | 0 | 0 | [11 empty] | EDF Renewables Development, Inc. | 100 | EDF Renewables Development, Inc. | 100 | Non-regulated | Dropped - Planned unit whose status does not meet NEEDS criteria
Bonanza Solar and Storage Project | 66908_G_BZPV | 66908 | G | BZPV |  | Solar PV |  | WECC_SNV | Nevada | 32 | Clark | 3 | 32003 | 300 | 0 | 2027 |  |  |  | N | Solar | [13 empty] | 0 | 0 | 0 | 0 | [11 empty] | EDF Renewables Development, Inc. | 100 | EDF Renewables Development, Inc. | 100 | Non-regulated | Dropped - Planned unit whose status does not meet NEEDS criteria
Timber Cove Solar | 66922_G_59957 | 66922 | G | 59957 |  | Solar PV |  | ERC_REST | Texas | 48 | Freestone | 161 | 48161 | 100 | 0 | 2026 |  |  |  | N | Solar | [13 empty] | 0 | 0 | 0 | 0 | [11 empty] | Freestone Solar LLC | 100 | Freestone Solar LLC | 100 | Non-regulated | Dropped - Planned unit whose status does not meet NEEDS criteria
White Plains Hospital Medical Center | 64440_G_ENG1A | 64440 | G | ENG1A |  | Combustion Turbine | IC Engine | NY_Z_G-I | New York | 36 | Westchester | 119 | 36119 | 0.5 | 9905 | 2022 | 2023 |  |  | N | Distillate Fuel Oil | [13 empty] | 0.011 | 0.011 | 0.011 | 0.011 | [11 empty] | White Plains Hospital Medical Center | 100 | White Plains Hospital Medical Center | 100 | Non-regulated | Dropped - Retired/Planned Retirement by 06/2028
Sand Point | 1_G_1 | 1 | G | 1 |  | Combustion Turbine |  |  | Alaska |  | Aleutians East |  |  | 0.4 |  | 2000 | [33 empty] | Sand Point Generating, LLC | 100 | Sand Point Generating, LLC | 100 | Regulated | Dropped - in Alaska or in Hawaii or Puerto Rico
Sand Point | 1_G_2 | 1 | G | 2 |  | Combustion Turbine |  |  | Alaska |  | Aleutians East |  |  | 0.3 |  | 2000 | [33 empty] | Sand Point Generating, LLC | 100 | Sand Point Generating, LLC | 100 | Regulated | Dropped - in Alaska or in Hawaii or Puerto Rico
Sand Point | 1_G_3 | 1 | G | 3 |  | Combustion Turbine |  |  | Alaska |  | Aleutians East |  |  | 0.3 |  | 2010 | [33 empty] | Sand Point Generating, LLC | 100 | Sand Point Generating, LLC | 100 | Regulated | Dropped - in Alaska or in Hawaii or Puerto Rico
Sand Point | 1_G_5 | 1 | G | 5 |  | Combustion Turbine |  |  | Alaska |  | Aleutians East |  |  | 0.4 |  | 2000 | [33 empty] | Sand Point Generating, LLC | 100 | Sand Point Generating, LLC | 100 | Regulated | Dropped - in Alaska or in Hawaii or Puerto Rico
Sand Point | 1_G_WT1 | 1 | G | WT1 |  | Onshore Wind |  |  | Alaska |  | Aleutians East |  |  | 0.1 |  | 2011 | [33 empty] | Sand Point Generating, LLC | 100 | Sand Point Generating, LLC | 100 | Regulated | Dropped - in Alaska or in Hawaii or Puerto Rico
Sand Point | 1_G_WT2 | 1 | G | WT2 |  | Onshore Wind |  |  | Alaska |  | Aleutians East |  |  | 0.3 |  | 2011 | [33 empty] | Sand Point Generating, LLC | 100 | Sand Point Generating, LLC | 100 | Regulated | Dropped - in Alaska or in Hawaii or Puerto Rico
Annex Creek | 62_G_5 | 62 | G | 5 |  | Hydro |  |  | Alaska |  | Juneau |  |  | 1.8 |  | 1915 | [33 empty] | Alaska Electric Light & Power Co. | 100 | Alaska Electric Light & Power Co. | 100 | Regulated | Dropped - in Alaska or in Hawaii or Puerto Rico
Annex Creek | 62_G_6 | 62 | G | 6 |  | Hydro |  |  | Alaska |  | Juneau |  |  | 1.8 |  | 1915 | [33 empty] | Alaska Electric Light & Power Co. | 100 | Alaska Electric Light & Power Co. | 100 | Regulated | Dropped - in Alaska or in Hawaii or Puerto Rico
Gold Creek | 63_G_1 | 63 | G | 1 |  | Hydro |  |  | Alaska |  | Juneau |  |  | 0.8 |  | 1951 | [33 empty] | Alaska Electric Light & Power Co. | 100 | Alaska Electric Light & Power Co. | 100 | Regulated | Dropped - in Alaska or in Hawaii or Puerto Rico
Gold Creek | 63_G_2 | 63 | G | 2 |  | Hydro |  |  | Alaska |  | Juneau |  |  | 0.4 |  | 1914 | [33 empty] | Alaska Electric Light & Power Co. | 100 | Alaska Electric Light & Power Co. | 100 | Regulated | Dropped - in Alaska or in Hawaii or Puerto Rico
Gold Creek | 63_G_3 | 63 | G | 3 |  | Hydro |  |  | Alaska |  | Juneau |  |  | 0.4 |  | 1914 | [33 empty] | Alaska Electric Light & Power Co. | 100 | Alaska Electric Light & Power Co. | 100 | Regulated | Dropped - in Alaska or in Hawaii or Puerto Rico
Gold Creek | 63_G_IC1 | 63 | G | IC1 |  | Combustion Turbine |  |  | Alaska |  | Juneau |  |  | 1.2 |  | 1952 | [33 empty] | Alaska Electric Light & Power Co. | 100 | Alaska Electric Light & Power Co. | 100 | Regulated | Dropped - in Alaska or in Hawaii or Puerto Rico
Gold Creek | 63_G_IC2 | 63 | G | IC2 |  | Combustion Turbine |  |  | Alaska |  | Juneau |  |  | 1.2 |  | 1954 | [33 empty] | Alaska Electric Light & Power Co. | 100 | Alaska Electric Light & Power Co. | 100 | Regulated | Dropped - in Alaska or in Hawaii or Puerto Rico
Gold Creek | 63_G_IC3 | 63 | G | IC3 |  | Combustion Turbine |  |  | Alaska |  | Juneau |  |  | 1.1 |  | 1961 | [33 empty] | Alaska Electric Light & Power Co. | 100 | Alaska Electric Light & Power Co. | 100 | Regulated | Dropped - in Alaska or in Hawaii or Puerto Rico
Gold Creek | 63_G_IC4 | 63 | G | IC4 |  | Combustion Turbine |  |  | Alaska |  | Juneau |  |  | 3.5 |  | 1963 | [33 empty] | Alaska Electric Light & Power Co. | 100 | Alaska Electric Light & Power Co. | 100 | Regulated | Dropped - in Alaska or in Hawaii or Puerto Rico
Gold Creek | 63_G_IC5 | 63 | G | IC5 |  | Combustion Turbine |  |  | Alaska |  | Juneau |  |  | 1.1 |  | 1966 | [33 empty] | Alaska Electric Light & Power Co. | 100 | Alaska Electric Light & Power Co. | 100 | Regulated | Dropped - in Alaska or in Hawaii or Puerto Rico
Lemon Creek | 64_G_1 | 64 | G | 1 |  | Combustion Turbine |  |  | Alaska |  | Juneau |  |  | 2.5 |  | 1969 | [33 empty] | Alaska Electric Light & Power Co. | 100 | Alaska Electric Light & Power Co. | 100 | Regulated | Dropped - in Alaska or in Hawaii or Puerto Rico
Lemon Creek | 64_G_2 | 64 | G | 2 |  | Combustion Turbine |  |  | Alaska |  | Juneau |  |  | 2.5 |  | 1969 | [33 empty] | Alaska Electric Light & Power Co. | 100 | Alaska Electric Light & Power Co. | 100 | Regulated | Dropped - in Alaska or in Hawaii or Puerto Rico
Lemon Creek | 64_G_3 | 64 | G | 3 |  | Combustion Turbine |  |  | Alaska |  | Juneau |  |  | 2.5 |  | 1974 | [33 empty] | Alaska Electric Light & Power Co. | 100 | Alaska Electric Light & Power Co. | 100 | Regulated | Dropped - in Alaska or in Hawaii or Puerto Rico
Lemon Creek | 64_G_5 | 64 | G | 5 |  | Combustion Turbine |  |  | Alaska |  | Juneau |  |  | 17.5 |  | 1980 | [33 empty] | Alaska Electric Light & Power Co. | 100 | Alaska Electric Light & Power Co. | 100 | Regulated | Dropped - in Alaska or in Hawaii or Puerto Rico
Lemon Creek | 64_G_6 | 64 | G | 6 |  | Combustion Turbine |  |  | Alaska |  | Juneau |  |  | 17.5 |  | 1983 | [33 empty] | Alaska Electric Light & Power Co. | 100 | Alaska Electric Light & Power Co. | 100 | Regulated | Dropped - in Alaska or in Hawaii or Puerto Rico
Lemon Creek | 64_G_7 | 64 | G | 7 |  | Combustion Turbine |  |  | Alaska |  | Juneau |  |  | 2.5 |  | 1983 | [33 empty] | Alaska Electric Light & Power Co. | 100 | Alaska Electric Light & Power Co. | 100 | Regulated | Dropped - in Alaska or in Hawaii or Puerto Rico
Lemon Creek | 64_G_IC10 | 64 | G | IC10 |  | Combustion Turbine |  |  | Alaska |  | Juneau |  |  | 2.5 |  | 1984 | [33 empty] | Alaska Electric Light & Power Co. | 100 | Alaska Electric Light & Power Co. | 100 | Regulated | Dropped - in Alaska or in Hawaii or Puerto Rico
Lemon Creek | 64_G_IC11 | 64 | G | IC11 |  | Combustion Turbine |  |  | Alaska |  | Juneau |  |  | 2.5 |  | 1984 | [33 empty] | Alaska Electric Light & Power Co. | 100 | Alaska Electric Light & Power Co. | 100 | Regulated | Dropped - in Alaska or in Hawaii or Puerto Rico
Lemon Creek | 64_G_IC12 | 64 | G | IC12 |  | Combustion Turbine |  |  | Alaska |  | Juneau |  |  | 2.5 |  | 1984 | [33 empty] | Alaska Electric Light & Power Co. | 100 | Alaska Electric Light & Power Co. | 100 | Regulated | Dropped - in Alaska or in Hawaii or Puerto Rico
Lemon Creek | 64_G_IC8 | 64 | G | IC8 |  | Combustion Turbine |  |  | Alaska |  | Juneau |  |  | 2.5 |  | 1985 | [33 empty] | Alaska Electric Light & Power Co. | 100 | Alaska Electric Light & Power Co. | 100 | Regulated | Dropped - in Alaska or in Hawaii or Puerto Rico
Lemon Creek | 64_G_IC9 | 64 | G | IC9 |  | Combustion Turbine |  |  | Alaska |  | Juneau |  |  | 2.5 |  | 1985 | [33 empty] | Alaska Electric Light & Power Co. | 100 | Alaska Electric Light & Power Co. | 100 | Regulated | Dropped - in Alaska or in Hawaii or Puerto Rico
Salmon Creek 1 | 65_G_HY7 | 65 | G | HY7 |  | Hydro |  |  | Alaska |  | Juneau |  |  | 5.2 |  | 1984 | [33 empty] | Alaska Electric Light & Power Co. | 100 | Alaska Electric Light & Power Co. | 100 | Regulated | Dropped - in Alaska or in Hawaii or Puerto Rico
Skagway | 66_G_1 | 66 | G | 1 |  | Hydro |  |  | Alaska |  | Skagway Hoonah Angoon |  |  | 0.4 |  | 1957 | [33 empty] | Alaska Power and Telephone Co | 100 | Alaska Power and Telephone Co | 100 | Regulated | Dropped - in Alaska or in Hawaii or Puerto Rico
Skagway | 66_G_2 | 66 | G | 2 |  | Hydro |  |  | Alaska |  | Skagway Hoonah Angoon |  |  | 0.1 |  | 1909 | [33 empty] | Alaska Power and Telephone Co | 100 | Alaska Power and Telephone Co | 100 | Regulated | Dropped - in Alaska or in Hawaii or Puerto Rico
Skagway | 66_G_3 | 66 | G | 3 |  | Hydro |  |  | Alaska |  | Skagway Hoonah Angoon |  |  | 0.3 |  | 1981 | [33 empty] | Alaska Power and Telephone Co | 100 | Alaska Power and Telephone Co | 100 | Regulated | Dropped - in Alaska or in Hawaii or Puerto Rico
Skagway | 66_G_4 | 66 | G | 4 |  | Hydro |  |  | Alaska |  | Skagway Hoonah Angoon |  |  | 0.2 |  | 1987 | [33 empty] | Alaska Power and Telephone Co | 100 | Alaska Power and Telephone Co | 100 | Regulated | Dropped - in Alaska or in Hawaii or Puerto Rico
Skagway | 66_G_6A | 66 | G | 6A |  | Combustion Turbine |  |  | Alaska |  | Skagway Hoonah Angoon |  |  | 0.8 |  | 1986 | [33 empty] | Alaska Power and Telephone Co | 100 | Alaska Power and Telephone Co | 100 | Regulated | Dropped - in Alaska or in Hawaii or Puerto Rico
Skagway | 66_G_7A | 66 | G | 7A |  | Combustion Turbine |  |  | Alaska |  | Skagway Hoonah Angoon |  |  | 1.1 |  | 1996 | [33 empty] | Alaska Power and Telephone Co | 100 | Alaska Power and Telephone Co | 100 | Regulated | Dropped - in Alaska or in Hawaii or Puerto Rico
Skagway | 66_G_8A | 66 | G | 8A |  | Combustion Turbine |  |  | Alaska |  | Skagway Hoonah Angoon |  |  | 0.5 |  | 1991 | [33 empty] | Alaska Power and Telephone Co | 100 | Alaska Power and Telephone Co | 100 | Regulated | Dropped - in Alaska or in Hawaii or Puerto Rico
Skagway | 66_G_9 | 66 | G | 9 |  | Combustion Turbine |  |  | Alaska |  | Skagway Hoonah Angoon |  |  | 1 |  | 2009 | [33 empty] | Alaska Power and Telephone Co | 100 | Alaska Power and Telephone Co | 100 | Regulated | Dropped - in Alaska or in Hawaii or Puerto Rico
Haines | 69_G_10 | 69 | G | 10 |  | Combustion Turbine |  |  | Alaska |  | Haines |  |  | 1.2 |  | 1991 | [33 empty] | Alaska Power and Telephone Co | 100 | Alaska Power and Telephone Co | 100 | Regulated | Dropped - in Alaska or in Hawaii or Puerto Rico
Haines | 69_G_11 | 69 | G | 11 |  | Combustion Turbine |  |  | Alaska |  | Haines |  |  | 1.9 |  | 2006 | [33 empty] | Alaska Power and Telephone Co | 100 | Alaska Power and Telephone Co | 100 | Regulated | Dropped - in Alaska or in Hawaii or Puerto Rico
Haines | 69_G_12 | 69 | G | 12 |  | Combustion Turbine |  |  | Alaska |  | Haines |  |  | 1.5 |  | 2021 | [33 empty] | Alaska Power and Telephone Co | 100 | Alaska Power and Telephone Co | 100 | Regulated | Dropped - in Alaska or in Hawaii or Puerto Rico
Haines | 69_G_5 | 69 | G | 5 |  | Combustion Turbine |  |  | Alaska |  | Haines |  |  | 0.6 |  | 1968 | [33 empty] | Alaska Power and Telephone Co | 100 | Alaska Power and Telephone Co | 100 | Regulated | Dropped - in Alaska or in Hawaii or Puerto Rico
Haines | 69_G_7A | 69 | G | 7A |  | Combustion Turbine |  |  | Alaska |  | Haines |  |  | 2.8 |  | 1995 | [33 empty] | Alaska Power and Telephone Co | 100 | Alaska Power and Telephone Co | 100 | Regulated | Dropped - in Alaska or in Hawaii or Puerto Rico
Haines | 69_G_IC8A | 69 | G | IC8A |  | Combustion Turbine |  |  | Alaska |  | Haines |  |  | 1.6 |  | 1996 | [33 empty] | Alaska Power and Telephone Co | 100 | Alaska Power and Telephone Co | 100 | Regulated | Dropped - in Alaska or in Hawaii or Puerto Rico
Swan Lake | 70_G_1 | 70 | G | 1 |  | Hydro |  |  | Alaska |  | Ketchikan Gateway |  |  | 11.3 |  | 1984 | [33 empty] | Southeast Alaska Power Agency | 100 | Southeast Alaska Power Agency | 100 | Non-regulated | Dropped - in Alaska or in Hawaii or Puerto Rico
Swan Lake | 70_G_2 | 70 | G | 2 |  | Hydro |  |  | Alaska |  | Ketchikan Gateway |  |  | 11.3 |  | 1984 | [33 empty] | Southeast Alaska Power Agency | 100 | Southeast Alaska Power Agency | 100 | Non-regulated | Dropped - in Alaska or in Hawaii or Puerto Rico
Terror Lake Microgrid | 71_G_1 | 71 | G | 1 |  | Hydro |  |  | Alaska |  | Kodiak Island |  |  | 11.2 |  | 1984 | [33 empty] | Kodiak Electric Assn Inc | 100 | Kodiak Electric Assn Inc | 100 | Regulated | Dropped - in Alaska or in Hawaii or Puerto Rico
Terror Lake Microgrid | 71_G_2 | 71 | G | 2 |  | Hydro |  |  | Alaska |  | Kodiak Island |  |  | 11.2 |  | 1984 | [33 empty] | Kodiak Electric Assn Inc | 100 | Kodiak Electric Assn Inc | 100 | Regulated | Dropped - in Alaska or in Hawaii or Puerto Rico
Terror Lake Microgrid | 71_G_3 | 71 | G | 3 |  | Hydro |  |  | Alaska |  | Kodiak Island |  |  | 11.2 |  | 2014 | [33 empty] | Kodiak Electric Assn Inc | 100 | Kodiak Electric Assn Inc | 100 | Regulated | Dropped - in Alaska or in Hawaii or Puerto Rico
Hank Nikkels Plant 1 | 75_G_3R | 75 | G | 3R |  | Combustion Turbine |  |  | Alaska |  | Anchorage |  |  | 29.3 |  | 2007 | [33 empty] | Chugach Electric Assn Inc | 100 | Chugach Electric Assn Inc | 100 | Regulated | Dropped - in Alaska or in Hawaii or Puerto Rico
Hank Nikkels Plant 1 | 75_G_4 | 75 | G | 4 |  | Combustion Turbine |  |  | Alaska |  | Anchorage |  |  | 31.1 |  | 1972 | [33 empty] | Chugach Electric Assn Inc | 100 | Chugach Electric Assn Inc | 100 | Regulated | Dropped - in Alaska or in Hawaii or Puerto Rico
Hank Nikkels Plant 1 | 75_G_P1 BS | 75 | G | P1 BS |  | Combustion Turbine |  |  | Alaska |  | Anchorage |  |  | 2 |  | 2012 | [33 empty] | Chugach Electric Assn Inc | 100 | Chugach Electric Assn Inc | 100 | Regulated | Dropped - in Alaska or in Hawaii or Puerto Rico
Eklutna Hydro Project | 77_G_1 | 77 | G | 1 |  | Hydro |  |  | Alaska |  | Matanuska Susitna |  |  | 22.2 |  | 1955 | [33 empty] | Anchorage Municipal Light and Power | 53.3 | Anchorage Municipal Light and Power | 53.3 | Regulated | Dropped - in Alaska or in Hawaii or Puerto Rico
Eklutna Hydro Project | 77_G_2 | 77 | G | 2 |  | Hydro |  |  | Alaska |  | Matanuska Susitna |  |  | 22.2 |  | 1955 | [33 empty] | Anchorage Municipal Light and Power | 53.3 | Anchorage Municipal Light and Power | 53.3 | Regulated | Dropped - in Alaska or in Hawaii or Puerto Rico
Snettisham | 78_G_1 | 78 | G | 1 |  | Hydro |  |  | Alaska |  | Juneau |  |  | 23.5 |  | 1973 | [33 empty] | Alaska Industrial Dev&Exp Auth | 100 | Alaska Industrial Dev&Exp Auth | 100 | Regulated | Dropped - in Alaska or in Hawaii or Puerto Rico
Snettisham | 78_G_2 | 78 | G | 2 |  | Hydro |  |  | Alaska |  | Juneau |  |  | 23.5 |  | 1973 | [33 empty] | Alaska Industrial Dev&Exp Auth | 100 | Alaska Industrial Dev&Exp Auth | 100 | Regulated | Dropped - in Alaska or in Hawaii or Puerto Rico
Snettisham | 78_G_3 | 78 | G | 3 |  | Hydro |  |  | Alaska |  | Juneau |  |  | 31 |  | 1990 | [33 empty] | Alaska Industrial Dev&Exp Auth | 100 | Alaska Industrial Dev&Exp Auth | 100 | Regulated | Dropped - in Alaska or in Hawaii or Puerto Rico
Aurora Energy LLC Chena | 79_G_1 | 79 | G | 1 |  | Coal Steam |  |  | Alaska |  | Fairbanks North Star |  |  | 4.7 |  | 1952 | [33 empty] | Aurora Energy LLC | 100 | Aurora Energy LLC | 100 | Non-regulated | Dropped - in Alaska or in Hawaii or Puerto Rico | 1 | 2 | 3
Aurora Energy LLC Chena | 79_G_2 | 79 | G | 2 |  | Coal Steam |  |  | Alaska |  | Fairbanks North Star |  |  | 2 |  | 1952 | [33 empty] | Aurora Energy LLC | 100 | Aurora Energy LLC | 100 | Non-regulated | Dropped - in Alaska or in Hawaii or Puerto Rico | 1 | 2 | 3
Aurora Energy LLC Chena | 79_G_5 | 79 | G | 5 |  | Coal Steam |  |  | Alaska |  | Fairbanks North Star |  |  | 19 |  | 1975 | [33 empty] | Aurora Energy LLC | 100 | Aurora Energy LLC | 100 | Non-regulated | Dropped - in Alaska or in Hawaii or Puerto Rico | 1 | 5
Ketchikan | 84_G_3 | 84 | G | 3 |  | Hydro |  |  | Alaska |  | Ketchikan Gateway |  |  | 1.4 |  | 1952 | [33 empty] | Ketchikan Public Utilities | 100 | Ketchikan Public Utilities | 100 | Regulated | Dropped - in Alaska or in Hawaii or Puerto Rico
Ketchikan | 84_G_4 | 84 | G | 4 |  | Hydro |  |  | Alaska |  | Ketchikan Gateway |  |  | 1.4 |  | 1938 | [33 empty] | Ketchikan Public Utilities | 100 | Ketchikan Public Utilities | 100 | Regulated | Dropped - in Alaska or in Hawaii or Puerto Rico
Ketchikan | 84_G_5 | 84 | G | 5 |  | Hydro |  |  | Alaska |  | Ketchikan Gateway |  |  | 1.4 |  | 1954 | [33 empty] | Ketchikan Public Utilities | 100 | Ketchikan Public Utilities | 100 | Regulated | Dropped - in Alaska or in Hawaii or Puerto Rico
S W Bailey | 85_G_1 | 85 | G | 1 |  | Combustion Turbine |  |  | Alaska |  | Ketchikan Gateway |  |  | 3.5 |  | 1969 | [33 empty] | Ketchikan Public Utilities | 100 | Ketchikan Public Utilities | 100 | Regulated | Dropped - in Alaska or in Hawaii or Puerto Rico
S W Bailey | 85_G_2 | 85 | G | 2 |  | Combustion Turbine |  |  | Alaska |  | Ketchikan Gateway |  |  | 3.5 |  | 1970 | [33 empty] | Ketchikan Public Utilities | 100 | Ketchikan Public Utilities | 100 | Regulated | Dropped - in Alaska or in Hawaii or Puerto Rico
S W Bailey | 85_G_3 | 85 | G | 3 |  | Combustion Turbine |  |  | Alaska |  | Ketchikan Gateway |  |  | 5.5 |  | 1976 | [33 empty] | Ketchikan Public Utilities | 100 | Ketchikan Public Utilities | 100 | Regulated | Dropped - in Alaska or in Hawaii or Puerto Rico
S W Bailey | 85_G_4 | 85 | G | 4 |  | Combustion Turbine |  |  | Alaska |  | Ketchikan Gateway |  |  | 10.5 |  | 1998 | [33 empty] | Ketchikan Public Utilities | 100 | Ketchikan Public Utilities | 100 | Regulated | Dropped - in Alaska or in Hawaii or Puerto Rico
Snake River | 90_G_12 | 90 | G | 12 |  | Combustion Turbine |  |  | Alaska |  | Nome |  |  | 3.7 |  | 1991 | [33 empty] | Nome Joint Utility Systems | 100 | Nome Joint Utility Systems | 100 | Regulated | Dropped - in Alaska or in Hawaii or Puerto Rico
Snake River | 90_G_14 | 90 | G | 14 |  | Combustion Turbine |  |  | Alaska |  | Nome |  |  | 1.9 |  | 1999 | [33 empty] | Nome Joint Utility Systems | 100 | Nome Joint Utility Systems | 100 | Regulated | Dropped - in Alaska or in Hawaii or Puerto Rico
Snake River | 90_G_15 | 90 | G | 15 |  | Combustion Turbine |  |  | Alaska |  | Nome |  |  | 5.2 |  | 2007 | [33 empty] | Nome Joint Utility Systems | 100 | Nome Joint Utility Systems | 100 | Regulated | Dropped - in Alaska or in Hawaii or Puerto Rico
Snake River | 90_G_16 | 90 | G | 16 |  | Combustion Turbine |  |  | Alaska |  | Nome |  |  | 5.2 |  | 2007 | [33 empty] | Nome Joint Utility Systems | 100 | Nome Joint Utility Systems | 100 | Regulated | Dropped - in Alaska or in Hawaii or Puerto Rico
Snake River | 90_G_18 | 90 | G | 18 |  | Combustion Turbine |  |  | Alaska |  | Nome |  |  | 0.4 |  | 2013 | [33 empty] | Nome Joint Utility Systems | 100 | Nome Joint Utility Systems | 100 | Regulated | Dropped - in Alaska or in Hawaii or Puerto Rico
Snake River | 90_G_EWT 1 | 90 | G | EWT 1 |  | Onshore Wind |  |  | Alaska |  | Nome |  |  | 0.9 |  | 2013 | [33 empty] | Nome Joint Utility Systems | 100 | Nome Joint Utility Systems | 100 | Regulated | Dropped - in Alaska or in Hawaii or Puerto Rico
Snake River | 90_G_EWT 2 | 90 | G | EWT 2 |  | Onshore Wind |  |  | Alaska |  | Nome |  |  | 0.9 |  | 2013 | [33 empty] | Nome Joint Utility Systems | 100 | Nome Joint Utility Systems | 100 | Regulated | Dropped - in Alaska or in Hawaii or Puerto Rico
Petersburg | 91_G_3 | 91 | G | 3 |  | Hydro |  |  | Alaska |  | Wrangell Petersburg |  |  | 1.6 |  | 1954 | [33 empty] | Petersburg Borough - (AK) | 100 | Petersburg Borough - (AK) | 100 | Regulated | Dropped - in Alaska or in Hawaii or Puerto Rico
Petersburg | 91_G_IC1 | 91 | G | IC1 |  | Combustion Turbine |  |  | Alaska |  | Wrangell Petersburg |  |  | 1.7 |  | 1972 | [33 empty] | Petersburg Borough - (AK) | 100 | Petersburg Borough - (AK) | 100 | Regulated | Dropped - in Alaska or in Hawaii or Puerto Rico
Petersburg | 91_G_IC3 | 91 | G | IC3 |  | Combustion Turbine |  |  | Alaska |  | Wrangell Petersburg |  |  | 1 |  | 1965 | [33 empty] | Petersburg Borough - (AK) | 100 | Petersburg Borough - (AK) | 100 | Regulated | Dropped - in Alaska or in Hawaii or Puerto Rico
Petersburg | 91_G_IC4 | 91 | G | IC4 |  | Combustion Turbine |  |  | Alaska |  | Wrangell Petersburg |  |  | 0.6 |  | 1979 | [33 empty] | Petersburg Borough - (AK) | 100 | Petersburg Borough - (AK) | 100 | Regulated | Dropped - in Alaska or in Hawaii or Puerto Rico
Petersburg | 91_G_IC5 | 91 | G | IC5 |  | Combustion Turbine |  |  | Alaska |  | Wrangell Petersburg |  |  | 0.7 |  | 1979 | [33 empty] | Petersburg Borough - (AK) | 100 | Petersburg Borough - (AK) | 100 | Regulated | Dropped - in Alaska or in Hawaii or Puerto Rico
Petersburg | 91_G_IC6 | 91 | G | IC6 |  | Combustion Turbine |  |  | Alaska |  | Wrangell Petersburg |  |  | 2.3 |  | 1993 | [33 empty] | Petersburg Borough - (AK) | 100 | Petersburg Borough - (AK) | 100 | Regulated | Dropped - in Alaska or in Hawaii or Puerto Rico
Petersburg | 91_G_IC7 | 91 | G | IC7 |  | Combustion Turbine |  |  | Alaska |  | Wrangell Petersburg |  |  | 2.3 |  | 2001 | [33 empty] | Petersburg Borough - (AK) | 100 | Petersburg Borough - (AK) | 100 | Regulated | Dropped - in Alaska or in Hawaii or Puerto Rico
Petersburg | 91_G_IC8 | 91 | G | IC8 |  | Combustion Turbine |  |  | Alaska |  | Wrangell Petersburg |  |  | 2.2 |  | 2012 | [33 empty] | Petersburg Borough - (AK) | 100 | Petersburg Borough - (AK) | 100 | Regulated | Dropped - in Alaska or in Hawaii or Puerto Rico
Seward (AK) | 92_G_3 | 92 | G | 3 |  | Combustion Turbine |  |  | Alaska |  | Kenai Peninsula |  |  | 2.5 |  | 1975 | [33 empty] | City of Seward - (AK) | 100 | City of Seward - (AK) | 100 | Regulated | Dropped - in Alaska or in Hawaii or Puerto Rico
Seward (AK) | 92_G_4 | 92 | G | 4 |  | Combustion Turbine |  |  | Alaska |  | Kenai Peninsula |  |  | 2.5 |  | 1986 | [33 empty] | City of Seward - (AK) | 100 | City of Seward - (AK) | 100 | Regulated | Dropped - in Alaska or in Hawaii or Puerto Rico
Seward (AK) | 92_G_5 | 92 | G | 5 |  | Combustion Turbine |  |  | Alaska |  | Kenai Peninsula |  |  | 2.5 |  | 1985 | [33 empty] | City of Seward - (AK) | 100 | City of Seward - (AK) | 100 | Regulated | Dropped - in Alaska or in Hawaii or Puerto Rico
Seward (AK) | 92_G_6 | 92 | G | 6 |  | Combustion Turbine |  |  | Alaska |  | Kenai Peninsula |  |  | 2.8 |  | 2000 | [33 empty] | City of Seward - (AK) | 100 | City of Seward - (AK) | 100 | Regulated | Dropped - in Alaska or in Hawaii or Puerto Rico
Seward (AK) | 92_G_N1 | 92 | G | N1 |  | Combustion Turbine |  |  | Alaska |  | Kenai Peninsula |  |  | 2.8 |  | 2010 | [33 empty] | City of Seward - (AK) | 100 | City of Seward - (AK) | 100 | Regulated | Dropped - in Alaska or in Hawaii or Puerto Rico
Seward (AK) | 92_G_N2 | 92 | G | N2 |  | Combustion Turbine |  |  | Alaska |  | Kenai Peninsula |  |  | 2.5 |  | 2010 | [33 empty] | City of Seward - (AK) | 100 | City of Seward - (AK) | 100 | Regulated | Dropped - in Alaska or in Hawaii or Puerto Rico
Blue Lake Hydro | 93_G_3 | 93 | G | 3 |  | Hydro |  |  | Alaska |  | Sitka |  |  | 5.3 |  | 2014 | [33 empty] | City & Borough of Sitka - (AK) | 100 | City & Borough of Sitka - (AK) | 100 | Regulated | Dropped - in Alaska or in Hawaii or Puerto Rico
Blue Lake Hydro | 93_G_4 | 93 | G | 4 |  | Hydro |  |  | Alaska |  | Sitka |  |  | 5.3 |  | 2014 | [33 empty] | City & Borough of Sitka - (AK) | 100 | City & Borough of Sitka - (AK) | 100 | Regulated | Dropped - in Alaska or in Hawaii or Puerto Rico
Blue Lake Hydro | 93_G_5 | 93 | G | 5 |  | Hydro |  |  | Alaska |  | Sitka |  |  | 5.3 |  | 2014 | [33 empty] | City & Borough of Sitka - (AK) | 100 | City & Borough of Sitka - (AK) | 100 | Regulated | Dropped - in Alaska or in Hawaii or Puerto Rico
Wrangell | 95_G_11 | 95 | G | 11 |  | Combustion Turbine |  |  | Alaska |  | Wrangell Petersburg |  |  | 2 |  | 2000 | [33 empty] | City of Wrangell - (AK) | 100 | City of Wrangell - (AK) | 100 | Regulated | Dropped - in Alaska or in Hawaii or Puerto Rico
Wrangell | 95_G_12 | 95 | G | 12 |  | Combustion Turbine |  |  | Alaska |  | Wrangell Petersburg |  |  | 2 |  | 2000 | [33 empty] | City of Wrangell - (AK) | 100 | City of Wrangell - (AK) | 100 | Regulated | Dropped - in Alaska or in Hawaii or Puerto Rico
Wrangell | 95_G_13 | 95 | G | 13 |  | Combustion Turbine |  |  | Alaska |  | Wrangell Petersburg |  |  | 2 |  | 2002 | [33 empty] | City of Wrangell - (AK) | 100 | City of Wrangell - (AK) | 100 | Regulated | Dropped - in Alaska or in Hawaii or Puerto Rico
Wrangell | 95_G_9 | 95 | G | 9 |  | Combustion Turbine |  |  | Alaska |  | Wrangell Petersburg |  |  | 2.5 |  | 1987 | [33 empty] | City of Wrangell - (AK) | 100 | City of Wrangell - (AK) | 100 | Regulated | Dropped - in Alaska or in Hawaii or Puerto Rico
Beluga | 96_G_1 | 96 | G | 1 |  | Combustion Turbine |  |  | Alaska |  | Kenai Peninsula |  |  | 18.9 |  | 1968 | [33 empty] | Chugach Electric Assn Inc | 100 | Chugach Electric Assn Inc | 100 | Regulated | Dropped - in Alaska or in Hawaii or Puerto Rico
Beluga | 96_G_2 | 96 | G | 2 |  | Combustion Turbine |  |  | Alaska |  | Kenai Peninsula |  |  | 18.9 |  | 1968 | [33 empty] | Chugach Electric Assn Inc | 100 | Chugach Electric Assn Inc | 100 | Regulated | Dropped - in Alaska or in Hawaii or Puerto Rico
Beluga | 96_G_3 | 96 | G | 3 |  | Combustion Turbine |  |  | Alaska |  | Kenai Peninsula |  |  | 58 |  | 1972 | [33 empty] | Chugach Electric Assn Inc | 100 | Chugach Electric Assn Inc | 100 | Regulated | Dropped - in Alaska or in Hawaii or Puerto Rico
Beluga | 96_G_5 | 96 | G | 5 |  | Combustion Turbine |  |  | Alaska |  | Kenai Peninsula |  |  | 61.4 |  | 1975 | [33 empty] | Chugach Electric Assn Inc | 100 | Chugach Electric Assn Inc | 100 | Regulated | Dropped - in Alaska or in Hawaii or Puerto Rico
Beluga | 96_G_6 | 96 | G | 6 |  | Combustion Turbine |  |  | Alaska |  | Kenai Peninsula |  |  | 72.6 |  | 1976 | [33 empty] | Chugach Electric Assn Inc | 100 | Chugach Electric Assn Inc | 100 | Regulated | Dropped - in Alaska or in Hawaii or Puerto Rico
Beluga | 96_G_7 | 96 | G | 7 |  | Combustion Turbine |  |  | Alaska |  | Kenai Peninsula |  |  | 70.6 |  | 1978 | [33 empty] | Chugach Electric Assn Inc | 100 | Chugach Electric Assn Inc | 100 | Regulated | Dropped - in Alaska or in Hawaii or Puerto Rico
Dillingham | 109_G_10 | 109 | G | 10 |  | Combustion Turbine |  |  | Alaska |  | Dillingham |  |  | 1.1 |  | 1988 | [33 empty] | Nushagak Electric Coop, Inc | 100 | Nushagak Electric Coop, Inc | 100 | Regulated | Dropped - in Alaska or in Hawaii or Puerto Rico
Dillingham | 109_G_11 | 109 | G | 11 |  | Combustion Turbine |  |  | Alaska |  | Dillingham |  |  | 1 |  | 2001 | [33 empty] | Nushagak Electric Coop, Inc | 100 | Nushagak Electric Coop, Inc | 100 | Regulated | Dropped - in Alaska or in Hawaii or Puerto Rico
Dillingham | 109_G_12 | 109 | G | 12 |  | Combustion Turbine |  |  | Alaska |  | Dillingham |  |  | 1 |  | 2006 | [33 empty] | Nushagak Electric Coop, Inc | 100 | Nushagak Electric Coop, Inc | 100 | Regulated | Dropped - in Alaska or in Hawaii or Puerto Rico
Dillingham | 109_G_13 | 109 | G | 13 |  | Combustion Turbine |  |  | Alaska |  | Dillingham |  |  | 1 |  | 2006 | [33 empty] | Nushagak Electric Coop, Inc | 100 | Nushagak Electric Coop, Inc | 100 | Regulated | Dropped - in Alaska or in Hawaii or Puerto Rico
Dillingham | 109_G_14 | 109 | G | 14 |  | Combustion Turbine |  |  | Alaska |  | Dillingham |  |  | 1 |  | 2008 | [33 empty] | Nushagak Electric Coop, Inc | 100 | Nushagak Electric Coop, Inc | 100 | Regulated | Dropped - in Alaska or in Hawaii or Puerto Rico
Dillingham | 109_G_15 | 109 | G | 15 |  | Combustion Turbine |  |  | Alaska |  | Dillingham |  |  | 1 |  | 2008 | [33 empty] | Nushagak Electric Coop, Inc | 100 | Nushagak Electric Coop, Inc | 100 | Regulated | Dropped - in Alaska or in Hawaii or Puerto Rico
Dillingham | 109_G_16 | 109 | G | 16 |  | Combustion Turbine |  |  | Alaska |  | Dillingham |  |  | 0.5 |  | 2009 | [33 empty] | Nushagak Electric Coop, Inc | 100 | Nushagak Electric Coop, Inc | 100 | Regulated | Dropped - in Alaska or in Hawaii or Puerto Rico
Dillingham | 109_G_17 | 109 | G | 17 |  | Combustion Turbine |  |  | Alaska |  | Dillingham |  |  | 2.2 |  | 2019 | [33 empty] | Nushagak Electric Coop, Inc | 100 | Nushagak Electric Coop, Inc | 100 | Regulated | Dropped - in Alaska or in Hawaii or Puerto Rico
Dillingham | 109_G_18 | 109 | G | 18 |  | Combustion Turbine |  |  | Alaska |  | Dillingham |  |  | 2.2 |  | 2019 | [33 empty] | Nushagak Electric Coop, Inc | 100 | Nushagak Electric Coop, Inc | 100 | Regulated | Dropped - in Alaska or in Hawaii or Puerto Rico
Seminole (FL) | 136_G_1 | 136 | G | 1 | 84 | Coal Steam |  |  | Florida |  | Putnam |  |  | 626 |  | 1984 | 2024 | [32 empty] | Seminole Electric Cooperative Inc | 100 | Seminole Electric Cooperative Inc | 100 | Regulated | Dropped - Retired/Planned Retirement by 06/2028 | 1
Crosscut | 143_G_CC5 | 143 | G | CC5 |  | Hydro |  |  | Arizona |  | Maricopa |  |  | 3 |  | 1939 | [33 empty] | Salt River Project | 100 | Salt River Project | 100 | Regulated | Dropped - Units whose status are "OS" or "RE" for the past 3 consecutive years
Kyrene | 147_G_KY1 | 147 | G | KY1 |  | O/G Steam |  |  | Arizona |  | Maricopa |  |  | 34 |  | 1952 | [33 empty] | Salt River Project | 100 | Salt River Project | 100 | Regulated | Dropped - Units whose status are "OS" or "RE" for the past 3 consecutive years | K-1
Kyrene | 147_G_KY2 | 147 | G | KY2 |  | O/G Steam |  |  | Arizona |  | Maricopa |  |  | 72 |  | 1954 | [33 empty] | Salt River Project | 100 | Salt River Project | 100 | Regulated | Dropped - Units whose status are "OS" or "RE" for the past 3 consecutive years | K-2
Lake Catherine | 170_G_4 | 170 | G | 4 | 107 | O/G Steam |  |  | Arkansas |  | Hot Spring |  |  | 522 |  | 1970 | 2027 | [32 empty] | Entergy Arkansas LLC | 100 | Entergy Arkansas LLC | 100 | Regulated | Dropped - Retired/Planned Retirement by 06/2028
Centerville PH | 224_G_1 | 224 | G | 1 |  | Hydro |  |  | California |  | Butte |  |  | 5.5 |  | 1900 | [33 empty] | Pacific Gas & Electric Co. | 100 | Pacific Gas & Electric Co. | 100 | Regulated | Dropped - Units whose status are "OS" or "RE" for the past 3 consecutive years
Centerville PH | 224_G_2 | 224 | G | 2 |  | Hydro |  |  | California |  | Butte |  |  | 0.9 |  | 1900 | [33 empty] | Pacific Gas & Electric Co. | 100 | Pacific Gas & Electric Co. | 100 | Regulated | Dropped - Units whose status are "OS" or "RE" for the past 3 consecutive years
Cow Creek | 229_G_1 | 229 | G | 1 |  | Hydro |  |  | California |  | Shasta |  |  | 0.9 |  | 1907 | 2024 | [32 empty] | Pacific Gas & Electric Co. | 100 | Pacific Gas & Electric Co. | 100 | Regulated | Dropped - Retired/Planned Retirement by 06/2028
Cow Creek | 229_G_2 | 229 | G | 2 |  | Hydro |  |  | California |  | Shasta |  |  | 0.9 |  | 1907 | 2024 | [32 empty] | Pacific Gas & Electric Co. | 100 | Pacific Gas & Electric Co. | 100 | Regulated | Dropped - Retired/Planned Retirement by 06/2028
Hamilton Branch | 242_G_1 | 242 | G | 1 |  | Hydro |  |  | California |  | Plumas |  |  | 2.4 |  | 1921 | [33 empty] | Pacific Gas & Electric Co. | 100 | Pacific Gas & Electric Co. | 100 | Regulated | Dropped - Units whose status are "OS" or "RE" for the past 3 consecutive years
Kerckhoff | 250_G_H1 | 250 | G | H1 |  | Hydro |  |  | California |  | Fresno |  |  | 12.6 |  | 1920 | [33 empty] | Pacific Gas & Electric Co. | 100 | Pacific Gas & Electric Co. | 100 | Regulated | Dropped - Units whose status are "OS" or "RE" for the past 3 consecutive years
Kerckhoff | 250_G_H3 | 250 | G | H3 |  | Hydro |  |  | California |  | Fresno |  |  | 12.6 |  | 1920 | [33 empty] | Pacific Gas & Electric Co. | 100 | Pacific Gas & Electric Co. | 100 | Regulated | Dropped - Units whose status are "OS" or "RE" for the past 3 consecutive years
Kilarc | 253_G_1 | 253 | G | 1 |  | Hydro |  |  | California |  | Shasta |  |  | 1.6 |  | 1904 | 2024 | [32 empty] | Pacific Gas & Electric Co. | 100 | Pacific Gas & Electric Co. | 100 | Regulated | Dropped - Retired/Planned Retirement by 06/2028
San Joaquin 3 | 277_G_3 | 277 | G | 3 |  | Hydro |  |  | California |  | Madera |  |  | 4.2 |  | 1923 | [33 empty] | Pacific Gas & Electric Co. | 100 | Pacific Gas & Electric Co. | 100 | Regulated | Dropped - Units whose status are "OS" or "RE" for the past 3 consecutive years
Tule River | 289_G_1 | 289 | G | 1 |  | Hydro |  |  | California |  | Tulare |  |  | 3.2 |  | 1914 | [33 empty] | Tule Hydro LLC | 100 | Tule Hydro LLC | 100 | Regulated | Dropped - Units whose status are "OS" or "RE" for the past 3 consecutive years
Tule River | 289_G_2 | 289 | G | 2 |  | Hydro |  |  | California |  | Tulare |  |  | 3.2 |  | 1914 | [33 empty] | Tule Hydro LLC | 100 | Tule Hydro LLC | 100 | Regulated | Dropped - Units whose status are "OS" or "RE" for the past 3 consecutive years
Green Lake | 313_G_1 | 313 | G | 1 |  | Hydro |  |  | Alaska |  | Sitka |  |  | 9.3 |  | 1982 | [33 empty] | City & Borough of Sitka - (AK) | 100 | City & Borough of Sitka - (AK) | 100 | Regulated | Dropped - in Alaska or in Hawaii or Puerto Rico
Green Lake | 313_G_2 | 313 | G | 2 |  | Hydro |  |  | Alaska |  | Sitka |  |  | 9.3 |  | 1982 | [33 empty] | City & Borough of Sitka - (AK) | 100 | City & Borough of Sitka - (AK) | 100 | Regulated | Dropped - in Alaska or in Hawaii or Puerto Rico
AES Alamitos LLC | 315_G_3 | 315 | G | 3 | 201 | O/G Steam |  |  | California |  | Los Angeles |  |  | 332 |  | 1961 | 2026 | [32 empty] | AES Alamitos LLC | 100 | AES Alamitos LLC | 100 | Non-regulated | Dropped - Retired/Planned Retirement by 06/2028 | 3
AES Alamitos LLC | 315_G_4 | 315 | G | 4 | 202 | O/G Steam |  |  | California |  | Los Angeles |  |  | 335 |  | 1962 | 2026 | [32 empty] | AES Alamitos LLC | 100 | AES Alamitos LLC | 100 | Non-regulated | Dropped - Retired/Planned Retirement by 06/2028 | 4
AES Alamitos LLC | 315_G_5 | 315 | G | 5 | 203 | O/G Steam |  |  | California |  | Los Angeles |  |  | 485 |  | 1964 | 2026 | [32 empty] | AES Alamitos LLC | 100 | AES Alamitos LLC | 100 | Non-regulated | Dropped - Retired/Planned Retirement by 06/2028 | 5
AES Huntington Beach LLC | 335_G_2 | 335 | G | 2 | 224 | O/G Steam |  |  | California |  | Orange |  |  | 225.8 |  | 1958 | 2026 | [32 empty] | AES Huntington Beach LLC | 100 | AES Huntington Beach LLC | 100 | Non-regulated | Dropped - Retired/Planned Retirement by 06/2028 | 2
Ormond Beach | 350_G_1 | 350 | G | 1 | 229 | O/G Steam |  |  | California |  | Ventura |  |  | 741 |  | 1971 | 2027 | [32 empty] | Ormond Beach Power, LLC | 100 | Ormond Beach Power, LLC | 100 | Non-regulated | Dropped - Retired/Planned Retirement by 06/2028
Ormond Beach | 350_G_2 | 350 | G | 2 | 230 | O/G Steam |  |  | California |  | Ventura |  |  | 750 |  | 1973 | 2027 | [32 empty] | Ormond Beach Power, LLC | 100 | Ormond Beach Power, LLC | 100 | Non-regulated | Dropped - Retired/Planned Retirement by 06/2028
AES Redondo Beach LLC | 356_G_5 | 356 | G | 5 | 238 | O/G Steam |  |  | California |  | Los Angeles |  |  | 175 |  | 1954 | 2023 | [32 empty] | AES Redondo Beach LLC | 100 | AES Redondo Beach LLC | 100 | Non-regulated | Dropped - Retired/Planned Retirement by 06/2028 | 5
AES Redondo Beach LLC | 356_G_6 | 356 | G | 6 | 239 | O/G Steam |  |  | California |  | Los Angeles |  |  | 175 |  | 1957 | 2023 | [32 empty] | AES Redondo Beach LLC | 100 | AES Redondo Beach LLC | 100 | Non-regulated | Dropped - Retired/Planned Retirement by 06/2028 | 6
AES Redondo Beach LLC | 356_G_8 | 356 | G | 8 | 241 | O/G Steam |  |  | California |  | Los Angeles |  |  | 480 |  | 1967 | 2023 | [32 empty] | AES Redondo Beach LLC | 100 | AES Redondo Beach LLC | 100 | Non-regulated | Dropped - Retired/Planned Retirement by 06/2028 | 8
Lower Tule River | 365_G_1 | 365 | G | 1 |  | Hydro |  |  | California |  | Tulare |  |  | 1.3 |  | 1909 | [33 empty] | Southern California Edison Co | 100 | Southern California Edison Co | 100 | Regulated | Dropped - Units whose status are "OS" or "RE" for the past 3 consecutive years
Lower Tule River | 365_G_2 | 365 | G | 2 |  | Hydro |  |  | California |  | Tulare |  |  | 1.3 |  | 1909 | [33 empty] | Southern California Edison Co | 100 | Southern California Edison Co | 100 | Regulated | Dropped - Units whose status are "OS" or "RE" for the past 3 consecutive years
Grayson | 377_G_3 | 377 | G | 3 |  | O/G Steam |  |  | California |  | Los Angeles |  |  | 18 |  | 1953 | 2023 | [32 empty] | City of Glendale - (CA) | 100 | City of Glendale - (CA) | 100 | Regulated | Dropped - Retired/Planned Retirement by 06/2028 | 3
Solomon Gulch | 390_G_1 | 390 | G | 1 |  | Hydro |  |  | Alaska |  | Valdez Cordova |  |  | 6 |  | 1982 | [33 empty] | Copper Valley Elec Assn, Inc | 100 | Copper Valley Elec Assn, Inc | 100 | Regulated | Dropped - in Alaska or in Hawaii or Puerto Rico
Solomon Gulch | 390_G_2 | 390 | G | 2 |  | Hydro |  |  | Alaska |  | Valdez Cordova |  |  | 6 |  | 1982 | [33 empty] | Copper Valley Elec Assn, Inc | 100 | Copper Valley Elec Assn, Inc | 100 | Regulated | Dropped - in Alaska or in Hawaii or Puerto Rico
Scattergood | 404_G_1 | 404 | G | 1 | 277 | O/G Steam |  |  | California |  | Los Angeles |  |  | 105 |  | 1958 | [33 empty] | Los Angeles Department of Water & Power | 100 | Los Angeles Department of Water & Power | 100 | Regulated | Dropped - Lack of model plants
Scattergood | 404_G_2 | 404 | G | 2 | 278 | O/G Steam |  |  | California |  | Los Angeles |  |  | 156.3 |  | 1959 | [33 empty] | Los Angeles Department of Water & Power | 100 | Los Angeles Department of Water & Power | 100 | Regulated | Dropped - Lack of model plants
Tok | 406_G_3A | 406 | G | 3A |  | Combustion Turbine |  |  | Alaska |  | Southeast Fairbanks |  |  | 1.3 |  | 1999 | [33 empty] | Alaska Power and Telephone Co | 100 | Alaska Power and Telephone Co | 100 | Regulated | Dropped - in Alaska or in Hawaii or Puerto Rico
Tok | 406_G_4A | 406 | G | 4A |  | Combustion Turbine |  |  | Alaska |  | Southeast Fairbanks |  |  | 1.1 |  | 1989 | [33 empty] | Alaska Power and Telephone Co | 100 | Alaska Power and Telephone Co | 100 | Regulated | Dropped - in Alaska or in Hawaii or Puerto Rico
Tok | 406_G_5A | 406 | G | 5A |  | Combustion Turbine |  |  | Alaska |  | Southeast Fairbanks |  |  | 1.1 |  | 1996 | [33 empty] | Alaska Power and Telephone Co | 100 | Alaska Power and Telephone Co | 100 | Regulated | Dropped - in Alaska or in Hawaii or Puerto Rico
Tok | 406_G_6 | 406 | G | 6 |  | Combustion Turbine |  |  | Alaska |  | Southeast Fairbanks |  |  | 0.5 |  | 2010 | [33 empty] | Alaska Power and Telephone Co | 100 | Alaska Power and Telephone Co | 100 | Regulated | Dropped - in Alaska or in Hawaii or Puerto Rico
Tok | 406_G_8 | 406 | G | 8 |  | Combustion Turbine |  |  | Alaska |  | Southeast Fairbanks |  |  | 0.4 |  | 1985 | [33 empty] | Alaska Power and Telephone Co | 100 | Alaska Power and Telephone Co | 100 | Regulated | Dropped - in Alaska or in Hawaii or Puerto Rico
Tok | 406_G_9 | 406 | G | 9 |  | Combustion Turbine |  |  | Alaska |  | Southeast Fairbanks |  |  | 1 |  | 1985 | [33 empty] | Alaska Power and Telephone Co | 100 | Alaska Power and Telephone Co | 100 | Regulated | Dropped - in Alaska or in Hawaii or Puerto Rico
Craig (AK) | 421_G_1 | 421 | G | 1 |  | Combustion Turbine |  |  | Alaska |  | Prince of Wales Ketchikan |  |  | 0.6 |  | 1984 | [33 empty] | Alaska Power and Telephone Co | 100 | Alaska Power and Telephone Co | 100 | Regulated | Dropped - in Alaska or in Hawaii or Puerto Rico
Craig (AK) | 421_G_3B | 421 | G | 3B |  | Combustion Turbine |  |  | Alaska |  | Prince of Wales Ketchikan |  |  | 1.8 |  | 2015 | [33 empty] | Alaska Power and Telephone Co | 100 | Alaska Power and Telephone Co | 100 | Regulated | Dropped - in Alaska or in Hawaii or Puerto Rico
Craig (AK) | 421_G_5 | 421 | G | 5 |  | Combustion Turbine |  |  | Alaska |  | Prince of Wales Ketchikan |  |  | 1.1 |  | 1983 | [33 empty] | Alaska Power and Telephone Co | 100 | Alaska Power and Telephone Co | 100 | Regulated | Dropped - in Alaska or in Hawaii or Puerto Rico
Craig (AK) | 421_G_6 | 421 | G | 6 |  | Combustion Turbine |  |  | Alaska |  | Prince of Wales Ketchikan |  |  | 1.1 |  | 1989 | [33 empty] | Alaska Power and Telephone Co | 100 | Alaska Power and Telephone Co | 100 | Regulated | Dropped - in Alaska or in Hawaii or Puerto Rico
Hydaburg | 423_G_1A | 423 | G | 1A |  | Combustion Turbine |  |  | Alaska |  | Prince of Wales Ketchikan |  |  | 0.4 |  | 1990 | [33 empty] | Alaska Power and Telephone Co | 100 | Alaska Power and Telephone Co | 100 | Regulated | Dropped - in Alaska or in Hawaii or Puerto Rico
Hydaburg | 423_G_3A | 423 | G | 3A |  | Combustion Turbine |  |  | Alaska |  | Prince of Wales Ketchikan |  |  | 0.3 |  | 2001 | [33 empty] | Alaska Power and Telephone Co | 100 | Alaska Power and Telephone Co | 100 | Regulated | Dropped - in Alaska or in Hawaii or Puerto Rico
Hydaburg | 423_G_5 | 423 | G | 5 |  | Combustion Turbine |  |  | Alaska |  | Prince of Wales Ketchikan |  |  | 0.3 |  | 1985 | [33 empty] | Alaska Power and Telephone Co | 100 | Alaska Power and Telephone Co | 100 | Regulated | Dropped - in Alaska or in Hawaii or Puerto Rico
White Rock/Slab Creek | 435_G_H4 | 435 | G | H4 |  | Hydro |  |  | California |  | El Dorado |  |  | 0.5 |  | 1983 | [33 empty] | Sacramento Municipal Util Dist | 100 | Sacramento Municipal Util Dist | 100 | Regulated | Dropped - Units whose status are "OS" or "RE" for the past 3 consecutive years
Alamosa | 464_G_CT1 | 464 | G | CT1 |  | Combustion Turbine |  |  | Colorado |  | Alamosa |  |  | 13 |  | 1973 | 2026 | [32 empty] | Public Service Co of Colorado | 100 | Public Service Co of Colorado | 100 | Regulated | Dropped - Retired/Planned Retirement by 06/2028
Alamosa | 464_G_CT2 | 464 | G | CT2 |  | Combustion Turbine |  |  | Colorado |  | Alamosa |  |  | 14 |  | 1977 | 2026 | [32 empty] | Public Service Co of Colorado | 100 | Public Service Co of Colorado | 100 | Regulated | Dropped - Retired/Planned Retirement by 06/2028
Cherokee | 469_G_4 | 469 | G | 4 | 298 | O/G Steam |  |  | Colorado |  | Adams |  |  | 310 |  | 1968 | 2027 | [32 empty] | Public Service Co of Colorado | 100 | Public Service Co of Colorado | 100 | Regulated | Dropped - Retired/Planned Retirement by 06/2028 | 4
Comanche (CO) | 470_G_2 | 470 | G | 2 | 300 | Coal Steam |  |  | Colorado |  | Pueblo |  |  | 335 |  | 1975 | 2025 | [32 empty] | Public Service Co of Colorado | 100 | Public Service Co of Colorado | 100 | Regulated | Dropped - Retired/Planned Retirement by 06/2028 | 2
Fruita | 471_G_1 | 471 | G | 1 |  | Combustion Turbine |  |  | Colorado |  | Mesa |  |  | 14 |  | 1973 | 2026 | [32 empty] | Public Service Co of Colorado | 100 | Public Service Co of Colorado | 100 | Regulated | Dropped - Retired/Planned Retirement by 06/2028
Salida | 474_G_2 | 474 | G | 2 |  | Hydro |  |  | Colorado |  | Chaffee |  |  | 0.6 |  | 1908 | 2027 | [32 empty] | Public Service Co of Colorado | 100 | Public Service Co of Colorado | 100 | Regulated | Dropped - Retired/Planned Retirement by 06/2028
Valmont | 477_G_6 | 477 | G | 6 |  | Combustion Turbine |  |  | Colorado |  | Boulder |  |  | 43 |  | 1973 | 2026 | [32 empty] | Public Service Co of Colorado | 100 | Public Service Co of Colorado | 100 | Regulated | Dropped - Retired/Planned Retirement by 06/2028
Lamar Plant | 508_G_IC1 | 508 | G | IC1 |  | Combustion Turbine |  |  | Colorado |  | Prowers |  |  | 1 |  | 1949 | [33 empty] | City of Lamar - (CO) | 100 | City of Lamar - (CO) | 100 | Regulated | Dropped - Units whose status are "OS" or "RE" for the past 3 consecutive years
Lamar Plant | 508_G_IC2 | 508 | G | IC2 |  | Combustion Turbine |  |  | Colorado |  | Prowers |  |  | 1 |  | 1946 | [33 empty] | City of Lamar - (CO) | 100 | City of Lamar - (CO) | 100 | Regulated | Dropped - Units whose status are "OS" or "RE" for the past 3 consecutive years
Hayden | 525_G_2 | 525 | G | 2 | 318 | Coal Steam |  |  | Colorado |  | Routt |  |  | 262 |  | 1976 | 2027 | [32 empty] | Salt River Project | 50 | Salt River Project | 50 | Regulated | Dropped - Retired/Planned Retirement by 06/2028 | H2
South Meadow | 563_G_11 | 563 | G | 11 |  | Combustion Turbine |  |  | Connecticut |  | Hartford |  |  | 35.7 |  | 1970 | 2023 | [32 empty] | NAES Corp | 100 | NAES Corp | 100 | Non-regulated | Dropped - Retired/Planned Retirement by 06/2028
South Meadow | 563_G_12 | 563 | G | 12 |  | Combustion Turbine |  |  | Connecticut |  | Hartford |  |  | 37.7 |  | 1970 | 2023 | [32 empty] | NAES Corp | 100 | NAES Corp | 100 | Non-regulated | Dropped - Retired/Planned Retirement by 06/2028
South Meadow | 563_G_13 | 563 | G | 13 |  | Combustion Turbine |  |  | Connecticut |  | Hartford |  |  | 38.3 |  | 1970 | 2023 | [32 empty] | NAES Corp | 100 | NAES Corp | 100 | Non-regulated | Dropped - Retired/Planned Retirement by 06/2028
South Meadow | 563_G_14 | 563 | G | 14 |  | Combustion Turbine |  |  | Connecticut |  | Hartford |  |  | 36.7 |  | 1970 | 2023 | [32 empty] | NAES Corp | 100 | NAES Corp | 100 | Non-regulated | Dropped - Retired/Planned Retirement by 06/2028
Stanton Energy Center | 564_G_1 | 564 | G | 1 | 368 | Coal Steam |  |  | Florida |  | Orange |  |  | 455 |  | 1987 | [33 empty] | Orlando Utilities Comm | 68.55 | Orlando Utilities Comm | 68.55 | Regulated | Dropped - Lack of model plants | 1
Indian River Generating Station | 594_G_4 | 594 | G | 4 | 389 | Coal Steam |  |  | Delaware |  | Sussex |  |  | 410 |  | 1980 | 2025 | [32 empty] | Indian River Power LLC | 100 | Indian River Power LLC | 100 | Non-regulated | Dropped - Retired/Planned Retirement by 06/2028 | 4
Palaau Power Hybrid | 792_G_15 | 792 | G | 15 |  | Combustion Turbine |  |  | Hawaii |  | Maui |  |  | 2 |  | 1982 | [33 empty] | Maui Electric Co Ltd | 100 | Maui Electric Co Ltd | 100 | Regulated | Dropped - in Alaska or in Hawaii or Puerto Rico
Palaau Power Hybrid | 792_G_7 | 792 | G | 7 |  | Combustion Turbine |  |  | Hawaii |  | Maui |  |  | 2 |  | 1996 | [33 empty] | Maui Electric Co Ltd | 100 | Maui Electric Co Ltd | 100 | Regulated | Dropped - in Alaska or in Hawaii or Puerto Rico
Palaau Power Hybrid | 792_G_8 | 792 | G | 8 |  | Combustion Turbine |  |  | Hawaii |  | Maui |  |  | 2 |  | 1996 | [33 empty] | Maui Electric Co Ltd | 100 | Maui Electric Co Ltd | 100 | Regulated | Dropped - in Alaska or in Hawaii or Puerto Rico
Palaau Power Hybrid | 792_G_9 | 792 | G | 9 |  | Combustion Turbine |  |  | Hawaii |  | Maui |  |  | 2 |  | 1996 | [33 empty] | Maui Electric Co Ltd | 100 | Maui Electric Co Ltd | 100 | Regulated | Dropped - in Alaska or in Hawaii or Puerto Rico
Palaau Power Hybrid | 792_G_BAT1 | 792 | G | BAT1 |  | Energy Storage |  |  | Hawaii |  | Maui |  |  | 2 |  | 2017 | [33 empty] | Maui Electric Co Ltd | 100 | Maui Electric Co Ltd | 100 | Regulated | Dropped - in Alaska or in Hawaii or Puerto Rico
Palaau Power Hybrid | 792_G_CAT1 | 792 | G | CAT1 |  | Combustion Turbine |  |  | Hawaii |  | Maui |  |  | 1.2 |  | 1985 | [33 empty] | Maui Electric Co Ltd | 100 | Maui Electric Co Ltd | 100 | Regulated | Dropped - in Alaska or in Hawaii or Puerto Rico
Palaau Power Hybrid | 792_G_CAT2 | 792 | G | CAT2 |  | Combustion Turbine |  |  | Hawaii |  | Maui |  |  | 1.2 |  | 1985 | [33 empty] | Maui Electric Co Ltd | 100 | Maui Electric Co Ltd | 100 | Regulated | Dropped - in Alaska or in Hawaii or Puerto Rico
Palaau Power Hybrid | 792_G_CUM3 | 792 | G | CUM3 |  | Combustion Turbine |  |  | Hawaii |  | Maui |  |  | 0.9 |  | 1985 | [33 empty] | Maui Electric Co Ltd | 100 | Maui Electric Co Ltd | 100 | Regulated | Dropped - in Alaska or in Hawaii or Puerto Rico
Palaau Power Hybrid | 792_G_CUM4 | 792 | G | CUM4 |  | Combustion Turbine |  |  | Hawaii |  | Maui |  |  | 0.9 |  | 1985 | [33 empty] | Maui Electric Co Ltd | 100 | Maui Electric Co Ltd | 100 | Regulated | Dropped - in Alaska or in Hawaii or Puerto Rico
Palaau Power Hybrid | 792_G_CUM5 | 792 | G | CUM5 |  | Combustion Turbine |  |  | Hawaii |  | Maui |  |  | 0.9 |  | 1985 | [33 empty] | Maui Electric Co Ltd | 100 | Maui Electric Co Ltd | 100 | Regulated | Dropped - in Alaska or in Hawaii or Puerto Rico
Palaau Power Hybrid | 792_G_CUM6 | 792 | G | CUM6 |  | Combustion Turbine |  |  | Hawaii |  | Maui |  |  | 0.9 |  | 1991 | [33 empty] | Maui Electric Co Ltd | 100 | Maui Electric Co Ltd | 100 | Regulated | Dropped - in Alaska or in Hawaii or Puerto Rico
Big Bend | 645_G_ST3 | 645 | G | ST3 | 469 | O/G Steam |  |  | Florida |  | Hillsborough |  |  | 395 |  | 1976 | 2023 | [32 empty] | Tampa Electric Co | 100 | Tampa Electric Co | 100 | Regulated | Dropped - Retired/Planned Retirement by 06/2028 | BB03
Deerhaven Generating Station | 663_G_1 | 663 | G | 1 | 486 | O/G Steam |  |  | Florida |  | Alachua |  |  | 76 |  | 1972 | 2027 | [32 empty] | Gainesville Regional Utilities | 100 | Gainesville Regional Utilities | 100 | Regulated | Dropped - Retired/Planned Retirement by 06/2028 | B1
Deerhaven Generating Station | 663_G_GT1 | 663 | G | GT1 | NA | Combustion Turbine |  |  | Florida |  | Alachua |  |  | 17.5 |  | 1976 | [33 empty] | Gainesville Regional Utilities | 100 | Gainesville Regional Utilities | 100 | Regulated | Dropped - Lack of model plants
Deerhaven Generating Station | 663_G_GT2 | 663 | G | GT2 | NA | Combustion Turbine |  |  | Florida |  | Alachua |  |  | 17.5 |  | 1976 | [33 empty] | Gainesville Regional Utilities | 100 | Gainesville Regional Utilities | 100 | Regulated | Dropped - Lack of model plants
Pilot Butte | 674_G_1 | 674 | G | 1 |  | Hydro |  |  | Wyoming |  | Fremont |  |  | 0.8 |  | 1925 | [33 empty] | U S Bureau of Reclamation | 100 | U S Bureau of Reclamation | 100 | Regulated | Dropped - Units whose status are "OS" or "RE" for the past 3 consecutive years
Pilot Butte | 674_G_2 | 674 | G | 2 |  | Hydro |  |  | Wyoming |  | Fremont |  |  | 0.8 |  | 1929 | [33 empty] | U S Bureau of Reclamation | 100 | U S Bureau of Reclamation | 100 | Regulated | Dropped - Units whose status are "OS" or "RE" for the past 3 consecutive years
Hartwell Lake | 754_G_3 | 754 | G | 3 | NA | Hydro |  |  | Georgia |  | Hart |  |  | 85 |  | 1962 | [33 empty] | USCE-Savannah District | 100 | USCE-Savannah District | 100 | Regulated | Dropped - Lack of model plants
Kahe | 765_G_K1 | 765 | G | K1 |  | O/G Steam |  |  | Hawaii |  | Honolulu |  |  | 77.9 |  | 1963 | [33 empty] | Hawaiian Electric Co Inc | 100 | Hawaiian Electric Co Inc | 100 | Regulated | Dropped - in Alaska or in Hawaii or Puerto Rico | 1
Kahe | 765_G_K2 | 765 | G | K2 |  | O/G Steam |  |  | Hawaii |  | Honolulu |  |  | 78.1 |  | 1964 | [33 empty] | Hawaiian Electric Co Inc | 100 | Hawaiian Electric Co Inc | 100 | Regulated | Dropped - in Alaska or in Hawaii or Puerto Rico | 2
Kahe | 765_G_K3 | 765 | G | K3 |  | O/G Steam |  |  | Hawaii |  | Honolulu |  |  | 82.1 |  | 1970 | [33 empty] | Hawaiian Electric Co Inc | 100 | Hawaiian Electric Co Inc | 100 | Regulated | Dropped - in Alaska or in Hawaii or Puerto Rico | 3
Kahe | 765_G_K4 | 765 | G | K4 |  | O/G Steam |  |  | Hawaii |  | Honolulu |  |  | 87.2 |  | 1972 | [33 empty] | Hawaiian Electric Co Inc | 100 | Hawaiian Electric Co Inc | 100 | Regulated | Dropped - in Alaska or in Hawaii or Puerto Rico | 4
Kahe | 765_G_K5 | 765 | G | K5 |  | O/G Steam |  |  | Hawaii |  | Honolulu |  |  | 128.1 |  | 1974 | [33 empty] | Hawaiian Electric Co Inc | 100 | Hawaiian Electric Co Inc | 100 | Regulated | Dropped - in Alaska or in Hawaii or Puerto Rico | 5
Kahe | 765_G_K6 | 765 | G | K6 |  | O/G Steam |  |  | Hawaii |  | Honolulu |  |  | 128.7 |  | 1981 | [33 empty] | Hawaiian Electric Co Inc | 100 | Hawaiian Electric Co Inc | 100 | Regulated | Dropped - in Alaska or in Hawaii or Puerto Rico | 6
Waiau | 766_G_W10 | 766 | G | W10 |  | Combustion Turbine |  |  | Hawaii |  | Honolulu |  |  | 51.2 |  | 1973 | [33 empty] | Hawaiian Electric Co Inc | 100 | Hawaiian Electric Co Inc | 100 | Regulated | Dropped - in Alaska or in Hawaii or Puerto Rico
Waiau | 766_G_W3 | 766 | G | W3 |  | O/G Steam |  |  | Hawaii |  | Honolulu |  |  | 47.2 |  | 1947 | [33 empty] | Hawaiian Electric Co Inc | 100 | Hawaiian Electric Co Inc | 100 | Regulated | Dropped - in Alaska or in Hawaii or Puerto Rico | 3
Waiau | 766_G_W4 | 766 | G | W4 |  | O/G Steam |  |  | Hawaii |  | Honolulu |  |  | 47.7 |  | 1950 | [33 empty] | Hawaiian Electric Co Inc | 100 | Hawaiian Electric Co Inc | 100 | Regulated | Dropped - in Alaska or in Hawaii or Puerto Rico | 4
Waiau | 766_G_W5 | 766 | G | W5 |  | O/G Steam |  |  | Hawaii |  | Honolulu |  |  | 51.9 |  | 1959 | [33 empty] | Hawaiian Electric Co Inc | 100 | Hawaiian Electric Co Inc | 100 | Regulated | Dropped - in Alaska or in Hawaii or Puerto Rico | 5
Waiau | 766_G_W6 | 766 | G | W6 |  | O/G Steam |  |  | Hawaii |  | Honolulu |  |  | 51.8 |  | 1961 | [33 empty] | Hawaiian Electric Co Inc | 100 | Hawaiian Electric Co Inc | 100 | Regulated | Dropped - in Alaska or in Hawaii or Puerto Rico | 6
Waiau | 766_G_W7 | 766 | G | W7 |  | O/G Steam |  |  | Hawaii |  | Honolulu |  |  | 77.8 |  | 1966 | [33 empty] | Hawaiian Electric Co Inc | 100 | Hawaiian Electric Co Inc | 100 | Regulated | Dropped - in Alaska or in Hawaii or Puerto Rico | 7
Waiau | 766_G_W8 | 766 | G | W8 |  | O/G Steam |  |  | Hawaii |  | Honolulu |  |  | 77.8 |  | 1968 | [33 empty] | Hawaiian Electric Co Inc | 100 | Hawaiian Electric Co Inc | 100 | Regulated | Dropped - in Alaska or in Hawaii or Puerto Rico | 8
Waiau | 766_G_W9 | 766 | G | W9 |  | Combustion Turbine |  |  | Hawaii |  | Honolulu |  |  | 51.2 |  | 1973 | [33 empty] | Hawaiian Electric Co Inc | 100 | Hawaiian Electric Co Inc | 100 | Regulated | Dropped - in Alaska or in Hawaii or Puerto Rico
Waimea | 768_G_12 | 768 | G | 12 |  | Combustion Turbine |  |  | Hawaii |  | Hawaii |  |  | 2.5 |  | 1970 | [33 empty] | Hawaii Electric Light Co Inc | 100 | Hawaii Electric Light Co Inc | 100 | Regulated | Dropped - in Alaska or in Hawaii or Puerto Rico
Waimea | 768_G_13 | 768 | G | 13 |  | Combustion Turbine |  |  | Hawaii |  | Hawaii |  |  | 2.5 |  | 1972 | [33 empty] | Hawaii Electric Light Co Inc | 100 | Hawaii Electric Light Co Inc | 100 | Regulated | Dropped - in Alaska or in Hawaii or Puerto Rico
Waimea | 768_G_14 | 768 | G | 14 |  | Combustion Turbine |  |  | Hawaii |  | Hawaii |  |  | 2.5 |  | 1972 | [33 empty] | Hawaii Electric Light Co Inc | 100 | Hawaii Electric Light Co Inc | 100 | Regulated | Dropped - in Alaska or in Hawaii or Puerto Rico
Kanoelehua | 769_G_11 | 769 | G | 11 |  | Combustion Turbine |  |  | Hawaii |  | Hawaii |  |  | 2 |  | 1962 | [33 empty] | Hawaii Electric Light Co Inc | 100 | Hawaii Electric Light Co Inc | 100 | Regulated | Dropped - in Alaska or in Hawaii or Puerto Rico
Kanoelehua | 769_G_15 | 769 | G | 15 |  | Combustion Turbine |  |  | Hawaii |  | Hawaii |  |  | 2.5 |  | 1972 | [33 empty] | Hawaii Electric Light Co Inc | 100 | Hawaii Electric Light Co Inc | 100 | Regulated | Dropped - in Alaska or in Hawaii or Puerto Rico
Kanoelehua | 769_G_16 | 769 | G | 16 |  | Combustion Turbine |  |  | Hawaii |  | Hawaii |  |  | 2.5 |  | 1972 | [33 empty] | Hawaii Electric Light Co Inc | 100 | Hawaii Electric Light Co Inc | 100 | Regulated | Dropped - in Alaska or in Hawaii or Puerto Rico
Kanoelehua | 769_G_17 | 769 | G | 17 |  | Combustion Turbine |  |  | Hawaii |  | Hawaii |  |  | 2.5 |  | 1973 | [33 empty] | Hawaii Electric Light Co Inc | 100 | Hawaii Electric Light Co Inc | 100 | Regulated | Dropped - in Alaska or in Hawaii or Puerto Rico
Kanoelehua | 769_G_CT1 | 769 | G | CT1 |  | Combustion Turbine |  |  | Hawaii |  | Hawaii |  |  | 10.5 |  | 1962 | [33 empty] | Hawaii Electric Light Co Inc | 100 | Hawaii Electric Light Co Inc | 100 | Regulated | Dropped - in Alaska or in Hawaii or Puerto Rico
Puueo | 771_G_1 | 771 | G | 1 |  | Hydro |  |  | Hawaii |  | Hawaii |  |  | 0.7 |  | 1918 | [33 empty] | Hawaii Electric Light Co Inc | 100 | Hawaii Electric Light Co Inc | 100 | Regulated | Dropped - in Alaska or in Hawaii or Puerto Rico
Puueo | 771_G_2A | 771 | G | 2A |  | Hydro |  |  | Hawaii |  | Hawaii |  |  | 2.4 |  | 2005 | [33 empty] | Hawaii Electric Light Co Inc | 100 | Hawaii Electric Light Co Inc | 100 | Regulated | Dropped - in Alaska or in Hawaii or Puerto Rico
W H Hill | 772_G_5 | 772 | G | 5 |  | O/G Steam |  |  | Hawaii |  | Hawaii |  |  | 14.1 |  | 1965 | [33 empty] | Hawaii Electric Light Co Inc | 100 | Hawaii Electric Light Co Inc | 100 | Regulated | Dropped - in Alaska or in Hawaii or Puerto Rico | 5
W H Hill | 772_G_6 | 772 | G | 6 |  | O/G Steam |  |  | Hawaii |  | Hawaii |  |  | 21.4 |  | 1974 | [33 empty] | Hawaii Electric Light Co Inc | 100 | Hawaii Electric Light Co Inc | 100 | Regulated | Dropped - in Alaska or in Hawaii or Puerto Rico | 6
Waiau Hydro | 774_G_1 | 774 | G | 1 |  | Hydro |  |  | Hawaii |  | Hawaii |  |  | 1.5 |  | 1921 | [33 empty] | Hawaii Electric Light Co Inc | 100 | Hawaii Electric Light Co Inc | 100 | Regulated | Dropped - in Alaska or in Hawaii or Puerto Rico
Waiau Hydro | 774_G_2 | 774 | G | 2 |  | Hydro |  |  | Hawaii |  | Hawaii |  |  | 0.3 |  | 1928 | [33 empty] | Hawaii Electric Light Co Inc | 100 | Hawaii Electric Light Co Inc | 100 | Regulated | Dropped - in Alaska or in Hawaii or Puerto Rico
Orca | 789_G_3 | 789 | G | 3 |  | Combustion Turbine |  |  | Alaska |  | Valdez Cordova |  |  | 2.5 |  | 1984 | [33 empty] | Cordova Electric Coop, Inc | 100 | Cordova Electric Coop, Inc | 100 | Regulated | Dropped - in Alaska or in Hawaii or Puerto Rico
Orca | 789_G_4 | 789 | G | 4 |  | Combustion Turbine |  |  | Alaska |  | Valdez Cordova |  |  | 2.4 |  | 1984 | [33 empty] | Cordova Electric Coop, Inc | 100 | Cordova Electric Coop, Inc | 100 | Regulated | Dropped - in Alaska or in Hawaii or Puerto Rico
Orca | 789_G_5 | 789 | G | 5 |  | Combustion Turbine |  |  | Alaska |  | Valdez Cordova |  |  | 1.1 |  | 2000 | [33 empty] | Cordova Electric Coop, Inc | 100 | Cordova Electric Coop, Inc | 100 | Regulated | Dropped - in Alaska or in Hawaii or Puerto Rico
Orca | 789_G_6 | 789 | G | 6 |  | Combustion Turbine |  |  | Alaska |  | Valdez Cordova |  |  | 1.1 |  | 2000 | [33 empty] | Cordova Electric Coop, Inc | 100 | Cordova Electric Coop, Inc | 100 | Regulated | Dropped - in Alaska or in Hawaii or Puerto Rico
Orca | 789_G_7 | 789 | G | 7 |  | Combustion Turbine |  |  | Alaska |  | Valdez Cordova |  |  | 3.6 |  | 2009 | [33 empty] | Cordova Electric Coop, Inc | 100 | Cordova Electric Coop, Inc | 100 | Regulated | Dropped - in Alaska or in Hawaii or Puerto Rico
Post Falls | 835_G_6 | 835 | G | 6 |  | Hydro |  |  | Idaho |  | Kootenai |  |  | 3.5 |  | 1980 | [33 empty] | Avista Corp | 100 | Avista Corp | 100 | Regulated | Dropped - Units whose status are "OS" or "RE" for the past 3 consecutive years
Kincaid Generation LLC | 876_G_1 | 876 | G | 1 | 591 | Coal Steam |  |  | Illinois |  | Christian |  |  | 554 |  | 1967 | 2027 | [32 empty] | Dynegy Kincaid Generation | 100 | Dynegy Kincaid Generation | 100 | Non-regulated | Dropped - Retired/Planned Retirement by 06/2028 | 1
Kincaid Generation LLC | 876_G_2 | 876 | G | 2 | 592 | Coal Steam |  |  | Illinois |  | Christian |  |  | 554 |  | 1968 | 2027 | [32 empty] | Dynegy Kincaid Generation | 100 | Dynegy Kincaid Generation | 100 | Non-regulated | Dropped - Retired/Planned Retirement by 06/2028 | 2
Baldwin Energy Complex | 889_G_1 | 889 | G | 1 | 611 | Coal Steam |  |  | Illinois |  | Randolph |  |  | 576 |  | 1970 | 2027 | [32 empty] | Dynegy Midwest Generation Inc | 100 | Dynegy Midwest Generation Inc | 100 | Non-regulated | Dropped - Retired/Planned Retirement by 06/2028 | 1
Baldwin Energy Complex | 889_G_2 | 889 | G | 2 | 612 | Coal Steam |  |  | Illinois |  | Randolph |  |  | 581 |  | 1973 | 2027 | [32 empty] | Dynegy Midwest Generation Inc | 100 | Dynegy Midwest Generation Inc | 100 | Non-regulated | Dropped - Retired/Planned Retirement by 06/2028 | 2
Bottle Rock Power | 902_G_1 | 902 | G | 1 |  | Geothermal |  |  | California |  | Lake |  |  | 9 |  | 1985 | [33 empty] | Mayacma Geothermal | 100 | Mayacma Geothermal | 100 | Non-regulated | Dropped - Units whose status are "OS" or "RE" for the past 3 consecutive years
Dallman | 963_G_3 | 963 | G | 3 |  | Coal Steam |  |  | Illinois |  | Sangamon |  |  | 159 |  | 1978 | 2024 | [32 empty] | City of Springfield - (IL) | 100 | City of Springfield - (IL) | 100 | Regulated | Dropped - Retired/Planned Retirement by 06/2028 | 33
AES Petersburg | 994_G_ST2 | 994 | G | ST2 | 693 | Coal Steam |  |  | Indiana |  | Pike |  |  | 421.8 |  | 1969 | 2023 | [32 empty] | AES Indiana | 100 | AES Indiana | 100 | Regulated | Dropped - Retired/Planned Retirement by 06/2028 | 2
Michigan City | 997_G_12 | 997 | G | 12 | 702 | Coal Steam |  |  | Indiana |  | LaPorte |  |  | 455 |  | 1974 | 2028 | [32 empty] | Northern Indiana Pub Serv Co | 100 | Northern Indiana Pub Serv Co | 100 | Regulated | Dropped - Retired/Planned Retirement by 06/2028 | 12
F B Culley | 1012_G_2 | 1012 | G | 2 | 727 | Coal Steam |  |  | Indiana |  | Warrick |  |  | 90 |  | 1966 | 2025 | [32 empty] | Southern Indiana Gas & Elec Co | 100 | Southern Indiana Gas & Elec Co | 100 | Regulated | Dropped - Retired/Planned Retirement by 06/2028 | 2
Crawfordsville Power Plant | 1024_G_4 | 1024 | G | 4 |  | Coal Steam |  |  | Indiana |  | Montgomery |  |  | 10.6 |  | 1955 | 2023 | [32 empty] | Crawfordsville Energy LLC | 100 | Crawfordsville Energy LLC | 100 | Non-regulated | Dropped - Retired/Planned Retirement by 06/2028 | 5
Lansing | 1047_G_4 | 1047 | G | 4 |  | Coal Steam |  |  | Iowa |  | Allamakee |  |  | 241.4 |  | 1977 | 2023 | [32 empty] | Interstate Power and Light Co | 100 | Interstate Power and Light Co | 100 | Regulated | Dropped - Retired/Planned Retirement by 06/2028 | 4
Burlington (IA) | 1104_G_GT1 | 1104 | G | GT1 | NA | Combustion Turbine |  |  | Iowa |  | Des Moines |  |  | 5.9 |  | 1994 | [33 empty] | Interstate Power and Light Co | 100 | Interstate Power and Light Co | 100 | Regulated | Dropped - Lack of model plants
Burlington (IA) | 1104_G_GT2 | 1104 | G | GT2 | NA | Combustion Turbine |  |  | Iowa |  | Des Moines |  |  | 12.6 |  | 1995 | [33 empty] | Interstate Power and Light Co | 100 | Interstate Power and Light Co | 100 | Regulated | Dropped - Lack of model plants
Burlington (IA) | 1104_G_GT3 | 1104 | G | GT3 | NA | Combustion Turbine |  |  | Iowa |  | Des Moines |  |  | 13.3 |  | 1996 | [33 empty] | Interstate Power and Light Co | 100 | Interstate Power and Light Co | 100 | Regulated | Dropped - Lack of model plants
Burlington (IA) | 1104_G_GT4 | 1104 | G | GT4 | NA | Combustion Turbine |  |  | Iowa |  | Des Moines |  |  | 5.8 |  | 1994 | [33 empty] | Interstate Power and Light Co | 100 | Interstate Power and Light Co | 100 | Regulated | Dropped - Lack of model plants
Ottumwa City of | 1173_G_1 | 1173 | G | 1 |  | Hydro |  |  | Iowa |  | Wapello |  |  | 1 |  | 1931 | [33 empty] | Ottumwa City of | 100 | Ottumwa City of | 100 | Regulated | Dropped - Units whose status are "OS" or "RE" for the past 3 consecutive years
Vinton | 1194_G_5 | 1194 | G | 5 |  | Combustion Turbine |  |  | Iowa |  | Benton |  |  | 0.5 |  | 1946 | [33 empty] | City of Vinton - (IA) | 100 | City of Vinton - (IA) | 100 | Regulated | Dropped - Units whose status are "OS" or "RE" for the past 3 consecutive years
Bird City | 1224_G_2 | 1224 | G | 2 |  | Combustion Turbine |  |  | Kansas |  | Cheyenne |  |  | 2 |  | 1966 | [33 empty] | Midwest Energy Inc - (KS) | 100 | Midwest Energy Inc - (KS) | 100 | Regulated | Dropped - Units whose status are "OS" or "RE" for the past 3 consecutive years
Kaw | 1294_G_1 | 1294 | G | 1 |  | O/G Steam |  |  | Kansas |  | Wyandotte |  |  | 41.9 |  | 1955 | [33 empty] | City of Kansas City - (KS) | 100 | City of Kansas City - (KS) | 100 | Regulated | Dropped - Units whose status are "OS" or "RE" for the past 3 consecutive years | 1
Kaw | 1294_G_2 | 1294 | G | 2 |  | O/G Steam |  |  | Kansas |  | Wyandotte |  |  | 41.9 |  | 1957 | [33 empty] | City of Kansas City - (KS) | 100 | City of Kansas City - (KS) | 100 | Regulated | Dropped - Units whose status are "OS" or "RE" for the past 3 consecutive years | 2
Kaw | 1294_G_3 | 1294 | G | 3 |  | O/G Steam |  |  | Kansas |  | Wyandotte |  |  | 56.5 |  | 1962 | [33 empty] | City of Kansas City - (KS) | 100 | City of Kansas City - (KS) | 100 | Regulated | Dropped - Units whose status are "OS" or "RE" for the past 3 consecutive years | 3
Quindaro | 1295_G_ST1 | 1295 | G | ST1 |  | O/G Steam |  |  | Kansas |  | Wyandotte |  |  | 72 |  | 1965 | [33 empty] | City of Kansas City - (KS) | 100 | City of Kansas City - (KS) | 100 | Regulated | Dropped - Units whose status are "OS" or "RE" for the past 3 consecutive years | 1
Quindaro | 1295_G_ST2 | 1295 | G | ST2 |  | O/G Steam |  |  | Kansas |  | Wyandotte |  |  | 85 |  | 1971 | [33 empty] | City of Kansas City - (KS) | 100 | City of Kansas City - (KS) | 100 | Regulated | Dropped - Units whose status are "OS" or "RE" for the past 3 consecutive years | 2
Louisiana 2 | 1392_G_10 | 1392 | G | 10 | NA | O/G Steam |  |  | Louisiana |  | East Baton Rouge |  |  | 40 |  | 1950 | [33 empty] | Entergy Louisiana LLC | 100 | Entergy Louisiana LLC | 100 | Regulated | Dropped - Lack of model plants | 10
Louisiana 2 | 1392_G_11 | 1392 | G | 11 | NA | O/G Steam |  |  | Louisiana |  | East Baton Rouge |  |  | 40 |  | 1950 | [33 empty] | Entergy Louisiana LLC | 100 | Entergy Louisiana LLC | 100 | Regulated | Dropped - Lack of model plants | 11
Louisiana 2 | 1392_G_12 | 1392 | G | 12 | NA | O/G Steam |  |  | Louisiana |  | East Baton Rouge |  |  | 58 |  | 1953 | [33 empty] | Entergy Louisiana LLC | 100 | Entergy Louisiana LLC | 100 | Regulated | Dropped - Lack of model plants | 12
Little Gypsy | 1402_G_2 | 1402 | G | 2 | 964 | O/G Steam |  |  | Louisiana |  | St Charles |  |  | 412.5 |  | 1966 | 2026 | [32 empty] | Entergy Louisiana LLC | 100 | Entergy Louisiana LLC | 100 | Regulated | Dropped - Retired/Planned Retirement by 06/2028 | 2
Arsenal Hill | 1416_G_5 | 1416 | G | 5 | 979 | O/G Steam |  |  | Louisiana |  | Caddo |  |  | 110 |  | 1960 | [33 empty] | Southwestern Electric Power Co | 100 | Southwestern Electric Power Co | 100 | Regulated | Dropped - Lack of model plants | 5A
Rayne | 1456_G_8 | 1456 | G | 8 |  | Combustion Turbine |  |  | Louisiana |  | Acadia |  |  | 3.4 |  | 1969 | [33 empty] | City of Rayne - (LA) | 100 | City of Rayne - (LA) | 100 | Regulated | Dropped - Units whose status are "OS" or "RE" for the past 3 consecutive years
Mystic Generating Station | 1588_G_GT81 | 1588 | G | GT81 |  | Combined Cycle |  |  | Massachusetts |  | Middlesex |  |  | 228.8 |  | 2003 | 2024 | [32 empty] | Constellation Mystic Power LLC | 100 | Constellation Mystic Power LLC | 100 | Non-regulated | Dropped - Retired/Planned Retirement by 06/2028
Mystic Generating Station | 1588_G_GT82 | 1588 | G | GT82 |  | Combined Cycle |  |  | Massachusetts |  | Middlesex |  |  | 230 |  | 2003 | 2024 | [32 empty] | Constellation Mystic Power LLC | 100 | Constellation Mystic Power LLC | 100 | Non-regulated | Dropped - Retired/Planned Retirement by 06/2028
Mystic Generating Station | 1588_G_GT93 | 1588 | G | GT93 |  | Combined Cycle |  |  | Massachusetts |  | Middlesex |  |  | 229.9 |  | 2003 | 2024 | [32 empty] | Constellation Mystic Power LLC | 100 | Constellation Mystic Power LLC | 100 | Non-regulated | Dropped - Retired/Planned Retirement by 06/2028
Mystic Generating Station | 1588_G_GT94 | 1588 | G | GT94 |  | Combined Cycle |  |  | Massachusetts |  | Middlesex |  |  | 229.6 |  | 2003 | 2024 | [32 empty] | Constellation Mystic Power LLC | 100 | Constellation Mystic Power LLC | 100 | Non-regulated | Dropped - Retired/Planned Retirement by 06/2028
Mystic Generating Station | 1588_G_ST85 | 1588 | G | ST85 | 10011 | Combined Cycle |  |  | Massachusetts |  | Middlesex |  |  | 244.6 |  | 2003 | 2024 | [32 empty] | Constellation Mystic Power LLC | 100 | Constellation Mystic Power LLC | 100 | Non-regulated | Dropped - Retired/Planned Retirement by 06/2028 | 81 | 82
Mystic Generating Station | 1588_G_ST96 | 1588 | G | ST96 | 10013 | Combined Cycle |  |  | Massachusetts |  | Middlesex |  |  | 250.7 |  | 2003 | 2024 | [32 empty] | Constellation Mystic Power LLC | 100 | Constellation Mystic Power LLC | 100 | Non-regulated | Dropped - Retired/Planned Retirement by 06/2028 | 93 | 94
Potter Station 2 | 1660_G_CC2 | 1660 | G | CC2 |  | Combined Cycle |  |  | Massachusetts |  | Norfolk |  |  | 62.6 |  | 1977 | 2024 | [32 empty] | Town of Braintree - (MA) | 92.49 | Town of Braintree - (MA) | 92.49 | Regulated | Dropped - Retired/Planned Retirement by 06/2028
Potter Station 2 | 1660_G_CC3 | 1660 | G | CC3 |  | Combined Cycle |  |  | Massachusetts |  | Norfolk |  |  | 15.5 |  | 1977 | 2024 | [32 empty] | Town of Braintree - (MA) | 92.49 | Town of Braintree - (MA) | 92.49 | Regulated | Dropped - Retired/Planned Retirement by 06/2028 | P2HRSG
Dan E Karn | 1702_G_1A | 1702 | G | 1A | 1153 | Coal Steam |  |  | Michigan |  | Bay |  |  | 127.5 |  | 1959 | 2023 | [32 empty] | Consumers Energy Co - (MI) | 100 | Consumers Energy Co - (MI) | 100 | Regulated | Dropped - Retired/Planned Retirement by 06/2028 | 1
Dan E Karn | 1702_G_1B | 1702 | G | 1B | 1153 | Coal Steam |  |  | Michigan |  | Bay |  |  | 127.5 |  | 1959 | 2023 | [32 empty] | Consumers Energy Co - (MI) | 100 | Consumers Energy Co - (MI) | 100 | Regulated | Dropped - Retired/Planned Retirement by 06/2028 | 1
Dan E Karn | 1702_G_2A | 1702 | G | 2A | 1154 | Coal Steam |  |  | Michigan |  | Bay |  |  | 115.5 |  | 1961 | 2023 | [32 empty] | Consumers Energy Co - (MI) | 100 | Consumers Energy Co - (MI) | 100 | Regulated | Dropped - Retired/Planned Retirement by 06/2028 | 2
Dan E Karn | 1702_G_2B | 1702 | G | 2B | 1154 | Coal Steam |  |  | Michigan |  | Bay |  |  | 115.5 |  | 1961 | 2023 | [32 empty] | Consumers Energy Co - (MI) | 100 | Consumers Energy Co - (MI) | 100 | Regulated | Dropped - Retired/Planned Retirement by 06/2028 | 2
J H Campbell | 1710_G_1 | 1710 | G | 1 | 1157 | Coal Steam |  |  | Michigan |  | Ottawa |  |  | 260 |  | 1962 | 2025 | [32 empty] | Consumers Energy Co - (MI) | 100 | Consumers Energy Co - (MI) | 100 | Regulated | Dropped - Retired/Planned Retirement by 06/2028 | 1
J H Campbell | 1710_G_2 | 1710 | G | 2 | 1158 | Coal Steam |  |  | Michigan |  | Ottawa |  |  | 355.5 |  | 1967 | 2025 | [32 empty] | Consumers Energy Co - (MI) | 100 | Consumers Energy Co - (MI) | 100 | Regulated | Dropped - Retired/Planned Retirement by 06/2028 | 2
J H Campbell | 1710_G_3 | 1710 | G | 3 | 1159 | Coal Steam |  |  | Michigan |  | Ottawa |  |  | 784.6 |  | 1980 | 2025 | [32 empty] | Consumers Energy Co - (MI) | 93.31 | Consumers Energy Co - (MI) | 93.31 | Regulated | Dropped - Retired/Planned Retirement by 06/2028 | 3
Erickson Station | 1832_G_1 | 1832 | G | 1 |  | Coal Steam |  |  | Michigan |  | Eaton |  |  | 154.5 |  | 1973 | 2022 | [32 empty] | Lansing Board of Water and Light | 100 | Lansing Board of Water and Light | 100 | Regulated | Dropped - Retired/Planned Retirement by 06/2028 | 1
Inver Hills | 1913_G_1 | 1913 | G | 1 | 90102 | Combustion Turbine |  |  | Minnesota |  | Dakota |  |  | 47 |  | 1972 | 2026 | [32 empty] | Northern States Power Co - Minnesota | 100 | Northern States Power Co - Minnesota | 100 | Regulated | Dropped - Retired/Planned Retirement by 06/2028
Inver Hills | 1913_G_2 | 1913 | G | 2 | 90103 | Combustion Turbine |  |  | Minnesota |  | Dakota |  |  | 47 |  | 1972 | 2026 | [32 empty] | Northern States Power Co - Minnesota | 100 | Northern States Power Co - Minnesota | 100 | Regulated | Dropped - Retired/Planned Retirement by 06/2028
Inver Hills | 1913_G_3 | 1913 | G | 3 | 90104 | Combustion Turbine |  |  | Minnesota |  | Dakota |  |  | 47 |  | 1972 | 2026 | [32 empty] | Northern States Power Co - Minnesota | 100 | Northern States Power Co - Minnesota | 100 | Regulated | Dropped - Retired/Planned Retirement by 06/2028
Inver Hills | 1913_G_4 | 1913 | G | 4 | 90105 | Combustion Turbine |  |  | Minnesota |  | Dakota |  |  | 47 |  | 1972 | 2026 | [32 empty] | Northern States Power Co - Minnesota | 100 | Northern States Power Co - Minnesota | 100 | Regulated | Dropped - Retired/Planned Retirement by 06/2028
Inver Hills | 1913_G_5 | 1913 | G | 5 | 90106 | Combustion Turbine |  |  | Minnesota |  | Dakota |  |  | 47 |  | 1972 | 2026 | [32 empty] | Northern States Power Co - Minnesota | 100 | Northern States Power Co - Minnesota | 100 | Regulated | Dropped - Retired/Planned Retirement by 06/2028
Inver Hills | 1913_G_6 | 1913 | G | 6 | 90107 | Combustion Turbine |  |  | Minnesota |  | Dakota |  |  | 47 |  | 1972 | 2026 | [32 empty] | Northern States Power Co - Minnesota | 100 | Northern States Power Co - Minnesota | 100 | Regulated | Dropped - Retired/Planned Retirement by 06/2028
Inver Hills | 1913_G_7 | 1913 | G | 7 |  | Combustion Turbine |  |  | Minnesota |  | Dakota |  |  | 1.8 |  | 1997 | 2026 | [32 empty] | Northern States Power Co - Minnesota | 100 | Northern States Power Co - Minnesota | 100 | Regulated | Dropped - Retired/Planned Retirement by 06/2028
Inver Hills | 1913_G_8 | 1913 | G | 8 |  | Combustion Turbine |  |  | Minnesota |  | Dakota |  |  | 1.8 |  | 1997 | 2026 | [32 empty] | Northern States Power Co - Minnesota | 100 | Northern States Power Co - Minnesota | 100 | Regulated | Dropped - Retired/Planned Retirement by 06/2028
Red Wing | 1926_G_1 | 1926 | G | 1 |  | Municipal Solid Waste |  |  | Minnesota |  | Goodhue |  |  | 9 |  | 1949 | 2027 | [32 empty] | Northern States Power Co - Minnesota | 100 | Northern States Power Co - Minnesota | 100 | Regulated | Dropped - Retired/Planned Retirement by 06/2028 | 1 | 2
Red Wing | 1926_G_2 | 1926 | G | 2 |  | Municipal Solid Waste |  |  | Minnesota |  | Goodhue |  |  | 9 |  | 1949 | 2027 | [32 empty] | Northern States Power Co - Minnesota | 100 | Northern States Power Co - Minnesota | 100 | Regulated | Dropped - Retired/Planned Retirement by 06/2028 | 1 | 2
Wilmarth | 1934_G_1 | 1934 | G | 1 |  | Municipal Solid Waste |  |  | Minnesota |  | Blue Earth |  |  | 9 |  | 1948 | 2027 | [32 empty] | Northern States Power Co - Minnesota | 100 | Northern States Power Co - Minnesota | 100 | Regulated | Dropped - Retired/Planned Retirement by 06/2028 | 1 | 2
Wilmarth | 1934_G_2 | 1934 | G | 2 |  | Municipal Solid Waste |  |  | Minnesota |  | Blue Earth |  |  | 9 |  | 1951 | 2027 | [32 empty] | Northern States Power Co - Minnesota | 100 | Northern States Power Co - Minnesota | 100 | Regulated | Dropped - Retired/Planned Retirement by 06/2028 | 1 | 2
Granite Falls | 1977_G_HC3 | 1977 | G | HC3 | NA | Hydro |  |  | Minnesota |  | Chippewa |  |  | 0.7 |  | 1986 | [33 empty] | City of Granite Falls - (MN) | 100 | City of Granite Falls - (MN) | 100 | Regulated | Dropped - Lack of model plants
New Ulm | 2001_G_3 | 2001 | G | 3 |  | O/G Steam |  |  | Minnesota |  | Brown |  |  | 4.7 |  | 1957 | [33 empty] | New Ulm Public Utilities Comm | 100 | New Ulm Public Utilities Comm | 100 | Regulated | Dropped - Units whose status are "OS" or "RE" for the past 3 consecutive years
Springfield (MN) | 2012_G_9 | 2012 | G | 9 |  | Combustion Turbine |  |  | Minnesota |  | Brown |  |  | 1.8 |  | 2001 | [33 empty] | Springfield Public Utils Comm - (MN) | 100 | Springfield Public Utils Comm - (MN) | 100 | Regulated | Dropped - Units whose status are "OS" or "RE" for the past 3 consecutive years
Thief River Falls | 2014_G_HY2 | 2014 | G | HY2 | NA | Hydro |  |  | Minnesota |  | Pennington |  |  | 0.2 |  | 1927 | [33 empty] | City of Thief River Falls | 100 | City of Thief River Falls | 100 | Regulated | Dropped - Lack of model plants
Jack Watson | 2049_G_4 | 2049 | G | 4 | 1291 | O/G Steam |  |  | Mississippi |  | Harrison |  |  | 236 |  | 1968 | [33 empty] | Mississippi Power Co | 100 | Mississippi Power Co | 100 | Regulated | Dropped - Lack of model plants
Moselle | 2070_G_3 | 2070 | G | 3 | 1309 | O/G Steam |  |  | Mississippi |  | Jones |  |  | 59 |  | 1970 | [33 empty] | Cooperative Energy | 100 | Cooperative Energy | 100 | Regulated | Dropped - Lack of model plants | 3
Lake Road (MO) | 2098_G_4 | 2098 | G | 4 | 1327 | O/G Steam |  |  | Missouri |  | Buchanan |  |  | 94.6 |  | 1966 | [33 empty] | Evergy Missouri West | 100 | Evergy Missouri West | 100 | Regulated | Dropped - Lack of model plants
Fayette | 2125_G_GT1 | 2125 | G | GT1 |  | Combustion Turbine |  |  | Missouri |  | Howard |  |  | 3 |  | 1985 | [33 empty] | City of Fayette - (MO) | 100 | City of Fayette - (MO) | 100 | Regulated | Dropped - Units whose status are "OS" or "RE" for the past 3 consecutive years
Fayette | 2125_G_GT2 | 2125 | G | GT2 |  | Combustion Turbine |  |  | Missouri |  | Howard |  |  | 2.8 |  | 1985 | [33 empty] | City of Fayette - (MO) | 100 | City of Fayette - (MO) | 100 | Regulated | Dropped - Units whose status are "OS" or "RE" for the past 3 consecutive years
Fayette | 2125_G_GT3 | 2125 | G | GT3 |  | Combustion Turbine |  |  | Missouri |  | Howard |  |  | 2.4 |  | 1977 | [33 empty] | City of Fayette - (MO) | 100 | City of Fayette - (MO) | 100 | Regulated | Dropped - Units whose status are "OS" or "RE" for the past 3 consecutive years
Fayette | 2125_G_GT4 | 2125 | G | GT4 |  | Combustion Turbine |  |  | Missouri |  | Howard |  |  | 1 |  | 1969 | [33 empty] | City of Fayette - (MO) | 100 | City of Fayette - (MO) | 100 | Regulated | Dropped - Units whose status are "OS" or "RE" for the past 3 consecutive years
Higginsville | 2131_G_1 | 2131 | G | 1 |  | Combustion Turbine |  |  | Missouri |  | Lafayette |  |  | 0.6 |  | 1945 | [33 empty] | City of Higginsville - (MO) | 100 | City of Higginsville - (MO) | 100 | Regulated | Dropped - Units whose status are "OS" or "RE" for the past 3 consecutive years
Higginsville | 2131_G_2 | 2131 | G | 2 |  | Combustion Turbine |  |  | Missouri |  | Lafayette |  |  | 1 |  | 1947 | [33 empty] | City of Higginsville - (MO) | 100 | City of Higginsville - (MO) | 100 | Regulated | Dropped - Units whose status are "OS" or "RE" for the past 3 consecutive years
Higginsville | 2131_G_3 | 2131 | G | 3 |  | Combustion Turbine |  |  | Missouri |  | Lafayette |  |  | 2.4 |  | 1981 | [33 empty] | City of Higginsville - (MO) | 100 | City of Higginsville - (MO) | 100 | Regulated | Dropped - Units whose status are "OS" or "RE" for the past 3 consecutive years
Hauser | 2185_G_HAU1 | 2185 | G | HAU1 |  | Hydro |  |  | Montana |  | Lewis and Clark |  |  | 2.8 |  | 1911 | 2023 | [32 empty] | NorthWestern Energy (MT Hydro) | 100 | NorthWestern Energy (MT Hydro) | 100 | Regulated | Dropped - Retired/Planned Retirement by 06/2028
Hauser | 2185_G_HAU3 | 2185 | G | HAU3 |  | Hydro |  |  | Montana |  | Lewis and Clark |  |  | 2.8 |  | 1911 | 2026 | [32 empty] | NorthWestern Energy (MT Hydro) | 100 | NorthWestern Energy (MT Hydro) | 100 | Regulated | Dropped - Retired/Planned Retirement by 06/2028
North Omaha | 2291_G_1 | 2291 | G | 1 | 1381 | O/G Steam |  |  | Nebraska |  | Douglas |  |  | 64.8 |  | 1954 | 2026 | [32 empty] | Omaha Public Power District | 100 | Omaha Public Power District | 100 | Regulated | Dropped - Retired/Planned Retirement by 06/2028 | 1
North Omaha | 2291_G_2 | 2291 | G | 2 | 1382 | O/G Steam |  |  | Nebraska |  | Douglas |  |  | 90.8 |  | 1957 | 2026 | [32 empty] | Omaha Public Power District | 100 | Omaha Public Power District | 100 | Regulated | Dropped - Retired/Planned Retirement by 06/2028 | 2
North Omaha | 2291_G_3 | 2291 | G | 3 | 1383 | O/G Steam |  |  | Nebraska |  | Douglas |  |  | 86 |  | 1959 | 2026 | [32 empty] | Omaha Public Power District | 100 | Omaha Public Power District | 100 | Regulated | Dropped - Retired/Planned Retirement by 06/2028 | 3
Plainview Muncipal Power | 2297_G_1 | 2297 | G | 1 |  | Combustion Turbine |  |  | Nebraska |  | Pierce |  |  | 1.1 |  | 1949 | 2023 | [32 empty] | North Central Public Pwr Dist | 100 | North Central Public Pwr Dist | 100 | Regulated | Dropped - Retired/Planned Retirement by 06/2028
Plainview Muncipal Power | 2297_G_3 | 2297 | G | 3 |  | Combustion Turbine |  |  | Nebraska |  | Pierce |  |  | 0.9 |  | 1958 | 2023 | [32 empty] | North Central Public Pwr Dist | 100 | North Central Public Pwr Dist | 100 | Regulated | Dropped - Retired/Planned Retirement by 06/2028
Plainview Muncipal Power | 2297_G_4 | 2297 | G | 4 |  | Combustion Turbine |  |  | Nebraska |  | Pierce |  |  | 1.2 |  | 1963 | 2023 | [32 empty] | North Central Public Pwr Dist | 100 | North Central Public Pwr Dist | 100 | Regulated | Dropped - Retired/Planned Retirement by 06/2028
Fort Churchill | 2330_G_1 | 2330 | G | 1 | 1406 | O/G Steam |  |  | Nevada |  | Lyon |  |  | 113 |  | 1968 | [33 empty] | Sierra Pacific Power Co | 100 | Sierra Pacific Power Co | 100 | Regulated | Dropped - Lack of model plants | 1
Fort Churchill | 2330_G_2 | 2330 | G | 2 | 1407 | O/G Steam |  |  | Nevada |  | Lyon |  |  | 113 |  | 1971 | [33 empty] | Sierra Pacific Power Co | 100 | Sierra Pacific Power Co | 100 | Regulated | Dropped - Lack of model plants | 2
Rio Grande | 2444_G_6 | 2444 | G | 6 | 1586 | O/G Steam |  |  | New Mexico |  | Dona Ana |  |  | 45 |  | 1957 | 2026 | [32 empty] | El Paso Electric Co | 100 | El Paso Electric Co | 100 | Regulated | Dropped - Retired/Planned Retirement by 06/2028
Rio Grande | 2444_G_7 | 2444 | G | 7 | 1587 | O/G Steam |  |  | New Mexico |  | Dona Ana |  |  | 46 |  | 1958 | 2027 | [32 empty] | El Paso Electric Co | 100 | El Paso Electric Co | 100 | Regulated | Dropped - Retired/Planned Retirement by 06/2028
Maddox | 2446_G_2 | 2446 | G | 2 |  | Combustion Turbine |  |  | New Mexico |  | Lea |  |  | 61 |  | 1976 | 2026 | [32 empty] | Southwestern Public Service Co | 100 | Southwestern Public Service Co | 100 | Regulated | Dropped - Retired/Planned Retirement by 06/2028
Maddox | 2446_G_3 | 2446 | G | 3 |  | Combustion Turbine |  |  | New Mexico |  | Lea |  |  | 10 |  | 1963 | 2026 | [32 empty] | Southwestern Public Service Co | 100 | Southwestern Public Service Co | 100 | Regulated | Dropped - Retired/Planned Retirement by 06/2028
Cunningham | 2454_G_2 | 2454 | G | 2 | 1601 | O/G Steam |  |  | New Mexico |  | Lea |  |  | 183 |  | 1965 | 2027 | [32 empty] | Southwestern Public Service Co | 100 | Southwestern Public Service Co | 100 | Regulated | Dropped - Retired/Planned Retirement by 06/2028 | 122B
Algodones | 2475_G_1 | 2475 | G | 1 |  | O/G Steam |  |  | New Mexico |  | Sandoval |  |  | 15 |  | 1954 | [33 empty] | Public Service Co of NM | 50 | Public Service Co of NM | 50 | Regulated | Dropped - Units whose status are "OS" or "RE" for the past 3 consecutive years | 1
Algodones | 2475_G_2 | 2475 | G | 2 |  | O/G Steam |  |  | New Mexico |  | Sandoval |  |  | 15 |  | 1954 | [33 empty] | Public Service Co of NM | 50 | Public Service Co of NM | 50 | Regulated | Dropped - Units whose status are "OS" or "RE" for the past 3 consecutive years | 2
Algodones | 2475_G_3 | 2475 | G | 3 |  | O/G Steam |  |  | New Mexico |  | Sandoval |  |  | 15 |  | 1959 | [33 empty] | Public Service Co of NM | 50 | Public Service Co of NM | 50 | Regulated | Dropped - Units whose status are "OS" or "RE" for the past 3 consecutive years | 3
Ravenswood | 2500_G_GT21 | 2500 | G | GT21 |  | Combustion Turbine |  |  | New York |  | Queens |  |  | 30.6 |  | 1969 | 2021 | [32 empty] | Ravenswood Operations LLC | 100 | Ravenswood Operations LLC | 100 | Non-regulated | Dropped - Retired/Planned Retirement by 06/2028
Ravenswood | 2500_G_GT22 | 2500 | G | GT22 |  | Combustion Turbine |  |  | New York |  | Queens |  |  | 32 |  | 1969 | 2021 | [32 empty] | Ravenswood Operations LLC | 100 | Ravenswood Operations LLC | 100 | Non-regulated | Dropped - Retired/Planned Retirement by 06/2028
Ravenswood | 2500_G_GT23 | 2500 | G | GT23 |  | Combustion Turbine |  |  | New York |  | Queens |  |  | 30.7 |  | 1969 | 2021 | [32 empty] | Ravenswood Operations LLC | 100 | Ravenswood Operations LLC | 100 | Non-regulated | Dropped - Retired/Planned Retirement by 06/2028
Ravenswood | 2500_G_GT24 | 2500 | G | GT24 |  | Combustion Turbine |  |  | New York |  | Queens |  |  | 30.9 |  | 1969 | 2021 | [32 empty] | Ravenswood Operations LLC | 100 | Ravenswood Operations LLC | 100 | Non-regulated | Dropped - Retired/Planned Retirement by 06/2028
Ravenswood | 2500_G_GT31 | 2500 | G | GT31 |  | Combustion Turbine |  |  | New York |  | Queens |  |  | 30.7 |  | 1969 | 2021 | [32 empty] | Ravenswood Operations LLC | 100 | Ravenswood Operations LLC | 100 | Non-regulated | Dropped - Retired/Planned Retirement by 06/2028
Ravenswood | 2500_G_GT32 | 2500 | G | GT32 |  | Combustion Turbine |  |  | New York |  | Queens |  |  | 29.7 |  | 1969 | 2021 | [32 empty] | Ravenswood Operations LLC | 100 | Ravenswood Operations LLC | 100 | Non-regulated | Dropped - Retired/Planned Retirement by 06/2028
Ravenswood | 2500_G_GT34 | 2500 | G | GT34 |  | Combustion Turbine |  |  | New York |  | Queens |  |  | 29.8 |  | 1969 | 2021 | [32 empty] | Ravenswood Operations LLC | 100 | Ravenswood Operations LLC | 100 | Non-regulated | Dropped - Retired/Planned Retirement by 06/2028
59th Street | 2503_G_GT1 | 2503 | G | GT1 | 1713 | Combustion Turbine |  |  | New York |  | New York |  |  | 13.1 |  | 1969 | [33 empty] | Consolidated Edison Co-NY Inc | 100 | Consolidated Edison Co-NY Inc | 100 | Regulated | Dropped - Lack of model plants
74th Street | 2504_G_GT1 | 2504 | G | GT1 | NA | Combustion Turbine |  |  | New York |  | New York |  |  | 18.5 |  | 1968 | [33 empty] | Consolidated Edison Co-NY Inc | 100 | Consolidated Edison Co-NY Inc | 100 | Regulated | Dropped - Lack of model plants
74th Street | 2504_G_GT2 | 2504 | G | GT2 | NA | Combustion Turbine |  |  | New York |  | New York |  |  | 19.3 |  | 1968 | [33 empty] | Consolidated Edison Co-NY Inc | 100 | Consolidated Edison Co-NY Inc | 100 | Regulated | Dropped - Lack of model plants
Cadyville | 2522_G_1 | 2522 | G | 1 | NA | Hydro |  |  | New York |  | Clinton |  |  | 1.2 |  | 1921 | [33 empty] | New York State Elec & Gas Corp | 100 | New York State Elec & Gas Corp | 100 | Regulated | Dropped - Lack of model plants
High Falls - Saranac NY | 2530_G_2 | 2530 | G | 2 |  | Hydro |  |  | New York |  | Clinton |  |  | 4 |  | 1949 | [33 empty] | New York State Elec & Gas Corp | 100 | New York State Elec & Gas Corp | 100 | Regulated | Dropped - Units whose status are "OS" or "RE" for the past 3 consecutive years
Wiscoy 170 | 2646_G_1 | 2646 | G | 1 |  | Hydro |  |  | New York |  | Allegany |  |  | 0.6 |  | 1922 | 2011 | [32 empty] | Rochester Gas & Electric Corp | 100 | Rochester Gas & Electric Corp | 100 | Regulated | Dropped - Retired/Planned Retirement by 06/2028
Wiscoy 170 | 2646_G_2 | 2646 | G | 2 |  | Hydro |  |  | New York |  | Allegany |  |  | 0.4 |  | 1922 | 2011 | [32 empty] | Rochester Gas & Electric Corp | 100 | Rochester Gas & Electric Corp | 100 | Regulated | Dropped - Retired/Planned Retirement by 06/2028
Greenport | 2681_G_2 | 2681 | G | 2 |  | Combustion Turbine |  |  | New York |  | Suffolk |  |  | 1.5 |  | 1997 | [33 empty] | Village of Greenport - (NY) | 100 | Village of Greenport - (NY) | 100 | Regulated | Dropped - Units whose status are "OS" or "RE" for the past 3 consecutive years
Greenport | 2681_G_7 | 2681 | G | 7 |  | Combustion Turbine |  |  | New York |  | Suffolk |  |  | 1.6 |  | 1997 | [33 empty] | Village of Greenport - (NY) | 100 | Village of Greenport - (NY) | 100 | Regulated | Dropped - Units whose status are "OS" or "RE" for the past 3 consecutive years
G G Allen | 2718_G_1 | 2718 | G | 1 | 1843 | Coal Steam |  |  | North Carolina |  | Gaston |  |  | 162 |  | 1957 | 2024 | [32 empty] | Duke Energy Carolinas, LLC | 100 | Duke Energy Carolinas, LLC | 100 | Regulated | Dropped - Retired/Planned Retirement by 06/2028 | 1
G G Allen | 2718_G_5 | 2718 | G | 5 | 1847 | Coal Steam |  |  | North Carolina |  | Gaston |  |  | 259 |  | 1961 | 2024 | [32 empty] | Duke Energy Carolinas, LLC | 100 | Duke Energy Carolinas, LLC | 100 | Regulated | Dropped - Retired/Planned Retirement by 06/2028 | 5
Miami Fort | 2832_G_7 | 2832 | G | 7 | 1895 | Coal Steam |  |  | Ohio |  | Hamilton |  |  | 510 |  | 1975 | 2027 | [32 empty] | Luminant Miami Fort | 100 | Luminant Miami Fort | 100 | Non-regulated | Dropped - Retired/Planned Retirement by 06/2028 | 7
Miami Fort | 2832_G_8 | 2832 | G | 8 | 1896 | Coal Steam |  |  | Ohio |  | Hamilton |  |  | 510 |  | 1978 | 2027 | [32 empty] | Luminant Miami Fort | 100 | Luminant Miami Fort | 100 | Non-regulated | Dropped - Retired/Planned Retirement by 06/2028 | 8
W H Sammis | 2866_G_5 | 2866 | G | 5 | 1960 | Coal Steam |  |  | Ohio |  | Jefferson |  |  | 290 |  | 1967 | 2023 | [32 empty] | Energy Harbor Generation LLC | 100 | Energy Harbor Generation LLC | 100 | Non-regulated | Dropped - Retired/Planned Retirement by 06/2028 | 5
W H Sammis | 2866_G_6 | 2866 | G | 6 | 1961 | Coal Steam |  |  | Ohio |  | Jefferson |  |  | 600 |  | 1969 | 2023 | [32 empty] | Energy Harbor Generation LLC | 100 | Energy Harbor Generation LLC | 100 | Non-regulated | Dropped - Retired/Planned Retirement by 06/2028 | 6
W H Sammis | 2866_G_7 | 2866 | G | 7 | 1962 | Coal Steam |  |  | Ohio |  | Jefferson |  |  | 600 |  | 1971 | 2023 | [32 empty] | Energy Harbor Generation LLC | 100 | Energy Harbor Generation LLC | 100 | Non-regulated | Dropped - Retired/Planned Retirement by 06/2028 | 7
W H Sammis | 2866_G_A1 | 2866 | G | A1 |  | Combustion Turbine |  |  | Ohio |  | Jefferson |  |  | 3 |  | 1972 | 2023 | [32 empty] | Energy Harbor Generation LLC | 100 | Energy Harbor Generation LLC | 100 | Non-regulated | Dropped - Retired/Planned Retirement by 06/2028
W H Sammis | 2866_G_B1 | 2866 | G | B1 |  | Combustion Turbine |  |  | Ohio |  | Jefferson |  |  | 3 |  | 1972 | 2023 | [32 empty] | Energy Harbor Generation LLC | 100 | Energy Harbor Generation LLC | 100 | Non-regulated | Dropped - Retired/Planned Retirement by 06/2028
W H Sammis | 2866_G_B2 | 2866 | G | B2 |  | Combustion Turbine |  |  | Ohio |  | Jefferson |  |  | 3 |  | 1972 | 2023 | [32 empty] | Energy Harbor Generation LLC | 100 | Energy Harbor Generation LLC | 100 | Non-regulated | Dropped - Retired/Planned Retirement by 06/2028
W H Sammis | 2866_G_B3 | 2866 | G | B3 |  | Combustion Turbine |  |  | Ohio |  | Jefferson |  |  | 2 |  | 1972 | 2023 | [32 empty] | Energy Harbor Generation LLC | 100 | Energy Harbor Generation LLC | 100 | Non-regulated | Dropped - Retired/Planned Retirement by 06/2028
W H Sammis | 2866_G_B4 | 2866 | G | B4 |  | Combustion Turbine |  |  | Ohio |  | Jefferson |  |  | 2 |  | 1972 | 2023 | [32 empty] | Energy Harbor Generation LLC | 100 | Energy Harbor Generation LLC | 100 | Non-regulated | Dropped - Retired/Planned Retirement by 06/2028
Collinwood | 2906_G_3 | 2906 | G | 3 |  | Combustion Turbine |  |  | Ohio |  | Cuyahoga |  |  | 16 |  | 1971 | [33 empty] | City of Cleveland - (OH) | 100 | City of Cleveland - (OH) | 100 | Regulated | Dropped - Units whose status are "OS" or "RE" for the past 3 consecutive years
Orrville | 2935_G_7 | 2935 | G | 7 |  | Coal Steam |  |  | Ohio |  | Wayne |  |  | 5 |  | 1949 | [33 empty] | City of Orrville - (OH) | 100 | City of Orrville - (OH) | 100 | Regulated | Dropped - Units whose status are "OS" or "RE" for the past 3 consecutive years
Orrville | 2935_G_8 | 2935 | G | 8 |  | Coal Steam |  |  | Ohio |  | Wayne |  |  | 7.5 |  | 1955 | [33 empty] | City of Orrville - (OH) | 100 | City of Orrville - (OH) | 100 | Regulated | Dropped - Units whose status are "OS" or "RE" for the past 3 consecutive years
Southwestern | 2964_G_1 | 2964 | G | 1 | 2023 | O/G Steam |  |  | Oklahoma |  | Caddo |  |  | 56 |  | 1952 | [33 empty] | Public Service Co of Oklahoma | 100 | Public Service Co of Oklahoma | 100 | Regulated | Dropped - Lack of model plants | 801N | 801S
Southwestern | 2964_G_IC1 | 2964 | G | IC1 |  | Combustion Turbine |  |  | Oklahoma |  | Caddo |  |  | 2 |  | 1966 | [33 empty] | Public Service Co of Oklahoma | 100 | Public Service Co of Oklahoma | 100 | Regulated | Dropped - Units whose status are "OS" or "RE" for the past 3 consecutive years
Weleetka | 2966_G_4 | 2966 | G | 4 | 90969 | Combustion Turbine |  |  | Oklahoma |  | Okfuskee |  |  | 55 |  | 1975 | [33 empty] | Public Service Co of Oklahoma | 100 | Public Service Co of Oklahoma | 100 | Regulated | Dropped - Lack of model plants
Weleetka | 2966_G_5 | 2966 | G | 5 | 90970 | Combustion Turbine |  |  | Oklahoma |  | Okfuskee |  |  | 53 |  | 1976 | [33 empty] | Public Service Co of Oklahoma | 100 | Public Service Co of Oklahoma | 100 | Regulated | Dropped - Lack of model plants
Pensacola | 2981_G_A | 2981 | G | A |  | Hydro |  |  | Oklahoma |  | Mayes |  |  | 0.5 |  | 1940 | [33 empty] | Grand River Dam Authority | 100 | Grand River Dam Authority | 100 | Regulated | Dropped - Units whose status are "OS" or "RE" for the past 3 consecutive years
Robert S Kerr | 2985_G_3 | 2985 | G | 3 |  | Hydro |  |  | Oklahoma |  | Sequoyah |  |  | 37.6 |  | 1971 | [33 empty] | USCE-Tulsa District | 100 | USCE-Tulsa District | 100 | Regulated | Dropped - Units whose status are "OS" or "RE" for the past 3 consecutive years
Mangum | 2991_G_1 | 2991 | G | 1 |  | Combustion Turbine |  |  | Oklahoma |  | Greer |  |  | 0.9 |  | 1946 | [33 empty] | City of Mangum - (OK) | 100 | City of Mangum - (OK) | 100 | Regulated | Dropped - Units whose status are "OS" or "RE" for the past 3 consecutive years
Pawhuska | 2995_G_1 | 2995 | G | 1 |  | Combustion Turbine |  |  | Oklahoma |  | Osage |  |  | 1.1 |  | 1949 | [33 empty] | City of Pawhuska - (OK) | 100 | City of Pawhuska - (OK) | 100 | Regulated | Dropped - Units whose status are "OS" or "RE" for the past 3 consecutive years
Carmen Smith | 3067_G_3 | 3067 | G | 3 | NA | Hydro |  |  | Oregon |  | Linn |  |  | 3.8 |  | 1963 | [33 empty] | Eugene Water & Electric Board | 100 | Eugene Water & Electric Board | 100 | Regulated | Dropped - Lack of model plants
Leaburg | 3068_G_1 | 3068 | G | 1 |  | Hydro |  |  | Oregon |  | Lane |  |  | 4 |  | 1930 | 2023 | [32 empty] | Eugene Water & Electric Board | 100 | Eugene Water & Electric Board | 100 | Regulated | Dropped - Retired/Planned Retirement by 06/2028
Leaburg | 3068_G_2 | 3068 | G | 2 |  | Hydro |  |  | Oregon |  | Lane |  |  | 4 |  | 1950 | 2023 | [32 empty] | Eugene Water & Electric Board | 100 | Eugene Water & Electric Board | 100 | Regulated | Dropped - Retired/Planned Retirement by 06/2028
New Castle Plant | 3138_G_EMDB | 3138 | G | EMDB |  | Combustion Turbine |  |  | Pennsylvania |  | Lawrence |  |  | 2.5 |  | 1968 | [33 empty] | New Castle Power, LLC | 100 | New Castle Power, LLC | 100 | Non-regulated | Dropped - Units whose status are "OS" or "RE" for the past 3 consecutive years
TalenEnergy Martins Creek | 3148_G_CTG1 | 3148 | G | CTG1 |  | Combustion Turbine |  |  | Pennsylvania |  | Northampton |  |  | 18 |  | 1971 | 2023 | [32 empty] | MC Project Company LLC | 100 | MC Project Company LLC | 100 | Non-regulated | Dropped - Retired/Planned Retirement by 06/2028
TalenEnergy Martins Creek | 3148_G_CTG2 | 3148 | G | CTG2 |  | Combustion Turbine |  |  | Pennsylvania |  | Northampton |  |  | 17.3 |  | 1971 | 2023 | [32 empty] | MC Project Company LLC | 100 | MC Project Company LLC | 100 | Non-regulated | Dropped - Retired/Planned Retirement by 06/2028
TalenEnergy Martins Creek | 3148_G_CTG4 | 3148 | G | CTG4 |  | Combustion Turbine |  |  | Pennsylvania |  | Northampton |  |  | 17.2 |  | 1971 | 2023 | [32 empty] | MC Project Company LLC | 100 | MC Project Company LLC | 100 | Non-regulated | Dropped - Retired/Planned Retirement by 06/2028
Coit GT | 3281_G_1 | 3281 | G | 1 |  | Combustion Turbine |  |  | South Carolina |  | Richland |  |  | 14 |  | 1969 | 2025 | [32 empty] | Dominion Energy South Carolina, Inc | 100 | Dominion Energy South Carolina, Inc | 100 | Regulated | Dropped - Retired/Planned Retirement by 06/2028
Coit GT | 3281_G_2 | 3281 | G | 2 |  | Combustion Turbine |  |  | South Carolina |  | Richland |  |  | 12 |  | 1969 | 2025 | [32 empty] | Dominion Energy South Carolina, Inc | 100 | Dominion Energy South Carolina, Inc | 100 | Regulated | Dropped - Retired/Planned Retirement by 06/2028
Columbia Canal Hydro | 3283_G_1 | 3283 | G | 1 |  | Hydro |  |  | South Carolina |  | Richland |  |  | 1.3 |  | 1929 | [33 empty] | City of Columbia SC | 100 | City of Columbia SC | 100 | Regulated | Dropped - Units whose status are "OS" or "RE" for the past 3 consecutive years
Columbia Canal Hydro | 3283_G_2 | 3283 | G | 2 |  | Hydro |  |  | South Carolina |  | Richland |  |  | 1.7 |  | 1929 | [33 empty] | City of Columbia SC | 100 | City of Columbia SC | 100 | Regulated | Dropped - Units whose status are "OS" or "RE" for the past 3 consecutive years
Columbia Canal Hydro | 3283_G_3 | 3283 | G | 3 |  | Hydro |  |  | South Carolina |  | Richland |  |  | 1.3 |  | 1929 | [33 empty] | City of Columbia SC | 100 | City of Columbia SC | 100 | Regulated | Dropped - Units whose status are "OS" or "RE" for the past 3 consecutive years
Columbia Canal Hydro | 3283_G_4 | 3283 | G | 4 |  | Hydro |  |  | South Carolina |  | Richland |  |  | 1.3 |  | 1953 | [33 empty] | City of Columbia SC | 100 | City of Columbia SC | 100 | Regulated | Dropped - Units whose status are "OS" or "RE" for the past 3 consecutive years
Columbia Canal Hydro | 3283_G_5 | 3283 | G | 5 |  | Hydro |  |  | South Carolina |  | Richland |  |  | 1.7 |  | 1953 | [33 empty] | City of Columbia SC | 100 | City of Columbia SC | 100 | Regulated | Dropped - Units whose status are "OS" or "RE" for the past 3 consecutive years
Columbia Canal Hydro | 3283_G_6 | 3283 | G | 6 |  | Hydro |  |  | South Carolina |  | Richland |  |  | 1.3 |  | 1928 | [33 empty] | City of Columbia SC | 100 | City of Columbia SC | 100 | Regulated | Dropped - Units whose status are "OS" or "RE" for the past 3 consecutive years
Columbia Canal Hydro | 3283_G_7 | 3283 | G | 7 |  | Hydro |  |  | South Carolina |  | Richland |  |  | 1.3 |  | 1927 | [33 empty] | City of Columbia SC | 100 | City of Columbia SC | 100 | Regulated | Dropped - Units whose status are "OS" or "RE" for the past 3 consecutive years
Parr GT | 3291_G_GT1 | 3291 | G | GT1 |  | Combustion Turbine |  |  | South Carolina |  | Fairfield |  |  | 13.5 |  | 1970 | 2023 | [32 empty] | Dominion Energy South Carolina, Inc | 100 | Dominion Energy South Carolina, Inc | 100 | Regulated | Dropped - Retired/Planned Retirement by 06/2028
Parr GT | 3291_G_GT2 | 3291 | G | GT2 |  | Combustion Turbine |  |  | South Carolina |  | Fairfield |  |  | 13.5 |  | 1970 | 2023 | [32 empty] | Dominion Energy South Carolina, Inc | 100 | Dominion Energy South Carolina, Inc | 100 | Regulated | Dropped - Retired/Planned Retirement by 06/2028
Parr GT | 3291_G_GT3 | 3291 | G | GT3 |  | Combustion Turbine |  |  | South Carolina |  | Fairfield |  |  | 16.5 |  | 1971 | 2023 | [32 empty] | Dominion Energy South Carolina, Inc | 100 | Dominion Energy South Carolina, Inc | 100 | Regulated | Dropped - Retired/Planned Retirement by 06/2028
Parr GT | 3291_G_GT4 | 3291 | G | GT4 |  | Combustion Turbine |  |  | South Carolina |  | Fairfield |  |  | 16.5 |  | 1971 | 2023 | [32 empty] | Dominion Energy South Carolina, Inc | 100 | Dominion Energy South Carolina, Inc | 100 | Regulated | Dropped - Retired/Planned Retirement by 06/2028
Allen | 3393_G_G10 | 3393 | G | G10 |  | Combustion Turbine |  |  | Tennessee |  | Shelby |  |  | 15.1 |  | 1971 | 2025 | [32 empty] | Tennessee Valley Authority | 100 | Tennessee Valley Authority | 100 | Regulated | Dropped - Retired/Planned Retirement by 06/2028
Allen | 3393_G_G11 | 3393 | G | G11 |  | Combustion Turbine |  |  | Tennessee |  | Shelby |  |  | 15.1 |  | 1971 | 2025 | [32 empty] | Tennessee Valley Authority | 100 | Tennessee Valley Authority | 100 | Regulated | Dropped - Retired/Planned Retirement by 06/2028
Allen | 3393_G_G12 | 3393 | G | G12 |  | Combustion Turbine |  |  | Tennessee |  | Shelby |  |  | 15.1 |  | 1971 | 2025 | [32 empty] | Tennessee Valley Authority | 100 | Tennessee Valley Authority | 100 | Regulated | Dropped - Retired/Planned Retirement by 06/2028
Allen | 3393_G_G13 | 3393 | G | G13 |  | Combustion Turbine |  |  | Tennessee |  | Shelby |  |  | 15.1 |  | 1971 | 2025 | [32 empty] | Tennessee Valley Authority | 100 | Tennessee Valley Authority | 100 | Regulated | Dropped - Retired/Planned Retirement by 06/2028
Allen | 3393_G_G14 | 3393 | G | G14 |  | Combustion Turbine |  |  | Tennessee |  | Shelby |  |  | 15.1 |  | 1971 | 2025 | [32 empty] | Tennessee Valley Authority | 100 | Tennessee Valley Authority | 100 | Regulated | Dropped - Retired/Planned Retirement by 06/2028
Allen | 3393_G_G15 | 3393 | G | G15 |  | Combustion Turbine |  |  | Tennessee |  | Shelby |  |  | 15.1 |  | 1971 | 2025 | [32 empty] | Tennessee Valley Authority | 100 | Tennessee Valley Authority | 100 | Regulated | Dropped - Retired/Planned Retirement by 06/2028
Allen | 3393_G_G16 | 3393 | G | G16 |  | Combustion Turbine |  |  | Tennessee |  | Shelby |  |  | 15.1 |  | 1971 | 2025 | [32 empty] | Tennessee Valley Authority | 100 | Tennessee Valley Authority | 100 | Regulated | Dropped - Retired/Planned Retirement by 06/2028
Allen | 3393_G_G17 | 3393 | G | G17 |  | Combustion Turbine |  |  | Tennessee |  | Shelby |  |  | 46.4 |  | 1972 | 2025 | [32 empty] | Tennessee Valley Authority | 100 | Tennessee Valley Authority | 100 | Regulated | Dropped - Retired/Planned Retirement by 06/2028
Allen | 3393_G_G18 | 3393 | G | G18 |  | Combustion Turbine |  |  | Tennessee |  | Shelby |  |  | 46.4 |  | 1972 | 2025 | [32 empty] | Tennessee Valley Authority | 100 | Tennessee Valley Authority | 100 | Regulated | Dropped - Retired/Planned Retirement by 06/2028
Allen | 3393_G_G19 | 3393 | G | G19 |  | Combustion Turbine |  |  | Tennessee |  | Shelby |  |  | 46.4 |  | 1972 | 2025 | [32 empty] | Tennessee Valley Authority | 100 | Tennessee Valley Authority | 100 | Regulated | Dropped - Retired/Planned Retirement by 06/2028
Allen | 3393_G_G20 | 3393 | G | G20 |  | Combustion Turbine |  |  | Tennessee |  | Shelby |  |  | 46.4 |  | 1972 | 2025 | [32 empty] | Tennessee Valley Authority | 100 | Tennessee Valley Authority | 100 | Regulated | Dropped - Retired/Planned Retirement by 06/2028
Allen | 3393_G_GT1 | 3393 | G | GT1 |  | Combustion Turbine |  |  | Tennessee |  | Shelby |  |  | 15.1 |  | 1971 | 2025 | [32 empty] | Tennessee Valley Authority | 100 | Tennessee Valley Authority | 100 | Regulated | Dropped - Retired/Planned Retirement by 06/2028
Allen | 3393_G_GT2 | 3393 | G | GT2 |  | Combustion Turbine |  |  | Tennessee |  | Shelby |  |  | 15.1 |  | 1971 | 2025 | [32 empty] | Tennessee Valley Authority | 100 | Tennessee Valley Authority | 100 | Regulated | Dropped - Retired/Planned Retirement by 06/2028
Allen | 3393_G_GT3 | 3393 | G | GT3 |  | Combustion Turbine |  |  | Tennessee |  | Shelby |  |  | 15.1 |  | 1971 | 2025 | [32 empty] | Tennessee Valley Authority | 100 | Tennessee Valley Authority | 100 | Regulated | Dropped - Retired/Planned Retirement by 06/2028
Allen | 3393_G_GT4 | 3393 | G | GT4 |  | Combustion Turbine |  |  | Tennessee |  | Shelby |  |  | 15.1 |  | 1971 | 2025 | [32 empty] | Tennessee Valley Authority | 100 | Tennessee Valley Authority | 100 | Regulated | Dropped - Retired/Planned Retirement by 06/2028
Allen | 3393_G_GT5 | 3393 | G | GT5 |  | Combustion Turbine |  |  | Tennessee |  | Shelby |  |  | 15.1 |  | 1971 | 2025 | [32 empty] | Tennessee Valley Authority | 100 | Tennessee Valley Authority | 100 | Regulated | Dropped - Retired/Planned Retirement by 06/2028
Allen | 3393_G_GT6 | 3393 | G | GT6 |  | Combustion Turbine |  |  | Tennessee |  | Shelby |  |  | 15.1 |  | 1971 | 2025 | [32 empty] | Tennessee Valley Authority | 100 | Tennessee Valley Authority | 100 | Regulated | Dropped - Retired/Planned Retirement by 06/2028
Allen | 3393_G_GT7 | 3393 | G | GT7 |  | Combustion Turbine |  |  | Tennessee |  | Shelby |  |  | 15.1 |  | 1971 | 2025 | [32 empty] | Tennessee Valley Authority | 100 | Tennessee Valley Authority | 100 | Regulated | Dropped - Retired/Planned Retirement by 06/2028
Allen | 3393_G_GT8 | 3393 | G | GT8 |  | Combustion Turbine |  |  | Tennessee |  | Shelby |  |  | 15.1 |  | 1971 | 2025 | [32 empty] | Tennessee Valley Authority | 100 | Tennessee Valley Authority | 100 | Regulated | Dropped - Retired/Planned Retirement by 06/2028
Allen | 3393_G_GT9 | 3393 | G | GT9 |  | Combustion Turbine |  |  | Tennessee |  | Shelby |  |  | 15.1 |  | 1971 | 2025 | [32 empty] | Tennessee Valley Authority | 100 | Tennessee Valley Authority | 100 | Regulated | Dropped - Retired/Planned Retirement by 06/2028
Bull Run | 3396_G_1 | 3396 | G | 1 | 2251 | Coal Steam |  |  | Tennessee |  | Anderson |  |  | 865 |  | 1967 | 2023 | [32 empty] | Tennessee Valley Authority | 100 | Tennessee Valley Authority | 100 | Regulated | Dropped - Retired/Planned Retirement by 06/2028 | 1
Cumberland (TN) | 3399_G_2 | 3399 | G | 2 | 2253 | Coal Steam |  |  | Tennessee |  | Stewart |  |  | 1231 |  | 1973 | 2026 | [32 empty] | Tennessee Valley Authority | 100 | Tennessee Valley Authority | 100 | Regulated | Dropped - Retired/Planned Retirement by 06/2028 | 2
Johnsonville | 3406_G_G10 | 3406 | G | G10 |  | Combustion Turbine |  |  | Tennessee |  | Humphreys |  |  | 47.1 |  | 1975 | 2025 | [32 empty] | Tennessee Valley Authority | 100 | Tennessee Valley Authority | 100 | Regulated | Dropped - Retired/Planned Retirement by 06/2028
Johnsonville | 3406_G_G11 | 3406 | G | G11 |  | Combustion Turbine |  |  | Tennessee |  | Humphreys |  |  | 47.1 |  | 1975 | 2025 | [32 empty] | Tennessee Valley Authority | 100 | Tennessee Valley Authority | 100 | Regulated | Dropped - Retired/Planned Retirement by 06/2028
Johnsonville | 3406_G_G12 | 3406 | G | G12 |  | Combustion Turbine |  |  | Tennessee |  | Humphreys |  |  | 47.1 |  | 1975 | 2025 | [32 empty] | Tennessee Valley Authority | 100 | Tennessee Valley Authority | 100 | Regulated | Dropped - Retired/Planned Retirement by 06/2028
Johnsonville | 3406_G_G13 | 3406 | G | G13 |  | Combustion Turbine |  |  | Tennessee |  | Humphreys |  |  | 47.1 |  | 1975 | 2025 | [32 empty] | Tennessee Valley Authority | 100 | Tennessee Valley Authority | 100 | Regulated | Dropped - Retired/Planned Retirement by 06/2028
Johnsonville | 3406_G_G14 | 3406 | G | G14 |  | Combustion Turbine |  |  | Tennessee |  | Humphreys |  |  | 47.1 |  | 1975 | 2025 | [32 empty] | Tennessee Valley Authority | 100 | Tennessee Valley Authority | 100 | Regulated | Dropped - Retired/Planned Retirement by 06/2028
Johnsonville | 3406_G_G15 | 3406 | G | G15 |  | Combustion Turbine |  |  | Tennessee |  | Humphreys |  |  | 47.1 |  | 1975 | 2025 | [32 empty] | Tennessee Valley Authority | 100 | Tennessee Valley Authority | 100 | Regulated | Dropped - Retired/Planned Retirement by 06/2028
Johnsonville | 3406_G_G16 | 3406 | G | G16 |  | Combustion Turbine |  |  | Tennessee |  | Humphreys |  |  | 47.1 |  | 1975 | 2025 | [32 empty] | Tennessee Valley Authority | 100 | Tennessee Valley Authority | 100 | Regulated | Dropped - Retired/Planned Retirement by 06/2028
Johnsonville | 3406_G_GT1 | 3406 | G | GT1 |  | Combustion Turbine |  |  | Tennessee |  | Humphreys |  |  | 47.1 |  | 1975 | 2025 | [32 empty] | Tennessee Valley Authority | 100 | Tennessee Valley Authority | 100 | Regulated | Dropped - Retired/Planned Retirement by 06/2028
Johnsonville | 3406_G_GT2 | 3406 | G | GT2 |  | Combustion Turbine |  |  | Tennessee |  | Humphreys |  |  | 47.1 |  | 1975 | 2025 | [32 empty] | Tennessee Valley Authority | 100 | Tennessee Valley Authority | 100 | Regulated | Dropped - Retired/Planned Retirement by 06/2028
Johnsonville | 3406_G_GT3 | 3406 | G | GT3 |  | Combustion Turbine |  |  | Tennessee |  | Humphreys |  |  | 47.1 |  | 1975 | 2025 | [32 empty] | Tennessee Valley Authority | 100 | Tennessee Valley Authority | 100 | Regulated | Dropped - Retired/Planned Retirement by 06/2028
Johnsonville | 3406_G_GT4 | 3406 | G | GT4 |  | Combustion Turbine |  |  | Tennessee |  | Humphreys |  |  | 47.1 |  | 1975 | 2025 | [32 empty] | Tennessee Valley Authority | 100 | Tennessee Valley Authority | 100 | Regulated | Dropped - Retired/Planned Retirement by 06/2028
Johnsonville | 3406_G_GT5 | 3406 | G | GT5 |  | Combustion Turbine |  |  | Tennessee |  | Humphreys |  |  | 47.1 |  | 1975 | 2025 | [32 empty] | Tennessee Valley Authority | 100 | Tennessee Valley Authority | 100 | Regulated | Dropped - Retired/Planned Retirement by 06/2028
Johnsonville | 3406_G_GT6 | 3406 | G | GT6 |  | Combustion Turbine |  |  | Tennessee |  | Humphreys |  |  | 47.1 |  | 1975 | 2025 | [32 empty] | Tennessee Valley Authority | 100 | Tennessee Valley Authority | 100 | Regulated | Dropped - Retired/Planned Retirement by 06/2028
Johnsonville | 3406_G_GT7 | 3406 | G | GT7 |  | Combustion Turbine |  |  | Tennessee |  | Humphreys |  |  | 47.1 |  | 1975 | 2025 | [32 empty] | Tennessee Valley Authority | 100 | Tennessee Valley Authority | 100 | Regulated | Dropped - Retired/Planned Retirement by 06/2028
Johnsonville | 3406_G_GT8 | 3406 | G | GT8 |  | Combustion Turbine |  |  | Tennessee |  | Humphreys |  |  | 47.1 |  | 1975 | 2025 | [32 empty] | Tennessee Valley Authority | 100 | Tennessee Valley Authority | 100 | Regulated | Dropped - Retired/Planned Retirement by 06/2028
Johnsonville | 3406_G_GT9 | 3406 | G | GT9 |  | Combustion Turbine |  |  | Tennessee |  | Humphreys |  |  | 47.1 |  | 1975 | 2025 | [32 empty] | Tennessee Valley Authority | 100 | Tennessee Valley Authority | 100 | Regulated | Dropped - Retired/Planned Retirement by 06/2028
Kingston | 3407_G_1 | 3407 | G | 1 | 2280 | Coal Steam |  |  | Tennessee |  | Roane |  |  | 132 |  | 1954 | 2027 | [32 empty] | Tennessee Valley Authority | 100 | Tennessee Valley Authority | 100 | Regulated | Dropped - Retired/Planned Retirement by 06/2028 | 1
Kingston | 3407_G_2 | 3407 | G | 2 | 2281 | Coal Steam |  |  | Tennessee |  | Roane |  |  | 132 |  | 1954 | 2027 | [32 empty] | Tennessee Valley Authority | 100 | Tennessee Valley Authority | 100 | Regulated | Dropped - Retired/Planned Retirement by 06/2028 | 2
Kingston | 3407_G_3 | 3407 | G | 3 | 2282 | Coal Steam |  |  | Tennessee |  | Roane |  |  | 132 |  | 1954 | 2027 | [32 empty] | Tennessee Valley Authority | 100 | Tennessee Valley Authority | 100 | Regulated | Dropped - Retired/Planned Retirement by 06/2028 | 3
Kingston | 3407_G_4 | 3407 | G | 4 | 2283 | Coal Steam |  |  | Tennessee |  | Roane |  |  | 132 |  | 1954 | 2027 | [32 empty] | Tennessee Valley Authority | 100 | Tennessee Valley Authority | 100 | Regulated | Dropped - Retired/Planned Retirement by 06/2028 | 4
Kingston | 3407_G_5 | 3407 | G | 5 | 2284 | Coal Steam |  |  | Tennessee |  | Roane |  |  | 174 |  | 1955 | 2027 | [32 empty] | Tennessee Valley Authority | 100 | Tennessee Valley Authority | 100 | Regulated | Dropped - Retired/Planned Retirement by 06/2028 | 5
Kingston | 3407_G_6 | 3407 | G | 6 | 2285 | Coal Steam |  |  | Tennessee |  | Roane |  |  | 174 |  | 1955 | 2027 | [32 empty] | Tennessee Valley Authority | 100 | Tennessee Valley Authority | 100 | Regulated | Dropped - Retired/Planned Retirement by 06/2028 | 6
Kingston | 3407_G_7 | 3407 | G | 7 | 2286 | Coal Steam |  |  | Tennessee |  | Roane |  |  | 174 |  | 1955 | 2026 | [32 empty] | Tennessee Valley Authority | 100 | Tennessee Valley Authority | 100 | Regulated | Dropped - Retired/Planned Retirement by 06/2028 | 7
Kingston | 3407_G_8 | 3407 | G | 8 | 2287 | Coal Steam |  |  | Tennessee |  | Roane |  |  | 174 |  | 1955 | 2026 | [32 empty] | Tennessee Valley Authority | 100 | Tennessee Valley Authority | 100 | Regulated | Dropped - Retired/Planned Retirement by 06/2028 | 8
Kingston | 3407_G_9 | 3407 | G | 9 | 2288 | Coal Steam |  |  | Tennessee |  | Roane |  |  | 174 |  | 1955 | 2026 | [32 empty] | Tennessee Valley Authority | 100 | Tennessee Valley Authority | 100 | Regulated | Dropped - Retired/Planned Retirement by 06/2028 | 9
Newman | 3456_G_1 | 3456 | G | 1 | 2329 | O/G Steam |  |  | Texas |  | El Paso |  |  | 76 |  | 1960 | 2027 | [32 empty] | El Paso Electric Co | 100 | El Paso Electric Co | 100 | Regulated | Dropped - Retired/Planned Retirement by 06/2028
Newman | 3456_G_2 | 3456 | G | 2 | 2330 | O/G Steam |  |  | Texas |  | El Paso |  |  | 76 |  | 1963 | 2027 | [32 empty] | El Paso Electric Co | 100 | El Paso Electric Co | 100 | Regulated | Dropped - Retired/Planned Retirement by 06/2028
Newman | 3456_G_CT1 | 3456 | G | CT1 | 2327 | Combined Cycle |  |  | Texas |  | El Paso |  |  | 69 |  | 1975 | [33 empty] | El Paso Electric Co | 100 | El Paso Electric Co | 100 | Regulated | Dropped - Lack of model plants
Newman | 3456_G_CT2 | 3456 | G | CT2 | 2328 | Combined Cycle |  |  | Texas |  | El Paso |  |  | 69 |  | 1975 | [33 empty] | El Paso Electric Co | 100 | El Paso Electric Co | 100 | Regulated | Dropped - Lack of model plants
Sabine | 3459_G_1 | 3459 | G | 1 | 2338 | O/G Steam |  |  | Texas |  | Orange |  |  | 211.6 |  | 1962 | 2026 | [32 empty] | Entergy Texas Inc. | 100 | Entergy Texas Inc. | 100 | Regulated | Dropped - Retired/Planned Retirement by 06/2028
Sabine | 3459_G_3 | 3459 | G | 3 | 2340 | O/G Steam |  |  | Texas |  | Orange |  |  | 367.9 |  | 1966 | 2026 | [32 empty] | Entergy Texas Inc. | 100 | Entergy Texas Inc. | 100 | Regulated | Dropped - Retired/Planned Retirement by 06/2028 | 3
Sabine | 3459_G_4 | 3459 | G | 4 | 2341 | O/G Steam |  |  | Texas |  | Orange |  |  | 495 |  | 1974 | 2026 | [32 empty] | Entergy Texas Inc. | 100 | Entergy Texas Inc. | 100 | Regulated | Dropped - Retired/Planned Retirement by 06/2028 | 4
W A Parish | 3470_G_1 | 3470 | G | 1 | 2374 | O/G Steam |  |  | Texas |  | Fort Bend |  |  | 169 |  | 1958 | [33 empty] | NRG Texas Power LLC | 100 | NRG Texas Power LLC | 100 | Non-regulated | Dropped - Lack of model plants | WAP1
W A Parish | 3470_G_2 | 3470 | G | 2 | 2375 | O/G Steam |  |  | Texas |  | Fort Bend |  |  | 169 |  | 1958 | [33 empty] | NRG Texas Power LLC | 100 | NRG Texas Power LLC | 100 | Non-regulated | Dropped - Lack of model plants | WAP2
W A Parish | 3470_G_3 | 3470 | G | 3 | 2376 | O/G Steam |  |  | Texas |  | Fort Bend |  |  | 273 |  | 1961 | [33 empty] | NRG Texas Power LLC | 100 | NRG Texas Power LLC | 100 | Non-regulated | Dropped - Lack of model plants | WAP3
W A Parish | 3470_G_4 | 3470 | G | 4 | 2377 | O/G Steam |  |  | Texas |  | Fort Bend |  |  | 552 |  | 1968 | [33 empty] | NRG Texas Power LLC | 100 | NRG Texas Power LLC | 100 | Non-regulated | Dropped - Lack of model plants | WAP4
Nichols | 3484_G_2 | 3484 | G | 2 | 2399 | O/G Steam |  |  | Texas |  | Potter |  |  | 106 |  | 1962 | 2027 | [32 empty] | Southwestern Public Service Co | 100 | Southwestern Public Service Co | 100 | Regulated | Dropped - Retired/Planned Retirement by 06/2028 | 142B
Plant X | 3485_G_4 | 3485 | G | 4 | 2404 | O/G Steam |  |  | Texas |  | Lamb |  |  | 190 |  | 1964 | 2027 | [32 empty] | Southwestern Public Service Co | 100 | Southwestern Public Service Co | 100 | Regulated | Dropped - Retired/Planned Retirement by 06/2028 | 114B
Dunlap TP 1 | 3582_G_1 | 3582 | G | 1 | NA | Hydro |  |  | Texas |  | Guadalupe |  |  | 1.8 |  | 1927 | [33 empty] | Guadalupe Blanco River Authority | 100 | Guadalupe Blanco River Authority | 100 | Regulated | Dropped - Lack of model plants
Dunlap TP 1 | 3582_G_2 | 3582 | G | 2 | NA | Hydro |  |  | Texas |  | Guadalupe |  |  | 1.8 |  | 1927 | [33 empty] | Guadalupe Blanco River Authority | 100 | Guadalupe Blanco River Authority | 100 | Regulated | Dropped - Lack of model plants
H 5 | 3584_G_1 | 3584 | G | 1 |  | Hydro |  |  | Texas |  | Gonzales |  |  | 2.4 |  | 1931 | [33 empty] | Guadalupe Blanco River Authority | 100 | Guadalupe Blanco River Authority | 100 | Regulated | Dropped - Units whose status are "OS" or "RE" for the past 3 consecutive years
O W Sommers | 3611_G_1 | 3611 | G | 1 | 2479 | O/G Steam |  |  | Texas |  | Bexar |  |  | 420 |  | 1972 | 2027 | [32 empty] | City of San Antonio - (TX) | 100 | City of San Antonio - (TX) | 100 | Regulated | Dropped - Retired/Planned Retirement by 06/2028 | 1
V H Braunig | 3612_G_1 | 3612 | G | 1 | 2481 | O/G Steam |  |  | Texas |  | Bexar |  |  | 217 |  | 1966 | [33 empty] | City of San Antonio - (TX) | 100 | City of San Antonio - (TX) | 100 | Regulated | Dropped - Lack of model plants | 1
V H Braunig | 3612_G_2 | 3612 | G | 2 | 2482 | O/G Steam |  |  | Texas |  | Bexar |  |  | 230 |  | 1968 | [33 empty] | City of San Antonio - (TX) | 100 | City of San Antonio - (TX) | 100 | Regulated | Dropped - Lack of model plants | 2
V H Braunig | 3612_G_3 | 3612 | G | 3 | 2483 | O/G Steam |  |  | Texas |  | Bexar |  |  | 412 |  | 1970 | [33 empty] | City of San Antonio - (TX) | 100 | City of San Antonio - (TX) | 100 | Regulated | Dropped - Lack of model plants | 3
Reusens | 3779_G_4 | 3779 | G | 4 |  | Hydro |  |  | Virginia |  | Campbell |  |  | 2.5 |  | 1903 | [33 empty] | Eagle Creek Reusens Hydro, LLC | 100 | Eagle Creek Reusens Hydro, LLC | 100 | Non-regulated | Dropped - Units whose status are "OS" or "RE" for the past 3 consecutive years
Chesterfield | 3797_G_5 | 3797 | G | 5 | 2519 | Coal Steam |  |  | Virginia |  | Chesterfield |  |  | 336 |  | 1964 | 2023 | [32 empty] | Virginia Electric & Power Co | 100 | Virginia Electric & Power Co | 100 | Regulated | Dropped - Retired/Planned Retirement by 06/2028 | 5
Chesterfield | 3797_G_6 | 3797 | G | 6 | 2520 | Coal Steam |  |  | Virginia |  | Chesterfield |  |  | 670 |  | 1969 | 2023 | [32 empty] | Virginia Electric & Power Co | 100 | Virginia Electric & Power Co | 100 | Regulated | Dropped - Retired/Planned Retirement by 06/2028 | 6
Yorktown | 3809_G_3 | 3809 | G | 3 | 2532 | O/G Steam |  |  | Virginia |  | York |  |  | 790 |  | 1974 | 2023 | [32 empty] | Virginia Electric & Power Co | 100 | Virginia Electric & Power Co | 100 | Regulated | Dropped - Retired/Planned Retirement by 06/2028 | 3
Philpott Lake | 3834_G_2 | 3834 | G | 2 |  | Hydro |  |  | Virginia |  | Henry |  |  | 10.7 |  | 1953 | [33 empty] | USCE-Wilmington District | 100 | USCE-Wilmington District | 100 | Regulated | Dropped - Units whose status are "OS" or "RE" for the past 3 consecutive years
Transalta Centralia Generation | 3845_G_2 | 3845 | G | 2 | 2534 | Coal Steam |  |  | Washington |  | Lewis |  |  | 670 |  | 1973 | 2025 | [32 empty] | TransAlta Centralia Gen LLC | 100 | TransAlta Centralia Gen LLC | 100 | Non-regulated | Dropped - Retired/Planned Retirement by 06/2028 | BW22
Biron | 3971_G_3 | 3971 | G | 3 | NA | Hydro |  |  | Wisconsin |  | Wood |  |  | 0.4 |  | 1916 | [33 empty] | Consolidated Water Power Co | 100 | Consolidated Water Power Co | 100 | Regulated | Dropped - Lack of model plants
Biron | 3971_G_4 | 3971 | G | 4 | NA | Hydro |  |  | Wisconsin |  | Wood |  |  | 0.4 |  | 1896 | [33 empty] | Consolidated Water Power Co | 100 | Consolidated Water Power Co | 100 | Regulated | Dropped - Lack of model plants
Biron | 3971_G_5 | 3971 | G | 5 |  | Hydro |  |  | Wisconsin |  | Wood |  |  | 0.4 |  | 1896 | [33 empty] | Consolidated Water Power Co | 100 | Consolidated Water Power Co | 100 | Regulated | Dropped - Units whose status are "OS" or "RE" for the past 3 consecutive years
Biron | 3971_G_7 | 3971 | G | 7 | NA | Hydro |  |  | Wisconsin |  | Wood |  |  | 0.4 |  | 1896 | [33 empty] | Consolidated Water Power Co | 100 | Consolidated Water Power Co | 100 | Regulated | Dropped - Lack of model plants
Stevens Point | 3973_G_6 | 3973 | G | 6 | NA | Hydro |  |  | Wisconsin |  | Portage |  |  | 0.8 |  | 1918 | [33 empty] | Consolidated Water Power Co | 100 | Consolidated Water Power Co | 100 | Regulated | Dropped - Lack of model plants
Whiting | 3975_G_1 | 3975 | G | 1 | NA | Hydro |  |  | Wisconsin |  | Portage |  |  | 1.2 |  | 1963 | [33 empty] | Consolidated Water Power Co | 100 | Consolidated Water Power Co | 100 | Regulated | Dropped - Lack of model plants
Whiting | 3975_G_3 | 3975 | G | 3 | NA | Hydro |  |  | Wisconsin |  | Portage |  |  | 0.5 |  | 1891 | [33 empty] | Consolidated Water Power Co | 100 | Consolidated Water Power Co | 100 | Regulated | Dropped - Lack of model plants
White River (WI) | 3989_G_1 | 3989 | G | 1 | NA | Hydro |  |  | Wisconsin |  | Ashland |  |  | 0.2 |  | 1907 | [33 empty] | Northern States Power Co - Minnesota | 100 | Northern States Power Co - Minnesota | 100 | Regulated | Dropped - Lack of model plants
White River (WI) | 3989_G_2 | 3989 | G | 2 | NA | Hydro |  |  | Wisconsin |  | Ashland |  |  | 0.2 |  | 1907 | [33 empty] | Northern States Power Co - Minnesota | 100 | Northern States Power Co - Minnesota | 100 | Regulated | Dropped - Lack of model plants
St Croix Falls | 4011_G_1 | 4011 | G | 1 |  | Hydro |  |  | Wisconsin |  | Polk |  |  | 1.8 |  | 1917 | 2027 | [32 empty] | Northern States Power Co - Minnesota | 100 | Northern States Power Co - Minnesota | 100 | Regulated | Dropped - Retired/Planned Retirement by 06/2028
St Croix Falls | 4011_G_2 | 4011 | G | 2 |  | Hydro |  |  | Wisconsin |  | Polk |  |  | 1.8 |  | 1917 | 2027 | [32 empty] | Northern States Power Co - Minnesota | 100 | Northern States Power Co - Minnesota | 100 | Regulated | Dropped - Retired/Planned Retirement by 06/2028
St Croix Falls | 4011_G_3 | 4011 | G | 3 |  | Hydro |  |  | Wisconsin |  | Polk |  |  | 1.9 |  | 1917 | 2027 | [32 empty] | Northern States Power Co - Minnesota | 100 | Northern States Power Co - Minnesota | 100 | Regulated | Dropped - Retired/Planned Retirement by 06/2028
St Croix Falls | 4011_G_4 | 4011 | G | 4 |  | Hydro |  |  | Wisconsin |  | Polk |  |  | 1.9 |  | 1917 | 2027 | [32 empty] | Northern States Power Co - Minnesota | 100 | Northern States Power Co - Minnesota | 100 | Regulated | Dropped - Retired/Planned Retirement by 06/2028
St Croix Falls | 4011_G_5 | 4011 | G | 5 |  | Hydro |  |  | Wisconsin |  | Polk |  |  | 2 |  | 1910 | 2027 | [32 empty] | Northern States Power Co - Minnesota | 100 | Northern States Power Co - Minnesota | 100 | Regulated | Dropped - Retired/Planned Retirement by 06/2028
St Croix Falls | 4011_G_6 | 4011 | G | 6 |  | Hydro |  |  | Wisconsin |  | Polk |  |  | 1.9 |  | 1910 | 2027 | [32 empty] | Northern States Power Co - Minnesota | 100 | Northern States Power Co - Minnesota | 100 | Regulated | Dropped - Retired/Planned Retirement by 06/2028
St Croix Falls | 4011_G_7 | 4011 | G | 7 |  | Hydro |  |  | Wisconsin |  | Polk |  |  | 2 |  | 1923 | 2027 | [32 empty] | Northern States Power Co - Minnesota | 100 | Northern States Power Co - Minnesota | 100 | Regulated | Dropped - Retired/Planned Retirement by 06/2028
St Croix Falls | 4011_G_8 | 4011 | G | 8 |  | Hydro |  |  | Wisconsin |  | Polk |  |  | 1.9 |  | 1923 | 2027 | [32 empty] | Northern States Power Co - Minnesota | 100 | Northern States Power Co - Minnesota | 100 | Regulated | Dropped - Retired/Planned Retirement by 06/2028
Trego | 4012_G_1 | 4012 | G | 1 | NA | Hydro |  |  | Wisconsin |  | Washburn |  |  | 0.4 |  | 1927 | [33 empty] | Northern States Power Co - Minnesota | 100 | Northern States Power Co - Minnesota | 100 | Regulated | Dropped - Lack of model plants
Trego | 4012_G_2 | 4012 | G | 2 | NA | Hydro |  |  | Wisconsin |  | Washburn |  |  | 0.3 |  | 1927 | [33 empty] | Northern States Power Co - Minnesota | 100 | Northern States Power Co - Minnesota | 100 | Regulated | Dropped - Lack of model plants
Wheaton | 4014_G_1 | 4014 | G | 1 | 89998 | Combustion Turbine |  |  | Wisconsin |  | Chippewa |  |  | 44 |  | 1973 | 2025 | [32 empty] | Northern States Power Co - Minnesota | 100 | Northern States Power Co - Minnesota | 100 | Regulated | Dropped - Retired/Planned Retirement by 06/2028
Wheaton | 4014_G_2 | 4014 | G | 2 | 89999 | Combustion Turbine |  |  | Wisconsin |  | Chippewa |  |  | 51 |  | 1973 | 2025 | [32 empty] | Northern States Power Co - Minnesota | 100 | Northern States Power Co - Minnesota | 100 | Regulated | Dropped - Retired/Planned Retirement by 06/2028
Wheaton | 4014_G_3 | 4014 | G | 3 | 90000 | Combustion Turbine |  |  | Wisconsin |  | Chippewa |  |  | 44 |  | 1973 | 2025 | [32 empty] | Northern States Power Co - Minnesota | 100 | Northern States Power Co - Minnesota | 100 | Regulated | Dropped - Retired/Planned Retirement by 06/2028
Wheaton | 4014_G_4 | 4014 | G | 4 | 90001 | Combustion Turbine |  |  | Wisconsin |  | Chippewa |  |  | 47 |  | 1973 | 2025 | [32 empty] | Northern States Power Co - Minnesota | 100 | Northern States Power Co - Minnesota | 100 | Regulated | Dropped - Retired/Planned Retirement by 06/2028
Wheaton | 4014_G_6 | 4014 | G | 6 | 90003 | Combustion Turbine |  |  | Wisconsin |  | Chippewa |  |  | 48 |  | 1973 | 2024 | [32 empty] | Northern States Power Co - Minnesota | 100 | Northern States Power Co - Minnesota | 100 | Regulated | Dropped - Retired/Planned Retirement by 06/2028
South Oak Creek | 4041_G_5 | 4041 | G | 5 | 2590 | Coal Steam |  |  | Wisconsin |  | Milwaukee |  |  | 242.2 |  | 1959 | 2024 | [32 empty] | Wisconsin Electric Power Co | 100 | Wisconsin Electric Power Co | 100 | Regulated | Dropped - Retired/Planned Retirement by 06/2028 | 5
South Oak Creek | 4041_G_6 | 4041 | G | 6 | 2591 | Coal Steam |  |  | Wisconsin |  | Milwaukee |  |  | 253.8 |  | 1961 | 2024 | [32 empty] | Wisconsin Electric Power Co | 100 | Wisconsin Electric Power Co | 100 | Regulated | Dropped - Retired/Planned Retirement by 06/2028 | 6
South Oak Creek | 4041_G_7 | 4041 | G | 7 | 2592 | Coal Steam |  |  | Wisconsin |  | Milwaukee |  |  | 306.5 |  | 1965 | 2025 | [32 empty] | Wisconsin Electric Power Co | 100 | Wisconsin Electric Power Co | 100 | Regulated | Dropped - Retired/Planned Retirement by 06/2028 | 7
South Oak Creek | 4041_G_8 | 4041 | G | 8 | 2593 | Coal Steam |  |  | Wisconsin |  | Milwaukee |  |  | 309.5 |  | 1967 | 2025 | [32 empty] | Wisconsin Electric Power Co | 100 | Wisconsin Electric Power Co | 100 | Regulated | Dropped - Retired/Planned Retirement by 06/2028 | 8
Edgewater | 4050_G_5 | 4050 | G | 5 | 2600 | Coal Steam |  |  | Wisconsin |  | Sheboygan |  |  | 416.8 |  | 1985 | [33 empty] | Wisconsin Power & Light Co | 100 | Wisconsin Power & Light Co | 100 | Regulated | Dropped - Lack of model plants
West Marinette | 4076_G_31 | 4076 | G | 31 | 89871 | Combustion Turbine |  |  | Wisconsin |  | Marinette |  |  | 38.1 |  | 1971 | [33 empty] | Wisconsin Public Service Corp | 100 | Wisconsin Public Service Corp | 100 | Regulated | Dropped - Lack of model plants
West Marinette | 4076_G_32 | 4076 | G | 32 | 89873 | Combustion Turbine |  |  | Wisconsin |  | Marinette |  |  | 36.7 |  | 1973 | [33 empty] | Wisconsin Public Service Corp | 100 | Wisconsin Public Service Corp | 100 | Regulated | Dropped - Lack of model plants
Weston | 4078_G_31 | 4078 | G | 31 |  | Combustion Turbine |  |  | Wisconsin |  | Marathon |  |  | 16.1 |  | 1969 | 2023 | [32 empty] | Wisconsin Public Service Corp | 100 | Wisconsin Public Service Corp | 100 | Regulated | Dropped - Retired/Planned Retirement by 06/2028
Weston | 4078_G_32 | 4078 | G | 32 |  | Combustion Turbine |  |  | Wisconsin |  | Marathon |  |  | 46.5 |  | 1973 | 2023 | [32 empty] | Wisconsin Public Service Corp | 100 | Wisconsin Public Service Corp | 100 | Regulated | Dropped - Retired/Planned Retirement by 06/2028
Barron | 4102_G_7 | 4102 | G | 7 |  | Combustion Turbine |  |  | Wisconsin |  | Barron |  |  | 0.6 |  | 1944 | 2024 | [32 empty] | City of Barron - (WI) | 100 | City of Barron - (WI) | 100 | Regulated | Dropped - Retired/Planned Retirement by 06/2028
Dave Johnston | 4158_G_3 | 4158 | G | 3 | 2635 | Coal Steam |  |  | Wyoming |  | Converse |  |  | 220 |  | 1964 | 2027 | [32 empty] | PacifiCorp | 100 | PacifiCorp | 100 | Regulated | Dropped - Retired/Planned Retirement by 06/2028 | BW43
Naughton | 4162_G_1 | 4162 | G | 1 | 2637 | Coal Steam |  |  | Wyoming |  | Lincoln |  |  | 156 |  | 1963 | [33 empty] | PacifiCorp | 100 | PacifiCorp | 100 | Regulated | Dropped - Lack of model plants | 1
Naughton | 4162_G_2 | 4162 | G | 2 | 2638 | Coal Steam |  |  | Wyoming |  | Lincoln |  |  | 201 |  | 1968 | [33 empty] | PacifiCorp | 100 | PacifiCorp | 100 | Regulated | Dropped - Lack of model plants | 2
Pleasants Power Station | 6004_G_1 | 6004 | G | 1 | 2673 | Coal Steam |  |  | West Virginia |  | Pleasants |  |  | 639 |  | 1979 | [33 empty] | Omnis Pleasants, LLC | 100 | Omnis Pleasants, LLC | 100 | Non-regulated | Dropped - Lack of model plants | 1
Pleasants Power Station | 6004_G_2 | 6004 | G | 2 | 2674 | Coal Steam |  |  | West Virginia |  | Pleasants |  |  | 639 |  | 1980 | [33 empty] | Omnis Pleasants, LLC | 100 | Omnis Pleasants, LLC | 100 | Non-regulated | Dropped - Lack of model plants | 2
Newton | 6017_G_1 | 6017 | G | 1 | 2680 | Coal Steam |  |  | Illinois |  | Jasper |  |  | 595 |  | 1977 | 2027 | [32 empty] | Illinois Power Generating Co | 100 | Illinois Power Generating Co | 100 | Non-regulated | Dropped - Retired/Planned Retirement by 06/2028 | 1
Craig (CO) | 6021_G_1 | 6021 | G | 1 | 2684 | Coal Steam |  |  | Colorado |  | Moffat |  |  | 427 |  | 1980 | 2025 | [32 empty] | Salt River Project | 29 | Salt River Project | 29 | Regulated | Dropped - Retired/Planned Retirement by 06/2028 | C1
Kahului | 6056_G_1 | 6056 | G | 1 |  | O/G Steam |  |  | Hawaii |  | Maui |  |  | 4.7 |  | 1948 | [33 empty] | Maui Electric Co Ltd | 100 | Maui Electric Co Ltd | 100 | Regulated | Dropped - in Alaska or in Hawaii or Puerto Rico | K1
Kahului | 6056_G_2 | 6056 | G | 2 |  | O/G Steam |  |  | Hawaii |  | Maui |  |  | 4.8 |  | 1949 | [33 empty] | Maui Electric Co Ltd | 100 | Maui Electric Co Ltd | 100 | Regulated | Dropped - in Alaska or in Hawaii or Puerto Rico | K2
Kahului | 6056_G_3 | 6056 | G | 3 |  | O/G Steam |  |  | Hawaii |  | Maui |  |  | 11 |  | 1954 | [33 empty] | Maui Electric Co Ltd | 100 | Maui Electric Co Ltd | 100 | Regulated | Dropped - in Alaska or in Hawaii or Puerto Rico | K3
Kahului | 6056_G_4 | 6056 | G | 4 |  | O/G Steam |  |  | Hawaii |  | Maui |  |  | 11.9 |  | 1966 | [33 empty] | Maui Electric Co Ltd | 100 | Maui Electric Co Ltd | 100 | Regulated | Dropped - in Alaska or in Hawaii or Puerto Rico | K4
Victor J Daniel Jr | 6073_G_1 | 6073 | G | 1 | 2744 | Coal Steam |  |  | Mississippi |  | Jackson |  |  | 502 |  | 1977 | 2027 | [32 empty] | Gulf Power Co | 50 | Gulf Power Co | 50 | Regulated | Dropped - Retired/Planned Retirement by 06/2028 | 1
Victor J Daniel Jr | 6073_G_2 | 6073 | G | 2 | 2745 | Coal Steam |  |  | Mississippi |  | Jackson |  |  | 502 |  | 1981 | 2027 | [32 empty] | Gulf Power Co | 50 | Gulf Power Co | 50 | Regulated | Dropped - Retired/Planned Retirement by 06/2028 | 2
R M Schahfer | 6085_G_17 | 6085 | G | 17 | 2764 | Coal Steam |  |  | Indiana |  | Jasper |  |  | 361 |  | 1983 | 2025 | [32 empty] | Northern Indiana Pub Serv Co | 100 | Northern Indiana Pub Serv Co | 100 | Regulated | Dropped - Retired/Planned Retirement by 06/2028 | 17
R M Schahfer | 6085_G_18 | 6085 | G | 18 | 2765 | Coal Steam |  |  | Indiana |  | Jasper |  |  | 361 |  | 1986 | 2025 | [32 empty] | Northern Indiana Pub Serv Co | 100 | Northern Indiana Pub Serv Co | 100 | Regulated | Dropped - Retired/Planned Retirement by 06/2028 | 18
Sherburne County | 6090_G_1 | 6090 | G | 1 | 2767 | Coal Steam |  |  | Minnesota |  | Sherburne |  |  | 680 |  | 1976 | 2026 | [32 empty] | Northern States Power Co - Minnesota | 100 | Northern States Power Co - Minnesota | 100 | Regulated | Dropped - Retired/Planned Retirement by 06/2028 | 1
Sherburne County | 6090_G_2 | 6090 | G | 2 | 2768 | Coal Steam |  |  | Minnesota |  | Sherburne |  |  | 682 |  | 1977 | 2023 | [32 empty] | Northern States Power Co - Minnesota | 100 | Northern States Power Co - Minnesota | 100 | Regulated | Dropped - Retired/Planned Retirement by 06/2028 | 2
Helms Pumped Storage | 6100_G_1 | 6100 | G | 1 | NA | Pumped Storage |  |  | California |  | Fresno |  |  | 404 |  | 1984 | [33 empty] | Pacific Gas & Electric Co. | 100 | Pacific Gas & Electric Co. | 100 | Regulated | Dropped - Lack of model plants
A B Brown | 6137_G_1 | 6137 | G | 1 | 2797 | Coal Steam |  |  | Indiana |  | Posey |  |  | 245 |  | 1979 | 2023 | [32 empty] | Southern Indiana Gas & Elec Co | 100 | Southern Indiana Gas & Elec Co | 100 | Regulated | Dropped - Retired/Planned Retirement by 06/2028 | 1
A B Brown | 6137_G_2 | 6137 | G | 2 | 2798 | Coal Steam |  |  | Indiana |  | Posey |  |  | 240 |  | 1986 | 2023 | [32 empty] | Southern Indiana Gas & Elec Co | 100 | Southern Indiana Gas & Elec Co | 100 | Regulated | Dropped - Retired/Planned Retirement by 06/2028 | 2
Welsh | 6139_G_1 | 6139 | G | 1 | 2801 | Coal Steam |  |  | Texas |  | Titus |  |  | 500 |  | 1977 | [33 empty] | Southwestern Electric Power Co | 100 | Southwestern Electric Power Co | 100 | Regulated | Dropped - Lack of model plants | 1
Welsh | 6139_G_3 | 6139 | G | 3 | 2803 | Coal Steam |  |  | Texas |  | Titus |  |  | 500 |  | 1982 | [33 empty] | Southwestern Electric Power Co | 100 | Southwestern Electric Power Co | 100 | Regulated | Dropped - Lack of model plants | 3
Ozark | 6142_G_4 | 6142 | G | 4 | NA | Hydro |  |  | Arkansas |  | Franklin |  |  | 23 |  | 1973 | [33 empty] | USCE-Little Rock District | 100 | USCE-Little Rock District | 100 | Regulated | Dropped - Lack of model plants
Bellefonte | 6150_G_DG-1 | 6150 | G | DG-1 |  | Combustion Turbine |  |  | Alabama |  | Jackson |  |  | 7 |  | 1998 | [33 empty] | Tennessee Valley Authority | 100 | Tennessee Valley Authority | 100 | Regulated | Dropped - Units whose status are "OS" or "RE" for the past 3 consecutive years
Bellefonte | 6150_G_DG-2 | 6150 | G | DG-2 |  | Combustion Turbine |  |  | Alabama |  | Jackson |  |  | 7 |  | 1998 | [33 empty] | Tennessee Valley Authority | 100 | Tennessee Valley Authority | 100 | Regulated | Dropped - Units whose status are "OS" or "RE" for the past 3 consecutive years
Coleto Creek | 6178_G_1 | 6178 | G | 1 | 2826 | Coal Steam |  |  | Texas |  | Goliad |  |  | 655 |  | 1980 | [33 empty] | Luminant Generation Company LLC | 100 | Luminant Generation Company LLC | 100 | Non-regulated | Dropped - Lack of model plants | 1
J T Deely | 6181_G_1 | 6181 | G | 1 |  | Coal Steam |  |  | Texas |  | Bexar |  |  | 420 |  | 1977 | 2023 | [32 empty] | City of San Antonio - (TX) | 100 | City of San Antonio - (TX) | 100 | Regulated | Dropped - Retired/Planned Retirement by 06/2028 | 1
J T Deely | 6181_G_2 | 6181 | G | 2 |  | Coal Steam |  |  | Texas |  | Bexar |  |  | 420 |  | 1978 | 2023 | [32 empty] | City of San Antonio - (TX) | 100 | City of San Antonio - (TX) | 100 | Regulated | Dropped - Retired/Planned Retirement by 06/2028 | 2
Rock Island | 6200_G_B-1 | 6200 | G | B-1 |  | Hydro |  |  | Washington |  | Chelan |  |  | 15 |  | 1931 | [33 empty] | PUD No 1 of Chelan County | 100 | PUD No 1 of Chelan County | 100 | Regulated | Dropped - Units whose status are "OS" or "RE" for the past 3 consecutive years
Rock Island | 6200_G_B-2 | 6200 | G | B-2 |  | Hydro |  |  | Washington |  | Chelan |  |  | 15 |  | 1931 | [33 empty] | PUD No 1 of Chelan County | 100 | PUD No 1 of Chelan County | 100 | Regulated | Dropped - Units whose status are "OS" or "RE" for the past 3 consecutive years
Apple River | 6231_G_1 | 6231 | G | 1 | NA | Hydro |  |  | Wisconsin |  | St Croix |  |  | 0.4 |  | 1901 | [33 empty] | Northern States Power Co - Minnesota | 100 | Northern States Power Co - Minnesota | 100 | Regulated | Dropped - Lack of model plants
Apple River | 6231_G_3 | 6231 | G | 3 | NA | Hydro |  |  | Wisconsin |  | St Croix |  |  | 0.5 |  | 1901 | [33 empty] | Northern States Power Co - Minnesota | 100 | Northern States Power Co - Minnesota | 100 | Regulated | Dropped - Lack of model plants
Apple River | 6231_G_4 | 6231 | G | 4 | NA | Hydro |  |  | Wisconsin |  | St Croix |  |  | 0.5 |  | 1901 | [33 empty] | Northern States Power Co - Minnesota | 100 | Northern States Power Co - Minnesota | 100 | Regulated | Dropped - Lack of model plants
Swift 2 | 6265_G_21 | 6265 | G | 21 |  | Hydro |  |  | Washington |  | Cowlitz |  |  | 34 |  | 1959 | [33 empty] | PUD No 1 of Cowlitz County | 100 | PUD No 1 of Cowlitz County | 100 | Regulated | Dropped - Units whose status are "OS" or "RE" for the past 3 consecutive years
Swift 2 | 6265_G_22 | 6265 | G | 22 |  | Hydro |  |  | Washington |  | Cowlitz |  |  | 31 |  | 1958 | [33 empty] | PUD No 1 of Cowlitz County | 100 | PUD No 1 of Cowlitz County | 100 | Regulated | Dropped - Units whose status are "OS" or "RE" for the past 3 consecutive years
Kodiak Microgrid | 6281_G_1 | 6281 | G | 1 |  | Combustion Turbine |  |  | Alaska |  | Kodiak Island |  |  | 2.5 |  | 1976 | [33 empty] | Kodiak Electric Assn Inc | 100 | Kodiak Electric Assn Inc | 100 | Regulated | Dropped - in Alaska or in Hawaii or Puerto Rico
Kodiak Microgrid | 6281_G_2c | 6281 | G | 2c |  | Combustion Turbine |  |  | Alaska |  | Kodiak Island |  |  | 4.4 |  | 2005 | [33 empty] | Kodiak Electric Assn Inc | 100 | Kodiak Electric Assn Inc | 100 | Regulated | Dropped - in Alaska or in Hawaii or Puerto Rico
Kodiak Microgrid | 6281_G_3c | 6281 | G | 3c |  | Combustion Turbine |  |  | Alaska |  | Kodiak Island |  |  | 4.4 |  | 2005 | [33 empty] | Kodiak Electric Assn Inc | 100 | Kodiak Electric Assn Inc | 100 | Regulated | Dropped - in Alaska or in Hawaii or Puerto Rico
Kodiak Microgrid | 6281_G_4 | 6281 | G | 4 |  | Combustion Turbine |  |  | Alaska |  | Kodiak Island |  |  | 7 |  | 1981 | [33 empty] | Kodiak Electric Assn Inc | 100 | Kodiak Electric Assn Inc | 100 | Regulated | Dropped - in Alaska or in Hawaii or Puerto Rico
Port Lions Microgrid | 6282_G_5 | 6282 | G | 5 |  | Combustion Turbine |  |  | Alaska |  | Kodiak Island |  |  | 0.5 |  | 2017 | [33 empty] | Kodiak Electric Assn Inc | 100 | Kodiak Electric Assn Inc | 100 | Regulated | Dropped - in Alaska or in Hawaii or Puerto Rico
Seldovia | 6283_G_5 | 6283 | G | 5 |  | Combustion Turbine |  |  | Alaska |  | Kenai Peninsula |  |  | 1.2 |  | 2004 | [33 empty] | Homer Electric Assn Inc | 100 | Homer Electric Assn Inc | 100 | Regulated | Dropped - in Alaska or in Hawaii or Puerto Rico
Seldovia | 6283_G_7 | 6283 | G | 7 |  | Combustion Turbine |  |  | Alaska |  | Kenai Peninsula |  |  | 1 |  | 2017 | [33 empty] | Homer Electric Assn Inc | 100 | Homer Electric Assn Inc | 100 | Regulated | Dropped - in Alaska or in Hawaii or Puerto Rico
North Pole | 6285_G_1 | 6285 | G | 1 |  | Combustion Turbine |  |  | Alaska |  | Fairbanks North Star |  |  | 44 |  | 1976 | [33 empty] | Golden Valley Elec Assn Inc | 100 | Golden Valley Elec Assn Inc | 100 | Regulated | Dropped - in Alaska or in Hawaii or Puerto Rico
North Pole | 6285_G_2 | 6285 | G | 2 |  | Combustion Turbine |  |  | Alaska |  | Fairbanks North Star |  |  | 50 |  | 1977 | [33 empty] | Golden Valley Elec Assn Inc | 100 | Golden Valley Elec Assn Inc | 100 | Regulated | Dropped - in Alaska or in Hawaii or Puerto Rico
North Pole | 6285_G_GT3 | 6285 | G | GT3 |  | Fossil Waste |  |  | Alaska |  | Fairbanks North Star |  |  | 41 |  | 2007 | [33 empty] | Golden Valley Elec Assn Inc | 100 | Golden Valley Elec Assn Inc | 100 | Regulated | Dropped - in Alaska or in Hawaii or Puerto Rico
North Pole | 6285_G_STG1 | 6285 | G | STG1 |  | Fossil Waste |  |  | Alaska |  | Fairbanks North Star |  |  | 10 |  | 2007 | [33 empty] | Golden Valley Elec Assn Inc | 100 | Golden Valley Elec Assn Inc | 100 | Regulated | Dropped - in Alaska or in Hawaii or Puerto Rico | HRSG1
Fairbanks | 6286_G_5 | 6286 | G | 5 |  | Combustion Turbine |  |  | Alaska |  | Fairbanks North Star |  |  | 2.8 |  | 1970 | [33 empty] | Golden Valley Elec Assn Inc | 100 | Golden Valley Elec Assn Inc | 100 | Regulated | Dropped - in Alaska or in Hawaii or Puerto Rico
Fairbanks | 6286_G_6 | 6286 | G | 6 |  | Combustion Turbine |  |  | Alaska |  | Fairbanks North Star |  |  | 2.8 |  | 1970 | [33 empty] | Golden Valley Elec Assn Inc | 100 | Golden Valley Elec Assn Inc | 100 | Regulated | Dropped - in Alaska or in Hawaii or Puerto Rico
Fairbanks | 6286_G_GT1 | 6286 | G | GT1 |  | Combustion Turbine |  |  | Alaska |  | Fairbanks North Star |  |  | 15.5 |  | 1971 | [33 empty] | Golden Valley Elec Assn Inc | 100 | Golden Valley Elec Assn Inc | 100 | Regulated | Dropped - in Alaska or in Hawaii or Puerto Rico
Fairbanks | 6286_G_GT2 | 6286 | G | GT2 |  | Combustion Turbine |  |  | Alaska |  | Fairbanks North Star |  |  | 15 |  | 1972 | [33 empty] | Golden Valley Elec Assn Inc | 100 | Golden Valley Elec Assn Inc | 100 | Regulated | Dropped - in Alaska or in Hawaii or Puerto Rico
Healy | 6288_G_1 | 6288 | G | 1 |  | Coal Steam |  |  | Alaska |  | Denali |  |  | 25 |  | 1967 | [33 empty] | Golden Valley Elec Assn Inc | 100 | Golden Valley Elec Assn Inc | 100 | Regulated | Dropped - in Alaska or in Hawaii or Puerto Rico | 1
Healy | 6288_G_2 | 6288 | G | 2 |  | Coal Steam |  |  | Alaska |  | Denali |  |  | 50 |  | 1998 | [33 empty] | Golden Valley Elec Assn Inc | 100 | Golden Valley Elec Assn Inc | 100 | Regulated | Dropped - in Alaska or in Hawaii or Puerto Rico | 2
Healy | 6288_G_IC1 | 6288 | G | IC1 |  | Combustion Turbine |  |  | Alaska |  | Denali |  |  | 2.8 |  | 1967 | [33 empty] | Golden Valley Elec Assn Inc | 100 | Golden Valley Elec Assn Inc | 100 | Regulated | Dropped - in Alaska or in Hawaii or Puerto Rico
Cooper Lake | 6291_G_1 | 6291 | G | 1 |  | Hydro |  |  | Alaska |  | Kenai Peninsula |  |  | 9.7 |  | 1961 | [33 empty] | Chugach Electric Assn Inc | 100 | Chugach Electric Assn Inc | 100 | Regulated | Dropped - in Alaska or in Hawaii or Puerto Rico
Cooper Lake | 6291_G_2 | 6291 | G | 2 |  | Hydro |  |  | Alaska |  | Kenai Peninsula |  |  | 9.7 |  | 1961 | [33 empty] | Chugach Electric Assn Inc | 100 | Chugach Electric Assn Inc | 100 | Regulated | Dropped - in Alaska or in Hawaii or Puerto Rico
Bernice Lake | 6292_G_2 | 6292 | G | 2 |  | Combustion Turbine |  |  | Alaska |  | Kenai Peninsula |  |  | 17 |  | 1971 | [33 empty] | Homer Electric Assn Inc | 100 | Homer Electric Assn Inc | 100 | Regulated | Dropped - in Alaska or in Hawaii or Puerto Rico
Bernice Lake | 6292_G_3 | 6292 | G | 3 |  | Combustion Turbine |  |  | Alaska |  | Kenai Peninsula |  |  | 22.9 |  | 1978 | [33 empty] | Homer Electric Assn Inc | 100 | Homer Electric Assn Inc | 100 | Regulated | Dropped - in Alaska or in Hawaii or Puerto Rico
Bernice Lake | 6292_G_4 | 6292 | G | 4 |  | Combustion Turbine |  |  | Alaska |  | Kenai Peninsula |  |  | 22.5 |  | 1981 | [33 empty] | Homer Electric Assn Inc | 100 | Homer Electric Assn Inc | 100 | Regulated | Dropped - in Alaska or in Hawaii or Puerto Rico
International | 6293_G_1 | 6293 | G | 1 |  | Combustion Turbine |  |  | Alaska |  | Anchorage |  |  | 12.6 |  | 1964 | [33 empty] | Chugach Electric Assn Inc | 100 | Chugach Electric Assn Inc | 100 | Regulated | Dropped - in Alaska or in Hawaii or Puerto Rico
Unalakleet | 6299_G_5 | 6299 | G | 5 |  | Combustion Turbine |  |  | Alaska |  | Nome |  |  | 0.4 |  | 2010 | [33 empty] | Unalakleet Valley Elec Coop | 100 | Unalakleet Valley Elec Coop | 100 | Regulated | Dropped - in Alaska or in Hawaii or Puerto Rico
Unalakleet | 6299_G_6 | 6299 | G | 6 |  | Combustion Turbine |  |  | Alaska |  | Nome |  |  | 0.4 |  | 2010 | [33 empty] | Unalakleet Valley Elec Coop | 100 | Unalakleet Valley Elec Coop | 100 | Regulated | Dropped - in Alaska or in Hawaii or Puerto Rico
Unalakleet | 6299_G_7 | 6299 | G | 7 |  | Combustion Turbine |  |  | Alaska |  | Nome |  |  | 0.4 |  | 2010 | [33 empty] | Unalakleet Valley Elec Coop | 100 | Unalakleet Valley Elec Coop | 100 | Regulated | Dropped - in Alaska or in Hawaii or Puerto Rico
Unalakleet | 6299_G_8 | 6299 | G | 8 |  | Combustion Turbine |  |  | Alaska |  | Nome |  |  | 0.4 |  | 2010 | [33 empty] | Unalakleet Valley Elec Coop | 100 | Unalakleet Valley Elec Coop | 100 | Regulated | Dropped - in Alaska or in Hawaii or Puerto Rico
Naknek | 6301_G_4A | 6301 | G | 4A |  | Combustion Turbine |  |  | Alaska |  | Bristol Bay |  |  | 1.3 |  | 1999 | [33 empty] | Naknek Electric Assn, Inc | 100 | Naknek Electric Assn, Inc | 100 | Regulated | Dropped - in Alaska or in Hawaii or Puerto Rico
Naknek | 6301_G_5A | 6301 | G | 5A |  | Combustion Turbine |  |  | Alaska |  | Bristol Bay |  |  | 1 |  | 2005 | [33 empty] | Naknek Electric Assn, Inc | 100 | Naknek Electric Assn, Inc | 100 | Regulated | Dropped - in Alaska or in Hawaii or Puerto Rico
Naknek | 6301_G_6A | 6301 | G | 6A |  | Combustion Turbine |  |  | Alaska |  | Bristol Bay |  |  | 1 |  | 2006 | [33 empty] | Naknek Electric Assn, Inc | 100 | Naknek Electric Assn, Inc | 100 | Regulated | Dropped - in Alaska or in Hawaii or Puerto Rico
Naknek | 6301_G_7A | 6301 | G | 7A |  | Combustion Turbine |  |  | Alaska |  | Bristol Bay |  |  | 1 |  | 2006 | [33 empty] | Naknek Electric Assn, Inc | 100 | Naknek Electric Assn, Inc | 100 | Regulated | Dropped - in Alaska or in Hawaii or Puerto Rico
Naknek | 6301_G_8 | 6301 | G | 8 |  | Combustion Turbine |  |  | Alaska |  | Bristol Bay |  |  | 1 |  | 1977 | [33 empty] | Naknek Electric Assn, Inc | 100 | Naknek Electric Assn, Inc | 100 | Regulated | Dropped - in Alaska or in Hawaii or Puerto Rico
Naknek | 6301_G_NA1 | 6301 | G | NA1 |  | Combustion Turbine |  |  | Alaska |  | Bristol Bay |  |  | 1.1 |  | 1988 | [33 empty] | Naknek Electric Assn, Inc | 100 | Naknek Electric Assn, Inc | 100 | Regulated | Dropped - in Alaska or in Hawaii or Puerto Rico
Naknek | 6301_G_NA2 | 6301 | G | NA2 |  | Combustion Turbine |  |  | Alaska |  | Bristol Bay |  |  | 1.1 |  | 1988 | [33 empty] | Naknek Electric Assn, Inc | 100 | Naknek Electric Assn, Inc | 100 | Regulated | Dropped - in Alaska or in Hawaii or Puerto Rico
Naknek | 6301_G_NA3 | 6301 | G | NA3 |  | Combustion Turbine |  |  | Alaska |  | Bristol Bay |  |  | 0.8 |  | 1991 | [33 empty] | Naknek Electric Assn, Inc | 100 | Naknek Electric Assn, Inc | 100 | Regulated | Dropped - in Alaska or in Hawaii or Puerto Rico
Naknek | 6301_G_NA4 | 6301 | G | NA4 |  | Combustion Turbine |  |  | Alaska |  | Bristol Bay |  |  | 0.8 |  | 1992 | [33 empty] | Naknek Electric Assn, Inc | 100 | Naknek Electric Assn, Inc | 100 | Regulated | Dropped - in Alaska or in Hawaii or Puerto Rico
Naknek | 6301_G_NA5 | 6301 | G | NA5 |  | Combustion Turbine |  |  | Alaska |  | Bristol Bay |  |  | 0.8 |  | 1993 | [33 empty] | Naknek Electric Assn, Inc | 100 | Naknek Electric Assn, Inc | 100 | Regulated | Dropped - in Alaska or in Hawaii or Puerto Rico
Naknek | 6301_G_NA6 | 6301 | G | NA6 |  | Combustion Turbine |  |  | Alaska |  | Bristol Bay |  |  | 3 |  | 2019 | [33 empty] | Naknek Electric Assn, Inc | 100 | Naknek Electric Assn, Inc | 100 | Regulated | Dropped - in Alaska or in Hawaii or Puerto Rico
Naknek | 6301_G_NA7 | 6301 | G | NA7 |  | Combustion Turbine |  |  | Alaska |  | Bristol Bay |  |  | 3 |  | 2019 | [33 empty] | Naknek Electric Assn, Inc | 100 | Naknek Electric Assn, Inc | 100 | Regulated | Dropped - in Alaska or in Hawaii or Puerto Rico
Purple Lake | 6302_G_1 | 6302 | G | 1 |  | Hydro |  |  | Alaska |  | Prince of Wales Ketchikan |  |  | 1.3 |  | 1956 | [33 empty] | Metlakatla Power & Light | 100 | Metlakatla Power & Light | 100 | Regulated | Dropped - in Alaska or in Hawaii or Puerto Rico
Purple Lake | 6302_G_2 | 6302 | G | 2 |  | Hydro |  |  | Alaska |  | Prince of Wales Ketchikan |  |  | 1.3 |  | 1956 | [33 empty] | Metlakatla Power & Light | 100 | Metlakatla Power & Light | 100 | Regulated | Dropped - in Alaska or in Hawaii or Puerto Rico
Purple Lake | 6302_G_3 | 6302 | G | 3 |  | Hydro |  |  | Alaska |  | Prince of Wales Ketchikan |  |  | 1.3 |  | 1962 | [33 empty] | Metlakatla Power & Light | 100 | Metlakatla Power & Light | 100 | Regulated | Dropped - in Alaska or in Hawaii or Puerto Rico
Kotzebue Hybrid | 6304_G_10 | 6304 | G | 10 |  | Combustion Turbine |  |  | Alaska |  | NORTHWEST ARCTIC |  |  | 3 |  | 1992 | [33 empty] | Kotzebue Electric Assn Inc | 100 | Kotzebue Electric Assn Inc | 100 | Regulated | Dropped - in Alaska or in Hawaii or Puerto Rico
Kotzebue Hybrid | 6304_G_11wt | 6304 | G | 11wt |  | Onshore Wind |  |  | Alaska |  | NORTHWEST ARCTIC |  |  | 0.1 |  | 2005 | [33 empty] | Kotzebue Electric Assn Inc | 100 | Kotzebue Electric Assn Inc | 100 | Regulated | Dropped - in Alaska or in Hawaii or Puerto Rico
Kotzebue Hybrid | 6304_G_13WT | 6304 | G | 13WT |  | Onshore Wind |  |  | Alaska |  | NORTHWEST ARCTIC |  |  | 0.1 |  | 2006 | [33 empty] | Kotzebue Electric Assn Inc | 100 | Kotzebue Electric Assn Inc | 100 | Regulated | Dropped - in Alaska or in Hawaii or Puerto Rico
Kotzebue Hybrid | 6304_G_14 | 6304 | G | 14 |  | Combustion Turbine |  |  | Alaska |  | NORTHWEST ARCTIC |  |  | 2.8 |  | 1994 | [33 empty] | Kotzebue Electric Assn Inc | 100 | Kotzebue Electric Assn Inc | 100 | Regulated | Dropped - in Alaska or in Hawaii or Puerto Rico
Kotzebue Hybrid | 6304_G_14wt | 6304 | G | 14wt |  | Onshore Wind |  |  | Alaska |  | NORTHWEST ARCTIC |  |  | 0.1 |  | 2002 | [33 empty] | Kotzebue Electric Assn Inc | 100 | Kotzebue Electric Assn Inc | 100 | Regulated | Dropped - in Alaska or in Hawaii or Puerto Rico
Kotzebue Hybrid | 6304_G_15 | 6304 | G | 15 |  | Combustion Turbine |  |  | Alaska |  | NORTHWEST ARCTIC |  |  | 2.8 |  | 2006 | [33 empty] | Kotzebue Electric Assn Inc | 100 | Kotzebue Electric Assn Inc | 100 | Regulated | Dropped - in Alaska or in Hawaii or Puerto Rico
Kotzebue Hybrid | 6304_G_15WT | 6304 | G | 15WT |  | Onshore Wind |  |  | Alaska |  | NORTHWEST ARCTIC |  |  | 0.1 |  | 2006 | [33 empty] | Kotzebue Electric Assn Inc | 100 | Kotzebue Electric Assn Inc | 100 | Regulated | Dropped - in Alaska or in Hawaii or Puerto Rico
Kotzebue Hybrid | 6304_G_16 | 6304 | G | 16 |  | Combustion Turbine |  |  | Alaska |  | NORTHWEST ARCTIC |  |  | 1.4 |  | 2013 | [33 empty] | Kotzebue Electric Assn Inc | 100 | Kotzebue Electric Assn Inc | 100 | Regulated | Dropped - in Alaska or in Hawaii or Puerto Rico
Kotzebue Hybrid | 6304_G_16WT | 6304 | G | 16WT |  | Onshore Wind |  |  | Alaska |  | NORTHWEST ARCTIC |  |  | 0.1 |  | 2006 | [33 empty] | Kotzebue Electric Assn Inc | 100 | Kotzebue Electric Assn Inc | 100 | Regulated | Dropped - in Alaska or in Hawaii or Puerto Rico
Kotzebue Hybrid | 6304_G_17 | 6304 | G | 17 |  | Combustion Turbine |  |  | Alaska |  | NORTHWEST ARCTIC |  |  | 0.7 |  | 2016 | [33 empty] | Kotzebue Electric Assn Inc | 100 | Kotzebue Electric Assn Inc | 100 | Regulated | Dropped - in Alaska or in Hawaii or Puerto Rico
Kotzebue Hybrid | 6304_G_17WT | 6304 | G | 17WT |  | Onshore Wind |  |  | Alaska |  | NORTHWEST ARCTIC |  |  | 0.1 |  | 2006 | [33 empty] | Kotzebue Electric Assn Inc | 100 | Kotzebue Electric Assn Inc | 100 | Regulated | Dropped - in Alaska or in Hawaii or Puerto Rico
Kotzebue Hybrid | 6304_G_18WT | 6304 | G | 18WT |  | Onshore Wind |  |  | Alaska |  | NORTHWEST ARCTIC |  |  | 0.9 |  | 2012 | [33 empty] | Kotzebue Electric Assn Inc | 100 | Kotzebue Electric Assn Inc | 100 | Regulated | Dropped - in Alaska or in Hawaii or Puerto Rico
Kotzebue Hybrid | 6304_G_19WT | 6304 | G | 19WT |  | Onshore Wind |  |  | Alaska |  | NORTHWEST ARCTIC |  |  | 0.9 |  | 2012 | [33 empty] | Kotzebue Electric Assn Inc | 100 | Kotzebue Electric Assn Inc | 100 | Regulated | Dropped - in Alaska or in Hawaii or Puerto Rico
Kotzebue Hybrid | 6304_G_1WT | 6304 | G | 1WT |  | Onshore Wind |  |  | Alaska |  | NORTHWEST ARCTIC |  |  | 0.6 |  | 1999 | [33 empty] | Kotzebue Electric Assn Inc | 100 | Kotzebue Electric Assn Inc | 100 | Regulated | Dropped - in Alaska or in Hawaii or Puerto Rico
Kotzebue Hybrid | 6304_G_2WT | 6304 | G | 2WT |  | Onshore Wind |  |  | Alaska |  | NORTHWEST ARCTIC |  |  | 0.1 |  | 1999 | [33 empty] | Kotzebue Electric Assn Inc | 100 | Kotzebue Electric Assn Inc | 100 | Regulated | Dropped - in Alaska or in Hawaii or Puerto Rico
Kotzebue Hybrid | 6304_G_3WT | 6304 | G | 3WT |  | Onshore Wind |  |  | Alaska |  | NORTHWEST ARCTIC |  |  | 0.2 |  | 1997 | [33 empty] | Kotzebue Electric Assn Inc | 100 | Kotzebue Electric Assn Inc | 100 | Regulated | Dropped - in Alaska or in Hawaii or Puerto Rico
Kotzebue Hybrid | 6304_G_7A | 6304 | G | 7A |  | Combustion Turbine |  |  | Alaska |  | NORTHWEST ARCTIC |  |  | 1.1 |  | 1987 | [33 empty] | Kotzebue Electric Assn Inc | 100 | Kotzebue Electric Assn Inc | 100 | Regulated | Dropped - in Alaska or in Hawaii or Puerto Rico
Kotzebue Hybrid | 6304_G_ES1 | 6304 | G | ES1 |  | Energy Storage |  |  | Alaska |  | NORTHWEST ARCTIC |  |  | 1.2 |  | 2015 | [33 empty] | Kotzebue Electric Assn Inc | 100 | Kotzebue Electric Assn Inc | 100 | Regulated | Dropped - in Alaska or in Hawaii or Puerto Rico
Kotzebue Hybrid | 6304_G_PV1 | 6304 | G | PV1 |  | Solar PV |  |  | Alaska |  | NORTHWEST ARCTIC |  |  | 0.1 |  | 2020 | [33 empty] | Kotzebue Electric Assn Inc | 100 | Kotzebue Electric Assn Inc | 100 | Regulated | Dropped - in Alaska or in Hawaii or Puerto Rico
Kotzebue Hybrid | 6304_G_PV2 | 6304 | G | PV2 |  | Solar PV |  |  | Alaska |  | NORTHWEST ARCTIC |  |  | 0.1 |  | 2020 | [33 empty] | Kotzebue Electric Assn Inc | 100 | Kotzebue Electric Assn Inc | 100 | Regulated | Dropped - in Alaska or in Hawaii or Puerto Rico
Kotzebue Hybrid | 6304_G_PV3 | 6304 | G | PV3 |  | Solar PV |  |  | Alaska |  | NORTHWEST ARCTIC |  |  | 0.1 |  | 2020 | [33 empty] | Kotzebue Electric Assn Inc | 100 | Kotzebue Electric Assn Inc | 100 | Regulated | Dropped - in Alaska or in Hawaii or Puerto Rico
Kotzebue Hybrid | 6304_G_PV4 | 6304 | G | PV4 |  | Solar PV |  |  | Alaska |  | NORTHWEST ARCTIC |  |  | 0.1 |  | 2020 | [33 empty] | Kotzebue Electric Assn Inc | 100 | Kotzebue Electric Assn Inc | 100 | Regulated | Dropped - in Alaska or in Hawaii or Puerto Rico
Kotzebue Hybrid | 6304_G_PV5 | 6304 | G | PV5 |  | Solar PV |  |  | Alaska |  | NORTHWEST ARCTIC |  |  | 0.1 |  | 2020 | [33 empty] | Kotzebue Electric Assn Inc | 100 | Kotzebue Electric Assn Inc | 100 | Regulated | Dropped - in Alaska or in Hawaii or Puerto Rico
Kotzebue Hybrid | 6304_G_PV6 | 6304 | G | PV6 |  | Solar PV |  |  | Alaska |  | NORTHWEST ARCTIC |  |  | 0.1 |  | 2020 | [33 empty] | Kotzebue Electric Assn Inc | 100 | Kotzebue Electric Assn Inc | 100 | Regulated | Dropped - in Alaska or in Hawaii or Puerto Rico
Kotzebue Hybrid | 6304_G_PV7 | 6304 | G | PV7 |  | Solar PV |  |  | Alaska |  | NORTHWEST ARCTIC |  |  | 0.1 |  | 2020 | [33 empty] | Kotzebue Electric Assn Inc | 100 | Kotzebue Electric Assn Inc | 100 | Regulated | Dropped - in Alaska or in Hawaii or Puerto Rico
Kotzebue Hybrid | 6304_G_PV8 | 6304 | G | PV8 |  | Solar PV |  |  | Alaska |  | NORTHWEST ARCTIC |  |  | 0.1 |  | 2020 | [33 empty] | Kotzebue Electric Assn Inc | 100 | Kotzebue Electric Assn Inc | 100 | Regulated | Dropped - in Alaska or in Hawaii or Puerto Rico
Glennallen | 6305_G_6 | 6305 | G | 6 |  | Combustion Turbine |  |  | Alaska |  | Valdez Cordova |  |  | 2.5 |  | 1976 | [33 empty] | Copper Valley Elec Assn, Inc | 100 | Copper Valley Elec Assn, Inc | 100 | Regulated | Dropped - in Alaska or in Hawaii or Puerto Rico
Glennallen | 6305_G_7 | 6305 | G | 7 |  | Combustion Turbine |  |  | Alaska |  | Valdez Cordova |  |  | 2.5 |  | 1976 | [33 empty] | Copper Valley Elec Assn, Inc | 100 | Copper Valley Elec Assn, Inc | 100 | Regulated | Dropped - in Alaska or in Hawaii or Puerto Rico
Glennallen | 6305_G_8 | 6305 | G | 8 |  | Combustion Turbine |  |  | Alaska |  | Valdez Cordova |  |  | 1.2 |  | 1999 | [33 empty] | Copper Valley Elec Assn, Inc | 100 | Copper Valley Elec Assn, Inc | 100 | Regulated | Dropped - in Alaska or in Hawaii or Puerto Rico
Glennallen | 6305_G_9 | 6305 | G | 9 |  | Combustion Turbine |  |  | Alaska |  | Valdez Cordova |  |  | 2.8 |  | 2010 | [33 empty] | Copper Valley Elec Assn, Inc | 100 | Copper Valley Elec Assn, Inc | 100 | Regulated | Dropped - in Alaska or in Hawaii or Puerto Rico
Valdez | 6306_G_11 | 6306 | G | 11 |  | Combustion Turbine |  |  | Alaska |  | Valdez Cordova |  |  | 1.6 |  | 2017 | [33 empty] | Copper Valley Elec Assn, Inc | 100 | Copper Valley Elec Assn, Inc | 100 | Regulated | Dropped - in Alaska or in Hawaii or Puerto Rico
Valdez | 6306_G_12 | 6306 | G | 12 |  | Combustion Turbine |  |  | Alaska |  | Valdez Cordova |  |  | 1.6 |  | 2017 | [33 empty] | Copper Valley Elec Assn, Inc | 100 | Copper Valley Elec Assn, Inc | 100 | Regulated | Dropped - in Alaska or in Hawaii or Puerto Rico
Valdez | 6306_G_4 | 6306 | G | 4 |  | Combustion Turbine |  |  | Alaska |  | Valdez Cordova |  |  | 1.5 |  | 1972 | [33 empty] | Copper Valley Elec Assn, Inc | 100 | Copper Valley Elec Assn, Inc | 100 | Regulated | Dropped - in Alaska or in Hawaii or Puerto Rico
Valdez | 6306_G_5 | 6306 | G | 5 |  | Combustion Turbine |  |  | Alaska |  | Valdez Cordova |  |  | 2 |  | 1975 | [33 empty] | Copper Valley Elec Assn, Inc | 100 | Copper Valley Elec Assn, Inc | 100 | Regulated | Dropped - in Alaska or in Hawaii or Puerto Rico
Valdez | 6306_G_6 | 6306 | G | 6 |  | Combustion Turbine |  |  | Alaska |  | Valdez Cordova |  |  | 0.8 |  | 1974 | [33 empty] | Copper Valley Elec Assn, Inc | 100 | Copper Valley Elec Assn, Inc | 100 | Regulated | Dropped - in Alaska or in Hawaii or Puerto Rico
Chevak | 6311_G_1A | 6311 | G | 1A |  | Combustion Turbine |  |  | Alaska |  | Bethel |  |  | 0.5 |  | 2009 | [33 empty] | Alaska Village Elec Coop, Inc | 100 | Alaska Village Elec Coop, Inc | 100 | Regulated | Dropped - in Alaska or in Hawaii or Puerto Rico
Chevak | 6311_G_2A | 6311 | G | 2A |  | Combustion Turbine |  |  | Alaska |  | Bethel |  |  | 0.5 |  | 2009 | [33 empty] | Alaska Village Elec Coop, Inc | 100 | Alaska Village Elec Coop, Inc | 100 | Regulated | Dropped - in Alaska or in Hawaii or Puerto Rico
Chevak | 6311_G_3A | 6311 | G | 3A |  | Combustion Turbine |  |  | Alaska |  | Bethel |  |  | 0.8 |  | 2009 | [33 empty] | Alaska Village Elec Coop, Inc | 100 | Alaska Village Elec Coop, Inc | 100 | Regulated | Dropped - in Alaska or in Hawaii or Puerto Rico
Emmonak | 6314_G_2A | 6314 | G | 2A |  | Combustion Turbine |  |  | Alaska |  | Kusilvak |  |  | 0.5 |  | 2012 | [33 empty] | Alaska Village Elec Coop, Inc | 100 | Alaska Village Elec Coop, Inc | 100 | Regulated | Dropped - in Alaska or in Hawaii or Puerto Rico
Emmonak | 6314_G_4a | 6314 | G | 4a |  | Combustion Turbine |  |  | Alaska |  | Kusilvak |  |  | 0.5 |  | 2005 | [33 empty] | Alaska Village Elec Coop, Inc | 100 | Alaska Village Elec Coop, Inc | 100 | Regulated | Dropped - in Alaska or in Hawaii or Puerto Rico
Emmonak | 6314_G_5B | 6314 | G | 5B |  | Combustion Turbine |  |  | Alaska |  | Kusilvak |  |  | 1.3 |  | 2016 | [33 empty] | Alaska Village Elec Coop, Inc | 100 | Alaska Village Elec Coop, Inc | 100 | Regulated | Dropped - in Alaska or in Hawaii or Puerto Rico
Emmonak | 6314_G_6 | 6314 | G | 6 |  | Combustion Turbine |  |  | Alaska |  | Kusilvak |  |  | 0.9 |  | 1995 | [33 empty] | Alaska Village Elec Coop, Inc | 100 | Alaska Village Elec Coop, Inc | 100 | Regulated | Dropped - in Alaska or in Hawaii or Puerto Rico
Hooper Bay | 6319_G_3B | 6319 | G | 3B |  | Combustion Turbine |  |  | Alaska |  | Bethel |  |  | 0.4 |  | 2018 | [33 empty] | Alaska Village Elec Coop, Inc | 100 | Alaska Village Elec Coop, Inc | 100 | Regulated | Dropped - in Alaska or in Hawaii or Puerto Rico
Hooper Bay | 6319_G_4B | 6319 | G | 4B |  | Combustion Turbine |  |  | Alaska |  | Bethel |  |  | 0.5 |  | 2013 | [33 empty] | Alaska Village Elec Coop, Inc | 100 | Alaska Village Elec Coop, Inc | 100 | Regulated | Dropped - in Alaska or in Hawaii or Puerto Rico
Hooper Bay | 6319_G_5A | 6319 | G | 5A |  | Combustion Turbine |  |  | Alaska |  | Bethel |  |  | 0.8 |  | 2016 | [33 empty] | Alaska Village Elec Coop, Inc | 100 | Alaska Village Elec Coop, Inc | 100 | Regulated | Dropped - in Alaska or in Hawaii or Puerto Rico
Hooper Bay | 6319_G_6 | 6319 | G | 6 |  | Combustion Turbine |  |  | Alaska |  | Bethel |  |  | 0.5 |  | 1997 | [33 empty] | Alaska Village Elec Coop, Inc | 100 | Alaska Village Elec Coop, Inc | 100 | Regulated | Dropped - in Alaska or in Hawaii or Puerto Rico
Kiana | 6323_G_1B | 6323 | G | 1B |  | Combustion Turbine |  |  | Alaska |  | Northwest Arctic |  |  | 0.3 |  | 2001 | [33 empty] | Alaska Village Elec Coop, Inc | 100 | Alaska Village Elec Coop, Inc | 100 | Regulated | Dropped - in Alaska or in Hawaii or Puerto Rico
Kiana | 6323_G_3B | 6323 | G | 3B |  | Combustion Turbine |  |  | Alaska |  | Northwest Arctic |  |  | 0.4 |  | 2019 | [33 empty] | Alaska Village Elec Coop, Inc | 100 | Alaska Village Elec Coop, Inc | 100 | Regulated | Dropped - in Alaska or in Hawaii or Puerto Rico
Kiana | 6323_G_4 | 6323 | G | 4 |  | Combustion Turbine |  |  | Alaska |  | Northwest Arctic |  |  | 0.5 |  | 1984 | [33 empty] | Alaska Village Elec Coop, Inc | 100 | Alaska Village Elec Coop, Inc | 100 | Regulated | Dropped - in Alaska or in Hawaii or Puerto Rico
Mountain Village | 6329_G_1 | 6329 | G | 1 |  | Combustion Turbine |  |  | Alaska |  | Bethel |  |  | 0.3 |  | 1984 | [33 empty] | Alaska Village Elec Coop, Inc | 100 | Alaska Village Elec Coop, Inc | 100 | Regulated | Dropped - in Alaska or in Hawaii or Puerto Rico
Mountain Village | 6329_G_3B | 6329 | G | 3B |  | Combustion Turbine |  |  | Alaska |  | Bethel |  |  | 0.5 |  | 2005 | [33 empty] | Alaska Village Elec Coop, Inc | 100 | Alaska Village Elec Coop, Inc | 100 | Regulated | Dropped - in Alaska or in Hawaii or Puerto Rico
Mountain Village | 6329_G_4A | 6329 | G | 4A |  | Combustion Turbine |  |  | Alaska |  | Bethel |  |  | 0.8 |  | 2015 | [33 empty] | Alaska Village Elec Coop, Inc | 100 | Alaska Village Elec Coop, Inc | 100 | Regulated | Dropped - in Alaska or in Hawaii or Puerto Rico
Mountain Village | 6329_G_5A | 6329 | G | 5A |  | Combustion Turbine |  |  | Alaska |  | Bethel |  |  | 0.7 |  | 2010 | [33 empty] | Alaska Village Elec Coop, Inc | 100 | Alaska Village Elec Coop, Inc | 100 | Regulated | Dropped - in Alaska or in Hawaii or Puerto Rico
Noorvik | 6330_G_1A | 6330 | G | 1A |  | Combustion Turbine |  |  | Alaska |  | Northwest Arctic |  |  | 0.3 |  | 1997 | [33 empty] | Alaska Village Elec Coop, Inc | 100 | Alaska Village Elec Coop, Inc | 100 | Regulated | Dropped - in Alaska or in Hawaii or Puerto Rico
Noorvik | 6330_G_2B | 6330 | G | 2B |  | Combustion Turbine |  |  | Alaska |  | Northwest Arctic |  |  | 0.5 |  | 2017 | [33 empty] | Alaska Village Elec Coop, Inc | 100 | Alaska Village Elec Coop, Inc | 100 | Regulated | Dropped - in Alaska or in Hawaii or Puerto Rico
Noorvik | 6330_G_3A | 6330 | G | 3A |  | Combustion Turbine |  |  | Alaska |  | Northwest Arctic |  |  | 0.7 |  | 2003 | [33 empty] | Alaska Village Elec Coop, Inc | 100 | Alaska Village Elec Coop, Inc | 100 | Regulated | Dropped - in Alaska or in Hawaii or Puerto Rico
Nunapitchuk | 6333_G_1A | 6333 | G | 1A |  | Combustion Turbine |  |  | Alaska |  | Bethel |  |  | 0.5 |  | 2006 | [33 empty] | Alaska Village Elec Coop, Inc | 100 | Alaska Village Elec Coop, Inc | 100 | Regulated | Dropped - in Alaska or in Hawaii or Puerto Rico
St Marys IC | 6338_G_1C | 6338 | G | 1C |  | Combustion Turbine |  |  | Alaska |  | Bethel |  |  | 0.5 |  | 2022 | [33 empty] | Alaska Village Elec Coop, Inc | 100 | Alaska Village Elec Coop, Inc | 100 | Regulated | Dropped - in Alaska or in Hawaii or Puerto Rico
St Marys IC | 6338_G_2A | 6338 | G | 2A |  | Combustion Turbine |  |  | Alaska |  | Bethel |  |  | 0.5 |  | 2022 | [33 empty] | Alaska Village Elec Coop, Inc | 100 | Alaska Village Elec Coop, Inc | 100 | Regulated | Dropped - in Alaska or in Hawaii or Puerto Rico
St Marys IC | 6338_G_3A | 6338 | G | 3A |  | Combustion Turbine |  |  | Alaska |  | Bethel |  |  | 1.8 |  | 2022 | [33 empty] | Alaska Village Elec Coop, Inc | 100 | Alaska Village Elec Coop, Inc | 100 | Regulated | Dropped - in Alaska or in Hawaii or Puerto Rico
St Marys IC | 6338_G_4 | 6338 | G | 4 |  | Combustion Turbine |  |  | Alaska |  | Bethel |  |  | 1.8 |  | 2022 | [33 empty] | Alaska Village Elec Coop, Inc | 100 | Alaska Village Elec Coop, Inc | 100 | Regulated | Dropped - in Alaska or in Hawaii or Puerto Rico
Selawik | 6341_G_1B | 6341 | G | 1B |  | Combustion Turbine |  |  | Alaska |  | Northwest Arctic |  |  | 0.8 |  | 2020 | [33 empty] | Alaska Village Elec Coop, Inc | 100 | Alaska Village Elec Coop, Inc | 100 | Regulated | Dropped - in Alaska or in Hawaii or Puerto Rico
Selawik | 6341_G_2B | 6341 | G | 2B |  | Combustion Turbine |  |  | Alaska |  | Northwest Arctic |  |  | 0.5 |  | 2013 | [33 empty] | Alaska Village Elec Coop, Inc | 100 | Alaska Village Elec Coop, Inc | 100 | Regulated | Dropped - in Alaska or in Hawaii or Puerto Rico
Selawik | 6341_G_3B | 6341 | G | 3B |  | Combustion Turbine |  |  | Alaska |  | Northwest Arctic |  |  | 0.5 |  | 2014 | [33 empty] | Alaska Village Elec Coop, Inc | 100 | Alaska Village Elec Coop, Inc | 100 | Regulated | Dropped - in Alaska or in Hawaii or Puerto Rico
Shishmaref | 6345_G_1 | 6345 | G | 1 |  | Combustion Turbine |  |  | Alaska |  | Nome |  |  | 0.3 |  | 2004 | [33 empty] | Alaska Village Elec Coop, Inc | 100 | Alaska Village Elec Coop, Inc | 100 | Regulated | Dropped - in Alaska or in Hawaii or Puerto Rico
Shishmaref | 6345_G_2 | 6345 | G | 2 |  | Combustion Turbine |  |  | Alaska |  | Nome |  |  | 0.3 |  | 1976 | [33 empty] | Alaska Village Elec Coop, Inc | 100 | Alaska Village Elec Coop, Inc | 100 | Regulated | Dropped - in Alaska or in Hawaii or Puerto Rico
Shishmaref | 6345_G_3A | 6345 | G | 3A |  | Combustion Turbine |  |  | Alaska |  | Nome |  |  | 0.4 |  | 2002 | [33 empty] | Alaska Village Elec Coop, Inc | 100 | Alaska Village Elec Coop, Inc | 100 | Regulated | Dropped - in Alaska or in Hawaii or Puerto Rico
Shishmaref | 6345_G_4A | 6345 | G | 4A |  | Combustion Turbine |  |  | Alaska |  | Nome |  |  | 0.5 |  | 2006 | [33 empty] | Alaska Village Elec Coop, Inc | 100 | Alaska Village Elec Coop, Inc | 100 | Regulated | Dropped - in Alaska or in Hawaii or Puerto Rico
Togiak | 6348_G_1 | 6348 | G | 1 |  | Combustion Turbine |  |  | Alaska |  | Dillingham |  |  | 0.6 |  | 2019 | [33 empty] | Alaska Village Elec Coop, Inc | 100 | Alaska Village Elec Coop, Inc | 100 | Regulated | Dropped - in Alaska or in Hawaii or Puerto Rico
Togiak | 6348_G_2B | 6348 | G | 2B |  | Combustion Turbine |  |  | Alaska |  | Dillingham |  |  | 0.6 |  | 2019 | [33 empty] | Alaska Village Elec Coop, Inc | 100 | Alaska Village Elec Coop, Inc | 100 | Regulated | Dropped - in Alaska or in Hawaii or Puerto Rico
Togiak | 6348_G_3 | 6348 | G | 3 |  | Combustion Turbine |  |  | Alaska |  | Dillingham |  |  | 1.1 |  | 2019 | [33 empty] | Alaska Village Elec Coop, Inc | 100 | Alaska Village Elec Coop, Inc | 100 | Regulated | Dropped - in Alaska or in Hawaii or Puerto Rico
Togiak | 6348_G_4C | 6348 | G | 4C |  | Combustion Turbine |  |  | Alaska |  | Dillingham |  |  | 0.5 |  | 2019 | [33 empty] | Alaska Village Elec Coop, Inc | 100 | Alaska Village Elec Coop, Inc | 100 | Regulated | Dropped - in Alaska or in Hawaii or Puerto Rico
Sixth Street Gas Turbine | 6356_G_1 | 6356 | G | 1 |  | Combustion Turbine |  |  | Michigan |  | Ottawa |  |  | 16 |  | 1974 | 2023 | [32 empty] | City of Holland | 100 | City of Holland | 100 | Regulated | Dropped - Retired/Planned Retirement by 06/2028
Port Allen (HI) | 6474_G_3 | 6474 | G | 3 |  | Combustion Turbine |  |  | Hawaii |  | Kauai |  |  | 2.5 |  | 1968 | [33 empty] | Kauai Island Utility Cooperative | 100 | Kauai Island Utility Cooperative | 100 | Regulated | Dropped - in Alaska or in Hawaii or Puerto Rico
Port Allen (HI) | 6474_G_4 | 6474 | G | 4 |  | Combustion Turbine |  |  | Hawaii |  | Kauai |  |  | 1.2 |  | 1968 | [33 empty] | Kauai Island Utility Cooperative | 100 | Kauai Island Utility Cooperative | 100 | Regulated | Dropped - in Alaska or in Hawaii or Puerto Rico
Port Allen (HI) | 6474_G_5 | 6474 | G | 5 |  | Combustion Turbine |  |  | Hawaii |  | Kauai |  |  | 2.5 |  | 1968 | [33 empty] | Kauai Island Utility Cooperative | 100 | Kauai Island Utility Cooperative | 100 | Regulated | Dropped - in Alaska or in Hawaii or Puerto Rico
Port Allen (HI) | 6474_G_8 | 6474 | G | 8 |  | Combustion Turbine |  |  | Hawaii |  | Kauai |  |  | 7.6 |  | 1991 | [33 empty] | Kauai Island Utility Cooperative | 100 | Kauai Island Utility Cooperative | 100 | Regulated | Dropped - in Alaska or in Hawaii or Puerto Rico
Port Allen (HI) | 6474_G_9 | 6474 | G | 9 |  | Combustion Turbine |  |  | Hawaii |  | Kauai |  |  | 7.6 |  | 1991 | [33 empty] | Kauai Island Utility Cooperative | 100 | Kauai Island Utility Cooperative | 100 | Regulated | Dropped - in Alaska or in Hawaii or Puerto Rico
Port Allen (HI) | 6474_G_D6 | 6474 | G | D6 |  | Combustion Turbine |  |  | Hawaii |  | Kauai |  |  | 7.6 |  | 1990 | [33 empty] | Kauai Island Utility Cooperative | 100 | Kauai Island Utility Cooperative | 100 | Regulated | Dropped - in Alaska or in Hawaii or Puerto Rico
Port Allen (HI) | 6474_G_D7 | 6474 | G | D7 |  | Combustion Turbine |  |  | Hawaii |  | Kauai |  |  | 7.6 |  | 1990 | [33 empty] | Kauai Island Utility Cooperative | 100 | Kauai Island Utility Cooperative | 100 | Regulated | Dropped - in Alaska or in Hawaii or Puerto Rico
Port Allen (HI) | 6474_G_GT1 | 6474 | G | GT1 |  | Combustion Turbine |  |  | Hawaii |  | Kauai |  |  | 19 |  | 1973 | [33 empty] | Kauai Island Utility Cooperative | 100 | Kauai Island Utility Cooperative | 100 | Regulated | Dropped - in Alaska or in Hawaii or Puerto Rico
Port Allen (HI) | 6474_G_GT2 | 6474 | G | GT2 |  | Combustion Turbine |  |  | Hawaii |  | Kauai |  |  | 21.5 |  | 1977 | [33 empty] | Kauai Island Utility Cooperative | 100 | Kauai Island Utility Cooperative | 100 | Regulated | Dropped - in Alaska or in Hawaii or Puerto Rico
Port Allen (HI) | 6474_G_IC1 | 6474 | G | IC1 |  | Combustion Turbine |  |  | Hawaii |  | Kauai |  |  | 1.5 |  | 1964 | [33 empty] | Kauai Island Utility Cooperative | 100 | Kauai Island Utility Cooperative | 100 | Regulated | Dropped - in Alaska or in Hawaii or Puerto Rico
Port Allen (HI) | 6474_G_IC2 | 6474 | G | IC2 |  | Combustion Turbine |  |  | Hawaii |  | Kauai |  |  | 1.5 |  | 1964 | [33 empty] | Kauai Island Utility Cooperative | 100 | Kauai Island Utility Cooperative | 100 | Regulated | Dropped - in Alaska or in Hawaii or Puerto Rico
San Francisquito 2 | 6480_G_1 | 6480 | G | 1 |  | Hydro |  |  | California |  | Los Angeles |  |  | 14.5 |  | 1920 | [33 empty] | Los Angeles Department of Water & Power | 100 | Los Angeles Department of Water & Power | 100 | Regulated | Dropped - Units whose status are "OS" or "RE" for the past 3 consecutive years
Intermountain Power Project | 6481_G_1 | 6481 | G | 1 | 2887 | Coal Steam |  |  | Utah |  | Millard |  |  | 900 |  | 1986 | 2025 | [32 empty] | Intermountain Power Agency | 100 | Intermountain Power Agency | 100 | Regulated | Dropped - Retired/Planned Retirement by 06/2028 | 1SGA
Intermountain Power Project | 6481_G_2 | 6481 | G | 2 | 2888 | Coal Steam |  |  | Utah |  | Millard |  |  | 900 |  | 1987 | 2025 | [32 empty] | Intermountain Power Agency | 100 | Intermountain Power Agency | 100 | Regulated | Dropped - Retired/Planned Retirement by 06/2028 | 2SGA
Maalaea | 6504_G_1 | 6504 | G | 1 |  | Combustion Turbine |  |  | Hawaii |  | Maui |  |  | 2.5 |  | 1971 | [33 empty] | Maui Electric Co Ltd | 100 | Maui Electric Co Ltd | 100 | Regulated | Dropped - in Alaska or in Hawaii or Puerto Rico
Maalaea | 6504_G_10 | 6504 | G | 10 |  | Combustion Turbine |  |  | Hawaii |  | Maui |  |  | 12.3 |  | 1979 | [33 empty] | Maui Electric Co Ltd | 100 | Maui Electric Co Ltd | 100 | Regulated | Dropped - in Alaska or in Hawaii or Puerto Rico
Maalaea | 6504_G_11 | 6504 | G | 11 |  | Combustion Turbine |  |  | Hawaii |  | Maui |  |  | 12.3 |  | 1980 | [33 empty] | Maui Electric Co Ltd | 100 | Maui Electric Co Ltd | 100 | Regulated | Dropped - in Alaska or in Hawaii or Puerto Rico
Maalaea | 6504_G_12 | 6504 | G | 12 |  | Combustion Turbine |  |  | Hawaii |  | Maui |  |  | 12.3 |  | 1988 | [33 empty] | Maui Electric Co Ltd | 100 | Maui Electric Co Ltd | 100 | Regulated | Dropped - in Alaska or in Hawaii or Puerto Rico
Maalaea | 6504_G_13 | 6504 | G | 13 |  | Combustion Turbine |  |  | Hawaii |  | Maui |  |  | 12.3 |  | 1989 | [33 empty] | Maui Electric Co Ltd | 100 | Maui Electric Co Ltd | 100 | Regulated | Dropped - in Alaska or in Hawaii or Puerto Rico
Maalaea | 6504_G_14 | 6504 | G | 14 |  | Combined Cycle |  |  | Hawaii |  | Maui |  |  | 21.1 |  | 1992 | [33 empty] | Maui Electric Co Ltd | 100 | Maui Electric Co Ltd | 100 | Regulated | Dropped - in Alaska or in Hawaii or Puerto Rico
Maalaea | 6504_G_15 | 6504 | G | 15 |  | Combined Cycle |  |  | Hawaii |  | Maui |  |  | 12 |  | 1993 | [33 empty] | Maui Electric Co Ltd | 100 | Maui Electric Co Ltd | 100 | Regulated | Dropped - in Alaska or in Hawaii or Puerto Rico | M14 | M16
Maalaea | 6504_G_16 | 6504 | G | 16 |  | Combined Cycle |  |  | Hawaii |  | Maui |  |  | 21.1 |  | 1993 | [33 empty] | Maui Electric Co Ltd | 100 | Maui Electric Co Ltd | 100 | Regulated | Dropped - in Alaska or in Hawaii or Puerto Rico
Maalaea | 6504_G_17 | 6504 | G | 17 |  | Combined Cycle |  |  | Hawaii |  | Maui |  |  | 17.6 |  | 1998 | [33 empty] | Maui Electric Co Ltd | 100 | Maui Electric Co Ltd | 100 | Regulated | Dropped - in Alaska or in Hawaii or Puerto Rico
Maalaea | 6504_G_18 | 6504 | G | 18 |  | Combined Cycle |  |  | Hawaii |  | Maui |  |  | 13.8 |  | 2006 | [33 empty] | Maui Electric Co Ltd | 100 | Maui Electric Co Ltd | 100 | Regulated | Dropped - in Alaska or in Hawaii or Puerto Rico | M17 | M19
Maalaea | 6504_G_19 | 6504 | G | 19 |  | Combined Cycle |  |  | Hawaii |  | Maui |  |  | 17.6 |  | 2000 | [33 empty] | Maui Electric Co Ltd | 100 | Maui Electric Co Ltd | 100 | Regulated | Dropped - in Alaska or in Hawaii or Puerto Rico
Maalaea | 6504_G_2 | 6504 | G | 2 |  | Combustion Turbine |  |  | Hawaii |  | Maui |  |  | 2.5 |  | 1972 | [33 empty] | Maui Electric Co Ltd | 100 | Maui Electric Co Ltd | 100 | Regulated | Dropped - in Alaska or in Hawaii or Puerto Rico
Maalaea | 6504_G_3 | 6504 | G | 3 |  | Combustion Turbine |  |  | Hawaii |  | Maui |  |  | 2.5 |  | 1972 | [33 empty] | Maui Electric Co Ltd | 100 | Maui Electric Co Ltd | 100 | Regulated | Dropped - in Alaska or in Hawaii or Puerto Rico
Maalaea | 6504_G_4 | 6504 | G | 4 |  | Combustion Turbine |  |  | Hawaii |  | Maui |  |  | 5.5 |  | 1973 | [33 empty] | Maui Electric Co Ltd | 100 | Maui Electric Co Ltd | 100 | Regulated | Dropped - in Alaska or in Hawaii or Puerto Rico
Maalaea | 6504_G_5 | 6504 | G | 5 |  | Combustion Turbine |  |  | Hawaii |  | Maui |  |  | 5.5 |  | 1973 | [33 empty] | Maui Electric Co Ltd | 100 | Maui Electric Co Ltd | 100 | Regulated | Dropped - in Alaska or in Hawaii or Puerto Rico
Maalaea | 6504_G_6 | 6504 | G | 6 |  | Combustion Turbine |  |  | Hawaii |  | Maui |  |  | 5.5 |  | 1975 | [33 empty] | Maui Electric Co Ltd | 100 | Maui Electric Co Ltd | 100 | Regulated | Dropped - in Alaska or in Hawaii or Puerto Rico
Maalaea | 6504_G_7 | 6504 | G | 7 |  | Combustion Turbine |  |  | Hawaii |  | Maui |  |  | 5.5 |  | 1975 | [33 empty] | Maui Electric Co Ltd | 100 | Maui Electric Co Ltd | 100 | Regulated | Dropped - in Alaska or in Hawaii or Puerto Rico
Maalaea | 6504_G_8 | 6504 | G | 8 |  | Combustion Turbine |  |  | Hawaii |  | Maui |  |  | 5.5 |  | 1977 | [33 empty] | Maui Electric Co Ltd | 100 | Maui Electric Co Ltd | 100 | Regulated | Dropped - in Alaska or in Hawaii or Puerto Rico
Maalaea | 6504_G_9 | 6504 | G | 9 |  | Combustion Turbine |  |  | Hawaii |  | Maui |  |  | 5.5 |  | 1978 | [33 empty] | Maui Electric Co Ltd | 100 | Maui Electric Co Ltd | 100 | Regulated | Dropped - in Alaska or in Hawaii or Puerto Rico
Maalaea | 6504_G_X1 | 6504 | G | X1 |  | Combustion Turbine |  |  | Hawaii |  | Maui |  |  | 2.5 |  | 1987 | [33 empty] | Maui Electric Co Ltd | 100 | Maui Electric Co Ltd | 100 | Regulated | Dropped - in Alaska or in Hawaii or Puerto Rico
Maalaea | 6504_G_X2 | 6504 | G | X2 |  | Combustion Turbine |  |  | Hawaii |  | Maui |  |  | 2.5 |  | 1987 | [33 empty] | Maui Electric Co Ltd | 100 | Maui Electric Co Ltd | 100 | Regulated | Dropped - in Alaska or in Hawaii or Puerto Rico
Drop 2 (WA) | 6507_G_1 | 6507 | G | 1 | NA | Hydro |  |  | Washington |  | Yakima |  |  | 2.1 |  | 1942 | [33 empty] | Yakama Power | 100 | Yakama Power | 100 | Regulated | Dropped - Lack of model plants
Drop 3 (WA) | 6508_G_1 | 6508 | G | 1 |  | Hydro |  |  | Washington |  | Yakima |  |  | 0.5 |  | 1932 | [33 empty] | Yakama Power | 100 | Yakama Power | 100 | Regulated | Dropped - Units whose status are "OS" or "RE" for the past 3 consecutive years
Drop 3 (WA) | 6508_G_2 | 6508 | G | 2 |  | Hydro |  |  | Washington |  | Yakima |  |  | 0.5 |  | 1932 | [33 empty] | Yakama Power | 100 | Yakama Power | 100 | Regulated | Dropped - Units whose status are "OS" or "RE" for the past 3 consecutive years
Brunswick | 6510_G_1 | 6510 | G | 1 |  | Combustion Turbine |  |  | Nevada |  | Carson City |  |  | 2 |  | 1960 | [33 empty] | Sierra Pacific Power Co | 100 | Sierra Pacific Power Co | 100 | Regulated | Dropped - Units whose status are "OS" or "RE" for the past 3 consecutive years
Brunswick | 6510_G_2 | 6510 | G | 2 |  | Combustion Turbine |  |  | Nevada |  | Carson City |  |  | 2 |  | 1960 | [33 empty] | Sierra Pacific Power Co | 100 | Sierra Pacific Power Co | 100 | Regulated | Dropped - Units whose status are "OS" or "RE" for the past 3 consecutive years
Brunswick | 6510_G_3 | 6510 | G | 3 |  | Combustion Turbine |  |  | Nevada |  | Carson City |  |  | 2 |  | 1960 | [33 empty] | Sierra Pacific Power Co | 100 | Sierra Pacific Power Co | 100 | Regulated | Dropped - Units whose status are "OS" or "RE" for the past 3 consecutive years
McGrath | 6555_G_11 | 6555 | G | 11 |  | Combustion Turbine |  |  | Alaska |  | Yukon Koyukuk |  |  | 0.4 |  | 2021 | [33 empty] | McGrath Light & Power Co | 100 | McGrath Light & Power Co | 100 | Regulated | Dropped - in Alaska or in Hawaii or Puerto Rico
McGrath | 6555_G_12 | 6555 | G | 12 |  | Combustion Turbine |  |  | Alaska |  | Yukon Koyukuk |  |  | 0.4 |  | 2021 | [33 empty] | McGrath Light & Power Co | 100 | McGrath Light & Power Co | 100 | Regulated | Dropped - in Alaska or in Hawaii or Puerto Rico
McGrath | 6555_G_13 | 6555 | G | 13 |  | Combustion Turbine |  |  | Alaska |  | Yukon Koyukuk |  |  | 0.4 |  | 2021 | [33 empty] | McGrath Light & Power Co | 100 | McGrath Light & Power Co | 100 | Regulated | Dropped - in Alaska or in Hawaii or Puerto Rico
McGrath | 6555_G_14 | 6555 | G | 14 |  | Combustion Turbine |  |  | Alaska |  | Yukon Koyukuk |  |  | 0.4 |  | 2021 | [33 empty] | McGrath Light & Power Co | 100 | McGrath Light & Power Co | 100 | Regulated | Dropped - in Alaska or in Hawaii or Puerto Rico
George M Sullivan Generation Plant 2 | 6559_G_10 | 6559 | G | 10 |  | Combined Cycle |  |  | Alaska |  | Anchorage |  |  | 50 |  | 2017 | [33 empty] | Chugach Electric Assn Inc | 100 | Chugach Electric Assn Inc | 100 | Regulated | Dropped - in Alaska or in Hawaii or Puerto Rico
George M Sullivan Generation Plant 2 | 6559_G_11 | 6559 | G | 11 |  | Combined Cycle |  |  | Alaska |  | Anchorage |  |  | 29 |  | 2017 | [33 empty] | Chugach Electric Assn Inc | 100 | Chugach Electric Assn Inc | 100 | Regulated | Dropped - in Alaska or in Hawaii or Puerto Rico
George M Sullivan Generation Plant 2 | 6559_G_7 | 6559 | G | 7 |  | Combustion Turbine |  |  | Alaska |  | Anchorage |  |  | 102.6 |  | 1979 | [33 empty] | Chugach Electric Assn Inc | 100 | Chugach Electric Assn Inc | 100 | Regulated | Dropped - in Alaska or in Hawaii or Puerto Rico
George M Sullivan Generation Plant 2 | 6559_G_9 | 6559 | G | 9 |  | Combined Cycle |  |  | Alaska |  | Anchorage |  |  | 50 |  | 2017 | [33 empty] | Chugach Electric Assn Inc | 100 | Chugach Electric Assn Inc | 100 | Regulated | Dropped - in Alaska or in Hawaii or Puerto Rico
George M Sullivan Generation Plant 2 | 6559_G_GT8 | 6559 | G | GT8 |  | Combustion Turbine |  |  | Alaska |  | Anchorage |  |  | 77.7 |  | 1984 | [33 empty] | Chugach Electric Assn Inc | 100 | Chugach Electric Assn Inc | 100 | Regulated | Dropped - in Alaska or in Hawaii or Puerto Rico
Unionville | 6563_G_1 | 6563 | G | 1 | NA | Combustion Turbine |  |  | Missouri |  | Putnam |  |  | 22 |  | 1976 | [33 empty] | Associated Electric Coop, Inc | 100 | Associated Electric Coop, Inc | 100 | Regulated | Dropped - Lack of model plants
Unionville | 6563_G_2 | 6563 | G | 2 | NA | Combustion Turbine |  |  | Missouri |  | Putnam |  |  | 22 |  | 1976 | [33 empty] | Associated Electric Coop, Inc | 100 | Associated Electric Coop, Inc | 100 | Regulated | Dropped - Lack of model plants
Bethel | 6566_G_1 | 6566 | G | 1 |  | Combustion Turbine |  |  | Alaska |  | Bethel |  |  | 2.1 |  | 1976 | [33 empty] | Alaska Village Elec Coop, Inc | 100 | Alaska Village Elec Coop, Inc | 100 | Regulated | Dropped - in Alaska or in Hawaii or Puerto Rico
Bethel | 6566_G_2 | 6566 | G | 2 |  | Combustion Turbine |  |  | Alaska |  | Bethel |  |  | 2.1 |  | 1976 | [33 empty] | Alaska Village Elec Coop, Inc | 100 | Alaska Village Elec Coop, Inc | 100 | Regulated | Dropped - in Alaska or in Hawaii or Puerto Rico
Bethel | 6566_G_3 | 6566 | G | 3 |  | Combustion Turbine |  |  | Alaska |  | Bethel |  |  | 2.1 |  | 1976 | [33 empty] | Alaska Village Elec Coop, Inc | 100 | Alaska Village Elec Coop, Inc | 100 | Regulated | Dropped - in Alaska or in Hawaii or Puerto Rico
Bethel | 6566_G_4 | 6566 | G | 4 |  | Combustion Turbine |  |  | Alaska |  | Bethel |  |  | 2.1 |  | 1976 | [33 empty] | Alaska Village Elec Coop, Inc | 100 | Alaska Village Elec Coop, Inc | 100 | Regulated | Dropped - in Alaska or in Hawaii or Puerto Rico
Bethel | 6566_G_6 | 6566 | G | 6 |  | Combustion Turbine |  |  | Alaska |  | Bethel |  |  | 2.1 |  | 1989 | [33 empty] | Alaska Village Elec Coop, Inc | 100 | Alaska Village Elec Coop, Inc | 100 | Regulated | Dropped - in Alaska or in Hawaii or Puerto Rico
Bethel | 6566_G_7 | 6566 | G | 7 |  | Combustion Turbine |  |  | Alaska |  | Bethel |  |  | 2.1 |  | 1992 | [33 empty] | Alaska Village Elec Coop, Inc | 100 | Alaska Village Elec Coop, Inc | 100 | Regulated | Dropped - in Alaska or in Hawaii or Puerto Rico
Beaver Falls | 6580_G_1 | 6580 | G | 1 |  | Hydro |  |  | Alaska |  | Ketchikan Gateway |  |  | 1 |  | 1947 | [33 empty] | Ketchikan Public Utilities | 100 | Ketchikan Public Utilities | 100 | Regulated | Dropped - in Alaska or in Hawaii or Puerto Rico
Beaver Falls | 6580_G_3 | 6580 | G | 3 |  | Hydro |  |  | Alaska |  | Ketchikan Gateway |  |  | 2.2 |  | 1954 | [33 empty] | Ketchikan Public Utilities | 100 | Ketchikan Public Utilities | 100 | Regulated | Dropped - in Alaska or in Hawaii or Puerto Rico
Beaver Falls | 6580_G_4 | 6580 | G | 4 |  | Hydro |  |  | Alaska |  | Ketchikan Gateway |  |  | 2.2 |  | 1954 | [33 empty] | Ketchikan Public Utilities | 100 | Ketchikan Public Utilities | 100 | Regulated | Dropped - in Alaska or in Hawaii or Puerto Rico
Silvis | 6581_G_1 | 6581 | G | 1 |  | Hydro |  |  | Alaska |  | Ketchikan Gateway |  |  | 2.1 |  | 1968 | [33 empty] | Ketchikan Public Utilities | 100 | Ketchikan Public Utilities | 100 | Regulated | Dropped - in Alaska or in Hawaii or Puerto Rico
Fort Peck | 6623_G_2 | 6623 | G | 2 |  | Hydro |  |  | Montana |  | McCone |  |  | 20 |  | 1948 | [33 empty] | USACE-Omaha | 100 | USACE-Omaha | 100 | Regulated | Dropped - Units whose status are "OS" or "RE" for the past 3 consecutive years
Yakutat | 6637_G_2B | 6637 | G | 2B |  | Combustion Turbine |  |  | Alaska |  | Yakutat |  |  | 0.8 |  | 1999 | [33 empty] | Alaska Village Elec Coop, Inc | 100 | Alaska Village Elec Coop, Inc | 100 | Regulated | Dropped - in Alaska or in Hawaii or Puerto Rico
Yakutat | 6637_G_3A | 6637 | G | 3A |  | Combustion Turbine |  |  | Alaska |  | Yakutat |  |  | 0.6 |  | 1999 | [33 empty] | Alaska Village Elec Coop, Inc | 100 | Alaska Village Elec Coop, Inc | 100 | Regulated | Dropped - in Alaska or in Hawaii or Puerto Rico
Yakutat | 6637_G_6 | 6637 | G | 6 |  | Combustion Turbine |  |  | Alaska |  | Yakutat |  |  | 1.2 |  | 2007 | [33 empty] | Alaska Village Elec Coop, Inc | 100 | Alaska Village Elec Coop, Inc | 100 | Regulated | Dropped - in Alaska or in Hawaii or Puerto Rico
Yakutat | 6637_G_7 | 6637 | G | 7 |  | Combustion Turbine |  |  | Alaska |  | Yakutat |  |  | 1.2 |  | 2012 | [33 empty] | Alaska Village Elec Coop, Inc | 100 | Alaska Village Elec Coop, Inc | 100 | Regulated | Dropped - in Alaska or in Hawaii or Puerto Rico
Pelican | 6702_G_HC1 | 6702 | G | HC1 |  | Hydro |  |  | Alaska |  | Skagway Hoonah Angoon |  |  | 0.5 |  | 1984 | [33 empty] | City of Pelican | 100 | City of Pelican | 100 | Regulated | Dropped - in Alaska or in Hawaii or Puerto Rico
Pelican | 6702_G_HC2 | 6702 | G | HC2 |  | Hydro |  |  | Alaska |  | Skagway Hoonah Angoon |  |  | 0.1 |  | 1984 | [33 empty] | City of Pelican | 100 | City of Pelican | 100 | Regulated | Dropped - in Alaska or in Hawaii or Puerto Rico
Pelican | 6702_G_IC6 | 6702 | G | IC6 |  | Combustion Turbine |  |  | Alaska |  | Skagway Hoonah Angoon |  |  | 0.4 |  | 2008 | [33 empty] | City of Pelican | 100 | City of Pelican | 100 | Regulated | Dropped - in Alaska or in Hawaii or Puerto Rico
Pelican | 6702_G_IC7 | 6702 | G | IC7 |  | Combustion Turbine |  |  | Alaska |  | Skagway Hoonah Angoon |  |  | 0.4 |  | 2008 | [33 empty] | City of Pelican | 100 | City of Pelican | 100 | Regulated | Dropped - in Alaska or in Hawaii or Puerto Rico
Pelican | 6702_G_IC8 | 6702 | G | IC8 |  | Combustion Turbine |  |  | Alaska |  | Skagway Hoonah Angoon |  |  | 0.2 |  | 2008 | [33 empty] | City of Pelican | 100 | City of Pelican | 100 | Regulated | Dropped - in Alaska or in Hawaii or Puerto Rico
Jarvis Street | 6801_G_1 | 6801 | G | 1 |  | Combustion Turbine |  |  | Alaska |  | Sitka |  |  | 2 |  | 1979 | [33 empty] | City & Borough of Sitka - (AK) | 100 | City & Borough of Sitka - (AK) | 100 | Regulated | Dropped - in Alaska or in Hawaii or Puerto Rico
Jarvis Street | 6801_G_2 | 6801 | G | 2 |  | Combustion Turbine |  |  | Alaska |  | Sitka |  |  | 2.8 |  | 1979 | [33 empty] | City & Borough of Sitka - (AK) | 100 | City & Borough of Sitka - (AK) | 100 | Regulated | Dropped - in Alaska or in Hawaii or Puerto Rico
Jarvis Street | 6801_G_3 | 6801 | G | 3 |  | Combustion Turbine |  |  | Alaska |  | Sitka |  |  | 2.8 |  | 1979 | [33 empty] | City & Borough of Sitka - (AK) | 100 | City & Borough of Sitka - (AK) | 100 | Regulated | Dropped - in Alaska or in Hawaii or Puerto Rico
Jarvis Street | 6801_G_4 | 6801 | G | 4 |  | Combustion Turbine |  |  | Alaska |  | Sitka |  |  | 4 |  | 2002 | [33 empty] | City & Borough of Sitka - (AK) | 100 | City & Borough of Sitka - (AK) | 100 | Regulated | Dropped - in Alaska or in Hawaii or Puerto Rico
Jarvis Street | 6801_G_5 | 6801 | G | 5 |  | Combustion Turbine |  |  | Alaska |  | Sitka |  |  | 13.5 |  | 2014 | [33 empty] | City & Borough of Sitka - (AK) | 100 | City & Borough of Sitka - (AK) | 100 | Regulated | Dropped - in Alaska or in Hawaii or Puerto Rico
Humpback Creek | 7042_G_1 | 7042 | G | 1 |  | Hydro |  |  | Alaska |  | Valdez Cordova |  |  | 0.4 |  | 1991 | [33 empty] | Cordova Electric Coop, Inc | 100 | Cordova Electric Coop, Inc | 100 | Regulated | Dropped - in Alaska or in Hawaii or Puerto Rico
Humpback Creek | 7042_G_2 | 7042 | G | 2 |  | Hydro |  |  | Alaska |  | Valdez Cordova |  |  | 0.4 |  | 1991 | [33 empty] | Cordova Electric Coop, Inc | 100 | Cordova Electric Coop, Inc | 100 | Regulated | Dropped - in Alaska or in Hawaii or Puerto Rico
Humpback Creek | 7042_G_3 | 7042 | G | 3 |  | Hydro |  |  | Alaska |  | Valdez Cordova |  |  | 0.2 |  | 1991 | [33 empty] | Cordova Electric Coop, Inc | 100 | Cordova Electric Coop, Inc | 100 | Regulated | Dropped - in Alaska or in Hawaii or Puerto Rico
Centennial | 7112_G_IC6 | 7112 | G | IC6 |  | Combustion Turbine |  |  | Alaska |  | Prince of Wales Ketchikan |  |  | 3.3 |  | 1987 | [33 empty] | Metlakatla Power & Light | 100 | Metlakatla Power & Light | 100 | Regulated | Dropped - in Alaska or in Hawaii or Puerto Rico
Puna | 7130_G_1 | 7130 | G | 1 |  | O/G Steam |  |  | Hawaii |  | Hawaii |  |  | 14 |  | 1988 | [33 empty] | Hawaii Electric Light Co Inc | 100 | Hawaii Electric Light Co Inc | 100 | Regulated | Dropped - in Alaska or in Hawaii or Puerto Rico | 1
Puna | 7130_G_3 | 7130 | G | 3 |  | Combustion Turbine |  |  | Hawaii |  | Hawaii |  |  | 20 |  | 1992 | [33 empty] | Hawaii Electric Light Co Inc | 100 | Hawaii Electric Light Co Inc | 100 | Regulated | Dropped - in Alaska or in Hawaii or Puerto Rico
Chester Lake | 7168_G_1 | 7168 | G | 1 |  | Hydro |  |  | Alaska |  | Prince of Wales Ketchikan |  |  | 1.2 |  | 1988 | [33 empty] | Metlakatla Power & Light | 100 | Metlakatla Power & Light | 100 | Regulated | Dropped - in Alaska or in Hawaii or Puerto Rico
Northway | 7169_G_1A | 7169 | G | 1A |  | Combustion Turbine |  |  | Alaska |  | Southeast Fairbanks |  |  | 0.3 |  | 1997 | [33 empty] | Alaska Power and Telephone Co | 100 | Alaska Power and Telephone Co | 100 | Regulated | Dropped - in Alaska or in Hawaii or Puerto Rico
Northway | 7169_G_2A | 7169 | G | 2A |  | Combustion Turbine |  |  | Alaska |  | Southeast Fairbanks |  |  | 0.2 |  | 1997 | [33 empty] | Alaska Power and Telephone Co | 100 | Alaska Power and Telephone Co | 100 | Regulated | Dropped - in Alaska or in Hawaii or Puerto Rico
Northway | 7169_G_5 | 7169 | G | 5 |  | Combustion Turbine |  |  | Alaska |  | Southeast Fairbanks |  |  | 0.4 |  | 2007 | [33 empty] | Alaska Power and Telephone Co | 100 | Alaska Power and Telephone Co | 100 | Regulated | Dropped - in Alaska or in Hawaii or Puerto Rico
Barrow | 7173_G_11 | 7173 | G | 11 |  | Combustion Turbine |  |  | Alaska |  | North Slope |  |  | 4.8 |  | 1996 | [33 empty] | Barrow Utils & Elec Coop, Inc | 100 | Barrow Utils & Elec Coop, Inc | 100 | Regulated | Dropped - in Alaska or in Hawaii or Puerto Rico
Barrow | 7173_G_12 | 7173 | G | 12 |  | Combustion Turbine |  |  | Alaska |  | North Slope |  |  | 5 |  | 2001 | [33 empty] | Barrow Utils & Elec Coop, Inc | 100 | Barrow Utils & Elec Coop, Inc | 100 | Regulated | Dropped - in Alaska or in Hawaii or Puerto Rico
Barrow | 7173_G_6 | 7173 | G | 6 |  | Combustion Turbine |  |  | Alaska |  | North Slope |  |  | 2.5 |  | 1977 | [33 empty] | North Slope Borough Power & Light | 100 | North Slope Borough Power & Light | 100 | Regulated | Dropped - in Alaska or in Hawaii or Puerto Rico
Barrow | 7173_G_7 | 7173 | G | 7 |  | Combustion Turbine |  |  | Alaska |  | North Slope |  |  | 2.5 |  | 1980 | [33 empty] | North Slope Borough Power & Light | 100 | North Slope Borough Power & Light | 100 | Regulated | Dropped - in Alaska or in Hawaii or Puerto Rico
Barrow | 7173_G_8 | 7173 | G | 8 |  | Combustion Turbine |  |  | Alaska |  | North Slope |  |  | 2.5 |  | 1982 | [33 empty] | North Slope Borough Power & Light | 100 | North Slope Borough Power & Light | 100 | Regulated | Dropped - in Alaska or in Hawaii or Puerto Rico
Gwitchyaa Zhee | 7174_G_10 | 7174 | G | 10 |  | Combustion Turbine |  |  | Alaska |  | Yukon Koyukuk |  |  | 0.2 |  | 2016 | [33 empty] | Gwitchyaa Zhee Utility Co | 100 | Gwitchyaa Zhee Utility Co | 100 | Regulated | Dropped - in Alaska or in Hawaii or Puerto Rico
Gwitchyaa Zhee | 7174_G_11 | 7174 | G | 11 |  | Combustion Turbine |  |  | Alaska |  | Yukon Koyukuk |  |  | 0.2 |  | 2022 | [33 empty] | Gwitchyaa Zhee Utility Co | 100 | Gwitchyaa Zhee Utility Co | 100 | Regulated | Dropped - in Alaska or in Hawaii or Puerto Rico
Gwitchyaa Zhee | 7174_G_7 | 7174 | G | 7 |  | Combustion Turbine |  |  | Alaska |  | Yukon Koyukuk |  |  | 0.4 |  | 2015 | [33 empty] | Gwitchyaa Zhee Utility Co | 100 | Gwitchyaa Zhee Utility Co | 100 | Regulated | Dropped - in Alaska or in Hawaii or Puerto Rico
Gwitchyaa Zhee | 7174_G_8 | 7174 | G | 8 |  | Combustion Turbine |  |  | Alaska |  | Yukon Koyukuk |  |  | 0.4 |  | 2016 | [33 empty] | Gwitchyaa Zhee Utility Co | 100 | Gwitchyaa Zhee Utility Co | 100 | Regulated | Dropped - in Alaska or in Hawaii or Puerto Rico
Gwitchyaa Zhee | 7174_G_9 | 7174 | G | 9 |  | Combustion Turbine |  |  | Alaska |  | Yukon Koyukuk |  |  | 0.2 |  | 2016 | [33 empty] | Gwitchyaa Zhee Utility Co | 100 | Gwitchyaa Zhee Utility Co | 100 | Regulated | Dropped - in Alaska or in Hawaii or Puerto Rico
Aniak | 7182_G_1 | 7182 | G | 1 |  | Combustion Turbine |  |  | Alaska |  | Bethel |  |  | 0.2 |  | 1988 | [33 empty] | Aniak Light & Power Co Inc | 100 | Aniak Light & Power Co Inc | 100 | Regulated | Dropped - in Alaska or in Hawaii or Puerto Rico
Aniak | 7182_G_10 | 7182 | G | 10 |  | Combustion Turbine |  |  | Alaska |  | Bethel |  |  | 0.6 |  | 2016 | [33 empty] | Aniak Light & Power Co Inc | 100 | Aniak Light & Power Co Inc | 100 | Regulated | Dropped - in Alaska or in Hawaii or Puerto Rico
Aniak | 7182_G_11 | 7182 | G | 11 |  | Combustion Turbine |  |  | Alaska |  | Bethel |  |  | 0.5 |  | 2018 | [33 empty] | Aniak Light & Power Co Inc | 100 | Aniak Light & Power Co Inc | 100 | Regulated | Dropped - in Alaska or in Hawaii or Puerto Rico
Aniak | 7182_G_9 | 7182 | G | 9 |  | Combustion Turbine |  |  | Alaska |  | Bethel |  |  | 0.6 |  | 1996 | [33 empty] | Aniak Light & Power Co Inc | 100 | Aniak Light & Power Co Inc | 100 | Regulated | Dropped - in Alaska or in Hawaii or Puerto Rico
Newhalen | 7183_G_5 | 7183 | G | 5 |  | Combustion Turbine |  |  | Alaska |  | Lake and Peninsula |  |  | 0.3 |  | 2012 | [33 empty] | I-N-N Electric Coop, Inc | 100 | I-N-N Electric Coop, Inc | 100 | Regulated | Dropped - in Alaska or in Hawaii or Puerto Rico
Newhalen | 7183_G_6 | 7183 | G | 6 |  | Combustion Turbine |  |  | Alaska |  | Lake and Peninsula |  |  | 0.3 |  | 2012 | [33 empty] | I-N-N Electric Coop, Inc | 100 | I-N-N Electric Coop, Inc | 100 | Regulated | Dropped - in Alaska or in Hawaii or Puerto Rico
Newhalen | 7183_G_7 | 7183 | G | 7 |  | Combustion Turbine |  |  | Alaska |  | Lake and Peninsula |  |  | 0.3 |  | 2012 | [33 empty] | I-N-N Electric Coop, Inc | 100 | I-N-N Electric Coop, Inc | 100 | Regulated | Dropped - in Alaska or in Hawaii or Puerto Rico
Newhalen | 7183_G_H-1 | 7183 | G | H-1 |  | Hydro |  |  | Alaska |  | Lake and Peninsula |  |  | 0.4 |  | 1998 | [33 empty] | I-N-N Electric Coop, Inc | 100 | I-N-N Electric Coop, Inc | 100 | Regulated | Dropped - in Alaska or in Hawaii or Puerto Rico
Newhalen | 7183_G_H-2 | 7183 | G | H-2 |  | Hydro |  |  | Alaska |  | Lake and Peninsula |  |  | 0.4 |  | 1998 | [33 empty] | I-N-N Electric Coop, Inc | 100 | I-N-N Electric Coop, Inc | 100 | Regulated | Dropped - in Alaska or in Hawaii or Puerto Rico
Angus Anson | 7237_G_1 | 7237 | G | 1 | 3042 | Combustion Turbine |  |  | South Dakota |  | Minnehaha |  |  | 90 |  | 1994 | [33 empty] | Northern States Power Co - Minnesota | 100 | Northern States Power Co - Minnesota | 100 | Regulated | Dropped - Lack of model plants
Angus Anson | 7237_G_2 | 7237 | G | 2 | 3041 | Combustion Turbine |  |  | South Dakota |  | Minnehaha |  |  | 90 |  | 1994 | [33 empty] | Northern States Power Co - Minnesota | 100 | Northern States Power Co - Minnesota | 100 | Regulated | Dropped - Lack of model plants
Auke Bay | 7250_G_13 | 7250 | G | 13 |  | Combustion Turbine |  |  | Alaska |  | Juneau |  |  | 2.8 |  | 1993 | [33 empty] | Alaska Electric Light & Power Co. | 100 | Alaska Electric Light & Power Co. | 100 | Regulated | Dropped - in Alaska or in Hawaii or Puerto Rico
Auke Bay | 7250_G_14 | 7250 | G | 14 |  | Combustion Turbine |  |  | Alaska |  | Juneau |  |  | 23 |  | 1994 | [33 empty] | Alaska Electric Light & Power Co. | 100 | Alaska Electric Light & Power Co. | 100 | Regulated | Dropped - in Alaska or in Hawaii or Puerto Rico
Auke Bay | 7250_G_4 | 7250 | G | 4 |  | Combustion Turbine |  |  | Alaska |  | Juneau |  |  | 2.5 |  | 1980 | [33 empty] | Alaska Electric Light & Power Co. | 100 | Alaska Electric Light & Power Co. | 100 | Regulated | Dropped - in Alaska or in Hawaii or Puerto Rico
Miki Basin | 7264_G_LL1 | 7264 | G | LL1 |  | Combustion Turbine |  |  | Hawaii |  | Maui |  |  | 1 |  | 1990 | [33 empty] | Maui Electric Co Ltd | 100 | Maui Electric Co Ltd | 100 | Regulated | Dropped - in Alaska or in Hawaii or Puerto Rico
Miki Basin | 7264_G_LL2 | 7264 | G | LL2 |  | Combustion Turbine |  |  | Hawaii |  | Maui |  |  | 1 |  | 1990 | [33 empty] | Maui Electric Co Ltd | 100 | Maui Electric Co Ltd | 100 | Regulated | Dropped - in Alaska or in Hawaii or Puerto Rico
Miki Basin | 7264_G_LL3 | 7264 | G | LL3 |  | Combustion Turbine |  |  | Hawaii |  | Maui |  |  | 1 |  | 1990 | [33 empty] | Maui Electric Co Ltd | 100 | Maui Electric Co Ltd | 100 | Regulated | Dropped - in Alaska or in Hawaii or Puerto Rico
Miki Basin | 7264_G_LL4 | 7264 | G | LL4 |  | Combustion Turbine |  |  | Hawaii |  | Maui |  |  | 1 |  | 1990 | [33 empty] | Maui Electric Co Ltd | 100 | Maui Electric Co Ltd | 100 | Regulated | Dropped - in Alaska or in Hawaii or Puerto Rico
Miki Basin | 7264_G_LL5 | 7264 | G | LL5 |  | Combustion Turbine |  |  | Hawaii |  | Maui |  |  | 1 |  | 1990 | [33 empty] | Maui Electric Co Ltd | 100 | Maui Electric Co Ltd | 100 | Regulated | Dropped - in Alaska or in Hawaii or Puerto Rico
Miki Basin | 7264_G_LL6 | 7264 | G | LL6 |  | Combustion Turbine |  |  | Hawaii |  | Maui |  |  | 1 |  | 1990 | [33 empty] | Maui Electric Co Ltd | 100 | Maui Electric Co Ltd | 100 | Regulated | Dropped - in Alaska or in Hawaii or Puerto Rico
Miki Basin | 7264_G_LL7 | 7264 | G | LL7 |  | Combustion Turbine |  |  | Hawaii |  | Maui |  |  | 2.1 |  | 1996 | [33 empty] | Maui Electric Co Ltd | 100 | Maui Electric Co Ltd | 100 | Regulated | Dropped - in Alaska or in Hawaii or Puerto Rico
Miki Basin | 7264_G_LL8 | 7264 | G | LL8 |  | Combustion Turbine |  |  | Hawaii |  | Maui |  |  | 2.1 |  | 1996 | [33 empty] | Maui Electric Co Ltd | 100 | Maui Electric Co Ltd | 100 | Regulated | Dropped - in Alaska or in Hawaii or Puerto Rico
O'Shaughnessy Hydro | 7279_G_1 | 7279 | G | 1 | NA | Hydro |  |  | Ohio |  | Delaware |  |  | 1.3 |  | 1988 | [33 empty] | City of Columbus - (OH) | 100 | City of Columbus - (OH) | 100 | Regulated | Dropped - Lack of model plants
O'Shaughnessy Hydro | 7279_G_2 | 7279 | G | 2 | NA | Hydro |  |  | Ohio |  | Delaware |  |  | 3.9 |  | 1988 | [33 empty] | City of Columbus - (OH) | 100 | City of Columbus - (OH) | 100 | Regulated | Dropped - Lack of model plants
Bradley Lake | 7367_G_1 | 7367 | G | 1 |  | Hydro |  |  | Alaska |  | Kenai Peninsula |  |  | 63 |  | 1991 | [33 empty] | Alaska Energy Authority | 100 | Alaska Energy Authority | 100 | Regulated | Dropped - in Alaska or in Hawaii or Puerto Rico
Bradley Lake | 7367_G_2 | 7367 | G | 2 |  | Hydro |  |  | Alaska |  | Kenai Peninsula |  |  | 63 |  | 1991 | [33 empty] | Alaska Energy Authority | 100 | Alaska Energy Authority | 100 | Regulated | Dropped - in Alaska or in Hawaii or Puerto Rico
Thorne Bay Plant | 7414_G_2 | 7414 | G | 2 |  | Combustion Turbine |  |  | Alaska |  | Prince of Wales Ketchikan |  |  | 0.6 |  | 1993 | [33 empty] | Alaska Power and Telephone Co | 100 | Alaska Power and Telephone Co | 100 | Regulated | Dropped - in Alaska or in Hawaii or Puerto Rico
Thorne Bay Plant | 7414_G_4 | 7414 | G | 4 |  | Combustion Turbine |  |  | Alaska |  | Prince of Wales Ketchikan |  |  | 0.4 |  | 1996 | [33 empty] | Alaska Power and Telephone Co | 100 | Alaska Power and Telephone Co | 100 | Regulated | Dropped - in Alaska or in Hawaii or Puerto Rico
Vernon | 7436_G_JH1 | 7436 | G | JH1 |  | Combustion Turbine |  |  | California |  | Los Angeles |  |  | 3.6 |  | 1933 | [33 empty] | City of Vernon | 100 | City of Vernon | 100 | Regulated | Dropped - Units whose status are "OS" or "RE" for the past 3 consecutive years
Vernon | 7436_G_JH2 | 7436 | G | JH2 |  | Combustion Turbine |  |  | California |  | Los Angeles |  |  | 3.6 |  | 1933 | [33 empty] | City of Vernon | 100 | City of Vernon | 100 | Regulated | Dropped - Units whose status are "OS" or "RE" for the past 3 consecutive years
Vernon | 7436_G_JH3 | 7436 | G | JH3 |  | Combustion Turbine |  |  | California |  | Los Angeles |  |  | 3.6 |  | 1933 | [33 empty] | City of Vernon | 100 | City of Vernon | 100 | Regulated | Dropped - Units whose status are "OS" or "RE" for the past 3 consecutive years
Vernon | 7436_G_JH4 | 7436 | G | JH4 |  | Combustion Turbine |  |  | California |  | Los Angeles |  |  | 3.6 |  | 1933 | [33 empty] | City of Vernon | 100 | City of Vernon | 100 | Regulated | Dropped - Units whose status are "OS" or "RE" for the past 3 consecutive years
Vernon | 7436_G_JH5 | 7436 | G | JH5 |  | Combustion Turbine |  |  | California |  | Los Angeles |  |  | 3.6 |  | 1933 | [33 empty] | City of Vernon | 100 | City of Vernon | 100 | Regulated | Dropped - Units whose status are "OS" or "RE" for the past 3 consecutive years
Galena Electric Utility | 7437_G_2A | 7437 | G | 2A |  | Combustion Turbine |  |  | Alaska |  | Yukon Koyukuk |  |  | 0.5 |  | 2015 | [33 empty] | Galena Electric Utility | 100 | Galena Electric Utility | 100 | Regulated | Dropped - in Alaska or in Hawaii or Puerto Rico
Galena Electric Utility | 7437_G_3B | 7437 | G | 3B |  | Combustion Turbine |  |  | Alaska |  | Yukon Koyukuk |  |  | 0.4 |  | 2022 | [33 empty] | Galena Electric Utility | 100 | Galena Electric Utility | 100 | Regulated | Dropped - in Alaska or in Hawaii or Puerto Rico
Galena Electric Utility | 7437_G_4A | 7437 | G | 4A |  | Combustion Turbine |  |  | Alaska |  | Yukon Koyukuk |  |  | 1 |  | 2004 | [33 empty] | Galena Electric Utility | 100 | Galena Electric Utility | 100 | Regulated | Dropped - in Alaska or in Hawaii or Puerto Rico
Galena Electric Utility | 7437_G_5A | 7437 | G | 5A |  | Combustion Turbine |  |  | Alaska |  | Yukon Koyukuk |  |  | 0.8 |  | 2009 | [33 empty] | Galena Electric Utility | 100 | Galena Electric Utility | 100 | Regulated | Dropped - in Alaska or in Hawaii or Puerto Rico
Galena Electric Utility | 7437_G_6B | 7437 | G | 6B |  | Combustion Turbine |  |  | Alaska |  | Yukon Koyukuk |  |  | 0.4 |  | 2022 | [33 empty] | Galena Electric Utility | 100 | Galena Electric Utility | 100 | Regulated | Dropped - in Alaska or in Hawaii or Puerto Rico
Angoon | 7462_G_1A | 7462 | G | 1A |  | Combustion Turbine |  |  | Alaska |  | Skagway Hoonah Angoon |  |  | 0.5 |  | 2009 | [33 empty] | Inside Passage Elec Coop, Inc | 100 | Inside Passage Elec Coop, Inc | 100 | Regulated | Dropped - in Alaska or in Hawaii or Puerto Rico
Angoon | 7462_G_2A | 7462 | G | 2A |  | Combustion Turbine |  |  | Alaska |  | Skagway Hoonah Angoon |  |  | 0.5 |  | 1998 | [33 empty] | Inside Passage Elec Coop, Inc | 100 | Inside Passage Elec Coop, Inc | 100 | Regulated | Dropped - in Alaska or in Hawaii or Puerto Rico
Angoon | 7462_G_3 | 7462 | G | 3 |  | Combustion Turbine |  |  | Alaska |  | Skagway Hoonah Angoon |  |  | 0.5 |  | 1990 | [33 empty] | Inside Passage Elec Coop, Inc | 100 | Inside Passage Elec Coop, Inc | 100 | Regulated | Dropped - in Alaska or in Hawaii or Puerto Rico
Hoonah | 7463_G_2A | 7463 | G | 2A |  | Combustion Turbine |  |  | Alaska |  | Skagway Hoonah Angoon |  |  | 1 |  | 1997 | [33 empty] | Inside Passage Elec Coop, Inc | 100 | Inside Passage Elec Coop, Inc | 100 | Regulated | Dropped - in Alaska or in Hawaii or Puerto Rico
Hoonah | 7463_G_3A | 7463 | G | 3A |  | Combustion Turbine |  |  | Alaska |  | Skagway Hoonah Angoon |  |  | 0.5 |  | 2012 | [33 empty] | Inside Passage Elec Coop, Inc | 100 | Inside Passage Elec Coop, Inc | 100 | Regulated | Dropped - in Alaska or in Hawaii or Puerto Rico
Hoonah | 7463_G_4 | 7463 | G | 4 |  | Combustion Turbine |  |  | Alaska |  | Skagway Hoonah Angoon |  |  | 0.5 |  | 2012 | [33 empty] | Inside Passage Elec Coop, Inc | 100 | Inside Passage Elec Coop, Inc | 100 | Regulated | Dropped - in Alaska or in Hawaii or Puerto Rico
Kake | 7464_G_1B | 7464 | G | 1B |  | Combustion Turbine |  |  | Alaska |  | Wrangell Petersburg |  |  | 0.5 |  | 2017 | [33 empty] | Inside Passage Elec Coop, Inc | 100 | Inside Passage Elec Coop, Inc | 100 | Regulated | Dropped - in Alaska or in Hawaii or Puerto Rico
Kake | 7464_G_2 | 7464 | G | 2 |  | Combustion Turbine |  |  | Alaska |  | Wrangell Petersburg |  |  | 1.1 |  | 1993 | [33 empty] | Inside Passage Elec Coop, Inc | 100 | Inside Passage Elec Coop, Inc | 100 | Regulated | Dropped - in Alaska or in Hawaii or Puerto Rico
Kake | 7464_G_2A | 7464 | G | 2A |  | Combustion Turbine |  |  | Alaska |  | Wrangell Petersburg |  |  | 0.5 |  | 2017 | [33 empty] | Inside Passage Elec Coop, Inc | 100 | Inside Passage Elec Coop, Inc | 100 | Regulated | Dropped - in Alaska or in Hawaii or Puerto Rico
Kake | 7464_G_3B | 7464 | G | 3B |  | Combustion Turbine |  |  | Alaska |  | Wrangell Petersburg |  |  | 0.5 |  | 2017 | [33 empty] | Inside Passage Elec Coop, Inc | 100 | Inside Passage Elec Coop, Inc | 100 | Regulated | Dropped - in Alaska or in Hawaii or Puerto Rico
Kake | 7464_G_4 | 7464 | G | 4 |  | Combustion Turbine |  |  | Alaska |  | Wrangell Petersburg |  |  | 0.5 |  | 2017 | [33 empty] | Inside Passage Elec Coop, Inc | 100 | Inside Passage Elec Coop, Inc | 100 | Regulated | Dropped - in Alaska or in Hawaii or Puerto Rico
NSB Atqasuk Utility | 7482_G_NA1 | 7482 | G | NA1 |  | Combustion Turbine |  |  | Alaska |  | North Slope |  |  | 0.9 |  | 2003 | [33 empty] | North Slope Borough Power & Light | 100 | North Slope Borough Power & Light | 100 | Regulated | Dropped - in Alaska or in Hawaii or Puerto Rico
NSB Atqasuk Utility | 7482_G_NA2 | 7482 | G | NA2 |  | Combustion Turbine |  |  | Alaska |  | North Slope |  |  | 0.9 |  | 2003 | [33 empty] | North Slope Borough Power & Light | 100 | North Slope Borough Power & Light | 100 | Regulated | Dropped - in Alaska or in Hawaii or Puerto Rico
NSB Atqasuk Utility | 7482_G_NA3 | 7482 | G | NA3 |  | Combustion Turbine |  |  | Alaska |  | North Slope |  |  | 0.4 |  | 2003 | [33 empty] | North Slope Borough Power & Light | 100 | North Slope Borough Power & Light | 100 | Regulated | Dropped - in Alaska or in Hawaii or Puerto Rico
NSB Atqasuk Utility | 7482_G_PG2 | 7482 | G | PG2 |  | Combustion Turbine |  |  | Alaska |  | North Slope |  |  | 0.4 |  | 1986 | [33 empty] | North Slope Borough Power & Light | 100 | North Slope Borough Power & Light | 100 | Regulated | Dropped - in Alaska or in Hawaii or Puerto Rico
NSB Atqasuk Utility | 7482_G_PG3 | 7482 | G | PG3 |  | Combustion Turbine |  |  | Alaska |  | North Slope |  |  | 0.6 |  | 1986 | [33 empty] | North Slope Borough Power & Light | 100 | North Slope Borough Power & Light | 100 | Regulated | Dropped - in Alaska or in Hawaii or Puerto Rico
NSB Kaktovik Utility | 7483_G_PG1A | 7483 | G | PG1A |  | Combustion Turbine |  |  | Alaska |  | North Slope |  |  | 0.9 |  | 2000 | [33 empty] | North Slope Borough Power & Light | 100 | North Slope Borough Power & Light | 100 | Regulated | Dropped - in Alaska or in Hawaii or Puerto Rico
NSB Kaktovik Utility | 7483_G_PG2A | 7483 | G | PG2A |  | Combustion Turbine |  |  | Alaska |  | North Slope |  |  | 0.9 |  | 2000 | [33 empty] | North Slope Borough Power & Light | 100 | North Slope Borough Power & Light | 100 | Regulated | Dropped - in Alaska or in Hawaii or Puerto Rico
NSB Kaktovik Utility | 7483_G_PG3A | 7483 | G | PG3A |  | Combustion Turbine |  |  | Alaska |  | North Slope |  |  | 0.4 |  | 2000 | [33 empty] | North Slope Borough Power & Light | 100 | North Slope Borough Power & Light | 100 | Regulated | Dropped - in Alaska or in Hawaii or Puerto Rico
NSB Kaktovik Utility | 7483_G_PG4A | 7483 | G | PG4A |  | Combustion Turbine |  |  | Alaska |  | North Slope |  |  | 0.4 |  | 2000 | [33 empty] | North Slope Borough Power & Light | 100 | North Slope Borough Power & Light | 100 | Regulated | Dropped - in Alaska or in Hawaii or Puerto Rico
NSB Nuiqsut Utility | 7484_G_PG1A | 7484 | G | PG1A |  | Combustion Turbine |  |  | Alaska |  | North Slope |  |  | 0.9 |  | 1999 | [33 empty] | North Slope Borough Power & Light | 100 | North Slope Borough Power & Light | 100 | Regulated | Dropped - in Alaska or in Hawaii or Puerto Rico
NSB Nuiqsut Utility | 7484_G_PG2A | 7484 | G | PG2A |  | Combustion Turbine |  |  | Alaska |  | North Slope |  |  | 0.9 |  | 1999 | [33 empty] | North Slope Borough Power & Light | 100 | North Slope Borough Power & Light | 100 | Regulated | Dropped - in Alaska or in Hawaii or Puerto Rico
NSB Nuiqsut Utility | 7484_G_PG3A | 7484 | G | PG3A |  | Combustion Turbine |  |  | Alaska |  | North Slope |  |  | 0.4 |  | 1999 | [33 empty] | North Slope Borough Power & Light | 100 | North Slope Borough Power & Light | 100 | Regulated | Dropped - in Alaska or in Hawaii or Puerto Rico
NSB Nuiqsut Utility | 7484_G_PG3B | 7484 | G | PG3B |  | Combustion Turbine |  |  | Alaska |  | North Slope |  |  | 0.6 |  | 2013 | [33 empty] | North Slope Borough Power & Light | 100 | North Slope Borough Power & Light | 100 | Regulated | Dropped - in Alaska or in Hawaii or Puerto Rico
NSB Nuiqsut Utility | 7484_G_PG5A | 7484 | G | PG5A |  | Combustion Turbine |  |  | Alaska |  | North Slope |  |  | 0.8 |  | 2008 | [33 empty] | North Slope Borough Power & Light | 100 | North Slope Borough Power & Light | 100 | Regulated | Dropped - in Alaska or in Hawaii or Puerto Rico
NSB Nuiqsut Utility | 7484_G_PG6A | 7484 | G | PG6A |  | Combustion Turbine |  |  | Alaska |  | North Slope |  |  | 0.8 |  | 2008 | [33 empty] | North Slope Borough Power & Light | 100 | North Slope Borough Power & Light | 100 | Regulated | Dropped - in Alaska or in Hawaii or Puerto Rico
NSB Point Hope Utility | 7485_G_PG1A | 7485 | G | PG1A |  | Combustion Turbine |  |  | Alaska |  | North Slope |  |  | 1 |  | 2014 | [33 empty] | North Slope Borough Power & Light | 100 | North Slope Borough Power & Light | 100 | Regulated | Dropped - in Alaska or in Hawaii or Puerto Rico
NSB Point Hope Utility | 7485_G_PG6 | 7485 | G | PG6 |  | Combustion Turbine |  |  | Alaska |  | North Slope |  |  | 0.6 |  | 1995 | [33 empty] | North Slope Borough Power & Light | 100 | North Slope Borough Power & Light | 100 | Regulated | Dropped - in Alaska or in Hawaii or Puerto Rico
NSB Point Hope Utility | 7485_G_PG7 | 7485 | G | PG7 |  | Combustion Turbine |  |  | Alaska |  | North Slope |  |  | 0.6 |  | 1995 | [33 empty] | North Slope Borough Power & Light | 100 | North Slope Borough Power & Light | 100 | Regulated | Dropped - in Alaska or in Hawaii or Puerto Rico
NSB Point Hope Utility | 7485_G_PG8 | 7485 | G | PG8 |  | Combustion Turbine |  |  | Alaska |  | North Slope |  |  | 0.9 |  | 2008 | [33 empty] | North Slope Borough Power & Light | 100 | North Slope Borough Power & Light | 100 | Regulated | Dropped - in Alaska or in Hawaii or Puerto Rico
NSB Point Lay Utility | 7486_G_PG10 | 7486 | G | PG10 |  | Combustion Turbine |  |  | Alaska |  | North Slope |  |  | 0.6 |  | 2013 | [33 empty] | North Slope Borough Power & Light | 100 | North Slope Borough Power & Light | 100 | Regulated | Dropped - in Alaska or in Hawaii or Puerto Rico
NSB Point Lay Utility | 7486_G_PG7 | 7486 | G | PG7 |  | Combustion Turbine |  |  | Alaska |  | North Slope |  |  | 0.6 |  | 2013 | [33 empty] | North Slope Borough Power & Light | 100 | North Slope Borough Power & Light | 100 | Regulated | Dropped - in Alaska or in Hawaii or Puerto Rico
NSB Point Lay Utility | 7486_G_PG8 | 7486 | G | PG8 |  | Combustion Turbine |  |  | Alaska |  | North Slope |  |  | 0.6 |  | 2013 | [33 empty] | North Slope Borough Power & Light | 100 | North Slope Borough Power & Light | 100 | Regulated | Dropped - in Alaska or in Hawaii or Puerto Rico
NSB Point Lay Utility | 7486_G_PG9 | 7486 | G | PG9 |  | Combustion Turbine |  |  | Alaska |  | North Slope |  |  | 0.6 |  | 2013 | [33 empty] | North Slope Borough Power & Light | 100 | North Slope Borough Power & Light | 100 | Regulated | Dropped - in Alaska or in Hawaii or Puerto Rico
NSB Anaktuvuk Pass | 7487_G_1 | 7487 | G | 1 |  | Combustion Turbine |  |  | Alaska |  | North Slope |  |  | 0.3 |  | 1994 | [33 empty] | North Slope Borough Power & Light | 100 | North Slope Borough Power & Light | 100 | Regulated | Dropped - in Alaska or in Hawaii or Puerto Rico
NSB Anaktuvuk Pass | 7487_G_2 | 7487 | G | 2 |  | Combustion Turbine |  |  | Alaska |  | North Slope |  |  | 0.3 |  | 1994 | [33 empty] | North Slope Borough Power & Light | 100 | North Slope Borough Power & Light | 100 | Regulated | Dropped - in Alaska or in Hawaii or Puerto Rico
NSB Anaktuvuk Pass | 7487_G_3 | 7487 | G | 3 |  | Combustion Turbine |  |  | Alaska |  | North Slope |  |  | 0.3 |  | 1994 | [33 empty] | North Slope Borough Power & Light | 100 | North Slope Borough Power & Light | 100 | Regulated | Dropped - in Alaska or in Hawaii or Puerto Rico
NSB Anaktuvuk Pass | 7487_G_6 | 7487 | G | 6 |  | Combustion Turbine |  |  | Alaska |  | North Slope |  |  | 0.9 |  | 2003 | [33 empty] | North Slope Borough Power & Light | 100 | North Slope Borough Power & Light | 100 | Regulated | Dropped - in Alaska or in Hawaii or Puerto Rico
NSB Anaktuvuk Pass | 7487_G_7 | 7487 | G | 7 |  | Combustion Turbine |  |  | Alaska |  | North Slope |  |  | 0.9 |  | 2003 | [33 empty] | North Slope Borough Power & Light | 100 | North Slope Borough Power & Light | 100 | Regulated | Dropped - in Alaska or in Hawaii or Puerto Rico
NSB Wainwright Utility | 7488_G_PG1 | 7488 | G | PG1 |  | Combustion Turbine |  |  | Alaska |  | North Slope |  |  | 0.4 |  | 1988 | [33 empty] | North Slope Borough Power & Light | 100 | North Slope Borough Power & Light | 100 | Regulated | Dropped - in Alaska or in Hawaii or Puerto Rico
NSB Wainwright Utility | 7488_G_PG2 | 7488 | G | PG2 |  | Combustion Turbine |  |  | Alaska |  | North Slope |  |  | 0.4 |  | 1988 | [33 empty] | North Slope Borough Power & Light | 100 | North Slope Borough Power & Light | 100 | Regulated | Dropped - in Alaska or in Hawaii or Puerto Rico
NSB Wainwright Utility | 7488_G_PG3 | 7488 | G | PG3 |  | Combustion Turbine |  |  | Alaska |  | North Slope |  |  | 0.4 |  | 1989 | [33 empty] | North Slope Borough Power & Light | 100 | North Slope Borough Power & Light | 100 | Regulated | Dropped - in Alaska or in Hawaii or Puerto Rico
NSB Wainwright Utility | 7488_G_PG4A | 7488 | G | PG4A |  | Combustion Turbine |  |  | Alaska |  | North Slope |  |  | 0.9 |  | 2001 | [33 empty] | North Slope Borough Power & Light | 100 | North Slope Borough Power & Light | 100 | Regulated | Dropped - in Alaska or in Hawaii or Puerto Rico
NSB Wainwright Utility | 7488_G_PG5 | 7488 | G | PG5 |  | Combustion Turbine |  |  | Alaska |  | North Slope |  |  | 0.9 |  | 2001 | [33 empty] | North Slope Borough Power & Light | 100 | North Slope Borough Power & Light | 100 | Regulated | Dropped - in Alaska or in Hawaii or Puerto Rico
King Cove | 7493_G_1 | 7493 | G | 1 |  | Combustion Turbine |  |  | Alaska |  | Aleutians East |  |  | 0.3 |  | 1980 | [33 empty] | City of King Cove | 100 | City of King Cove | 100 | Regulated | Dropped - in Alaska or in Hawaii or Puerto Rico
King Cove | 7493_G_2 | 7493 | G | 2 |  | Combustion Turbine |  |  | Alaska |  | Aleutians East |  |  | 0.4 |  | 1986 | [33 empty] | City of King Cove | 100 | City of King Cove | 100 | Regulated | Dropped - in Alaska or in Hawaii or Puerto Rico
King Cove | 7493_G_3 | 7493 | G | 3 |  | Combustion Turbine |  |  | Alaska |  | Aleutians East |  |  | 0.6 |  | 1992 | [33 empty] | City of King Cove | 100 | City of King Cove | 100 | Regulated | Dropped - in Alaska or in Hawaii or Puerto Rico
King Cove | 7493_G_4 | 7493 | G | 4 |  | Hydro |  |  | Alaska |  | Aleutians East |  |  | 0.7 |  | 1995 | [33 empty] | City of King Cove | 100 | City of King Cove | 100 | Regulated | Dropped - in Alaska or in Hawaii or Puerto Rico
King Cove | 7493_G_5 | 7493 | G | 5 |  | Combustion Turbine |  |  | Alaska |  | Aleutians East |  |  | 0.3 |  | 1980 | [33 empty] | City of King Cove | 100 | City of King Cove | 100 | Regulated | Dropped - in Alaska or in Hawaii or Puerto Rico
Dutch Harbor | 7502_G_10 | 7502 | G | 10 |  | Combustion Turbine |  |  | Alaska |  | Aleutians West |  |  | 4.4 |  | 2010 | [33 empty] | City of Unalaska - (AK) | 100 | City of Unalaska - (AK) | 100 | Regulated | Dropped - in Alaska or in Hawaii or Puerto Rico
Dutch Harbor | 7502_G_11 | 7502 | G | 11 |  | Combustion Turbine |  |  | Alaska |  | Aleutians West |  |  | 4.4 |  | 2010 | [33 empty] | City of Unalaska - (AK) | 100 | City of Unalaska - (AK) | 100 | Regulated | Dropped - in Alaska or in Hawaii or Puerto Rico
Dutch Harbor | 7502_G_12 | 7502 | G | 12 |  | Combustion Turbine |  |  | Alaska |  | Aleutians West |  |  | 3.7 |  | 2015 | [33 empty] | City of Unalaska - (AK) | 100 | City of Unalaska - (AK) | 100 | Regulated | Dropped - in Alaska or in Hawaii or Puerto Rico
Dutch Harbor | 7502_G_13 | 7502 | G | 13 |  | Combustion Turbine |  |  | Alaska |  | Aleutians West |  |  | 3.7 |  | 2011 | [33 empty] | City of Unalaska - (AK) | 100 | City of Unalaska - (AK) | 100 | Regulated | Dropped - in Alaska or in Hawaii or Puerto Rico
Dutch Harbor | 7502_G_15 | 7502 | G | 15 |  | Combustion Turbine |  |  | Alaska |  | Aleutians West |  |  | 0.2 |  | 2010 | [33 empty] | City of Unalaska - (AK) | 100 | City of Unalaska - (AK) | 100 | Regulated | Dropped - in Alaska or in Hawaii or Puerto Rico
Dutch Harbor | 7502_G_8 | 7502 | G | 8 |  | Combustion Turbine |  |  | Alaska |  | Aleutians West |  |  | 1 |  | 1989 | [33 empty] | City of Unalaska - (AK) | 100 | City of Unalaska - (AK) | 100 | Regulated | Dropped - in Alaska or in Hawaii or Puerto Rico
Dutch Harbor | 7502_G_9 | 7502 | G | 9 |  | Combustion Turbine |  |  | Alaska |  | Aleutians West |  |  | 1 |  | 1994 | [33 empty] | City of Unalaska - (AK) | 100 | City of Unalaska - (AK) | 100 | Regulated | Dropped - in Alaska or in Hawaii or Puerto Rico
Unalaska Power Module | 7503_G_7 | 7503 | G | 7 |  | Combustion Turbine |  |  | Alaska |  | Aleutians West |  |  | 0.8 |  | 1993 | [33 empty] | City of Unalaska - (AK) | 100 | City of Unalaska - (AK) | 100 | Regulated | Dropped - in Alaska or in Hawaii or Puerto Rico
Pennsbury | 7690_G_2 | 7690 | G | 2 |  | Landfill Gas |  |  | Pennsylvania |  | Bucks |  |  | 2 |  | 1996 | [33 empty] | WM Renewable Energy LLC | 100 | WM Renewable Energy LLC | 100 | Non-regulated | Dropped - Units whose status are "OS" or "RE" for the past 3 consecutive years
Pea Ridge | 7715_G_1 | 7715 | G | 1 |  | Combustion Turbine |  |  | Florida |  | Santa Rosa |  |  | 4 |  | 1998 | 2025 | [32 empty] | Florida Power & Light Co | 100 | Florida Power & Light Co | 100 | Regulated | Dropped - Retired/Planned Retirement by 06/2028
Pea Ridge | 7715_G_2 | 7715 | G | 2 |  | Combustion Turbine |  |  | Florida |  | Santa Rosa |  |  | 4 |  | 1998 | 2025 | [32 empty] | Florida Power & Light Co | 100 | Florida Power & Light Co | 100 | Regulated | Dropped - Retired/Planned Retirement by 06/2028
Pea Ridge | 7715_G_3 | 7715 | G | 3 |  | Combustion Turbine |  |  | Florida |  | Santa Rosa |  |  | 4 |  | 1998 | 2025 | [32 empty] | Florida Power & Light Co | 100 | Florida Power & Light Co | 100 | Regulated | Dropped - Retired/Planned Retirement by 06/2028
Nymans Plant Microgrid | 7723_G_1 | 7723 | G | 1 |  | Combustion Turbine |  |  | Alaska |  | Kodiak Island |  |  | 2.5 |  | 1994 | [33 empty] | Kodiak Electric Assn Inc | 100 | Kodiak Electric Assn Inc | 100 | Regulated | Dropped - in Alaska or in Hawaii or Puerto Rico
Nymans Plant Microgrid | 7723_G_2 | 7723 | G | 2 |  | Combustion Turbine |  |  | Alaska |  | Kodiak Island |  |  | 7.3 |  | 2000 | [33 empty] | Kodiak Electric Assn Inc | 100 | Kodiak Electric Assn Inc | 100 | Regulated | Dropped - in Alaska or in Hawaii or Puerto Rico
Goat Lake Hydro | 7751_G_1 | 7751 | G | 1 |  | Hydro |  |  | Alaska |  | Skagway Hoonah Angoon |  |  | 4 |  | 1997 | [33 empty] | Alaska Power and Telephone Co | 100 | Alaska Power and Telephone Co | 100 | Regulated | Dropped - in Alaska or in Hawaii or Puerto Rico
Black Bear Lake | 7752_G_1 | 7752 | G | 1 |  | Hydro |  |  | Alaska |  | Prince of Wales Ketchikan |  |  | 4.5 |  | 1995 | [33 empty] | Alaska Power and Telephone Co | 100 | Alaska Power and Telephone Co | 100 | Regulated | Dropped - in Alaska or in Hawaii or Puerto Rico
Valdez Cogen | 7841_G_1 | 7841 | G | 1 |  | Fossil Waste |  |  | Alaska |  | Valdez Cordova |  |  | 5.1 |  | 2000 | [33 empty] | Copper Valley Elec Assn, Inc | 100 | Copper Valley Elec Assn, Inc | 100 | Regulated | Dropped - in Alaska or in Hawaii or Puerto Rico
Power Creek | 7862_G_4 | 7862 | G | 4 |  | Hydro |  |  | Alaska |  | Valdez Cordova |  |  | 2.8 |  | 2001 | [33 empty] | Cordova Electric Coop, Inc | 100 | Cordova Electric Coop, Inc | 100 | Regulated | Dropped - in Alaska or in Hawaii or Puerto Rico
Power Creek | 7862_G_5 | 7862 | G | 5 |  | Hydro |  |  | Alaska |  | Valdez Cordova |  |  | 2.8 |  | 2001 | [33 empty] | Cordova Electric Coop, Inc | 100 | Cordova Electric Coop, Inc | 100 | Regulated | Dropped - in Alaska or in Hawaii or Puerto Rico
Pirkey | 7902_G_1 | 7902 | G | 1 | 3360 | Coal Steam |  |  | Texas |  | Harrison |  |  | 650 |  | 1985 | 2023 | [32 empty] | Southwestern Electric Power Co | 85.94 | Southwestern Electric Power Co | 85.94 | Regulated | Dropped - Retired/Planned Retirement by 06/2028 | 1
Kern Canyon | 7911_G_1 | 7911 | G | 1 |  | Hydro |  |  | California |  | Kern |  |  | 11.5 |  | 1921 | [33 empty] | Kern and Tule Hydro LLC | 100 | Kern and Tule Hydro LLC | 100 | Regulated | Dropped - Units whose status are "OS" or "RE" for the past 3 consecutive years
Columbia (WI) | 8023_G_1 | 8023 | G | 1 | 3431 | Coal Steam |  |  | Wisconsin |  | Columbia |  |  | 579.3 |  | 1975 | [33 empty] | Wisconsin Power & Light Co | 53.5 | Wisconsin Power & Light Co | 53.5 | Regulated | Dropped - Lack of model plants | 1
Columbia (WI) | 8023_G_2 | 8023 | G | 2 | 3432 | Coal Steam |  |  | Wisconsin |  | Columbia |  |  | 568.8 |  | 1978 | [33 empty] | Wisconsin Power & Light Co | 53.5 | Wisconsin Power & Light Co | 53.5 | Regulated | Dropped - Lack of model plants | 2
Blue Lake | 8027_G_1 | 8027 | G | 1 | 89763 | Combustion Turbine |  |  | Minnesota |  | Scott |  |  | 36 |  | 1974 | 2025 | [32 empty] | Northern States Power Co - Minnesota | 100 | Northern States Power Co - Minnesota | 100 | Regulated | Dropped - Retired/Planned Retirement by 06/2028
Blue Lake | 8027_G_2 | 8027 | G | 2 | 89764 | Combustion Turbine |  |  | Minnesota |  | Scott |  |  | 36 |  | 1974 | 2025 | [32 empty] | Northern States Power Co - Minnesota | 100 | Northern States Power Co - Minnesota | 100 | Regulated | Dropped - Retired/Planned Retirement by 06/2028
Blue Lake | 8027_G_3 | 8027 | G | 3 | 89765 | Combustion Turbine |  |  | Minnesota |  | Scott |  |  | 36 |  | 1974 | 2025 | [32 empty] | Northern States Power Co - Minnesota | 100 | Northern States Power Co - Minnesota | 100 | Regulated | Dropped - Retired/Planned Retirement by 06/2028
Blue Lake | 8027_G_4 | 8027 | G | 4 | 89766 | Combustion Turbine |  |  | Minnesota |  | Scott |  |  | 39 |  | 1974 | 2025 | [32 empty] | Northern States Power Co - Minnesota | 100 | Northern States Power Co - Minnesota | 100 | Regulated | Dropped - Retired/Planned Retirement by 06/2028
Waterford 1 & 2 | 8056_G_2 | 8056 | G | 2 | 3451 | O/G Steam |  |  | Louisiana |  | St Charles |  |  | 422.4 |  | 1975 | 2028 | [32 empty] | Entergy Louisiana LLC | 100 | Entergy Louisiana LLC | 100 | Regulated | Dropped - Retired/Planned Retirement by 06/2028
Comanche (OK) | 8059_G_IC1 | 8059 | G | IC1 |  | Combustion Turbine |  |  | Oklahoma |  | Comanche |  |  | 4 |  | 1962 | [33 empty] | Public Service Co of Oklahoma | 100 | Public Service Co of Oklahoma | 100 | Regulated | Dropped - Units whose status are "OS" or "RE" for the past 3 consecutive years
Fort Lupton | 8067_G_1 | 8067 | G | 1 |  | Combustion Turbine |  |  | Colorado |  | Weld |  |  | 44 |  | 1972 | 2026 | [32 empty] | Public Service Co of Colorado | 100 | Public Service Co of Colorado | 100 | Regulated | Dropped - Retired/Planned Retirement by 06/2028
Fort Lupton | 8067_G_2 | 8067 | G | 2 |  | Combustion Turbine |  |  | Colorado |  | Weld |  |  | 44 |  | 1972 | 2026 | [32 empty] | Public Service Co of Colorado | 100 | Public Service Co of Colorado | 100 | Regulated | Dropped - Retired/Planned Retirement by 06/2028
Ellwood | 8076_G_01 | 8076 | G | 01 |  | Combustion Turbine |  |  | California |  | Santa Barbara |  |  | 54 |  | 1974 | 2027 | [32 empty] | Ellwood Power, LLC | 100 | Ellwood Power, LLC | 100 | Non-regulated | Dropped - Retired/Planned Retirement by 06/2028
Keahole | 8083_G_2 | 8083 | G | 2 |  | Combustion Turbine |  |  | Hawaii |  | Hawaii |  |  | 15.9 |  | 1989 | [33 empty] | Hawaii Electric Light Co Inc | 100 | Hawaii Electric Light Co Inc | 100 | Regulated | Dropped - in Alaska or in Hawaii or Puerto Rico
Keahole | 8083_G_21 | 8083 | G | 21 |  | Combustion Turbine |  |  | Hawaii |  | Hawaii |  |  | 2.5 |  | 1984 | [33 empty] | Hawaii Electric Light Co Inc | 100 | Hawaii Electric Light Co Inc | 100 | Regulated | Dropped - in Alaska or in Hawaii or Puerto Rico
Keahole | 8083_G_22 | 8083 | G | 22 |  | Combustion Turbine |  |  | Hawaii |  | Hawaii |  |  | 2.5 |  | 1984 | [33 empty] | Hawaii Electric Light Co Inc | 100 | Hawaii Electric Light Co Inc | 100 | Regulated | Dropped - in Alaska or in Hawaii or Puerto Rico
Keahole | 8083_G_23 | 8083 | G | 23 |  | Combustion Turbine |  |  | Hawaii |  | Hawaii |  |  | 2.5 |  | 1988 | [33 empty] | Hawaii Electric Light Co Inc | 100 | Hawaii Electric Light Co Inc | 100 | Regulated | Dropped - in Alaska or in Hawaii or Puerto Rico
Keahole | 8083_G_7 | 8083 | G | 7 |  | Combined Cycle |  |  | Hawaii |  | Hawaii |  |  | 16 |  | 2009 | [33 empty] | Hawaii Electric Light Co Inc | 100 | Hawaii Electric Light Co Inc | 100 | Regulated | Dropped - in Alaska or in Hawaii or Puerto Rico | ST7
Keahole | 8083_G_CT4 | 8083 | G | CT4 |  | Combined Cycle |  |  | Hawaii |  | Hawaii |  |  | 19.8 |  | 2004 | [33 empty] | Hawaii Electric Light Co Inc | 100 | Hawaii Electric Light Co Inc | 100 | Regulated | Dropped - in Alaska or in Hawaii or Puerto Rico
Keahole | 8083_G_CT5 | 8083 | G | CT5 |  | Combined Cycle |  |  | Hawaii |  | Hawaii |  |  | 19.8 |  | 2004 | [33 empty] | Hawaii Electric Light Co Inc | 100 | Hawaii Electric Light Co Inc | 100 | Regulated | Dropped - in Alaska or in Hawaii or Puerto Rico
Springerville | 8223_G_1 | 8223 | G | 1 | 3470 | Coal Steam |  |  | Arizona |  | Apache |  |  | 381 |  | 1985 | 2027 | [32 empty] | Tucson Electric Power Co | 100 | Tucson Electric Power Co | 100 | Regulated | Dropped - Retired/Planned Retirement by 06/2028 | 1
North Valmy | 8224_G_1 | 8224 | G | 1 | 3473 | Coal Steam |  |  | Nevada |  | Humboldt |  |  | 254 |  | 1981 | [33 empty] | Idaho Power Co | 50 | Idaho Power Co | 50 | Regulated | Dropped - Lack of model plants
North Valmy | 8224_G_2 | 8224 | G | 2 | 3474 | Coal Steam |  |  | Nevada |  | Humboldt |  |  | 268 |  | 1985 | [33 empty] | Idaho Power Co | 50 | Idaho Power Co | 50 | Regulated | Dropped - Lack of model plants
Astoria Generating Station | 8906_G_4 | 8906 | G | 4 |  | O/G Steam |  |  | New York |  | Queens |  |  | 379.4 |  | 1961 | [33 empty] | U S Power Generating Company LLC | 100 | U S Power Generating Company LLC | 100 | Non-regulated | Dropped - Units whose status are "OS" or "RE" for the past 3 consecutive years | 40
Newhalem | 9842_G_20 | 9842 | G | 20 |  | Hydro |  |  | Washington |  | Whatcom |  |  | 2.3 |  | 1970 | [33 empty] | City of Seattle - (WA) | 100 | City of Seattle - (WA) | 100 | Regulated | Dropped - Units whose status are "OS" or "RE" for the past 3 consecutive years
WestRock-West Point Mill | 10017_G_GEN8 | 10017 | G | GEN8 |  | Non-Fossil Waste |  |  | Virginia |  | King William |  |  | 5 |  | 1954 | [33 empty] | WestRock-West Point Mill | 100 | WestRock-West Point Mill | 100 | Non-regulated | Dropped - Plant is identified as onsite because it is a net buyer of electricity in 2021 | PB06 | PB08 | PB10 | RF04 | RF05
WestRock-West Point Mill | 10017_G_GEN9 | 10017 | G | GEN9 |  | Non-Fossil Waste |  |  | Virginia |  | King William |  |  | 10 |  | 1960 | [33 empty] | WestRock-West Point Mill | 100 | WestRock-West Point Mill | 100 | Non-regulated | Dropped - Plant is identified as onsite because it is a net buyer of electricity in 2021 | PB08 | PB10 | RF04 | RF05
WestRock-West Point Mill | 10017_G_GN10 | 10017 | G | GN10 |  | Non-Fossil Waste |  |  | Virginia |  | King William |  |  | 25 |  | 1968 | [33 empty] | WestRock-West Point Mill | 100 | WestRock-West Point Mill | 100 | Non-regulated | Dropped - Plant is identified as onsite because it is a net buyer of electricity in 2021 | PB08 | PB10 | RF04 | RF05
WestRock-West Point Mill | 10017_G_GN11 | 10017 | G | GN11 |  | Non-Fossil Waste |  |  | Virginia |  | King William |  |  | 15 |  | 1977 | [33 empty] | WestRock-West Point Mill | 100 | WestRock-West Point Mill | 100 | Non-regulated | Dropped - Plant is identified as onsite because it is a net buyer of electricity in 2021 | PB10 | RF04 | RF05
WestRock-West Point Mill | 10017_G_GN12 | 10017 | G | GN12 |  | Non-Fossil Waste |  |  | Virginia |  | King William |  |  | 46 |  | 1985 | [33 empty] | WestRock-West Point Mill | 100 | WestRock-West Point Mill | 100 | Non-regulated | Dropped - Plant is identified as onsite because it is a net buyer of electricity in 2021 | PB10 | RF04 | RF05
Cutrale Citrus Juices USA I | 10020_G_GEN3 | 10020 | G | GEN3 |  | Combustion Turbine |  |  | Florida |  | Lake |  |  | 4.3 |  | 2016 | [33 empty] | Cutrale Citrus Juices USA Inc | 100 | Cutrale Citrus Juices USA Inc | 100 | Non-regulated | Dropped - Plant is identified as onsite because it is a net buyer of electricity in 2021
Encina Water Pollution Control | 10026_G_EG10 | 10026 | G | EG10 |  | Non-Fossil Waste |  |  | California |  | San Diego |  |  | 0.8 |  | 2008 | [33 empty] | Encina Joint Powers Authority | 100 | Encina Joint Powers Authority | 100 | Non-regulated | Dropped - Plant is identified as onsite because it is a net buyer of electricity in 2021
Encina Water Pollution Control | 10026_G_EG20 | 10026 | G | EG20 |  | Non-Fossil Waste |  |  | California |  | San Diego |  |  | 0.8 |  | 2008 | [33 empty] | Encina Joint Powers Authority | 100 | Encina Joint Powers Authority | 100 | Non-regulated | Dropped - Plant is identified as onsite because it is a net buyer of electricity in 2021
Encina Water Pollution Control | 10026_G_EG30 | 10026 | G | EG30 |  | Non-Fossil Waste |  |  | California |  | San Diego |  |  | 0.8 |  | 2009 | [33 empty] | Encina Joint Powers Authority | 100 | Encina Joint Powers Authority | 100 | Non-regulated | Dropped - Plant is identified as onsite because it is a net buyer of electricity in 2021
Encina Water Pollution Control | 10026_G_EG40 | 10026 | G | EG40 |  | Non-Fossil Waste |  |  | California |  | San Diego |  |  | 0.8 |  | 2009 | [33 empty] | Encina Joint Powers Authority | 100 | Encina Joint Powers Authority | 100 | Non-regulated | Dropped - Plant is identified as onsite because it is a net buyer of electricity in 2021
General Electric Aircraft Engines | 10029_G_PV | 10029 | G | PV |  | Solar PV |  |  | Massachusetts |  | Essex |  |  | 2.1 |  | 2017 | [33 empty] | AlsoEnergy | 100 | AlsoEnergy | 100 | Non-regulated | Dropped - Plant is identified as onsite because it is a net buyer of electricity in 2021
General Electric Diesel Engine Plant | 10058_G_REGN | 10058 | G | REGN |  | Combustion Turbine |  |  | Pennsylvania |  | Mercer |  |  | 4.3 |  | 1984 | [33 empty] | General Electric Co | 100 | General Electric Co | 100 | Non-regulated | Dropped - Plant is identified as onsite because it is a net buyer of electricity in 2021
General Electric Great Falls Upper Hydro | 10059_G_1575 | 10059 | G | 1575 |  | Hydro |  |  | New Hampshire |  | Strafford |  |  | 1.6 |  | 1984 | 2023 | [32 empty] | Aclara Meters LLC | 100 | Aclara Meters LLC | 100 | Non-regulated | Dropped - Retired/Planned Retirement by 06/2028
General Electric Great Falls Upper Hydro | 10059_G_500 | 10059 | G | 500 |  | Hydro |  |  | New Hampshire |  | Strafford |  |  | 0.5 |  | 1988 | 2023 | [32 empty] | Aclara Meters LLC | 100 | Aclara Meters LLC | 100 | Non-regulated | Dropped - Retired/Planned Retirement by 06/2028
Taconite Harbor Energy Center | 10075_G_GEN1 | 10075 | G | GEN1 |  | Coal Steam |  |  | Minnesota |  | Cook |  |  | 79 |  | 1957 | 2023 | [32 empty] | ALLETE, Inc. | 100 | ALLETE, Inc. | 100 | Regulated | Dropped - Retired/Planned Retirement by 06/2028 | 1
Taconite Harbor Energy Center | 10075_G_GEN2 | 10075 | G | GEN2 |  | Coal Steam |  |  | Minnesota |  | Cook |  |  | 75.9 |  | 1957 | 2023 | [32 empty] | ALLETE, Inc. | 100 | ALLETE, Inc. | 100 | Regulated | Dropped - Retired/Planned Retirement by 06/2028 | 2
Tesoro Hawaii | 10093_G_GEN1 | 10093 | G | GEN1 |  | Fossil Waste |  |  | Hawaii |  | Honolulu |  |  | 20 |  | 1982 | [33 empty] | PAR Petroleum | 100 | PAR Petroleum | 100 | Non-regulated | Dropped - in Alaska or in Hawaii or Puerto Rico
Hampton Facility | 10108_G_GEN8 | 10108 | G | GEN8 |  | Combustion Turbine |  |  | New Hampshire |  | Rockingham |  |  | 3.8 |  | 2000 | [33 empty] | Foss Manufacturing Company LLC | 100 | Foss Manufacturing Company LLC | 100 | Non-regulated | Dropped - Plant is identified as onsite because it is a net buyer of electricity in 2021
PInova Inc | 10120_G_GEN5 | 10120 | G | GEN5 |  | Biomass |  |  | Georgia |  | GLYNN |  |  | 7.1 |  | 1980 | [33 empty] | Pinova Inc. | 100 | Pinova Inc. | 100 | Non-regulated | Dropped - Plant is identified as onsite because it is a net buyer of electricity in 2021
CIP II/AR Bridgewater Holdings - NJCOE | 10122_G_02 | 10122 | G | 02 |  | Combustion Turbine |  |  | New Jersey |  | Somerset |  |  | 4.1 |  | 2002 | [33 empty] | COE Bridgewater LLC c/o Thor Equities, LLC | 100 | COE Bridgewater LLC c/o Thor Equities, LLC | 100 | Non-regulated | Dropped - Plant is identified as onsite because it is a net buyer of electricity in 2021
Hoffmann LaRoche | 10123_G_TG01 | 10123 | G | TG01 |  | Combustion Turbine |  |  | New Jersey |  | Essex |  |  | 4.1 |  | 2004 | [33 empty] | PB Nutclif Master, LLC | 100 | PB Nutclif Master, LLC | 100 | Non-regulated | Dropped - Plant is identified as onsite because it is a net buyer of electricity in 2021
Hoffmann LaRoche | 10123_G_TG03 | 10123 | G | TG03 |  | Combustion Turbine |  |  | New Jersey |  | Essex |  |  | 4.1 |  | 2004 | [33 empty] | PB Nutclif Master, LLC | 100 | PB Nutclif Master, LLC | 100 | Non-regulated | Dropped - Plant is identified as onsite because it is a net buyer of electricity in 2021
Decorative Panels Intl | 10149_G_GEN1 | 10149 | G | GEN1 |  | O/G Steam |  |  | Michigan |  | Alpena |  |  | 7 |  | 1957 | [33 empty] | Decorative Panels International, Inc. | 100 | Decorative Panels International, Inc. | 100 | Non-regulated | Dropped - Plant is identified as onsite because it is a net buyer of electricity in 2021
Metro Wastewater Reclamation District | 10180_G_1 | 10180 | G | 1 |  | Non-Fossil Waste |  |  | Colorado |  | Denver |  |  | 1.2 |  | 1985 | [33 empty] | Metropolitan Wastewater Reclam | 100 | Metropolitan Wastewater Reclam | 100 | Non-regulated | Dropped - Units whose status are "OS" or "RE" for the past 3 consecutive years
Metro Wastewater Reclamation District | 10180_G_2 | 10180 | G | 2 |  | Non-Fossil Waste |  |  | Colorado |  | Denver |  |  | 1.2 |  | 1985 | [33 empty] | Metropolitan Wastewater Reclam | 100 | Metropolitan Wastewater Reclam | 100 | Non-regulated | Dropped - Units whose status are "OS" or "RE" for the past 3 consecutive years
Metropolitan Sewerage District | 10181_G_GEN1 | 10181 | G | GEN1 |  | Hydro |  |  | North Carolina |  | Buncombe |  |  | 0.8 |  | 1988 | [33 empty] | Metropolitan Sewerage District | 100 | Metropolitan Sewerage District | 100 | Non-regulated | Dropped - Plant is identified as onsite because it is a net buyer of electricity in 2021
Metropolitan Sewerage District | 10181_G_GEN2 | 10181 | G | GEN2 |  | Hydro |  |  | North Carolina |  | Buncombe |  |  | 0.8 |  | 1988 | [33 empty] | Metropolitan Sewerage District | 100 | Metropolitan Sewerage District | 100 | Non-regulated | Dropped - Plant is identified as onsite because it is a net buyer of electricity in 2021
Metropolitan Sewerage District | 10181_G_GEN3 | 10181 | G | GEN3 |  | Hydro |  |  | North Carolina |  | Buncombe |  |  | 0.8 |  | 1988 | [33 empty] | Metropolitan Sewerage District | 100 | Metropolitan Sewerage District | 100 | Non-regulated | Dropped - Plant is identified as onsite because it is a net buyer of electricity in 2021
Cutrale Citrus Juices USA II | 10188_G_GEN6 | 10188 | G | GEN6 |  | Combustion Turbine |  |  | Florida |  | Polk |  |  | 4.3 |  | 2015 | [33 empty] | Cutrale Citrus Juices USA Inc | 100 | Cutrale Citrus Juices USA Inc | 100 | Non-regulated | Dropped - Plant is identified as onsite because it is a net buyer of electricity in 2021
Cutrale Citrus Juices USA II | 10188_G_GEN7 | 10188 | G | GEN7 |  | Combustion Turbine |  |  | Florida |  | Polk |  |  | 4.3 |  | 2015 | [33 empty] | Cutrale Citrus Juices USA Inc | 100 | Cutrale Citrus Juices USA Inc | 100 | Non-regulated | Dropped - Plant is identified as onsite because it is a net buyer of electricity in 2021
Hawaii Cogen | 10194_G_GEN1 | 10194 | G | GEN1 |  | Fossil Waste |  |  | Hawaii |  | Honolulu |  |  | 3.2 |  | 1990 | [33 empty] | PAR Petroleum | 100 | PAR Petroleum | 100 | Non-regulated | Dropped - in Alaska or in Hawaii or Puerto Rico
Hawaii Cogen | 10194_G_GEN2 | 10194 | G | GEN2 |  | Fossil Waste |  |  | Hawaii |  | Honolulu |  |  | 3.2 |  | 1990 | [33 empty] | PAR Petroleum | 100 | PAR Petroleum | 100 | Non-regulated | Dropped - in Alaska or in Hawaii or Puerto Rico
Hawaii Cogen | 10194_G_GEN3 | 10194 | G | GEN3 |  | Fossil Waste |  |  | Hawaii |  | Honolulu |  |  | 3.2 |  | 1990 | [33 empty] | PAR Petroleum | 100 | PAR Petroleum | 100 | Non-regulated | Dropped - in Alaska or in Hawaii or Puerto Rico
Hawaii Cogen | 10194_G_GEN4 | 10194 | G | GEN4 |  | Fossil Waste |  |  | Hawaii |  | Honolulu |  |  | 3.2 |  | 2011 | [33 empty] | PAR Petroleum | 100 | PAR Petroleum | 100 | Non-regulated | Dropped - in Alaska or in Hawaii or Puerto Rico
CF Industries Yazoo City Complex | 10195_G_EXIS | 10195 | G | EXIS |  | Combustion Turbine |  |  | Mississippi |  | Yazoo |  |  | 20 |  | 1984 | [33 empty] | CF Industries Nitrogen LLC | 100 | CF Industries Nitrogen LLC | 100 | Non-regulated | Dropped - Plant is identified as onsite because it is a net buyer of electricity in 2021
Fernandina Beach Mill | 10202_G_GEN5 | 10202 | G | GEN5 |  | Non-Fossil Waste |  |  | Florida |  | Nassau |  |  | 30 |  | 1988 | [33 empty] | WestRock, Fernandina Beach | 100 | WestRock, Fernandina Beach | 100 | Non-regulated | Dropped - Plant is identified as onsite because it is a net buyer of electricity in 2021 | 4REC | 5PWR | 5REC | 7PWR
Fernandina Beach Mill | 10202_G_GEN6 | 10202 | G | GEN6 |  | Non-Fossil Waste |  |  | Florida |  | Nassau |  |  | 50 |  | 1982 | [33 empty] | WestRock, Fernandina Beach | 100 | WestRock, Fernandina Beach | 100 | Non-regulated | Dropped - Plant is identified as onsite because it is a net buyer of electricity in 2021 | 4REC | 5PWR | 5REC | 7PWR
Loma Linda University Cogen | 10206_G_GEN1 | 10206 | G | GEN1 |  | Combustion Turbine |  |  | California |  | San Bernardino |  |  | 4.8 |  | 1989 | [33 empty] | Loma Linda University | 100 | Loma Linda University | 100 | Non-regulated | Dropped - Plant is identified as onsite because it is a net buyer of electricity in 2021
Loma Linda University Cogen | 10206_G_GEN2 | 10206 | G | GEN2 |  | Combustion Turbine |  |  | California |  | San Bernardino |  |  | 4.8 |  | 1989 | [33 empty] | Loma Linda University | 100 | Loma Linda University | 100 | Non-regulated | Dropped - Plant is identified as onsite because it is a net buyer of electricity in 2021
Loma Linda University Cogen | 10206_G_GEN4 | 10206 | G | GEN4 |  | Combustion Turbine |  |  | California |  | San Bernardino |  |  | 1.7 |  | 1986 | [33 empty] | Loma Linda University | 100 | Loma Linda University | 100 | Non-regulated | Dropped - Plant is identified as onsite because it is a net buyer of electricity in 2021
Loma Linda University Cogen | 10206_G_GEN5 | 10206 | G | GEN5 |  | Combustion Turbine |  |  | California |  | San Bernardino |  |  | 1 |  | 2018 | [33 empty] | Loma Linda University | 100 | Loma Linda University | 100 | Non-regulated | Dropped - Plant is identified as onsite because it is a net buyer of electricity in 2021
Escanaba Mill | 10208_G_NO.7 | 10208 | G | NO.7 |  | Non-Fossil Waste |  |  | Michigan |  | Delta |  |  | 32 |  | 1969 | [33 empty] | Billerud Escanaba LLC | 100 | Billerud Escanaba LLC | 100 | Non-regulated | Dropped - Plant is identified as onsite because it is a net buyer of electricity in 2021 | 10 | 11 | 7 | 8 | 9
Escanaba Mill | 10208_G_NO.8 | 10208 | G | NO.8 |  | Non-Fossil Waste |  |  | Michigan |  | Delta |  |  | 23 |  | 1972 | [33 empty] | Billerud Escanaba LLC | 100 | Billerud Escanaba LLC | 100 | Non-regulated | Dropped - Plant is identified as onsite because it is a net buyer of electricity in 2021 | 10 | 11 | 7 | 8 | 9
Escanaba Mill | 10208_G_NO9 | 10208 | G | NO9 |  | Non-Fossil Waste |  |  | Michigan |  | Delta |  |  | 45 |  | 1982 | [33 empty] | Billerud Escanaba LLC | 100 | Billerud Escanaba LLC | 100 | Non-regulated | Dropped - Plant is identified as onsite because it is a net buyer of electricity in 2021 | 10 | 11 | 7 | 8 | 9
Merck Rahway Power Plant | 10224_G_GEN8 | 10224 | G | GEN8 |  | O/G Steam |  |  | New Jersey |  | Union |  |  | 5 |  | 1977 | [33 empty] | Merck & Co Inc | 100 | Merck & Co Inc | 100 | Non-regulated | Dropped - Plant is identified as onsite because it is a net buyer of electricity in 2021 | BLR 10 | BLR 3 | BLR 5 | BLR 7 | BLR 8 | BLR 9
Merck Rahway Power Plant | 10224_G_GEN9 | 10224 | G | GEN9 |  | O/G Steam |  |  | New Jersey |  | Union |  |  | 10.8 |  | 2004 | [33 empty] | Merck & Co Inc | 100 | Merck & Co Inc | 100 | Non-regulated | Dropped - Plant is identified as onsite because it is a net buyer of electricity in 2021 | BLR 10 | BLR 3 | BLR 5 | BLR 7 | BLR 8 | BLR 9
Merck Rahway Power Plant | 10224_G_GEN9A | 10224 | G | GEN9A |  | O/G Steam |  |  | New Jersey |  | Union |  |  | 5.1 |  | 2017 | [33 empty] | Merck & Co Inc | 100 | Merck & Co Inc | 100 | Non-regulated | Dropped - Plant is identified as onsite because it is a net buyer of electricity in 2021 | BLR 10 | BLR 3 | BLR 9 | BLR11
Merck Rahway Power Plant | 10224_G_SOLAR | 10224 | G | SOLAR |  | Solar PV |  |  | New Jersey |  | Union |  |  | 0.4 |  | 2005 | [33 empty] | Merck & Co Inc | 100 | Merck & Co Inc | 100 | Non-regulated | Dropped - Plant is identified as onsite because it is a net buyer of electricity in 2021
Biron Mill | 10234_G_GEN1 | 10234 | G | GEN1 |  | Coal Steam |  |  | Wisconsin |  | Wood |  |  | 15.3 |  | 1964 | [33 empty] | ND Paper, Inc. | 100 | ND Paper, Inc. | 100 | Non-regulated | Dropped - Plant is identified as onsite because it is a net buyer of electricity in 2021 | 1 | 2 | 3 | 4 | 5
Biron Mill | 10234_G_GEN3 | 10234 | G | GEN3 |  | O/G Steam |  |  | Wisconsin |  | Wood |  |  | 7.5 |  | 1947 | [33 empty] | ND Paper, Inc. | 100 | ND Paper, Inc. | 100 | Non-regulated | Dropped - Plant is identified as onsite because it is a net buyer of electricity in 2021 | 1 | 2 | 3 | 4 | 5
Biron Mill | 10234_G_GEN4 | 10234 | G | GEN4 |  | O/G Steam |  |  | Wisconsin |  | Wood |  |  | 12.5 |  | 1957 | [33 empty] | ND Paper, Inc. | 100 | ND Paper, Inc. | 100 | Non-regulated | Dropped - Plant is identified as onsite because it is a net buyer of electricity in 2021 | 4
Biron Mill | 10234_G_GEN5 | 10234 | G | GEN5 |  | Coal Steam |  |  | Wisconsin |  | Wood |  |  | 20 |  | 1987 | [33 empty] | ND Paper, Inc. | 100 | ND Paper, Inc. | 100 | Non-regulated | Dropped - Plant is identified as onsite because it is a net buyer of electricity in 2021 | 5
Pixelle Specialty Solutions LLC - Chillicothe Facility | 10244_G_T-10 | 10244 | G | T-10 |  | Non-Fossil Waste |  |  | Ohio |  | Ross |  |  | 7.3 |  | 1952 | [33 empty] | Pixelle Specialty Solution, LLC | 100 | Pixelle Specialty Solution, LLC | 100 | Non-regulated | Dropped - Plant is identified as onsite because it is a net buyer of electricity in 2021 | 1 | 2 | 6 | 7 | 8 | 9
Pixelle Specialty Solutions LLC - Chillicothe Facility | 10244_G_T-11 | 10244 | G | T-11 |  | Non-Fossil Waste |  |  | Ohio |  | Ross |  |  | 12.2 |  | 1958 | [33 empty] | Pixelle Specialty Solution, LLC | 100 | Pixelle Specialty Solution, LLC | 100 | Non-regulated | Dropped - Plant is identified as onsite because it is a net buyer of electricity in 2021 | 1 | 2 | 6 | 7 | 8 | 9
Pixelle Specialty Solutions LLC - Chillicothe Facility | 10244_G_T-12 | 10244 | G | T-12 |  | Non-Fossil Waste |  |  | Ohio |  | Ross |  |  | 17.9 |  | 1967 | [33 empty] | Pixelle Specialty Solution, LLC | 100 | Pixelle Specialty Solution, LLC | 100 | Non-regulated | Dropped - Plant is identified as onsite because it is a net buyer of electricity in 2021 | 1 | 2 | 6 | 7 | 8 | 9
Pixelle Specialty Solutions LLC - Chillicothe Facility | 10244_G_T-13 | 10244 | G | T-13 |  | O/G Steam |  |  | Ohio |  | Ross |  |  | 7.4 |  | 1978 | [33 empty] | Pixelle Specialty Solution, LLC | 100 | Pixelle Specialty Solution, LLC | 100 | Non-regulated | Dropped - Plant is identified as onsite because it is a net buyer of electricity in 2021 | 1 | 2 | 6 | 7 | 8 | 9
ArcelorMittal Burns Harbor | 10245_G_GEN5 | 10245 | G | GEN5 |  | Fossil Waste |  |  | Indiana |  | Porter |  |  | 60.5 |  | 1970 | [33 empty] | Cleveland Cliffs Inc | 100 | Cleveland Cliffs Inc | 100 | Non-regulated | Dropped - Plant is identified as onsite because it is a net buyer of electricity in 2021 | 10 | 11 | 12
ArcelorMittal Burns Harbor | 10245_G_GEN6 | 10245 | G | GEN6 |  | Fossil Waste |  |  | Indiana |  | Porter |  |  | 51 |  | 1969 | [33 empty] | ArcelorMittal USA INC | 100 | ArcelorMittal USA INC | 100 | Non-regulated | Dropped - Plant is identified as onsite because it is a net buyer of electricity in 2021 | 10 | 11 | 12
ArcelorMittal Burns Harbor | 10245_G_GEN7 | 10245 | G | GEN7 |  | Fossil Waste |  |  | Indiana |  | Porter |  |  | 63.2 |  | 1969 | [33 empty] | ArcelorMittal USA INC | 100 | ArcelorMittal USA INC | 100 | Non-regulated | Dropped - Plant is identified as onsite because it is a net buyer of electricity in 2021 | 10 | 11 | 12
Domtar Kingsport Mill | 10252_G_NO.1 | 10252 | G | NO.1 |  | Non-Fossil Waste |  |  | Tennessee |  | Sullivan |  |  | 46.5 |  | 2006 | [33 empty] | Domtar Paper Co LLC Kingsport Mill | 100 | Domtar Paper Co LLC Kingsport Mill | 100 | Non-regulated | Dropped - Plant is identified as onsite because it is a net buyer of electricity in 2021 | REC 2 | THB
Enterprise Products Operating | 10261_G_GEN3 | 10261 | G | GEN3 |  | Combustion Turbine |  |  | Texas |  | Chambers |  |  | 3 |  | 1991 | [33 empty] | Enterprise Products Optg LP | 100 | Enterprise Products Optg LP | 100 | Non-regulated | Dropped - Plant is identified as onsite because it is a net buyer of electricity in 2021
Enterprise Products Operating | 10261_G_GEN4 | 10261 | G | GEN4 |  | Combustion Turbine |  |  | Texas |  | Chambers |  |  | 3 |  | 1991 | [33 empty] | Enterprise Products Optg LP | 100 | Enterprise Products Optg LP | 100 | Non-regulated | Dropped - Plant is identified as onsite because it is a net buyer of electricity in 2021
Enterprise Products Operating | 10261_G_GEN5 | 10261 | G | GEN5 |  | Combustion Turbine |  |  | Texas |  | Chambers |  |  | 3 |  | 1991 | [33 empty] | Enterprise Products Optg LP | 100 | Enterprise Products Optg LP | 100 | Non-regulated | Dropped - Plant is identified as onsite because it is a net buyer of electricity in 2021
Enterprise Products Operating | 10261_G_GEN6 | 10261 | G | GEN6 |  | Combustion Turbine |  |  | Texas |  | Chambers |  |  | 3 |  | 1996 | [33 empty] | Enterprise Products Optg LP | 100 | Enterprise Products Optg LP | 100 | Non-regulated | Dropped - Plant is identified as onsite because it is a net buyer of electricity in 2021
Enterprise Products Operating | 10261_G_GEN7 | 10261 | G | GEN7 |  | Combustion Turbine |  |  | Texas |  | Chambers |  |  | 3 |  | 1996 | [33 empty] | Enterprise Products Optg LP | 100 | Enterprise Products Optg LP | 100 | Non-regulated | Dropped - Plant is identified as onsite because it is a net buyer of electricity in 2021
Enterprise Products Operating | 10261_G_GEN8 | 10261 | G | GEN8 |  | Combustion Turbine |  |  | Texas |  | Chambers |  |  | 3 |  | 1996 | [33 empty] | Enterprise Products Optg LP | 100 | Enterprise Products Optg LP | 100 | Non-regulated | Dropped - Plant is identified as onsite because it is a net buyer of electricity in 2021
California Institute of Technology | 10262_G_GEN6 | 10262 | G | GEN6 |  | Combined Cycle |  |  | California |  | Los Angeles |  |  | 9 |  | 2003 | [33 empty] | California Institute-Technology | 100 | California Institute-Technology | 100 | Non-regulated | Dropped - Plant is identified as onsite because it is a net buyer of electricity in 2021
California Institute of Technology | 10262_G_GEN7 | 10262 | G | GEN7 |  | Combined Cycle |  |  | California |  | Los Angeles |  |  | 2.1 |  | 2003 | [33 empty] | California Institute-Technology | 100 | California Institute-Technology | 100 | Non-regulated | Dropped - Plant is identified as onsite because it is a net buyer of electricity in 2021
Florida's Natural Growers | 10275_G_CE50 | 10275 | G | CE50 |  | Combustion Turbine |  |  | Florida |  | Polk |  |  | 3.4 |  | 1989 | [33 empty] | Citrus World Inc | 100 | Citrus World Inc | 100 | Non-regulated | Dropped - Plant is identified as onsite because it is a net buyer of electricity in 2021
Florida's Natural Growers | 10275_G_TA70 | 10275 | G | TA70 |  | Combustion Turbine |  |  | Florida |  | Polk |  |  | 5.9 |  | 2000 | [33 empty] | Citrus World Inc | 100 | Citrus World Inc | 100 | Non-regulated | Dropped - Plant is identified as onsite because it is a net buyer of electricity in 2021
Central Plant | 10280_G_ENG1 | 10280 | G | ENG1 |  | Combustion Turbine |  |  | South Carolina |  | GREENVILLE |  |  | 1.1 |  | 1978 | [33 empty] | Bob Jones University | 100 | Bob Jones University | 100 | Non-regulated | Dropped - Plant is identified as onsite because it is a net buyer of electricity in 2021
Central Plant | 10280_G_ENG5 | 10280 | G | ENG5 |  | Combustion Turbine |  |  | South Carolina |  | GREENVILLE |  |  | 1 |  | 2008 | [33 empty] | Bob Jones University | 100 | Bob Jones University | 100 | Non-regulated | Dropped - Plant is identified as onsite because it is a net buyer of electricity in 2021
Central Plant | 10280_G_ENG6 | 10280 | G | ENG6 |  | Combustion Turbine |  |  | South Carolina |  | GREENVILLE |  |  | 1 |  | 2008 | [33 empty] | Bob Jones University | 100 | Bob Jones University | 100 | Non-regulated | Dropped - Plant is identified as onsite because it is a net buyer of electricity in 2021
Central Plant | 10280_G_ENG7 | 10280 | G | ENG7 |  | Combustion Turbine |  |  | South Carolina |  | GREENVILLE |  |  | 1 |  | 2008 | [33 empty] | Bob Jones University | 100 | Bob Jones University | 100 | Non-regulated | Dropped - Plant is identified as onsite because it is a net buyer of electricity in 2021
Big Valley Power LLC | 10288_G_IS27 | 10288 | G | IS27 |  | Biomass |  |  | California |  | Lassen |  |  | 8.7 |  | 1983 | [33 empty] | Big Valley Power (BVP) LLC | 100 | Big Valley Power (BVP) LLC | 100 | Non-regulated | Dropped - Units whose status are "OS" or "RE" for the past 3 consecutive years
Louisiana Sugar Refining | 10301_G_GEN2 | 10301 | G | GEN2 |  | O/G Steam |  |  | Louisiana |  | St James |  |  | 1.7 |  | 1977 | [33 empty] | Louisiana Sugar Refining LLC | 100 | Louisiana Sugar Refining LLC | 100 | Non-regulated | Dropped - Plant is identified as onsite because it is a net buyer of electricity in 2021
Louisiana Sugar Refining | 10301_G_GEN3 | 10301 | G | GEN3 |  | O/G Steam |  |  | Louisiana |  | St James |  |  | 1.5 |  | 1957 | [33 empty] | Louisiana Sugar Refining LLC | 100 | Louisiana Sugar Refining LLC | 100 | Non-regulated | Dropped - Plant is identified as onsite because it is a net buyer of electricity in 2021
Louisiana Sugar Refining | 10301_G_GEN4 | 10301 | G | GEN4 |  | O/G Steam |  |  | Louisiana |  | St James |  |  | 2.1 |  | 1969 | [33 empty] | Louisiana Sugar Refining LLC | 100 | Louisiana Sugar Refining LLC | 100 | Non-regulated | Dropped - Plant is identified as onsite because it is a net buyer of electricity in 2021
Juniata Locomotive Shop | 10302_G_GEN3 | 10302 | G | GEN3 |  | Combustion Turbine |  |  | Pennsylvania |  | Blair |  |  | 1.5 |  | 2015 | [33 empty] | Norfork Southern Corp | 100 | Norfork Southern Corp | 100 | Non-regulated | Dropped - Plant is identified as onsite because it is a net buyer of electricity in 2021
Geismar | 10319_G_GEN1 | 10319 | G | GEN1 |  | Combustion Turbine |  |  | Louisiana |  | Ascension |  |  | 33.7 |  | 1985 | [33 empty] | BASF Corporation | 100 | BASF Corporation | 100 | Non-regulated | Dropped - Plant is identified as onsite because it is a net buyer of electricity in 2021
Geismar | 10319_G_GEN2 | 10319 | G | GEN2 |  | Combustion Turbine |  |  | Louisiana |  | Ascension |  |  | 39.2 |  | 1998 | [33 empty] | BASF Corporation | 100 | BASF Corporation | 100 | Non-regulated | Dropped - Plant is identified as onsite because it is a net buyer of electricity in 2021
Geismar | 10319_G_GEN3 | 10319 | G | GEN3 |  | O/G Steam |  |  | Louisiana |  | Ascension |  |  | 7.2 |  | 2005 | [33 empty] | BASF Corporation | 100 | BASF Corporation | 100 | Non-regulated | Dropped - Plant is identified as onsite because it is a net buyer of electricity in 2021 | HRSG
H Power | 10334_G_GEN1 | 10334 | G | GEN1 |  | Municipal Solid Waste |  |  | Hawaii |  | Honolulu |  |  | 58 |  | 1989 | [33 empty] | City and County of Honolulu | 100 | City and County of Honolulu | 100 | Non-regulated | Dropped - in Alaska or in Hawaii or Puerto Rico | 1 | 2
H Power | 10334_G_GEN2 | 10334 | G | GEN2 |  | Municipal Solid Waste |  |  | Hawaii |  | Honolulu |  |  | 28 |  | 2013 | [33 empty] | City and County of Honolulu | 100 | City and County of Honolulu | 100 | Non-regulated | Dropped - in Alaska or in Hawaii or Puerto Rico | 1 | 3
H Power | 10334_G_PV1 | 10334 | G | PV1 |  | Solar PV |  |  | Hawaii |  | Honolulu |  |  | 3.6 |  | 2020 | [33 empty] | City and County of Honolulu | 100 | City and County of Honolulu | 100 | Non-regulated | Dropped - in Alaska or in Hawaii or Puerto Rico
Consumer Operations LLC | 10360_G_GEN6 | 10360 | G | GEN6 |  | O/G Steam |  |  | Wisconsin |  | Brown |  |  | 18 |  | 1963 | [33 empty] | Georgia-Pacific Consumer Oper. Green Bay LLC | 100 | Georgia-Pacific Consumer Oper. Green Bay LLC | 100 | Non-regulated | Dropped - Plant is identified as onsite because it is a net buyer of electricity in 2021 | B02 | B03 | B24 | B25 | B26 | B27 | B28 | B29
Consumer Operations LLC | 10360_G_GEN7 | 10360 | G | GEN7 |  | O/G Steam |  |  | Wisconsin |  | Brown |  |  | 23 |  | 1969 | [33 empty] | Georgia-Pacific Consumer Oper. Green Bay LLC | 100 | Georgia-Pacific Consumer Oper. Green Bay LLC | 100 | Non-regulated | Dropped - Plant is identified as onsite because it is a net buyer of electricity in 2021 | B02 | B03 | B24 | B25 | B26 | B27 | B28 | B29
Savannah River Mill | 10361_G_GEN1 | 10361 | G | GEN1 |  | Combustion Turbine |  |  | Georgia |  | Effingham |  |  | 21.4 |  | 1986 | [33 empty] | Georgia-Pacific Consr Prods LP-Savannah | 100 | Georgia-Pacific Consr Prods LP-Savannah | 100 | Non-regulated | Dropped - Plant is identified as onsite because it is a net buyer of electricity in 2021
Savannah River Mill | 10361_G_GEN2 | 10361 | G | GEN2 |  | Combustion Turbine |  |  | Georgia |  | Effingham |  |  | 21.4 |  | 1986 | [33 empty] | Georgia-Pacific Consr Prods LP-Savannah | 100 | Georgia-Pacific Consr Prods LP-Savannah | 100 | Non-regulated | Dropped - Plant is identified as onsite because it is a net buyer of electricity in 2021
Savannah River Mill | 10361_G_GEN3 | 10361 | G | GEN3 |  | Coal Steam |  |  | Georgia |  | Effingham |  |  | 41.9 |  | 1988 | [33 empty] | Georgia-Pacific Consr Prods LP-Savannah | 100 | Georgia-Pacific Consr Prods LP-Savannah | 100 | Non-regulated | Dropped - Plant is identified as onsite because it is a net buyer of electricity in 2021 | B02 B02: 3B; B03 B03: 4B; B24 B24: 5B
Savannah River Mill | 10361_G_GEN4 | 10361 | G | GEN4 |  | Coal Steam |  |  | Georgia |  | Effingham |  |  | 41.9 |  | 1989 | [33 empty] | Georgia-Pacific Consr Prods LP-Savannah | 100 | Georgia-Pacific Consr Prods LP-Savannah | 100 | Non-regulated | Dropped - Plant is identified as onsite because it is a net buyer of electricity in 2021 | B02 B02: 3B; B03 B03: 4B; B24 B24: 5B
Georgia-Pacific Muskogee LLC | 10362_G_GEN1 | 10362 | G | GEN1 |  | O/G Steam |  |  | Oklahoma |  | Muskogee |  |  | 11.6 |  | 1979 | [33 empty] | Georgia-Pacific Muskogee LLC | 100 | Georgia-Pacific Muskogee LLC | 100 | Non-regulated | Dropped - Plant is identified as onsite because it is a net buyer of electricity in 2021 | BLR1 | BLR2 | BLR3 | BLR4 | BLR5
Georgia-Pacific Muskogee LLC | 10362_G_GEN2 | 10362 | G | GEN2 |  | O/G Steam |  |  | Oklahoma |  | Muskogee |  |  | 21.6 |  | 1980 | [33 empty] | Georgia-Pacific Muskogee LLC | 100 | Georgia-Pacific Muskogee LLC | 100 | Non-regulated | Dropped - Plant is identified as onsite because it is a net buyer of electricity in 2021 | BLR1 | BLR2 | BLR3 | BLR4 | BLR5
Georgia-Pacific Muskogee LLC | 10362_G_GEN3 | 10362 | G | GEN3 |  | O/G Steam |  |  | Oklahoma |  | Muskogee |  |  | 34.3 |  | 1982 | [33 empty] | Georgia-Pacific Muskogee LLC | 100 | Georgia-Pacific Muskogee LLC | 100 | Non-regulated | Dropped - Plant is identified as onsite because it is a net buyer of electricity in 2021 | BLR1 | BLR2 | BLR3 | BLR4 | BLR5
Arcelormittal Cleveland Inc | 10398_G_GEN3 | 10398 | G | GEN3 |  | Fossil Waste |  |  | Ohio |  | Cuyahoga |  |  | 10 |  | 1965 | [33 empty] | Cleveland Cliffs | 100 | Cleveland Cliffs | 100 | Non-regulated | Dropped - Plant is identified as onsite because it is a net buyer of electricity in 2021 | B02 B02: A; B03 B03: B; B24 B24: C; B25 B25: D
Arcelormittal Cleveland Inc | 10398_G_GEN5 | 10398 | G | GEN5 |  | Fossil Waste |  |  | Ohio |  | Cuyahoga |  |  | 8 |  | 1965 | [33 empty] | Cleveland Cliffs | 100 | Cleveland Cliffs | 100 | Non-regulated | Dropped - Plant is identified as onsite because it is a net buyer of electricity in 2021 | B02 B02: A; B03 B03: B; B24 B24: C; B25 B25: D
Arcelormittal Cleveland Inc | 10398_G_GENA | 10398 | G | GENA |  | Fossil Waste |  |  | Ohio |  | Cuyahoga |  |  | 12 |  | 1950 | [33 empty] | Cleveland Cliffs | 100 | Cleveland Cliffs | 100 | Non-regulated | Dropped - Plant is identified as onsite because it is a net buyer of electricity in 2021 | B02 B02: A; B03 B03: B; B24 B24: C; B25 B25: D
Arcelormittal Cleveland Inc | 10398_G_GENB | 10398 | G | GENB |  | Fossil Waste |  |  | Ohio |  | Cuyahoga |  |  | 8 |  | 1965 | [33 empty] | Cleveland Cliffs | 100 | Cleveland Cliffs | 100 | Non-regulated | Dropped - Plant is identified as onsite because it is a net buyer of electricity in 2021 | B02 B02: A; B03 B03: B; B24 B24: C; B25 B25: D
Arcelormittal Cleveland Inc | 10398_G_GENC | 10398 | G | GENC |  | Fossil Waste |  |  | Ohio |  | Cuyahoga |  |  | 22 |  | 2010 | [33 empty] | Cleveland Cliffs | 100 | Cleveland Cliffs | 100 | Non-regulated | Dropped - Plant is identified as onsite because it is a net buyer of electricity in 2021 | B02 B02: A; B03 B03: B; B24 B24: C; B25 B25: D
Clark University | 10408_G_GEN2 | 10408 | G | GEN2 |  | Combustion Turbine |  |  | Massachusetts |  | Worcester |  |  | 2 |  | 2013 | [33 empty] | Clark University | 100 | Clark University | 100 | Non-regulated | Dropped - Plant is identified as onsite because it is a net buyer of electricity in 2021
Kalaheo Hydro | 10412_G_KPH1 | 10412 | G | KPH1 |  | Hydro |  |  | Hawaii |  | Kauai |  |  | 2 |  | 2016 | [33 empty] | BBCP Kauai Operating LLC | 100 | BBCP Kauai Operating LLC | 100 | Non-regulated | Dropped - in Alaska or in Hawaii or Puerto Rico
Wainiha Hydro | 10413_G_WAIA | 10413 | G | WAIA |  | Hydro |  |  | Hawaii |  | Kauai |  |  | 1.7 |  | 1906 | [33 empty] | BBCP Kauai Operating LLC | 100 | BBCP Kauai Operating LLC | 100 | Non-regulated | Dropped - in Alaska or in Hawaii or Puerto Rico
Wainiha Hydro | 10413_G_WAIB | 10413 | G | WAIB |  | Hydro |  |  | Hawaii |  | Kauai |  |  | 1.7 |  | 1910 | [33 empty] | BBCP Kauai Operating LLC | 100 | BBCP Kauai Operating LLC | 100 | Non-regulated | Dropped - in Alaska or in Hawaii or Puerto Rico
Indian Orchard Plant 1 | 10417_G_TG | 10417 | G | TG |  | O/G Steam |  |  | Massachusetts |  | Hampden |  |  | 3.2 |  | 1985 | [33 empty] | Solutia Inc-Indian | 100 | Solutia Inc-Indian | 100 | Non-regulated | Dropped - Plant is identified as onsite because it is a net buyer of electricity in 2021
Ascend Performance Materials Texas Inc. | 10418_G_GEN1 | 10418 | G | GEN1 |  | O/G Steam |  |  | Texas |  | Brazoria |  |  | 5.2 |  | 1993 | [33 empty] | Ascend Performance Materials | 100 | Ascend Performance Materials | 100 | Non-regulated | Dropped - Plant is identified as onsite because it is a net buyer of electricity in 2021 | B02 B02: H1; B03 B03: H4; B24 B24: H5
Ascend Performance Materials Texas Inc. | 10418_G_GEN4 | 10418 | G | GEN4 |  | O/G Steam |  |  | Texas |  | Brazoria |  |  | 42.5 |  | 2000 | [33 empty] | Ascend Performance Materials | 100 | Ascend Performance Materials | 100 | Non-regulated | Dropped - Plant is identified as onsite because it is a net buyer of electricity in 2021 | B02 B02: H1; B03 B03: H101; B24 B24: H4; B25 B25: H5
International Paper - Orange | 10425_G_TG | 10425 | G | TG |  | Non-Fossil Waste |  |  | Texas |  | Orange |  |  | 33.2 |  | 1967 | [33 empty] | USG Paper LLC | 100 | USG Paper LLC | 100 | Non-regulated | Dropped - Plant is identified as onsite because it is a net buyer of electricity in 2021 | 1RB | 2RB | 3PB | BRKBLR | PF1BLR
Inland Paperboard Packaging Rome | 10426_G_GEN2 | 10426 | G | GEN2 |  | Non-Fossil Waste |  |  | Georgia |  | Floyd |  |  | 5 |  | 1954 | [33 empty] | Inland Paperboard - Rome Mill | 100 | Inland Paperboard - Rome Mill | 100 | Non-regulated | Dropped - Plant is identified as onsite because it is a net buyer of electricity in 2021 | PB1 | PB2 | PB3 | PB4 | RF5 | WFB
Inland Paperboard Packaging Rome | 10426_G_GEN3 | 10426 | G | GEN3 |  | Non-Fossil Waste |  |  | Georgia |  | Floyd |  |  | 5 |  | 1954 | [33 empty] | Inland Paperboard - Rome Mill | 100 | Inland Paperboard - Rome Mill | 100 | Non-regulated | Dropped - Plant is identified as onsite because it is a net buyer of electricity in 2021 | PB1 | PB2 | PB3 | PB4 | RF5 | WFB
Inland Paperboard Packaging Rome | 10426_G_GEN4 | 10426 | G | GEN4 |  | Non-Fossil Waste |  |  | Georgia |  | Floyd |  |  | 20 |  | 1961 | [33 empty] | Inland Paperboard - Rome Mill | 100 | Inland Paperboard - Rome Mill | 100 | Non-regulated | Dropped - Plant is identified as onsite because it is a net buyer of electricity in 2021 | PB1 | PB2 | PB3 | PB4 | RF5 | WFB
Inland Paperboard Packaging Rome | 10426_G_GEN5 | 10426 | G | GEN5 |  | Non-Fossil Waste |  |  | Georgia |  | Floyd |  |  | 31 |  | 1989 | [33 empty] | Inland Paperboard - Rome Mill | 100 | Inland Paperboard - Rome Mill | 100 | Non-regulated | Dropped - Plant is identified as onsite because it is a net buyer of electricity in 2021 | PB1 | PB2 | PB3 | PB4 | RF5 | WFB
Anheuser-Busch St Louis | 10430_G_GEN1 | 10430 | G | GEN1 |  | O/G Steam |  |  | Missouri |  | St Louis City |  |  | 11 |  | 1947 | [33 empty] | Anheuser-Busch Inc | 100 | Anheuser-Busch Inc | 100 | Non-regulated | Dropped - Plant is identified as onsite because it is a net buyer of electricity in 2021 | B1 | B5 | B6 | B7 | B8 | B9
Anheuser-Busch St Louis | 10430_G_GEN3 | 10430 | G | GEN3 |  | O/G Steam |  |  | Missouri |  | St Louis City |  |  | 11 |  | 1948 | [33 empty] | Anheuser-Busch Inc | 100 | Anheuser-Busch Inc | 100 | Non-regulated | Dropped - Plant is identified as onsite because it is a net buyer of electricity in 2021 | B1 | B5 | B6 | B7 | B8 | B9
Anheuser-Busch St Louis | 10430_G_GEN4 | 10430 | G | GEN4 |  | O/G Steam |  |  | Missouri |  | St Louis City |  |  | 4.1 |  | 1939 | [33 empty] | Anheuser-Busch Inc | 100 | Anheuser-Busch Inc | 100 | Non-regulated | Dropped - Plant is identified as onsite because it is a net buyer of electricity in 2021 | B1 | B5 | B6 | B7 | B8 | B9
Anheuser-Busch Jacksonville | 10431_G_GEN1 | 10431 | G | GEN1 |  | Combustion Turbine |  |  | Florida |  | Duval |  |  | 8.7 |  | 1987 | [33 empty] | Anheuser-Busch Inc | 100 | Anheuser-Busch Inc | 100 | Non-regulated | Dropped - Plant is identified as onsite because it is a net buyer of electricity in 2021
Mosaic New Wales Operations | 10434_G_TG1 | 10434 | G | TG1 |  | Non-Fossil Waste |  |  | Florida |  | Polk |  |  | 8 |  | 1981 | [33 empty] | Mosaic Fertilizer LLC | 100 | Mosaic Fertilizer LLC | 100 | Non-regulated | Dropped - Plant is identified as onsite because it is a net buyer of electricity in 2021
Mosaic New Wales Operations | 10434_G_TG2 | 10434 | G | TG2 |  | Non-Fossil Waste |  |  | Florida |  | Polk |  |  | 48 |  | 1984 | [33 empty] | Mosaic Fertilizer LLC | 100 | Mosaic Fertilizer LLC | 100 | Non-regulated | Dropped - Plant is identified as onsite because it is a net buyer of electricity in 2021
Mosaic New Wales Operations | 10434_G_TG3 | 10434 | G | TG3 |  | Non-Fossil Waste |  |  | Florida |  | Polk |  |  | 32 |  | 1982 | [33 empty] | Mosaic Fertilizer LLC | 100 | Mosaic Fertilizer LLC | 100 | Non-regulated | Dropped - Plant is identified as onsite because it is a net buyer of electricity in 2021
Mosaic New Wales Operations | 10434_G_TG4 | 10434 | G | TG4 |  | Non-Fossil Waste |  |  | Florida |  | Polk |  |  | 24 |  | 2014 | [33 empty] | Mosaic Fertilizer LLC | 100 | Mosaic Fertilizer LLC | 100 | Non-regulated | Dropped - Plant is identified as onsite because it is a net buyer of electricity in 2021
Expander Turbine | 10475_G_16TG | 10475 | G | 16TG |  | Fossil Waste |  |  | Indiana |  | Lake |  |  | 18.8 |  | 1981 | [33 empty] | Cleveland Cliffs | 100 | Cleveland Cliffs | 100 | Non-regulated | Dropped - Plant is identified as onsite because it is a net buyer of electricity in 2021
Boise Cascade International Falls | 10486_G_GEN 6 | 10486 | G | GEN 6 |  | Non-Fossil Waste |  |  | Minnesota |  | Koochiching |  |  | 40 |  | 2015 | [33 empty] | Boise White Paper LLC | 100 | Boise White Paper LLC | 100 | Non-regulated | Dropped - Plant is identified as onsite because it is a net buyer of electricity in 2021 | B02 B02: 1; B03 B03: 2; B24 B24: 3; B25 B25: RECBLR
DeRidder Mill | 10488_G_TG | 10488 | G | TG |  | Non-Fossil Waste |  |  | Louisiana |  | Beauregard |  |  | 61.5 |  | 1969 | [33 empty] | Packaging Corporation of America | 100 | Packaging Corporation of America | 100 | Non-regulated | Dropped - Plant is identified as onsite because it is a net buyer of electricity in 2021 | PB1 | PB2 | PB3 | PB4 | REC
Mead Rumford Cogen | 10491_G_3STG | 10491 | G | 3STG |  | O/G Steam |  |  | Maine |  | Oxford |  |  | 12.5 |  | 1954 | [33 empty] | ND Paper, Inc. | 100 | ND Paper, Inc. | 100 | Non-regulated | Dropped - Plant is identified as onsite because it is a net buyer of electricity in 2021 | B02 B02: 3; B03 B03: 5
Mid-Set Cogeneration | 10501_G_K100 | 10501 | G | K100 |  | Combustion Turbine |  |  | California |  | Kern |  |  | 36 |  | 1989 | [33 empty] | Chevron USA Inc | 100 | Chevron USA Inc | 100 | Non-regulated | Dropped - Units whose status are "OS" or "RE" for the past 3 consecutive years
Amalgamated Sugar Twin Falls | 10504_G_1500 | 10504 | G | 1500 |  | O/G Steam |  |  | Idaho |  | Twin Falls |  |  | 1.2 |  | 1948 | [33 empty] | The Amalgamated Sugar Co | 100 | The Amalgamated Sugar Co | 100 | Non-regulated | Dropped - Plant is identified as onsite because it is a net buyer of electricity in 2021 | B02 B02: SB1; B03 B03: SB2
Amalgamated Sugar Twin Falls | 10504_G_2500 | 10504 | G | 2500 |  | O/G Steam |  |  | Idaho |  | Twin Falls |  |  | 2.3 |  | 1948 | [33 empty] | The Amalgamated Sugar Co | 100 | The Amalgamated Sugar Co | 100 | Non-regulated | Dropped - Plant is identified as onsite because it is a net buyer of electricity in 2021 | B02 B02: SB1; B03 B03: SB2
Amalgamated Sugar Twin Falls | 10504_G_4000 | 10504 | G | 4000 |  | Coal Steam |  |  | Idaho |  | Twin Falls |  |  | 5 |  | 1994 | [33 empty] | The Amalgamated Sugar Co | 100 | The Amalgamated Sugar Co | 100 | Non-regulated | Dropped - Plant is identified as onsite because it is a net buyer of electricity in 2021 | B02 B02: SB1
Finch Paper | 10511_G_GEN6 | 10511 | G | GEN6 |  | Biomass |  |  | New York |  | Warren |  |  | 23 |  | 1987 | [33 empty] | Finch Paper LLC | 100 | Finch Paper LLC | 100 | Non-regulated | Dropped - Plant is identified as onsite because it is a net buyer of electricity in 2021 | 10 | 4 | 5 | 8 | 9
Formosa Utility Venture Ltd | 10554_G_3ST1 | 10554 | G | 3ST1 |  | Combined Cycle |  |  | Texas |  | Calhoun |  |  | 38 |  | 2023 | [33 empty] | Formosa Plastics Corp | 100 | Formosa Plastics Corp | 100 | Non-regulated | Dropped - Plant is identified as onsite because it is a net buyer of electricity in 2021 | B02 B02: 3THB1; B03 B03: 3THB20
Formosa Utility Venture Ltd | 10554_G_3TBG1 | 10554 | G | 3TBG1 |  | Combined Cycle |  |  | Texas |  | Calhoun |  |  | 97 |  | 2023 | [33 empty] | Formosa Plastics Corp | 100 | Formosa Plastics Corp | 100 | Non-regulated | Dropped - Plant is identified as onsite because it is a net buyer of electricity in 2021
Formosa Utility Venture Ltd | 10554_G_3TBG2 | 10554 | G | 3TBG2 |  | Combined Cycle |  |  | Texas |  | Calhoun |  |  | 97 |  | 2023 | [33 empty] | Formosa Plastics Corp | 100 | Formosa Plastics Corp | 100 | Non-regulated | Dropped - Plant is identified as onsite because it is a net buyer of electricity in 2021
Formosa Utility Venture Ltd | 10554_G_BO3 | 10554 | G | BO3 |  | Combined Cycle |  |  | Texas |  | Calhoun |  |  | 32 |  | 1987 | [33 empty] | Formosa Plastics Corp | 100 | Formosa Plastics Corp | 100 | Non-regulated | Dropped - Plant is identified as onsite because it is a net buyer of electricity in 2021
Formosa Utility Venture Ltd | 10554_G_ST1 | 10554 | G | ST1 |  | Combined Cycle |  |  | Texas |  | Calhoun |  |  | 28.5 |  | 1994 | [33 empty] | Formosa Plastics Corp | 100 | Formosa Plastics Corp | 100 | Non-regulated | Dropped - Plant is identified as onsite because it is a net buyer of electricity in 2021 | THB-10 | THB-20 | THB-30 | THB-40 | THB-50 | THB-60
Formosa Utility Venture Ltd | 10554_G_ST2 | 10554 | G | ST2 |  | Combined Cycle |  |  | Texas |  | Calhoun |  |  | 57.5 |  | 1994 | [33 empty] | Formosa Plastics Corp | 100 | Formosa Plastics Corp | 100 | Non-regulated | Dropped - Plant is identified as onsite because it is a net buyer of electricity in 2021 | THB-10 | THB-20 | THB-30 | THB-40 | THB-50 | THB-60
Formosa Utility Venture Ltd | 10554_G_ST3 | 10554 | G | ST3 |  | Combined Cycle |  |  | Texas |  | Calhoun |  |  | 47.3 |  | 2002 | [33 empty] | Formosa Plastics Corp | 100 | Formosa Plastics Corp | 100 | Non-regulated | Dropped - Plant is identified as onsite because it is a net buyer of electricity in 2021 | THB-10 | THB-20 | THB-30 | THB-40 | THB-50 | THB-60
Formosa Utility Venture Ltd | 10554_G_TBG1 | 10554 | G | TBG1 |  | Combined Cycle |  |  | Texas |  | Calhoun |  |  | 72 |  | 1993 | [33 empty] | Formosa Plastics Corp | 100 | Formosa Plastics Corp | 100 | Non-regulated | Dropped - Plant is identified as onsite because it is a net buyer of electricity in 2021
Formosa Utility Venture Ltd | 10554_G_TBG2 | 10554 | G | TBG2 |  | Combined Cycle |  |  | Texas |  | Calhoun |  |  | 72 |  | 1993 | [33 empty] | Formosa Plastics Corp | 100 | Formosa Plastics Corp | 100 | Non-regulated | Dropped - Plant is identified as onsite because it is a net buyer of electricity in 2021
Formosa Utility Venture Ltd | 10554_G_TBG3 | 10554 | G | TBG3 |  | Combined Cycle |  |  | Texas |  | Calhoun |  |  | 72 |  | 1993 | [33 empty] | Formosa Plastics Corp | 100 | Formosa Plastics Corp | 100 | Non-regulated | Dropped - Plant is identified as onsite because it is a net buyer of electricity in 2021
Formosa Utility Venture Ltd | 10554_G_TBG4 | 10554 | G | TBG4 |  | Combined Cycle |  |  | Texas |  | Calhoun |  |  | 72 |  | 1994 | [33 empty] | Formosa Plastics Corp | 100 | Formosa Plastics Corp | 100 | Non-regulated | Dropped - Plant is identified as onsite because it is a net buyer of electricity in 2021
Formosa Utility Venture Ltd | 10554_G_TBG5 | 10554 | G | TBG5 |  | Combined Cycle |  |  | Texas |  | Calhoun |  |  | 72 |  | 1994 | [33 empty] | Formosa Plastics Corp | 100 | Formosa Plastics Corp | 100 | Non-regulated | Dropped - Plant is identified as onsite because it is a net buyer of electricity in 2021
Formosa Utility Venture Ltd | 10554_G_TBG6 | 10554 | G | TBG6 |  | Combined Cycle |  |  | Texas |  | Calhoun |  |  | 72 |  | 2003 | [33 empty] | Formosa Plastics Corp | 100 | Formosa Plastics Corp | 100 | Non-regulated | Dropped - Plant is identified as onsite because it is a net buyer of electricity in 2021
Jesup Plant | 10560_G_GEN2 | 10560 | G | GEN2 |  | Non-Fossil Waste |  |  | Georgia |  | Wayne |  |  | 4.7 |  | 1954 | [33 empty] | Rayonier Advanced Materials | 100 | Rayonier Advanced Materials | 100 | Non-regulated | Dropped - Plant is identified as onsite because it is a net buyer of electricity in 2021 | PACKB | POWB | POWB2 | POWB3 | POWB4 | POWB5 | RB5
Jesup Plant | 10560_G_GEN4 | 10560 | G | GEN4 |  | Non-Fossil Waste |  |  | Georgia |  | Wayne |  |  | 7 |  | 1957 | [33 empty] | Rayonier Advanced Materials | 100 | Rayonier Advanced Materials | 100 | Non-regulated | Dropped - Plant is identified as onsite because it is a net buyer of electricity in 2021 | PACKB | POWB | POWB2 | POWB3 | POWB4 | POWB5 | RB5
Jesup Plant | 10560_G_GEN5 | 10560 | G | GEN5 |  | Non-Fossil Waste |  |  | Georgia |  | Wayne |  |  | 27.9 |  | 1971 | [33 empty] | Rayonier Advanced Materials | 100 | Rayonier Advanced Materials | 100 | Non-regulated | Dropped - Plant is identified as onsite because it is a net buyer of electricity in 2021 | PACKB | POWB | POWB2 | POWB3 | POWB4 | POWB5 | RB5
Jesup Plant | 10560_G_GEN6 | 10560 | G | GEN6 |  | Non-Fossil Waste |  |  | Georgia |  | Wayne |  |  | 25.1 |  | 1982 | [33 empty] | Rayonier Advanced Materials | 100 | Rayonier Advanced Materials | 100 | Non-regulated | Dropped - Plant is identified as onsite because it is a net buyer of electricity in 2021 | B02 B02: RB6
Fernandina Plant | 10562_G_GEN4 | 10562 | G | GEN4 |  | Biomass |  |  | Florida |  | Nassau |  |  | 21 |  | 1950 | [33 empty] | Rayonier Advanced Materials | 100 | Rayonier Advanced Materials | 100 | Non-regulated | Dropped - Plant is identified as onsite because it is a net buyer of electricity in 2021 | B02 B02: PB6; B03 B03: REC5
Fernandina Plant | 10562_G_GEN5 | 10562 | G | GEN5 |  | Biomass |  |  | Florida |  | Nassau |  |  | 21 |  | 2012 | [33 empty] | Rayonier Advanced Materials | 100 | Rayonier Advanced Materials | 100 | Non-regulated | Dropped - Plant is identified as onsite because it is a net buyer of electricity in 2021 | B02 B02: PB6; B03 B03: REC5
Chambers Cogeneration LP | 10566_G_GEN1 | 10566 | G | GEN1 |  | Coal Steam |  |  | New Jersey |  | Salem |  |  | 244 |  | 1994 | 2022 | [32 empty] | US Operating Services Company | 100 | US Operating Services Company | 100 | Non-regulated | Dropped - Retired/Planned Retirement by 06/2028 | B02 B02: BOIL1; B03 B03: BOIL2
Port Arthur Texas Refinery | 10568_G_GEN1 | 10568 | G | GEN1 |  | Combustion Turbine |  |  | Texas |  | Jefferson |  |  | 27.9 |  | 1988 | [33 empty] | Total Petrochemicals USA Inc | 100 | Total Petrochemicals USA Inc | 100 | Non-regulated | Dropped - Plant is identified as onsite because it is a net buyer of electricity in 2021
Brunswick Cellulose | 10605_G_GEN3 | 10605 | G | GEN3 |  | Non-Fossil Waste |  |  | Georgia |  | Glynn |  |  | 9.2 |  | 1954 | [33 empty] | Brunswick Cellulose LLC | 100 | Brunswick Cellulose LLC | 100 | Non-regulated | Dropped - Plant is identified as onsite because it is a net buyer of electricity in 2021 | 4PB | 5RB | 6PB | 6RB | 7PB
Brunswick Cellulose | 10605_G_GEN4 | 10605 | G | GEN4 |  | Non-Fossil Waste |  |  | Georgia |  | Glynn |  |  | 50 |  | 1960 | [33 empty] | Brunswick Cellulose LLC | 100 | Brunswick Cellulose LLC | 100 | Non-regulated | Dropped - Plant is identified as onsite because it is a net buyer of electricity in 2021 | 4PB | 5RB | 6PB | 6RB | 7PB
Brunswick Cellulose | 10605_G_GEN5 | 10605 | G | GEN5 |  | Non-Fossil Waste |  |  | Georgia |  | Glynn |  |  | 13 |  | 1996 | [33 empty] | Brunswick Cellulose LLC | 100 | Brunswick Cellulose LLC | 100 | Non-regulated | Dropped - Plant is identified as onsite because it is a net buyer of electricity in 2021 | 4PB | 5RB | 6PB | 6RB | 7PB
Georgia-Pacific Crossett LLC | 10606_G_GEN4 | 10606 | G | GEN4 |  | O/G Steam |  |  | Arkansas |  | Ashley |  |  | 28 |  | 1962 | [33 empty] | Georgia-Pacific Crossett LLC | 100 | Georgia-Pacific Crossett LLC | 100 | Non-regulated | Dropped - Plant is identified as onsite because it is a net buyer of electricity in 2021 | 10A | 5A | 6A | 8R | 9A
Georgia-Pacific Monticello Paper | 10610_G_GEN1 | 10610 | G | GEN1 |  | O/G Steam |  |  | Mississippi |  | Lawrence |  |  | 49.3 |  | 1968 | [33 empty] | Georgia-Pacific Monticello LLC | 100 | Georgia-Pacific Monticello LLC | 100 | Non-regulated | Dropped - Plant is identified as onsite because it is a net buyer of electricity in 2021 | B02 B02: COMB; B03 B03: PFI; B24 B24: REC1; B25 B25: REC2
Georgia-Pacific Monticello Paper | 10610_G_GEN2 | 10610 | G | GEN2 |  | O/G Steam |  |  | Mississippi |  | Lawrence |  |  | 32.2 |  | 1968 | [33 empty] | Georgia-Pacific Monticello LLC | 100 | Georgia-Pacific Monticello LLC | 100 | Non-regulated | Dropped - Plant is identified as onsite because it is a net buyer of electricity in 2021 | B02 B02: COMB; B03 B03: PFI; B24 B24: REC1; B25 B25: REC2
Georgia-Pacific Palatka Operations | 10611_G_GEN4 | 10611 | G | GEN4 |  | Non-Fossil Waste |  |  | Florida |  | Putnam |  |  | 44.6 |  | 1965 | [33 empty] | Georgia-Pacific Consr Ops LLC-Palatka | 100 | Georgia-Pacific Consr Ops LLC-Palatka | 100 | Non-regulated | Dropped - Plant is identified as onsite because it is a net buyer of electricity in 2021 | B02 B02: 4 COMB; B03 B03: 4RB; B24 B24: 5
Georgia-Pacific Palatka Operations | 10611_G_GEN8 | 10611 | G | GEN8 |  | Non-Fossil Waste |  |  | Florida |  | Putnam |  |  | 25.1 |  | 1993 | [33 empty] | Georgia-Pacific Consr Ops LLC-Palatka | 100 | Georgia-Pacific Consr Ops LLC-Palatka | 100 | Non-regulated | Dropped - Plant is identified as onsite because it is a net buyer of electricity in 2021 | B02 B02: 4 COMB; B03 B03: 4RB; B24 B24: 5
Woodland Pulp, LLC | 10613_G_HG1 | 10613 | G | HG1 |  | Hydro |  |  | Maine |  | Washington |  |  | 2.9 |  | 1912 | [33 empty] | Woodland Pulp LLC | 100 | Woodland Pulp LLC | 100 | Non-regulated | Dropped - Plant is identified as onsite because it is a net buyer of electricity in 2021
Woodland Pulp, LLC | 10613_G_HG10 | 10613 | G | HG10 |  | Hydro |  |  | Maine |  | Washington |  |  | 1.1 |  | 1970 | [33 empty] | Woodland Pulp LLC | 100 | Woodland Pulp LLC | 100 | Non-regulated | Dropped - Plant is identified as onsite because it is a net buyer of electricity in 2021
Woodland Pulp, LLC | 10613_G_HG2 | 10613 | G | HG2 |  | Hydro |  |  | Maine |  | Washington |  |  | 2.9 |  | 1912 | [33 empty] | Woodland Pulp LLC | 100 | Woodland Pulp LLC | 100 | Non-regulated | Dropped - Plant is identified as onsite because it is a net buyer of electricity in 2021
Woodland Pulp, LLC | 10613_G_HG3 | 10613 | G | HG3 |  | Hydro |  |  | Maine |  | Washington |  |  | 3.1 |  | 1929 | [33 empty] | Woodland Pulp LLC | 100 | Woodland Pulp LLC | 100 | Non-regulated | Dropped - Plant is identified as onsite because it is a net buyer of electricity in 2021
Woodland Pulp, LLC | 10613_G_HG4 | 10613 | G | HG4 |  | Hydro |  |  | Maine |  | Washington |  |  | 0.8 |  | 1906 | [33 empty] | Woodland Pulp LLC | 100 | Woodland Pulp LLC | 100 | Non-regulated | Dropped - Plant is identified as onsite because it is a net buyer of electricity in 2021
Woodland Pulp, LLC | 10613_G_HG5 | 10613 | G | HG5 |  | Hydro |  |  | Maine |  | Washington |  |  | 0.8 |  | 1906 | [33 empty] | Woodland Pulp LLC | 100 | Woodland Pulp LLC | 100 | Non-regulated | Dropped - Plant is identified as onsite because it is a net buyer of electricity in 2021
Woodland Pulp, LLC | 10613_G_HG6 | 10613 | G | HG6 |  | Hydro |  |  | Maine |  | Washington |  |  | 0.8 |  | 1906 | [33 empty] | Woodland Pulp LLC | 100 | Woodland Pulp LLC | 100 | Non-regulated | Dropped - Plant is identified as onsite because it is a net buyer of electricity in 2021
Woodland Pulp, LLC | 10613_G_HG7 | 10613 | G | HG7 |  | Hydro |  |  | Maine |  | Washington |  |  | 1.5 |  | 1970 | [33 empty] | Woodland Pulp LLC | 100 | Woodland Pulp LLC | 100 | Non-regulated | Dropped - Plant is identified as onsite because it is a net buyer of electricity in 2021
Woodland Pulp, LLC | 10613_G_HG8 | 10613 | G | HG8 |  | Hydro |  |  | Maine |  | Washington |  |  | 1.9 |  | 1970 | [33 empty] | Woodland Pulp LLC | 100 | Woodland Pulp LLC | 100 | Non-regulated | Dropped - Plant is identified as onsite because it is a net buyer of electricity in 2021
Woodland Pulp, LLC | 10613_G_HG9 | 10613 | G | HG9 |  | Hydro |  |  | Maine |  | Washington |  |  | 1.9 |  | 1970 | [33 empty] | Woodland Pulp LLC | 100 | Woodland Pulp LLC | 100 | Non-regulated | Dropped - Plant is identified as onsite because it is a net buyer of electricity in 2021
Woodland Pulp, LLC | 10613_G_TG10 | 10613 | G | TG10 |  | Non-Fossil Waste |  |  | Maine |  | Washington |  |  | 26 |  | 1966 | [33 empty] | Woodland Pulp LLC | 100 | Woodland Pulp LLC | 100 | Non-regulated | Dropped - Plant is identified as onsite because it is a net buyer of electricity in 2021 | B02 B02: 3RB; B03 B03: 9PB
Woodland Pulp, LLC | 10613_G_TG11 | 10613 | G | TG11 |  | Non-Fossil Waste |  |  | Maine |  | Washington |  |  | 20 |  | 1970 | [33 empty] | Woodland Pulp LLC | 100 | Woodland Pulp LLC | 100 | Non-regulated | Dropped - Plant is identified as onsite because it is a net buyer of electricity in 2021 | B02 B02: 3RB; B03 B03: 9PB
Civic Center | 10623_G_GEN1 | 10623 | G | GEN1 |  | Combined Cycle |  |  | California |  | Los Angeles |  |  | 22.1 |  | 1989 | [33 empty] | Los Angeles County | 100 | Los Angeles County | 100 | Non-regulated | Dropped - Plant is identified as onsite because it is a net buyer of electricity in 2021
Civic Center | 10623_G_GEN2 | 10623 | G | GEN2 |  | Combined Cycle |  |  | California |  | Los Angeles |  |  | 1.5 |  | 1989 | [33 empty] | Los Angeles County | 100 | Los Angeles County | 100 | Non-regulated | Dropped - Plant is identified as onsite because it is a net buyer of electricity in 2021 | B02 B02: 1; B03 B03: 2; B24 B24: 3; B25 B25: 4
Pine Bluff Mill | 10627_G_1TG1 | 10627 | G | 1TG1 |  | Non-Fossil Waste |  |  | Arkansas |  | Jefferson |  |  | 32 |  | 1958 | [33 empty] | Suzano Packaging LLC | 100 | Suzano Packaging LLC | 100 | Non-regulated | Dropped - Plant is identified as onsite because it is a net buyer of electricity in 2021 | BB1 | PB1 | PB2 | RB2 | RB3 | RB4
Pine Bluff Mill | 10627_G_2TG1 | 10627 | G | 2TG1 |  | Non-Fossil Waste |  |  | Arkansas |  | Jefferson |  |  | 15.9 |  | 1958 | [33 empty] | Suzano Packaging LLC | 100 | Suzano Packaging LLC | 100 | Non-regulated | Dropped - Plant is identified as onsite because it is a net buyer of electricity in 2021 | BB1 | PB1 | PB2 | RB2 | RB3 | RB4
Pine Bluff Mill | 10627_G_3TG1 | 10627 | G | 3TG1 |  | Non-Fossil Waste |  |  | Arkansas |  | Jefferson |  |  | 13 |  | 1962 | [33 empty] | Suzano Packaging LLC | 100 | Suzano Packaging LLC | 100 | Non-regulated | Dropped - Plant is identified as onsite because it is a net buyer of electricity in 2021 | BB1 | PB1 | PB2 | RB2 | RB3 | RB4
French Paper Hydro | 10656_G_1 | 10656 | G | 1 |  | Hydro |  |  | Michigan |  | Berrien |  |  | 0.3 |  | 1922 | [33 empty] | French Paper Co | 100 | French Paper Co | 100 | Non-regulated | Dropped - Plant is identified as onsite because it is a net buyer of electricity in 2021
French Paper Hydro | 10656_G_2 | 10656 | G | 2 |  | Hydro |  |  | Michigan |  | Berrien |  |  | 0.4 |  | 1927 | [33 empty] | French Paper Co | 100 | French Paper Co | 100 | Non-regulated | Dropped - Plant is identified as onsite because it is a net buyer of electricity in 2021
French Paper Hydro | 10656_G_3 | 10656 | G | 3 |  | Hydro |  |  | Michigan |  | Berrien |  |  | 0.3 |  | 1930 | [33 empty] | French Paper Co | 100 | French Paper Co | 100 | Non-regulated | Dropped - Plant is identified as onsite because it is a net buyer of electricity in 2021
French Paper Hydro | 10656_G_4 | 10656 | G | 4 |  | Hydro |  |  | Michigan |  | Berrien |  |  | 0.2 |  | 1921 | [33 empty] | French Paper Co | 100 | French Paper Co | 100 | Non-regulated | Dropped - Plant is identified as onsite because it is a net buyer of electricity in 2021
CES Placerita Power Plant | 10677_G_UNT2 | 10677 | G | UNT2 |  | Combined Cycle |  |  | California |  | Los Angeles |  |  | 46 |  | 1988 | [33 empty] | CES Placerita Inc | 100 | CES Placerita Inc | 100 | Non-regulated | Dropped - Units whose status are "OS" or "RE" for the past 3 consecutive years
CES Placerita Power Plant | 10677_G_UNT3 | 10677 | G | UNT3 |  | Combined Cycle |  |  | California |  | Los Angeles |  |  | 23 |  | 1988 | [33 empty] | CES Placerita Inc | 100 | CES Placerita Inc | 100 | Non-regulated | Dropped - Units whose status are "OS" or "RE" for the past 3 consecutive years
Westend Facility | 10685_G_PINA | 10685 | G | PINA |  | Combustion Turbine |  |  | California |  | San Bernardino |  |  | 15 |  | 1969 | [33 empty] | Karnavati Holdings Inc | 100 | Karnavati Holdings Inc | 100 | Non-regulated | Dropped - Units whose status are "OS" or "RE" for the past 3 consecutive years
Eastern Correctional Institute | 10693_G_1147 | 10693 | G | 1147 |  | Biomass |  |  | Maryland |  | Somerset |  |  | 1.3 |  | 1987 | [33 empty] | Maryland Environmental Service | 100 | Maryland Environmental Service | 100 | Non-regulated | Dropped - Plant is identified as onsite because it is a net buyer of electricity in 2021
Eastern Correctional Institute | 10693_G_1148 | 10693 | G | 1148 |  | Biomass |  |  | Maryland |  | Somerset |  |  | 1.3 |  | 1987 | [33 empty] | Maryland Environmental Service | 100 | Maryland Environmental Service | 100 | Non-regulated | Dropped - Plant is identified as onsite because it is a net buyer of electricity in 2021
Eastern Correctional Institute | 10693_G_DG1 | 10693 | G | DG1 |  | Combustion Turbine |  |  | Maryland |  | Somerset |  |  | 1 |  | 1988 | [33 empty] | Maryland Environmental Service | 100 | Maryland Environmental Service | 100 | Non-regulated | Dropped - Plant is identified as onsite because it is a net buyer of electricity in 2021
Eastern Correctional Institute | 10693_G_DG2 | 10693 | G | DG2 |  | Combustion Turbine |  |  | Maryland |  | Somerset |  |  | 1 |  | 1988 | [33 empty] | Maryland Environmental Service | 100 | Maryland Environmental Service | 100 | Non-regulated | Dropped - Plant is identified as onsite because it is a net buyer of electricity in 2021
St Francisville Mill | 10697_G_GEN2 | 10697 | G | GEN2 |  | Non-Fossil Waste |  |  | Louisiana |  | West Feliciana |  |  | 16 |  | 1966 | [33 empty] | Hood Container of Louisiana, LLC | 100 | Hood Container of Louisiana, LLC | 100 | Non-regulated | Dropped - Plant is identified as onsite because it is a net buyer of electricity in 2021 | bar: B02 B02 to B03 B03
Georgia-Pacific Consr Prods LP-Naheola | 10699_G_GT3 | 10699 | G | GT3 |  | Non-Fossil Waste |  |  | Alabama |  | Choctaw |  |  | 37.4 |  | 1993 | [33 empty] | Georgia-Pacific Consr Prods LP-Naheola | 100 | Georgia-Pacific Consr Prods LP-Naheola | 100 | Non-regulated | Dropped - Plant is identified as onsite because it is a net buyer of electricity in 2021 | B02 B02: 4; B03 B03: BFB
Georgia-Pacific Consr Prods LP-Naheola | 10699_G_TG4 | 10699 | G | TG4 |  | Biomass |  |  | Alabama |  | Choctaw |  |  | 29.4 |  | 2019 | [33 empty] | Georgia-Pacific Consr Prods LP-Naheola | 100 | Georgia-Pacific Consr Prods LP-Naheola | 100 | Non-regulated | Dropped - Plant is identified as onsite because it is a net buyer of electricity in 2021 | B02 B02: 4; B03 B03: BFB
Red Shield Envir Old Town Facility | 10700_G_TG4 | 10700 | G | TG4 |  | Non-Fossil Waste |  |  | Maine |  | Penobscot |  |  | 7.5 |  | 1965 | [33 empty] | ND Paper, Inc. | 100 | ND Paper, Inc. | 100 | Non-regulated | Dropped - Plant is identified as onsite because it is a net buyer of electricity in 2021 | B02 B02: BLR5; B03 B03: BLR6; B24 B24: RB4
Red Shield Envir Old Town Facility | 10700_G_TG6 | 10700 | G | TG6 |  | Biomass |  |  | Maine |  | Penobscot |  |  | 14 |  | 1987 | [33 empty] | ND Paper, Inc. | 100 | ND Paper, Inc. | 100 | Non-regulated | Dropped - Plant is identified as onsite because it is a net buyer of electricity in 2021 | B02 B02: BLR1; B03 B03: BLR6
Kyocera America Project | 10720_G_0287 | 10720 | G | 0287 |  | Combustion Turbine |  |  | California |  | San Diego |  |  | 1.7 |  | 2012 | [33 empty] | Hawthorne Power Systems | 100 | Hawthorne Power Systems | 100 | Non-regulated | Dropped - Plant is identified as onsite because it is a net buyer of electricity in 2021
Kyocera America Project | 10720_G_0333 | 10720 | G | 0333 |  | Combustion Turbine |  |  | California |  | San Diego |  |  | 2.1 |  | 2012 | [33 empty] | Hawthorne Power Systems | 100 | Hawthorne Power Systems | 100 | Non-regulated | Dropped - Plant is identified as onsite because it is a net buyer of electricity in 2021
Blue Lake Power LLC | 10764_G_GEN1 | 10764 | G | GEN1 |  | Biomass |  |  | California |  | Humboldt |  |  | 11.5 |  | 1985 | [33 empty] | Blue Lake Power LLC | 100 | Blue Lake Power LLC | 100 | Non-regulated | Dropped - Units whose status are "OS" or "RE" for the past 3 consecutive years | B02 B02: Zurn
Hopewell Power Station | 10771_G_1 | 10771 | G | 1 | 3591 | Biomass |  |  | Virginia |  | Hopewell City |  |  | 51 |  | 1992 | [33 empty] | Virginia Electric & Power Co | 100 | Virginia Electric & Power Co | 100 | Regulated | Dropped - Lack of model plants | B02 B02: 1; B03 B03: 2
Altavista Power Station | 10773_G_1 | 10773 | G | 1 | 3593 | Biomass |  |  | Virginia |  | Campbell |  |  | 51 |  | 1992 | [33 empty] | Virginia Electric & Power Co | 100 | Virginia Electric & Power Co | 100 | Regulated | Dropped - Lack of model plants | B02 B02: 1; B03 B03: 2
Southampton Power Station | 10774_G_1 | 10774 | G | 1 | 3595 | Biomass |  |  | Virginia |  | Southampton |  |  | 51 |  | 1992 | [33 empty] | Virginia Electric & Power Co | 100 | Virginia Electric & Power Co | 100 | Regulated | Dropped - Lack of model plants | B02 B02: 1; B03 B03: 2
Sabine River Operations | 10789_G_GEN3 | 10789 | G | GEN3 |  | Combined Cycle |  |  | Texas |  | Orange |  |  | 5 |  | 1948 | 2014 | [32 empty] | The Dow Chemical Company | 100 | The Dow Chemical Company | 100 | Non-regulated | Dropped - Retired/Planned Retirement by 06/2028 | B02 B02: EIHRSG
Camden South Carolina | 10795_G_GEN3 | 10795 | G | GEN3 |  | O/G Steam |  |  | South Carolina |  | Kershaw |  |  | 17.5 |  | 1993 | [33 empty] | Invista | 100 | Invista | 100 | Non-regulated | Dropped - Plant is identified as onsite because it is a net buyer of electricity in 2021 | BLR1 | BLR2 | BLR3 | BLR4 | BLR6 | BLR7 | BLR8
Ogdensburg Power | 10803_G_GEN3 | 10803 | G | GEN3 |  | O/G Steam |  |  | New York |  | St Lawrence |  |  | 23 |  | 1993 | [33 empty] | Alliance Energy Group LLC | 99 | Alliance Energy Group LLC | 99 | Non-regulated | Dropped - Units whose status are "OS" or "RE" for the past 3 consecutive years | B02 B02: HRSG A
Covanta Mendota | 10837_G_GEN1 | 10837 | G | GEN1 |  | Biomass |  |  | California |  | Fresno |  |  | 25 |  | 1989 | [33 empty] | Covanta Energy Inc | 100 | Covanta Energy Inc | 100 | Non-regulated | Dropped - Units whose status are "OS" or "RE" for the past 3 consecutive years | bar: B02 B02
Covanta Delano Energy | 10840_G_GEN1 | 10840 | G | GEN1 |  | Biomass |  |  | California |  | Kern |  |  | 27 |  | 1990 | [33 empty] | Clean Energy Systems Delano | 100 | Clean Energy Systems Delano | 100 | Non-regulated | Dropped - Units whose status are "OS" or "RE" for the past 3 consecutive years | bar: B02 B02
Covanta Delano Energy | 10840_G_GEN2 | 10840 | G | GEN2 |  | Biomass |  |  | California |  | Kern |  |  | 22 |  | 1993 | [33 empty] | Clean Energy Systems Delano | 100 | Clean Energy Systems Delano | 100 | Non-regulated | Dropped - Units whose status are "OS" or "RE" for the past 3 consecutive years | bar: B02 B02
Silver Bay Power | 10849_G_GEN1 | 10849 | G | GEN1 |  | Coal Steam |  |  | Minnesota |  | Lake |  |  | 36 |  | 1955 | [33 empty] | Cleveland Cliffs Inc | 100 | Cleveland Cliffs Inc | 100 | Non-regulated | Dropped - Units whose status are "OS" or "RE" for the past 3 consecutive years | B02 B02: BLR1
Silver Bay Power | 10849_G_GEN2 | 10849 | G | GEN2 |  | Coal Steam |  |  | Minnesota |  | Lake |  |  | 69 |  | 1962 | [33 empty] | Cleveland Cliffs Inc | 100 | Cleveland Cliffs Inc | 100 | Non-regulated | Dropped - Units whose status are "OS" or "RE" for the past 3 consecutive years | B02 B02: BLR2
Center Falls | 10853_G_1 | 10853 | G | 1 |  | Hydro |  |  | New York |  | Washington |  |  | 0.3 |  | 1984 | [33 empty] | Hollingworth & Vose Co Center Falls | 100 | Hollingworth & Vose Co Center Falls | 100 | Non-regulated | Dropped - Plant is identified as onsite because it is a net buyer of electricity in 2021
Center Falls | 10853_G_2 | 10853 | G | 2 |  | Hydro |  |  | New York |  | Washington |  |  | 0.3 |  | 1984 | [33 empty] | Hollingworth & Vose Co Center Falls | 100 | Hollingworth & Vose Co Center Falls | 100 | Non-regulated | Dropped - Plant is identified as onsite because it is a net buyer of electricity in 2021
Center Falls | 10853_G_3 | 10853 | G | 3 |  | Hydro |  |  | New York |  | Washington |  |  | 0.2 |  | 1984 | [33 empty] | Hollingworth & Vose Co Center Falls | 100 | Hollingworth & Vose Co Center Falls | 100 | Non-regulated | Dropped - Plant is identified as onsite because it is a net buyer of electricity in 2021
Cargill Corn Milling Division | 10855_G_GEN1 | 10855 | G | GEN1 |  | O/G Steam |  |  | Iowa |  | Monroe |  |  | 18.7 |  | 1952 | [33 empty] | Cargill Inc North America Sweetners | 100 | Cargill Inc North America Sweetners | 100 | Non-regulated | Dropped - Plant is identified as onsite because it is a net buyer of electricity in 2021 | HPGAS1 | HPGAS2 | STKR1 | STKR2 | STKR3
Cargill Corn Milling Division | 10855_G_GEN2 | 10855 | G | GEN2 |  | O/G Steam |  |  | Iowa |  | Monroe |  |  | 18 |  | 1952 | [33 empty] | Cargill Inc North America Sweetners | 100 | Cargill Inc North America Sweetners | 100 | Non-regulated | Dropped - Plant is identified as onsite because it is a net buyer of electricity in 2021 | HPGAS1 | HPGAS2 | STKR1 | STKR2 | STKR3
Archer Daniels Midland Clinton | 10860_G_1A | 10860 | G | 1A |  | Coal Steam |  |  | Iowa |  | Clinton |  |  | 75 |  | 2009 | [33 empty] | Archer Daniels Midland Co | 100 | Archer Daniels Midland Co | 100 | Non-regulated | Dropped - Plant is identified as onsite because it is a net buyer of electricity in 2021 | B02 B02: CFB1; B03 B03: CFB2; B24 B24: CFB3
Archer Daniels Midland Clinton | 10860_G_2A | 10860 | G | 2A |  | Coal Steam |  |  | Iowa |  | Clinton |  |  | 105 |  | 2009 | [33 empty] | Archer Daniels Midland Co | 100 | Archer Daniels Midland Co | 100 | Non-regulated | Dropped - Plant is identified as onsite because it is a net buyer of electricity in 2021 | B02 B02: CFB1; B03 B03: CFB2; B24 B24: CFB3
Archer Daniels Midland Des Moines | 10861_G_GEN1 | 10861 | G | GEN1 |  | Coal Steam |  |  | Iowa |  | Polk |  |  | 7.9 |  | 1988 | [33 empty] | Archer Daniels Midland Co | 100 | Archer Daniels Midland Co | 100 | Non-regulated | Dropped - Plant is identified as onsite because it is a net buyer of electricity in 2021
Archer Daniels Midland Lincoln | 10862_G_GEN1 | 10862 | G | GEN1 |  | Coal Steam |  |  | Nebraska |  | Lancaster |  |  | 7.9 |  | 1988 | [33 empty] | Archer Daniels Midland Co | 100 | Archer Daniels Midland Co | 100 | Non-regulated | Dropped - Plant is identified as onsite because it is a net buyer of electricity in 2021
Archer Daniels Midland Mankato | 10863_G_GEN1 | 10863 | G | GEN1 |  | Coal Steam |  |  | Minnesota |  | Blue Earth |  |  | 6.2 |  | 1987 | [33 empty] | Archer Daniels Midland Co | 100 | Archer Daniels Midland Co | 100 | Non-regulated | Dropped - Plant is identified as onsite because it is a net buyer of electricity in 2021
Archer Daniels Midland Decatur | 10865_G_GEN2 | 10865 | G | GEN2 |  | Coal Steam |  |  | Illinois |  | Macon |  |  | 31 |  | 1987 | [33 empty] | Archer Daniels Midland Co | 100 | Archer Daniels Midland Co | 100 | Non-regulated | Dropped - Plant is identified as onsite because it is a net buyer of electricity in 2021 | CFB1 | CFB2 | CFB3 | CFB4 | CFB5 | CFB6 | CFB7 | CFB8 | CFB9
Archer Daniels Midland Decatur | 10865_G_GEN3 | 10865 | G | GEN3 |  | Coal Steam |  |  | Illinois |  | Macon |  |  | 31 |  | 1987 | [33 empty] | Archer Daniels Midland Co | 100 | Archer Daniels Midland Co | 100 | Non-regulated | Dropped - Plant is identified as onsite because it is a net buyer of electricity in 2021 | CFB1 | CFB2 | CFB3 | CFB4 | CFB5 | CFB6 | CFB7 | CFB8 | CFB9
Archer Daniels Midland Decatur | 10865_G_GEN4 | 10865 | G | GEN4 |  | Coal Steam |  |  | Illinois |  | Macon |  |  | 31 |  | 1987 | [33 empty] | Archer Daniels Midland Co | 100 | Archer Daniels Midland Co | 100 | Non-regulated | Dropped - Plant is identified as onsite because it is a net buyer of electricity in 2021 | CFB1 | CFB2 | CFB3 | CFB4 | CFB5 | CFB6 | CFB7 | CFB8 | CFB9
Archer Daniels Midland Decatur | 10865_G_GEN5 | 10865 | G | GEN5 |  | Coal Steam |  |  | Illinois |  | Macon |  |  | 31 |  | 1987 | [33 empty] | Archer Daniels Midland Co | 100 | Archer Daniels Midland Co | 100 | Non-regulated | Dropped - Plant is identified as onsite because it is a net buyer of electricity in 2021 | CFB1 | CFB2 | CFB3 | CFB4 | CFB5 | CFB6 | CFB7 | CFB8 | CFB9
Archer Daniels Midland Decatur | 10865_G_GEN6 | 10865 | G | GEN6 |  | Coal Steam |  |  | Illinois |  | Macon |  |  | 31 |  | 1994 | [33 empty] | Archer Daniels Midland Co | 100 | Archer Daniels Midland Co | 100 | Non-regulated | Dropped - Plant is identified as onsite because it is a net buyer of electricity in 2021 | CFB1 | CFB2 | CFB3 | CFB4 | CFB5 | CFB6 | CFB7 | CFB8 | CFB9
Archer Daniels Midland Decatur | 10865_G_GEN7 | 10865 | G | GEN7 |  | Coal Steam |  |  | Illinois |  | Macon |  |  | 75 |  | 1997 | [33 empty] | Archer Daniels Midland Co | 100 | Archer Daniels Midland Co | 100 | Non-regulated | Dropped - Plant is identified as onsite because it is a net buyer of electricity in 2021 | CFB1 | CFB2 | CFB3 | CFB4 | CFB5 | CFB6 | CFB7 | CFB8 | CFB9
Archer Daniels Midland Decatur | 10865_G_GEN8 | 10865 | G | GEN8 |  | Coal Steam |  |  | Illinois |  | Macon |  |  | 105 |  | 2005 | [33 empty] | Archer Daniels Midland Co | 100 | Archer Daniels Midland Co | 100 | Non-regulated | Dropped - Plant is identified as onsite because it is a net buyer of electricity in 2021 | CFB1 | CFB2 | CFB3 | CFB4 | CFB5 | CFB6 | CFB7 | CFB8 | CFB9
Archer Daniels Midland Peoria | 10866_G_GEN6 | 10866 | G | GEN6 |  | Combustion Turbine |  |  | Illinois |  | Peoria |  |  | 15 |  | 1988 | [33 empty] | BioUrja Renewables LLC | 100 | BioUrja Renewables LLC | 100 | Non-regulated | Dropped - Plant is identified as onsite because it is a net buyer of electricity in 2021
Archer Daniels Midland Peoria | 10866_G_GEN7 | 10866 | G | GEN7 |  | Combustion Turbine |  |  | Illinois |  | Peoria |  |  | 15 |  | 1988 | [33 empty] | BioUrja Renewables LLC | 100 | BioUrja Renewables LLC | 100 | Non-regulated | Dropped - Plant is identified as onsite because it is a net buyer of electricity in 2021
Primient Decatur Plant Cogen | 10867_G_GEN1 | 10867 | G | GEN1 |  | O/G Steam |  |  | Illinois |  | Macon |  |  | 62 |  | 1989 | [33 empty] | Primary Products Ingredients Americas, LLC | 100 | Primary Products Ingredients Americas, LLC | 100 | Non-regulated | Dropped - Plant is identified as onsite because it is a net buyer of electricity in 2021 | CFB1 CFB1 CFB1 CFB1 CFB1 CFB1 CFB1: B5; CFB2 CFB2 CFB2 CFB2 CFB2 CFB2 CFB2: B6; CFB3 CFB3 CFB3 CFB3 CFB3 CFB3 CFB3: COGEN1; CFB4 CFB4 CFB4 CFB4 CFB4 CFB4 CFB4: COGEN2
Corpus Refinery | 50026_G_FR6 | 50026 | G | FR6 |  | Combustion Turbine |  |  | Texas |  | Nueces |  |  | 32 |  | 1988 | [33 empty] | Flint Hills Resources Corpus Christi LLC | 100 | Flint Hills Resources Corpus Christi LLC | 100 | Non-regulated | Dropped - Plant is identified as onsite because it is a net buyer of electricity in 2021
Norton Powerhouse | 50041_G_GEN1 | 50041 | G | GEN1 |  | O/G Steam |  |  | Massachusetts |  | Worcester |  |  | 2.5 |  | 1939 | [33 empty] | Saint - Gobain Abrasives Inc | 100 | Saint - Gobain Abrasives Inc | 100 | Non-regulated | Dropped - Plant is identified as onsite because it is a net buyer of electricity in 2021
Norton Powerhouse | 50041_G_GEN2 | 50041 | G | GEN2 |  | O/G Steam |  |  | Massachusetts |  | Worcester |  |  | 3.1 |  | 1954 | [33 empty] | Saint - Gobain Abrasives Inc | 100 | Saint - Gobain Abrasives Inc | 100 | Non-regulated | Dropped - Plant is identified as onsite because it is a net buyer of electricity in 2021
Rice University | 50054_G_GEN1 | 50054 | G | GEN1 |  | Combustion Turbine |  |  | Texas |  | Harris |  |  | 3.1 |  | 1986 | [33 empty] | Rice University | 100 | Rice University | 100 | Non-regulated | Dropped - Plant is identified as onsite because it is a net buyer of electricity in 2021
Rice University | 50054_G_GEN2 | 50054 | G | GEN2 |  | Combustion Turbine |  |  | Texas |  | Harris |  |  | 3.8 |  | 1989 | [33 empty] | Rice University | 100 | Rice University | 100 | Non-regulated | Dropped - Plant is identified as onsite because it is a net buyer of electricity in 2021
San Diego State University | 50061_G_GEN2 | 50061 | G | GEN2 |  | Combined Cycle |  |  | California |  | San Diego |  |  | 4.6 |  | 2002 | [33 empty] | San Diego State University | 100 | San Diego State University | 100 | Non-regulated | Dropped - Plant is identified as onsite because it is a net buyer of electricity in 2021
San Diego State University | 50061_G_GEN3 | 50061 | G | GEN3 |  | Combined Cycle |  |  | California |  | San Diego |  |  | 4.6 |  | 2002 | [33 empty] | San Diego State University | 100 | San Diego State University | 100 | Non-regulated | Dropped - Plant is identified as onsite because it is a net buyer of electricity in 2021
San Diego State University | 50061_G_GEN4 | 50061 | G | GEN4 |  | Combined Cycle |  |  | California |  | San Diego |  |  | 4.1 |  | 2002 | [33 empty] | San Diego State University | 100 | San Diego State University | 100 | Non-regulated | Dropped - Plant is identified as onsite because it is a net buyer of electricity in 2021
San Diego State University | 50061_G_GEN5 | 50061 | G | GEN5 |  | Solar PV |  |  | California |  | San Diego |  |  | 0.1 |  | 2009 | [33 empty] | San Diego State University | 100 | San Diego State University | 100 | Non-regulated | Dropped - Plant is identified as onsite because it is a net buyer of electricity in 2021
San Diego State University | 50061_G_GEN6 | 50061 | G | GEN6 |  | Solar PV |  |  | California |  | San Diego |  |  | 0.3 |  | 2011 | [33 empty] | San Diego State University | 100 | San Diego State University | 100 | Non-regulated | Dropped - Plant is identified as onsite because it is a net buyer of electricity in 2021
San Diego State University | 50061_G_GEN7 | 50061 | G | GEN7 |  | Solar PV |  |  | California |  | San Diego |  |  | 0.3 |  | 2012 | [33 empty] | San Diego State University | 100 | San Diego State University | 100 | Non-regulated | Dropped - Plant is identified as onsite because it is a net buyer of electricity in 2021
San Diego State University | 50061_G_GEN8 | 50061 | G | GEN8 |  | Solar PV |  |  | California |  | San Diego |  |  | 0.1 |  | 2014 | [33 empty] | San Diego State University | 100 | San Diego State University | 100 | Non-regulated | Dropped - Plant is identified as onsite because it is a net buyer of electricity in 2021
Borger Plant | 50067_G_GEN1 | 50067 | G | GEN1 |  | O/G Steam |  |  | Texas |  | Hutchinson |  |  | 27.5 |  | 1985 | [33 empty] | Sid Richardson Carbon Ltd | 100 | Sid Richardson Carbon Ltd | 100 | Non-regulated | Dropped - Plant is identified as onsite because it is a net buyer of electricity in 2021 | CFB1 CFB1 CFB1 CFB1 CFB1 CFB1 CFB1: 1; CFB2 CFB2 CFB2 CFB2 CFB2 CFB2 CFB2: 2
Univ of Massachusetts Medical Center | 50087_G_GEN1 | 50087 | G | GEN1 |  | O/G Steam |  |  | Massachusetts |  | Worcester |  |  | 1.5 |  | 1974 | [33 empty] | University of Massachusetts Medical | 100 | University of Massachusetts Medical | 100 | Non-regulated | Dropped - Plant is identified as onsite because it is a net buyer of electricity in 2021 | CFB1 CFB1 CFB1 CFB1 CFB1 CFB1 CFB1: 1; CFB2 CFB2 CFB2 CFB2 CFB2 CFB2 CFB2: 2; CFB3 CFB3 CFB3 CFB3 CFB3 CFB3 CFB3: 3; CFB4 CFB4 CFB4 CFB4 CFB4 CFB4 CFB4: 4; CFB5 CFB5 CFB5 CFB5 CFB5 CFB5 CFB5: HRSG
Univ of Massachusetts Medical Center | 50087_G_GEN2 | 50087 | G | GEN2 |  | O/G Steam |  |  | Massachusetts |  | Worcester |  |  | 1.5 |  | 1974 | [33 empty] | University of Massachusetts Medical | 100 | University of Massachusetts Medical | 100 | Non-regulated | Dropped - Plant is identified as onsite because it is a net buyer of electricity in 2021 | CFB1 CFB1 CFB1 CFB1 CFB1 CFB1 CFB1: 1; CFB2 CFB2 CFB2 CFB2 CFB2 CFB2 CFB2: 2; CFB3 CFB3 CFB3 CFB3 CFB3 CFB3 CFB3: 3; CFB4 CFB4 CFB4 CFB4 CFB4 CFB4 CFB4: 4; CFB5 CFB5 CFB5 CFB5 CFB5 CFB5 CFB5: HRSG
Univ of Massachusetts Medical Center | 50087_G_GEN3 | 50087 | G | GEN3 |  | O/G Steam |  |  | Massachusetts |  | Worcester |  |  | 3 |  | 2002 | [33 empty] | University of Massachusetts Medical | 100 | University of Massachusetts Medical | 100 | Non-regulated | Dropped - Plant is identified as onsite because it is a net buyer of electricity in 2021 | CFB1 CFB1 CFB1 CFB1 CFB1 CFB1 CFB1: 3; CFB2 CFB2 CFB2 CFB2 CFB2 CFB2 CFB2: 4; CFB3 CFB3 CFB3 CFB3 CFB3 CFB3 CFB3: HRSG
Univ of Massachusetts Medical Center | 50087_G_GEN4 | 50087 | G | GEN4 |  | Combustion Turbine |  |  | Massachusetts |  | Worcester |  |  | 6 |  | 2013 | [33 empty] | University of Massachusetts Medical | 100 | University of Massachusetts Medical | 100 | Non-regulated | Dropped - Plant is identified as onsite because it is a net buyer of electricity in 2021
University of Northern Iowa | 50088_G_GEN1 | 50088 | G | GEN1 |  | O/G Steam |  |  | Iowa |  | Black Hawk |  |  | 7.5 |  | 1982 | [33 empty] | University of Northern Iowa | 100 | University of Northern Iowa | 100 | Non-regulated | Dropped - Plant is identified as onsite because it is a net buyer of electricity in 2021
Univ of San Francisco Cogen | 50089_G_S-17 | 50089 | G | S-17 |  | Combustion Turbine |  |  | California |  | San Francisco |  |  | 1.4 |  | 1987 | [33 empty] | University of San Francisco | 100 | University of San Francisco | 100 | Non-regulated | Dropped - Plant is identified as onsite because it is a net buyer of electricity in 2021
WestRock (TX) | 50101_G_GEN1 | 50101 | G | GEN1 |  | Non-Fossil Waste |  |  | Texas |  | Jasper |  |  | 9.5 |  | 1954 | [33 empty] | WestRock (TX) | 100 | WestRock (TX) | 100 | Non-regulated | Dropped - Plant is identified as onsite because it is a net buyer of electricity in 2021 | PB1 | PB2 | PB5 | PB6 | RB2 | RB3 | RB4
WestRock (TX) | 50101_G_GEN2 | 50101 | G | GEN2 |  | Non-Fossil Waste |  |  | Texas |  | Jasper |  |  | 32 |  | 1965 | [33 empty] | WestRock (TX) | 100 | WestRock (TX) | 100 | Non-regulated | Dropped - Plant is identified as onsite because it is a net buyer of electricity in 2021 | PB1 | PB2 | PB5 | PB6 | RB2 | RB3 | RB4
WestRock (TX) | 50101_G_GEN3 | 50101 | G | GEN3 |  | Non-Fossil Waste |  |  | Texas |  | Jasper |  |  | 18 |  | 1986 | [33 empty] | WestRock (TX) | 100 | WestRock (TX) | 100 | Non-regulated | Dropped - Plant is identified as onsite because it is a net buyer of electricity in 2021 | PB1 | PB2 | PB5 | PB6 | RB2 | RB3 | RB4
Valero Refinery Corpus Christi West | 50121_G_PRU | 50121 | G | PRU |  | Non-Fossil Waste |  |  | Texas |  | Nueces |  |  | 12 |  | 1983 | [33 empty] | Valero Refining Co | 100 | Valero Refining Co | 100 | Non-regulated | Dropped - Plant is identified as onsite because it is a net buyer of electricity in 2021 | CFB1 CFB1 CFB1 CFB1 CFB1 CFB1 CFB1: WHS
Valero Refinery Corpus Christi West | 50121_G_TG1 | 50121 | G | TG1 |  | Coal Steam |  |  | Texas |  | Nueces |  |  | 26.6 |  | 1983 | [33 empty] | Valero Refining Co | 100 | Valero Refining Co | 100 | Non-regulated | Dropped - Plant is identified as onsite because it is a net buyer of electricity in 2021 | CFB1 CFB1 CFB1 CFB1 CFB1 CFB1 CFB1: HOC
Valero Refinery Corpus Christi West | 50121_G_TG2 | 50121 | G | TG2 |  | Coal Steam |  |  | Texas |  | Nueces |  |  | 26.6 |  | 1983 | [33 empty] | Valero Refining Co | 100 | Valero Refining Co | 100 | Non-regulated | Dropped - Plant is identified as onsite because it is a net buyer of electricity in 2021 | CFB1 CFB1 CFB1 CFB1 CFB1 CFB1 CFB1: HOC
Clear Lake Hydro Project | 50128_G_3381 | 50128 | G | 3381 |  | Hydro |  |  | California |  | Lake |  |  | 2.4 |  | 1985 | [33 empty] | Yolo County Flood Control WCD | 100 | Yolo County Flood Control WCD | 100 | Non-regulated | Dropped - Units whose status are "OS" or "RE" for the past 3 consecutive years
Coalinga Cogeneration | 50131_G_K100 | 50131 | G | K100 |  | Combustion Turbine |  |  | California |  | Fresno |  |  | 36 |  | 1991 | [33 empty] | Coalinga Cogeneration Co | 100 | Coalinga Cogeneration Co | 100 | Non-regulated | Dropped - Units whose status are "OS" or "RE" for the past 3 consecutive years
Imperial Savannah LP | 50146_G_GENA | 50146 | G | GENA |  | O/G Steam |  |  | Georgia |  | Chatham |  |  | 2.7 |  | 1948 | [33 empty] | US Sugar Savannah Refinery, LLC | 100 | US Sugar Savannah Refinery, LLC | 100 | Non-regulated | Dropped - Plant is identified as onsite because it is a net buyer of electricity in 2021 | CFB1 CFB1 CFB1 CFB1 CFB1 CFB1 CFB1: A; CFB2 CFB2 CFB2 CFB2 CFB2 CFB2 CFB2: B; CFB3 CFB3 CFB3 CFB3 CFB3 CFB3 CFB3: C; CFB4 CFB4 CFB4 CFB4 CFB4 CFB4 CFB4: D
Imperial Savannah LP | 50146_G_GENB | 50146 | G | GENB |  | O/G Steam |  |  | Georgia |  | Chatham |  |  | 3 |  | 1959 | [33 empty] | US Sugar Savannah Refinery, LLC | 100 | US Sugar Savannah Refinery, LLC | 100 | Non-regulated | Dropped - Plant is identified as onsite because it is a net buyer of electricity in 2021 | CFB1 CFB1 CFB1 CFB1 CFB1 CFB1 CFB1: A; CFB2 CFB2 CFB2 CFB2 CFB2 CFB2 CFB2: B; CFB3 CFB3 CFB3 CFB3 CFB3 CFB3 CFB3: C; CFB4 CFB4 CFB4 CFB4 CFB4 CFB4 CFB4: D
Imperial Savannah LP | 50146_G_GENC | 50146 | G | GENC |  | O/G Steam |  |  | Georgia |  | Chatham |  |  | 1 |  | 1946 | [33 empty] | US Sugar Savannah Refinery, LLC | 100 | US Sugar Savannah Refinery, LLC | 100 | Non-regulated | Dropped - Plant is identified as onsite because it is a net buyer of electricity in 2021 | CFB1 CFB1 CFB1 CFB1 CFB1 CFB1 CFB1: A; CFB2 CFB2 CFB2 CFB2 CFB2 CFB2 CFB2: B; CFB3 CFB3 CFB3 CFB3 CFB3 CFB3 CFB3: C; CFB4 CFB4 CFB4 CFB4 CFB4 CFB4 CFB4: D
Imperial Savannah LP | 50146_G_GEND | 50146 | G | GEND |  | O/G Steam |  |  | Georgia |  | Chatham |  |  | 4.5 |  | 1985 | [33 empty] | US Sugar Savannah Refinery, LLC | 100 | US Sugar Savannah Refinery, LLC | 100 | Non-regulated | Dropped - Plant is identified as onsite because it is a net buyer of electricity in 2021 | CFB1 CFB1 CFB1 CFB1 CFB1 CFB1 CFB1: A; CFB2 CFB2 CFB2 CFB2 CFB2 CFB2 CFB2: B; CFB3 CFB3 CFB3 CFB3 CFB3 CFB3 CFB3: C; CFB4 CFB4 CFB4 CFB4 CFB4 CFB4 CFB4: D
Texas City Plant Union Carbide | 50153_G_STG | 50153 | G | STG |  | Non-Fossil Waste |  |  | Texas |  | Galveston |  |  | 38 |  | 1996 | [33 empty] | Union Carbide Corp-Texas City | 100 | Union Carbide Corp-Texas City | 100 | Non-regulated | Dropped - Plant is identified as onsite because it is a net buyer of electricity in 2021
Wichita Plant | 50169_G_GEN1 | 50169 | G | GEN1 |  | Combustion Turbine |  |  | Kansas |  | Sedgwick |  |  | 27 |  | 1982 | [33 empty] | Occidental Chemical Corporation | 100 | Occidental Chemical Corporation | 100 | Non-regulated | Dropped - Plant is identified as onsite because it is a net buyer of electricity in 2021
Cosmo Specialty Fibers Plant | 50185_G_TG1 | 50185 | G | TG1 |  | Biomass |  |  | Washington |  | Grays Harbor |  |  | 8.5 |  | 1957 | [33 empty] | Cosmo Specialty Fibers | 100 | Cosmo Specialty Fibers | 100 | Non-regulated | Dropped - Plant is identified as onsite because it is a net buyer of electricity in 2021 | CFB1 CFB1 CFB1 CFB1 CFB1 CFB1 CFB1: 1RB; CFB2 CFB2 CFB2 CFB2 CFB2 CFB2 CFB2: 2RB; CFB3 CFB3 CFB3 CFB3 CFB3 CFB3 CFB3: 3RB; CFB4 CFB4 CFB4 CFB4 CFB4 CFB4 CFB4: PB
Cosmo Specialty Fibers Plant | 50185_G_TG2 | 50185 | G | TG2 |  | Biomass |  |  | Washington |  | Grays Harbor |  |  | 8.5 |  | 1957 | [33 empty] | Cosmo Specialty Fibers | 100 | Cosmo Specialty Fibers | 100 | Non-regulated | Dropped - Plant is identified as onsite because it is a net buyer of electricity in 2021 | CFB1 CFB1 CFB1 CFB1 CFB1 CFB1 CFB1: 1RB; CFB2 CFB2 CFB2 CFB2 CFB2 CFB2 CFB2: 2RB; CFB3 CFB3 CFB3 CFB3 CFB3 CFB3 CFB3: 3RB; CFB4 CFB4 CFB4 CFB4 CFB4 CFB4 CFB4: PB
Nippon Dynawave Packaging Longview WA | 50187_G_TG1 | 50187 | G | TG1 |  | Non-Fossil Waste |  |  | Washington |  | Cowlitz |  |  | 7.4 |  | 1948 | [33 empty] | Nippon Dynawave Packaging Co. | 100 | Nippon Dynawave Packaging Co. | 100 | Non-regulated | Dropped - Plant is identified as onsite because it is a net buyer of electricity in 2021 | CFB1 CFB1 CFB1 CFB1 CFB1 CFB1 CFB1: 10B; CFB2 CFB2 CFB2 CFB2 CFB2 CFB2 CFB2: PB
Nippon Dynawave Packaging Longview WA | 50187_G_TG2 | 50187 | G | TG2 |  | Non-Fossil Waste |  |  | Washington |  | Cowlitz |  |  | 4.7 |  | 1948 | [33 empty] | Nippon Dynawave Packaging Co. | 100 | Nippon Dynawave Packaging Co. | 100 | Non-regulated | Dropped - Plant is identified as onsite because it is a net buyer of electricity in 2021 | CFB1 CFB1 CFB1 CFB1 CFB1 CFB1 CFB1: 10B; CFB2 CFB2 CFB2 CFB2 CFB2 CFB2 CFB2: PB
Nippon Dynawave Packaging Longview WA | 50187_G_TG4 | 50187 | G | TG4 |  | Non-Fossil Waste |  |  | Washington |  | Cowlitz |  |  | 16.7 |  | 1954 | [33 empty] | Nippon Dynawave Packaging Co. | 100 | Nippon Dynawave Packaging Co. | 100 | Non-regulated | Dropped - Plant is identified as onsite because it is a net buyer of electricity in 2021 | CFB1 CFB1 CFB1 CFB1 CFB1 CFB1 CFB1: 10B; CFB2 CFB2 CFB2 CFB2 CFB2 CFB2 CFB2: PB
Nippon Dynawave Packaging Longview WA | 50187_G_TG5 | 50187 | G | TG5 |  | Biomass |  |  | Washington |  | Cowlitz |  |  | 29.2 |  | 1976 | [33 empty] | Nippon Dynawave Packaging Co. | 100 | Nippon Dynawave Packaging Co. | 100 | Non-regulated | Dropped - Plant is identified as onsite because it is a net buyer of electricity in 2021 | CFB1 CFB1 CFB1 CFB1 CFB1 CFB1 CFB1: 11B
International Paper Co. - New Bern Mill | 50188_G_TG2 | 50188 | G | TG2 |  | Non-Fossil Waste |  |  | North Carolina |  | Craven |  |  | 29 |  | 2014 | [33 empty] | International Paper Co. - New Bern Mill | 100 | International Paper Co. - New Bern Mill | 100 | Non-regulated | Dropped - Plant is identified as onsite because it is a net buyer of electricity in 2021 | CFB1 CFB1 CFB1 CFB1 CFB1 CFB1 CFB1: PB1; CFB2 CFB2 CFB2 CFB2 CFB2 CFB2 CFB2: PB2; CFB3 CFB3 CFB3 CFB3 CFB3 CFB3 CFB3: RB
Domtar Paper Company Rothschild | 50190_G_HG3 | 50190 | G | HG3 |  | Hydro |  |  | Wisconsin |  | Marathon |  |  | 0.6 |  | 1910 | [33 empty] | Domtar Paper Company Rothschild | 100 | Domtar Paper Company Rothschild | 100 | Non-regulated | Dropped - Plant is identified as onsite because it is a net buyer of electricity in 2021
Domtar Paper Company Rothschild | 50190_G_HG7 | 50190 | G | HG7 |  | Hydro |  |  | Wisconsin |  | Marathon |  |  | 0.5 |  | 1910 | [33 empty] | Domtar Paper Company Rothschild | 100 | Domtar Paper Company Rothschild | 100 | Non-regulated | Dropped - Plant is identified as onsite because it is a net buyer of electricity in 2021
IP Springfield Oregon | 50191_G_TG1 | 50191 | G | TG1 |  | Non-Fossil Waste |  |  | Oregon |  | Lane |  |  | 7.5 |  | 1949 | [33 empty] | International Paper Corporation - Springfield | 100 | International Paper Corporation - Springfield | 100 | Non-regulated | Dropped - Plant is identified as onsite because it is a net buyer of electricity in 2021 | CFB1 CFB1 CFB1 CFB1 CFB1 CFB1 CFB1: PKG
IP Springfield Oregon | 50191_G_TG2 | 50191 | G | TG2 |  | Non-Fossil Waste |  |  | Oregon |  | Lane |  |  | 5 |  | 1949 | [33 empty] | International Paper Corporation - Springfield | 100 | International Paper Corporation - Springfield | 100 | Non-regulated | Dropped - Plant is identified as onsite because it is a net buyer of electricity in 2021 | CFB1 CFB1 CFB1 CFB1 CFB1 CFB1 CFB1: PKG
IP Springfield Oregon | 50191_G_TG3 | 50191 | G | TG3 |  | Non-Fossil Waste |  |  | Oregon |  | Lane |  |  | 12.5 |  | 1953 | [33 empty] | International Paper Corporation - Springfield | 100 | International Paper Corporation - Springfield | 100 | Non-regulated | Dropped - Plant is identified as onsite because it is a net buyer of electricity in 2021 | CFB1 CFB1 CFB1 CFB1 CFB1 CFB1 CFB1: PKG
IP Springfield Oregon | 50191_G_TG4 | 50191 | G | TG4 |  | Non-Fossil Waste |  |  | Oregon |  | Lane |  |  | 33 |  | 1976 | [33 empty] | Eugene Water & Electric Board | 100 | Eugene Water & Electric Board | 100 | Non-regulated | Dropped - Plant is identified as onsite because it is a net buyer of electricity in 2021 | CFB1 CFB1 CFB1 CFB1 CFB1 CFB1 CFB1: PB; CFB2 CFB2 CFB2 CFB2 CFB2 CFB2 CFB2: REC3; CFB3 CFB3 CFB3 CFB3 CFB3 CFB3 CFB3: REC4
International Paper Valliant OK | 50192_G_TG1 | 50192 | G | TG1 |  | Non-Fossil Waste |  |  | Oklahoma |  | McCurtain |  |  | 57.8 |  | 1971 | [33 empty] | International Paper - Valliant | 100 | International Paper - Valliant | 100 | Non-regulated | Dropped - Plant is identified as onsite because it is a net buyer of electricity in 2021 | CFB1 CFB1 CFB1 CFB1 CFB1 CFB1 CFB1: 1; CFB2 CFB2 CFB2 CFB2 CFB2 CFB2 CFB2: 2; CFB3 CFB3 CFB3 CFB3 CFB3 CFB3 CFB3: 3
B Braun Medical | 50200_G_GEN1 | 50200 | G | GEN1 |  | Combustion Turbine |  |  | California |  | Orange |  |  | 2.7 |  | 1982 | [33 empty] | B Braun Medical Inc | 100 | B Braun Medical Inc | 100 | Non-regulated | Dropped - Plant is identified as onsite because it is a net buyer of electricity in 2021
B Braun Medical | 50200_G_GEN2 | 50200 | G | GEN2 |  | Combustion Turbine |  |  | California |  | Orange |  |  | 3 |  | 1995 | [33 empty] | B Braun Medical Inc | 100 | B Braun Medical Inc | 100 | Non-regulated | Dropped - Plant is identified as onsite because it is a net buyer of electricity in 2021
US Gypsum Oakfield | 50203_G_GEN1 | 50203 | G | GEN1 |  | Combustion Turbine |  |  | New York |  | Genesee |  |  | 4.9 |  | 1986 | [33 empty] | U S Gypsum Co | 100 | U S Gypsum Co | 100 | Non-regulated | Dropped - Plant is identified as onsite because it is a net buyer of electricity in 2021
Oxnard Wastewater Treatment Plant | 50224_G_7610 | 50224 | G | 7610 |  | Non-Fossil Waste |  |  | California |  | Ventura |  |  | 0.4 |  | 1981 | [33 empty] | Oxnard City of | 100 | Oxnard City of | 100 | Non-regulated | Dropped - Plant is identified as onsite because it is a net buyer of electricity in 2021
Oxnard Wastewater Treatment Plant | 50224_G_7710 | 50224 | G | 7710 |  | Non-Fossil Waste |  |  | California |  | Ventura |  |  | 0.4 |  | 1981 | [33 empty] | Oxnard City of | 100 | Oxnard City of | 100 | Non-regulated | Dropped - Plant is identified as onsite because it is a net buyer of electricity in 2021
Oxnard Wastewater Treatment Plant | 50224_G_7810 | 50224 | G | 7810 |  | Non-Fossil Waste |  |  | California |  | Ventura |  |  | 0.4 |  | 1981 | [33 empty] | Oxnard City of | 100 | Oxnard City of | 100 | Non-regulated | Dropped - Plant is identified as onsite because it is a net buyer of electricity in 2021
Robbins Lumber | 50230_G_CAT | 50230 | G | CAT |  | Combustion Turbine |  |  | Maine |  | WALDO |  |  | 1.8 |  | 1987 | [33 empty] | Robbins Lumber Inc | 100 | Robbins Lumber Inc | 100 | Non-regulated | Dropped - Plant is identified as onsite because it is a net buyer of electricity in 2021
Robbins Lumber | 50230_G_WEST | 50230 | G | WEST |  | Biomass |  |  | Maine |  | WALDO |  |  | 1.1 |  | 1981 | [33 empty] | Robbins Lumber Inc | 100 | Robbins Lumber Inc | 100 | Non-regulated | Dropped - Plant is identified as onsite because it is a net buyer of electricity in 2021
San Antonio Regional Hospital | 50234_G_2074 | 50234 | G | 2074 |  | Combustion Turbine |  |  | California |  | San Bernardino |  |  | 0.9 |  | 1985 | [33 empty] | San Antonio Regional Hospital | 100 | San Antonio Regional Hospital | 100 | Non-regulated | Dropped - Plant is identified as onsite because it is a net buyer of electricity in 2021
San Antonio Regional Hospital | 50234_G_2075 | 50234 | G | 2075 |  | Combustion Turbine |  |  | California |  | San Bernardino |  |  | 0.9 |  | 1985 | [33 empty] | San Antonio Regional Hospital | 100 | San Antonio Regional Hospital | 100 | Non-regulated | Dropped - Plant is identified as onsite because it is a net buyer of electricity in 2021
San Antonio Regional Hospital | 50234_G_2076 | 50234 | G | 2076 |  | Combustion Turbine |  |  | California |  | San Bernardino |  |  | 0.9 |  | 2001 | [33 empty] | San Antonio Regional Hospital | 100 | San Antonio Regional Hospital | 100 | Non-regulated | Dropped - Plant is identified as onsite because it is a net buyer of electricity in 2021
Purdue University | 50240_G_GEN1 | 50240 | G | GEN1 |  | O/G Steam |  |  | Indiana |  | Tippecanoe |  |  | 30.8 |  | 1995 | [33 empty] | Purdue University | 100 | Purdue University | 100 | Non-regulated | Dropped - Plant is identified as onsite because it is a net buyer of electricity in 2021 | CFB1 CFB1 CFB1 CFB1 CFB1 CFB1 CFB1: BLR1; CFB2 CFB2 CFB2 CFB2 CFB2 CFB2 CFB2: BLR2; CFB3 CFB3 CFB3 CFB3 CFB3 CFB3 CFB3: BLR3; CFB4 CFB4 CFB4 CFB4 CFB4 CFB4 CFB4: BLR5; CFB5 CFB5 CFB5 CFB5 CFB5 CFB5 CFB5: BLR7
Purdue University | 50240_G_GEN2 | 50240 | G | GEN2 |  | O/G Steam |  |  | Indiana |  | Tippecanoe |  |  | 7 |  | 1969 | [33 empty] | Purdue University | 100 | Purdue University | 100 | Non-regulated | Dropped - Plant is identified as onsite because it is a net buyer of electricity in 2021 | CFB1 CFB1 CFB1 CFB1 CFB1 CFB1 CFB1: BLR1; CFB2 CFB2 CFB2 CFB2 CFB2 CFB2 CFB2: BLR2; CFB3 CFB3 CFB3 CFB3 CFB3 CFB3 CFB3: BLR3; CFB4 CFB4 CFB4 CFB4 CFB4 CFB4 CFB4: BLR5; CFB5 CFB5 CFB5 CFB5 CFB5 CFB5 CFB5: BLR7
Purdue University | 50240_G_GEN3 | 50240 | G | GEN3 |  | Combustion Turbine |  |  | Indiana |  | Tippecanoe |  |  | 1.8 |  | 2000 | [33 empty] | Purdue University | 100 | Purdue University | 100 | Non-regulated | Dropped - Plant is identified as onsite because it is a net buyer of electricity in 2021
Tenet Hospital | 50241_G_9541 | 50241 | G | 9541 |  | Combustion Turbine |  |  | Texas |  | El Paso |  |  | 2.1 |  | 1987 | [33 empty] | Tenet Hospital Ltd | 100 | Tenet Hospital Ltd | 100 | Non-regulated | Dropped - Plant is identified as onsite because it is a net buyer of electricity in 2021
Tenet Hospital | 50241_G_9542 | 50241 | G | 9542 |  | Combustion Turbine |  |  | Texas |  | El Paso |  |  | 2.1 |  | 1987 | [33 empty] | Tenet Hospital Ltd | 100 | Tenet Hospital Ltd | 100 | Non-regulated | Dropped - Plant is identified as onsite because it is a net buyer of electricity in 2021
Canton North Carolina | 50244_G_GEN8 | 50244 | G | GEN8 |  | Non-Fossil Waste |  |  | North Carolina |  | Haywood |  |  | 7.5 |  | 1937 | [33 empty] | Blue Ridge Paper Products Inc | 100 | Blue Ridge Paper Products Inc | 100 | Non-regulated | Dropped - Plant is identified as onsite because it is a net buyer of electricity in 2021 | 10REC | 11REC | 4PB | BBB | EPB | PGB | RBB | RCB | WPB
Canton North Carolina | 50244_G_GEN9 | 50244 | G | GEN9 |  | Non-Fossil Waste |  |  | North Carolina |  | Haywood |  |  | 7.5 |  | 1941 | [33 empty] | Blue Ridge Paper Products Inc | 100 | Blue Ridge Paper Products Inc | 100 | Non-regulated | Dropped - Plant is identified as onsite because it is a net buyer of electricity in 2021 | 10REC | 11REC | 4PB | BBB | EPB | PGB | RBB | RCB | WPB
Canton North Carolina | 50244_G_GN10 | 50244 | G | GN10 |  | Non-Fossil Waste |  |  | North Carolina |  | Haywood |  |  | 7.5 |  | 1946 | [33 empty] | Blue Ridge Paper Products Inc | 100 | Blue Ridge Paper Products Inc | 100 | Non-regulated | Dropped - Plant is identified as onsite because it is a net buyer of electricity in 2021 | 10REC | 11REC | 4PB | BBB | EPB | PGB | RBB | RCB | WPB
Canton North Carolina | 50244_G_GN11 | 50244 | G | GN11 |  | Non-Fossil Waste |  |  | North Carolina |  | Haywood |  |  | 7.5 |  | 1949 | [33 empty] | Blue Ridge Paper Products Inc | 100 | Blue Ridge Paper Products Inc | 100 | Non-regulated | Dropped - Plant is identified as onsite because it is a net buyer of electricity in 2021 | 10REC | 11REC | 4PB | BBB | EPB | PGB | RBB | RCB | WPB
Canton North Carolina | 50244_G_GN12 | 50244 | G | GN12 |  | Non-Fossil Waste |  |  | North Carolina |  | Haywood |  |  | 10 |  | 1952 | [33 empty] | Blue Ridge Paper Products Inc | 100 | Blue Ridge Paper Products Inc | 100 | Non-regulated | Dropped - Plant is identified as onsite because it is a net buyer of electricity in 2021 | 10REC | 11REC | 4PB | BBB | EPB | PGB | RBB | RCB | WPB
Canton North Carolina | 50244_G_GN13 | 50244 | G | GN13 |  | Non-Fossil Waste |  |  | North Carolina |  | Haywood |  |  | 12.5 |  | 1979 | [33 empty] | Blue Ridge Paper Products Inc | 100 | Blue Ridge Paper Products Inc | 100 | Non-regulated | Dropped - Plant is identified as onsite because it is a net buyer of electricity in 2021 | 10REC | 11REC | 4PB | BBB | EPB | PGB | RBB | RCB | WPB
International Paper Pensacola | 50250_G_GEN1 | 50250 | G | GEN1 |  | Non-Fossil Waste |  |  | Florida |  | Escambia |  |  | 36 |  | 1981 | [33 empty] | International Paper Co-Pensacola | 100 | International Paper Co-Pensacola | 100 | Non-regulated | Dropped - Plant is identified as onsite because it is a net buyer of electricity in 2021 | CFB1 CFB1 CFB1 CFB1 CFB1 CFB1 CFB1: 1RB; CFB2 CFB2 CFB2 CFB2 CFB2 CFB2 CFB2: 2RB; CFB3 CFB3 CFB3 CFB3 CFB3 CFB3 CFB3: 3PB; CFB4 CFB4 CFB4 CFB4 CFB4 CFB4 CFB4: 4PB; CFB5 CFB5 CFB5 CFB5 CFB5 CFB5 CFB5: 6PB
International Paper Pensacola | 50250_G_GEN2 | 50250 | G | GEN2 |  | Non-Fossil Waste |  |  | Florida |  | Escambia |  |  | 40 |  | 1981 | [33 empty] | International Paper Co-Pensacola | 100 | International Paper Co-Pensacola | 100 | Non-regulated | Dropped - Plant is identified as onsite because it is a net buyer of electricity in 2021 | CFB1 CFB1 CFB1 CFB1 CFB1 CFB1 CFB1: 1RB; CFB2 CFB2 CFB2 CFB2 CFB2 CFB2 CFB2: 2RB; CFB3 CFB3 CFB3 CFB3 CFB3 CFB3 CFB3: 3PB; CFB4 CFB4 CFB4 CFB4 CFB4 CFB4 CFB4: 4PB; CFB5 CFB5 CFB5 CFB5 CFB5 CFB5 CFB5: 6PB
Billerud Quinnesec Mill | 50251_G_GEN1 | 50251 | G | GEN1 |  | Non-Fossil Waste |  |  | Michigan |  | Dickinson |  |  | 28 |  | 1985 | [33 empty] | Billerud Quinnesec Mill | 100 | Billerud Quinnesec Mill | 100 | Non-regulated | Dropped - Plant is identified as onsite because it is a net buyer of electricity in 2021 | CFB1 CFB1 CFB1 CFB1 CFB1 CFB1 CFB1: PB; CFB2 CFB2 CFB2 CFB2 CFB2 CFB2 CFB2: RB; CFB3 CFB3 CFB3 CFB3 CFB3 CFB3 CFB3: WTB
Billerud Quinnesec Mill | 50251_G_GEN2 | 50251 | G | GEN2 |  | Biomass |  |  | Michigan |  | Dickinson |  |  | 31 |  | 2011 | [33 empty] | Billerud Quinnesec Mill | 100 | Billerud Quinnesec Mill | 100 | Non-regulated | Dropped - Plant is identified as onsite because it is a net buyer of electricity in 2021 | CFB1 CFB1 CFB1 CFB1 CFB1 CFB1 CFB1: WTB
KapStone Kraft Paper Corp | 50254_G_GEN1 | 50254 | G | GEN1 |  | Non-Fossil Waste |  |  | North Carolina |  | Halifax |  |  | 30 |  | 1966 | [33 empty] | Westrock Kraft Paper, LLC | 100 | Westrock Kraft Paper, LLC | 100 | Non-regulated | Dropped - Plant is identified as onsite because it is a net buyer of electricity in 2021 | CFB1 CFB1 CFB1 CFB1 CFB1 CFB1 CFB1: 1PB; CFB2 CFB2 CFB2 CFB2 CFB2 CFB2 CFB2: 2PB; CFB3 CFB3 CFB3 CFB3 CFB3 CFB3 CFB3: 3PB; CFB4 CFB4 CFB4 CFB4 CFB4 CFB4 CFB4: 4PB; CFB5 CFB5 CFB5 CFB5 CFB5 CFB5 CFB5: 7RB
Beaumont Hospital Dearborn Campus | 50260_G_1 2M | 50260 | G | 1 2M |  | Combustion Turbine |  |  | Michigan |  | Wayne |  |  | 2 |  | 2006 | [33 empty] | Corewell Health Dearborn Campus | 100 | Corewell Health Dearborn Campus | 100 | Non-regulated | Dropped - Plant is identified as onsite because it is a net buyer of electricity in 2021
Beaumont Hospital Dearborn Campus | 50260_G_2 2M | 50260 | G | 2 2M |  | Combustion Turbine |  |  | Michigan |  | Wayne |  |  | 2 |  | 2006 | [33 empty] | Corewell Health Dearborn Campus | 100 | Corewell Health Dearborn Campus | 100 | Non-regulated | Dropped - Plant is identified as onsite because it is a net buyer of electricity in 2021
Beaumont Hospital Dearborn Campus | 50260_G_500A | 50260 | G | 500A |  | Combustion Turbine |  |  | Michigan |  | Wayne |  |  | 0.5 |  | 2006 | [33 empty] | Corewell Health Dearborn Campus | 100 | Corewell Health Dearborn Campus | 100 | Non-regulated | Dropped - Plant is identified as onsite because it is a net buyer of electricity in 2021
ExxonMobil Santa Ynez Facility | 50270_G_GTG1 | 50270 | G | GTG1 |  | Combined Cycle |  |  | California |  | Santa Barbara |  |  | 40.2 |  | 1993 | [33 empty] | Exxon Mobil Production Co | 100 | Exxon Mobil Production Co | 100 | Non-regulated | Dropped - Units whose status are "OS" or "RE" for the past 3 consecutive years
ExxonMobil Santa Ynez Facility | 50270_G_STG1 | 50270 | G | STG1 |  | Combined Cycle |  |  | California |  | Santa Barbara |  |  | 8.9 |  | 1993 | [33 empty] | Exxon Mobil Production Co | 100 | Exxon Mobil Production Co | 100 | Non-regulated | Dropped - Units whose status are "OS" or "RE" for the past 3 consecutive years
Simplot Leasing Don Plant | 50274_G_GEN1 | 50274 | G | GEN1 |  | Non-Fossil Waste |  |  | Idaho |  | Bannock |  |  | 14.8 |  | 1986 | [33 empty] | Simplot Leasing Corp | 100 | Simplot Leasing Corp | 100 | Non-regulated | Dropped - Plant is identified as onsite because it is a net buyer of electricity in 2021 | bar: CFB1 CFB1 CFB1 CFB1 CFB1 CFB1 CFB1
Park 500 Philip Morris USA | 50275_G_TG3 | 50275 | G | TG3 |  | O/G Steam |  |  | Virginia |  | Chesterfield |  |  | 10.5 |  | 1983 | [33 empty] | Philip Morris USA - Park 500 | 100 | Philip Morris USA - Park 500 | 100 | Non-regulated | Dropped - Plant is identified as onsite because it is a net buyer of electricity in 2021 | CFB1 CFB1 CFB1 CFB1 CFB1 CFB1 CFB1: 3
Packaging Corp of America | 50296_G_GEN1 | 50296 | G | GEN1 |  | Biomass |  |  | Tennessee |  | Hardin |  |  | 50 |  | 1985 | [33 empty] | Packaging Corp of America | 100 | Packaging Corp of America | 100 | Non-regulated | Dropped - Plant is identified as onsite because it is a net buyer of electricity in 2021 | CFB1 CFB1 CFB1 CFB1 CFB1 CFB1 CFB1: C1; CFB2 CFB2 CFB2 CFB2 CFB2 CFB2 CFB2: C2; CFB3 CFB3 CFB3 CFB3 CFB3 CFB3 CFB3: R1; CFB4 CFB4 CFB4 CFB4 CFB4 CFB4 CFB4: R2; CFB5 CFB5 CFB5 CFB5 CFB5 CFB5 CFB5: R3
Packaging Corp of America | 50296_G_GEN2 | 50296 | G | GEN2 |  | Non-Fossil Waste |  |  | Tennessee |  | Hardin |  |  | 22.5 |  | 2010 | [33 empty] | Packaging Corp of America | 100 | Packaging Corp of America | 100 | Non-regulated | Dropped - Plant is identified as onsite because it is a net buyer of electricity in 2021 | CFB1 CFB1 CFB1 CFB1 CFB1 CFB1 CFB1: C1; CFB2 CFB2 CFB2 CFB2 CFB2 CFB2 CFB2: R1; CFB3 CFB3 CFB3 CFB3 CFB3 CFB3 CFB3: R2; CFB4 CFB4 CFB4 CFB4 CFB4 CFB4 CFB4: R3
Shell Deer Park | 50304_G_GEN1 | 50304 | G | GEN1 |  | Non-Fossil Waste |  |  | Texas |  | Harris |  |  | 45 |  | 1979 | [33 empty] | Deer Park Refinery Limited Partnership (DPRLP) | 100 | Deer Park Refinery Limited Partnership (DPRLP) | 100 | Non-regulated | Dropped - Plant is identified as onsite because it is a net buyer of electricity in 2021 | CFB1 CFB1 CFB1 CFB1 CFB1 CFB1 CFB1: H8610; CFB2 CFB2 CFB2 CFB2 CFB2 CFB2 CFB2: HRSG4
Shell Deer Park | 50304_G_GEN2 | 50304 | G | GEN2 |  | Non-Fossil Waste |  |  | Texas |  | Harris |  |  | 45 |  | 1979 | [33 empty] | Deer Park Refinery Limited Partnership (DPRLP) | 100 | Deer Park Refinery Limited Partnership (DPRLP) | 100 | Non-regulated | Dropped - Plant is identified as onsite because it is a net buyer of electricity in 2021 | CFB1 CFB1 CFB1 CFB1 CFB1 CFB1 CFB1: H8620; CFB2 CFB2 CFB2 CFB2 CFB2 CFB2 CFB2: HRSG5
Shell Deer Park | 50304_G_GEN4 | 50304 | G | GEN4 |  | Combustion Turbine |  |  | Texas |  | Harris |  |  | 75 |  | 1995 | [33 empty] | Deer Park Refinery Limited Partnership (DPRLP) | 100 | Deer Park Refinery Limited Partnership (DPRLP) | 100 | Non-regulated | Dropped - Plant is identified as onsite because it is a net buyer of electricity in 2021
Shell Deer Park | 50304_G_GEN5 | 50304 | G | GEN5 |  | Combustion Turbine |  |  | Texas |  | Harris |  |  | 78 |  | 1995 | [33 empty] | Deer Park Refinery Limited Partnership (DPRLP) | 100 | Deer Park Refinery Limited Partnership (DPRLP) | 100 | Non-regulated | Dropped - Plant is identified as onsite because it is a net buyer of electricity in 2021
Alpena Cement Plant | 50305_G_GE10 | 50305 | G | GE10 |  | Coal Steam |  |  | Michigan |  | Alpena |  |  | 3.2 |  | 1999 | [33 empty] | Lafarge Corp | 100 | Lafarge Corp | 100 | Non-regulated | Dropped - Plant is identified as onsite because it is a net buyer of electricity in 2021 | CFB1 CFB1 CFB1 CFB1 CFB1 CFB1 CFB1: K19; CFB2 CFB2 CFB2 CFB2 CFB2 CFB2 CFB2: K20; CFB3 CFB3 CFB3 CFB3 CFB3 CFB3 CFB3: K21; CFB4 CFB4 CFB4 CFB4 CFB4 CFB4 CFB4: K22; CFB5 CFB5 CFB5 CFB5 CFB5 CFB5 CFB5: K23
Alpena Cement Plant | 50305_G_GEN6 | 50305 | G | GEN6 |  | Coal Steam |  |  | Michigan |  | Alpena |  |  | 12 |  | 1952 | [33 empty] | Lafarge Corp | 100 | Lafarge Corp | 100 | Non-regulated | Dropped - Plant is identified as onsite because it is a net buyer of electricity in 2021 | CFB1 CFB1 CFB1 CFB1 CFB1 CFB1 CFB1: K19; CFB2 CFB2 CFB2 CFB2 CFB2 CFB2 CFB2: K20; CFB3 CFB3 CFB3 CFB3 CFB3 CFB3 CFB3: K21; CFB4 CFB4 CFB4 CFB4 CFB4 CFB4 CFB4: K22; CFB5 CFB5 CFB5 CFB5 CFB5 CFB5 CFB5: K23
Alpena Cement Plant | 50305_G_GEN7 | 50305 | G | GEN7 |  | Coal Steam |  |  | Michigan |  | Alpena |  |  | 10 |  | 1955 | [33 empty] | Lafarge Corp | 100 | Lafarge Corp | 100 | Non-regulated | Dropped - Plant is identified as onsite because it is a net buyer of electricity in 2021 | CFB1 CFB1 CFB1 CFB1 CFB1 CFB1 CFB1: K19; CFB2 CFB2 CFB2 CFB2 CFB2 CFB2 CFB2: K20; CFB3 CFB3 CFB3 CFB3 CFB3 CFB3 CFB3: K21; CFB4 CFB4 CFB4 CFB4 CFB4 CFB4 CFB4: K22; CFB5 CFB5 CFB5 CFB5 CFB5 CFB5 CFB5: K23
Alpena Cement Plant | 50305_G_GEN8 | 50305 | G | GEN8 |  | Coal Steam |  |  | Michigan |  | Alpena |  |  | 11 |  | 1991 | [33 empty] | Lafarge Corp | 100 | Lafarge Corp | 100 | Non-regulated | Dropped - Plant is identified as onsite because it is a net buyer of electricity in 2021 | CFB1 CFB1 CFB1 CFB1 CFB1 CFB1 CFB1: K19; CFB2 CFB2 CFB2 CFB2 CFB2 CFB2 CFB2: K20; CFB3 CFB3 CFB3 CFB3 CFB3 CFB3 CFB3: K21; CFB4 CFB4 CFB4 CFB4 CFB4 CFB4 CFB4: K22; CFB5 CFB5 CFB5 CFB5 CFB5 CFB5 CFB5: K23
Alpena Cement Plant | 50305_G_GEN9 | 50305 | G | GEN9 |  | Coal Steam |  |  | Michigan |  | Alpena |  |  | 11 |  | 1994 | [33 empty] | Lafarge Corp | 100 | Lafarge Corp | 100 | Non-regulated | Dropped - Plant is identified as onsite because it is a net buyer of electricity in 2021 | CFB1 CFB1 CFB1 CFB1 CFB1 CFB1 CFB1: K19; CFB2 CFB2 CFB2 CFB2 CFB2 CFB2 CFB2: K20; CFB3 CFB3 CFB3 CFB3 CFB3 CFB3 CFB3: K21; CFB4 CFB4 CFB4 CFB4 CFB4 CFB4 CFB4: K22; CFB5 CFB5 CFB5 CFB5 CFB5 CFB5 CFB5: K23
University of Oklahoma | 50307_G_GEN1 | 50307 | G | GEN1 |  | O/G Steam |  |  | Oklahoma |  | Cleveland |  |  | 7.5 |  | 1964 | [33 empty] | University of Oklahoma | 100 | University of Oklahoma | 100 | Non-regulated | Dropped - Plant is identified as onsite because it is a net buyer of electricity in 2021 | bar: CFB1 CFB1 CFB1 CFB1 CFB1 CFB1 CFB1
University of Oklahoma | 50307_G_GEN2 | 50307 | G | GEN2 |  | O/G Steam |  |  | Oklahoma |  | Cleveland |  |  | 2.5 |  | 1949 | [33 empty] | University of Oklahoma | 100 | University of Oklahoma | 100 | Non-regulated | Dropped - Plant is identified as onsite because it is a net buyer of electricity in 2021 | bar: CFB1 CFB1 CFB1 CFB1 CFB1 CFB1 CFB1
University of Oklahoma | 50307_G_GEN3 | 50307 | G | GEN3 |  | O/G Steam |  |  | Oklahoma |  | Cleveland |  |  | 2.5 |  | 1949 | [33 empty] | University of Oklahoma | 100 | University of Oklahoma | 100 | Non-regulated | Dropped - Plant is identified as onsite because it is a net buyer of electricity in 2021 | bar: CFB1 CFB1 CFB1 CFB1 CFB1 CFB1 CFB1
University of Oklahoma | 50307_G_GEN4 | 50307 | G | GEN4 |  | O/G Steam |  |  | Oklahoma |  | Cleveland |  |  | 4.3 |  | 1985 | [33 empty] | University of Oklahoma | 100 | University of Oklahoma | 100 | Non-regulated | Dropped - Plant is identified as onsite because it is a net buyer of electricity in 2021 | bar: CFB1 CFB1 CFB1 CFB1 CFB1 CFB1 CFB1
University of Oklahoma | 50307_G_GEN5 | 50307 | G | GEN5 |  | Combustion Turbine |  |  | Oklahoma |  | Cleveland |  |  | 1.8 |  | 2001 | [33 empty] | University of Oklahoma | 100 | University of Oklahoma | 100 | Non-regulated | Dropped - Plant is identified as onsite because it is a net buyer of electricity in 2021
Utility Plants Section | 50308_G_GEN1 | 50308 | G | GEN1 |  | Coal Steam |  |  | Alaska |  | Fairbanks North Star |  |  | 3.5 |  | 1955 | [33 empty] | Doyon Utilities - Ft. Wainwright | 100 | Doyon Utilities - Ft. Wainwright | 100 | Regulated | Dropped - in Alaska or in Hawaii or Puerto Rico | 3 | 4 | 5 | 6 | 7 | 8
Utility Plants Section | 50308_G_GEN3 | 50308 | G | GEN3 |  | Coal Steam |  |  | Alaska |  | Fairbanks North Star |  |  | 6.2 |  | 1955 | [33 empty] | Doyon Utilities - Ft. Wainwright | 100 | Doyon Utilities - Ft. Wainwright | 100 | Regulated | Dropped - in Alaska or in Hawaii or Puerto Rico | 3 | 4 | 5 | 6 | 7 | 8
Utility Plants Section | 50308_G_GEN4 | 50308 | G | GEN4 |  | Coal Steam |  |  | Alaska |  | Fairbanks North Star |  |  | 6.2 |  | 1955 | [33 empty] | Doyon Utilities - Ft. Wainwright | 100 | Doyon Utilities - Ft. Wainwright | 100 | Regulated | Dropped - in Alaska or in Hawaii or Puerto Rico | 3 | 4 | 5 | 6 | 7 | 8
Utility Plants Section | 50308_G_GEN5 | 50308 | G | GEN5 |  | Coal Steam |  |  | Alaska |  | Fairbanks North Star |  |  | 6.2 |  | 1989 | [33 empty] | Doyon Utilities - Ft. Wainwright | 100 | Doyon Utilities - Ft. Wainwright | 100 | Regulated | Dropped - in Alaska or in Hawaii or Puerto Rico | 3 | 4 | 5 | 6 | 7 | 8
Standby Generation Plant | 50310_G_1 | 50310 | G | 1 |  | Combustion Turbine |  |  | Florida |  | Escambia |  |  | 1.1 |  | 1988 | [33 empty] | Pensacola Christian College | 100 | Pensacola Christian College | 100 | Non-regulated | Dropped - Plant is identified as onsite because it is a net buyer of electricity in 2021
Standby Generation Plant | 50310_G_1SB | 50310 | G | 1SB |  | Combustion Turbine |  |  | Florida |  | Escambia |  |  | 1.3 |  | 2006 | [33 empty] | Pensacola Christian College | 100 | Pensacola Christian College | 100 | Non-regulated | Dropped - Plant is identified as onsite because it is a net buyer of electricity in 2021
Standby Generation Plant | 50310_G_2 | 50310 | G | 2 |  | Combustion Turbine |  |  | Florida |  | Escambia |  |  | 1.1 |  | 1988 | [33 empty] | Pensacola Christian College | 100 | Pensacola Christian College | 100 | Non-regulated | Dropped - Plant is identified as onsite because it is a net buyer of electricity in 2021
Standby Generation Plant | 50310_G_2SB | 50310 | G | 2SB |  | Combustion Turbine |  |  | Florida |  | Escambia |  |  | 1.3 |  | 2006 | [33 empty] | Pensacola Christian College | 100 | Pensacola Christian College | 100 | Non-regulated | Dropped - Plant is identified as onsite because it is a net buyer of electricity in 2021
Standby Generation Plant | 50310_G_3 | 50310 | G | 3 |  | Combustion Turbine |  |  | Florida |  | Escambia |  |  | 1.1 |  | 1988 | [33 empty] | Pensacola Christian College | 100 | Pensacola Christian College | 100 | Non-regulated | Dropped - Plant is identified as onsite because it is a net buyer of electricity in 2021
Standby Generation Plant | 50310_G_3SB | 50310 | G | 3SB |  | Combustion Turbine |  |  | Florida |  | Escambia |  |  | 1.3 |  | 2006 | [33 empty] | Pensacola Christian College | 100 | Pensacola Christian College | 100 | Non-regulated | Dropped - Plant is identified as onsite because it is a net buyer of electricity in 2021
Standby Generation Plant | 50310_G_4SB | 50310 | G | 4SB |  | Combustion Turbine |  |  | Florida |  | Escambia |  |  | 1.3 |  | 2006 | [33 empty] | Pensacola Christian College | 100 | Pensacola Christian College | 100 | Non-regulated | Dropped - Plant is identified as onsite because it is a net buyer of electricity in 2021
Standby Generation Plant | 50310_G_5SB | 50310 | G | 5SB |  | Combustion Turbine |  |  | Florida |  | Escambia |  |  | 1.3 |  | 2006 | [33 empty] | Pensacola Christian College | 100 | Pensacola Christian College | 100 | Non-regulated | Dropped - Plant is identified as onsite because it is a net buyer of electricity in 2021
Standby Generation Plant | 50310_G_6SB | 50310 | G | 6SB |  | Combustion Turbine |  |  | Florida |  | Escambia |  |  | 1.3 |  | 2006 | [33 empty] | Pensacola Christian College | 100 | Pensacola Christian College | 100 | Non-regulated | Dropped - Plant is identified as onsite because it is a net buyer of electricity in 2021
Standby Generation Plant | 50310_G_7SB | 50310 | G | 7SB |  | Combustion Turbine |  |  | Florida |  | Escambia |  |  | 1.3 |  | 2006 | [33 empty] | Pensacola Christian College | 100 | Pensacola Christian College | 100 | Non-regulated | Dropped - Plant is identified as onsite because it is a net buyer of electricity in 2021
Standby Generation Plant | 50310_G_8SB | 50310 | G | 8SB |  | Combustion Turbine |  |  | Florida |  | Escambia |  |  | 1.3 |  | 2006 | [33 empty] | Pensacola Christian College | 100 | Pensacola Christian College | 100 | Non-regulated | Dropped - Plant is identified as onsite because it is a net buyer of electricity in 2021
Passaic Valley Water Commission | 50311_G_GEN1 | 50311 | G | GEN1 |  | Hydro |  |  | New Jersey |  | Passaic |  |  | 0.6 |  | 1935 | [33 empty] | Passaic Valley Water Comm | 100 | Passaic Valley Water Comm | 100 | Non-regulated | Dropped - Units whose status are "OS" or "RE" for the past 3 consecutive years
Passaic Valley Water Commission | 50311_G_GEN2 | 50311 | G | GEN2 |  | Hydro |  |  | New Jersey |  | Passaic |  |  | 0.6 |  | 1935 | [33 empty] | Passaic Valley Water Comm | 100 | Passaic Valley Water Comm | 100 | Non-regulated | Dropped - Units whose status are "OS" or "RE" for the past 3 consecutive years
Passaic Valley Water Commission | 50311_G_GEN3 | 50311 | G | GEN3 |  | Hydro |  |  | New Jersey |  | Passaic |  |  | 0.6 |  | 1935 | [33 empty] | Passaic Valley Water Comm | 100 | Passaic Valley Water Comm | 100 | Non-regulated | Dropped - Units whose status are "OS" or "RE" for the past 3 consecutive years
Passaic Valley Water Commission | 50311_G_GEN4 | 50311 | G | GEN4 |  | Hydro |  |  | New Jersey |  | Passaic |  |  | 0.6 |  | 1935 | [33 empty] | Passaic Valley Water Comm | 100 | Passaic Valley Water Comm | 100 | Non-regulated | Dropped - Units whose status are "OS" or "RE" for the past 3 consecutive years
Bunge North America East LLC | 50316_G_3516 | 50316 | G | 3516 |  | O/G Steam |  |  | Indiana |  | Adams |  |  | 2.2 |  | 1950 | [33 empty] | Bunge North America East LLC | 100 | Bunge North America East LLC | 100 | Non-regulated | Dropped - Plant is identified as onsite because it is a net buyer of electricity in 2021
Nalco | 50326_G_DPOX | 50326 | G | DPOX |  | Combined Cycle |  |  | Illinois |  | DuPage |  |  | 0.7 |  | 1985 | [33 empty] | Naperville Trust | 100 | Naperville Trust | 100 | Non-regulated | Dropped - Units whose status are "OS" or "RE" for the past 3 consecutive years
Gay Robinson | 50333_G_DSL5 | 50333 | G | DSL5 |  | Combustion Turbine |  |  | Hawaii |  | Kauai |  |  | 0.5 |  | 2010 | [33 empty] | Gay & Robinson Inc | 100 | Gay & Robinson Inc | 100 | Non-regulated | Dropped - in Alaska or in Hawaii or Puerto Rico
Gay Robinson | 50333_G_DSL6 | 50333 | G | DSL6 |  | Combustion Turbine |  |  | Hawaii |  | Kauai |  |  | 0.5 |  | 2010 | [33 empty] | Gay & Robinson Inc | 100 | Gay & Robinson Inc | 100 | Non-regulated | Dropped - in Alaska or in Hawaii or Puerto Rico
Gay Robinson | 50333_G_HYD2 | 50333 | G | HYD2 |  | Hydro |  |  | Hawaii |  | Kauai |  |  | 0.8 |  | 1982 | [33 empty] | Gay & Robinson Inc | 100 | Gay & Robinson Inc | 100 | Non-regulated | Dropped - in Alaska or in Hawaii or Puerto Rico
Gay Robinson | 50333_G_HYD3 | 50333 | G | HYD3 |  | Hydro |  |  | Hawaii |  | Kauai |  |  | 6.5 |  | 2019 | [33 empty] | Gay & Robinson Inc | 100 | Gay & Robinson Inc | 100 | Non-regulated | Dropped - in Alaska or in Hawaii or Puerto Rico
Mooseheart Power House | 50337_G_GEN1 | 50337 | G | GEN1 |  | Combustion Turbine |  |  | Illinois |  | Kane |  |  | 0.5 |  | 1986 | [33 empty] | Moose International | 100 | Moose International | 100 | Non-regulated | Dropped - Plant is identified as onsite because it is a net buyer of electricity in 2021
Mooseheart Power House | 50337_G_GEN2 | 50337 | G | GEN2 |  | Combustion Turbine |  |  | Illinois |  | Kane |  |  | 0.5 |  | 1986 | [33 empty] | Moose International | 100 | Moose International | 100 | Non-regulated | Dropped - Plant is identified as onsite because it is a net buyer of electricity in 2021
Mooseheart Power House | 50337_G_GEN3 | 50337 | G | GEN3 |  | Combustion Turbine |  |  | Illinois |  | Kane |  |  | 0.3 |  | 1986 | [33 empty] | Moose International | 100 | Moose International | 100 | Non-regulated | Dropped - Plant is identified as onsite because it is a net buyer of electricity in 2021
Mooseheart Power House | 50337_G_GEN4 | 50337 | G | GEN4 |  | Combustion Turbine |  |  | Illinois |  | Kane |  |  | 0.5 |  | 1986 | [33 empty] | Moose International | 100 | Moose International | 100 | Non-regulated | Dropped - Plant is identified as onsite because it is a net buyer of electricity in 2021
PCS Nitrogen Fertilizer LP | 50341_G_GEN2 | 50341 | G | GEN2 |  | Non-Fossil Waste |  |  | Louisiana |  | Iberville |  |  | 8 |  | 2006 | [33 empty] | PCS Nitrogen LP | 100 | PCS Nitrogen LP | 100 | Non-regulated | Dropped - Units whose status are "OS" or "RE" for the past 3 consecutive years
Sloss Industries Corp | 50359_G_10 | 50359 | G | 10 |  | O/G Steam |  |  | Alabama |  | Jefferson |  |  | 8.5 |  | 1958 | [33 empty] | Bluestone Coke LLC | 100 | Bluestone Coke LLC | 100 | Non-regulated | Dropped - Plant is identified as onsite because it is a net buyer of electricity in 2021 | CFB1 CFB1 CFB1 CFB1 CFB1 CFB1 CFB1: 1; CFB2 CFB2 CFB2 CFB2 CFB2 CFB2 CFB2: 2; CFB3 CFB3 CFB3 CFB3 CFB3 CFB3 CFB3: 3; CFB4 CFB4 CFB4 CFB4 CFB4 CFB4 CFB4: 4
Sloss Industries Corp | 50359_G_9 | 50359 | G | 9 |  | O/G Steam |  |  | Alabama |  | Jefferson |  |  | 7.5 |  | 1958 | [33 empty] | Bluestone Coke LLC | 100 | Bluestone Coke LLC | 100 | Non-regulated | Dropped - Plant is identified as onsite because it is a net buyer of electricity in 2021 | CFB1 CFB1 CFB1 CFB1 CFB1 CFB1 CFB1: 1; CFB2 CFB2 CFB2 CFB2 CFB2 CFB2 CFB2: 2; CFB3 CFB3 CFB3 CFB3 CFB3 CFB3 CFB3: 3; CFB4 CFB4 CFB4 CFB4 CFB4 CFB4 CFB4: 4
Mesquite Lake Energy Park Plant 2 | 50363_G_L313 | 50363 | G | L313 |  | Biomass |  |  | California |  | Imperial |  |  | 15.5 |  | 1987 | [33 empty] | Mesquite Lake Energy Park | 100 | Mesquite Lake Energy Park | 100 | Non-regulated | Dropped - Units whose status are "OS" or "RE" for the past 3 consecutive years | CFB1 CFB1 CFB1 CFB1 CFB1 CFB1 CFB1: B201
Phillips 66 Carbon Plant | 50388_G_GEN1 | 50388 | G | GEN1 |  | Coal Steam |  |  | California |  | Contra Costa |  |  | 20 |  | 1983 | 2023 | [32 empty] | Phillips 66 Company | 100 | Phillips 66 Company | 100 | Non-regulated | Dropped - Retired/Planned Retirement by 06/2028 | bar: CFB1 CFB1 CFB1 CFB1 CFB1 CFB1 CFB1 to CFB2 CFB2 CFB2 CFB2 CFB2 CFB2 CFB2
Port Allen (LA) | 50389_G_GEN1 | 50389 | G | GEN1 |  | Combustion Turbine |  |  | Louisiana |  | West Baton Rouge |  |  | 3.5 |  | 1990 | [33 empty] | Placid Refining Co LLC | 100 | Placid Refining Co LLC | 100 | Non-regulated | Dropped - Plant is identified as onsite because it is a net buyer of electricity in 2021
Port Allen (LA) | 50389_G_GEN2 | 50389 | G | GEN2 |  | Combustion Turbine |  |  | Louisiana |  | West Baton Rouge |  |  | 3.5 |  | 1990 | [33 empty] | Placid Refining Co LLC | 100 | Placid Refining Co LLC | 100 | Non-regulated | Dropped - Plant is identified as onsite because it is a net buyer of electricity in 2021
Eielson AFB Central Heat & Power Plant | 50392_G_DG01 | 50392 | G | DG01 |  | Combustion Turbine |  |  | Alaska |  | Fairbanks North Star |  |  | 1.4 |  | 1998 | [33 empty] | U S Air Force-Eielson AFB | 100 | U S Air Force-Eielson AFB | 100 | Non-regulated | Dropped - in Alaska or in Hawaii or Puerto Rico
Eielson AFB Central Heat & Power Plant | 50392_G_DG02 | 50392 | G | DG02 |  | Combustion Turbine |  |  | Alaska |  | Fairbanks North Star |  |  | 1.4 |  | 1998 | [33 empty] | U S Air Force-Eielson AFB | 100 | U S Air Force-Eielson AFB | 100 | Non-regulated | Dropped - in Alaska or in Hawaii or Puerto Rico
Eielson AFB Central Heat & Power Plant | 50392_G_DG03 | 50392 | G | DG03 |  | Combustion Turbine |  |  | Alaska |  | Fairbanks North Star |  |  | 1.4 |  | 1998 | [33 empty] | U S Air Force-Eielson AFB | 100 | U S Air Force-Eielson AFB | 100 | Non-regulated | Dropped - in Alaska or in Hawaii or Puerto Rico
Eielson AFB Central Heat & Power Plant | 50392_G_DG04 | 50392 | G | DG04 |  | Combustion Turbine |  |  | Alaska |  | Fairbanks North Star |  |  | 1.4 |  | 1998 | [33 empty] | U S Air Force-Eielson AFB | 100 | U S Air Force-Eielson AFB | 100 | Non-regulated | Dropped - in Alaska or in Hawaii or Puerto Rico
Eielson AFB Central Heat & Power Plant | 50392_G_TG1 | 50392 | G | TG1 |  | Coal Steam |  |  | Alaska |  | Fairbanks North Star |  |  | 0.5 |  | 1952 | [33 empty] | U S Air Force-Eielson AFB | 100 | U S Air Force-Eielson AFB | 100 | Non-regulated | Dropped - in Alaska or in Hawaii or Puerto Rico | 1 | 2 | 3 | 4 | 5 | 5A | 6A
Eielson AFB Central Heat & Power Plant | 50392_G_TG2 | 50392 | G | TG2 |  | Coal Steam |  |  | Alaska |  | Fairbanks North Star |  |  | 0.5 |  | 1952 | [33 empty] | U S Air Force-Eielson AFB | 100 | U S Air Force-Eielson AFB | 100 | Non-regulated | Dropped - in Alaska or in Hawaii or Puerto Rico | 1 | 2 | 3 | 4 | 5 | 5A | 6A
Eielson AFB Central Heat & Power Plant | 50392_G_TG3 | 50392 | G | TG3 |  | Coal Steam |  |  | Alaska |  | Fairbanks North Star |  |  | 5 |  | 1955 | [33 empty] | U S Air Force-Eielson AFB | 100 | U S Air Force-Eielson AFB | 100 | Non-regulated | Dropped - in Alaska or in Hawaii or Puerto Rico | 1 | 2 | 3 | 4 | 5 | 5A | 6A
Eielson AFB Central Heat & Power Plant | 50392_G_TG4 | 50392 | G | TG4 |  | Coal Steam |  |  | Alaska |  | Fairbanks North Star |  |  | 5 |  | 1969 | [33 empty] | U S Air Force-Eielson AFB | 100 | U S Air Force-Eielson AFB | 100 | Non-regulated | Dropped - in Alaska or in Hawaii or Puerto Rico | 1 | 2 | 3 | 4 | 5 | 5A | 6A
Eielson AFB Central Heat & Power Plant | 50392_G_TG5 | 50392 | G | TG5 |  | Coal Steam |  |  | Alaska |  | Fairbanks North Star |  |  | 9 |  | 1987 | [33 empty] | U S Air Force-Eielson AFB | 100 | U S Air Force-Eielson AFB | 100 | Non-regulated | Dropped - in Alaska or in Hawaii or Puerto Rico | 1 | 2 | 3 | 4 | 5 | 5A | 6A
Georgia-Pacific Corp - Nekoosa Mill | 50395_G_HY1 | 50395 | G | HY1 |  | Hydro |  |  | Wisconsin |  | Wood |  |  | 0.8 |  | 1917 | [33 empty] | Domtar Industries Inc | 100 | Domtar Industries Inc | 100 | Non-regulated | Dropped - Plant is identified as onsite because it is a net buyer of electricity in 2021
Georgia-Pacific Corp - Nekoosa Mill | 50395_G_HY2 | 50395 | G | HY2 |  | Hydro |  |  | Wisconsin |  | Wood |  |  | 0.8 |  | 1917 | [33 empty] | Domtar Industries Inc | 100 | Domtar Industries Inc | 100 | Non-regulated | Dropped - Plant is identified as onsite because it is a net buyer of electricity in 2021
Georgia-Pacific Corp - Nekoosa Mill | 50395_G_HY3 | 50395 | G | HY3 |  | Hydro |  |  | Wisconsin |  | Wood |  |  | 0.8 |  | 1923 | [33 empty] | Domtar Industries Inc | 100 | Domtar Industries Inc | 100 | Non-regulated | Dropped - Plant is identified as onsite because it is a net buyer of electricity in 2021
Georgia-Pacific Corp - Nekoosa Mill | 50395_G_HY4 | 50395 | G | HY4 |  | Hydro |  |  | Wisconsin |  | Wood |  |  | 0.6 |  | 1912 | [33 empty] | Domtar Industries Inc | 100 | Domtar Industries Inc | 100 | Non-regulated | Dropped - Plant is identified as onsite because it is a net buyer of electricity in 2021
Georgia-Pacific Corp - Nekoosa Mill | 50395_G_HY5 | 50395 | G | HY5 |  | Hydro |  |  | Wisconsin |  | Wood |  |  | 0.7 |  | 1950 | [33 empty] | Domtar Industries Inc | 100 | Domtar Industries Inc | 100 | Non-regulated | Dropped - Plant is identified as onsite because it is a net buyer of electricity in 2021
Georgia-Pacific Corp - Nekoosa Mill | 50395_G_NHG1 | 50395 | G | NHG1 |  | Hydro |  |  | Wisconsin |  | Wood |  |  | 0.2 |  | 1926 | [33 empty] | Domtar Industries Inc | 100 | Domtar Industries Inc | 100 | Non-regulated | Dropped - Plant is identified as onsite because it is a net buyer of electricity in 2021
Georgia-Pacific Corp - Nekoosa Mill | 50395_G_TG14 | 50395 | G | TG14 |  | Non-Fossil Waste |  |  | Wisconsin |  | Wood |  |  | 12.5 |  | 1991 | [33 empty] | Domtar Industries Inc | 100 | Domtar Industries Inc | 100 | Non-regulated | Dropped - Plant is identified as onsite because it is a net buyer of electricity in 2021 | CFB1 CFB1 CFB1 CFB1 CFB1 CFB1 CFB1: 14
Georgia-Pacific Corp - Nekoosa Mill | 50395_G_TG6 | 50395 | G | TG6 |  | O/G Steam |  |  | Wisconsin |  | Wood |  |  | 5.7 |  | 1951 | [33 empty] | Domtar Industries Inc | 100 | Domtar Industries Inc | 100 | Non-regulated | Dropped - Plant is identified as onsite because it is a net buyer of electricity in 2021 | CFB1 CFB1 CFB1 CFB1 CFB1 CFB1 CFB1: 1; CFB2 CFB2 CFB2 CFB2 CFB2 CFB2 CFB2: 2; CFB3 CFB3 CFB3 CFB3 CFB3 CFB3 CFB3: 7
Georgia-Pacific Corp - Nekoosa Mill | 50395_G_TG8 | 50395 | G | TG8 |  | O/G Steam |  |  | Wisconsin |  | Wood |  |  | 13 |  | 1966 | [33 empty] | Domtar Industries Inc | 100 | Domtar Industries Inc | 100 | Non-regulated | Dropped - Plant is identified as onsite because it is a net buyer of electricity in 2021 | CFB1 CFB1 CFB1 CFB1 CFB1 CFB1 CFB1: 10
Dillard Complex | 50396_G_GEN6 | 50396 | G | GEN6 |  | Biomass |  |  | Oregon |  | Douglas |  |  | 11.5 |  | 1955 | [33 empty] | Roseburg Forest Products Co | 100 | Roseburg Forest Products Co | 100 | Non-regulated | Dropped - Units whose status are "OS" or "RE" for the past 3 consecutive years
International Paper Savanna Mill | 50398_G_GE10 | 50398 | G | GE10 |  | Non-Fossil Waste |  |  | Georgia |  | Chatham |  |  | 82.7 |  | 1998 | [33 empty] | International Paper Co | 100 | International Paper Co | 100 | Non-regulated | Dropped - Plant is identified as onsite because it is a net buyer of electricity in 2021 | CFB1 CFB1 CFB1 CFB1 CFB1 CFB1 CFB1: 15RB
International Paper Savanna Mill | 50398_G_GEN9 | 50398 | G | GEN9 |  | O/G Steam |  |  | Georgia |  | Chatham |  |  | 71.2 |  | 1981 | [33 empty] | International Paper Co | 100 | International Paper Co | 100 | Non-regulated | Dropped - Plant is identified as onsite because it is a net buyer of electricity in 2021 | CFB1 CFB1 CFB1 CFB1 CFB1 CFB1 CFB1: 13PB
Somerset Plant | 50406_G_GEN1 | 50406 | G | GEN1 |  | Non-Fossil Waste |  |  | Maine |  | Somerset |  |  | 48.8 |  | 1976 | [33 empty] | Sappi Fine Paper North America-Somerset | 100 | Sappi Fine Paper North America-Somerset | 100 | Non-regulated | Dropped - Plant is identified as onsite because it is a net buyer of electricity in 2021 | CFB1 CFB1 CFB1 CFB1 CFB1 CFB1 CFB1: 1HFB; CFB2 CFB2 CFB2 CFB2 CFB2 CFB2 CFB2: 2HFB; CFB3 CFB3 CFB3 CFB3 CFB3 CFB3 CFB3: REC
Somerset Plant | 50406_G_GEN2 | 50406 | G | GEN2 |  | Non-Fossil Waste |  |  | Maine |  | Somerset |  |  | 51 |  | 1990 | [33 empty] | Sappi Fine Paper North America-Somerset | 100 | Sappi Fine Paper North America-Somerset | 100 | Non-regulated | Dropped - Plant is identified as onsite because it is a net buyer of electricity in 2021 | CFB1 CFB1 CFB1 CFB1 CFB1 CFB1 CFB1: 1HFB; CFB2 CFB2 CFB2 CFB2 CFB2 CFB2 CFB2: 2HFB; CFB3 CFB3 CFB3 CFB3 CFB3 CFB3 CFB3: REC
University of Michigan | 50431_G_TG7 | 50431 | G | TG7 |  | Combined Cycle |  |  | Michigan |  | Washtenaw |  |  | 11.5 |  | 1975 | [33 empty] | University of Michigan | 100 | University of Michigan | 100 | Non-regulated | Dropped - Units whose status are "OS" or "RE" for the past 3 consecutive years | 1 | 2 | 3 | 4 | 5 | 6 | 7 | 8
S D Warren Westbrook | 50447_G_GEN1 | 50447 | G | GEN1 |  | Hydro |  |  | Maine |  | Cumberland |  |  | 0.6 |  | 1903 | [33 empty] | Relevate Power Management LLC | 100 | Relevate Power Management LLC | 100 | Non-regulated | Dropped - Plant is identified as onsite because it is a net buyer of electricity in 2021
S D Warren Westbrook | 50447_G_GEN2 | 50447 | G | GEN2 |  | Hydro |  |  | Maine |  | Cumberland |  |  | 0.6 |  | 1903 | [33 empty] | Relevate Power Management LLC | 100 | Relevate Power Management LLC | 100 | Non-regulated | Dropped - Plant is identified as onsite because it is a net buyer of electricity in 2021
S D Warren Westbrook | 50447_G_GEN3 | 50447 | G | GEN3 |  | Hydro |  |  | Maine |  | Cumberland |  |  | 0.6 |  | 1903 | [33 empty] | Relevate Power Management LLC | 100 | Relevate Power Management LLC | 100 | Non-regulated | Dropped - Plant is identified as onsite because it is a net buyer of electricity in 2021
S D Warren Westbrook | 50447_G_GEN4 | 50447 | G | GEN4 |  | Hydro |  |  | Maine |  | Cumberland |  |  | 0.8 |  | 1913 | [33 empty] | Relevate Power Management LLC | 100 | Relevate Power Management LLC | 100 | Non-regulated | Dropped - Plant is identified as onsite because it is a net buyer of electricity in 2021
S D Warren Westbrook | 50447_G_GEN5 | 50447 | G | GEN5 |  | Hydro |  |  | Maine |  | Cumberland |  |  | 0.8 |  | 1913 | [33 empty] | Relevate Power Management LLC | 100 | Relevate Power Management LLC | 100 | Non-regulated | Dropped - Plant is identified as onsite because it is a net buyer of electricity in 2021
S D Warren Westbrook | 50447_G_GEN6 | 50447 | G | GEN6 |  | Hydro |  |  | Maine |  | Cumberland |  |  | 0.8 |  | 1913 | [33 empty] | Relevate Power Management LLC | 100 | Relevate Power Management LLC | 100 | Non-regulated | Dropped - Plant is identified as onsite because it is a net buyer of electricity in 2021
S D Warren Westbrook | 50447_G_GEN7 | 50447 | G | GEN7 |  | Hydro |  |  | Maine |  | Cumberland |  |  | 0.6 |  | 1940 | [33 empty] | Relevate Power Management LLC | 100 | Relevate Power Management LLC | 100 | Non-regulated | Dropped - Plant is identified as onsite because it is a net buyer of electricity in 2021
S D Warren Westbrook | 50447_G_GEN9 | 50447 | G | GEN9 |  | Biomass |  |  | Maine |  | Cumberland |  |  | 40.5 |  | 1982 | [33 empty] | Relevate Power Management LLC | 100 | Relevate Power Management LLC | 100 | Non-regulated | Dropped - Plant is identified as onsite because it is a net buyer of electricity in 2021 | 1HFB 1: 17; 2HFB 2: 18; REC 3: 20; REC 4: 21
S D Warren Westbrook | 50447_G_GN10 | 50447 | G | GN10 |  | Biomass |  |  | Maine |  | Cumberland |  |  | 15.8 |  | 1985 | [33 empty] | Relevate Power Management LLC | 100 | Relevate Power Management LLC | 100 | Non-regulated | Dropped - Plant is identified as onsite because it is a net buyer of electricity in 2021 | 1HFB 1: 17; 2HFB 2: 18; REC 3: 21
S D Warren Westbrook | 50447_G_GN11 | 50447 | G | GN11 |  | Hydro |  |  | Maine |  | Cumberland |  |  | 0.6 |  | 1940 | [33 empty] | Relevate Power Management LLC | 100 | Relevate Power Management LLC | 100 | Non-regulated | Dropped - Plant is identified as onsite because it is a net buyer of electricity in 2021
S D Warren Westbrook | 50447_G_GN12 | 50447 | G | GN12 |  | Hydro |  |  | Maine |  | Cumberland |  |  | 0.2 |  | 1940 | [33 empty] | Relevate Power Management LLC | 100 | Relevate Power Management LLC | 100 | Non-regulated | Dropped - Plant is identified as onsite because it is a net buyer of electricity in 2021
S D Warren Westbrook | 50447_G_GN13 | 50447 | G | GN13 |  | Hydro |  |  | Maine |  | Cumberland |  |  | 0.2 |  | 1940 | [33 empty] | Relevate Power Management LLC | 100 | Relevate Power Management LLC | 100 | Non-regulated | Dropped - Plant is identified as onsite because it is a net buyer of electricity in 2021
S D Warren Westbrook | 50447_G_GN14 | 50447 | G | GN14 |  | Hydro |  |  | Maine |  | Cumberland |  |  | 0.2 |  | 1940 | [33 empty] | Relevate Power Management LLC | 100 | Relevate Power Management LLC | 100 | Non-regulated | Dropped - Plant is identified as onsite because it is a net buyer of electricity in 2021
S D Warren Westbrook | 50447_G_GN15 | 50447 | G | GN15 |  | Hydro |  |  | Maine |  | Cumberland |  |  | 0.2 |  | 1940 | [33 empty] | Relevate Power Management LLC | 100 | Relevate Power Management LLC | 100 | Non-regulated | Dropped - Plant is identified as onsite because it is a net buyer of electricity in 2021
S D Warren Westbrook | 50447_G_GN16 | 50447 | G | GN16 |  | Hydro |  |  | Maine |  | Cumberland |  |  | 0.5 |  | 1940 | [33 empty] | Relevate Power Management LLC | 100 | Relevate Power Management LLC | 100 | Non-regulated | Dropped - Plant is identified as onsite because it is a net buyer of electricity in 2021
S D Warren Westbrook | 50447_G_GN17 | 50447 | G | GN17 |  | Hydro |  |  | Maine |  | Cumberland |  |  | 0.5 |  | 1940 | [33 empty] | Relevate Power Management LLC | 100 | Relevate Power Management LLC | 100 | Non-regulated | Dropped - Plant is identified as onsite because it is a net buyer of electricity in 2021
Procter & Gamble Cincinnati Plant | 50456_G_GEN1 | 50456 | G | GEN1 |  | O/G Steam |  |  | Ohio |  | Hamilton |  |  | 11.7 |  | 1965 | [33 empty] | Procter & Gamble Co | 100 | Procter & Gamble Co | 100 | Non-regulated | Dropped - Plant is identified as onsite because it is a net buyer of electricity in 2021 | 1HFB 1: 4; 2HFB 2: PB1
Cheboygan | 50461_G_GEN1 | 50461 | G | GEN1 |  | Hydro |  |  | Michigan |  | Cheboygan |  |  | 0.7 |  | 1984 | [33 empty] | Great Lakes Tissue Co | 100 | Great Lakes Tissue Co | 100 | Non-regulated | Dropped - Plant is identified as onsite because it is a net buyer of electricity in 2021
Swift Creek Chemical Complex | 50474_G_SCC | 50474 | G | SCC |  | Energy Storage |  |  | Florida |  | Hamilton |  |  | 15.9 |  | 1980 | [33 empty] | White Springs Agrici Chem Inc | 100 | White Springs Agrici Chem Inc | 100 | Non-regulated | Dropped - Plant is identified as onsite because it is a net buyer of electricity in 2021 | bar: 1HFB 1 to 2HFB 2
Packaging of America Tomahawk Mill | 50476_G_GEN1 | 50476 | G | GEN1 |  | Biomass |  |  | Wisconsin |  | Lincoln |  |  | 5.4 |  | 1948 | [33 empty] | PCA-Tomahawk Mill | 100 | PCA-Tomahawk Mill | 100 | Non-regulated | Dropped - Plant is identified as onsite because it is a net buyer of electricity in 2021 | 12 | B10 | B11 | B5 | B7 | B8 | B9
Packaging of America Tomahawk Mill | 50476_G_GEN2 | 50476 | G | GEN2 |  | Biomass |  |  | Wisconsin |  | Lincoln |  |  | 8.2 |  | 1978 | [33 empty] | PCA-Tomahawk Mill | 100 | PCA-Tomahawk Mill | 100 | Non-regulated | Dropped - Plant is identified as onsite because it is a net buyer of electricity in 2021 | 12 | B10 | B11 | B5 | B7 | B8 | B9
Packaging of America Tomahawk Mill | 50476_G_GEN3 | 50476 | G | GEN3 |  | Hydro |  |  | Wisconsin |  | Lincoln |  |  | 0.5 |  | 1920 | [33 empty] | PCA-Tomahawk Mill | 100 | PCA-Tomahawk Mill | 100 | Non-regulated | Dropped - Plant is identified as onsite because it is a net buyer of electricity in 2021
Packaging of America Tomahawk Mill | 50476_G_GEN4 | 50476 | G | GEN4 |  | Hydro |  |  | Wisconsin |  | Lincoln |  |  | 0.3 |  | 1920 | [33 empty] | PCA-Tomahawk Mill | 100 | PCA-Tomahawk Mill | 100 | Non-regulated | Dropped - Plant is identified as onsite because it is a net buyer of electricity in 2021
Packaging of America Tomahawk Mill | 50476_G_GEN5 | 50476 | G | GEN5 |  | Hydro |  |  | Wisconsin |  | Lincoln |  |  | 0.3 |  | 1920 | [33 empty] | PCA-Tomahawk Mill | 100 | PCA-Tomahawk Mill | 100 | Non-regulated | Dropped - Plant is identified as onsite because it is a net buyer of electricity in 2021
Georgia-Pacific Big Island | 50479_G_BHG1 | 50479 | G | BHG1 |  | Hydro |  |  | Virginia |  | Bedford |  |  | 0.2 |  | 1920 | [33 empty] | GP Big Island LLC | 100 | GP Big Island LLC | 100 | Non-regulated | Dropped - Plant is identified as onsite because it is a net buyer of electricity in 2021
Georgia-Pacific Big Island | 50479_G_BHG2 | 50479 | G | BHG2 |  | Hydro |  |  | Virginia |  | Bedford |  |  | 0.2 |  | 1920 | [33 empty] | GP Big Island LLC | 100 | GP Big Island LLC | 100 | Non-regulated | Dropped - Plant is identified as onsite because it is a net buyer of electricity in 2021
Georgia-Pacific Big Island | 50479_G_GEN1 | 50479 | G | GEN1 |  | Biomass |  |  | Virginia |  | Bedford |  |  | 7 |  | 1965 | [33 empty] | GP Big Island LLC | 100 | GP Big Island LLC | 100 | Non-regulated | Dropped - Plant is identified as onsite because it is a net buyer of electricity in 2021
Tennessee Eastman Operations | 50481_G_TG10 | 50481 | G | TG10 |  | Coal Steam |  |  | Tennessee |  | Sullivan |  |  | 6 |  | 1946 | [33 empty] | Eastman Chemical Co-TN Ops | 100 | Eastman Chemical Co-TN Ops | 100 | Non-regulated | Dropped - Plant is identified as onsite because it is a net buyer of electricity in 2021 | 423-A | 423-B | 423-C | 83-18 | 83-19 | 83-20 | 83-21 | 83-22 | 83-23 | 83-24
Tennessee Eastman Operations | 50481_G_TG11 | 50481 | G | TG11 |  | Coal Steam |  |  | Tennessee |  | Sullivan |  |  | 6 |  | 1949 | [33 empty] | Eastman Chemical Co-TN Ops | 100 | Eastman Chemical Co-TN Ops | 100 | Non-regulated | Dropped - Plant is identified as onsite because it is a net buyer of electricity in 2021 | 423-A | 423-B | 423-C | 83-18 | 83-19 | 83-20 | 83-21 | 83-22 | 83-23 | 83-24
Tennessee Eastman Operations | 50481_G_TG12 | 50481 | G | TG12 |  | Coal Steam |  |  | Tennessee |  | Sullivan |  |  | 6 |  | 1953 | [33 empty] | Eastman Chemical Co-TN Ops | 100 | Eastman Chemical Co-TN Ops | 100 | Non-regulated | Dropped - Plant is identified as onsite because it is a net buyer of electricity in 2021 | 423-A | 423-B | 423-C | 83-18 | 83-19 | 83-20 | 83-21 | 83-22 | 83-23 | 83-24
Tennessee Eastman Operations | 50481_G_TG13 | 50481 | G | TG13 |  | Coal Steam |  |  | Tennessee |  | Sullivan |  |  | 7 |  | 1960 | [33 empty] | Eastman Chemical Co-TN Ops | 100 | Eastman Chemical Co-TN Ops | 100 | Non-regulated | Dropped - Plant is identified as onsite because it is a net buyer of electricity in 2021 | 83-18 | 83-19 | 83-20 | 83-21 | 83-22 | 83-23
Tennessee Eastman Operations | 50481_G_TG14 | 50481 | G | TG14 |  | Coal Steam |  |  | Tennessee |  | Sullivan |  |  | 10 |  | 1962 | [33 empty] | Eastman Chemical Co-TN Ops | 100 | Eastman Chemical Co-TN Ops | 100 | Non-regulated | Dropped - Plant is identified as onsite because it is a net buyer of electricity in 2021 | 423-A | 423-B | 423-C | 83-18 | 83-19 | 83-20 | 83-21 | 83-22 | 83-23 | 83-24
Tennessee Eastman Operations | 50481_G_TG15 | 50481 | G | TG15 |  | Coal Steam |  |  | Tennessee |  | Sullivan |  |  | 7.5 |  | 1963 | [33 empty] | Eastman Chemical Co-TN Ops | 100 | Eastman Chemical Co-TN Ops | 100 | Non-regulated | Dropped - Plant is identified as onsite because it is a net buyer of electricity in 2021 | 83-19 | 83-20 | 83-21 | 83-22 | 83-23 | 83-24
Tennessee Eastman Operations | 50481_G_TG16 | 50481 | G | TG16 |  | O/G Steam |  |  | Tennessee |  | Sullivan |  |  | 10.4 |  | 1966 | [33 empty] | Eastman Chemical Co-TN Ops | 100 | Eastman Chemical Co-TN Ops | 100 | Non-regulated | Dropped - Plant is identified as onsite because it is a net buyer of electricity in 2021 | 253-25 | 253-26 | 253-27 | 253-28 | 253-29
Tennessee Eastman Operations | 50481_G_TG17 | 50481 | G | TG17 |  | Coal Steam |  |  | Tennessee |  | Sullivan |  |  | 10.4 |  | 1966 | [33 empty] | Eastman Chemical Co-TN Ops | 100 | Eastman Chemical Co-TN Ops | 100 | Non-regulated | Dropped - Plant is identified as onsite because it is a net buyer of electricity in 2021 | 253-25 | 253-26 | 253-27 | 253-28 | 253-29
Tennessee Eastman Operations | 50481_G_TG18 | 50481 | G | TG18 |  | O/G Steam |  |  | Tennessee |  | Sullivan |  |  | 10.4 |  | 1967 | [33 empty] | Eastman Chemical Co-TN Ops | 100 | Eastman Chemical Co-TN Ops | 100 | Non-regulated | Dropped - Plant is identified as onsite because it is a net buyer of electricity in 2021 | 253-25 | 253-26 | 253-27 | 253-28 | 253-29
Tennessee Eastman Operations | 50481_G_TG19 | 50481 | G | TG19 |  | O/G Steam |  |  | Tennessee |  | Sullivan |  |  | 10.4 |  | 1970 | [33 empty] | Eastman Chemical Co-TN Ops | 100 | Eastman Chemical Co-TN Ops | 100 | Non-regulated | Dropped - Plant is identified as onsite because it is a net buyer of electricity in 2021 | 253-25 | 253-26 | 253-27 | 253-28 | 253-29
Tennessee Eastman Operations | 50481_G_TG20 | 50481 | G | TG20 |  | Coal Steam |  |  | Tennessee |  | Sullivan |  |  | 10.4 |  | 1972 | [33 empty] | Eastman Chemical Co-TN Ops | 100 | Eastman Chemical Co-TN Ops | 100 | Non-regulated | Dropped - Plant is identified as onsite because it is a net buyer of electricity in 2021 | 253-25 | 253-26 | 253-27 | 253-28 | 253-29
Tennessee Eastman Operations | 50481_G_TG21 | 50481 | G | TG21 |  | O/G Steam |  |  | Tennessee |  | Sullivan |  |  | 15 |  | 1969 | [33 empty] | Eastman Chemical Co-TN Ops | 100 | Eastman Chemical Co-TN Ops | 100 | Non-regulated | Dropped - Plant is identified as onsite because it is a net buyer of electricity in 2021 | 253-25 | 253-26 | 253-27 | 253-28 | 253-29
Tennessee Eastman Operations | 50481_G_TG22 | 50481 | G | TG22 |  | Coal Steam |  |  | Tennessee |  | Sullivan |  |  | 15.4 |  | 1982 | [33 empty] | Eastman Chemical Co-TN Ops | 100 | Eastman Chemical Co-TN Ops | 100 | Non-regulated | Dropped - Plant is identified as onsite because it is a net buyer of electricity in 2021 | 1HFB 1: 325-30; 2HFB 2: 325-31
Tennessee Eastman Operations | 50481_G_TG24 | 50481 | G | TG24 |  | O/G Steam |  |  | Tennessee |  | Sullivan |  |  | 16.8 |  | 1983 | [33 empty] | Eastman Chemical Co-TN Ops | 100 | Eastman Chemical Co-TN Ops | 100 | Non-regulated | Dropped - Plant is identified as onsite because it is a net buyer of electricity in 2021 | 253-25 | 253-26 | 253-27 | 253-28 | 253-29
Tennessee Eastman Operations | 50481_G_TG25 | 50481 | G | TG25 |  | Coal Steam |  |  | Tennessee |  | Sullivan |  |  | 18 |  | 1994 | [33 empty] | Eastman Chemical Co-TN Ops | 100 | Eastman Chemical Co-TN Ops | 100 | Non-regulated | Dropped - Plant is identified as onsite because it is a net buyer of electricity in 2021 | 1HFB 1: 325-30; 2HFB 2: 325-31
Tennessee Eastman Operations | 50481_G_TG26 | 50481 | G | TG26 |  | Coal Steam |  |  | Tennessee |  | Sullivan |  |  | 16.6 |  | 1994 | [33 empty] | Eastman Chemical Co-TN Ops | 100 | Eastman Chemical Co-TN Ops | 100 | Non-regulated | Dropped - Plant is identified as onsite because it is a net buyer of electricity in 2021 | 1HFB 1: 325-30; 2HFB 2: 325-31
Tennessee Eastman Operations | 50481_G_TGO7 | 50481 | G | TGO7 |  | Coal Steam |  |  | Tennessee |  | Sullivan |  |  | 6 |  | 1936 | [33 empty] | Eastman Chemical Co-TN Ops | 100 | Eastman Chemical Co-TN Ops | 100 | Non-regulated | Dropped - Plant is identified as onsite because it is a net buyer of electricity in 2021 | 423-A | 423-B | 423-C | 83-18 | 83-19 | 83-20 | 83-21 | 83-22 | 83-23 | 83-24
Tennessee Eastman Operations | 50481_G_TGO8 | 50481 | G | TGO8 |  | Coal Steam |  |  | Tennessee |  | Sullivan |  |  | 6 |  | 1939 | [33 empty] | Eastman Chemical Co-TN Ops | 100 | Eastman Chemical Co-TN Ops | 100 | Non-regulated | Dropped - Plant is identified as onsite because it is a net buyer of electricity in 2021 | 423-A | 423-B | 423-C | 83-18 | 83-19 | 83-20 | 83-21 | 83-22 | 83-23 | 83-24
Tennessee Eastman Operations | 50481_G_TGO9 | 50481 | G | TGO9 |  | Coal Steam |  |  | Tennessee |  | Sullivan |  |  | 6 |  | 1941 | [33 empty] | Eastman Chemical Co-TN Ops | 100 | Eastman Chemical Co-TN Ops | 100 | Non-regulated | Dropped - Plant is identified as onsite because it is a net buyer of electricity in 2021 | 423-A | 423-B | 423-C | 83-18 | 83-19 | 83-20 | 83-21 | 83-22 | 83-23 | 83-24
PPG Powerhouse A | 50487_G_A1 | 50487 | G | A1 |  | Non-Fossil Waste |  |  | Louisiana |  | Calcasieu |  |  | 7.5 |  | 1943 | [33 empty] | Westlake 2 US LLC | 100 | Westlake 2 US LLC | 100 | Non-regulated | Dropped - Units whose status are "OS" or "RE" for the past 3 consecutive years
PPG Powerhouse A | 50487_G_A2 | 50487 | G | A2 |  | Non-Fossil Waste |  |  | Louisiana |  | Calcasieu |  |  | 7.5 |  | 1943 | [33 empty] | Westlake 2 US LLC | 100 | Westlake 2 US LLC | 100 | Non-regulated | Dropped - Units whose status are "OS" or "RE" for the past 3 consecutive years
PPG Powerhouse A | 50487_G_A4 | 50487 | G | A4 |  | Non-Fossil Waste |  |  | Louisiana |  | Calcasieu |  |  | 7.5 |  | 1943 | [33 empty] | Westlake 2 US LLC | 100 | Westlake 2 US LLC | 100 | Non-regulated | Dropped - Units whose status are "OS" or "RE" for the past 3 consecutive years
PPG Powerhouse A | 50487_G_A7 | 50487 | G | A7 |  | Non-Fossil Waste |  |  | Louisiana |  | Calcasieu |  |  | 10 |  | 1950 | [33 empty] | Westlake 2 US LLC | 100 | Westlake 2 US LLC | 100 | Non-regulated | Dropped - Units whose status are "OS" or "RE" for the past 3 consecutive years
PPG Powerhouse A | 50487_G_A9 | 50487 | G | A9 |  | Non-Fossil Waste |  |  | Louisiana |  | Calcasieu |  |  | 20 |  | 1957 | [33 empty] | Westlake 2 US LLC | 100 | Westlake 2 US LLC | 100 | Non-regulated | Dropped - Units whose status are "OS" or "RE" for the past 3 consecutive years
PPG Riverside | 50488_G_GEN1 | 50488 | G | GEN1 |  | Non-Fossil Waste |  |  | Louisiana |  | Calcasieu |  |  | 35 |  | 1947 | [33 empty] | Westlake 2 US LLC | 100 | Westlake 2 US LLC | 100 | Non-regulated | Dropped - Units whose status are "OS" or "RE" for the past 3 consecutive years
Axiall Natrium Plant | 50491_G_GEN4 | 50491 | G | GEN4 |  | O/G Steam |  |  | West Virginia |  | Marshall |  |  | 7.5 |  | 1943 | [33 empty] | Westlake Chemical Natrium Plant | 100 | Westlake Chemical Natrium Plant | 100 | Non-regulated | Dropped - Plant is identified as onsite because it is a net buyer of electricity in 2021 | 1HFB 1: 3BLR; 2HFB 2: 4BLR; REC 3: 5BLR; REC 4: 6BLR
Axiall Natrium Plant | 50491_G_GEN6 | 50491 | G | GEN6 |  | O/G Steam |  |  | West Virginia |  | Marshall |  |  | 26 |  | 1954 | [33 empty] | Westlake Chemical Natrium Plant | 100 | Westlake Chemical Natrium Plant | 100 | Non-regulated | Dropped - Plant is identified as onsite because it is a net buyer of electricity in 2021 | 1HFB 1: 3BLR; 2HFB 2: 4BLR; REC 3: 5BLR; REC 4: 6BLR
Axiall Natrium Plant | 50491_G_GEN7 | 50491 | G | GEN7 |  | O/G Steam |  |  | West Virginia |  | Marshall |  |  | 82 |  | 1966 | [33 empty] | Westlake Chemical Natrium Plant | 100 | Westlake Chemical Natrium Plant | 100 | Non-regulated | Dropped - Plant is identified as onsite because it is a net buyer of electricity in 2021 | 1HFB 1: 5BLR
PCS Phosphate | 50509_G_GEN1 | 50509 | G | GEN1 |  | Non-Fossil Waste |  |  | North Carolina |  | Beaufort |  |  | 54 |  | 1984 | [33 empty] | PCS Phosphate | 100 | PCS Phosphate | 100 | Non-regulated | Dropped - Plant is identified as onsite because it is a net buyer of electricity in 2021
Equilon Los Angeles Refining | 50530_G_GEN1 | 50530 | G | GEN1 |  | Fossil Waste |  |  | California |  | Los Angeles |  |  | 17.8 |  | 1982 | [33 empty] | Tesoro Refining and Marketing Company | 100 | Tesoro Refining and Marketing Company | 100 | Non-regulated | Dropped - Plant is identified as onsite because it is a net buyer of electricity in 2021
Equilon Los Angeles Refining | 50530_G_GEN2 | 50530 | G | GEN2 |  | Fossil Waste |  |  | California |  | Los Angeles |  |  | 19.7 |  | 1982 | [33 empty] | Tesoro Refining and Marketing Company | 100 | Tesoro Refining and Marketing Company | 100 | Non-regulated | Dropped - Plant is identified as onsite because it is a net buyer of electricity in 2021
Equilon Los Angeles Refining | 50530_G_GEN3 | 50530 | G | GEN3 |  | Fossil Waste |  |  | California |  | Los Angeles |  |  | 5.8 |  | 1991 | [33 empty] | Tesoro Refining and Marketing Company | 100 | Tesoro Refining and Marketing Company | 100 | Non-regulated | Dropped - Plant is identified as onsite because it is a net buyer of electricity in 2021 | 1HFB 1: H43
BP Carson Refinery | 50540_G_GEN1 | 50540 | G | GEN1 |  | Fossil Waste |  |  | California |  | Los Angeles |  |  | 6.5 |  | 1984 | [33 empty] | Tesoro Carson Refinery | 100 | Tesoro Carson Refinery | 100 | Non-regulated | Dropped - Plant is identified as onsite because it is a net buyer of electricity in 2021
BP Carson Refinery | 50540_G_GEN2 | 50540 | G | GEN2 |  | O/G Steam |  |  | California |  | Los Angeles |  |  | 1.5 |  | 1982 | [33 empty] | Tesoro Carson Refinery | 100 | Tesoro Carson Refinery | 100 | Non-regulated | Dropped - Plant is identified as onsite because it is a net buyer of electricity in 2021
Port Townsend Paper | 50544_G_GEN6 | 50544 | G | GEN6 |  | Non-Fossil Waste |  |  | Washington |  | Jefferson |  |  | 7.5 |  | 1986 | [33 empty] | Port Townsend Paper Co | 100 | Port Townsend Paper Co | 100 | Non-regulated | Dropped - Plant is identified as onsite because it is a net buyer of electricity in 2021 | 1HFB 1: 10PB; 2HFB 2: 1RB; REC 3: PKB
Port Townsend Paper | 50544_G_HDRO | 50544 | G | HDRO |  | Hydro |  |  | Washington |  | Jefferson |  |  | 0.3 |  | 1982 | [33 empty] | Port Townsend Paper Co | 100 | Port Townsend Paper Co | 100 | Non-regulated | Dropped - Plant is identified as onsite because it is a net buyer of electricity in 2021
Mosinee Mill | 50614_G_GEN1 | 50614 | G | GEN1 |  | Non-Fossil Waste |  |  | Wisconsin |  | Marathon |  |  | 13 |  | 1976 | [33 empty] | Ahlstrom-Munksjo NA Specialty Solutions, LLC | 100 | Ahlstrom-Munksjo NA Specialty Solutions, LLC | 100 | Non-regulated | Dropped - Plant is identified as onsite because it is a net buyer of electricity in 2021 | 1HFB 1: 14; 2HFB 2: 5; REC 3: 6
Mosinee Mill | 50614_G_HYD1 | 50614 | G | HYD1 |  | Hydro |  |  | Wisconsin |  | Marathon |  |  | 2.5 |  | 1924 | [33 empty] | Ahlstrom-Munksjo NA Specialty Solutions, LLC | 100 | Ahlstrom-Munksjo NA Specialty Solutions, LLC | 100 | Non-regulated | Dropped - Plant is identified as onsite because it is a net buyer of electricity in 2021
Mosinee Mill | 50614_G_HYD2 | 50614 | G | HYD2 |  | Hydro |  |  | Wisconsin |  | Marathon |  |  | 0.7 |  | 1916 | [33 empty] | Ahlstrom-Munksjo NA Specialty Solutions, LLC | 100 | Ahlstrom-Munksjo NA Specialty Solutions, LLC | 100 | Non-regulated | Dropped - Plant is identified as onsite because it is a net buyer of electricity in 2021
Mosinee Mill | 50614_G_HYD3 | 50614 | G | HYD3 |  | Hydro |  |  | Wisconsin |  | Marathon |  |  | 0.7 |  | 1916 | [33 empty] | Ahlstrom-Munksjo NA Specialty Solutions, LLC | 100 | Ahlstrom-Munksjo NA Specialty Solutions, LLC | 100 | Non-regulated | Dropped - Plant is identified as onsite because it is a net buyer of electricity in 2021
Mosinee Mill | 50614_G_WEST | 50614 | G | WEST |  | Non-Fossil Waste |  |  | Wisconsin |  | Marathon |  |  | 5 |  | 1951 | [33 empty] | Ahlstrom-Munksjo NA Specialty Solutions, LLC | 100 | Ahlstrom-Munksjo NA Specialty Solutions, LLC | 100 | Non-regulated | Dropped - Plant is identified as onsite because it is a net buyer of electricity in 2021 | 1HFB 1: 14; 2HFB 2: 5; REC 3: 6
Torrance Refining Company, LLC | 50624_G_EXP1 | 50624 | G | EXP1 |  | Non-Fossil Waste |  |  | California |  | Los Angeles |  |  | 7.5 |  | 1983 | [33 empty] | Torrance Refining Company, LLC | 100 | Torrance Refining Company, LLC | 100 | Non-regulated | Dropped - Plant is identified as onsite because it is a net buyer of electricity in 2021
Torrance Refining Company, LLC | 50624_G_GTG1 | 50624 | G | GTG1 |  | Fossil Waste |  |  | California |  | Los Angeles |  |  | 22.5 |  | 1988 | [33 empty] | Torrance Refining Company, LLC | 100 | Torrance Refining Company, LLC | 100 | Non-regulated | Dropped - Plant is identified as onsite because it is a net buyer of electricity in 2021
Torrance Refining Company, LLC | 50624_G_STG1 | 50624 | G | STG1 |  | Non-Fossil Waste |  |  | California |  | Los Angeles |  |  | 19.3 |  | 1988 | [33 empty] | Torrance Refining Company, LLC | 100 | Torrance Refining Company, LLC | 100 | Non-regulated | Dropped - Plant is identified as onsite because it is a net buyer of electricity in 2021
Chalmette Refining LLC | 50626_G_GEN1 | 50626 | G | GEN1 |  | Energy Storage |  |  | Louisiana |  | St Bernard |  |  | 1.7 |  | 1990 | [33 empty] | Chalmette Refining LLC | 100 | Chalmette Refining LLC | 100 | Non-regulated | Dropped - Plant is identified as onsite because it is a net buyer of electricity in 2021
ExxonMobil Oil Joliet Refinery | 50627_G_GTG1 | 50627 | G | GTG1 |  | Fossil Waste |  |  | Illinois |  | Will |  |  | 22 |  | 1987 | [33 empty] | ExxonMobil Oil Corp | 100 | ExxonMobil Oil Corp | 100 | Non-regulated | Dropped - Plant is identified as onsite because it is a net buyer of electricity in 2021
ExxonMobil Oil Joliet Refinery | 50627_G_MG | 50627 | G | MG |  | Fossil Waste |  |  | Illinois |  | Will |  |  | 11.2 |  | 1986 | [33 empty] | ExxonMobil Oil Corp | 100 | ExxonMobil Oil Corp | 100 | Non-regulated | Dropped - Plant is identified as onsite because it is a net buyer of electricity in 2021 | 1HFB 1: AUX; 2HFB 2: ECO; REC 3: HRSG; REC 4: WCO
ExxonMobil Oil Joliet Refinery | 50627_G_STG1 | 50627 | G | STG1 |  | Fossil Waste |  |  | Illinois |  | Will |  |  | 3.3 |  | 1987 | [33 empty] | ExxonMobil Oil Corp | 100 | ExxonMobil Oil Corp | 100 | Non-regulated | Dropped - Plant is identified as onsite because it is a net buyer of electricity in 2021 | 1HFB 1: AUX; 2HFB 2: ECO; REC 3: HRSG; REC 4: WCO
Clearwater Paper IPP Lewiston | 50637_G_GEN1 | 50637 | G | GEN1 |  | Non-Fossil Waste |  |  | Idaho |  | Nez Perce |  |  | 2 |  | 1950 | [33 empty] | Clearwater Paper Corporation | 100 | Clearwater Paper Corporation | 100 | Non-regulated | Dropped - Units whose status are "OS" or "RE" for the past 3 consecutive years | 1HFB 1: 1PWR; 2HFB 2: 2PWR; REC 3: 4REC
Clearwater Paper IPP Lewiston | 50637_G_GEN2 | 50637 | G | GEN2 |  | Non-Fossil Waste |  |  | Idaho |  | Nez Perce |  |  | 3.3 |  | 1977 | [33 empty] | Clearwater Paper Corporation | 100 | Clearwater Paper Corporation | 100 | Non-regulated | Dropped - Units whose status are "OS" or "RE" for the past 3 consecutive years | 1HFB 1: 1PWR; 2HFB 2: 2PWR; REC 3: 4REC
Clearwater Paper APP CB | 50638_G_GEN1 | 50638 | G | GEN1 |  | Non-Fossil Waste |  |  | Arkansas |  | Desha |  |  | 28 |  | 1977 | [33 empty] | Clearwater Paper Corporation | 100 | Clearwater Paper Corporation | 100 | Non-regulated | Dropped - Plant is identified as onsite because it is a net buyer of electricity in 2021 | 1HFB 1: PB1; 2HFB 2: REC1
Sappi Cloquet Mill | 50639_G_GEN3 | 50639 | G | GEN3 |  | Biomass |  |  | Minnesota |  | Carlton |  |  | 17.5 |  | 1976 | [33 empty] | Sappi Cloquet LLC | 100 | Sappi Cloquet LLC | 100 | Non-regulated | Dropped - Plant is identified as onsite because it is a net buyer of electricity in 2021 | 1HFB 1: 10RB; 2HFB 2: 7PB; REC 3: 8PB; REC 4: 9PB
Sappi Cloquet Mill | 50639_G_GEN4 | 50639 | G | GEN4 |  | Biomass |  |  | Minnesota |  | Carlton |  |  | 41.5 |  | 1997 | [33 empty] | Sappi Cloquet LLC | 100 | Sappi Cloquet LLC | 100 | Non-regulated | Dropped - Plant is identified as onsite because it is a net buyer of electricity in 2021 | 1HFB 1: 10RB; 2HFB 2: 7PB; REC 3: 8PB; REC 4: 9PB
Sappi Cloquet Mill | 50639_G_GEN5 | 50639 | G | GEN5 |  | Non-Fossil Waste |  |  | Minnesota |  | Carlton |  |  | 14 |  | 2001 | [33 empty] | Sappi Cloquet LLC | 100 | Sappi Cloquet LLC | 100 | Non-regulated | Dropped - Plant is identified as onsite because it is a net buyer of electricity in 2021 | 1HFB 1: 10RB
Sappi Cloquet Mill | 50639_G_HGN1 | 50639 | G | HGN1 |  | Hydro |  |  | Minnesota |  | Carlton |  |  | 1.6 |  | 1950 | [33 empty] | Sappi Cloquet LLC | 100 | Sappi Cloquet LLC | 100 | Non-regulated | Dropped - Plant is identified as onsite because it is a net buyer of electricity in 2021
Sappi Cloquet Mill | 50639_G_HGN5 | 50639 | G | HGN5 |  | Hydro |  |  | Minnesota |  | Carlton |  |  | 0.5 |  | 1929 | [33 empty] | Sappi Cloquet LLC | 100 | Sappi Cloquet LLC | 100 | Non-regulated | Dropped - Plant is identified as onsite because it is a net buyer of electricity in 2021
Sappi Cloquet Mill | 50639_G_HGN6 | 50639 | G | HGN6 |  | Hydro |  |  | Minnesota |  | Carlton |  |  | 0.5 |  | 1929 | [33 empty] | Sappi Cloquet LLC | 100 | Sappi Cloquet LLC | 100 | Non-regulated | Dropped - Plant is identified as onsite because it is a net buyer of electricity in 2021
Sappi Cloquet Mill | 50639_G_HGN7 | 50639 | G | HGN7 |  | Hydro |  |  | Minnesota |  | Carlton |  |  | 1 |  | 1980 | [33 empty] | Sappi Cloquet LLC | 100 | Sappi Cloquet LLC | 100 | Non-regulated | Dropped - Plant is identified as onsite because it is a net buyer of electricity in 2021
Covanta Tulsa Renewable Energy LLC | 50660_G_GEN1 | 50660 | G | GEN1 |  | Municipal Solid Waste |  |  | Oklahoma |  | Tulsa |  |  | 15.6 |  | 1989 | [33 empty] | Reworld Tulsa LLC | 100 | Reworld Tulsa LLC | 100 | Non-regulated | Dropped - Plant is identified as onsite because it is a net buyer of electricity in 2021 | 1HFB 1: 1; 2HFB 2: 2; REC 3: 3
Municipal Cogen Plant | 50674_G_GEN1A | 50674 | G | GEN1A |  | Combustion Turbine |  |  | California |  | Riverside |  |  | 1.2 |  | 2015 | [33 empty] | Palm Springs City of | 100 | Palm Springs City of | 100 | Non-regulated | Dropped - Plant is identified as onsite because it is a net buyer of electricity in 2021
Plant No 1 Orange County | 50696_G_GEN1 | 50696 | G | GEN1 |  | Non-Fossil Waste |  |  | California |  | Orange |  |  | 2.4 |  | 1993 | [33 empty] | Orange County Sanitation Dist | 100 | Orange County Sanitation Dist | 100 | Non-regulated | Dropped - Plant is identified as onsite because it is a net buyer of electricity in 2021
Plant No 1 Orange County | 50696_G_GEN2 | 50696 | G | GEN2 |  | Non-Fossil Waste |  |  | California |  | Orange |  |  | 2.4 |  | 1993 | [33 empty] | Orange County Sanitation Dist | 100 | Orange County Sanitation Dist | 100 | Non-regulated | Dropped - Plant is identified as onsite because it is a net buyer of electricity in 2021
Plant No 1 Orange County | 50696_G_GEN3 | 50696 | G | GEN3 |  | Non-Fossil Waste |  |  | California |  | Orange |  |  | 2.4 |  | 1993 | [33 empty] | Orange County Sanitation Dist | 100 | Orange County Sanitation Dist | 100 | Non-regulated | Dropped - Plant is identified as onsite because it is a net buyer of electricity in 2021
University of Alaska Fairbanks | 50711_G_GEN1 | 50711 | G | GEN1 |  | Coal Steam |  |  | Alaska |  | Fairbanks North Star |  |  | 0.5 |  | 1964 | [33 empty] | University of Alaska | 100 | University of Alaska | 100 | Non-regulated | Dropped - in Alaska or in Hawaii or Puerto Rico | BLR1 | BLR2 | BLR3 | BLR4 | BLR5
University of Alaska Fairbanks | 50711_G_GEN2 | 50711 | G | GEN2 |  | Coal Steam |  |  | Alaska |  | Fairbanks North Star |  |  | 0.5 |  | 1964 | [33 empty] | University of Alaska | 100 | University of Alaska | 100 | Non-regulated | Dropped - in Alaska or in Hawaii or Puerto Rico | BLR1 | BLR2 | BLR3 | BLR4 | BLR5
University of Alaska Fairbanks | 50711_G_GEN3 | 50711 | G | GEN3 |  | Coal Steam |  |  | Alaska |  | Fairbanks North Star |  |  | 8.1 |  | 1981 | [33 empty] | University of Alaska | 100 | University of Alaska | 100 | Non-regulated | Dropped - in Alaska or in Hawaii or Puerto Rico | BLR1 | BLR2 | BLR3 | BLR4 | BLR5
University of Alaska Fairbanks | 50711_G_GEN4 | 50711 | G | GEN4 |  | Combustion Turbine |  |  | Alaska |  | Fairbanks North Star |  |  | 9.6 |  | 2000 | [33 empty] | University of Alaska | 100 | University of Alaska | 100 | Non-regulated | Dropped - in Alaska or in Hawaii or Puerto Rico
University of Alaska Fairbanks | 50711_G_GEN5 | 50711 | G | GEN5 |  | Coal Steam |  |  | Alaska |  | Fairbanks North Star |  |  | 17 |  | 2020 | [33 empty] | University of Alaska | 100 | University of Alaska | 100 | Non-regulated | Dropped - in Alaska or in Hawaii or Puerto Rico | 1HFB 1: BLR3; 2HFB 2: BLR4; REC 3: BLR5
Clairton Works | 50729_G_GEN1 | 50729 | G | GEN1 |  | Fossil Waste |  |  | Pennsylvania |  | Allegheny |  |  | 16 |  | 1955 | [33 empty] | United States Steel- Clairton | 100 | United States Steel- Clairton | 100 | Non-regulated | Dropped - Plant is identified as onsite because it is a net buyer of electricity in 2021 | 1HFB 1: 1BLR; 2HFB 2: 2BLR
Clairton Works | 50729_G_GEN3 | 50729 | G | GEN3 |  | Fossil Waste |  |  | Pennsylvania |  | Allegheny |  |  | 8 |  | 1955 | [33 empty] | United States Steel- Clairton | 100 | United States Steel- Clairton | 100 | Non-regulated | Dropped - Plant is identified as onsite because it is a net buyer of electricity in 2021 | 1BLR | 2BLR | R1BLR | R2BLR | T1BLR | T2BLR
Mon Valley Works | 50732_G_GEN1 | 50732 | G | GEN1 |  | Fossil Waste |  |  | Pennsylvania |  | Allegheny |  |  | 30 |  | 1943 | [33 empty] | United States Steel-Mon Valley | 100 | United States Steel-Mon Valley | 100 | Non-regulated | Dropped - Plant is identified as onsite because it is a net buyer of electricity in 2021 | 1HFB 1: ETBLR1; 2HFB 2: ETBLR2; REC 3: ETBLR3
Mon Valley Works | 50732_G_GEN2 | 50732 | G | GEN2 |  | Fossil Waste |  |  | Pennsylvania |  | Allegheny |  |  | 30 |  | 1943 | [33 empty] | United States Steel-Mon Valley | 100 | United States Steel-Mon Valley | 100 | Non-regulated | Dropped - Plant is identified as onsite because it is a net buyer of electricity in 2021 | 1HFB 1: ETBLR1; 2HFB 2: ETBLR2; REC 3: ETBLR3
Mon Valley Works | 50732_G_GEN3 | 50732 | G | GEN3 |  | Fossil Waste |  |  | Pennsylvania |  | Allegheny |  |  | 1.9 |  | 2002 | [33 empty] | United States Steel-Mon Valley | 100 | United States Steel-Mon Valley | 100 | Non-regulated | Dropped - Plant is identified as onsite because it is a net buyer of electricity in 2021 | 1HFB 1: ETBLR1; 2HFB 2: ETBLR2; REC 3: ETBLR3
Gary Works | 50733_G_STG1 | 50733 | G | STG1 |  | Fossil Waste |  |  | Indiana |  | Lake |  |  | 161 |  | 1997 | [33 empty] | United States Steel-Gary | 100 | United States Steel-Gary | 100 | Non-regulated | Dropped - Plant is identified as onsite because it is a net buyer of electricity in 2021 | 4BH1 | 4BH2 | 4BH3 | TBB1 | TBB2 | TBB3 | TBB4A | TBB5 | TBB6
Southeast Kern River Cogen | 50751_G_GTG2 | 50751 | G | GTG2 |  | Combustion Turbine |  |  | California |  | Kern |  |  | 3 |  | 1989 | [33 empty] | Chevron USA Inc | 100 | Chevron USA Inc | 100 | Non-regulated | Dropped - Units whose status are "OS" or "RE" for the past 3 consecutive years
Southeast Kern River Cogen | 50751_G_GTG3 | 50751 | G | GTG3 |  | Combustion Turbine |  |  | California |  | Kern |  |  | 3 |  | 1989 | [33 empty] | Chevron USA Inc | 100 | Chevron USA Inc | 100 | Non-regulated | Dropped - Units whose status are "OS" or "RE" for the past 3 consecutive years
South Belridge Cogeneration Facility | 50752_G_GEN1 | 50752 | G | GEN1 |  | Combustion Turbine |  |  | California |  | Kern |  |  | 19 |  | 1985 | [33 empty] | AERA Energy LLC | 100 | AERA Energy LLC | 100 | Non-regulated | Dropped - Plant is identified as onsite because it is a net buyer of electricity in 2021
South Belridge Cogeneration Facility | 50752_G_GEN2 | 50752 | G | GEN2 |  | Combustion Turbine |  |  | California |  | Kern |  |  | 19 |  | 1985 | [33 empty] | AERA Energy LLC | 100 | AERA Energy LLC | 100 | Non-regulated | Dropped - Plant is identified as onsite because it is a net buyer of electricity in 2021
South Belridge Cogeneration Facility | 50752_G_GEN3 | 50752 | G | GEN3 |  | Combustion Turbine |  |  | California |  | Kern |  |  | 19 |  | 1986 | [33 empty] | AERA Energy LLC | 100 | AERA Energy LLC | 100 | Non-regulated | Dropped - Plant is identified as onsite because it is a net buyer of electricity in 2021
Seminole Mill | 50803_G_GEN3 | 50803 | G | GEN3 |  | O/G Steam |  |  | Florida |  | Duval |  |  | 20 |  | 1957 | [33 empty] | WestRock Seminole | 100 | WestRock Seminole | 100 | Non-regulated | Dropped - Plant is identified as onsite because it is a net buyer of electricity in 2021 | ETBLR1 4BH1: 1; ETBLR2 4BH2: 2; ETBLR3 4BH3: 3
WestRock Panama City Mill | 50807_G_GEN3 | 50807 | G | GEN3 |  | Non-Fossil Waste |  |  | Florida |  | Bay |  |  | 4 |  | 1930 | [33 empty] | WestRock Corp-Panama City | 100 | WestRock Corp-Panama City | 100 | Non-regulated | Dropped - Plant is identified as onsite because it is a net buyer of electricity in 2021 | ETBLR1 4BH1: 1RB; ETBLR2 4BH2: 2RB
WestRock Panama City Mill | 50807_G_GEN4 | 50807 | G | GEN4 |  | Non-Fossil Waste |  |  | Florida |  | Bay |  |  | 10 |  | 1949 | [33 empty] | WestRock Corp-Panama City | 100 | WestRock Corp-Panama City | 100 | Non-regulated | Dropped - Plant is identified as onsite because it is a net buyer of electricity in 2021 | ETBLR1 4BH1: 1RB; ETBLR2 4BH2: 2RB
WestRock Panama City Mill | 50807_G_GEN6 | 50807 | G | GEN6 |  | Biomass |  |  | Florida |  | Bay |  |  | 21.8 |  | 1956 | [33 empty] | WestRock Corp-Panama City | 100 | WestRock Corp-Panama City | 100 | Non-regulated | Dropped - Plant is identified as onsite because it is a net buyer of electricity in 2021 | ETBLR1 4BH1: 3BB; ETBLR2 4BH2: 4BB
Westrock Hodge (LA) | 50810_G_NO 7 | 50810 | G | NO 7 |  | Non-Fossil Waste |  |  | Louisiana |  | Jackson |  |  | 15.6 |  | 1957 | [33 empty] | Westrock (LA) | 100 | Westrock (LA) | 100 | Non-regulated | Dropped - Plant is identified as onsite because it is a net buyer of electricity in 2021 | ETBLR1 4BH1: 2RB; ETBLR2 4BH2: 3RB; ETBLR3 4BH3: CB; ETBLR3 TBB1: PB
Westrock Hodge (LA) | 50810_G_NO 8 | 50810 | G | NO 8 |  | Non-Fossil Waste |  |  | Louisiana |  | Jackson |  |  | 27.5 |  | 1972 | [33 empty] | Westrock (LA) | 100 | Westrock (LA) | 100 | Non-regulated | Dropped - Plant is identified as onsite because it is a net buyer of electricity in 2021 | ETBLR1 4BH1: 2RB; ETBLR2 4BH2: 3RB; ETBLR3 4BH3: CB; ETBLR3 TBB1: PB
Westrock Hodge (LA) | 50810_G_NO 9 | 50810 | G | NO 9 |  | Non-Fossil Waste |  |  | Louisiana |  | Jackson |  |  | 23.3 |  | 1972 | [33 empty] | Westrock (LA) | 100 | Westrock (LA) | 100 | Non-regulated | Dropped - Plant is identified as onsite because it is a net buyer of electricity in 2021 | ETBLR1 4BH1: 2RB; ETBLR2 4BH2: 3RB; ETBLR3 4BH3: CB; ETBLR3 TBB1: PB
TES Filer City Station | 50835_G_GEN1 | 50835 | G | GEN1 | 90183 | Coal Steam |  |  | Michigan |  | Manistee |  |  | 60 |  | 1990 | [33 empty] | CMS Generation Filer City Inc | 50 | CMS Generation Filer City Inc | 50 | Non-regulated | Dropped - Lack of model plants | ETBLR1 4BH1: 1; ETBLR2 4BH2: 2
Gramercy Holdings LLC | 50846_G_GT3 | 50846 | G | GT3 |  | Combustion Turbine |  |  | Louisiana |  | St James |  |  | 15 |  | 1969 | [33 empty] | Atalco Gramercy LLC | 100 | Atalco Gramercy LLC | 100 | Non-regulated | Dropped - Plant is identified as onsite because it is a net buyer of electricity in 2021
Gramercy Holdings LLC | 50846_G_GT4 | 50846 | G | GT4 |  | Combustion Turbine |  |  | Louisiana |  | St James |  |  | 21 |  | 1974 | [33 empty] | Atalco Gramercy LLC | 100 | Atalco Gramercy LLC | 100 | Non-regulated | Dropped - Plant is identified as onsite because it is a net buyer of electricity in 2021
Gramercy Holdings LLC | 50846_G_ST1 | 50846 | G | ST1 |  | O/G Steam |  |  | Louisiana |  | St James |  |  | 17 |  | 1958 | [33 empty] | Atalco Gramercy LLC | 100 | Atalco Gramercy LLC | 100 | Non-regulated | Dropped - Plant is identified as onsite because it is a net buyer of electricity in 2021 | ETBLR1 4BH1: PB1; ETBLR2 4BH2: PB2; ETBLR3 4BH3: PB3; ETBLR3 TBB1: PB4
Gramercy Holdings LLC | 50846_G_ST2 | 50846 | G | ST2 |  | O/G Steam |  |  | Louisiana |  | St James |  |  | 17 |  | 1958 | [33 empty] | Atalco Gramercy LLC | 100 | Atalco Gramercy LLC | 100 | Non-regulated | Dropped - Plant is identified as onsite because it is a net buyer of electricity in 2021 | ETBLR1 4BH1: PB1; ETBLR2 4BH2: PB2; ETBLR3 4BH3: PB3; ETBLR3 TBB1: PB4
Gramercy Holdings LLC | 50846_G_ST3 | 50846 | G | ST3 |  | O/G Steam |  |  | Louisiana |  | St James |  |  | 6 |  | 1969 | [33 empty] | Atalco Gramercy LLC | 100 | Atalco Gramercy LLC | 100 | Non-regulated | Dropped - Plant is identified as onsite because it is a net buyer of electricity in 2021 | ETBLR1 4BH1: PB1; ETBLR2 4BH2: PB2; ETBLR3 4BH3: PB3; ETBLR3 TBB1: PB4
Sargent Canyon Cogeneration | 50864_G_K100 | 50864 | G | K100 |  | Combustion Turbine |  |  | California |  | Monterey |  |  | 30 |  | 1991 | [33 empty] | Sargent Canyon Cogeneration Co | 100 | Sargent Canyon Cogeneration Co | 100 | Non-regulated | Dropped - Units whose status are "OS" or "RE" for the past 3 consecutive years
Ivy River Hydro | 50890_G_GEN5 | 50890 | G | GEN5 | NA | Hydro |  |  | North Carolina |  | Madison |  |  | 0.2 |  | 1985 | [33 empty] | Madison Hydro Partners | 100 | Madison Hydro Partners | 100 | Non-regulated | Dropped - Lack of model plants
Ivy River Hydro | 50890_G_GEN6 | 50890 | G | GEN6 | NA | Hydro |  |  | North Carolina |  | Madison |  |  | 0.2 |  | 1985 | [33 empty] | Madison Hydro Partners | 100 | Madison Hydro Partners | 100 | Non-regulated | Dropped - Lack of model plants
Sagamore Plant Cogeneration | 50903_G_GEN1 | 50903 | G | GEN1 |  | O/G Steam |  |  | Indiana |  | Tippecanoe |  |  | 7.4 |  | 1984 | [33 empty] | Tate & Lyle Ingredients Americas Inc | 100 | Tate & Lyle Ingredients Americas Inc | 100 | Non-regulated | Dropped - Plant is identified as onsite because it is a net buyer of electricity in 2021
Ford Utilities Center | 50906_G_3 | 50906 | G | 3 |  | Combustion Turbine |  |  | New Mexico |  | Bernalillo |  |  | 6 |  | 2005 | [33 empty] | University of New Mexico | 100 | University of New Mexico | 100 | Non-regulated | Dropped - Plant is identified as onsite because it is a net buyer of electricity in 2021
Ford Utilities Center | 50906_G_4 | 50906 | G | 4 |  | Non-Fossil Waste |  |  | New Mexico |  | Bernalillo |  |  | 0.7 |  | 2011 | [33 empty] | University of New Mexico | 100 | University of New Mexico | 100 | Non-regulated | Dropped - Plant is identified as onsite because it is a net buyer of electricity in 2021
Ford Utilities Center | 50906_G_5 | 50906 | G | 5 |  | Combustion Turbine |  |  | New Mexico |  | Bernalillo |  |  | 6.2 |  | 2014 | [33 empty] | University of New Mexico | 100 | University of New Mexico | 100 | Non-regulated | Dropped - Plant is identified as onsite because it is a net buyer of electricity in 2021
Des Moines Wastewater Reclamation Fac | 50932_G_72-04 | 50932 | G | 72-04 |  | Non-Fossil Waste |  |  | Iowa |  | Polk |  |  | 1.4 |  | 2015 | [33 empty] | Des Moines Metro WRF | 100 | Des Moines Metro WRF | 100 | Non-regulated | Dropped - Plant is identified as onsite because it is a net buyer of electricity in 2021
Des Moines Wastewater Reclamation Fac | 50932_G_72-05 | 50932 | G | 72-05 |  | Non-Fossil Waste |  |  | Iowa |  | Polk |  |  | 1.4 |  | 2015 | [33 empty] | Des Moines Metro WRF | 100 | Des Moines Metro WRF | 100 | Non-regulated | Dropped - Plant is identified as onsite because it is a net buyer of electricity in 2021
Rhinelander Mill | 50933_G_GEN5 | 50933 | G | GEN5 |  | O/G Steam |  |  | Wisconsin |  | Oneida |  |  | 4 |  | 1951 | [33 empty] | Ahlstrom-Munksjo | 100 | Ahlstrom-Munksjo | 100 | Non-regulated | Dropped - Plant is identified as onsite because it is a net buyer of electricity in 2021 | BLR1 | BLR2 | BLR3 | BLR4 | BLR5 | BLR8
Rhinelander Mill | 50933_G_GEN6 | 50933 | G | GEN6 |  | Coal Steam |  |  | Wisconsin |  | Oneida |  |  | 6.3 |  | 1958 | [33 empty] | Ahlstrom-Munksjo | 100 | Ahlstrom-Munksjo | 100 | Non-regulated | Dropped - Plant is identified as onsite because it is a net buyer of electricity in 2021 | ETBLR1 4BH1: BLR7
Rhinelander Mill | 50933_G_HYD1 | 50933 | G | HYD1 |  | Hydro |  |  | Wisconsin |  | Oneida |  |  | 0.5 |  | 1917 | [33 empty] | Ahlstrom-Munksjo | 100 | Ahlstrom-Munksjo | 100 | Non-regulated | Dropped - Plant is identified as onsite because it is a net buyer of electricity in 2021
Rhinelander Mill | 50933_G_HYD2 | 50933 | G | HYD2 |  | Hydro |  |  | Wisconsin |  | Oneida |  |  | 0.5 |  | 1917 | [33 empty] | Ahlstrom-Munksjo | 100 | Ahlstrom-Munksjo | 100 | Non-regulated | Dropped - Plant is identified as onsite because it is a net buyer of electricity in 2021
Rhinelander Mill | 50933_G_HYD3 | 50933 | G | HYD3 |  | Hydro |  |  | Wisconsin |  | Oneida |  |  | 1 |  | 1926 | [33 empty] | Ahlstrom-Munksjo | 100 | Ahlstrom-Munksjo | 100 | Non-regulated | Dropped - Plant is identified as onsite because it is a net buyer of electricity in 2021
Caterpillar | 50935_G_3512 | 50935 | G | 3512 |  | Combustion Turbine |  |  | Indiana |  | Tippecanoe |  |  | 0.8 |  | 1983 | [33 empty] | Caterpillar Inc | 100 | Caterpillar Inc | 100 | Non-regulated | Dropped - Plant is identified as onsite because it is a net buyer of electricity in 2021
Caterpillar | 50935_G_3516 | 50935 | G | 3516 |  | Combustion Turbine |  |  | Indiana |  | Tippecanoe |  |  | 0.8 |  | 1987 | [33 empty] | Caterpillar Inc | 100 | Caterpillar Inc | 100 | Non-regulated | Dropped - Plant is identified as onsite because it is a net buyer of electricity in 2021
Caterpillar | 50935_G_516A | 50935 | G | 516A |  | Combustion Turbine |  |  | Indiana |  | Tippecanoe |  |  | 1.8 |  | 1996 | [33 empty] | Caterpillar Inc | 100 | Caterpillar Inc | 100 | Non-regulated | Dropped - Plant is identified as onsite because it is a net buyer of electricity in 2021
Caterpillar | 50935_G_ET1-1 | 50935 | G | ET1-1 |  | Combustion Turbine |  |  | Indiana |  | Tippecanoe |  |  | 3 |  | 2022 | [33 empty] | Caterpillar Inc | 100 | Caterpillar Inc | 100 | Non-regulated | Dropped - Plant is identified as onsite because it is a net buyer of electricity in 2021
Caterpillar | 50935_G_ET2 | 50935 | G | ET2 |  | Combustion Turbine |  |  | Indiana |  | Tippecanoe |  |  | 2 |  | 2011 | [33 empty] | Caterpillar Inc | 100 | Caterpillar Inc | 100 | Non-regulated | Dropped - Plant is identified as onsite because it is a net buyer of electricity in 2021
Caterpillar | 50935_G_ET4 | 50935 | G | ET4 |  | Combustion Turbine |  |  | Indiana |  | Tippecanoe |  |  | 2.5 |  | 2013 | [33 empty] | Caterpillar Inc | 100 | Caterpillar Inc | 100 | Non-regulated | Dropped - Plant is identified as onsite because it is a net buyer of electricity in 2021
Caterpillar | 50935_G_R12 | 50935 | G | R12 |  | Combustion Turbine |  |  | Indiana |  | Tippecanoe |  |  | 0.3 |  | 2001 | [33 empty] | Caterpillar Inc | 100 | Caterpillar Inc | 100 | Non-regulated | Dropped - Plant is identified as onsite because it is a net buyer of electricity in 2021
Lagoon Cogeneration Facility | 50942_G_1 | 50942 | G | 1 |  | Combustion Turbine |  |  | Utah |  | Davis |  |  | 0.5 |  | 1996 | [33 empty] | Lagoon Corp | 100 | Lagoon Corp | 100 | Non-regulated | Dropped - Plant is identified as onsite because it is a net buyer of electricity in 2021
Lagoon Cogeneration Facility | 50942_G_2 | 50942 | G | 2 |  | Combustion Turbine |  |  | Utah |  | Davis |  |  | 0.5 |  | 1989 | [33 empty] | Lagoon Corp | 100 | Lagoon Corp | 100 | Non-regulated | Dropped - Plant is identified as onsite because it is a net buyer of electricity in 2021
Lagoon Cogeneration Facility | 50942_G_3 | 50942 | G | 3 |  | Combustion Turbine |  |  | Utah |  | Davis |  |  | 0.5 |  | 1989 | [33 empty] | Lagoon Corp | 100 | Lagoon Corp | 100 | Non-regulated | Dropped - Plant is identified as onsite because it is a net buyer of electricity in 2021
Rousselot Inc | 50955_G_GEN1 | 50955 | G | GEN1 |  | O/G Steam |  |  | Massachusetts |  | Essex |  |  | 1.5 |  | 1947 | [33 empty] | Rousselot Inc | 100 | Rousselot Inc | 100 | Non-regulated | Dropped - Plant is identified as onsite because it is a net buyer of electricity in 2021
Rousselot Inc | 50955_G_GEN2 | 50955 | G | GEN2 |  | O/G Steam |  |  | Massachusetts |  | Essex |  |  | 1.5 |  | 1947 | [33 empty] | Rousselot Inc | 100 | Rousselot Inc | 100 | Non-regulated | Dropped - Plant is identified as onsite because it is a net buyer of electricity in 2021
Rousselot Inc | 50955_G_GEN3 | 50955 | G | GEN3 |  | O/G Steam |  |  | Massachusetts |  | Essex |  |  | 3.3 |  | 1969 | [33 empty] | Rousselot Inc | 100 | Rousselot Inc | 100 | Non-regulated | Dropped - Plant is identified as onsite because it is a net buyer of electricity in 2021
Bowater Newsprint Calhoun Operation | 50956_G_GEN1 | 50956 | G | GEN1 |  | Non-Fossil Waste |  |  | Tennessee |  | McMinn |  |  | 17 |  | 1954 | [33 empty] | Resolute Forest Products | 100 | Resolute Forest Products | 100 | Non-regulated | Dropped - Plant is identified as onsite because it is a net buyer of electricity in 2021 | ETBLR1 4BH1: BFB; ETBLR2 4BH2: PB1; ETBLR3 4BH3: PB2; ETBLR3 TBB1: PB3; ETBLR3 TBB2: RB3
Bowater Newsprint Calhoun Operation | 50956_G_GEN2 | 50956 | G | GEN2 |  | Non-Fossil Waste |  |  | Tennessee |  | McMinn |  |  | 19 |  | 1954 | [33 empty] | Resolute Forest Products | 100 | Resolute Forest Products | 100 | Non-regulated | Dropped - Plant is identified as onsite because it is a net buyer of electricity in 2021 | ETBLR1 4BH1: BFB; ETBLR2 4BH2: PB1; ETBLR3 4BH3: PB2; ETBLR3 TBB1: PB3; ETBLR3 TBB2: RB3
Bowater Newsprint Calhoun Operation | 50956_G_GEN3 | 50956 | G | GEN3 |  | Non-Fossil Waste |  |  | Tennessee |  | McMinn |  |  | 27 |  | 1957 | [33 empty] | Resolute Forest Products | 100 | Resolute Forest Products | 100 | Non-regulated | Dropped - Plant is identified as onsite because it is a net buyer of electricity in 2021 | ETBLR1 4BH1: BFB; ETBLR2 4BH2: PB1; ETBLR3 4BH3: PB2; ETBLR3 TBB1: PB3; ETBLR3 TBB2: RB3
Naval Hospital Medical Center | 50963_G_4TG | 50963 | G | 4TG |  | Combustion Turbine |  |  | California |  | San Diego |  |  | 4.4 |  | 2003 | [33 empty] | Department of the Navy | 100 | Department of the Navy | 100 | Non-regulated | Dropped - Plant is identified as onsite because it is a net buyer of electricity in 2021
Toledo Ref Power Recovery Train | 50965_G_GEN1 | 50965 | G | GEN1 |  | Coal Steam |  |  | Ohio |  | Lucas |  |  | 6 |  | 1986 | [33 empty] | Toledo Refining Company | 100 | Toledo Refining Company | 100 | Non-regulated | Dropped - Plant is identified as onsite because it is a net buyer of electricity in 2021
MU Combined Heat and Power Plant | 50969_G_6025 | 50969 | G | 6025 |  | O/G Steam |  |  | Missouri |  | Boone |  |  | 0.3 |  | 2017 | [33 empty] | Curators of the University of Missouri | 100 | Curators of the University of Missouri | 100 | Non-regulated | Dropped - Plant is identified as onsite because it is a net buyer of electricity in 2021 | BFB-1 | BLR10 | BLR11 | BLR12 | BLR7 | BLR8 | BLR9 | HRSG1 | HRSG2
MU Combined Heat and Power Plant | 50969_G_DGT1 | 50969 | G | DGT1 |  | Combustion Turbine |  |  | Missouri |  | Boone |  |  | 2 |  | 2002 | [33 empty] | Curators of the University of Missouri | 100 | Curators of the University of Missouri | 100 | Non-regulated | Dropped - Plant is identified as onsite because it is a net buyer of electricity in 2021
MU Combined Heat and Power Plant | 50969_G_GEN1 | 50969 | G | GEN1 |  | O/G Steam |  |  | Missouri |  | Boone |  |  | 6 |  | 1961 | [33 empty] | Curators of the University of Missouri | 100 | Curators of the University of Missouri | 100 | Non-regulated | Dropped - Plant is identified as onsite because it is a net buyer of electricity in 2021 | BFB-1 | BLR10 | BLR11 | BLR12 | BLR7 | BLR8 | BLR9 | HRSG1 | HRSG2
MU Combined Heat and Power Plant | 50969_G_GEN2 | 50969 | G | GEN2 |  | O/G Steam |  |  | Missouri |  | Boone |  |  | 12.2 |  | 1974 | [33 empty] | Curators of the University of Missouri | 100 | Curators of the University of Missouri | 100 | Non-regulated | Dropped - Plant is identified as onsite because it is a net buyer of electricity in 2021 | BFB-1 | BLR10 | BLR11 | BLR12 | BLR7 | BLR8 | BLR9 | HRSG1 | HRSG2
MU Combined Heat and Power Plant | 50969_G_GEN3 | 50969 | G | GEN3 |  | O/G Steam |  |  | Missouri |  | Boone |  |  | 19.2 |  | 1986 | [33 empty] | Curators of the University of Missouri | 100 | Curators of the University of Missouri | 100 | Non-regulated | Dropped - Plant is identified as onsite because it is a net buyer of electricity in 2021 | BFB-1 | BLR10 | BLR11 | BLR12 | BLR7 | BLR8 | BLR9 | HRSG1 | HRSG2
MU Combined Heat and Power Plant | 50969_G_GEN4 | 50969 | G | GEN4 |  | O/G Steam |  |  | Missouri |  | Boone |  |  | 13.3 |  | 1988 | [33 empty] | Curators of the University of Missouri | 100 | Curators of the University of Missouri | 100 | Non-regulated | Dropped - Plant is identified as onsite because it is a net buyer of electricity in 2021 | BFB-1 | BLR10 | BLR11 | BLR12 | BLR7 | BLR8 | BLR9 | HRSG1 | HRSG2
MU Combined Heat and Power Plant | 50969_G_GEN6 | 50969 | G | GEN6 |  | Combustion Turbine |  |  | Missouri |  | Boone |  |  | 0.5 |  | 1994 | [33 empty] | Curators of the University of Missouri | 100 | Curators of the University of Missouri | 100 | Non-regulated | Dropped - Plant is identified as onsite because it is a net buyer of electricity in 2021
MU Combined Heat and Power Plant | 50969_G_GEN7 | 50969 | G | GEN7 |  | Combustion Turbine |  |  | Missouri |  | Boone |  |  | 1 |  | 1997 | [33 empty] | Curators of the University of Missouri | 100 | Curators of the University of Missouri | 100 | Non-regulated | Dropped - Plant is identified as onsite because it is a net buyer of electricity in 2021
MU Combined Heat and Power Plant | 50969_G_NTG1 | 50969 | G | NTG1 |  | Combustion Turbine |  |  | Missouri |  | Boone |  |  | 11.4 |  | 2002 | [33 empty] | Curators of the University of Missouri | 100 | Curators of the University of Missouri | 100 | Non-regulated | Dropped - Plant is identified as onsite because it is a net buyer of electricity in 2021
MU Combined Heat and Power Plant | 50969_G_NTG2 | 50969 | G | NTG2 |  | Combustion Turbine |  |  | Missouri |  | Boone |  |  | 11.4 |  | 2002 | [33 empty] | Curators of the University of Missouri | 100 | Curators of the University of Missouri | 100 | Non-regulated | Dropped - Plant is identified as onsite because it is a net buyer of electricity in 2021
Motiva Enterprises Port Arthur Refinery | 50973_G_GN31 | 50973 | G | GN31 |  | Combined Cycle |  |  | Texas |  | Jefferson |  |  | 8.4 |  | 1962 | [33 empty] | Motiva Enterprises LLC | 100 | Motiva Enterprises LLC | 100 | Non-regulated | Dropped - Plant is identified as onsite because it is a net buyer of electricity in 2021 | 32 | 33 | 34 | 35 | 37 | 41 | 42 | 43 | 44 | 46
Motiva Enterprises Port Arthur Refinery | 50973_G_GN32 | 50973 | G | GN32 |  | Combined Cycle |  |  | Texas |  | Jefferson |  |  | 10.5 |  | 1957 | [33 empty] | Motiva Enterprises LLC | 100 | Motiva Enterprises LLC | 100 | Non-regulated | Dropped - Plant is identified as onsite because it is a net buyer of electricity in 2021 | 32 | 33 | 34 | 35 | 37 | 41 | 42 | 43 | 44 | 46
Motiva Enterprises Port Arthur Refinery | 50973_G_GN33 | 50973 | G | GN33 |  | Combined Cycle |  |  | Texas |  | Jefferson |  |  | 21.5 |  | 1978 | [33 empty] | Motiva Enterprises LLC | 100 | Motiva Enterprises LLC | 100 | Non-regulated | Dropped - Plant is identified as onsite because it is a net buyer of electricity in 2021 | 32 | 33 | 34 | 35 | 41 | 42 | 43 | 44 | 46
Motiva Enterprises Port Arthur Refinery | 50973_G_GN34 | 50973 | G | GN34 |  | Combustion Turbine |  |  | Texas |  | Jefferson |  |  | 15.6 |  | 1970 | [33 empty] | Motiva Enterprises LLC | 100 | Motiva Enterprises LLC | 100 | Non-regulated | Dropped - Plant is identified as onsite because it is a net buyer of electricity in 2021 | 32: 36
Motiva Enterprises Port Arthur Refinery | 50973_G_GN35 | 50973 | G | GN35 |  | Combined Cycle |  |  | Texas |  | Jefferson |  |  | 39 |  | 1983 | [33 empty] | Motiva Enterprises LLC | 100 | Motiva Enterprises LLC | 100 | Non-regulated | Dropped - Plant is identified as onsite because it is a net buyer of electricity in 2021
Motiva Enterprises Port Arthur Refinery | 50973_G_GN41 | 50973 | G | GN41 |  | Combined Cycle |  |  | Texas |  | Jefferson |  |  | 36.1 |  | 2011 | [33 empty] | Motiva Enterprises LLC | 100 | Motiva Enterprises LLC | 100 | Non-regulated | Dropped - Plant is identified as onsite because it is a net buyer of electricity in 2021
Motiva Enterprises Port Arthur Refinery | 50973_G_GN42 | 50973 | G | GN42 |  | Combined Cycle |  |  | Texas |  | Jefferson |  |  | 36.1 |  | 2011 | [33 empty] | Motiva Enterprises LLC | 100 | Motiva Enterprises LLC | 100 | Non-regulated | Dropped - Plant is identified as onsite because it is a net buyer of electricity in 2021
Motiva Enterprises Port Arthur Refinery | 50973_G_GN43 | 50973 | G | GN43 |  | Combined Cycle |  |  | Texas |  | Jefferson |  |  | 36.1 |  | 2011 | [33 empty] | Motiva Enterprises LLC | 100 | Motiva Enterprises LLC | 100 | Non-regulated | Dropped - Plant is identified as onsite because it is a net buyer of electricity in 2021
Motiva Enterprises Port Arthur Refinery | 50973_G_GN44 | 50973 | G | GN44 |  | Combined Cycle |  |  | Texas |  | Jefferson |  |  | 36.1 |  | 2011 | [33 empty] | Motiva Enterprises LLC | 100 | Motiva Enterprises LLC | 100 | Non-regulated | Dropped - Plant is identified as onsite because it is a net buyer of electricity in 2021
Solano County Cogen Plant | 50985_G_3163 | 50985 | G | 3163 |  | Combustion Turbine |  |  | California |  | Solano |  |  | 1 |  | 1989 | [33 empty] | Solano County | 100 | Solano County | 100 | Non-regulated | Dropped - Plant is identified as onsite because it is a net buyer of electricity in 2021
Solano County Cogen Plant | 50985_G_3164 | 50985 | G | 3164 |  | Combustion Turbine |  |  | California |  | Solano |  |  | 0.4 |  | 1989 | [33 empty] | Solano County | 100 | Solano County | 100 | Non-regulated | Dropped - Plant is identified as onsite because it is a net buyer of electricity in 2021
Solano County Cogen Plant | 50985_G_3165 | 50985 | G | 3165 |  | Combustion Turbine |  |  | California |  | Solano |  |  | 1.4 |  | 2004 | [33 empty] | Solano County | 100 | Solano County | 100 | Non-regulated | Dropped - Plant is identified as onsite because it is a net buyer of electricity in 2021
Enterprise Sugar Factory | 51008_G_1000 | 51008 | G | 1000 |  | Biomass |  |  | Louisiana |  | Iberia |  |  | 1 |  | 1981 | [33 empty] | M.A. Patout & Son Limited, LLC | 100 | M.A. Patout & Son Limited, LLC | 100 | Non-regulated | Dropped - Plant is identified as onsite because it is a net buyer of electricity in 2021
Enterprise Sugar Factory | 51008_G_2000 | 51008 | G | 2000 |  | Biomass |  |  | Louisiana |  | Iberia |  |  | 2 |  | 1981 | [33 empty] | M.A. Patout & Son Limited, LLC | 100 | M.A. Patout & Son Limited, LLC | 100 | Non-regulated | Dropped - Plant is identified as onsite because it is a net buyer of electricity in 2021
Rhode Island Hospital | 52024_G_GEN2 | 52024 | G | GEN2 |  | O/G Steam |  |  | Rhode Island |  | Providence |  |  | 1.7 |  | 1974 | [33 empty] | Rhode Island Hospital | 100 | Rhode Island Hospital | 100 | Non-regulated | Dropped - Plant is identified as onsite because it is a net buyer of electricity in 2021 | 32: 2; 33: 3; 34: 4; 35: 5; 41: 6
Rhode Island Hospital | 52024_G_GEN4 | 52024 | G | GEN4 |  | O/G Steam |  |  | Rhode Island |  | Providence |  |  | 1.7 |  | 1974 | [33 empty] | Rhode Island Hospital | 100 | Rhode Island Hospital | 100 | Non-regulated | Dropped - Plant is identified as onsite because it is a net buyer of electricity in 2021 | 32: 2; 33: 3; 34: 4; 35: 5; 41: 6
Rhode Island Hospital | 52024_G_NEW1 | 52024 | G | NEW1 |  | O/G Steam |  |  | Rhode Island |  | Providence |  |  | 3.5 |  | 1993 | [33 empty] | Rhode Island Hospital | 100 | Rhode Island Hospital | 100 | Non-regulated | Dropped - Plant is identified as onsite because it is a net buyer of electricity in 2021 | 32: 2; 33: 3; 34: 4; 35: 5; 41: 6
Rhode Island Hospital | 52024_G_NEW3 | 52024 | G | NEW3 |  | O/G Steam |  |  | Rhode Island |  | Providence |  |  | 3.5 |  | 1993 | [33 empty] | Rhode Island Hospital | 100 | Rhode Island Hospital | 100 | Non-regulated | Dropped - Plant is identified as onsite because it is a net buyer of electricity in 2021 | 32: 2; 33: 3; 34: 4; 35: 5; 41: 6
Puna Geothermal Venture I | 52028_G_OEC11 | 52028 | G | OEC11 |  | Geothermal |  |  | Hawaii |  | Hawaii |  |  | 3.1 |  | 1992 | [33 empty] | Puna Geothermal Venture | 100 | Puna Geothermal Venture | 100 | Non-regulated | Dropped - in Alaska or in Hawaii or Puerto Rico
Puna Geothermal Venture I | 52028_G_OEC12 | 52028 | G | OEC12 |  | Geothermal |  |  | Hawaii |  | Hawaii |  |  | 3.1 |  | 1992 | [33 empty] | Puna Geothermal Venture | 100 | Puna Geothermal Venture | 100 | Non-regulated | Dropped - in Alaska or in Hawaii or Puerto Rico
Georgia-Pacific Cedar Springs | 54101_G_GEN1 | 54101 | G | GEN1 |  | Non-Fossil Waste |  |  | Georgia |  | Early |  |  | 45 |  | 1963 | [33 empty] | Georgia-Pacific Cedar Springs LLC | 100 | Georgia-Pacific Cedar Springs LLC | 100 | Non-regulated | Dropped - Plant is identified as onsite because it is a net buyer of electricity in 2021 | 32: PB1; 33: PB2; 34: RB1; 35: RB2; 41: RB3
Georgia-Pacific Cedar Springs | 54101_G_GEN2 | 54101 | G | GEN2 |  | Non-Fossil Waste |  |  | Georgia |  | Early |  |  | 45 |  | 1965 | [33 empty] | Georgia-Pacific Cedar Springs LLC | 100 | Georgia-Pacific Cedar Springs LLC | 100 | Non-regulated | Dropped - Plant is identified as onsite because it is a net buyer of electricity in 2021 | 32: PB1; 33: PB2; 34: RB1; 35: RB2; 41: RB3
Ashdown | 54104_G_GEN1 | 54104 | G | GEN1 |  | Non-Fossil Waste |  |  | Arkansas |  | Little River |  |  | 17 |  | 1968 | [33 empty] | Domtar Industries Inc | 100 | Domtar Industries Inc | 100 | Non-regulated | Dropped - Plant is identified as onsite because it is a net buyer of electricity in 2021 | 32: PB1; 33: PB2; 34: PB3; 35: RB2; 41: RB3
Ashdown | 54104_G_GEN2 | 54104 | G | GEN2 |  | Non-Fossil Waste |  |  | Arkansas |  | Little River |  |  | 40 |  | 1979 | [33 empty] | Domtar Industries Inc | 100 | Domtar Industries Inc | 100 | Non-regulated | Dropped - Plant is identified as onsite because it is a net buyer of electricity in 2021 | 32: PB1; 33: PB2; 34: PB3; 35: RB2; 41: RB3
Ashdown | 54104_G_GEN3 | 54104 | G | GEN3 |  | Non-Fossil Waste |  |  | Arkansas |  | Little River |  |  | 33 |  | 1991 | [33 empty] | Domtar Industries Inc | 100 | Domtar Industries Inc | 100 | Non-regulated | Dropped - Plant is identified as onsite because it is a net buyer of electricity in 2021 | 32: PB1; 33: PB2; 34: PB3; 35: RB2; 41: RB3
Ashdown | 54104_G_GEN4 | 54104 | G | GEN4 |  | Non-Fossil Waste |  |  | Arkansas |  | Little River |  |  | 38 |  | 1991 | [33 empty] | Domtar Industries Inc | 100 | Domtar Industries Inc | 100 | Non-regulated | Dropped - Plant is identified as onsite because it is a net buyer of electricity in 2021 | 32: PB1; 33: PB2; 34: PB3; 35: RB2; 41: RB3
Great Lakes Hydro America - ME | 54134_G_DOH3 | 54134 | G | DOH3 |  | Hydro |  |  | Maine |  | Penobscot |  |  | 1.3 |  | 1925 | [33 empty] | Great Lakes Hydro America LLC | 100 | Great Lakes Hydro America LLC | 100 | Non-regulated | Dropped - Units whose status are "OS" or "RE" for the past 3 consecutive years
Great Lakes Hydro America - ME | 54134_G_DOH4 | 54134 | G | DOH4 |  | Hydro |  |  | Maine |  | Penobscot |  |  | 1.8 |  | 1925 | [33 empty] | Great Lakes Hydro America LLC | 100 | Great Lakes Hydro America LLC | 100 | Non-regulated | Dropped - Units whose status are "OS" or "RE" for the past 3 consecutive years
Puna Geothermal Venture I | 52028_G_OEC13 | 52028 | G | OEC13 |  | Geothermal |  |  | Hawaii |  | Hawaii |  |  | 3.1 |  | 1992 | [33 empty] | Puna Geothermal Venture | 100 | Puna Geothermal Venture | 100 | Non-regulated | Dropped - in Alaska or in Hawaii or Puerto Rico
Puna Geothermal Venture I | 52028_G_OEC14 | 52028 | G | OEC14 |  | Geothermal |  |  | Hawaii |  | Hawaii |  |  | 3.1 |  | 1992 | [33 empty] | Puna Geothermal Venture | 100 | Puna Geothermal Venture | 100 | Non-regulated | Dropped - in Alaska or in Hawaii or Puerto Rico
Puna Geothermal Venture I | 52028_G_OEC15 | 52028 | G | OEC15 |  | Geothermal |  |  | Hawaii |  | Hawaii |  |  | 3.1 |  | 1992 | [33 empty] | Puna Geothermal Venture | 100 | Puna Geothermal Venture | 100 | Non-regulated | Dropped - in Alaska or in Hawaii or Puerto Rico
Puna Geothermal Venture I | 52028_G_OEC21 | 52028 | G | OEC21 |  | Geothermal |  |  | Hawaii |  | Hawaii |  |  | 3.1 |  | 1992 | [33 empty] | Puna Geothermal Venture | 100 | Puna Geothermal Venture | 100 | Non-regulated | Dropped - in Alaska or in Hawaii or Puerto Rico
Puna Geothermal Venture I | 52028_G_OEC22 | 52028 | G | OEC22 |  | Geothermal |  |  | Hawaii |  | Hawaii |  |  | 3.1 |  | 1992 | [33 empty] | Puna Geothermal Venture | 100 | Puna Geothermal Venture | 100 | Non-regulated | Dropped - in Alaska or in Hawaii or Puerto Rico
Puna Geothermal Venture I | 52028_G_OEC23 | 52028 | G | OEC23 |  | Geothermal |  |  | Hawaii |  | Hawaii |  |  | 3.1 |  | 1992 | [33 empty] | Puna Geothermal Venture | 100 | Puna Geothermal Venture | 100 | Non-regulated | Dropped - in Alaska or in Hawaii or Puerto Rico
Puna Geothermal Venture I | 52028_G_OEC24 | 52028 | G | OEC24 |  | Geothermal |  |  | Hawaii |  | Hawaii |  |  | 3.1 |  | 1992 | [33 empty] | Puna Geothermal Venture | 100 | Puna Geothermal Venture | 100 | Non-regulated | Dropped - in Alaska or in Hawaii or Puerto Rico
Puna Geothermal Venture I | 52028_G_OEC25 | 52028 | G | OEC25 |  | Geothermal |  |  | Hawaii |  | Hawaii |  |  | 3.1 |  | 1992 | [33 empty] | Puna Geothermal Venture | 100 | Puna Geothermal Venture | 100 | Non-regulated | Dropped - in Alaska or in Hawaii or Puerto Rico
Puna Geothermal Venture I | 52028_G_OEC31 | 52028 | G | OEC31 |  | Geothermal |  |  | Hawaii |  | Hawaii |  |  | 6 |  | 2012 | [33 empty] | Puna Geothermal Venture | 100 | Puna Geothermal Venture | 100 | Non-regulated | Dropped - in Alaska or in Hawaii or Puerto Rico
Puna Geothermal Venture I | 52028_G_OEC32 | 52028 | G | OEC32 |  | Geothermal |  |  | Hawaii |  | Hawaii |  |  | 6 |  | 2012 | [33 empty] | Puna Geothermal Venture | 100 | Puna Geothermal Venture | 100 | Non-regulated | Dropped - in Alaska or in Hawaii or Puerto Rico
Vanderbilt University Power Plant | 52048_G_GT1B | 52048 | G | GT1B |  | Combustion Turbine |  |  | Tennessee |  | Davidson |  |  | 5.8 |  | 2017 | [33 empty] | Vanderbilt University | 100 | Vanderbilt University | 100 | Non-regulated | Dropped - Plant is identified as onsite because it is a net buyer of electricity in 2021
Vanderbilt University Power Plant | 52048_G_GT2 | 52048 | G | GT2 |  | Combustion Turbine |  |  | Tennessee |  | Davidson |  |  | 4 |  | 2002 | [33 empty] | Vanderbilt University | 100 | Vanderbilt University | 100 | Non-regulated | Dropped - Plant is identified as onsite because it is a net buyer of electricity in 2021
Vanderbilt University Power Plant | 52048_G_GT3 | 52048 | G | GT3 |  | Combustion Turbine |  |  | Tennessee |  | Davidson |  |  | 7.8 |  | 2015 | [33 empty] | Vanderbilt University | 100 | Vanderbilt University | 100 | Non-regulated | Dropped - Plant is identified as onsite because it is a net buyer of electricity in 2021
Hartford Hospital Cogeneration | 52061_G_GEN2 | 52061 | G | GEN2 | NA | Combined Cycle |  |  | Connecticut |  | Hartford |  |  | 2.4 |  | 1988 | [33 empty] | Cartier Energy, LLC | 100 | Cartier Energy, LLC | 100 | Non-regulated | Dropped - Lack of model plants
Hartford Hospital Cogeneration | 52061_G_GEN3 | 52061 | G | GEN3 |  | Combined Cycle |  |  | Connecticut |  | Hartford |  |  | 6.2 |  | 1988 | 2027 | [32 empty] | Cartier Energy, LLC | 100 | Cartier Energy, LLC | 100 | Non-regulated | Dropped - Retired/Planned Retirement by 06/2028
Martinez Sulfuric Acid Regeneration Plt | 52063_G_GEN1 | 52063 | G | GEN1 |  | Non-Fossil Waste |  |  | California |  | Contra Costa |  |  | 4 |  | 1978 | [33 empty] | Eco Services Corp. | 100 | Eco Services Corp. | 100 | Non-regulated | Dropped - Plant is identified as onsite because it is a net buyer of electricity in 2021
Houston Plant | 52065_G_GEN1 | 52065 | G | GEN1 |  | Non-Fossil Waste |  |  | Texas |  | Harris |  |  | 5.5 |  | 1977 | [33 empty] | Eco Services Corp. | 100 | Eco Services Corp. | 100 | Non-regulated | Dropped - Plant is identified as onsite because it is a net buyer of electricity in 2021
Houston Plant | 52065_G_GEN2 | 52065 | G | GEN2 |  | Non-Fossil Waste |  |  | Texas |  | Harris |  |  | 1.5 |  | 1970 | [33 empty] | Eco Services Corp. | 100 | Eco Services Corp. | 100 | Non-regulated | Dropped - Plant is identified as onsite because it is a net buyer of electricity in 2021
Radford Army Ammunition Plant | 52072_G_GEN1 | 52072 | G | GEN1 |  | O/G Steam |  |  | Virginia |  | Montgomery |  |  | 5.6 |  | 1990 | [33 empty] | U.S. Army - Radford | 100 | U.S. Army - Radford | 100 | Non-regulated | Dropped - Plant is identified as onsite because it is a net buyer of electricity in 2021 | 1 | 2 | 3 | 4 | 481-1 | 481-2 | 481-3 | 481-4 | 481-5 | 481-6 | 5
Radford Army Ammunition Plant | 52072_G_GEN2 | 52072 | G | GEN2 |  | O/G Steam |  |  | Virginia |  | Montgomery |  |  | 5.6 |  | 1990 | [33 empty] | U.S. Army - Radford | 100 | U.S. Army - Radford | 100 | Non-regulated | Dropped - Plant is identified as onsite because it is a net buyer of electricity in 2021 | 1 | 2 | 3 | 4 | 481-1 | 481-2 | 481-3 | 481-4 | 481-5 | 481-6 | 5
Radford Army Ammunition Plant | 52072_G_GEN3 | 52072 | G | GEN3 |  | O/G Steam |  |  | Virginia |  | Montgomery |  |  | 5.6 |  | 1990 | [33 empty] | U.S. Army - Radford | 100 | U.S. Army - Radford | 100 | Non-regulated | Dropped - Plant is identified as onsite because it is a net buyer of electricity in 2021 | 1 | 2 | 3 | 4 | 481-1 | 481-2 | 481-3 | 481-4 | 481-5 | 481-6 | 5
North Midway Cogen | 52078_G_GEN7 | 52078 | G | GEN7 |  | Combustion Turbine |  |  | California |  | Kern |  |  | 3 |  | 1986 | [33 empty] | Chevron USA Inc | 100 | Chevron USA Inc | 100 | Non-regulated | Dropped - Units whose status are "OS" or "RE" for the past 3 consecutive years
North Midway Cogen | 52078_G_GEN8 | 52078 | G | GEN8 |  | Combustion Turbine |  |  | California |  | Kern |  |  | 3 |  | 1986 | [33 empty] | Chevron USA Inc | 100 | Chevron USA Inc | 100 | Non-regulated | Dropped - Units whose status are "OS" or "RE" for the past 3 consecutive years
North Midway Cogen | 52078_G_GEN9 | 52078 | G | GEN9 |  | Combustion Turbine |  |  | California |  | Kern |  |  | 3 |  | 1986 | [33 empty] | Chevron USA Inc | 100 | Chevron USA Inc | 100 | Non-regulated | Dropped - Units whose status are "OS" or "RE" for the past 3 consecutive years
Coalinga 6C Cogen | 52083_G_TG1 | 52083 | G | TG1 |  | Combustion Turbine |  |  | California |  | Fresno |  |  | 2.7 |  | 1989 | [33 empty] | Chevron USA Inc | 100 | Chevron USA Inc | 100 | Non-regulated | Dropped - Units whose status are "OS" or "RE" for the past 3 consecutive years
Coalinga 6C Cogen | 52083_G_TG2 | 52083 | G | TG2 |  | Combustion Turbine |  |  | California |  | Fresno |  |  | 2.7 |  | 1989 | [33 empty] | Chevron USA Inc | 100 | Chevron USA Inc | 100 | Non-regulated | Dropped - Units whose status are "OS" or "RE" for the past 3 consecutive years
Celanese Acetate LLC | 52089_G_GEN1 | 52089 | G | GEN1 |  | O/G Steam |  |  | Virginia |  | Giles |  |  | 6 |  | 1942 | [33 empty] | Celanese Acetate LLC | 100 | Celanese Acetate LLC | 100 | Non-regulated | Dropped - Plant is identified as onsite because it is a net buyer of electricity in 2021 | BLR10 | BLR11 | BLR12 | BLR13 | BLR14 | NO1BLR | NO2BLR | NO3BLR | NO4BLR | NO5BLR | NO6BLR | NO7BLR | NO8BLR | NO9BLR
Celanese Acetate LLC | 52089_G_GEN2 | 52089 | G | GEN2 |  | O/G Steam |  |  | Virginia |  | Giles |  |  | 6 |  | 1942 | [33 empty] | Celanese Acetate LLC | 100 | Celanese Acetate LLC | 100 | Non-regulated | Dropped - Plant is identified as onsite because it is a net buyer of electricity in 2021 | BLR10 | BLR11 | BLR12 | BLR13 | BLR14 | NO1BLR | NO2BLR | NO3BLR | NO4BLR | NO5BLR | NO6BLR | NO7BLR | NO8BLR | NO9BLR
Celanese Acetate LLC | 52089_G_GEN3 | 52089 | G | GEN3 |  | O/G Steam |  |  | Virginia |  | Giles |  |  | 6 |  | 1944 | [33 empty] | Celanese Acetate LLC | 100 | Celanese Acetate LLC | 100 | Non-regulated | Dropped - Plant is identified as onsite because it is a net buyer of electricity in 2021 | BLR10 | BLR11 | BLR12 | BLR13 | BLR14 | NO1BLR | NO2BLR | NO3BLR | NO4BLR | NO5BLR | NO6BLR | NO7BLR | NO8BLR | NO9BLR
Celanese Acetate LLC | 52089_G_GEN4 | 52089 | G | GEN4 |  | O/G Steam |  |  | Virginia |  | Giles |  |  | 9.2 |  | 1966 | [33 empty] | Celanese Acetate LLC | 100 | Celanese Acetate LLC | 100 | Non-regulated | Dropped - Plant is identified as onsite because it is a net buyer of electricity in 2021 | BLR10 | BLR11 | BLR12 | BLR13 | BLR14 | NO1BLR | NO2BLR | NO3BLR | NO4BLR | NO5BLR | NO6BLR | NO7BLR | NO8BLR | NO9BLR
Plant No 2 Orange County | 52099_G_GEN1 | 52099 | G | GEN1 |  | Non-Fossil Waste |  |  | California |  | Orange |  |  | 2.7 |  | 1993 | [33 empty] | Orange County Sanitation Dist | 100 | Orange County Sanitation Dist | 100 | Non-regulated | Dropped - Plant is identified as onsite because it is a net buyer of electricity in 2021
Plant No 2 Orange County | 52099_G_GEN2 | 52099 | G | GEN2 |  | Non-Fossil Waste |  |  | California |  | Orange |  |  | 2.7 |  | 1993 | [33 empty] | Orange County Sanitation Dist | 100 | Orange County Sanitation Dist | 100 | Non-regulated | Dropped - Plant is identified as onsite because it is a net buyer of electricity in 2021
Plant No 2 Orange County | 52099_G_GEN3 | 52099 | G | GEN3 |  | Non-Fossil Waste |  |  | California |  | Orange |  |  | 2.7 |  | 1993 | [33 empty] | Orange County Sanitation Dist | 100 | Orange County Sanitation Dist | 100 | Non-regulated | Dropped - Plant is identified as onsite because it is a net buyer of electricity in 2021
Plant No 2 Orange County | 52099_G_GEN4 | 52099 | G | GEN4 |  | Non-Fossil Waste |  |  | California |  | Orange |  |  | 2.7 |  | 1993 | [33 empty] | Orange County Sanitation Dist | 100 | Orange County Sanitation Dist | 100 | Non-regulated | Dropped - Plant is identified as onsite because it is a net buyer of electricity in 2021
Plant No 2 Orange County | 52099_G_GEN5 | 52099 | G | GEN5 |  | Non-Fossil Waste |  |  | California |  | Orange |  |  | 2.7 |  | 1993 | [33 empty] | Orange County Sanitation Dist | 100 | Orange County Sanitation Dist | 100 | Non-regulated | Dropped - Plant is identified as onsite because it is a net buyer of electricity in 2021
Plant No 2 Orange County | 52099_G_GEN6 | 52099 | G | GEN6 |  | Energy Storage |  |  | California |  | Orange |  |  | 0.9 |  | 1993 | [33 empty] | Orange County Sanitation Dist | 100 | Orange County Sanitation Dist | 100 | Non-regulated | Dropped - Plant is identified as onsite because it is a net buyer of electricity in 2021
Richmond Cogen | 52109_G_GEN1 | 52109 | G | GEN1 |  | Combined Cycle |  |  | California |  | Contra Costa |  |  | 50 |  | 1992 | [33 empty] | Chevron Products Company-Richmond | 100 | Chevron Products Company-Richmond | 100 | Non-regulated | Dropped - Plant is identified as onsite because it is a net buyer of electricity in 2021
Richmond Cogen | 52109_G_GEN2 | 52109 | G | GEN2 |  | Combined Cycle |  |  | California |  | Contra Costa |  |  | 50 |  | 1992 | [33 empty] | Chevron Products Company-Richmond | 100 | Chevron Products Company-Richmond | 100 | Non-regulated | Dropped - Plant is identified as onsite because it is a net buyer of electricity in 2021
Richmond Cogen | 52109_G_GEN5 | 52109 | G | GEN5 |  | Combined Cycle |  |  | California |  | Contra Costa |  |  | 30.4 |  | 2006 | [33 empty] | Chevron Products Company-Richmond | 100 | Chevron Products Company-Richmond | 100 | Non-regulated | Dropped - Plant is identified as onsite because it is a net buyer of electricity in 2021 | BLR10 BLR10 BLR10 BLR10: HRSG1; BLR11 BLR11 BLR11 BLR11: HRSG2
Richmond Cogen | 52109_G_GEN6 | 52109 | G | GEN6 |  | Non-Fossil Waste |  |  | California |  | Contra Costa |  |  | 17.9 |  | 2019 | [33 empty] | Chevron Products Company-Richmond | 100 | Chevron Products Company-Richmond | 100 | Non-regulated | Dropped - Plant is identified as onsite because it is a net buyer of electricity in 2021
Freeport Energy | 52120_G_G-37 | 52120 | G | G-37 |  | Combustion Turbine |  |  | Texas |  | Brazoria |  |  | 59.2 |  | 1978 | [33 empty] | Olin Blue Cube Operations | 100 | Olin Blue Cube Operations | 100 | Non-regulated | Dropped - Plant is identified as onsite because it is a net buyer of electricity in 2021
Freeport Energy | 52120_G_G-61 | 52120 | G | G-61 |  | Combined Cycle |  |  | Texas |  | Brazoria |  |  | 68.3 |  | 1982 | [33 empty] | Olin Blue Cube Operations | 100 | Olin Blue Cube Operations | 100 | Non-regulated | Dropped - Plant is identified as onsite because it is a net buyer of electricity in 2021
Freeport Energy | 52120_G_G-63 | 52120 | G | G-63 |  | Combined Cycle |  |  | Texas |  | Brazoria |  |  | 68.3 |  | 1982 | [33 empty] | Olin Blue Cube Operations | 100 | Olin Blue Cube Operations | 100 | Non-regulated | Dropped - Plant is identified as onsite because it is a net buyer of electricity in 2021
Freeport Energy | 52120_G_G-64 | 52120 | G | G-64 |  | Combined Cycle |  |  | Texas |  | Brazoria |  |  | 35 |  | 1982 | [33 empty] | Olin Blue Cube Operations | 100 | Olin Blue Cube Operations | 100 | Non-regulated | Dropped - Plant is identified as onsite because it is a net buyer of electricity in 2021
Freeport Energy | 52120_G_G-65 | 52120 | G | G-65 |  | Combined Cycle |  |  | Texas |  | Brazoria |  |  | 95.2 |  | 1984 | [33 empty] | Olin Blue Cube Operations | 100 | Olin Blue Cube Operations | 100 | Non-regulated | Dropped - Plant is identified as onsite because it is a net buyer of electricity in 2021 | BLR10 BLR10 BLR10 BLR10: G65
Freeport Energy | 52120_G_G-66 | 52120 | G | G-66 |  | Combined Cycle |  |  | Texas |  | Brazoria |  |  | 95.6 |  | 1983 | [33 empty] | Olin Blue Cube Operations | 100 | Olin Blue Cube Operations | 100 | Non-regulated | Dropped - Plant is identified as onsite because it is a net buyer of electricity in 2021
Freeport Energy | 52120_G_G-67 | 52120 | G | G-67 |  | Combined Cycle |  |  | Texas |  | Brazoria |  |  | 95.6 |  | 1984 | [33 empty] | Olin Blue Cube Operations | 100 | Olin Blue Cube Operations | 100 | Non-regulated | Dropped - Plant is identified as onsite because it is a net buyer of electricity in 2021
Elk Basin Gasoline Plant | 52127_G_GEN1 | 52127 | G | GEN1 |  | Fossil Waste |  |  | Wyoming |  | Park |  |  | 0.8 |  | 1948 | [33 empty] | Contango Oil and Gas | 64 | Contango Oil and Gas | 64 | Non-regulated | Dropped - Plant is identified as onsite because it is a net buyer of electricity in 2021
Elk Basin Gasoline Plant | 52127_G_GEN2 | 52127 | G | GEN2 |  | Fossil Waste |  |  | Wyoming |  | Park |  |  | 0.8 |  | 1948 | [33 empty] | Contango Oil and Gas | 64 | Contango Oil and Gas | 64 | Non-regulated | Dropped - Plant is identified as onsite because it is a net buyer of electricity in 2021
Whiting Refinery | 52130_G_31TG | 52130 | G | 31TG |  | Fossil Waste |  |  | Indiana |  | Lake |  |  | 11.2 |  | 1948 | [33 empty] | BP PLC | 100 | BP PLC | 100 | Non-regulated | Dropped - Plant is identified as onsite because it is a net buyer of electricity in 2021 | BLR10 BLR10 BLR10 BLR10: 31BLR; BLR11 BLR11 BLR11 BLR11: 32BLR; BLR12 BLR12 BLR12 BLR12: 33BLR; BLR13 BLR13 BLR13 BLR13: 34BLR; BLR14 BLR14 BLR14 BLR14: 36BLR
Whiting Refinery | 52130_G_32TG | 52130 | G | 32TG |  | Fossil Waste |  |  | Indiana |  | Lake |  |  | 11.2 |  | 1948 | [33 empty] | BP PLC | 100 | BP PLC | 100 | Non-regulated | Dropped - Plant is identified as onsite because it is a net buyer of electricity in 2021 | BLR10 BLR10 BLR10 BLR10: 31BLR; BLR11 BLR11 BLR11 BLR11: 32BLR; BLR12 BLR12 BLR12 BLR12: 33BLR; BLR13 BLR13 BLR13 BLR13: 34BLR; BLR14 BLR14 BLR14 BLR14: 36BLR
Whiting Refinery | 52130_G_33TG | 52130 | G | 33TG |  | Fossil Waste |  |  | Indiana |  | Lake |  |  | 16.4 |  | 1955 | [33 empty] | BP PLC | 100 | BP PLC | 100 | Non-regulated | Dropped - Plant is identified as onsite because it is a net buyer of electricity in 2021 | BLR10 BLR10 BLR10 BLR10: 31BLR; BLR11 BLR11 BLR11 BLR11: 32BLR; BLR12 BLR12 BLR12 BLR12: 33BLR; BLR13 BLR13 BLR13 BLR13: 34BLR; BLR14 BLR14 BLR14 BLR14: 36BLR
Whiting Refinery | 52130_G_34TG | 52130 | G | 34TG |  | Fossil Waste |  |  | Indiana |  | Lake |  |  | 11.8 |  | 1955 | [33 empty] | BP PLC | 100 | BP PLC | 100 | Non-regulated | Dropped - Plant is identified as onsite because it is a net buyer of electricity in 2021 | BLR10 BLR10 BLR10 BLR10: 31BLR; BLR11 BLR11 BLR11 BLR11: 32BLR; BLR12 BLR12 BLR12 BLR12: 33BLR; BLR13 BLR13 BLR13 BLR13: 34BLR; BLR14 BLR14 BLR14 BLR14: 36BLR
Whiting Refinery | 52130_G_35TG | 52130 | G | 35TG |  | Fossil Waste |  |  | Indiana |  | Lake |  |  | 38 |  | 1980 | [33 empty] | BP PLC | 100 | BP PLC | 100 | Non-regulated | Dropped - Plant is identified as onsite because it is a net buyer of electricity in 2021 | 13BLR | 14BLR | 15BLR | 16BLR | 17BLR | 31BLR | 32BLR | 33BLR | 34BLR | 36BLR
Power Station 4 | 52132_G_GEN3 | 52132 | G | GEN3 |  | Combined Cycle |  |  | Texas |  | Galveston |  |  | 34 |  | 1986 | [33 empty] | Marathon Petroleum Company LP | 100 | Marathon Petroleum Company LP | 100 | Non-regulated | Dropped - Units whose status are "OS" or "RE" for the past 3 consecutive years | 13BLR: HRSG1; 14BLR: HRSG2
Tesoro Mandan Cogeneration Plant | 52133_G_GEN1 | 52133 | G | GEN1 |  | Fossil Waste |  |  | North Dakota |  | Morton |  |  | 2.8 |  | 1954 | [33 empty] | PAR Petroleum | 100 | PAR Petroleum | 100 | Non-regulated | Dropped - Plant is identified as onsite because it is a net buyer of electricity in 2021
Tesoro Mandan Cogeneration Plant | 52133_G_GEN2 | 52133 | G | GEN2 |  | Fossil Waste |  |  | North Dakota |  | Morton |  |  | 2.8 |  | 1954 | [33 empty] | PAR Petroleum | 100 | PAR Petroleum | 100 | Non-regulated | Dropped - Plant is identified as onsite because it is a net buyer of electricity in 2021
Tesoro Mandan Cogeneration Plant | 52133_G_GEN3 | 52133 | G | GEN3 |  | Biomass |  |  | North Dakota |  | Morton |  |  | 2.8 |  | 1958 | [33 empty] | PAR Petroleum | 100 | PAR Petroleum | 100 | Non-regulated | Dropped - Plant is identified as onsite because it is a net buyer of electricity in 2021
International Paper Prattville Mill | 52140_G_GEN1 | 52140 | G | GEN1 |  | Non-Fossil Waste |  |  | Alabama |  | Autauga |  |  | 37 |  | 1967 | [33 empty] | International Paper Co | 100 | International Paper Co | 100 | Non-regulated | Dropped - Plant is identified as onsite because it is a net buyer of electricity in 2021 | 13BLR: PB1; 14BLR: RF1
International Paper Prattville Mill | 52140_G_GEN2 | 52140 | G | GEN2 |  | Non-Fossil Waste |  |  | Alabama |  | Autauga |  |  | 48 |  | 1980 | [33 empty] | International Paper Co | 100 | International Paper Co | 100 | Non-regulated | Dropped - Plant is identified as onsite because it is a net buyer of electricity in 2021 | 13BLR: PB2; 14BLR: RF2
C P Kelco San Diego Plant | 52147_G_GEN3 | 52147 | G | GEN3 |  | Combustion Turbine |  |  | California |  | San Diego |  |  | 9.3 |  | 1983 | [33 empty] | CP Kelco US Inc. | 100 | CP Kelco US Inc. | 100 | Non-regulated | Dropped - Units whose status are "OS" or "RE" for the past 3 consecutive years
Elkton | 52148_G_GEN1 | 52148 | G | GEN1 |  | O/G Steam |  |  | Virginia |  | Rockingham |  |  | 6 |  | 1982 | [33 empty] | Merck & Co Inc | 100 | Merck & Co Inc | 100 | Non-regulated | Dropped - Plant is identified as onsite because it is a net buyer of electricity in 2021
Elkton | 52148_G_GEN4 | 52148 | G | GEN4 |  | Combustion Turbine |  |  | Virginia |  | Rockingham |  |  | 0.3 |  | 2016 | [33 empty] | Merck & Co Inc | 100 | Merck & Co Inc | 100 | Non-regulated | Dropped - Plant is identified as onsite because it is a net buyer of electricity in 2021
Elkton | 52148_G_GEN5 | 52148 | G | GEN5 |  | O/G Steam |  |  | Virginia |  | Rockingham |  |  | 0.4 |  | 1982 | [33 empty] | Merck & Co Inc | 100 | Merck & Co Inc | 100 | Non-regulated | Dropped - Plant is identified as onsite because it is a net buyer of electricity in 2021
Elkton | 52148_G_GEN6 | 52148 | G | GEN6 |  | O/G Steam |  |  | Virginia |  | Rockingham |  |  | 1.2 |  | 2021 | [33 empty] | Merck & Co Inc | 100 | Merck & Co Inc | 100 | Non-regulated | Dropped - Plant is identified as onsite because it is a net buyer of electricity in 2021
Elkton | 52148_G_GEN7 | 52148 | G | GEN7 |  | O/G Steam |  |  | Virginia |  | Rockingham |  |  | 1.2 |  | 2021 | [33 empty] | Merck & Co Inc | 100 | Merck & Co Inc | 100 | Non-regulated | Dropped - Plant is identified as onsite because it is a net buyer of electricity in 2021
West Point (PA) | 52149_G_COG3 | 52149 | G | COG3 |  | Combustion Turbine |  |  | Pennsylvania |  | Montgomery |  |  | 38.5 |  | 2001 | [33 empty] | Merck & Co Inc-West Point | 100 | Merck & Co Inc-West Point | 100 | Non-regulated | Dropped - Plant is identified as onsite because it is a net buyer of electricity in 2021
West Point (PA) | 52149_G_GEN14 | 52149 | G | GEN14 |  | Combustion Turbine |  |  | Pennsylvania |  | Montgomery |  |  | 1.5 |  | 2016 | [33 empty] | Merck & Co Inc-West Point | 100 | Merck & Co Inc-West Point | 100 | Non-regulated | Dropped - Plant is identified as onsite because it is a net buyer of electricity in 2021
West Point (PA) | 52149_G_GEN15 | 52149 | G | GEN15 |  | Combustion Turbine |  |  | Pennsylvania |  | Montgomery |  |  | 1.1 |  | 2017 | [33 empty] | Merck & Co Inc-West Point | 100 | Merck & Co Inc-West Point | 100 | Non-regulated | Dropped - Plant is identified as onsite because it is a net buyer of electricity in 2021
West Point (PA) | 52149_G_GEN16 | 52149 | G | GEN16 |  | Combustion Turbine |  |  | Pennsylvania |  | Montgomery |  |  | 1.1 |  | 2020 | [33 empty] | Merck & Co Inc-West Point | 100 | Merck & Co Inc-West Point | 100 | Non-regulated | Dropped - Plant is identified as onsite because it is a net buyer of electricity in 2021
West Point (PA) | 52149_G_GEN17 | 52149 | G | GEN17 |  | Combustion Turbine |  |  | Pennsylvania |  | Montgomery |  |  | 2 |  | 2022 | [33 empty] | Merck & Co Inc-West Point | 100 | Merck & Co Inc-West Point | 100 | Non-regulated | Dropped - Plant is identified as onsite because it is a net buyer of electricity in 2021
West Point (PA) | 52149_G_GEN2 | 52149 | G | GEN2 |  | Combustion Turbine |  |  | Pennsylvania |  | Montgomery |  |  | 24.5 |  | 1989 | [33 empty] | Merck & Co Inc-West Point | 100 | Merck & Co Inc-West Point | 100 | Non-regulated | Dropped - Plant is identified as onsite because it is a net buyer of electricity in 2021
West Point (PA) | 52149_G_GEN3 | 52149 | G | GEN3 |  | Combustion Turbine |  |  | Pennsylvania |  | Montgomery |  |  | 2.4 |  | 1972 | [33 empty] | Merck & Co Inc-West Point | 100 | Merck & Co Inc-West Point | 100 | Non-regulated | Dropped - Plant is identified as onsite because it is a net buyer of electricity in 2021
West Point (PA) | 52149_G_GEN4 | 52149 | G | GEN4 |  | Combustion Turbine |  |  | Pennsylvania |  | Montgomery |  |  | 1.7 |  | 1995 | [33 empty] | Merck & Co Inc-West Point | 100 | Merck & Co Inc-West Point | 100 | Non-regulated | Dropped - Plant is identified as onsite because it is a net buyer of electricity in 2021
West Point (PA) | 52149_G_GEN5 | 52149 | G | GEN5 |  | Combustion Turbine |  |  | Pennsylvania |  | Montgomery |  |  | 1.2 |  | 1994 | [33 empty] | Merck & Co Inc-West Point | 100 | Merck & Co Inc-West Point | 100 | Non-regulated | Dropped - Plant is identified as onsite because it is a net buyer of electricity in 2021
West Point (PA) | 52149_G_GEN7 | 52149 | G | GEN7 |  | Combustion Turbine |  |  | Pennsylvania |  | Montgomery |  |  | 0.7 |  | 1994 | [33 empty] | Merck & Co Inc-West Point | 100 | Merck & Co Inc-West Point | 100 | Non-regulated | Dropped - Plant is identified as onsite because it is a net buyer of electricity in 2021
West Point (PA) | 52149_G_GEN8 | 52149 | G | GEN8 |  | Combustion Turbine |  |  | Pennsylvania |  | Montgomery |  |  | 1 |  | 1999 | [33 empty] | Merck & Co Inc-West Point | 100 | Merck & Co Inc-West Point | 100 | Non-regulated | Dropped - Plant is identified as onsite because it is a net buyer of electricity in 2021
West Point (PA) | 52149_G_GEN9 | 52149 | G | GEN9 |  | Combustion Turbine |  |  | Pennsylvania |  | Montgomery |  |  | 0.9 |  | 2004 | [33 empty] | Merck & Co Inc-West Point | 100 | Merck & Co Inc-West Point | 100 | Non-regulated | Dropped - Plant is identified as onsite because it is a net buyer of electricity in 2021
West Point (PA) | 52149_G_GN10 | 52149 | G | GN10 |  | Combustion Turbine |  |  | Pennsylvania |  | Montgomery |  |  | 0.9 |  | 2004 | [33 empty] | Merck & Co Inc-West Point | 100 | Merck & Co Inc-West Point | 100 | Non-regulated | Dropped - Plant is identified as onsite because it is a net buyer of electricity in 2021
West Point (PA) | 52149_G_GN11 | 52149 | G | GN11 |  | Combustion Turbine |  |  | Pennsylvania |  | Montgomery |  |  | 0.9 |  | 2010 | [33 empty] | Merck & Co Inc-West Point | 100 | Merck & Co Inc-West Point | 100 | Non-regulated | Dropped - Plant is identified as onsite because it is a net buyer of electricity in 2021
International Paper Franklin Mill | 52152_G_GE10 | 52152 | G | GE10 |  | Combustion Turbine |  |  | Virginia |  | Isle of Wight |  |  | 38 |  | 1997 | [33 empty] | International Paper | 100 | International Paper | 100 | Non-regulated | Dropped - Plant is identified as onsite because it is a net buyer of electricity in 2021
International Paper Franklin Mill | 52152_G_GEN9 | 52152 | G | GEN9 |  | Non-Fossil Waste |  |  | Virginia |  | Isle of Wight |  |  | 36.1 |  | 1977 | [33 empty] | International Paper | 100 | International Paper | 100 | Non-regulated | Dropped - Plant is identified as onsite because it is a net buyer of electricity in 2021 | 10PB | 4RB | 5PB | 5RB | 6PB | 6RB | 7PB | 9PB
CITGO Refinery Powerhouse | 52175_G_GEN1 | 52175 | G | GEN1 |  | Fossil Waste |  |  | Louisiana |  | Calcasieu |  |  | 5.6 |  | 1942 | [33 empty] | CITGO Petroleum Corp | 100 | CITGO Petroleum Corp | 100 | Non-regulated | Dropped - Plant is identified as onsite because it is a net buyer of electricity in 2021 | 13BLR: B1; 14BLR: B1A; 15BLR: B1B; 16BLR: B1C; 17BLR: B1D
CITGO Refinery Powerhouse | 52175_G_GEN2 | 52175 | G | GEN2 |  | Fossil Waste |  |  | Louisiana |  | Calcasieu |  |  | 8.5 |  | 1942 | [33 empty] | CITGO Petroleum Corp | 100 | CITGO Petroleum Corp | 100 | Non-regulated | Dropped - Plant is identified as onsite because it is a net buyer of electricity in 2021 | 13BLR: B1; 14BLR: B1A; 15BLR: B1B; 16BLR: B1C; 17BLR: B1D
CITGO Refinery Powerhouse | 52175_G_GEN3 | 52175 | G | GEN3 |  | Fossil Waste |  |  | Louisiana |  | Calcasieu |  |  | 17.4 |  | 1969 | [33 empty] | CITGO Petroleum Corp | 100 | CITGO Petroleum Corp | 100 | Non-regulated | Dropped - Plant is identified as onsite because it is a net buyer of electricity in 2021 | 13BLR: B1; 14BLR: B1A; 15BLR: B1B; 16BLR: B1C; 17BLR: B1D
Tesoro Kenai Cogeneration Plant | 52184_G_GEN1 | 52184 | G | GEN1 |  | Combustion Turbine |  |  | Alaska |  | Kenai Peninsula |  |  | 4.2 |  | 1988 | [33 empty] | Tesoro Alaska Company LLC | 100 | Tesoro Alaska Company LLC | 100 | Non-regulated | Dropped - in Alaska or in Hawaii or Puerto Rico
Tesoro Kenai Cogeneration Plant | 52184_G_GEN2 | 52184 | G | GEN2 |  | Combustion Turbine |  |  | Alaska |  | Kenai Peninsula |  |  | 4.2 |  | 1988 | [33 empty] | Tesoro Alaska Company LLC | 100 | Tesoro Alaska Company LLC | 100 | Non-regulated | Dropped - in Alaska or in Hawaii or Puerto Rico
Geo East Mesa II | 54038_G_GEN1 | 54038 | G | GEN1 |  | Geothermal |  |  | California |  | Imperial |  |  | 14.4 |  | 1989 | [33 empty] | Ormat Nevada Inc | 100 | Ormat Nevada Inc | 100 | Non-regulated | Dropped - Units whose status are "OS" or "RE" for the past 3 consecutive years
University of Illinois Cogen Facility | 54044_G_CT1 | 54044 | G | CT1 |  | Combustion Turbine |  |  | Illinois |  | Cook |  |  | 6.4 |  | 2002 | [33 empty] | University of Illinois | 100 | University of Illinois | 100 | Non-regulated | Dropped - Plant is identified as onsite because it is a net buyer of electricity in 2021
University of Illinois Cogen Facility | 54044_G_CT2 | 54044 | G | CT2 |  | Combustion Turbine |  |  | Illinois |  | Cook |  |  | 6.4 |  | 2002 | [33 empty] | University of Illinois | 100 | University of Illinois | 100 | Non-regulated | Dropped - Plant is identified as onsite because it is a net buyer of electricity in 2021
University of Illinois Cogen Facility | 54044_G_CT3 | 54044 | G | CT3 |  | Combustion Turbine |  |  | Illinois |  | Cook |  |  | 6.4 |  | 2002 | [33 empty] | University of Illinois | 100 | University of Illinois | 100 | Non-regulated | Dropped - Plant is identified as onsite because it is a net buyer of electricity in 2021
University of Illinois Cogen Facility | 54044_G_GEN1 | 54044 | G | GEN1 |  | Combustion Turbine |  |  | Illinois |  | Cook |  |  | 6.3 |  | 1993 | [33 empty] | University of Illinois | 100 | University of Illinois | 100 | Non-regulated | Dropped - Plant is identified as onsite because it is a net buyer of electricity in 2021
University of Illinois Cogen Facility | 54044_G_GEN2 | 54044 | G | GEN2 |  | Combustion Turbine |  |  | Illinois |  | Cook |  |  | 6.3 |  | 1993 | [33 empty] | University of Illinois | 100 | University of Illinois | 100 | Non-regulated | Dropped - Plant is identified as onsite because it is a net buyer of electricity in 2021
University of Illinois Cogen Facility | 54044_G_GEN3 | 54044 | G | GEN3 |  | Combustion Turbine |  |  | Illinois |  | Cook |  |  | 3.7 |  | 2000 | [33 empty] | University of Illinois | 100 | University of Illinois | 100 | Non-regulated | Dropped - Plant is identified as onsite because it is a net buyer of electricity in 2021
University of Illinois Cogen Facility | 54044_G_GEN4 | 54044 | G | GEN4 |  | Combustion Turbine |  |  | Illinois |  | Cook |  |  | 3.7 |  | 2000 | [33 empty] | University of Illinois | 100 | University of Illinois | 100 | Non-regulated | Dropped - Plant is identified as onsite because it is a net buyer of electricity in 2021
University of Illinois Cogen Facility | 54044_G_RE1 | 54044 | G | RE1 |  | Combustion Turbine |  |  | Illinois |  | Cook |  |  | 5.5 |  | 2002 | [33 empty] | University of Illinois | 100 | University of Illinois | 100 | Non-regulated | Dropped - Plant is identified as onsite because it is a net buyer of electricity in 2021
University of Illinois Cogen Facility | 54044_G_RE2 | 54044 | G | RE2 |  | Combustion Turbine |  |  | Illinois |  | Cook |  |  | 5.5 |  | 2002 | [33 empty] | University of Illinois | 100 | University of Illinois | 100 | Non-regulated | Dropped - Plant is identified as onsite because it is a net buyer of electricity in 2021
University of Illinois Cogen Facility | 54044_G_RE3 | 54044 | G | RE3 |  | Combustion Turbine |  |  | Illinois |  | Cook |  |  | 5.5 |  | 2002 | [33 empty] | University of Illinois | 100 | University of Illinois | 100 | Non-regulated | Dropped - Plant is identified as onsite because it is a net buyer of electricity in 2021
Androscoggin Mill | 54085_G_GEN1 | 54085 | G | GEN1 |  | O/G Steam |  |  | Maine |  | Franklin |  |  | 25 |  | 1964 | [33 empty] | Pixelle Androscoggin LLC | 100 | Pixelle Androscoggin LLC | 100 | Non-regulated | Dropped - Plant is identified as onsite because it is a net buyer of electricity in 2021 | 13BLR: PB1; 14BLR: PB2; 15BLR: RB1; 16BLR: RB2; 17BLR: WFI
Androscoggin Mill | 54085_G_GEN2 | 54085 | G | GEN2 |  | O/G Steam |  |  | Maine |  | Franklin |  |  | 25 |  | 1966 | [33 empty] | Pixelle Androscoggin LLC | 100 | Pixelle Androscoggin LLC | 100 | Non-regulated | Dropped - Plant is identified as onsite because it is a net buyer of electricity in 2021 | 13BLR: PB1; 14BLR: PB2; 15BLR: RB1; 16BLR: RB2; 17BLR: WFI
Androscoggin Mill | 54085_G_GEN3 | 54085 | G | GEN3 |  | O/G Steam |  |  | Maine |  | Franklin |  |  | 30 |  | 1974 | [33 empty] | Pixelle Androscoggin LLC | 100 | Pixelle Androscoggin LLC | 100 | Non-regulated | Dropped - Plant is identified as onsite because it is a net buyer of electricity in 2021 | 13BLR: PB1; 14BLR: PB2; 15BLR: RB1; 16BLR: RB2; 17BLR: WFI
International Paper Georgetown Mill | 54087_G_GEN1 | 54087 | G | GEN1 |  | Non-Fossil Waste |  |  | South Carolina |  | Georgetown |  |  | 25.3 |  | 1966 | [33 empty] | International Paper Co-GT Mill | 100 | International Paper Co-GT Mill | 100 | Non-regulated | Dropped - Plant is identified as onsite because it is a net buyer of electricity in 2021 | 13BLR: PB01; 14BLR: PB02; 15BLR: RB01; 16BLR: RB02
International Paper Georgetown Mill | 54087_G_GEN2 | 54087 | G | GEN2 |  | Biomass |  |  | South Carolina |  | Georgetown |  |  | 27.4 |  | 1984 | [33 empty] | International Paper Co-GT Mill | 100 | International Paper Co-GT Mill | 100 | Non-regulated | Dropped - Plant is identified as onsite because it is a net buyer of electricity in 2021 | 13BLR: PB01; 14BLR: PB02
International Paper Georgetown Mill | 54087_G_GEN3 | 54087 | G | GEN3 |  | Biomass |  |  | South Carolina |  | Georgetown |  |  | 37.7 |  | 1984 | [33 empty] | International Paper Co-GT Mill | 100 | International Paper Co-GT Mill | 100 | Non-regulated | Dropped - Plant is identified as onsite because it is a net buyer of electricity in 2021 | 13BLR: PB01; 14BLR: PB02
Mansfield Mill | 54091_G_GEN1 | 54091 | G | GEN1 |  | Non-Fossil Waste |  |  | Louisiana |  | DeSoto |  |  | 24.6 |  | 1981 | [33 empty] | IPC-Mansfield Mill | 100 | IPC-Mansfield Mill | 100 | Non-regulated | Dropped - Plant is identified as onsite because it is a net buyer of electricity in 2021 | 13BLR: HRSG; 14BLR: PB1; 15BLR: PB2; 16BLR: RB1; 17BLR: RB2
Mansfield Mill | 54091_G_GEN2 | 54091 | G | GEN2 |  | Non-Fossil Waste |  |  | Louisiana |  | DeSoto |  |  | 25.6 |  | 1981 | [33 empty] | IPC-Mansfield Mill | 100 | IPC-Mansfield Mill | 100 | Non-regulated | Dropped - Plant is identified as onsite because it is a net buyer of electricity in 2021 | 13BLR: HRSG; 14BLR: PB1; 15BLR: PB2; 16BLR: RB1; 17BLR: RB2
Mansfield Mill | 54091_G_GEN3 | 54091 | G | GEN3 |  | Non-Fossil Waste |  |  | Louisiana |  | DeSoto |  |  | 22.1 |  | 1981 | [33 empty] | IPC-Mansfield Mill | 100 | IPC-Mansfield Mill | 100 | Non-regulated | Dropped - Plant is identified as onsite because it is a net buyer of electricity in 2021 | 13BLR: HRSG; 14BLR: PB1; 15BLR: PB2; 16BLR: RB1; 17BLR: RB2
Mansfield Mill | 54091_G_GEN5 | 54091 | G | GEN5 |  | Combustion Turbine |  |  | Louisiana |  | DeSoto |  |  | 45 |  | 2019 | [33 empty] | IPC-Mansfield Mill | 100 | IPC-Mansfield Mill | 100 | Non-regulated | Dropped - Plant is identified as onsite because it is a net buyer of electricity in 2021
International Paper Riverdale Mill | 54096_G_GEN1 | 54096 | G | GEN1 |  | O/G Steam |  |  | Alabama |  | Dallas |  |  | 11.6 |  | 1967 | [33 empty] | International Paper Co-Riverdl | 100 | International Paper Co-Riverdl | 100 | Non-regulated | Dropped - Plant is identified as onsite because it is a net buyer of electricity in 2021 | BLRB1 | BLRB2 | BLRP1 | BLRR1 | BLRR2 | HRSG4
International Paper Riverdale Mill | 54096_G_GEN2 | 54096 | G | GEN2 |  | Non-Fossil Waste |  |  | Alabama |  | Dallas |  |  | 37.4 |  | 1985 | [33 empty] | International Paper Co-Riverdl | 100 | International Paper Co-Riverdl | 100 | Non-regulated | Dropped - Plant is identified as onsite because it is a net buyer of electricity in 2021 | 13BLR: BLRB2; 14BLR: BLRR2
International Paper Riverdale Mill | 54096_G_GEN3 | 54096 | G | GEN3 |  | Combined Cycle |  |  | Alabama |  | Dallas |  |  | 17 |  | 1994 | [33 empty] | International Paper Co-Riverdl | 100 | International Paper Co-Riverdl | 100 | Non-regulated | Dropped - Plant is identified as onsite because it is a net buyer of electricity in 2021 | BLRB1 | BLRB2 | BLRP1 | BLRR1 | BLRR2 | HRSG4
International Paper Riverdale Mill | 54096_G_GEN4 | 54096 | G | GEN4 |  | Combined Cycle |  |  | Alabama |  | Dallas |  |  | 38.2 |  | 1994 | [33 empty] | International Paper Co-Riverdl | 100 | International Paper Co-Riverdl | 100 | Non-regulated | Dropped - Plant is identified as onsite because it is a net buyer of electricity in 2021
International Paper Texarkana Mill | 54097_G_GEN1 | 54097 | G | GEN1 |  | Non-Fossil Waste |  |  | Texas |  | Cass |  |  | 25 |  | 1972 | [33 empty] | Graphic Packaging International - Texarkana | 100 | Graphic Packaging International - Texarkana | 100 | Non-regulated | Dropped - Plant is identified as onsite because it is a net buyer of electricity in 2021 | 13BLR: PB1; 14BLR: RB1
International Paper Texarkana Mill | 54097_G_GEN2 | 54097 | G | GEN2 |  | Non-Fossil Waste |  |  | Texas |  | Cass |  |  | 40 |  | 1977 | [33 empty] | Graphic Packaging International - Texarkana | 100 | Graphic Packaging International - Texarkana | 100 | Non-regulated | Dropped - Plant is identified as onsite because it is a net buyer of electricity in 2021 | 13BLR: PB2; 14BLR: RB2
Kaukauna Paper Mill | 54098_G_GEN1 | 54098 | G | GEN1 |  | Non-Fossil Waste |  |  | Wisconsin |  | Outagamie |  |  | 6 |  | 1951 | [33 empty] | Thilmany LLC | 100 | Thilmany LLC | 100 | Non-regulated | Dropped - Plant is identified as onsite because it is a net buyer of electricity in 2021 | 13BLR: B07; 14BLR: B08; 15BLR: B09; 16BLR: B10; 17BLR: B11
Kaukauna Paper Mill | 54098_G_GEN2 | 54098 | G | GEN2 |  | Non-Fossil Waste |  |  | Wisconsin |  | Outagamie |  |  | 11 |  | 1977 | [33 empty] | Thilmany LLC | 100 | Thilmany LLC | 100 | Non-regulated | Dropped - Plant is identified as onsite because it is a net buyer of electricity in 2021 | 13BLR: B07; 14BLR: B08; 15BLR: B09; 16BLR: B10; 17BLR: B11
Kaukauna Paper Mill | 54098_G_GEN3 | 54098 | G | GEN3 |  | Non-Fossil Waste |  |  | Wisconsin |  | Outagamie |  |  | 15.6 |  | 1962 | [33 empty] | Thilmany LLC | 100 | Thilmany LLC | 100 | Non-regulated | Dropped - Plant is identified as onsite because it is a net buyer of electricity in 2021 | 13BLR: B07; 14BLR: B08; 15BLR: B09; 16BLR: B10; 17BLR: B11
Kaukauna Paper Mill | 54098_G_GEN4 | 54098 | G | GEN4 |  | Coal Steam |  |  | Wisconsin |  | Outagamie |  |  | 12 |  | 1967 | [33 empty] | Thilmany LLC | 100 | Thilmany LLC | 100 | Non-regulated | Dropped - Plant is identified as onsite because it is a net buyer of electricity in 2021 | 13BLR: B11
Ticonderoga Mill | 54099_G_GEN1 | 54099 | G | GEN1 |  | O/G Steam |  |  | New York |  | Essex |  |  | 41 |  | 1970 | [33 empty] | Sylvamo North America LLC | 100 | Sylvamo North America LLC | 100 | Non-regulated | Dropped - Plant is identified as onsite because it is a net buyer of electricity in 2021 | 13BLR: PB1; 14BLR: RB1
International Paper Vicksburg Mill | 54100_G_GEN1 | 54100 | G | GEN1 |  | Non-Fossil Waste |  |  | Mississippi |  | Warren |  |  | 1.5 |  | 1967 | [33 empty] | International Paper Co-Vicksbg | 100 | International Paper Co-Vicksbg | 100 | Non-regulated | Dropped - Plant is identified as onsite because it is a net buyer of electricity in 2021 | 13BLR: N1BABO; 14BLR: N1REBO
International Paper Vicksburg Mill | 54100_G_GEN2 | 54100 | G | GEN2 |  | Non-Fossil Waste |  |  | Mississippi |  | Warren |  |  | 37 |  | 1967 | [33 empty] | International Paper Co-Vicksbg | 100 | International Paper Co-Vicksbg | 100 | Non-regulated | Dropped - Plant is identified as onsite because it is a net buyer of electricity in 2021 | 13BLR: N1BABO; 14BLR: N1REBO
Iowa State University | 54201_G_GEN3 | 54201 | G | GEN3 |  | O/G Steam |  |  | Iowa |  | Story |  |  | 13.3 |  | 1978 | [33 empty] | Iowa State University | 100 | Iowa State University | 100 | Non-regulated | Dropped - Plant is identified as onsite because it is a net buyer of electricity in 2021 | BLR1 | BLR10 | BLR2 | BLR3 | BLR4 | BLR5 | BLR8 | BLR9
Iowa State University | 54201_G_GEN5 | 54201 | G | GEN5 |  | O/G Steam |  |  | Iowa |  | Story |  |  | 11.5 |  | 1970 | [33 empty] | Iowa State University | 100 | Iowa State University | 100 | Non-regulated | Dropped - Plant is identified as onsite because it is a net buyer of electricity in 2021 | BLR1 | BLR10 | BLR2 | BLR3 | BLR4 | BLR5 | BLR8 | BLR9
Iowa State University | 54201_G_GEN6 | 54201 | G | GEN6 |  | O/G Steam |  |  | Iowa |  | Story |  |  | 15.1 |  | 2005 | [33 empty] | Iowa State University | 100 | Iowa State University | 100 | Non-regulated | Dropped - Plant is identified as onsite because it is a net buyer of electricity in 2021 | BLR1 | BLR10 | BLR2 | BLR3 | BLR4 | BLR5 | BLR8 | BLR9
Upper Androscoggin | 54202_G_1 | 54202 | G | 1 |  | Hydro |  |  | Maine |  | Androscoggin |  |  | 0.7 |  | 1920 | [33 empty] | Lewiston City of | 100 | Lewiston City of | 100 | Non-regulated | Dropped - Units whose status are "OS" or "RE" for the past 3 consecutive years
Upper Androscoggin | 54202_G_2 | 54202 | G | 2 |  | Hydro |  |  | Maine |  | Androscoggin |  |  | 0.5 |  | 1920 | [33 empty] | Lewiston City of | 100 | Lewiston City of | 100 | Non-regulated | Dropped - Units whose status are "OS" or "RE" for the past 3 consecutive years
Upper Androscoggin | 54202_G_3 | 54202 | G | 3 |  | Hydro |  |  | Maine |  | Androscoggin |  |  | 0.5 |  | 1920 | [33 empty] | Lewiston City of | 100 | Lewiston City of | 100 | Non-regulated | Dropped - Units whose status are "OS" or "RE" for the past 3 consecutive years
American Crystal Sugar Hillsboro | 54210_G_G1 | 54210 | G | G1 |  | Coal Steam |  |  | North Dakota |  | Traill |  |  | 13.3 |  | 1990 | [33 empty] | American Crystal Sugar Co | 100 | American Crystal Sugar Co | 100 | Non-regulated | Dropped - Plant is identified as onsite because it is a net buyer of electricity in 2021 | 13BLR: EUI1
American Crystal Sugar Moorhead | 54211_G_G1 | 54211 | G | G1 |  | Coal Steam |  |  | Minnesota |  | Clay |  |  | 3 |  | 1948 | [33 empty] | American Crystal Sugar Co | 100 | American Crystal Sugar Co | 100 | Non-regulated | Dropped - Plant is identified as onsite because it is a net buyer of electricity in 2021
American Crystal Sugar Moorhead | 54211_G_G2 | 54211 | G | G2 |  | Coal Steam |  |  | Minnesota |  | Clay |  |  | 2 |  | 1961 | [33 empty] | American Crystal Sugar Co | 100 | American Crystal Sugar Co | 100 | Non-regulated | Dropped - Plant is identified as onsite because it is a net buyer of electricity in 2021
American Crystal Sugar Crookston | 54212_G_G1 | 54212 | G | G1 |  | Coal Steam |  |  | Minnesota |  | Polk |  |  | 3.5 |  | 1954 | [33 empty] | American Crystal Sugar Co | 100 | American Crystal Sugar Co | 100 | Non-regulated | Dropped - Plant is identified as onsite because it is a net buyer of electricity in 2021
American Crystal Sugar Crookston | 54212_G_G2 | 54212 | G | G2 |  | Coal Steam |  |  | Minnesota |  | Polk |  |  | 3 |  | 1975 | [33 empty] | American Crystal Sugar Co | 100 | American Crystal Sugar Co | 100 | Non-regulated | Dropped - Plant is identified as onsite because it is a net buyer of electricity in 2021
American Crystal Sugar Drayton | 54213_G_G1 | 54213 | G | G1 |  | Coal Steam |  |  | North Dakota |  | Pembina |  |  | 6 |  | 1965 | [33 empty] | American Crystal Sugar Co | 100 | American Crystal Sugar Co | 100 | Non-regulated | Dropped - Plant is identified as onsite because it is a net buyer of electricity in 2021
American Crystal Sugar East Grand Forks | 54214_G_G1 | 54214 | G | G1 |  | Coal Steam |  |  | Minnesota |  | Polk |  |  | 2.5 |  | 1990 | [33 empty] | American Crystal Sugar Co | 100 | American Crystal Sugar Co | 100 | Non-regulated | Dropped - Plant is identified as onsite because it is a net buyer of electricity in 2021
American Crystal Sugar East Grand Forks | 54214_G_G2 | 54214 | G | G2 |  | Coal Steam |  |  | Minnesota |  | Polk |  |  | 5 |  | 1990 | [33 empty] | American Crystal Sugar Co | 100 | American Crystal Sugar Co | 100 | Non-regulated | Dropped - Plant is identified as onsite because it is a net buyer of electricity in 2021
U S Alliance Coosa Pines | 54216_G_GEN7 | 54216 | G | GEN7 |  | Non-Fossil Waste |  |  | Alabama |  | Talladega |  |  | 24.9 |  | 2007 | [33 empty] | Bowater Newport Coosa Pines Op | 100 | Bowater Newport Coosa Pines Op | 100 | Non-regulated | Dropped - Plant is identified as onsite because it is a net buyer of electricity in 2021 | AOW1 | AOW2 | AOW3 | AOW4 | PB1 | PB2 | REC3
Pfizer Groton Plant | 54236_G_GT-1 | 54236 | G | GT-1 |  | Combustion Turbine |  |  | Connecticut |  | New London |  |  | 9.5 |  | 2009 | [33 empty] | Pfizer Inc | 100 | Pfizer Inc | 100 | Non-regulated | Dropped - Plant is identified as onsite because it is a net buyer of electricity in 2021
Pfizer Groton Plant | 54236_G_TG 3 | 54236 | G | TG 3 |  | O/G Steam |  |  | Connecticut |  | New London |  |  | 10 |  | 1952 | [33 empty] | Pfizer Inc | 100 | Pfizer Inc | 100 | Non-regulated | Dropped - Plant is identified as onsite because it is a net buyer of electricity in 2021 | BLR1 | BLR2 | BLR3 | BLR4 | BLR5 | BLR8 | HRSG1
Pfizer Groton Plant | 54236_G_TG 4 | 54236 | G | TG 4 |  | O/G Steam |  |  | Connecticut |  | New London |  |  | 5 |  | 1994 | [33 empty] | Pfizer Inc | 100 | Pfizer Inc | 100 | Non-regulated | Dropped - Plant is identified as onsite because it is a net buyer of electricity in 2021 | BLR1 | BLR2 | BLR3 | BLR4 | BLR5 | BLR8 | HRSG1
Pfizer Groton Plant | 54236_G_TG5 | 54236 | G | TG5 |  | O/G Steam |  |  | Connecticut |  | New London |  |  | 7.5 |  | 2001 | [33 empty] | Pfizer Inc | 100 | Pfizer Inc | 100 | Non-regulated | Dropped - Plant is identified as onsite because it is a net buyer of electricity in 2021 | BLR1 | BLR2 | BLR3 | BLR4 | BLR5 | BLR8 | HRSG1
Louisiana Tech University Power Plant | 54240_G_TG3 | 54240 | G | TG3 |  | Combustion Turbine |  |  | Louisiana |  | Lincoln |  |  | 6.4 |  | 2004 | [33 empty] | Louisiana Tech University | 100 | Louisiana Tech University | 100 | Non-regulated | Dropped - Plant is identified as onsite because it is a net buyer of electricity in 2021
Newman (PA) | 54250_G_001 | 54250 | G | 001 |  | O/G Steam |  |  | Pennsylvania |  | Philadelphia |  |  | 1.8 |  | 1964 | [33 empty] | Newman & Co Inc | 100 | Newman & Co Inc | 100 | Non-regulated | Dropped - Plant is identified as onsite because it is a net buyer of electricity in 2021
Univ of NC Chapel Hill Cogen Facility | 54276_G_ES001 | 54276 | G | ES001 |  | Combustion Turbine |  |  | North Carolina |  | Orange |  |  | 1.8 |  | 2007 | [33 empty] | University of North Carolina | 100 | University of North Carolina | 100 | Non-regulated | Dropped - Plant is identified as onsite because it is a net buyer of electricity in 2021
Univ of NC Chapel Hill Cogen Facility | 54276_G_ES002 | 54276 | G | ES002 |  | Combustion Turbine |  |  | North Carolina |  | Orange |  |  | 1.8 |  | 2007 | [33 empty] | University of North Carolina | 100 | University of North Carolina | 100 | Non-regulated | Dropped - Plant is identified as onsite because it is a net buyer of electricity in 2021
Univ of NC Chapel Hill Cogen Facility | 54276_G_TG3 | 54276 | G | TG3 |  | Coal Steam |  |  | North Carolina |  | Orange |  |  | 28.7 |  | 1991 | [33 empty] | University of North Carolina | 100 | University of North Carolina | 100 | Non-regulated | Dropped - Plant is identified as onsite because it is a net buyer of electricity in 2021 | 13BLR: 6; 14BLR: 7
Interstate Paper LLC Riceboro | 54281_G_577A | 54281 | G | 577A |  | Non-Fossil Waste |  |  | Georgia |  | Liberty |  |  | 14.5 |  | 1968 | [33 empty] | Interstate Paper LLC | 100 | Interstate Paper LLC | 100 | Non-regulated | Dropped - Plant is identified as onsite because it is a net buyer of electricity in 2021 | 13BLR: MFB; 14BLR: POW; 15BLR: REC
Inforum | 54290_G_BUG1 | 54290 | G | BUG1 |  | Combustion Turbine |  |  | Georgia |  | Fulton |  |  | 1.3 |  | 1989 | [33 empty] | DCII-250 Williams Street NW, LLC | 100 | DCII-250 Williams Street NW, LLC | 100 | Non-regulated | Dropped - Plant is identified as onsite because it is a net buyer of electricity in 2021
Biola University Hybrid | 54296_G_BATT | 54296 | G | BATT |  | Energy Storage |  |  | California |  | Los Angeles |  |  | 0.3 |  | 2018 | [33 empty] | Biola University | 100 | Biola University | 100 | Non-regulated | Dropped - Plant is identified as onsite because it is a net buyer of electricity in 2021
Biola University Hybrid | 54296_G_EG3 | 54296 | G | EG3 |  | Combustion Turbine |  |  | California |  | Los Angeles |  |  | 1 |  | 2002 | [33 empty] | Biola University | 100 | Biola University | 100 | Non-regulated | Dropped - Plant is identified as onsite because it is a net buyer of electricity in 2021
CTV Power Purchase Contract Trust | 54300_G_SX1S | 54300 | G | SX1S |  | Onshore Wind |  |  | California |  | Kern |  |  | 0.1 |  | 1985 | [33 empty] | Coram Energy, LLC | 99.9 | Coram Energy, LLC | 99.9 | Non-regulated | Dropped - Units whose status are "OS" or "RE" for the past 3 consecutive years
Westward Seafoods | 54305_G_2 | 54305 | G | 2 |  | Combustion Turbine |  |  | Alaska |  | Aleutians West |  |  | 2.2 |  | 1991 | [33 empty] | Westward Seafoods Inc | 100 | Westward Seafoods Inc | 100 | Non-regulated | Dropped - in Alaska or in Hawaii or Puerto Rico
Westward Seafoods | 54305_G_3 | 54305 | G | 3 |  | Combustion Turbine |  |  | Alaska |  | Aleutians West |  |  | 2.2 |  | 1991 | [33 empty] | Westward Seafoods Inc | 100 | Westward Seafoods Inc | 100 | Non-regulated | Dropped - in Alaska or in Hawaii or Puerto Rico
Westward Seafoods | 54305_G_4 | 54305 | G | 4 |  | Combustion Turbine |  |  | Alaska |  | Aleutians West |  |  | 2.2 |  | 1991 | [33 empty] | Westward Seafoods Inc | 100 | Westward Seafoods Inc | 100 | Non-regulated | Dropped - in Alaska or in Hawaii or Puerto Rico
Archer Daniels Midland Southport | 54316_G_GEN1 | 54316 | G | GEN1 |  | Combustion Turbine |  |  | North Carolina |  | Brunswick |  |  | 15 |  | 1992 | [33 empty] | Archer Daniels Midland Co | 100 | Archer Daniels Midland Co | 100 | Non-regulated | Dropped - Plant is identified as onsite because it is a net buyer of electricity in 2021
Archer Daniels Midland Southport | 54316_G_GEN2 | 54316 | G | GEN2 |  | Combustion Turbine |  |  | North Carolina |  | Brunswick |  |  | 15 |  | 1992 | [33 empty] | Archer Daniels Midland Co | 100 | Archer Daniels Midland Co | 100 | Non-regulated | Dropped - Plant is identified as onsite because it is a net buyer of electricity in 2021
Archer Daniels Midland Southport | 54316_G_GEN3 | 54316 | G | GEN3 |  | Combustion Turbine |  |  | North Carolina |  | Brunswick |  |  | 15 |  | 1995 | [33 empty] | Archer Daniels Midland Co | 100 | Archer Daniels Midland Co | 100 | Non-regulated | Dropped - Plant is identified as onsite because it is a net buyer of electricity in 2021
General Chemical | 54318_G_TG1 | 54318 | G | TG1 |  | Coal Steam |  |  | Wyoming |  | Sweetwater |  |  | 15 |  | 1968 | [33 empty] | Tata Chemicals Partners | 100 | Tata Chemicals Partners | 100 | Non-regulated | Dropped - Plant is identified as onsite because it is a net buyer of electricity in 2021 | 13BLR: C; 14BLR: D; 15BLR: E
General Chemical | 54318_G_TG2 | 54318 | G | TG2 |  | Coal Steam |  |  | Wyoming |  | Sweetwater |  |  | 15 |  | 1977 | [33 empty] | Tata Chemicals Partners | 100 | Tata Chemicals Partners | 100 | Non-regulated | Dropped - Plant is identified as onsite because it is a net buyer of electricity in 2021 | 13BLR: C; 14BLR: D; 15BLR: E
CNN Center | 54323_G_D4_1 | 54323 | G | D4_1 |  | Combustion Turbine |  |  | Georgia |  | Fulton |  |  | 1.5 |  | 2001 | [33 empty] | RREF IV-P CP III Marietta Street LLC | 100 | RREF IV-P CP III Marietta Street LLC | 100 | Non-regulated | Dropped - Plant is identified as onsite because it is a net buyer of electricity in 2021
CNN Center | 54323_G_D4_2 | 54323 | G | D4_2 |  | Combustion Turbine |  |  | Georgia |  | Fulton |  |  | 2 |  | 2001 | [33 empty] | RREF IV-P CP III Marietta Street LLC | 100 | RREF IV-P CP III Marietta Street LLC | 100 | Non-regulated | Dropped - Plant is identified as onsite because it is a net buyer of electricity in 2021
CNN Center | 54323_G_D4_3 | 54323 | G | D4_3 |  | Combustion Turbine |  |  | Georgia |  | Fulton |  |  | 2 |  | 2003 | [33 empty] | RREF IV-P CP III Marietta Street LLC | 100 | RREF IV-P CP III Marietta Street LLC | 100 | Non-regulated | Dropped - Plant is identified as onsite because it is a net buyer of electricity in 2021
CNN Center | 54323_G_D5_1 | 54323 | G | D5_1 |  | Combustion Turbine |  |  | Georgia |  | Fulton |  |  | 2 |  | 2001 | [33 empty] | RREF IV-P CP III Marietta Street LLC | 100 | RREF IV-P CP III Marietta Street LLC | 100 | Non-regulated | Dropped - Plant is identified as onsite because it is a net buyer of electricity in 2021
CNN Center | 54323_G_D5_2 | 54323 | G | D5_2 |  | Combustion Turbine |  |  | Georgia |  | Fulton |  |  | 2 |  | 2003 | [33 empty] | RREF IV-P CP III Marietta Street LLC | 100 | RREF IV-P CP III Marietta Street LLC | 100 | Non-regulated | Dropped - Plant is identified as onsite because it is a net buyer of electricity in 2021
CNN Center | 54323_G_D5_3 | 54323 | G | D5_3 |  | Combustion Turbine |  |  | Georgia |  | Fulton |  |  | 2 |  | 2003 | [33 empty] | RREF IV-P CP III Marietta Street LLC | 100 | RREF IV-P CP III Marietta Street LLC | 100 | Non-regulated | Dropped - Plant is identified as onsite because it is a net buyer of electricity in 2021
CNN Center | 54323_G_DK2 | 54323 | G | DK2 |  | Combustion Turbine |  |  | Georgia |  | Fulton |  |  | 1.3 |  | 1986 | [33 empty] | RREF IV-P CP III Marietta Street LLC | 100 | RREF IV-P CP III Marietta Street LLC | 100 | Non-regulated | Dropped - Plant is identified as onsite because it is a net buyer of electricity in 2021
Westhollow Technology Center | 54330_G_1 | 54330 | G | 1 |  | Combustion Turbine |  |  | Texas |  | Harris |  |  | 3.7 |  | 1988 | [33 empty] | Shell Chemical LP | 100 | Shell Chemical LP | 100 | Non-regulated | Dropped - Plant is identified as onsite because it is a net buyer of electricity in 2021
Morton Salt Rittman | 54335_G_GEN2 | 54335 | G | GEN2 |  | O/G Steam |  |  | Ohio |  | Wayne |  |  | 2.5 |  | 2015 | [33 empty] | Morton Salt Inc | 100 | Morton Salt Inc | 100 | Non-regulated | Dropped - Plant is identified as onsite because it is a net buyer of electricity in 2021 | 13BLR: B002; 14BLR: B003; 15BLR: B004; 16BLR: B005; 17BLR: B006
Howard F Curren Advncd Wastewater Plant | 54347_G_1 | 54347 | G | 1 |  | Non-Fossil Waste |  |  | Florida |  | Hillsborough |  |  | 0.5 |  | 1986 | [33 empty] | Tampa Wastewater Department | 100 | Tampa Wastewater Department | 100 | Non-regulated | Dropped - Plant is identified as onsite because it is a net buyer of electricity in 2021
Howard F Curren Advncd Wastewater Plant | 54347_G_2 | 54347 | G | 2 |  | Non-Fossil Waste |  |  | Florida |  | Hillsborough |  |  | 0.5 |  | 1986 | [33 empty] | Tampa Wastewater Department | 100 | Tampa Wastewater Department | 100 | Non-regulated | Dropped - Plant is identified as onsite because it is a net buyer of electricity in 2021
Howard F Curren Advncd Wastewater Plant | 54347_G_3 | 54347 | G | 3 |  | Non-Fossil Waste |  |  | Florida |  | Hillsborough |  |  | 0.5 |  | 1986 | [33 empty] | Tampa Wastewater Department | 100 | Tampa Wastewater Department | 100 | Non-regulated | Dropped - Plant is identified as onsite because it is a net buyer of electricity in 2021
Howard F Curren Advncd Wastewater Plant | 54347_G_4 | 54347 | G | 4 |  | Non-Fossil Waste |  |  | Florida |  | Hillsborough |  |  | 0.5 |  | 1989 | [33 empty] | Tampa Wastewater Department | 100 | Tampa Wastewater Department | 100 | Non-regulated | Dropped - Plant is identified as onsite because it is a net buyer of electricity in 2021
Howard F Curren Advncd Wastewater Plant | 54347_G_5 | 54347 | G | 5 |  | Non-Fossil Waste |  |  | Florida |  | Hillsborough |  |  | 0.5 |  | 1989 | [33 empty] | Tampa Wastewater Department | 100 | Tampa Wastewater Department | 100 | Non-regulated | Dropped - Plant is identified as onsite because it is a net buyer of electricity in 2021
Nevada Cogen Assoc#1 GarnetVly | 54350_G_GTA | 54350 | G | GTA | NA | Combined Cycle |  |  | Nevada |  | Clark |  |  | 20.5 |  | 1992 | [33 empty] | NSG New Nevada Holdings LLC | 50 | NSG New Nevada Holdings LLC | 50 | Non-regulated | Dropped - Lack of model plants
Nevada Cogen Assoc#1 GarnetVly | 54350_G_GTB | 54350 | G | GTB | NA | Combined Cycle |  |  | Nevada |  | Clark |  |  | 20.5 |  | 1992 | [33 empty] | NSG New Nevada Holdings LLC | 50 | NSG New Nevada Holdings LLC | 50 | Non-regulated | Dropped - Lack of model plants
Nevada Cogen Assoc#1 GarnetVly | 54350_G_GTC | 54350 | G | GTC | NA | Combined Cycle |  |  | Nevada |  | Clark |  |  | 20.5 |  | 1992 | [33 empty] | NSG New Nevada Holdings LLC | 50 | NSG New Nevada Holdings LLC | 50 | Non-regulated | Dropped - Lack of model plants
Nevada Cogen Assoc#1 GarnetVly | 54350_G_STM | 54350 | G | STM | NA | Combined Cycle |  |  | Nevada |  | Clark |  |  | 24 |  | 1992 | [33 empty] | NSG New Nevada Holdings LLC | 50 | NSG New Nevada Holdings LLC | 50 | Non-regulated | Dropped - Lack of model plants
Graphic Packaging International Augusta Mill | 54358_G_1 | 54358 | G | 1 |  | Biomass |  |  | Georgia |  | Richmond |  |  | 25.3 |  | 1960 | [33 empty] | Clearwater Paper Corporation - Augusta | 100 | Clearwater Paper Corporation - Augusta | 100 | Non-regulated | Dropped - Plant is identified as onsite because it is a net buyer of electricity in 2021 | 13BLR: PB1; 14BLR: PB2; 15BLR: PB3; 16BLR: RB2; 17BLR: RB3
Graphic Packaging International Augusta Mill | 54358_G_2 | 54358 | G | 2 |  | O/G Steam |  |  | Georgia |  | Richmond |  |  | 36.5 |  | 1965 | [33 empty] | Clearwater Paper Corporation - Augusta | 100 | Clearwater Paper Corporation - Augusta | 100 | Non-regulated | Dropped - Plant is identified as onsite because it is a net buyer of electricity in 2021 | 13BLR: PB1; 14BLR: PB2; 15BLR: PB3; 16BLR: RB2; 17BLR: RB3
Graphic Packaging International Augusta Mill | 54358_G_3 | 54358 | G | 3 |  | Biomass |  |  | Georgia |  | Richmond |  |  | 17.5 |  | 1965 | [33 empty] | Clearwater Paper Corporation - Augusta | 100 | Clearwater Paper Corporation - Augusta | 100 | Non-regulated | Dropped - Plant is identified as onsite because it is a net buyer of electricity in 2021 | 13BLR: PB1; 14BLR: PB2; 15BLR: PB3; 16BLR: RB2; 17BLR: RB3
Fuyao Glass Illinois Inc. | 54360_G_PORT | 54360 | G | PORT |  | Combustion Turbine |  |  | Illinois |  | Macon |  |  | 0.7 |  | 1980 | [33 empty] | Fuyao Glass Illinois, Inc | 100 | Fuyao Glass Illinois, Inc | 100 | Non-regulated | Dropped - Plant is identified as onsite because it is a net buyer of electricity in 2021
Fuyao Glass Illinois Inc. | 54360_G_TK1 | 54360 | G | TK1 |  | Combustion Turbine |  |  | Illinois |  | Macon |  |  | 2 |  | 1980 | [33 empty] | Fuyao Glass Illinois, Inc | 100 | Fuyao Glass Illinois, Inc | 100 | Non-regulated | Dropped - Plant is identified as onsite because it is a net buyer of electricity in 2021
Fuyao Glass Illinois Inc. | 54360_G_TK2 | 54360 | G | TK2 |  | Combustion Turbine |  |  | Illinois |  | Macon |  |  | 2 |  | 1980 | [33 empty] | Fuyao Glass Illinois, Inc | 100 | Fuyao Glass Illinois, Inc | 100 | Non-regulated | Dropped - Plant is identified as onsite because it is a net buyer of electricity in 2021
Shelby, NC | 54363_G_GEN2 | 54363 | G | GEN2 |  | Combustion Turbine |  |  | North Carolina |  | Cleveland |  |  | 0.6 |  | 1972 | [33 empty] | Electric Glass Fiber America, LLC. | 100 | Electric Glass Fiber America, LLC. | 100 | Non-regulated | Dropped - Plant is identified as onsite because it is a net buyer of electricity in 2021
Shelby, NC | 54363_G_GEN3 | 54363 | G | GEN3 |  | Combustion Turbine |  |  | North Carolina |  | Cleveland |  |  | 0.6 |  | 1972 | [33 empty] | Electric Glass Fiber America, LLC. | 100 | Electric Glass Fiber America, LLC. | 100 | Non-regulated | Dropped - Plant is identified as onsite because it is a net buyer of electricity in 2021
Shelby, NC | 54363_G_GEN4 | 54363 | G | GEN4 |  | Combustion Turbine |  |  | North Carolina |  | Cleveland |  |  | 0.8 |  | 1972 | [33 empty] | Electric Glass Fiber America, LLC. | 100 | Electric Glass Fiber America, LLC. | 100 | Non-regulated | Dropped - Plant is identified as onsite because it is a net buyer of electricity in 2021
Shelby, NC | 54363_G_GEN5 | 54363 | G | GEN5 |  | Combustion Turbine |  |  | North Carolina |  | Cleveland |  |  | 0.8 |  | 1972 | [33 empty] | Electric Glass Fiber America, LLC. | 100 | Electric Glass Fiber America, LLC. | 100 | Non-regulated | Dropped - Plant is identified as onsite because it is a net buyer of electricity in 2021
Works 4 | 54364_G_L1G | 54364 | G | L1G |  | Combustion Turbine |  |  | Texas |  | Wichita |  |  | 2 |  | 1975 | [33 empty] | Vitro Architectural Glass | 100 | Vitro Architectural Glass | 100 | Non-regulated | Dropped - Plant is identified as onsite because it is a net buyer of electricity in 2021
Works 4 | 54364_G_L1PG | 54364 | G | L1PG |  | Combustion Turbine |  |  | Texas |  | Wichita |  |  | 0.9 |  | 1980 | [33 empty] | Vitro Architectural Glass | 100 | Vitro Architectural Glass | 100 | Non-regulated | Dropped - Plant is identified as onsite because it is a net buyer of electricity in 2021
Works 4 | 54364_G_L2G | 54364 | G | L2G |  | Combustion Turbine |  |  | Texas |  | Wichita |  |  | 2 |  | 1974 | [33 empty] | Vitro Architectural Glass | 100 | Vitro Architectural Glass | 100 | Non-regulated | Dropped - Plant is identified as onsite because it is a net buyer of electricity in 2021
Sinclair Oil Refinery | 54374_G_NO2 | 54374 | G | NO2 |  | Fossil Waste |  |  | Wyoming |  | Carbon |  |  | 0.4 |  | 1925 | [33 empty] | HF Sinclair Parco Refining LLC | 100 | HF Sinclair Parco Refining LLC | 100 | Non-regulated | Dropped - Plant is identified as onsite because it is a net buyer of electricity in 2021
Sinclair Oil Refinery | 54374_G_NO3 | 54374 | G | NO3 |  | Fossil Waste |  |  | Wyoming |  | Carbon |  |  | 1.3 |  | 1954 | [33 empty] | HF Sinclair Parco Refining LLC | 100 | HF Sinclair Parco Refining LLC | 100 | Non-regulated | Dropped - Plant is identified as onsite because it is a net buyer of electricity in 2021
Sinclair Oil Refinery | 54374_G_NO5 | 54374 | G | NO5 |  | Combustion Turbine |  |  | Wyoming |  | Carbon |  |  | 1.1 |  | 1955 | [33 empty] | HF Sinclair Parco Refining LLC | 100 | HF Sinclair Parco Refining LLC | 100 | Non-regulated | Dropped - Plant is identified as onsite because it is a net buyer of electricity in 2021
Dartmouth College Heating Plant | 54409_G_GEN1 | 54409 | G | GEN1 |  | O/G Steam |  |  | New Hampshire |  | Grafton |  |  | 2 |  | 1970 | [33 empty] | Dartmouth College | 100 | Dartmouth College | 100 | Non-regulated | Dropped - Plant is identified as onsite because it is a net buyer of electricity in 2021
Dartmouth College Heating Plant | 54409_G_GEN2 | 54409 | G | GEN2 |  | O/G Steam |  |  | New Hampshire |  | Grafton |  |  | 2 |  | 1970 | [33 empty] | Dartmouth College | 100 | Dartmouth College | 100 | Non-regulated | Dropped - Plant is identified as onsite because it is a net buyer of electricity in 2021
Dartmouth College Heating Plant | 54409_G_GEN3 | 54409 | G | GEN3 |  | O/G Steam |  |  | New Hampshire |  | Grafton |  |  | 3 |  | 1992 | [33 empty] | Dartmouth College | 100 | Dartmouth College | 100 | Non-regulated | Dropped - Plant is identified as onsite because it is a net buyer of electricity in 2021
John Deere Dubuque Works | 54414_G_GE10 | 54414 | G | GE10 |  | Combustion Turbine |  |  | Iowa |  | Dubuque |  |  | 1.4 |  | 1994 | [33 empty] | John Deere Dubuque Works | 100 | John Deere Dubuque Works | 100 | Non-regulated | Dropped - Plant is identified as onsite because it is a net buyer of electricity in 2021
John Deere Dubuque Works | 54414_G_GEN5 | 54414 | G | GEN5 |  | Combustion Turbine |  |  | Iowa |  | Dubuque |  |  | 1.4 |  | 1994 | [33 empty] | John Deere Dubuque Works | 100 | John Deere Dubuque Works | 100 | Non-regulated | Dropped - Plant is identified as onsite because it is a net buyer of electricity in 2021
John Deere Dubuque Works | 54414_G_GEN6 | 54414 | G | GEN6 |  | Combustion Turbine |  |  | Iowa |  | Dubuque |  |  | 1.4 |  | 1994 | [33 empty] | John Deere Dubuque Works | 100 | John Deere Dubuque Works | 100 | Non-regulated | Dropped - Plant is identified as onsite because it is a net buyer of electricity in 2021
John Deere Dubuque Works | 54414_G_GEN7 | 54414 | G | GEN7 |  | Combustion Turbine |  |  | Iowa |  | Dubuque |  |  | 1.4 |  | 1994 | [33 empty] | John Deere Dubuque Works | 100 | John Deere Dubuque Works | 100 | Non-regulated | Dropped - Plant is identified as onsite because it is a net buyer of electricity in 2021
John Deere Dubuque Works | 54414_G_GEN8 | 54414 | G | GEN8 |  | Combustion Turbine |  |  | Iowa |  | Dubuque |  |  | 1.4 |  | 1994 | [33 empty] | John Deere Dubuque Works | 100 | John Deere Dubuque Works | 100 | Non-regulated | Dropped - Plant is identified as onsite because it is a net buyer of electricity in 2021
John Deere Dubuque Works | 54414_G_GEN9 | 54414 | G | GEN9 |  | Combustion Turbine |  |  | Iowa |  | Dubuque |  |  | 1.4 |  | 1994 | [33 empty] | John Deere Dubuque Works | 100 | John Deere Dubuque Works | 100 | Non-regulated | Dropped - Plant is identified as onsite because it is a net buyer of electricity in 2021
Unisea G 2 | 54422_G_CAT4 | 54422 | G | CAT4 |  | Combustion Turbine |  |  | Alaska |  | Aleutians West |  |  | 1 |  | 2012 | [33 empty] | Unisea Inc | 100 | Unisea Inc | 100 | Non-regulated | Dropped - in Alaska or in Hawaii or Puerto Rico
Unisea G 2 | 54422_G_CAT5 | 54422 | G | CAT5 |  | Combustion Turbine |  |  | Alaska |  | Aleutians West |  |  | 1 |  | 2012 | [33 empty] | Unisea Inc | 100 | Unisea Inc | 100 | Non-regulated | Dropped - in Alaska or in Hawaii or Puerto Rico
Unisea G 2 | 54422_G_GEN1 | 54422 | G | GEN1 |  | Combustion Turbine |  |  | Alaska |  | Aleutians West |  |  | 2.2 |  | 1990 | [33 empty] | Unisea Inc | 100 | Unisea Inc | 100 | Non-regulated | Dropped - in Alaska or in Hawaii or Puerto Rico
Unisea G 2 | 54422_G_GEN2 | 54422 | G | GEN2 |  | Combustion Turbine |  |  | Alaska |  | Aleutians West |  |  | 2.3 |  | 1990 | [33 empty] | Unisea Inc | 100 | Unisea Inc | 100 | Non-regulated | Dropped - in Alaska or in Hawaii or Puerto Rico
Unisea G 2 | 54422_G_GEN3 | 54422 | G | GEN3 |  | Combustion Turbine |  |  | Alaska |  | Aleutians West |  |  | 2.3 |  | 1990 | [33 empty] | Unisea Inc | 100 | Unisea Inc | 100 | Non-regulated | Dropped - in Alaska or in Hawaii or Puerto Rico
Unisea G 2 | 54422_G_GEN4 | 54422 | G | GEN4 |  | Combustion Turbine |  |  | Alaska |  | Aleutians West |  |  | 2.2 |  | 1990 | [33 empty] | Unisea Inc | 100 | Unisea Inc | 100 | Non-regulated | Dropped - in Alaska or in Hawaii or Puerto Rico
Unisea G 2 | 54422_G_GEN5 | 54422 | G | GEN5 |  | Combustion Turbine |  |  | Alaska |  | Aleutians West |  |  | 2.3 |  | 1990 | [33 empty] | Unisea Inc | 100 | Unisea Inc | 100 | Non-regulated | Dropped - in Alaska or in Hawaii or Puerto Rico
Unisea G 2 | 54422_G_GEN6 | 54422 | G | GEN6 |  | Combustion Turbine |  |  | Alaska |  | Aleutians West |  |  | 2.2 |  | 1990 | [33 empty] | Unisea Inc | 100 | Unisea Inc | 100 | Non-regulated | Dropped - in Alaska or in Hawaii or Puerto Rico
Gaylord Container Bogalusa | 54427_G_NO10 | 54427 | G | NO10 |  | Non-Fossil Waste |  |  | Louisiana |  | Washington |  |  | 34.4 |  | 1999 | [33 empty] | Temple-Inland Corp | 100 | Temple-Inland Corp | 100 | Non-regulated | Dropped - Plant is identified as onsite because it is a net buyer of electricity in 2021 | 13BLR: 10C; 14BLR: 12; 15BLR: 20; 16BLR: 21
Gaylord Container Bogalusa | 54427_G_NO8 | 54427 | G | NO8 |  | Non-Fossil Waste |  |  | Louisiana |  | Washington |  |  | 22.5 |  | 1981 | [33 empty] | Temple-Inland Corp | 100 | Temple-Inland Corp | 100 | Non-regulated | Dropped - Plant is identified as onsite because it is a net buyer of electricity in 2021 | 13BLR: 10C; 14BLR: 12; 15BLR: 20; 16BLR: 21
Gaylord Container Bogalusa | 54427_G_NO9 | 54427 | G | NO9 |  | Non-Fossil Waste |  |  | Louisiana |  | Washington |  |  | 34.9 |  | 1979 | [33 empty] | Temple-Inland Corp | 100 | Temple-Inland Corp | 100 | Non-regulated | Dropped - Plant is identified as onsite because it is a net buyer of electricity in 2021 | 13BLR: 10C; 14BLR: 12; 15BLR: 20; 16BLR: 21
Los Angeles Refinery Wilmington | 54451_G_G2 | 54451 | G | G2 |  | Fossil Waste |  |  | California |  | Los Angeles |  |  | 50 |  | 1988 | [33 empty] | Phillips 66 - Los Angeles | 100 | Phillips 66 - Los Angeles | 100 | Non-regulated | Dropped - Plant is identified as onsite because it is a net buyer of electricity in 2021
Agrium Kenai Nitrogen Operations | 54452_G_744A | 54452 | G | 744A |  | Combustion Turbine |  |  | Alaska |  | Kenai Peninsula |  |  | 2.5 |  | 1977 | [33 empty] | Nutrien US LLC | 100 | Nutrien US LLC | 100 | Non-regulated | Dropped - in Alaska or in Hawaii or Puerto Rico
Agrium Kenai Nitrogen Operations | 54452_G_744B | 54452 | G | 744B |  | Combustion Turbine |  |  | Alaska |  | Kenai Peninsula |  |  | 2.5 |  | 1977 | [33 empty] | Nutrien US LLC | 100 | Nutrien US LLC | 100 | Non-regulated | Dropped - in Alaska or in Hawaii or Puerto Rico
Agrium Kenai Nitrogen Operations | 54452_G_744C | 54452 | G | 744C |  | Combustion Turbine |  |  | Alaska |  | Kenai Peninsula |  |  | 2.5 |  | 1977 | [33 empty] | Nutrien US LLC | 100 | Nutrien US LLC | 100 | Non-regulated | Dropped - in Alaska or in Hawaii or Puerto Rico
Agrium Kenai Nitrogen Operations | 54452_G_744D | 54452 | G | 744D |  | Combustion Turbine |  |  | Alaska |  | Kenai Peninsula |  |  | 2.5 |  | 1977 | [33 empty] | Nutrien US LLC | 100 | Nutrien US LLC | 100 | Non-regulated | Dropped - in Alaska or in Hawaii or Puerto Rico
Agrium Kenai Nitrogen Operations | 54452_G_744E | 54452 | G | 744E |  | Combustion Turbine |  |  | Alaska |  | Kenai Peninsula |  |  | 2.5 |  | 1977 | [33 empty] | Nutrien US LLC | 100 | Nutrien US LLC | 100 | Non-regulated | Dropped - in Alaska or in Hawaii or Puerto Rico
Simplot Phosphates | 54472_G_GEN1 | 54472 | G | GEN1 |  | Energy Storage |  |  | Wyoming |  | Sweetwater |  |  | 11.5 |  | 1986 | [33 empty] | Simplot Phosphates LLC | 100 | Simplot Phosphates LLC | 100 | Non-regulated | Dropped - Plant is identified as onsite because it is a net buyer of electricity in 2021 | 13BLR: AUX; 14BLR: LURGI; 15BLR: MECS; 16BLR: ZURN
Oroville Cogeneration LP | 54477_G_GEN1 | 54477 | G | GEN1 | NA | Combustion Turbine |  |  | California |  | Butte |  |  | 1.1 |  | 1990 | [33 empty] | Apex Power Generation Corp. | 100 | Apex Power Generation Corp. | 100 | Non-regulated | Dropped - Lack of model plants
Oroville Cogeneration LP | 54477_G_GEN2 | 54477 | G | GEN2 | NA | Combustion Turbine |  |  | California |  | Butte |  |  | 1.1 |  | 1990 | [33 empty] | Apex Power Generation Corp. | 100 | Apex Power Generation Corp. | 100 | Non-regulated | Dropped - Lack of model plants
Oroville Cogeneration LP | 54477_G_GEN3 | 54477 | G | GEN3 | NA | Combustion Turbine |  |  | California |  | Butte |  |  | 1.1 |  | 1990 | [33 empty] | Apex Power Generation Corp. | 100 | Apex Power Generation Corp. | 100 | Non-regulated | Dropped - Lack of model plants
Oroville Cogeneration LP | 54477_G_GEN4 | 54477 | G | GEN4 | NA | Combustion Turbine |  |  | California |  | Butte |  |  | 1.1 |  | 1990 | [33 empty] | Apex Power Generation Corp. | 100 | Apex Power Generation Corp. | 100 | Non-regulated | Dropped - Lack of model plants
Oroville Cogeneration LP | 54477_G_GEN5 | 54477 | G | GEN5 | NA | Combustion Turbine |  |  | California |  | Butte |  |  | 1.1 |  | 1990 | [33 empty] | Apex Power Generation Corp. | 100 | Apex Power Generation Corp. | 100 | Non-regulated | Dropped - Lack of model plants
Oroville Cogeneration LP | 54477_G_GEN6 | 54477 | G | GEN6 | NA | Combustion Turbine |  |  | California |  | Butte |  |  | 1.1 |  | 1990 | [33 empty] | Apex Power Generation Corp. | 100 | Apex Power Generation Corp. | 100 | Non-regulated | Dropped - Lack of model plants
Oroville Cogeneration LP | 54477_G_GEN7 | 54477 | G | GEN7 | NA | Combustion Turbine |  |  | California |  | Butte |  |  | 1.1 |  | 1990 | [33 empty] | Apex Power Generation Corp. | 100 | Apex Power Generation Corp. | 100 | Non-regulated | Dropped - Lack of model plants
Domino Sugar Arabi Plant | 54512_G_TG1 | 54512 | G | TG1 |  | O/G Steam |  |  | Louisiana |  | St Bernard |  |  | 3.4 |  | 1949 | [33 empty] | American Sugar Refining Inc. | 100 | American Sugar Refining Inc. | 100 | Non-regulated | Dropped - Plant is identified as onsite because it is a net buyer of electricity in 2021 | 1 | 2 | 3 | 4 | 5 | 6 | 7
Domino Sugar Arabi Plant | 54512_G_TG2 | 54512 | G | TG2 |  | O/G Steam |  |  | Louisiana |  | St Bernard |  |  | 2.3 |  | 2003 | [33 empty] | American Sugar Refining Inc. | 100 | American Sugar Refining Inc. | 100 | Non-regulated | Dropped - Plant is identified as onsite because it is a net buyer of electricity in 2021 | 1 | 2 | 3 | 4 | 5 | 6 | 7
Domino Sugar Arabi Plant | 54512_G_TG3 | 54512 | G | TG3 |  | O/G Steam |  |  | Louisiana |  | St Bernard |  |  | 2 |  | 1949 | [33 empty] | American Sugar Refining Inc. | 100 | American Sugar Refining Inc. | 100 | Non-regulated | Dropped - Plant is identified as onsite because it is a net buyer of electricity in 2021 | 1 | 2 | 3 | 4 | 5 | 6 | 7
WestRock (IL) | 54513_G_E-1 | 54513 | G | E-1 |  | Combustion Turbine |  |  | Illinois |  | Kane |  |  | 0.7 |  | 1992 | [33 empty] | WestRock (IL) | 100 | WestRock (IL) | 100 | Non-regulated | Dropped - Plant is identified as onsite because it is a net buyer of electricity in 2021
WestRock (IL) | 54513_G_E2-A | 54513 | G | E2-A |  | Combustion Turbine |  |  | Illinois |  | Kane |  |  | 0.7 |  | 1992 | [33 empty] | WestRock (IL) | 100 | WestRock (IL) | 100 | Non-regulated | Dropped - Plant is identified as onsite because it is a net buyer of electricity in 2021
WestRock (IL) | 54513_G_E2-B | 54513 | G | E2-B |  | Combustion Turbine |  |  | Illinois |  | Kane |  |  | 0.7 |  | 1992 | [33 empty] | WestRock (IL) | 100 | WestRock (IL) | 100 | Non-regulated | Dropped - Plant is identified as onsite because it is a net buyer of electricity in 2021
WestRock (IL) | 54513_G_E3 | 54513 | G | E3 |  | Combustion Turbine |  |  | Illinois |  | Kane |  |  | 0.8 |  | 1992 | [33 empty] | WestRock (IL) | 100 | WestRock (IL) | 100 | Non-regulated | Dropped - Plant is identified as onsite because it is a net buyer of electricity in 2021
Village Creek Water Reclamation Facility | 54520_G_SD1 | 54520 | G | SD1 |  | Combustion Turbine |  |  | Texas |  | Tarrant |  |  | 0.9 |  | 1994 | [33 empty] | Ft Worth City of | 100 | Ft Worth City of | 100 | Non-regulated | Dropped - Plant is identified as onsite because it is a net buyer of electricity in 2021
Village Creek Water Reclamation Facility | 54520_G_SD2 | 54520 | G | SD2 |  | Combustion Turbine |  |  | Texas |  | Tarrant |  |  | 0.9 |  | 1994 | [33 empty] | Ft Worth City of | 100 | Ft Worth City of | 100 | Non-regulated | Dropped - Plant is identified as onsite because it is a net buyer of electricity in 2021
Village Creek Water Reclamation Facility | 54520_G_TG1 | 54520 | G | TG1 |  | Combustion Turbine |  |  | Texas |  | Tarrant |  |  | 4.2 |  | 2001 | [33 empty] | Ft Worth City of | 100 | Ft Worth City of | 100 | Non-regulated | Dropped - Plant is identified as onsite because it is a net buyer of electricity in 2021
Village Creek Water Reclamation Facility | 54520_G_TG2 | 54520 | G | TG2 |  | Combustion Turbine |  |  | Texas |  | Tarrant |  |  | 4.2 |  | 2001 | [33 empty] | Ft Worth City of | 100 | Ft Worth City of | 100 | Non-regulated | Dropped - Plant is identified as onsite because it is a net buyer of electricity in 2021
Hoffer Plastics | 54523_G_GEN1 | 54523 | G | GEN1 |  | Combustion Turbine |  |  | Illinois |  | Kane |  |  | 0.8 |  | 1992 | [33 empty] | Hoffer Plastics | 100 | Hoffer Plastics | 100 | Non-regulated | Dropped - Plant is identified as onsite because it is a net buyer of electricity in 2021
Hoffer Plastics | 54523_G_GEN2 | 54523 | G | GEN2 |  | Combustion Turbine |  |  | Illinois |  | Kane |  |  | 0.8 |  | 1992 | [33 empty] | Hoffer Plastics | 100 | Hoffer Plastics | 100 | Non-regulated | Dropped - Plant is identified as onsite because it is a net buyer of electricity in 2021
Hoffer Plastics | 54523_G_GEN3 | 54523 | G | GEN3 |  | Combustion Turbine |  |  | Illinois |  | Kane |  |  | 0.8 |  | 1992 | [33 empty] | Hoffer Plastics | 100 | Hoffer Plastics | 100 | Non-regulated | Dropped - Plant is identified as onsite because it is a net buyer of electricity in 2021
Hoffer Plastics | 54523_G_GEN4 | 54523 | G | GEN4 |  | Combustion Turbine |  |  | Illinois |  | Kane |  |  | 0.8 |  | 1992 | [33 empty] | Hoffer Plastics | 100 | Hoffer Plastics | 100 | Non-regulated | Dropped - Plant is identified as onsite because it is a net buyer of electricity in 2021
Hoffer Plastics | 54523_G_GEN5 | 54523 | G | GEN5 |  | Combustion Turbine |  |  | Illinois |  | Kane |  |  | 0.8 |  | 1992 | [33 empty] | Hoffer Plastics | 100 | Hoffer Plastics | 100 | Non-regulated | Dropped - Plant is identified as onsite because it is a net buyer of electricity in 2021
Hoffer Plastics | 54523_G_GEN6 | 54523 | G | GEN6 |  | Combustion Turbine |  |  | Illinois |  | Kane |  |  | 0.8 |  | 1992 | [33 empty] | Hoffer Plastics | 100 | Hoffer Plastics | 100 | Non-regulated | Dropped - Plant is identified as onsite because it is a net buyer of electricity in 2021
Hoffer Plastics | 54523_G_GEN7 | 54523 | G | GEN7 |  | Combustion Turbine |  |  | Illinois |  | Kane |  |  | 0.8 |  | 1992 | [33 empty] | Hoffer Plastics | 100 | Hoffer Plastics | 100 | Non-regulated | Dropped - Plant is identified as onsite because it is a net buyer of electricity in 2021
Hoffer Plastics | 54523_G_GEN8 | 54523 | G | GEN8 |  | Combustion Turbine |  |  | Illinois |  | Kane |  |  | 0.8 |  | 1992 | [33 empty] | Hoffer Plastics | 100 | Hoffer Plastics | 100 | Non-regulated | Dropped - Plant is identified as onsite because it is a net buyer of electricity in 2021
Hoffer Plastics | 54523_G_GEN9 | 54523 | G | GEN9 |  | Combustion Turbine |  |  | Illinois |  | Kane |  |  | 0.8 |  | 1995 | [33 empty] | Hoffer Plastics | 100 | Hoffer Plastics | 100 | Non-regulated | Dropped - Plant is identified as onsite because it is a net buyer of electricity in 2021
Southern Minnesota Beet Sugar | 54533_G_0001 | 54533 | G | 0001 |  | Coal Steam |  |  | Minnesota |  | Renville |  |  | 7.5 |  | 1976 | [33 empty] | Southern Minnesota Beet Sugar | 100 | Southern Minnesota Beet Sugar | 100 | Non-regulated | Dropped - Plant is identified as onsite because it is a net buyer of electricity in 2021
Charter Dura-Bar | 54540_G_1A | 54540 | G | 1A |  | Combustion Turbine |  |  | Illinois |  | McHenry |  |  | 0.9 |  | 1992 | [33 empty] | Wells Manufacturing Co | 100 | Wells Manufacturing Co | 100 | Non-regulated | Dropped - Plant is identified as onsite because it is a net buyer of electricity in 2021
Charter Dura-Bar | 54540_G_1B | 54540 | G | 1B |  | Combustion Turbine |  |  | Illinois |  | McHenry |  |  | 0.9 |  | 1992 | [33 empty] | Wells Manufacturing Co | 100 | Wells Manufacturing Co | 100 | Non-regulated | Dropped - Plant is identified as onsite because it is a net buyer of electricity in 2021
Charter Dura-Bar | 54540_G_2A | 54540 | G | 2A |  | Combustion Turbine |  |  | Illinois |  | McHenry |  |  | 0.9 |  | 1992 | [33 empty] | Wells Manufacturing Co | 100 | Wells Manufacturing Co | 100 | Non-regulated | Dropped - Plant is identified as onsite because it is a net buyer of electricity in 2021
Charter Dura-Bar | 54540_G_2B | 54540 | G | 2B |  | Combustion Turbine |  |  | Illinois |  | McHenry |  |  | 0.9 |  | 1992 | [33 empty] | Wells Manufacturing Co | 100 | Wells Manufacturing Co | 100 | Non-regulated | Dropped - Plant is identified as onsite because it is a net buyer of electricity in 2021
Charter Dura-Bar | 54540_G_3A | 54540 | G | 3A |  | Combustion Turbine |  |  | Illinois |  | McHenry |  |  | 0.9 |  | 1992 | [33 empty] | Wells Manufacturing Co | 100 | Wells Manufacturing Co | 100 | Non-regulated | Dropped - Plant is identified as onsite because it is a net buyer of electricity in 2021
Charter Dura-Bar | 54540_G_3B | 54540 | G | 3B |  | Combustion Turbine |  |  | Illinois |  | McHenry |  |  | 0.9 |  | 1992 | [33 empty] | Wells Manufacturing Co | 100 | Wells Manufacturing Co | 100 | Non-regulated | Dropped - Plant is identified as onsite because it is a net buyer of electricity in 2021
YKK USA Chestney | 54566_G_BWP1 | 54566 | G | BWP1 |  | Combustion Turbine |  |  | Georgia |  | Bibb |  |  | 0.5 |  | 1996 | [33 empty] | YKK USA Inc | 100 | YKK USA Inc | 100 | Non-regulated | Dropped - Plant is identified as onsite because it is a net buyer of electricity in 2021
YKK USA Chestney | 54566_G_SEV1 | 54566 | G | SEV1 |  | Combustion Turbine |  |  | Georgia |  | Bibb |  |  | 0.3 |  | 2015 | [33 empty] | YKK USA Inc | 100 | YKK USA Inc | 100 | Non-regulated | Dropped - Plant is identified as onsite because it is a net buyer of electricity in 2021
YKK USA Chestney | 54566_G_SLD1 | 54566 | G | SLD1 |  | Combustion Turbine |  |  | Georgia |  | Bibb |  |  | 0.5 |  | 1992 | [33 empty] | YKK USA Inc | 100 | YKK USA Inc | 100 | Non-regulated | Dropped - Plant is identified as onsite because it is a net buyer of electricity in 2021
Bayville Central Facility | 54569_G_COG1 | 54569 | G | COG1 |  | Non-Fossil Waste |  |  | New Jersey |  | Ocean |  |  | 0.3 |  | 1988 | [33 empty] | Ocean County Utilities Auth | 100 | Ocean County Utilities Auth | 100 | Non-regulated | Dropped - Plant is identified as onsite because it is a net buyer of electricity in 2021
Bayville Central Facility | 54569_G_COG2 | 54569 | G | COG2 |  | Non-Fossil Waste |  |  | New Jersey |  | Ocean |  |  | 0.3 |  | 1988 | [33 empty] | Ocean County Utilities Auth | 100 | Ocean County Utilities Auth | 100 | Non-regulated | Dropped - Plant is identified as onsite because it is a net buyer of electricity in 2021
Bayville Central Facility | 54569_G_COG3 | 54569 | G | COG3 |  | Non-Fossil Waste |  |  | New Jersey |  | Ocean |  |  | 0.3 |  | 1988 | [33 empty] | Ocean County Utilities Auth | 100 | Ocean County Utilities Auth | 100 | Non-regulated | Dropped - Plant is identified as onsite because it is a net buyer of electricity in 2021
Bayville Central Facility | 54569_G_COG4 | 54569 | G | COG4 |  | Combustion Turbine |  |  | New Jersey |  | Ocean |  |  | 1.5 |  | 2002 | [33 empty] | Ocean County Utilities Auth | 100 | Ocean County Utilities Auth | 100 | Non-regulated | Dropped - Plant is identified as onsite because it is a net buyer of electricity in 2021
Bayville Central Facility | 54569_G_COG5 | 54569 | G | COG5 |  | Combustion Turbine |  |  | New Jersey |  | Ocean |  |  | 1.5 |  | 2002 | [33 empty] | Ocean County Utilities Auth | 100 | Ocean County Utilities Auth | 100 | Non-regulated | Dropped - Plant is identified as onsite because it is a net buyer of electricity in 2021
Bayville Central Facility | 54569_G_COG6 | 54569 | G | COG6 |  | Combustion Turbine |  |  | New Jersey |  | Ocean |  |  | 1.5 |  | 2002 | [33 empty] | Ocean County Utilities Auth | 100 | Ocean County Utilities Auth | 100 | Non-regulated | Dropped - Plant is identified as onsite because it is a net buyer of electricity in 2021
Bayville Central Facility | 54569_G_COG7 | 54569 | G | COG7 |  | Combustion Turbine |  |  | New Jersey |  | Ocean |  |  | 1.5 |  | 2002 | [33 empty] | Ocean County Utilities Auth | 100 | Ocean County Utilities Auth | 100 | Non-regulated | Dropped - Plant is identified as onsite because it is a net buyer of electricity in 2021
Bayville Central Facility | 54569_G_CPV1 | 54569 | G | CPV1 |  | Solar PV |  |  | New Jersey |  | Ocean |  |  | 0.2 |  | 2007 | [33 empty] | Ocean County Utilities Auth | 100 | Ocean County Utilities Auth | 100 | Non-regulated | Dropped - Plant is identified as onsite because it is a net buyer of electricity in 2021
University of Arizona - Biosphere 2 | 54594_G_G-1 | 54594 | G | G-1 |  | Combustion Turbine |  |  | Arizona |  | Pinal |  |  | 1.5 |  | 1990 | [33 empty] | University of Arizona - Biosphere 2 | 100 | University of Arizona - Biosphere 2 | 100 | Non-regulated | Dropped - Plant is identified as onsite because it is a net buyer of electricity in 2021
University of Arizona - Biosphere 2 | 54594_G_G-4 | 54594 | G | G-4 |  | Combustion Turbine |  |  | Arizona |  | Pinal |  |  | 1.6 |  | 2000 | [33 empty] | University of Arizona - Biosphere 2 | 100 | University of Arizona - Biosphere 2 | 100 | Non-regulated | Dropped - Plant is identified as onsite because it is a net buyer of electricity in 2021
Warner Lambert | 54604_G_016E | 54604 | G | 016E |  | Combustion Turbine |  |  | Michigan |  | Washtenaw |  |  | 1 |  | 1992 | [33 empty] | University of Michigan NCampus Research | 100 | University of Michigan NCampus Research | 100 | Non-regulated | Dropped - Plant is identified as onsite because it is a net buyer of electricity in 2021
Warner Lambert | 54604_G_0550 | 54604 | G | 0550 |  | Combustion Turbine |  |  | Michigan |  | Washtenaw |  |  | 1.5 |  | 2002 | [33 empty] | University of Michigan NCampus Research | 100 | University of Michigan NCampus Research | 100 | Non-regulated | Dropped - Plant is identified as onsite because it is a net buyer of electricity in 2021
Warner Lambert | 54604_G_085-1 | 54604 | G | 085-1 |  | Combustion Turbine |  |  | Michigan |  | Washtenaw |  |  | 2.3 |  | 2005 | [33 empty] | University of Michigan NCampus Research | 100 | University of Michigan NCampus Research | 100 | Non-regulated | Dropped - Plant is identified as onsite because it is a net buyer of electricity in 2021
Warner Lambert | 54604_G_085-2 | 54604 | G | 085-2 |  | Combustion Turbine |  |  | Michigan |  | Washtenaw |  |  | 2.3 |  | 2005 | [33 empty] | University of Michigan NCampus Research | 100 | University of Michigan NCampus Research | 100 | Non-regulated | Dropped - Plant is identified as onsite because it is a net buyer of electricity in 2021
Warner Lambert | 54604_G_5164 | 54604 | G | 5164 |  | Combustion Turbine |  |  | Michigan |  | Washtenaw |  |  | 2.8 |  | 1989 | [33 empty] | University of Michigan NCampus Research | 100 | University of Michigan NCampus Research | 100 | Non-regulated | Dropped - Plant is identified as onsite because it is a net buyer of electricity in 2021
Warner Lambert | 54604_G_800-1 | 54604 | G | 800-1 |  | Combustion Turbine |  |  | Michigan |  | Washtenaw |  |  | 2.3 |  | 2007 | [33 empty] | University of Michigan NCampus Research | 100 | University of Michigan NCampus Research | 100 | Non-regulated | Dropped - Plant is identified as onsite because it is a net buyer of electricity in 2021
Pratt & Whitney | 54605_G_FT-8 | 54605 | G | FT-8 |  | Combustion Turbine |  |  | Connecticut |  | Hartford |  |  | 28 |  | 1992 | [33 empty] | United Technologies | 100 | United Technologies | 100 | Non-regulated | Dropped - Plant is identified as onsite because it is a net buyer of electricity in 2021
Ingredion Winston Salem | 54618_G_7500 | 54618 | G | 7500 |  | Biomass |  |  | North Carolina |  | Forsyth |  |  | 6.6 |  | 1985 | [33 empty] | Ingredion Inc - Winston Salem | 100 | Ingredion Inc - Winston Salem | 100 | Non-regulated | Dropped - Plant is identified as onsite because it is a net buyer of electricity in 2021
Ingredion Winston Salem | 54618_G_900 | 54618 | G | 900 |  | Biomass |  |  | North Carolina |  | Forsyth |  |  | 0.4 |  | 1993 | [33 empty] | Ingredion Inc - Winston Salem | 100 | Ingredion Inc - Winston Salem | 100 | Non-regulated | Dropped - Plant is identified as onsite because it is a net buyer of electricity in 2021
Central District Wastewater Treat Plant | 54623_G_3A | 54623 | G | 3A |  | Non-Fossil Waste |  |  | Florida |  | Miami Dade |  |  | 1.2 |  | 2013 | [33 empty] | Miami Dade Water & Sewer Dept | 100 | Miami Dade Water & Sewer Dept | 100 | Non-regulated | Dropped - Plant is identified as onsite because it is a net buyer of electricity in 2021
Central District Wastewater Treat Plant | 54623_G_4A | 54623 | G | 4A |  | Non-Fossil Waste |  |  | Florida |  | Miami Dade |  |  | 1.2 |  | 2013 | [33 empty] | Miami Dade Water & Sewer Dept | 100 | Miami Dade Water & Sewer Dept | 100 | Non-regulated | Dropped - Plant is identified as onsite because it is a net buyer of electricity in 2021
Central District Wastewater Treat Plant | 54623_G_5 | 54623 | G | 5 |  | Non-Fossil Waste |  |  | Florida |  | Miami Dade |  |  | 1.2 |  | 2015 | [33 empty] | Miami Dade Water & Sewer Dept | 100 | Miami Dade Water & Sewer Dept | 100 | Non-regulated | Dropped - Plant is identified as onsite because it is a net buyer of electricity in 2021
Central District Wastewater Treat Plant | 54623_G_6 | 54623 | G | 6 |  | Non-Fossil Waste |  |  | Florida |  | Miami Dade |  |  | 1.2 |  | 2015 | [33 empty] | Miami Dade Water & Sewer Dept | 100 | Miami Dade Water & Sewer Dept | 100 | Non-regulated | Dropped - Plant is identified as onsite because it is a net buyer of electricity in 2021
South District Wastewater Treatment Plt | 54624_G_1A | 54624 | G | 1A |  | Non-Fossil Waste |  |  | Florida |  | Miami Dade |  |  | 2 |  | 2014 | [33 empty] | Miami Dade Water & Sewer Dept | 100 | Miami Dade Water & Sewer Dept | 100 | Non-regulated | Dropped - Plant is identified as onsite because it is a net buyer of electricity in 2021
South District Wastewater Treatment Plt | 54624_G_2A | 54624 | G | 2A |  | Non-Fossil Waste |  |  | Florida |  | Miami Dade |  |  | 2 |  | 2014 | [33 empty] | Miami Dade Water & Sewer Dept | 100 | Miami Dade Water & Sewer Dept | 100 | Non-regulated | Dropped - Plant is identified as onsite because it is a net buyer of electricity in 2021
South District Wastewater Treatment Plt | 54624_G_3A | 54624 | G | 3A |  | Non-Fossil Waste |  |  | Florida |  | Miami Dade |  |  | 2 |  | 2014 | [33 empty] | Miami Dade Water & Sewer Dept | 100 | Miami Dade Water & Sewer Dept | 100 | Non-regulated | Dropped - Plant is identified as onsite because it is a net buyer of electricity in 2021
South District Wastewater Treatment Plt | 54624_G_4A | 54624 | G | 4A |  | Non-Fossil Waste |  |  | Florida |  | Miami Dade |  |  | 2 |  | 2014 | [33 empty] | Miami Dade Water & Sewer Dept | 100 | Miami Dade Water & Sewer Dept | 100 | Non-regulated | Dropped - Plant is identified as onsite because it is a net buyer of electricity in 2021
Phelps Dodge Refining | 54628_G_2607 | 54628 | G | 2607 |  | Combustion Turbine |  |  | Texas |  | El Paso |  |  | 2.6 |  | 1986 | [33 empty] | Phelps Dodge Refining Corp | 100 | Phelps Dodge Refining Corp | 100 | Non-regulated | Dropped - Plant is identified as onsite because it is a net buyer of electricity in 2021
Phelps Dodge Refining | 54628_G_2608 | 54628 | G | 2608 |  | Combustion Turbine |  |  | Texas |  | El Paso |  |  | 2.6 |  | 1986 | [33 empty] | Phelps Dodge Refining Corp | 100 | Phelps Dodge Refining Corp | 100 | Non-regulated | Dropped - Plant is identified as onsite because it is a net buyer of electricity in 2021
Phelps Dodge Refining | 54628_G_3001 | 54628 | G | 3001 |  | Combustion Turbine |  |  | Texas |  | El Paso |  |  | 3.2 |  | 1992 | [33 empty] | Phelps Dodge Refining Corp | 100 | Phelps Dodge Refining Corp | 100 | Non-regulated | Dropped - Plant is identified as onsite because it is a net buyer of electricity in 2021
Phelps Dodge Refining | 54628_G_3002 | 54628 | G | 3002 |  | Combustion Turbine |  |  | Texas |  | El Paso |  |  | 3.2 |  | 1992 | [33 empty] | Phelps Dodge Refining Corp | 100 | Phelps Dodge Refining Corp | 100 | Non-regulated | Dropped - Plant is identified as onsite because it is a net buyer of electricity in 2021
Phelps Dodge Refining | 54628_G_3003 | 54628 | G | 3003 |  | Combustion Turbine |  |  | Texas |  | El Paso |  |  | 3.2 |  | 1992 | [33 empty] | Phelps Dodge Refining Corp | 100 | Phelps Dodge Refining Corp | 100 | Non-regulated | Dropped - Plant is identified as onsite because it is a net buyer of electricity in 2021
Johnsonburg Mill | 54638_G_PT1 | 54638 | G | PT1 |  | Non-Fossil Waste |  |  | Pennsylvania |  | Elk |  |  | 49 |  | 1993 | [33 empty] | Domtar LLC | 100 | Domtar LLC | 100 | Non-regulated | Dropped - Plant is identified as onsite because it is a net buyer of electricity in 2021 | 13BLR: PC81; 14BLR: PC82; 15BLR: RB01
Kalaeloa Cogen Plant | 54646_G_CT1 | 54646 | G | CT1 |  | Combined Cycle |  |  | Hawaii |  | Honolulu |  |  | 85 |  | 1989 | [33 empty] | Harbert Power, LLC | 100 | Harbert Power, LLC | 100 | Non-regulated | Dropped - in Alaska or in Hawaii or Puerto Rico
Kalaeloa Cogen Plant | 54646_G_CT2 | 54646 | G | CT2 |  | Combined Cycle |  |  | Hawaii |  | Honolulu |  |  | 85 |  | 1991 | [33 empty] | Harbert Power, LLC | 100 | Harbert Power, LLC | 100 | Non-regulated | Dropped - in Alaska or in Hawaii or Puerto Rico
Kalaeloa Cogen Plant | 54646_G_ST | 54646 | G | ST |  | Combined Cycle |  |  | Hawaii |  | Honolulu |  |  | 50 |  | 1991 | [33 empty] | Harbert Power, LLC | 100 | Harbert Power, LLC | 100 | Non-regulated | Dropped - in Alaska or in Hawaii or Puerto Rico | 13BLR: 1; 14BLR: 2
International Paper Riegelwood Mill | 54656_G_NO3 | 54656 | G | NO3 |  | Non-Fossil Waste |  |  | North Carolina |  | Columbus |  |  | 44.5 |  | 1976 | [33 empty] | International Paper Co-Riegelwood | 100 | International Paper Co-Riegelwood | 100 | Non-regulated | Dropped - Plant is identified as onsite because it is a net buyer of electricity in 2021 | PB1 | PB2 | PB3 | PB4 | PB5 | RB3 | RB4 | RB5
Chino Mines | 54667_G_7 | 54667 | G | 7 |  | Combined Cycle |  |  | New Mexico |  | Grant |  |  | 15.4 |  | 1959 | [33 empty] | FreePort-McMoRan-Corp-Chino Mines | 100 | FreePort-McMoRan-Corp-Chino Mines | 100 | Non-regulated | Dropped - Plant is identified as onsite because it is a net buyer of electricity in 2021 | 1 PB1: 9
Chino Mines | 54667_G_9 | 54667 | G | 9 |  | Combined Cycle |  |  | New Mexico |  | Grant |  |  | 35 |  | 2001 | [33 empty] | FreePort-McMoRan-Corp-Chino Mines | 100 | FreePort-McMoRan-Corp-Chino Mines | 100 | Non-regulated | Dropped - Plant is identified as onsite because it is a net buyer of electricity in 2021
Spartanburg Water System | 54675_G_DI2 | 54675 | G | DI2 |  | Combustion Turbine |  |  | South Carolina |  | Spartanburg |  |  | 2 |  | 2011 | [33 empty] | Spartanburg Commissioners PW | 100 | Spartanburg Commissioners PW | 100 | Non-regulated | Dropped - Plant is identified as onsite because it is a net buyer of electricity in 2021
Spartanburg Water System | 54675_G_HG1 | 54675 | G | HG1 |  | Hydro |  |  | South Carolina |  | Spartanburg |  |  | 0.5 |  | 1926 | [33 empty] | Spartanburg Commissioners PW | 100 | Spartanburg Commissioners PW | 100 | Non-regulated | Dropped - Plant is identified as onsite because it is a net buyer of electricity in 2021
Spartanburg Water System | 54675_G_HG2 | 54675 | G | HG2 |  | Hydro |  |  | South Carolina |  | Spartanburg |  |  | 0.5 |  | 1926 | [33 empty] | Spartanburg Commissioners PW | 100 | Spartanburg Commissioners PW | 100 | Non-regulated | Dropped - Plant is identified as onsite because it is a net buyer of electricity in 2021
Thundermist Hydro | 54688_G_HYD1 | 54688 | G | HYD1 | NA | Hydro |  |  | Rhode Island |  | Providence |  |  | 1.1 |  | 1981 | [33 empty] | City of Woonsocket | 100 | City of Woonsocket | 100 | Non-regulated | Dropped - Lack of model plants
Amalgamated Sugar LLC Nampa | 54690_G_2250 | 54690 | G | 2250 |  | O/G Steam |  |  | Idaho |  | Canyon |  |  | 2.2 |  | 1948 | [33 empty] | Amalgamated Sugar Co-Nampa | 100 | Amalgamated Sugar Co-Nampa | 100 | Non-regulated | Dropped - Plant is identified as onsite because it is a net buyer of electricity in 2021
Amalgamated Sugar LLC Nampa | 54690_G_6500 | 54690 | G | 6500 |  | O/G Steam |  |  | Idaho |  | Canyon |  |  | 6 |  | 1968 | [33 empty] | Amalgamated Sugar Co-Nampa | 100 | Amalgamated Sugar Co-Nampa | 100 | Non-regulated | Dropped - Plant is identified as onsite because it is a net buyer of electricity in 2021
Hendricks Regional Health | 54731_G_GE06 | 54731 | G | GE06 |  | Combustion Turbine |  |  | Indiana |  | Hendricks |  |  | 1 |  | 2010 | [33 empty] | Hendricks Regional Health | 100 | Hendricks Regional Health | 100 | Non-regulated | Dropped - Plant is identified as onsite because it is a net buyer of electricity in 2021
Hendricks Regional Health | 54731_G_GEO1 | 54731 | G | GEO1 |  | Combustion Turbine |  |  | Indiana |  | Hendricks |  |  | 0.5 |  | 1992 | [33 empty] | Hendricks Regional Health | 100 | Hendricks Regional Health | 100 | Non-regulated | Dropped - Plant is identified as onsite because it is a net buyer of electricity in 2021
Hendricks Regional Health | 54731_G_GEO2 | 54731 | G | GEO2 |  | Combustion Turbine |  |  | Indiana |  | Hendricks |  |  | 0.5 |  | 1992 | [33 empty] | Hendricks Regional Health | 100 | Hendricks Regional Health | 100 | Non-regulated | Dropped - Plant is identified as onsite because it is a net buyer of electricity in 2021
Hendricks Regional Health | 54731_G_GEO3 | 54731 | G | GEO3 |  | Combustion Turbine |  |  | Indiana |  | Hendricks |  |  | 0.3 |  | 1992 | [33 empty] | Hendricks Regional Health | 100 | Hendricks Regional Health | 100 | Non-regulated | Dropped - Plant is identified as onsite because it is a net buyer of electricity in 2021
Hendricks Regional Health | 54731_G_GEO4 | 54731 | G | GEO4 |  | Combustion Turbine |  |  | Indiana |  | Hendricks |  |  | 1 |  | 2004 | [33 empty] | Hendricks Regional Health | 100 | Hendricks Regional Health | 100 | Non-regulated | Dropped - Plant is identified as onsite because it is a net buyer of electricity in 2021
Hendricks Regional Health | 54731_G_GEO5 | 54731 | G | GEO5 |  | Combustion Turbine |  |  | Indiana |  | Hendricks |  |  | 1 |  | 2004 | [33 empty] | Hendricks Regional Health | 100 | Hendricks Regional Health | 100 | Non-regulated | Dropped - Plant is identified as onsite because it is a net buyer of electricity in 2021
Freeport McMoRan | 54734_G_1 | 54734 | G | 1 |  | Combustion Turbine |  |  | New Mexico |  | Grant |  |  | 2.9 |  | 1967 | [33 empty] | Freeport McMoRan Inc | 100 | Freeport McMoRan Inc | 100 | Non-regulated | Dropped - Plant is identified as onsite because it is a net buyer of electricity in 2021
Freeport McMoRan | 54734_G_11 | 54734 | G | 11 |  | Combustion Turbine |  |  | New Mexico |  | Grant |  |  | 2.9 |  | 1971 | [33 empty] | Freeport McMoRan Inc | 100 | Freeport McMoRan Inc | 100 | Non-regulated | Dropped - Plant is identified as onsite because it is a net buyer of electricity in 2021
Freeport McMoRan | 54734_G_12 | 54734 | G | 12 |  | Combustion Turbine |  |  | New Mexico |  | Grant |  |  | 2.9 |  | 1972 | [33 empty] | Freeport McMoRan Inc | 100 | Freeport McMoRan Inc | 100 | Non-regulated | Dropped - Plant is identified as onsite because it is a net buyer of electricity in 2021
Freeport McMoRan | 54734_G_13 | 54734 | G | 13 |  | Combustion Turbine |  |  | New Mexico |  | Grant |  |  | 2.9 |  | 1972 | [33 empty] | Freeport McMoRan Inc | 100 | Freeport McMoRan Inc | 100 | Non-regulated | Dropped - Plant is identified as onsite because it is a net buyer of electricity in 2021
Freeport McMoRan | 54734_G_14 | 54734 | G | 14 |  | Combustion Turbine |  |  | New Mexico |  | Grant |  |  | 2.9 |  | 1972 | [33 empty] | Freeport McMoRan Inc | 100 | Freeport McMoRan Inc | 100 | Non-regulated | Dropped - Plant is identified as onsite because it is a net buyer of electricity in 2021
Freeport McMoRan | 54734_G_15 | 54734 | G | 15 |  | Combustion Turbine |  |  | New Mexico |  | Grant |  |  | 2.9 |  | 1972 | [33 empty] | Freeport McMoRan Inc | 100 | Freeport McMoRan Inc | 100 | Non-regulated | Dropped - Plant is identified as onsite because it is a net buyer of electricity in 2021
Freeport McMoRan | 54734_G_3 | 54734 | G | 3 |  | Combustion Turbine |  |  | New Mexico |  | Grant |  |  | 2.9 |  | 1967 | [33 empty] | Freeport McMoRan Inc | 100 | Freeport McMoRan Inc | 100 | Non-regulated | Dropped - Plant is identified as onsite because it is a net buyer of electricity in 2021
Freeport McMoRan | 54734_G_4 | 54734 | G | 4 |  | Combustion Turbine |  |  | New Mexico |  | Grant |  |  | 2.9 |  | 1967 | [33 empty] | Freeport McMoRan Inc | 100 | Freeport McMoRan Inc | 100 | Non-regulated | Dropped - Plant is identified as onsite because it is a net buyer of electricity in 2021
Freeport McMoRan | 54734_G_7 | 54734 | G | 7 |  | Combustion Turbine |  |  | New Mexico |  | Grant |  |  | 2.9 |  | 1967 | [33 empty] | Freeport McMoRan Inc | 100 | Freeport McMoRan Inc | 100 | Non-regulated | Dropped - Plant is identified as onsite because it is a net buyer of electricity in 2021
Freeport McMoRan | 54734_G_8 | 54734 | G | 8 |  | Combustion Turbine |  |  | New Mexico |  | Grant |  |  | 2.9 |  | 1967 | [33 empty] | Freeport McMoRan Inc | 100 | Freeport McMoRan Inc | 100 | Non-regulated | Dropped - Plant is identified as onsite because it is a net buyer of electricity in 2021
District 70 Transco Gas Pipe Line | 54744_G_001 | 54744 | G | 001 |  | Non-Fossil Waste |  |  | Mississippi |  | Walthall |  |  | 0.7 |  | 1951 | [33 empty] | Transcontinental Gas PL Corp | 100 | Transcontinental Gas PL Corp | 100 | Non-regulated | Dropped - Units whose status are "OS" or "RE" for the past 3 consecutive years
District 70 Transco Gas Pipe Line | 54744_G_002 | 54744 | G | 002 |  | Non-Fossil Waste |  |  | Mississippi |  | Walthall |  |  | 0.7 |  | 1951 | [33 empty] | Transcontinental Gas PL Corp | 100 | Transcontinental Gas PL Corp | 100 | Non-regulated | Dropped - Units whose status are "OS" or "RE" for the past 3 consecutive years
International Paper Pine Hill Mill | 54752_G_NO1 | 54752 | G | NO1 |  | Biomass |  |  | Alabama |  | Wilcox |  |  | 40 |  | 1968 | [33 empty] | International Paper Co. | 100 | International Paper Co. | 100 | Non-regulated | Dropped - Plant is identified as onsite because it is a net buyer of electricity in 2021 | 1 PB1: 1PB; 2 PB2: 2PB
International Paper Pine Hill Mill | 54752_G_NO2 | 54752 | G | NO2 |  | Non-Fossil Waste |  |  | Alabama |  | Wilcox |  |  | 34.8 |  | 1982 | [33 empty] | International Paper Co. | 100 | International Paper Co. | 100 | Non-regulated | Dropped - Plant is identified as onsite because it is a net buyer of electricity in 2021 | 1 PB1: RECB
WestRock Demopolis Mill | 54763_G_2TG | 54763 | G | 2TG |  | Non-Fossil Waste |  |  | Alabama |  | Marengo |  |  | 8.6 |  | 1982 | [33 empty] | WestRock Mill Company, LLC | 100 | WestRock Mill Company, LLC | 100 | Non-regulated | Dropped - Plant is identified as onsite because it is a net buyer of electricity in 2021 | PB1 | PB2 | PB3 | PB4 | PB5 | R2 | R3
WestRock Demopolis Mill | 54763_G_4TG | 54763 | G | 4TG |  | Non-Fossil Waste |  |  | Alabama |  | Marengo |  |  | 34.9 |  | 2014 | [33 empty] | WestRock Mill Company, LLC | 100 | WestRock Mill Company, LLC | 100 | Non-regulated | Dropped - Plant is identified as onsite because it is a net buyer of electricity in 2021 | PB1 | PB2 | PB3 | PB4 | PB5 | R2 | R3
NYU Luthern Medical Center | 54769_G_GEN1 | 54769 | G | GEN1 |  | Combustion Turbine |  |  | New York |  | Kings |  |  | 0.8 |  | 1994 | [33 empty] | NYU Langone Health | 100 | NYU Langone Health | 100 | Non-regulated | Dropped - Plant is identified as onsite because it is a net buyer of electricity in 2021
NYU Luthern Medical Center | 54769_G_GEN2 | 54769 | G | GEN2 |  | Combustion Turbine |  |  | New York |  | Kings |  |  | 0.8 |  | 1994 | [33 empty] | NYU Langone Health | 100 | NYU Langone Health | 100 | Non-regulated | Dropped - Plant is identified as onsite because it is a net buyer of electricity in 2021
NYU Luthern Medical Center | 54769_G_GEN3 | 54769 | G | GEN3 |  | Combustion Turbine |  |  | New York |  | Kings |  |  | 1.5 |  | 2006 | [33 empty] | NYU Langone Health | 100 | NYU Langone Health | 100 | Non-regulated | Dropped - Plant is identified as onsite because it is a net buyer of electricity in 2021
NYU Luthern Medical Center | 54769_G_GEN4 | 54769 | G | GEN4 |  | Combustion Turbine |  |  | New York |  | Kings |  |  | 1.5 |  | 2006 | [33 empty] | NYU Langone Health | 100 | NYU Langone Health | 100 | Non-regulated | Dropped - Plant is identified as onsite because it is a net buyer of electricity in 2021
University of Illinois Abbott Power Plt | 54780_G_T1 | 54780 | G | T1 |  | O/G Steam |  |  | Illinois |  | Champaign |  |  | 3 |  | 1940 | [33 empty] | University of Illinois | 100 | University of Illinois | 100 | Non-regulated | Dropped - Plant is identified as onsite because it is a net buyer of electricity in 2021 | B1 | B2 | B2A | B3 | B3A | B4 | B5 | B6 | B7 | DB1 | DB2
University of Illinois Abbott Power Plt | 54780_G_T10 | 54780 | G | T10 |  | O/G Steam |  |  | Illinois |  | Champaign |  |  | 7.8 |  | 2004 | [33 empty] | University of Illinois | 100 | University of Illinois | 100 | Non-regulated | Dropped - Plant is identified as onsite because it is a net buyer of electricity in 2021 | B1: B5; B2: B6; B2A: B7; B3: DB1; B3A: DB2
University of Illinois Abbott Power Plt | 54780_G_T11 | 54780 | G | T11 |  | O/G Steam |  |  | Illinois |  | Champaign |  |  | 12.5 |  | 2004 | [33 empty] | University of Illinois | 100 | University of Illinois | 100 | Non-regulated | Dropped - Plant is identified as onsite because it is a net buyer of electricity in 2021 | B1: B5; B2: B6; B2A: B7; B3: DB1; B3A: DB2
University of Illinois Abbott Power Plt | 54780_G_T12 | 54780 | G | T12 |  | O/G Steam |  |  | Illinois |  | Champaign |  |  | 7 |  | 2004 | [33 empty] | University of Illinois | 100 | University of Illinois | 100 | Non-regulated | Dropped - Plant is identified as onsite because it is a net buyer of electricity in 2021 | B1: B5; B2: B6; B2A: B7; B3: DB1; B3A: DB2
University of Illinois Abbott Power Plt | 54780_G_T2 | 54780 | G | T2 |  | O/G Steam |  |  | Illinois |  | Champaign |  |  | 3 |  | 1940 | [33 empty] | University of Illinois | 100 | University of Illinois | 100 | Non-regulated | Dropped - Plant is identified as onsite because it is a net buyer of electricity in 2021 | B1 | B2 | B2A | B3 | B3A | B4 | B5 | B6 | B7 | DB1 | DB2
University of Illinois Abbott Power Plt | 54780_G_T3 | 54780 | G | T3 |  | O/G Steam |  |  | Illinois |  | Champaign |  |  | 3 |  | 1948 | [33 empty] | University of Illinois | 100 | University of Illinois | 100 | Non-regulated | Dropped - Plant is identified as onsite because it is a net buyer of electricity in 2021 | B1 | B2 | B2A | B3 | B3A | B4 | B5 | B6 | B7 | DB1 | DB2
University of Illinois Abbott Power Plt | 54780_G_T4 | 54780 | G | T4 |  | O/G Steam |  |  | Illinois |  | Champaign |  |  | 3 |  | 1951 | [33 empty] | University of Illinois | 100 | University of Illinois | 100 | Non-regulated | Dropped - Plant is identified as onsite because it is a net buyer of electricity in 2021 | B1 | B2 | B2A | B3 | B3A | B4 | B5 | B6 | B7 | DB1 | DB2
University of Illinois Abbott Power Plt | 54780_G_T6 | 54780 | G | T6 |  | O/G Steam |  |  | Illinois |  | Champaign |  |  | 7.5 |  | 1959 | [33 empty] | University of Illinois | 100 | University of Illinois | 100 | Non-regulated | Dropped - Plant is identified as onsite because it is a net buyer of electricity in 2021 | B1 | B2A | B3A | B5 | B6 | B7 | DB1 | DB2
University of Illinois Abbott Power Plt | 54780_G_T7 | 54780 | G | T7 |  | O/G Steam |  |  | Illinois |  | Champaign |  |  | 7.5 |  | 1962 | [33 empty] | University of Illinois | 100 | University of Illinois | 100 | Non-regulated | Dropped - Plant is identified as onsite because it is a net buyer of electricity in 2021 | B1 | B2A | B3A | B5 | B6 | B7 | DB1 | DB2
University of Illinois Abbott Power Plt | 54780_G_T8 | 54780 | G | T8 |  | Combustion Turbine |  |  | Illinois |  | Champaign |  |  | 12.5 |  | 2003 | [33 empty] | University of Illinois | 100 | University of Illinois | 100 | Non-regulated | Dropped - Plant is identified as onsite because it is a net buyer of electricity in 2021
University of Illinois Abbott Power Plt | 54780_G_T9 | 54780 | G | T9 |  | Combustion Turbine |  |  | Illinois |  | Champaign |  |  | 12.5 |  | 2003 | [33 empty] | University of Illinois | 100 | University of Illinois | 100 | Non-regulated | Dropped - Plant is identified as onsite because it is a net buyer of electricity in 2021
Seneca Energy | 54782_G_GE10 | 54782 | G | GE10 |  | Landfill Gas |  |  | New York |  | Seneca |  |  | 0.8 |  | 1998 | 2026 | [32 empty] | Seneca Energy II | 100 | Seneca Energy II | 100 | Non-regulated | Dropped - Retired/Planned Retirement by 06/2028
Seneca Energy | 54782_G_GE11 | 54782 | G | GE11 |  | Landfill Gas |  |  | New York |  | Seneca |  |  | 0.8 |  | 1998 | 2026 | [32 empty] | Seneca Energy II | 100 | Seneca Energy II | 100 | Non-regulated | Dropped - Retired/Planned Retirement by 06/2028
Seneca Energy | 54782_G_GE12 | 54782 | G | GE12 |  | Landfill Gas |  |  | New York |  | Seneca |  |  | 0.8 |  | 1998 | 2026 | [32 empty] | Seneca Energy II | 100 | Seneca Energy II | 100 | Non-regulated | Dropped - Retired/Planned Retirement by 06/2028
Seneca Energy | 54782_G_GE13 | 54782 | G | GE13 |  | Landfill Gas |  |  | New York |  | Seneca |  |  | 0.8 |  | 1998 | 2026 | [32 empty] | Seneca Energy II | 100 | Seneca Energy II | 100 | Non-regulated | Dropped - Retired/Planned Retirement by 06/2028
Seneca Energy | 54782_G_GE14 | 54782 | G | GE14 |  | Landfill Gas |  |  | New York |  | Seneca |  |  | 0.8 |  | 1998 | 2026 | [32 empty] | Seneca Energy II | 100 | Seneca Energy II | 100 | Non-regulated | Dropped - Retired/Planned Retirement by 06/2028
Seneca Energy | 54782_G_GEN5 | 54782 | G | GEN5 |  | Landfill Gas |  |  | New York |  | Seneca |  |  | 0.8 |  | 1996 | 2026 | [32 empty] | Seneca Energy II | 100 | Seneca Energy II | 100 | Non-regulated | Dropped - Retired/Planned Retirement by 06/2028
Seneca Energy | 54782_G_GEN6 | 54782 | G | GEN6 |  | Landfill Gas |  |  | New York |  | Seneca |  |  | 0.8 |  | 1997 | 2026 | [32 empty] | Seneca Energy II | 100 | Seneca Energy II | 100 | Non-regulated | Dropped - Retired/Planned Retirement by 06/2028
Seneca Energy | 54782_G_GEN7 | 54782 | G | GEN7 |  | Landfill Gas |  |  | New York |  | Seneca |  |  | 0.8 |  | 1997 | 2026 | [32 empty] | Seneca Energy II | 100 | Seneca Energy II | 100 | Non-regulated | Dropped - Retired/Planned Retirement by 06/2028
Seneca Energy | 54782_G_GEN8 | 54782 | G | GEN8 |  | Landfill Gas |  |  | New York |  | Seneca |  |  | 0.8 |  | 1998 | 2026 | [32 empty] | Seneca Energy II | 100 | Seneca Energy II | 100 | Non-regulated | Dropped - Retired/Planned Retirement by 06/2028
Seneca Energy | 54782_G_GEN9 | 54782 | G | GEN9 |  | Landfill Gas |  |  | New York |  | Seneca |  |  | 0.8 |  | 1998 | 2026 | [32 empty] | Seneca Energy II | 100 | Seneca Energy II | 100 | Non-regulated | Dropped - Retired/Planned Retirement by 06/2028
Georgia-Pacific Brewton Mill | 54789_G_2TG | 54789 | G | 2TG |  | O/G Steam |  |  | Alabama |  | Escambia |  |  | 9.2 |  | 1964 | [33 empty] | Georgia-Pacific Brewton LLC | 100 | Georgia-Pacific Brewton LLC | 100 | Non-regulated | Dropped - Plant is identified as onsite because it is a net buyer of electricity in 2021 | 1PB | 1RB | 2PB | 2RB | 3PB | 3RB
Georgia-Pacific Brewton Mill | 54789_G_3TG | 54789 | G | 3TG |  | O/G Steam |  |  | Alabama |  | Escambia |  |  | 9.7 |  | 1982 | [33 empty] | Georgia-Pacific Brewton LLC | 100 | Georgia-Pacific Brewton LLC | 100 | Non-regulated | Dropped - Plant is identified as onsite because it is a net buyer of electricity in 2021 | 1PB | 1RB | 2PB | 2RB | 3PB | 3RB
Georgia-Pacific Brewton Mill | 54789_G_4TG | 54789 | G | 4TG |  | Non-Fossil Waste |  |  | Alabama |  | Escambia |  |  | 49.3 |  | 2017 | [33 empty] | Georgia-Pacific Brewton LLC | 100 | Georgia-Pacific Brewton LLC | 100 | Non-regulated | Dropped - Plant is identified as onsite because it is a net buyer of electricity in 2021 | B1 B1 B1 B1 B1: 4RB
CSL Behring LLC | 54790_G_GEN1 | 54790 | G | GEN1 |  | Combustion Turbine |  |  | Illinois |  | Kankakee |  |  | 3.8 |  | 1993 | [33 empty] | CSL Behring LLC | 100 | CSL Behring LLC | 100 | Non-regulated | Dropped - Plant is identified as onsite because it is a net buyer of electricity in 2021
Domino Sugar Baltimore | 54795_G_GEN1 | 54795 | G | GEN1 |  | O/G Steam |  |  | Maryland |  | Baltimore City |  |  | 5 |  | 1959 | [33 empty] | American Sugar Refining, Inc. | 100 | American Sugar Refining, Inc. | 100 | Non-regulated | Dropped - Plant is identified as onsite because it is a net buyer of electricity in 2021 | B1 B1 B1 B1 B1: C1; B2 B2 B2 B2A B2A: C2; B2A B2A B2A B3A B3A: C3; B3 B3 B3 B5 B5: C4
Domino Sugar Baltimore | 54795_G_GEN2 | 54795 | G | GEN2 |  | O/G Steam |  |  | Maryland |  | Baltimore City |  |  | 2.5 |  | 1955 | [33 empty] | American Sugar Refining, Inc. | 100 | American Sugar Refining, Inc. | 100 | Non-regulated | Dropped - Plant is identified as onsite because it is a net buyer of electricity in 2021 | B1 B1 B1 B1 B1: C1; B2 B2 B2 B2A B2A: C2; B2A B2A B2A B3A B3A: C3; B3 B3 B3 B5 B5: C4
Domino Sugar Baltimore | 54795_G_GEN4 | 54795 | G | GEN4 |  | O/G Steam |  |  | Maryland |  | Baltimore City |  |  | 10 |  | 2001 | [33 empty] | American Sugar Refining, Inc. | 100 | American Sugar Refining, Inc. | 100 | Non-regulated | Dropped - Plant is identified as onsite because it is a net buyer of electricity in 2021 | bar: B1 B1 B1 B1 B1
Saint Agnes Medical Center | 54800_G_9911 | 54800 | G | 9911 |  | Combustion Turbine |  |  | California |  | Fresno |  |  | 2.7 |  | 2001 | [33 empty] | Saint Agnes Medical Center | 100 | Saint Agnes Medical Center | 100 | Non-regulated | Dropped - Plant is identified as onsite because it is a net buyer of electricity in 2021
Saint Agnes Medical Center | 54800_G_9929 | 54800 | G | 9929 |  | Combustion Turbine |  |  | California |  | Fresno |  |  | 2.7 |  | 2001 | [33 empty] | Saint Agnes Medical Center | 100 | Saint Agnes Medical Center | 100 | Non-regulated | Dropped - Plant is identified as onsite because it is a net buyer of electricity in 2021
Mead Coated Board | 54802_G_GEN1 | 54802 | G | GEN1 |  | Non-Fossil Waste |  |  | Alabama |  | Russell |  |  | 40 |  | 1966 | [33 empty] | Mead Coated Board Inc | 100 | Mead Coated Board Inc | 100 | Non-regulated | Dropped - Plant is identified as onsite because it is a net buyer of electricity in 2021 | BB1 | BB2 | BB3 | PFI | REC1 | REC2
Mead Coated Board | 54802_G_GEN2 | 54802 | G | GEN2 |  | Non-Fossil Waste |  |  | Alabama |  | Russell |  |  | 55.5 |  | 1990 | [33 empty] | Mead Coated Board Inc | 100 | Mead Coated Board Inc | 100 | Non-regulated | Dropped - Plant is identified as onsite because it is a net buyer of electricity in 2021 | BB1 | BB2 | BB3 | PFI | REC1 | REC2
Mead Coated Board | 54802_G_GEN3 | 54802 | G | GEN3 |  | Combustion Turbine |  |  | Alabama |  | Russell |  |  | 21 |  | 1998 | [33 empty] | Mead Coated Board Inc | 100 | Mead Coated Board Inc | 100 | Non-regulated | Dropped - Plant is identified as onsite because it is a net buyer of electricity in 2021
University of Washington Power Plant | 54809_G_DG3 | 54809 | G | DG3 |  | Combustion Turbine |  |  | Washington |  | King |  |  | 2 |  | 1993 | [33 empty] | University of Washington | 100 | University of Washington | 100 | Non-regulated | Dropped - Plant is identified as onsite because it is a net buyer of electricity in 2021
University of Washington Power Plant | 54809_G_DG4 | 54809 | G | DG4 |  | Combustion Turbine |  |  | Washington |  | King |  |  | 2 |  | 1993 | [33 empty] | University of Washington | 100 | University of Washington | 100 | Non-regulated | Dropped - Plant is identified as onsite because it is a net buyer of electricity in 2021
University of Washington Power Plant | 54809_G_DG5 | 54809 | G | DG5 |  | Combustion Turbine |  |  | Washington |  | King |  |  | 2 |  | 1994 | [33 empty] | University of Washington | 100 | University of Washington | 100 | Non-regulated | Dropped - Plant is identified as onsite because it is a net buyer of electricity in 2021
University of Washington Power Plant | 54809_G_DG6 | 54809 | G | DG6 |  | Combustion Turbine |  |  | Washington |  | King |  |  | 2 |  | 2003 | [33 empty] | University of Washington | 100 | University of Washington | 100 | Non-regulated | Dropped - Plant is identified as onsite because it is a net buyer of electricity in 2021
University of Washington Power Plant | 54809_G_DG7 | 54809 | G | DG7 |  | Combustion Turbine |  |  | Washington |  | King |  |  | 2 |  | 2003 | [33 empty] | University of Washington | 100 | University of Washington | 100 | Non-regulated | Dropped - Plant is identified as onsite because it is a net buyer of electricity in 2021
University of Washington Power Plant | 54809_G_DRUPS | 54809 | G | DRUPS |  | Combustion Turbine |  |  | Washington |  | King |  |  | 2 |  | 2022 | [33 empty] | University of Washington | 100 | University of Washington | 100 | Non-regulated | Dropped - Plant is identified as onsite because it is a net buyer of electricity in 2021
Riverwood 100 Building | 54816_G_11KT | 54816 | G | 11KT |  | Combustion Turbine |  |  | Georgia |  | Cobb |  |  | 1.1 |  | 1989 | [33 empty] | Riverwood 100 VAF LLC | 100 | Riverwood 100 VAF LLC | 100 | Non-regulated | Dropped - Units whose status are "OS" or "RE" for the past 3 consecutive years
191 Peachtree Tower | 54818_G_GEN1 | 54818 | G | GEN1 |  | Combustion Turbine |  |  | Georgia |  | Fulton |  |  | 1.2 |  | 1991 | [33 empty] | Banyan St./GAP 191 Peachtree Owner, LLC | 100 | Banyan St./GAP 191 Peachtree Owner, LLC | 100 | Non-regulated | Dropped - Plant is identified as onsite because it is a net buyer of electricity in 2021
191 Peachtree Tower | 54818_G_GEN2 | 54818 | G | GEN2 |  | Combustion Turbine |  |  | Georgia |  | Fulton |  |  | 1.2 |  | 1991 | [33 empty] | Banyan St./GAP 191 Peachtree Owner, LLC | 100 | Banyan St./GAP 191 Peachtree Owner, LLC | 100 | Non-regulated | Dropped - Plant is identified as onsite because it is a net buyer of electricity in 2021
Smithfield Farmland Corp Bladen | 54823_G_GEN1 | 54823 | G | GEN1 |  | Combustion Turbine |  |  | North Carolina |  | Bladen |  |  | 1.5 |  | 1993 | [33 empty] | Smithfield Fresh Meats Corp. | 100 | Smithfield Fresh Meats Corp. | 100 | Non-regulated | Dropped - Plant is identified as onsite because it is a net buyer of electricity in 2021
Smithfield Farmland Corp Bladen | 54823_G_GEN2 | 54823 | G | GEN2 |  | Combustion Turbine |  |  | North Carolina |  | Bladen |  |  | 1.5 |  | 1993 | [33 empty] | Smithfield Fresh Meats Corp. | 100 | Smithfield Fresh Meats Corp. | 100 | Non-regulated | Dropped - Plant is identified as onsite because it is a net buyer of electricity in 2021
Smithfield Farmland Corp Bladen | 54823_G_GEN3 | 54823 | G | GEN3 |  | Combustion Turbine |  |  | North Carolina |  | Bladen |  |  | 1.5 |  | 1993 | [33 empty] | Smithfield Fresh Meats Corp. | 100 | Smithfield Fresh Meats Corp. | 100 | Non-regulated | Dropped - Plant is identified as onsite because it is a net buyer of electricity in 2021
Smithfield Farmland Corp Bladen | 54823_G_GEN4 | 54823 | G | GEN4 |  | Combustion Turbine |  |  | North Carolina |  | Bladen |  |  | 1.5 |  | 1993 | [33 empty] | Smithfield Fresh Meats Corp. | 100 | Smithfield Fresh Meats Corp. | 100 | Non-regulated | Dropped - Plant is identified as onsite because it is a net buyer of electricity in 2021
Smithfield Farmland Corp Bladen | 54823_G_GEN5 | 54823 | G | GEN5 |  | Combustion Turbine |  |  | North Carolina |  | Bladen |  |  | 1.5 |  | 1993 | [33 empty] | Smithfield Fresh Meats Corp. | 100 | Smithfield Fresh Meats Corp. | 100 | Non-regulated | Dropped - Plant is identified as onsite because it is a net buyer of electricity in 2021
Smithfield Farmland Corp Bladen | 54823_G_GEN6 | 54823 | G | GEN6 |  | Combustion Turbine |  |  | North Carolina |  | Bladen |  |  | 1.5 |  | 1993 | [33 empty] | Smithfield Fresh Meats Corp. | 100 | Smithfield Fresh Meats Corp. | 100 | Non-regulated | Dropped - Plant is identified as onsite because it is a net buyer of electricity in 2021
Smithfield Farmland Corp Bladen | 54823_G_GEN7 | 54823 | G | GEN7 |  | Combustion Turbine |  |  | North Carolina |  | Bladen |  |  | 1.5 |  | 1993 | [33 empty] | Smithfield Fresh Meats Corp. | 100 | Smithfield Fresh Meats Corp. | 100 | Non-regulated | Dropped - Plant is identified as onsite because it is a net buyer of electricity in 2021
Smithfield Farmland Corp Bladen | 54823_G_GEN8 | 54823 | G | GEN8 |  | Combustion Turbine |  |  | North Carolina |  | Bladen |  |  | 1.5 |  | 1993 | [33 empty] | Smithfield Fresh Meats Corp. | 100 | Smithfield Fresh Meats Corp. | 100 | Non-regulated | Dropped - Plant is identified as onsite because it is a net buyer of electricity in 2021
Smithfield Farmland Corp Bladen | 54823_G_GEN9 | 54823 | G | GEN9 |  | Combustion Turbine |  |  | North Carolina |  | Bladen |  |  | 1.5 |  | 1998 | [33 empty] | Smithfield Fresh Meats Corp. | 100 | Smithfield Fresh Meats Corp. | 100 | Non-regulated | Dropped - Plant is identified as onsite because it is a net buyer of electricity in 2021
Smithfield Farmland Corp Bladen | 54823_G_GN10 | 54823 | G | GN10 |  | Combustion Turbine |  |  | North Carolina |  | Bladen |  |  | 1.5 |  | 1998 | [33 empty] | Smithfield Fresh Meats Corp. | 100 | Smithfield Fresh Meats Corp. | 100 | Non-regulated | Dropped - Plant is identified as onsite because it is a net buyer of electricity in 2021
Smithfield Farmland Corp Bladen | 54823_G_GN11 | 54823 | G | GN11 |  | Combustion Turbine |  |  | North Carolina |  | Bladen |  |  | 1.5 |  | 1998 | [33 empty] | Smithfield Fresh Meats Corp. | 100 | Smithfield Fresh Meats Corp. | 100 | Non-regulated | Dropped - Plant is identified as onsite because it is a net buyer of electricity in 2021
Smithfield Farmland Corp Bladen | 54823_G_GN12 | 54823 | G | GN12 |  | Combustion Turbine |  |  | North Carolina |  | Bladen |  |  | 1.5 |  | 1998 | [33 empty] | Smithfield Fresh Meats Corp. | 100 | Smithfield Fresh Meats Corp. | 100 | Non-regulated | Dropped - Plant is identified as onsite because it is a net buyer of electricity in 2021
Smithfield Farmland Corp Bladen | 54823_G_GN13 | 54823 | G | GN13 |  | Combustion Turbine |  |  | North Carolina |  | Bladen |  |  | 1.5 |  | 1998 | [33 empty] | Smithfield Fresh Meats Corp. | 100 | Smithfield Fresh Meats Corp. | 100 | Non-regulated | Dropped - Plant is identified as onsite because it is a net buyer of electricity in 2021
Smithfield Farmland Corp Bladen | 54823_G_GN14 | 54823 | G | GN14 |  | Combustion Turbine |  |  | North Carolina |  | Bladen |  |  | 1.5 |  | 1998 | [33 empty] | Smithfield Fresh Meats Corp. | 100 | Smithfield Fresh Meats Corp. | 100 | Non-regulated | Dropped - Plant is identified as onsite because it is a net buyer of electricity in 2021
Smithfield Farmland Corp Bladen | 54823_G_GN15 | 54823 | G | GN15 |  | Combustion Turbine |  |  | North Carolina |  | Bladen |  |  | 1.5 |  | 1998 | [33 empty] | Smithfield Fresh Meats Corp. | 100 | Smithfield Fresh Meats Corp. | 100 | Non-regulated | Dropped - Plant is identified as onsite because it is a net buyer of electricity in 2021
Smithfield Farmland Corp Bladen | 54823_G_GN16 | 54823 | G | GN16 |  | Combustion Turbine |  |  | North Carolina |  | Bladen |  |  | 1.5 |  | 1995 | [33 empty] | Smithfield Fresh Meats Corp. | 100 | Smithfield Fresh Meats Corp. | 100 | Non-regulated | Dropped - Plant is identified as onsite because it is a net buyer of electricity in 2021
Smithfield Farmland Corp Bladen | 54823_G_GN17 | 54823 | G | GN17 |  | Combustion Turbine |  |  | North Carolina |  | Bladen |  |  | 1.5 |  | 1998 | [33 empty] | Smithfield Fresh Meats Corp. | 100 | Smithfield Fresh Meats Corp. | 100 | Non-regulated | Dropped - Plant is identified as onsite because it is a net buyer of electricity in 2021
Smithfield Farmland Corp Bladen | 54823_G_GN18 | 54823 | G | GN18 |  | Combustion Turbine |  |  | North Carolina |  | Bladen |  |  | 1.5 |  | 1995 | [33 empty] | Smithfield Fresh Meats Corp. | 100 | Smithfield Fresh Meats Corp. | 100 | Non-regulated | Dropped - Plant is identified as onsite because it is a net buyer of electricity in 2021
Smithfield Farmland Corp Bladen | 54823_G_GN19 | 54823 | G | GN19 |  | Combustion Turbine |  |  | North Carolina |  | Bladen |  |  | 1.5 |  | 1998 | [33 empty] | Smithfield Fresh Meats Corp. | 100 | Smithfield Fresh Meats Corp. | 100 | Non-regulated | Dropped - Plant is identified as onsite because it is a net buyer of electricity in 2021
Wailuku River Hydroelectric | 54827_G_8101 | 54827 | G | 8101 |  | Hydro |  |  | Hawaii |  | Hawaii |  |  | 4.9 |  | 1993 | [33 empty] | Wailuku Holding Company LLC | 100 | Wailuku Holding Company LLC | 100 | Non-regulated | Dropped - in Alaska or in Hawaii or Puerto Rico
Wailuku River Hydroelectric | 54827_G_8102 | 54827 | G | 8102 |  | Hydro |  |  | Hawaii |  | Hawaii |  |  | 4.9 |  | 1993 | [33 empty] | Wailuku Holding Company LLC | 100 | Wailuku Holding Company LLC | 100 | Non-regulated | Dropped - in Alaska or in Hawaii or Puerto Rico
Bristol Myers Squibb New Brunswick | 54829_G_GEN1 | 54829 | G | GEN1 |  | Combustion Turbine |  |  | New Jersey |  | Middlesex |  |  | 8.8 |  | 1992 | [33 empty] | Bristol-Myers Squibb Co | 100 | Bristol-Myers Squibb Co | 100 | Non-regulated | Dropped - Plant is identified as onsite because it is a net buyer of electricity in 2021
Bristol Myers Squibb New Brunswick | 54829_G_GEN2 | 54829 | G | GEN2 |  | O/G Steam |  |  | New Jersey |  | Middlesex |  |  | 0.6 |  | 1999 | [33 empty] | Bristol-Myers Squibb Co | 100 | Bristol-Myers Squibb Co | 100 | Non-regulated | Dropped - Plant is identified as onsite because it is a net buyer of electricity in 2021
Emory Decatur Hospital | 54830_G_03 | 54830 | G | 03 |  | Combustion Turbine |  |  | Georgia |  | DeKalb |  |  | 1.2 |  | 2004 | [33 empty] | DeKalb Regional Health System | 100 | DeKalb Regional Health System | 100 | Non-regulated | Dropped - Plant is identified as onsite because it is a net buyer of electricity in 2021
Emory Decatur Hospital | 54830_G_90 | 54830 | G | 90 |  | Combustion Turbine |  |  | Georgia |  | DeKalb |  |  | 1.2 |  | 1991 | [33 empty] | DeKalb Regional Health System | 100 | DeKalb Regional Health System | 100 | Non-regulated | Dropped - Plant is identified as onsite because it is a net buyer of electricity in 2021
Emory Decatur Hospital | 54830_G_93 | 54830 | G | 93 |  | Combustion Turbine |  |  | Georgia |  | DeKalb |  |  | 1.2 |  | 1993 | [33 empty] | DeKalb Regional Health System | 100 | DeKalb Regional Health System | 100 | Non-regulated | Dropped - Plant is identified as onsite because it is a net buyer of electricity in 2021
Fort Greely Power Plant | 54834_G_EN-4 | 54834 | G | EN-4 |  | Combustion Turbine |  |  | Alaska |  | Southeast Fairbanks |  |  | 1.2 |  | 1959 | [33 empty] | Doyon Utilities - Fort Greely | 100 | Doyon Utilities - Fort Greely | 100 | Non-regulated | Dropped - in Alaska or in Hawaii or Puerto Rico
Fort Greely Power Plant | 54834_G_EN-5 | 54834 | G | EN-5 |  | Combustion Turbine |  |  | Alaska |  | Southeast Fairbanks |  |  | 1.2 |  | 1959 | [33 empty] | Doyon Utilities - Fort Greely | 100 | Doyon Utilities - Fort Greely | 100 | Non-regulated | Dropped - in Alaska or in Hawaii or Puerto Rico
Fort Greely Power Plant | 54834_G_EN-6 | 54834 | G | EN-6 |  | Combustion Turbine |  |  | Alaska |  | Southeast Fairbanks |  |  | 2.5 |  | 2010 | [33 empty] | Doyon Utilities - Fort Greely | 100 | Doyon Utilities - Fort Greely | 100 | Non-regulated | Dropped - in Alaska or in Hawaii or Puerto Rico
Fort Greely Power Plant | 54834_G_EN-7 | 54834 | G | EN-7 |  | Combustion Turbine |  |  | Alaska |  | Southeast Fairbanks |  |  | 2.5 |  | 2010 | [33 empty] | Doyon Utilities - Fort Greely | 100 | Doyon Utilities - Fort Greely | 100 | Non-regulated | Dropped - in Alaska or in Hawaii or Puerto Rico
Evonik Industries AG | 54835_G_T121 | 54835 | G | T121 |  | Combustion Turbine |  |  | Indiana |  | Tippecanoe |  |  | 1.2 |  | 1992 | [33 empty] | Evonik Degussa Corporation | 100 | Evonik Degussa Corporation | 100 | Non-regulated | Dropped - Plant is identified as onsite because it is a net buyer of electricity in 2021
Sun Trust Plaza | 54845_G_EG-1 | 54845 | G | EG-1 |  | Combustion Turbine |  |  | Georgia |  | Fulton |  |  | 1 |  | 1994 | [33 empty] | Sun Trust Plaza Associates LLC | 100 | Sun Trust Plaza Associates LLC | 100 | Non-regulated | Dropped - Plant is identified as onsite because it is a net buyer of electricity in 2021
Sun Trust Plaza | 54845_G_EG-2 | 54845 | G | EG-2 |  | Combustion Turbine |  |  | Georgia |  | Fulton |  |  | 1 |  | 1994 | [33 empty] | Sun Trust Plaza Associates LLC | 100 | Sun Trust Plaza Associates LLC | 100 | Non-regulated | Dropped - Plant is identified as onsite because it is a net buyer of electricity in 2021
MMSD Jones Island Wastewater | 54851_G_GEN1 | 54851 | G | GEN1 |  | Combustion Turbine |  |  | Wisconsin |  | Milwaukee |  |  | 13 |  | 1971 | [33 empty] | Milwaukee Metro Sewerage Dist | 100 | Milwaukee Metro Sewerage Dist | 100 | Non-regulated | Dropped - Plant is identified as onsite because it is a net buyer of electricity in 2021
MMSD Jones Island Wastewater | 54851_G_SOL1 | 54851 | G | SOL1 |  | Combustion Turbine |  |  | Wisconsin |  | Milwaukee |  |  | 4.6 |  | 2013 | [33 empty] | Milwaukee Metro Sewerage Dist | 100 | Milwaukee Metro Sewerage Dist | 100 | Non-regulated | Dropped - Plant is identified as onsite because it is a net buyer of electricity in 2021
MMSD Jones Island Wastewater | 54851_G_SOL2 | 54851 | G | SOL2 |  | Landfill Gas |  |  | Wisconsin |  | Milwaukee |  |  | 4.6 |  | 2013 | [33 empty] | Milwaukee Metro Sewerage Dist | 100 | Milwaukee Metro Sewerage Dist | 100 | Non-regulated | Dropped - Plant is identified as onsite because it is a net buyer of electricity in 2021
MMSD Jones Island Wastewater | 54851_G_SOL3 | 54851 | G | SOL3 |  | Landfill Gas |  |  | Wisconsin |  | Milwaukee |  |  | 4.6 |  | 2013 | [33 empty] | Milwaukee Metro Sewerage Dist | 100 | Milwaukee Metro Sewerage Dist | 100 | Non-regulated | Dropped - Plant is identified as onsite because it is a net buyer of electricity in 2021
Mars Snackfood US | 54855_G_1 | 54855 | G | 1 |  | Combustion Turbine |  |  | Illinois |  | Cook |  |  | 3 |  | 1987 | [33 empty] | M&M Mars Inc | 100 | M&M Mars Inc | 100 | Non-regulated | Dropped - Plant is identified as onsite because it is a net buyer of electricity in 2021
Bassett Medical Center | 54863_G_0001 | 54863 | G | 0001 |  | Combustion Turbine |  |  | New York |  | Otsego |  |  | 0.8 |  | 1992 | [33 empty] | Bassett Healthcare | 100 | Bassett Healthcare | 100 | Non-regulated | Dropped - Plant is identified as onsite because it is a net buyer of electricity in 2021
Bassett Medical Center | 54863_G_0002 | 54863 | G | 0002 |  | Combustion Turbine |  |  | New York |  | Otsego |  |  | 0.8 |  | 1992 | [33 empty] | Bassett Healthcare | 100 | Bassett Healthcare | 100 | Non-regulated | Dropped - Plant is identified as onsite because it is a net buyer of electricity in 2021
Bassett Medical Center | 54863_G_0003 | 54863 | G | 0003 |  | Combustion Turbine |  |  | New York |  | Otsego |  |  | 0.8 |  | 1992 | [33 empty] | Bassett Healthcare | 100 | Bassett Healthcare | 100 | Non-regulated | Dropped - Plant is identified as onsite because it is a net buyer of electricity in 2021
Bassett Medical Center | 54863_G_0004 | 54863 | G | 0004 |  | Combustion Turbine |  |  | New York |  | Otsego |  |  | 1.6 |  | 2004 | [33 empty] | Bassett Healthcare | 100 | Bassett Healthcare | 100 | Non-regulated | Dropped - Plant is identified as onsite because it is a net buyer of electricity in 2021
Bassett Medical Center | 54863_G_0005 | 54863 | G | 0005 |  | Combustion Turbine |  |  | New York |  | Otsego |  |  | 1.6 |  | 2006 | [33 empty] | Bassett Healthcare | 100 | Bassett Healthcare | 100 | Non-regulated | Dropped - Plant is identified as onsite because it is a net buyer of electricity in 2021
Neenah Paper Munising Mill | 54867_G_M387 | 54867 | G | M387 |  | Coal Steam |  |  | Michigan |  | Alger |  |  | 5.8 |  | 1930 | [33 empty] | Neenah Paper Michigan Inc. | 100 | Neenah Paper Michigan Inc. | 100 | Non-regulated | Dropped - Plant is identified as onsite because it is a net buyer of electricity in 2021
Dunn Paper | 54878_G_01 | 54878 | G | 01 |  | Hydro |  |  | New York |  | St Lawrence |  |  | 0.4 |  | 1959 | [33 empty] | BiOrigin Specialty Products | 100 | BiOrigin Specialty Products | 100 | Non-regulated | Dropped - Plant is identified as onsite because it is a net buyer of electricity in 2021
Dunn Paper | 54878_G_02 | 54878 | G | 02 |  | Hydro |  |  | New York |  | St Lawrence |  |  | 0.3 |  | 1959 | [33 empty] | BiOrigin Specialty Products | 100 | BiOrigin Specialty Products | 100 | Non-regulated | Dropped - Plant is identified as onsite because it is a net buyer of electricity in 2021
Dunn Paper | 54878_G_03 | 54878 | G | 03 |  | Hydro |  |  | New York |  | St Lawrence |  |  | 0.3 |  | 1959 | [33 empty] | BiOrigin Specialty Products | 100 | BiOrigin Specialty Products | 100 | Non-regulated | Dropped - Plant is identified as onsite because it is a net buyer of electricity in 2021
DSM Pharmaceuticals | 54887_G_GEN1 | 54887 | G | GEN1 |  | Combustion Turbine |  |  | North Carolina |  | Pitt |  |  | 3.5 |  | 1993 | [33 empty] | Patheon Manufacturing Service LLC | 100 | Patheon Manufacturing Service LLC | 100 | Non-regulated | Dropped - Plant is identified as onsite because it is a net buyer of electricity in 2021
DSM Pharmaceuticals | 54887_G_GEN2 | 54887 | G | GEN2 |  | Combustion Turbine |  |  | North Carolina |  | Pitt |  |  | 0.3 |  | 1994 | [33 empty] | Patheon Manufacturing Service LLC | 100 | Patheon Manufacturing Service LLC | 100 | Non-regulated | Dropped - Plant is identified as onsite because it is a net buyer of electricity in 2021
DSM Pharmaceuticals | 54887_G_GEN3 | 54887 | G | GEN3 |  | Combustion Turbine |  |  | North Carolina |  | Pitt |  |  | 1.1 |  | 1994 | [33 empty] | Patheon Manufacturing Service LLC | 100 | Patheon Manufacturing Service LLC | 100 | Non-regulated | Dropped - Plant is identified as onsite because it is a net buyer of electricity in 2021
DSM Pharmaceuticals | 54887_G_GEN4 | 54887 | G | GEN4 |  | Combustion Turbine |  |  | North Carolina |  | Pitt |  |  | 1.2 |  | 1987 | [33 empty] | Patheon Manufacturing Service LLC | 100 | Patheon Manufacturing Service LLC | 100 | Non-regulated | Dropped - Plant is identified as onsite because it is a net buyer of electricity in 2021
DSM Pharmaceuticals | 54887_G_GEN5 | 54887 | G | GEN5 |  | Combustion Turbine |  |  | North Carolina |  | Pitt |  |  | 1 |  | 1999 | [33 empty] | Patheon Manufacturing Service LLC | 100 | Patheon Manufacturing Service LLC | 100 | Non-regulated | Dropped - Plant is identified as onsite because it is a net buyer of electricity in 2021
DSM Pharmaceuticals | 54887_G_GEN6 | 54887 | G | GEN6 |  | Combustion Turbine |  |  | North Carolina |  | Pitt |  |  | 1.2 |  | 2003 | [33 empty] | Patheon Manufacturing Service LLC | 100 | Patheon Manufacturing Service LLC | 100 | Non-regulated | Dropped - Plant is identified as onsite because it is a net buyer of electricity in 2021
DSM Pharmaceuticals | 54887_G_GEN7 | 54887 | G | GEN7 |  | Combustion Turbine |  |  | North Carolina |  | Pitt |  |  | 0.1 |  | 2015 | [33 empty] | Patheon Manufacturing Service LLC | 100 | Patheon Manufacturing Service LLC | 100 | Non-regulated | Dropped - Plant is identified as onsite because it is a net buyer of electricity in 2021
DSM Pharmaceuticals | 54887_G_GEN8 | 54887 | G | GEN8 |  | Combustion Turbine |  |  | North Carolina |  | Pitt |  |  | 0.3 |  | 2015 | [33 empty] | Patheon Manufacturing Service LLC | 100 | Patheon Manufacturing Service LLC | 100 | Non-regulated | Dropped - Plant is identified as onsite because it is a net buyer of electricity in 2021
Georgia Pacific Center | 54906_G_01 | 54906 | G | 01 |  | Combustion Turbine |  |  | Georgia |  | Fulton |  |  | 0.7 |  | 1982 | [33 empty] | GP Center Holdings LLC | 100 | GP Center Holdings LLC | 100 | Non-regulated | Dropped - Plant is identified as onsite because it is a net buyer of electricity in 2021
Georgia Pacific Center | 54906_G_02 | 54906 | G | 02 |  | Combustion Turbine |  |  | Georgia |  | Fulton |  |  | 0.7 |  | 1982 | [33 empty] | GP Center Holdings LLC | 100 | GP Center Holdings LLC | 100 | Non-regulated | Dropped - Plant is identified as onsite because it is a net buyer of electricity in 2021
Mass Inst Tech Cntrl Utilities/Cogen Plt | 54907_G_GT200 | 54907 | G | GT200 |  | Combustion Turbine |  |  | Massachusetts |  | Middlesex |  |  | 17.7 |  | 2021 | [33 empty] | Massachusetts Inst of Tech | 100 | Massachusetts Inst of Tech | 100 | Non-regulated | Dropped - Plant is identified as onsite because it is a net buyer of electricity in 2021
Mass Inst Tech Cntrl Utilities/Cogen Plt | 54907_G_GT300 | 54907 | G | GT300 |  | Combustion Turbine |  |  | Massachusetts |  | Middlesex |  |  | 17.7 |  | 2021 | [33 empty] | Massachusetts Inst of Tech | 100 | Massachusetts Inst of Tech | 100 | Non-regulated | Dropped - Plant is identified as onsite because it is a net buyer of electricity in 2021
Enderlin | 54908_G_GEN1 | 54908 | G | GEN1 |  | Biomass |  |  | North Dakota |  | Ransom |  |  | 5.1 |  | 1983 | [33 empty] | Archer Daniels Midland Co | 100 | Archer Daniels Midland Co | 100 | Non-regulated | Dropped - Plant is identified as onsite because it is a net buyer of electricity in 2021
Enderlin | 54908_G_GEN2 | 54908 | G | GEN2 |  | Biomass |  |  | North Dakota |  | Ransom |  |  | 4.7 |  | 1983 | [33 empty] | Archer Daniels Midland Co | 100 | Archer Daniels Midland Co | 100 | Non-regulated | Dropped - Plant is identified as onsite because it is a net buyer of electricity in 2021
Martinez Refining | 54912_G_GTG1 | 54912 | G | GTG1 |  | Combined Cycle |  |  | California |  | Contra Costa |  |  | 40 |  | 1995 | [33 empty] | Martinez Refining Co | 100 | Martinez Refining Co | 100 | Non-regulated | Dropped - Plant is identified as onsite because it is a net buyer of electricity in 2021
Martinez Refining | 54912_G_GTG2 | 54912 | G | GTG2 |  | Combined Cycle |  |  | California |  | Contra Costa |  |  | 40 |  | 1996 | [33 empty] | Martinez Refining Co | 100 | Martinez Refining Co | 100 | Non-regulated | Dropped - Plant is identified as onsite because it is a net buyer of electricity in 2021
Martinez Refining | 54912_G_STG1 | 54912 | G | STG1 |  | Fossil Waste |  |  | California |  | Contra Costa |  |  | 20 |  | 1995 | [33 empty] | Martinez Refining Co | 100 | Martinez Refining Co | 100 | Non-regulated | Dropped - Plant is identified as onsite because it is a net buyer of electricity in 2021 | B1 B1 B1 B1 B1: HRSG1; B2 B2 B2 B2A B2A: HRSG2
Ergon Refining Vicksburg | 54918_G_TMO1 | 54918 | G | TMO1 |  | Combustion Turbine |  |  | Mississippi |  | Warren |  |  | 4.5 |  | 1995 | [33 empty] | Ergon Refining Inc | 100 | Ergon Refining Inc | 100 | Non-regulated | Dropped - Plant is identified as onsite because it is a net buyer of electricity in 2021
Mondelez Global LLC | 54933_G_GEN1 | 54933 | G | GEN1 |  | Combustion Turbine |  |  | Illinois |  | Winnebago |  |  | 5 |  | 1995 | [33 empty] | Mondelez Global, LLC | 100 | Mondelez Global, LLC | 100 | Non-regulated | Dropped - Plant is identified as onsite because it is a net buyer of electricity in 2021
Wellesley College Central Utility Plant | 54937_G_1118 | 54937 | G | 1118 |  | Combustion Turbine |  |  | Massachusetts |  | Norfolk |  |  | 1.2 |  | 1994 | [33 empty] | Wellesley College | 100 | Wellesley College | 100 | Non-regulated | Dropped - Plant is identified as onsite because it is a net buyer of electricity in 2021
Wellesley College Central Utility Plant | 54937_G_1119 | 54937 | G | 1119 |  | Combustion Turbine |  |  | Massachusetts |  | Norfolk |  |  | 1.2 |  | 1994 | [33 empty] | Wellesley College | 100 | Wellesley College | 100 | Non-regulated | Dropped - Plant is identified as onsite because it is a net buyer of electricity in 2021
Wellesley College Central Utility Plant | 54937_G_1120 | 54937 | G | 1120 |  | Combustion Turbine |  |  | Massachusetts |  | Norfolk |  |  | 1.2 |  | 1994 | [33 empty] | Wellesley College | 100 | Wellesley College | 100 | Non-regulated | Dropped - Plant is identified as onsite because it is a net buyer of electricity in 2021
Wellesley College Central Utility Plant | 54937_G_1121 | 54937 | G | 1121 |  | Combustion Turbine |  |  | Massachusetts |  | Norfolk |  |  | 1.2 |  | 1994 | [33 empty] | Wellesley College | 100 | Wellesley College | 100 | Non-regulated | Dropped - Plant is identified as onsite because it is a net buyer of electricity in 2021
Wellesley College Central Utility Plant | 54937_G_8187 | 54937 | G | 8187 |  | Combustion Turbine |  |  | Massachusetts |  | Norfolk |  |  | 1.9 |  | 1999 | [33 empty] | Wellesley College | 100 | Wellesley College | 100 | Non-regulated | Dropped - Plant is identified as onsite because it is a net buyer of electricity in 2021
Wellesley College Central Utility Plant | 54937_G_SB1 | 54937 | G | SB1 |  | Combustion Turbine |  |  | Massachusetts |  | Norfolk |  |  | 4 |  | 1985 | [33 empty] | Wellesley College | 100 | Wellesley College | 100 | Non-regulated | Dropped - Plant is identified as onsite because it is a net buyer of electricity in 2021
Cargill Salt | 54965_G_ACTG | 54965 | G | ACTG |  | O/G Steam |  |  | Michigan |  | St Clair |  |  | 2 |  | 1968 | [33 empty] | Cargill Inc | 100 | Cargill Inc | 100 | Non-regulated | Dropped - Plant is identified as onsite because it is a net buyer of electricity in 2021
Cargill Salt | 54965_G_EACTG | 54965 | G | EACTG |  | O/G Steam |  |  | Michigan |  | St Clair |  |  | 2.2 |  | 2017 | [33 empty] | Cargill Inc | 100 | Cargill Inc | 100 | Non-regulated | Dropped - Plant is identified as onsite because it is a net buyer of electricity in 2021
New Mexico State University | 54975_G_01 | 54975 | G | 01 |  | Combustion Turbine |  |  | New Mexico |  | Dona Ana |  |  | 4.5 |  | 1996 | [33 empty] | New Mexico State University | 100 | New Mexico State University | 100 | Non-regulated | Dropped - Plant is identified as onsite because it is a net buyer of electricity in 2021
Murphy-Brown LLC | 55002_G_01 | 55002 | G | 01 |  | Combustion Turbine |  |  | North Carolina |  | Duplin |  |  | 1.2 |  | 1995 | [33 empty] | Murphy - Brown LLC | 100 | Murphy - Brown LLC | 100 | Non-regulated | Dropped - Plant is identified as onsite because it is a net buyer of electricity in 2021
Murphy-Brown LLC | 55002_G_02 | 55002 | G | 02 |  | Combustion Turbine |  |  | North Carolina |  | Duplin |  |  | 1.2 |  | 1995 | [33 empty] | Murphy - Brown LLC | 100 | Murphy - Brown LLC | 100 | Non-regulated | Dropped - Plant is identified as onsite because it is a net buyer of electricity in 2021
Thornwood High School | 55004_G_1 | 55004 | G | 1 |  | Combustion Turbine |  |  | Illinois |  | Cook |  |  | 0.7 |  | 1996 | [33 empty] | Thorton Township School Dist | 100 | Thorton Township School Dist | 100 | Non-regulated | Dropped - Plant is identified as onsite because it is a net buyer of electricity in 2021
Thornwood High School | 55004_G_2 | 55004 | G | 2 |  | Combustion Turbine |  |  | Illinois |  | Cook |  |  | 0.7 |  | 1996 | [33 empty] | Thorton Township School Dist | 100 | Thorton Township School Dist | 100 | Non-regulated | Dropped - Plant is identified as onsite because it is a net buyer of electricity in 2021
Thornridge High School | 55005_G_1 | 55005 | G | 1 |  | Combustion Turbine |  |  | Illinois |  | Cook |  |  | 0.5 |  | 1996 | [33 empty] | Thorton Township School Dist | 100 | Thorton Township School Dist | 100 | Non-regulated | Dropped - Plant is identified as onsite because it is a net buyer of electricity in 2021
Thornridge High School | 55005_G_2 | 55005 | G | 2 |  | Combustion Turbine |  |  | Illinois |  | Cook |  |  | 0.5 |  | 1996 | [33 empty] | Thorton Township School Dist | 100 | Thorton Township School Dist | 100 | Non-regulated | Dropped - Plant is identified as onsite because it is a net buyer of electricity in 2021
Papillion Creek Wastewater | 55027_G_951 | 55027 | G | 951 |  | Non-Fossil Waste |  |  | Nebraska |  | Sarpy |  |  | 0.5 |  | 1987 | [33 empty] | City of Omaha | 100 | City of Omaha | 100 | Non-regulated | Dropped - Plant is identified as onsite because it is a net buyer of electricity in 2021
Papillion Creek Wastewater | 55027_G_952 | 55027 | G | 952 |  | Non-Fossil Waste |  |  | Nebraska |  | Sarpy |  |  | 0.5 |  | 1987 | [33 empty] | City of Omaha | 100 | City of Omaha | 100 | Non-regulated | Dropped - Plant is identified as onsite because it is a net buyer of electricity in 2021
Papillion Creek Wastewater | 55027_G_953 | 55027 | G | 953 |  | Non-Fossil Waste |  |  | Nebraska |  | Sarpy |  |  | 0.5 |  | 1987 | [33 empty] | City of Omaha | 100 | City of Omaha | 100 | Non-regulated | Dropped - Plant is identified as onsite because it is a net buyer of electricity in 2021
Missouri River Wastewater Treatment | 55033_G_6013 | 55033 | G | 6013 |  | Non-Fossil Waste |  |  | Nebraska |  | Douglas |  |  | 1 |  | 2001 | [33 empty] | City of Omaha | 100 | City of Omaha | 100 | Non-regulated | Dropped - Plant is identified as onsite because it is a net buyer of electricity in 2021
Missouri River Wastewater Treatment | 55033_G_6101 | 55033 | G | 6101 |  | Non-Fossil Waste |  |  | Nebraska |  | Douglas |  |  | 1 |  | 1985 | [33 empty] | City of Omaha | 100 | City of Omaha | 100 | Non-regulated | Dropped - Plant is identified as onsite because it is a net buyer of electricity in 2021
Missouri River Wastewater Treatment | 55033_G_6102 | 55033 | G | 6102 |  | Non-Fossil Waste |  |  | Nebraska |  | Douglas |  |  | 1 |  | 1985 | [33 empty] | City of Omaha | 100 | City of Omaha | 100 | Non-regulated | Dropped - Plant is identified as onsite because it is a net buyer of electricity in 2021
Davenport Water Pollution Control Plant | 55035_G_GEN1 | 55035 | G | GEN1 |  | Non-Fossil Waste |  |  | Iowa |  | Scott |  |  | 0.8 |  | 1995 | [33 empty] | Davenport City of | 100 | Davenport City of | 100 | Non-regulated | Dropped - Plant is identified as onsite because it is a net buyer of electricity in 2021
Davenport Water Pollution Control Plant | 55035_G_GEN2 | 55035 | G | GEN2 |  | Non-Fossil Waste |  |  | Iowa |  | Scott |  |  | 0.8 |  | 1995 | [33 empty] | Davenport City of | 100 | Davenport City of | 100 | Non-regulated | Dropped - Plant is identified as onsite because it is a net buyer of electricity in 2021
University of Tennessee Steam Plant | 55036_G_GEN1 | 55036 | G | GEN1 |  | Combustion Turbine |  |  | Tennessee |  | Knox |  |  | 4.5 |  | 1996 | [33 empty] | University of Tennessee | 100 | University of Tennessee | 100 | Non-regulated | Dropped - Plant is identified as onsite because it is a net buyer of electricity in 2021
Packaging Corp. of America Jackson Mill | 55044_G_STG1 | 55044 | G | STG1 |  | Non-Fossil Waste |  |  | Alabama |  | Clarke |  |  | 15.3 |  | 1996 | [33 empty] | Boise White Paper LLC | 100 | Boise White Paper LLC | 100 | Non-regulated | Dropped - Plant is identified as onsite because it is a net buyer of electricity in 2021 | B1 B1 B1 B1 B1: PB3; B2 B2 B2 B2A B2A: PB4; B2A B2A B2A B3A B3A: PB5; B3 B3 B3 B5 B5: RB1
Bridgeport Gas Processing Plant | 55053_G_14 | 55053 | G | 14 |  | Combustion Turbine |  |  | Texas |  | Wise |  |  | 0.8 |  | 2013 | [33 empty] | EnLink Midstream Services, LLC | 100 | EnLink Midstream Services, LLC | 100 | Non-regulated | Dropped - Plant is identified as onsite because it is a net buyer of electricity in 2021
Bridgeport Gas Processing Plant | 55053_G_15 | 55053 | G | 15 |  | Combustion Turbine |  |  | Texas |  | Wise |  |  | 0.8 |  | 2013 | [33 empty] | EnLink Midstream Services, LLC | 100 | EnLink Midstream Services, LLC | 100 | Non-regulated | Dropped - Plant is identified as onsite because it is a net buyer of electricity in 2021
Bridgeport Gas Processing Plant | 55053_G_16 | 55053 | G | 16 |  | Combustion Turbine |  |  | Texas |  | Wise |  |  | 0.8 |  | 2013 | [33 empty] | EnLink Midstream Services, LLC | 100 | EnLink Midstream Services, LLC | 100 | Non-regulated | Dropped - Plant is identified as onsite because it is a net buyer of electricity in 2021
Bridgeport Gas Processing Plant | 55053_G_17 | 55053 | G | 17 |  | Combustion Turbine |  |  | Texas |  | Wise |  |  | 0.8 |  | 2013 | [33 empty] | EnLink Midstream Services, LLC | 100 | EnLink Midstream Services, LLC | 100 | Non-regulated | Dropped - Plant is identified as onsite because it is a net buyer of electricity in 2021
Bridgeport Gas Processing Plant | 55053_G_2723 | 55053 | G | 2723 |  | Combustion Turbine |  |  | Texas |  | Wise |  |  | 0.8 |  | 2009 | [33 empty] | EnLink Midstream Services, LLC | 100 | EnLink Midstream Services, LLC | 100 | Non-regulated | Dropped - Plant is identified as onsite because it is a net buyer of electricity in 2021
Bridgeport Gas Processing Plant | 55053_G_654 | 55053 | G | 654 |  | Combustion Turbine |  |  | Texas |  | Wise |  |  | 0.8 |  | 2000 | [33 empty] | EnLink Midstream Services, LLC | 100 | EnLink Midstream Services, LLC | 100 | Non-regulated | Dropped - Plant is identified as onsite because it is a net buyer of electricity in 2021
Bridgeport Gas Processing Plant | 55053_G_655 | 55053 | G | 655 |  | Combustion Turbine |  |  | Texas |  | Wise |  |  | 0.8 |  | 2001 | [33 empty] | EnLink Midstream Services, LLC | 100 | EnLink Midstream Services, LLC | 100 | Non-regulated | Dropped - Plant is identified as onsite because it is a net buyer of electricity in 2021
Bridgeport Gas Processing Plant | 55053_G_656 | 55053 | G | 656 |  | Combustion Turbine |  |  | Texas |  | Wise |  |  | 0.8 |  | 2001 | [33 empty] | EnLink Midstream Services, LLC | 100 | EnLink Midstream Services, LLC | 100 | Non-regulated | Dropped - Plant is identified as onsite because it is a net buyer of electricity in 2021
Bridgeport Gas Processing Plant | 55053_G_657 | 55053 | G | 657 |  | Combustion Turbine |  |  | Texas |  | Wise |  |  | 0.8 |  | 2001 | [33 empty] | EnLink Midstream Services, LLC | 100 | EnLink Midstream Services, LLC | 100 | Non-regulated | Dropped - Plant is identified as onsite because it is a net buyer of electricity in 2021
Bridgeport Gas Processing Plant | 55053_G_658 | 55053 | G | 658 |  | Combustion Turbine |  |  | Texas |  | Wise |  |  | 0.8 |  | 2001 | [33 empty] | EnLink Midstream Services, LLC | 100 | EnLink Midstream Services, LLC | 100 | Non-regulated | Dropped - Plant is identified as onsite because it is a net buyer of electricity in 2021
Bridgeport Gas Processing Plant | 55053_G_666 | 55053 | G | 666 |  | Combustion Turbine |  |  | Texas |  | Wise |  |  | 0.8 |  | 2001 | [33 empty] | EnLink Midstream Services, LLC | 100 | EnLink Midstream Services, LLC | 100 | Non-regulated | Dropped - Plant is identified as onsite because it is a net buyer of electricity in 2021
Bridgeport Gas Processing Plant | 55053_G_667 | 55053 | G | 667 |  | Combustion Turbine |  |  | Texas |  | Wise |  |  | 0.8 |  | 2001 | [33 empty] | EnLink Midstream Services, LLC | 100 | EnLink Midstream Services, LLC | 100 | Non-regulated | Dropped - Plant is identified as onsite because it is a net buyer of electricity in 2021
Bridgeport Gas Processing Plant | 55053_G_671 | 55053 | G | 671 |  | Combustion Turbine |  |  | Texas |  | Wise |  |  | 0.8 |  | 2002 | [33 empty] | EnLink Midstream Services, LLC | 100 | EnLink Midstream Services, LLC | 100 | Non-regulated | Dropped - Plant is identified as onsite because it is a net buyer of electricity in 2021
Desert Star Energy Center | 55077_G_ED01 | 55077 | G | ED01 |  | Combined Cycle |  |  | Nevada |  | Clark |  |  | 140 |  | 2000 | 2027 | [32 empty] | Desert Star Energy Center SDG&E | 100 | Desert Star Energy Center SDG&E | 100 | Regulated | Dropped - Retired/Planned Retirement by 06/2028
Desert Star Energy Center | 55077_G_ED02 | 55077 | G | ED02 |  | Combined Cycle |  |  | Nevada |  | Clark |  |  | 140 |  | 2000 | 2027 | [32 empty] | Desert Star Energy Center SDG&E | 100 | Desert Star Energy Center SDG&E | 100 | Regulated | Dropped - Retired/Planned Retirement by 06/2028
Desert Star Energy Center | 55077_G_ED03 | 55077 | G | ED03 |  | Combined Cycle |  |  | Nevada |  | Clark |  |  | 170 |  | 2000 | 2027 | [32 empty] | Desert Star Energy Center SDG&E | 100 | Desert Star Energy Center SDG&E | 100 | Regulated | Dropped - Retired/Planned Retirement by 06/2028 | B1 B1 B1 B1 B1: 1; B2 B2 B2 B2A B2A: 2
Bank of America Plaza | 55152_G_GEN1 | 55152 | G | GEN1 |  | Combustion Turbine |  |  | Georgia |  | Fulton |  |  | 1.3 |  | 1991 | [33 empty] | 600 Peachtree PropCo, LLC | 100 | 600 Peachtree PropCo, LLC | 100 | Non-regulated | Dropped - Plant is identified as onsite because it is a net buyer of electricity in 2021
Bank of America Plaza | 55152_G_GEN2 | 55152 | G | GEN2 |  | Combustion Turbine |  |  | Georgia |  | Fulton |  |  | 1.3 |  | 1991 | [33 empty] | 600 Peachtree PropCo, LLC | 100 | 600 Peachtree PropCo, LLC | 100 | Non-regulated | Dropped - Plant is identified as onsite because it is a net buyer of electricity in 2021
Aera San Ardo Cogen Facility | 55184_G_UN-A | 55184 | G | UN-A |  | Combustion Turbine |  |  | California |  | Monterey |  |  | 2.8 |  | 1989 | [33 empty] | Aera Energy LLC-San Ardo | 100 | Aera Energy LLC-San Ardo | 100 | Non-regulated | Dropped - Plant is identified as onsite because it is a net buyer of electricity in 2021
Aera San Ardo Cogen Facility | 55184_G_UN-B | 55184 | G | UN-B |  | Combustion Turbine |  |  | California |  | Monterey |  |  | 2.8 |  | 1989 | [33 empty] | Aera Energy LLC-San Ardo | 100 | Aera Energy LLC-San Ardo | 100 | Non-regulated | Dropped - Plant is identified as onsite because it is a net buyer of electricity in 2021
Osceola (FL) | 55192_G_CTG1 | 55192 | G | CTG1 | 8464 | Combustion Turbine |  |  | Florida |  | Osceola |  |  | 157 |  | 2001 | [33 empty] | Orlando Utilities Comm | 100 | Orlando Utilities Comm | 100 | Regulated | Dropped - Lack of model plants
Osceola (FL) | 55192_G_CTG2 | 55192 | G | CTG2 | 8464 | Combustion Turbine |  |  | Florida |  | Osceola |  |  | 157 |  | 2001 | [33 empty] | Orlando Utilities Comm | 100 | Orlando Utilities Comm | 100 | Regulated | Dropped - Lack of model plants
Osceola (FL) | 55192_G_CTG3 | 55192 | G | CTG3 | 8464 | Combustion Turbine |  |  | Florida |  | Osceola |  |  | 157 |  | 2002 | [33 empty] | Orlando Utilities Comm | 100 | Orlando Utilities Comm | 100 | Regulated | Dropped - Lack of model plants
Astoria Gas Turbines | 55243_G_2-1 | 55243 | G | 2-1 |  | Combustion Turbine |  |  | New York |  | Queens |  |  | 34.9 |  | 1970 | 2023 | [32 empty] | NRG Astoria Gas Turbine Operations Inc | 100 | NRG Astoria Gas Turbine Operations Inc | 100 | Non-regulated | Dropped - Retired/Planned Retirement by 06/2028
Astoria Gas Turbines | 55243_G_2-2 | 55243 | G | 2-2 |  | Combustion Turbine |  |  | New York |  | Queens |  |  | 34.3 |  | 1970 | 2023 | [32 empty] | NRG Astoria Gas Turbine Operations Inc | 100 | NRG Astoria Gas Turbine Operations Inc | 100 | Non-regulated | Dropped - Retired/Planned Retirement by 06/2028
Astoria Gas Turbines | 55243_G_2-3 | 55243 | G | 2-3 |  | Combustion Turbine |  |  | New York |  | Queens |  |  | 36.3 |  | 1970 | 2023 | [32 empty] | NRG Astoria Gas Turbine Operations Inc | 100 | NRG Astoria Gas Turbine Operations Inc | 100 | Non-regulated | Dropped - Retired/Planned Retirement by 06/2028
Astoria Gas Turbines | 55243_G_2-4 | 55243 | G | 2-4 |  | Combustion Turbine |  |  | New York |  | Queens |  |  | 32.5 |  | 1970 | 2023 | [32 empty] | NRG Astoria Gas Turbine Operations Inc | 100 | NRG Astoria Gas Turbine Operations Inc | 100 | Non-regulated | Dropped - Retired/Planned Retirement by 06/2028
Astoria Gas Turbines | 55243_G_3-1 | 55243 | G | 3-1 |  | Combustion Turbine |  |  | New York |  | Queens |  |  | 34.6 |  | 1970 | 2023 | [32 empty] | NRG Astoria Gas Turbine Operations Inc | 100 | NRG Astoria Gas Turbine Operations Inc | 100 | Non-regulated | Dropped - Retired/Planned Retirement by 06/2028
Astoria Gas Turbines | 55243_G_3-2 | 55243 | G | 3-2 |  | Combustion Turbine |  |  | New York |  | Queens |  |  | 35.7 |  | 1970 | 2023 | [32 empty] | NRG Astoria Gas Turbine Operations Inc | 100 | NRG Astoria Gas Turbine Operations Inc | 100 | Non-regulated | Dropped - Retired/Planned Retirement by 06/2028
Astoria Gas Turbines | 55243_G_3-3 | 55243 | G | 3-3 |  | Combustion Turbine |  |  | New York |  | Queens |  |  | 33.9 |  | 1970 | 2023 | [32 empty] | NRG Astoria Gas Turbine Operations Inc | 100 | NRG Astoria Gas Turbine Operations Inc | 100 | Non-regulated | Dropped - Retired/Planned Retirement by 06/2028
Astoria Gas Turbines | 55243_G_3-4 | 55243 | G | 3-4 |  | Combustion Turbine |  |  | New York |  | Queens |  |  | 34.9 |  | 1970 | 2023 | [32 empty] | NRG Astoria Gas Turbine Operations Inc | 100 | NRG Astoria Gas Turbine Operations Inc | 100 | Non-regulated | Dropped - Retired/Planned Retirement by 06/2028
Astoria Gas Turbines | 55243_G_4-1 | 55243 | G | 4-1 |  | Combustion Turbine |  |  | New York |  | Queens |  |  | 33.6 |  | 1970 | 2023 | [32 empty] | NRG Astoria Gas Turbine Operations Inc | 100 | NRG Astoria Gas Turbine Operations Inc | 100 | Non-regulated | Dropped - Retired/Planned Retirement by 06/2028
Astoria Gas Turbines | 55243_G_4-2 | 55243 | G | 4-2 |  | Combustion Turbine |  |  | New York |  | Queens |  |  | 34.3 |  | 1970 | 2023 | [32 empty] | NRG Astoria Gas Turbine Operations Inc | 100 | NRG Astoria Gas Turbine Operations Inc | 100 | Non-regulated | Dropped - Retired/Planned Retirement by 06/2028
Astoria Gas Turbines | 55243_G_4-3 | 55243 | G | 4-3 |  | Combustion Turbine |  |  | New York |  | Queens |  |  | 35.4 |  | 1970 | 2023 | [32 empty] | NRG Astoria Gas Turbine Operations Inc | 100 | NRG Astoria Gas Turbine Operations Inc | 100 | Non-regulated | Dropped - Retired/Planned Retirement by 06/2028
Astoria Gas Turbines | 55243_G_4-4 | 55243 | G | 4-4 |  | Combustion Turbine |  |  | New York |  | Queens |  |  | 35.2 |  | 1970 | 2023 | [32 empty] | NRG Astoria Gas Turbine Operations Inc | 100 | NRG Astoria Gas Turbine Operations Inc | 100 | Non-regulated | Dropped - Retired/Planned Retirement by 06/2028
State Farm Support Center East | 55274_G_2A | 55274 | G | 2A |  | Combustion Turbine |  |  | Georgia |  | Fulton |  |  | 1.8 |  | 1998 | [33 empty] | JDM Partners MM III, LLC | 100 | JDM Partners MM III, LLC | 100 | Non-regulated | Dropped - Plant is identified as onsite because it is a net buyer of electricity in 2021
State Farm Support Center East | 55274_G_2B | 55274 | G | 2B |  | Combustion Turbine |  |  | Georgia |  | Fulton |  |  | 1.8 |  | 1998 | [33 empty] | JDM Partners MM III, LLC | 100 | JDM Partners MM III, LLC | 100 | Non-regulated | Dropped - Plant is identified as onsite because it is a net buyer of electricity in 2021
State Farm Support Center East | 55274_G_3A | 55274 | G | 3A |  | Combustion Turbine |  |  | Georgia |  | Fulton |  |  | 1.8 |  | 1998 | [33 empty] | JDM Partners MM III, LLC | 100 | JDM Partners MM III, LLC | 100 | Non-regulated | Dropped - Plant is identified as onsite because it is a net buyer of electricity in 2021
State Farm Support Center East | 55274_G_3B | 55274 | G | 3B |  | Combustion Turbine |  |  | Georgia |  | Fulton |  |  | 1.8 |  | 1998 | [33 empty] | JDM Partners MM III, LLC | 100 | JDM Partners MM III, LLC | 100 | Non-regulated | Dropped - Plant is identified as onsite because it is a net buyer of electricity in 2021
State Farm Support Center East | 55274_G_4A | 55274 | G | 4A |  | Combustion Turbine |  |  | Georgia |  | Fulton |  |  | 1.8 |  | 1998 | [33 empty] | JDM Partners MM III, LLC | 100 | JDM Partners MM III, LLC | 100 | Non-regulated | Dropped - Plant is identified as onsite because it is a net buyer of electricity in 2021
State Farm Support Center East | 55274_G_4B | 55274 | G | 4B |  | Combustion Turbine |  |  | Georgia |  | Fulton |  |  | 1.8 |  | 1998 | [33 empty] | JDM Partners MM III, LLC | 100 | JDM Partners MM III, LLC | 100 | Non-regulated | Dropped - Plant is identified as onsite because it is a net buyer of electricity in 2021
BASF Freeport Works | 55311_G_GEN1 | 55311 | G | GEN1 |  | Combustion Turbine |  |  | Texas |  | Brazoria |  |  | 75 |  | 1999 | [33 empty] | BASF Corporation | 100 | BASF Corporation | 100 | Non-regulated | Dropped - Plant is identified as onsite because it is a net buyer of electricity in 2021
BASF Freeport Works | 55311_G_GEN2 | 55311 | G | GEN2 |  | Non-Fossil Waste |  |  | Texas |  | Brazoria |  |  | 11.7 |  | 1999 | [33 empty] | BASF Corporation | 100 | BASF Corporation | 100 | Non-regulated | Dropped - Plant is identified as onsite because it is a net buyer of electricity in 2021 | B1 B1 B1 B1 B1: HRSG
Indian River | 55318_G_1 | 55318 | G | 1 |  | O/G Steam |  |  | Florida |  | Brevard |  |  | 75.5 |  | 1960 | [33 empty] | Orlando Utilities Comm | 100 | Orlando Utilities Comm | 100 | Regulated | Dropped - Units whose status are "OS" or "RE" for the past 3 consecutive years | bar: B1 B1 B1 B1 B1
Indian River | 55318_G_2 | 55318 | G | 2 |  | O/G Steam |  |  | Florida |  | Brevard |  |  | 181.3 |  | 1964 | [33 empty] | Orlando Utilities Comm | 100 | Orlando Utilities Comm | 100 | Regulated | Dropped - Units whose status are "OS" or "RE" for the past 3 consecutive years | B1 B1 B1 B1 B1: 2
Indian River | 55318_G_3 | 55318 | G | 3 |  | O/G Steam |  |  | Florida |  | Brevard |  |  | 319.6 |  | 1974 | [33 empty] | Orlando Utilities Comm | 100 | Orlando Utilities Comm | 100 | Regulated | Dropped - Units whose status are "OS" or "RE" for the past 3 consecutive years | B1 B1 B1 B1 B1: 3
Athens Regional Medical Center | 55319_G_CT1 | 55319 | G | CT1 |  | Combustion Turbine |  |  | Georgia |  | Clarke |  |  | 0.7 |  | 1994 | [33 empty] | Piedmont Athens Regional Medical Center | 100 | Piedmont Athens Regional Medical Center | 100 | Non-regulated | Dropped - Plant is identified as onsite because it is a net buyer of electricity in 2021
Athens Regional Medical Center | 55319_G_CT3 | 55319 | G | CT3 |  | Combustion Turbine |  |  | Georgia |  | Clarke |  |  | 0.7 |  | 1994 | [33 empty] | Piedmont Athens Regional Medical Center | 100 | Piedmont Athens Regional Medical Center | 100 | Non-regulated | Dropped - Plant is identified as onsite because it is a net buyer of electricity in 2021
Athens Regional Medical Center | 55319_G_STEG3 | 55319 | G | STEG3 |  | Combustion Turbine |  |  | Georgia |  | Clarke |  |  | 0.8 |  | 2007 | [33 empty] | Piedmont Athens Regional Medical Center | 100 | Piedmont Athens Regional Medical Center | 100 | Non-regulated | Dropped - Plant is identified as onsite because it is a net buyer of electricity in 2021
Athens Regional Medical Center | 55319_G_STEG4 | 55319 | G | STEG4 |  | Combustion Turbine |  |  | Georgia |  | Clarke |  |  | 0.8 |  | 2007 | [33 empty] | Piedmont Athens Regional Medical Center | 100 | Piedmont Athens Regional Medical Center | 100 | Non-regulated | Dropped - Plant is identified as onsite because it is a net buyer of electricity in 2021
Athens Regional Medical Center | 55319_G_STEG5 | 55319 | G | STEG5 |  | Combustion Turbine |  |  | Georgia |  | Clarke |  |  | 0.8 |  | 2007 | [33 empty] | Piedmont Athens Regional Medical Center | 100 | Piedmont Athens Regional Medical Center | 100 | Non-regulated | Dropped - Plant is identified as onsite because it is a net buyer of electricity in 2021
Athens Regional Medical Center | 55319_G_STEG6 | 55319 | G | STEG6 |  | Combustion Turbine |  |  | Georgia |  | Clarke |  |  | 0.8 |  | 2007 | [33 empty] | Piedmont Athens Regional Medical Center | 100 | Piedmont Athens Regional Medical Center | 100 | Non-regulated | Dropped - Plant is identified as onsite because it is a net buyer of electricity in 2021
Hamakua Energy Plant | 55369_G_CT1 | 55369 | G | CT1 |  | Fossil Waste |  |  | Hawaii |  | Hawaii |  |  | 21.7 |  | 2000 | [33 empty] | Hamakua Energy, LLC | 100 | Hamakua Energy, LLC | 100 | Non-regulated | Dropped - in Alaska or in Hawaii or Puerto Rico
Hamakua Energy Plant | 55369_G_CT2 | 55369 | G | CT2 |  | Fossil Waste |  |  | Hawaii |  | Hawaii |  |  | 21.7 |  | 2000 | [33 empty] | Hamakua Energy, LLC | 100 | Hamakua Energy, LLC | 100 | Non-regulated | Dropped - in Alaska or in Hawaii or Puerto Rico
Hamakua Energy Plant | 55369_G_ST1 | 55369 | G | ST1 |  | Fossil Waste |  |  | Hawaii |  | Hawaii |  |  | 17.4 |  | 2000 | [33 empty] | Hamakua Energy, LLC | 100 | Hamakua Energy, LLC | 100 | Non-regulated | Dropped - in Alaska or in Hawaii or Puerto Rico | B1 B1 B1 B1 B1: HRSG1; B2 B2 B2 B2A B2A: HRSG2
State Farm Insur Support Center Central | 55390_G_2A | 55390 | G | 2A |  | Combustion Turbine |  |  | Texas |  | Dallas |  |  | 1.8 |  | 1998 | [33 empty] | State Farm Mutual Auto Ins Co | 100 | State Farm Mutual Auto Ins Co | 100 | Non-regulated | Dropped - Plant is identified as onsite because it is a net buyer of electricity in 2021
State Farm Insur Support Center Central | 55390_G_2B | 55390 | G | 2B |  | Combustion Turbine |  |  | Texas |  | Dallas |  |  | 1.8 |  | 1998 | [33 empty] | State Farm Mutual Auto Ins Co | 100 | State Farm Mutual Auto Ins Co | 100 | Non-regulated | Dropped - Plant is identified as onsite because it is a net buyer of electricity in 2021
State Farm Insur Support Center Central | 55390_G_3A | 55390 | G | 3A |  | Combustion Turbine |  |  | Texas |  | Dallas |  |  | 1.8 |  | 1998 | [33 empty] | State Farm Mutual Auto Ins Co | 100 | State Farm Mutual Auto Ins Co | 100 | Non-regulated | Dropped - Plant is identified as onsite because it is a net buyer of electricity in 2021
State Farm Insur Support Center Central | 55390_G_3B | 55390 | G | 3B |  | Combustion Turbine |  |  | Texas |  | Dallas |  |  | 1.8 |  | 1998 | [33 empty] | State Farm Mutual Auto Ins Co | 100 | State Farm Mutual Auto Ins Co | 100 | Non-regulated | Dropped - Plant is identified as onsite because it is a net buyer of electricity in 2021
State Farm Insur Support Center Central | 55390_G_4A | 55390 | G | 4A |  | Combustion Turbine |  |  | Texas |  | Dallas |  |  | 1.8 |  | 1998 | [33 empty] | State Farm Mutual Auto Ins Co | 100 | State Farm Mutual Auto Ins Co | 100 | Non-regulated | Dropped - Plant is identified as onsite because it is a net buyer of electricity in 2021
State Farm Insur Support Center Central | 55390_G_4B | 55390 | G | 4B |  | Combustion Turbine |  |  | Texas |  | Dallas |  |  | 1.8 |  | 1998 | [33 empty] | State Farm Mutual Auto Ins Co | 100 | State Farm Mutual Auto Ins Co | 100 | Non-regulated | Dropped - Plant is identified as onsite because it is a net buyer of electricity in 2021
Kentucky Mills | 55429_G_01 | 55429 | G | 01 |  | Non-Fossil Waste |  |  | Kentucky |  | Hancock |  |  | 49 |  | 2001 | [33 empty] | Domtar Paper Company LLC | 100 | Domtar Paper Company LLC | 100 | Non-regulated | Dropped - Plant is identified as onsite because it is a net buyer of electricity in 2021 | B1 B1 B1 B1 B1: 3REC; B2 B2 B2 B2A B2A: 4REC; B2A B2A B2A B3A B3A: BFB
Green Power 2 | 55470_G_ST805 | 55470 | G | ST805 |  | Combined Cycle |  |  | Texas |  | Galveston |  |  | 75 |  | 2009 | [33 empty] | Marathon Petroleum Company LP | 100 | Marathon Petroleum Company LP | 100 | Non-regulated | Dropped - Units whose status are "OS" or "RE" for the past 3 consecutive years | B1 B1 B1 B1 B1: HRSG1; B2 B2 B2 B2A B2A: HRSG2; B2A B2A B2A B3A B3A: HRSG3
MMSD South Shore Wastewater | 55525_G_1 | 55525 | G | 1 |  | Non-Fossil Waste |  |  | Wisconsin |  | Milwaukee |  |  | 1.4 |  | 2000 | [33 empty] | Milwaukee Metro Sewerage Dist | 100 | Milwaukee Metro Sewerage Dist | 100 | Non-regulated | Dropped - Plant is identified as onsite because it is a net buyer of electricity in 2021
MMSD South Shore Wastewater | 55525_G_1CAT | 55525 | G | 1CAT |  | Non-Fossil Waste |  |  | Wisconsin |  | Milwaukee |  |  | 0.9 |  | 2009 | [33 empty] | Milwaukee Metro Sewerage Dist | 100 | Milwaukee Metro Sewerage Dist | 100 | Non-regulated | Dropped - Plant is identified as onsite because it is a net buyer of electricity in 2021
MMSD South Shore Wastewater | 55525_G_2CAT | 55525 | G | 2CAT |  | Non-Fossil Waste |  |  | Wisconsin |  | Milwaukee |  |  | 0.9 |  | 2010 | [33 empty] | Milwaukee Metro Sewerage Dist | 100 | Milwaukee Metro Sewerage Dist | 100 | Non-regulated | Dropped - Plant is identified as onsite because it is a net buyer of electricity in 2021
MMSD South Shore Wastewater | 55525_G_3CAT | 55525 | G | 3CAT |  | Non-Fossil Waste |  |  | Wisconsin |  | Milwaukee |  |  | 0.9 |  | 2009 | [33 empty] | Milwaukee Metro Sewerage Dist | 100 | Milwaukee Metro Sewerage Dist | 100 | Non-regulated | Dropped - Plant is identified as onsite because it is a net buyer of electricity in 2021
MMSD South Shore Wastewater | 55525_G_4CAT | 55525 | G | 4CAT |  | Non-Fossil Waste |  |  | Wisconsin |  | Milwaukee |  |  | 0.9 |  | 2009 | [33 empty] | Milwaukee Metro Sewerage Dist | 100 | Milwaukee Metro Sewerage Dist | 100 | Non-regulated | Dropped - Plant is identified as onsite because it is a net buyer of electricity in 2021
GRS C&C | 55597_G_2 | 55597 | G | 2 |  | Landfill Gas |  |  | Michigan |  | Calhoun |  |  | 0.9 |  | 1995 | [33 empty] | Gas Recovery Systems Inc | 100 | Gas Recovery Systems Inc | 100 | Non-regulated | Dropped - Units whose status are "OS" or "RE" for the past 3 consecutive years
Otsego Mill Power Plant | 55799_G_NRTH | 55799 | G | NRTH |  | Combustion Turbine |  |  | Michigan |  | Allegan |  |  | 8.8 |  | 1995 | [33 empty] | Otsego Paper Inc | 100 | Otsego Paper Inc | 100 | Non-regulated | Dropped - Plant is identified as onsite because it is a net buyer of electricity in 2021
Otsego Mill Power Plant | 55799_G_SOTH | 55799 | G | SOTH |  | Combustion Turbine |  |  | Michigan |  | Allegan |  |  | 8.8 |  | 1995 | [33 empty] | Otsego Paper Inc | 100 | Otsego Paper Inc | 100 | Non-regulated | Dropped - Plant is identified as onsite because it is a net buyer of electricity in 2021
Valero Refinery Cogeneration Unit 1 | 55851_G_GT 1 | 55851 | G | GT 1 |  | Combustion Turbine |  |  | California |  | Solano |  |  | 45.4 |  | 2002 | [33 empty] | Valero Refining Co California | 100 | Valero Refining Co California | 100 | Non-regulated | Dropped - Plant is identified as onsite because it is a net buyer of electricity in 2021
Stevens Point Mill | 55861_G_SP | 55861 | G | SP |  | O/G Steam |  |  | Wisconsin |  | Portage |  |  | 7 |  | 2002 | [33 empty] | Pixelle Specialty Solution, LLC | 100 | Pixelle Specialty Solution, LLC | 100 | Non-regulated | Dropped - Plant is identified as onsite because it is a net buyer of electricity in 2021
Kaheka Hydro | 55864_G_KAH1 | 55864 | G | KAH1 |  | Hydro |  |  | Hawaii |  | Maui |  |  | 1.5 |  | 1925 | [33 empty] | Mahi Pono LLC | 100 | Mahi Pono LLC | 100 | Non-regulated | Dropped - in Alaska or in Hawaii or Puerto Rico
Kaheka Hydro | 55864_G_KAH2 | 55864 | G | KAH2 |  | Hydro |  |  | Hawaii |  | Maui |  |  | 1.5 |  | 1925 | [33 empty] | Mahi Pono LLC | 100 | Mahi Pono LLC | 100 | Non-regulated | Dropped - in Alaska or in Hawaii or Puerto Rico
Kaheka Hydro | 55864_G_KAH3 | 55864 | G | KAH3 |  | Hydro |  |  | Hawaii |  | Maui |  |  | 1.5 |  | 1925 | [33 empty] | Mahi Pono LLC | 100 | Mahi Pono LLC | 100 | Non-regulated | Dropped - in Alaska or in Hawaii or Puerto Rico
Nikiski Combined Cycle | 55966_G_GT1 | 55966 | G | GT1 |  | Combined Cycle |  |  | Alaska |  | Kenai Peninsula |  |  | 37.9 |  | 1986 | [33 empty] | Homer Electric Assn Inc | 100 | Homer Electric Assn Inc | 100 | Regulated | Dropped - in Alaska or in Hawaii or Puerto Rico
Nikiski Combined Cycle | 55966_G_ST1 | 55966 | G | ST1 |  | Combined Cycle |  |  | Alaska |  | Kenai Peninsula |  |  | 38 |  | 2013 | [33 empty] | Homer Electric Assn Inc | 100 | Homer Electric Assn Inc | 100 | Regulated | Dropped - in Alaska or in Hawaii or Puerto Rico | B1 B1 B1 B1 B1: HRSG
Grimes Way | 56016_G_1 | 56016 | G | 1 |  | Combustion Turbine |  |  | Washington |  | Whitman |  |  | 1 |  | 2005 | [33 empty] | Washington State University | 100 | Washington State University | 100 | Non-regulated | Dropped - Plant is identified as onsite because it is a net buyer of electricity in 2021
Grimes Way | 56016_G_2 | 56016 | G | 2 |  | Combustion Turbine |  |  | Washington |  | Whitman |  |  | 1 |  | 2005 | [33 empty] | Washington State University | 100 | Washington State University | 100 | Non-regulated | Dropped - Plant is identified as onsite because it is a net buyer of electricity in 2021
Grimes Way | 56016_G_3 | 56016 | G | 3 |  | Combustion Turbine |  |  | Washington |  | Whitman |  |  | 1.7 |  | 2005 | [33 empty] | Washington State University | 100 | Washington State University | 100 | Non-regulated | Dropped - Plant is identified as onsite because it is a net buyer of electricity in 2021
Inner Harbor East Heating | 56050_G_1 | 56050 | G | 1 |  | Combustion Turbine |  |  | Maryland |  | Baltimore City |  |  | 2.1 |  | 2004 | [33 empty] | Trigen Inner Harbor East, LLC | 100 | Trigen Inner Harbor East, LLC | 100 | Non-regulated | Dropped - Plant is identified as onsite because it is a net buyer of electricity in 2021
Hana Substation | 56055_G_MH1 | 56055 | G | MH1 |  | Combustion Turbine |  |  | Hawaii |  | Maui |  |  | 1 |  | 2001 | [33 empty] | Maui Electric Co Ltd | 100 | Maui Electric Co Ltd | 100 | Regulated | Dropped - in Alaska or in Hawaii or Puerto Rico
Hana Substation | 56055_G_MH2 | 56055 | G | MH2 |  | Combustion Turbine |  |  | Hawaii |  | Maui |  |  | 1 |  | 2001 | [33 empty] | Maui Electric Co Ltd | 100 | Maui Electric Co Ltd | 100 | Regulated | Dropped - in Alaska or in Hawaii or Puerto Rico
ABC Coke | 56076_G_1 | 56076 | G | 1 |  | Fossil Waste |  |  | Alabama |  | Jefferson |  |  | 3.8 |  | 1997 | [33 empty] | ABC Coke - Drummond Co, Inc | 100 | ABC Coke - Drummond Co, Inc | 100 | Non-regulated | Dropped - Plant is identified as onsite because it is a net buyer of electricity in 2021
SJ/SC WPCP | 56080_G_EG4 | 56080 | G | EG4 |  | Combustion Turbine |  |  | California |  | Santa Clara |  |  | 3.2 |  | 2020 | [33 empty] | San Jose/Santa Clara Water P C | 100 | San Jose/Santa Clara Water P C | 100 | Non-regulated | Dropped - Plant is identified as onsite because it is a net buyer of electricity in 2021
SJ/SC WPCP | 56080_G_EG5 | 56080 | G | EG5 |  | Combustion Turbine |  |  | California |  | Santa Clara |  |  | 3.2 |  | 2020 | [33 empty] | San Jose/Santa Clara Water P C | 100 | San Jose/Santa Clara Water P C | 100 | Non-regulated | Dropped - Plant is identified as onsite because it is a net buyer of electricity in 2021
SJ/SC WPCP | 56080_G_EG6 | 56080 | G | EG6 |  | Combustion Turbine |  |  | California |  | Santa Clara |  |  | 3.2 |  | 2020 | [33 empty] | San Jose/Santa Clara Water P C | 100 | San Jose/Santa Clara Water P C | 100 | Non-regulated | Dropped - Plant is identified as onsite because it is a net buyer of electricity in 2021
SJ/SC WPCP | 56080_G_EG7 | 56080 | G | EG7 |  | Combustion Turbine |  |  | California |  | Santa Clara |  |  | 3.2 |  | 2020 | [33 empty] | San Jose/Santa Clara Water P C | 100 | San Jose/Santa Clara Water P C | 100 | Non-regulated | Dropped - Plant is identified as onsite because it is a net buyer of electricity in 2021
Regional Wastewater Control Facility | 56134_G_0101 | 56134 | G | 0101 |  | Non-Fossil Waste |  |  | California |  | San Joaquin |  |  | 1 |  | 2000 | [33 empty] | City of Stockton MUD | 100 | City of Stockton MUD | 100 | Non-regulated | Dropped - Plant is identified as onsite because it is a net buyer of electricity in 2021
Regional Wastewater Control Facility | 56134_G_0301 | 56134 | G | 0301 |  | Non-Fossil Waste |  |  | California |  | San Joaquin |  |  | 1 |  | 2000 | [33 empty] | City of Stockton MUD | 100 | City of Stockton MUD | 100 | Non-regulated | Dropped - Plant is identified as onsite because it is a net buyer of electricity in 2021
Regional Wastewater Control Facility | 56134_G_0401 | 56134 | G | 0401 |  | Non-Fossil Waste |  |  | California |  | San Joaquin |  |  | 1 |  | 2000 | [33 empty] | City of Stockton MUD | 100 | City of Stockton MUD | 100 | Non-regulated | Dropped - Plant is identified as onsite because it is a net buyer of electricity in 2021
Regional Wastewater Control Facility | 56134_G_0501 | 56134 | G | 0501 |  | Combustion Turbine |  |  | California |  | San Joaquin |  |  | 1 |  | 2000 | [33 empty] | City of Stockton MUD | 100 | City of Stockton MUD | 100 | Non-regulated | Dropped - Plant is identified as onsite because it is a net buyer of electricity in 2021
Neptune Gas Processing Plant | 56139_G_NPCG | 56139 | G | NPCG |  | Energy Storage |  |  | Louisiana |  | St Mary |  |  | 3.1 |  | 2004 | [33 empty] | Enterprise Products Optg LP | 100 | Enterprise Products Optg LP | 100 | Non-regulated | Dropped - Plant is identified as onsite because it is a net buyer of electricity in 2021
False Island | 56146_G_1 | 56146 | G | 1 |  | Combustion Turbine |  |  | Alaska |  | Prince of Wales Ketchikan |  |  | 1.3 |  | 2003 | [33 empty] | Alaska Power and Telephone Co | 100 | Alaska Power and Telephone Co | 100 | Regulated | Dropped - in Alaska or in Hawaii or Puerto Rico
Viking | 56147_G_1 | 56147 | G | 1 |  | Combustion Turbine |  |  | Alaska |  | Prince of Wales Ketchikan |  |  | 1 |  | 2003 | [33 empty] | Alaska Power and Telephone Co | 100 | Alaska Power and Telephone Co | 100 | Regulated | Dropped - in Alaska or in Hawaii or Puerto Rico
Central Michigan University | 56190_G_GT1 | 56190 | G | GT1 |  | Combustion Turbine |  |  | Michigan |  | Isabella |  |  | 3.2 |  | 1990 | [33 empty] | Central Michigan University | 100 | Central Michigan University | 100 | Non-regulated | Dropped - Plant is identified as onsite because it is a net buyer of electricity in 2021
Central Michigan University | 56190_G_STM1 | 56190 | G | STM1 |  | O/G Steam |  |  | Michigan |  | Isabella |  |  | 1 |  | 1987 | [33 empty] | Central Michigan University | 100 | Central Michigan University | 100 | Non-regulated | Dropped - Plant is identified as onsite because it is a net buyer of electricity in 2021
Georgia-Pacific Wauna Mill | 56192_G_1 | 56192 | G | 1 |  | Non-Fossil Waste |  |  | Oregon |  | Clatsop |  |  | 24 |  | 1996 | [33 empty] | Georgia-Pacific Wauna LLC | 100 | Georgia-Pacific Wauna LLC | 100 | Non-regulated | Dropped - Plant is identified as onsite because it is a net buyer of electricity in 2021 | B1 B1 B1 B1 B1: FBB; B2 B2 B2 B2A B2A: PB; B2A B2A B2A B3A B3A: RB
Medford Operation | 56193_G_1 | 56193 | G | 1 |  | Biomass |  |  | Oregon |  | Jackson |  |  | 3.1 |  | 1956 | [33 empty] | Boise Cascade Wood Products LLC | 100 | Boise Cascade Wood Products LLC | 100 | Non-regulated | Dropped - Units whose status are "OS" or "RE" for the past 3 consecutive years
Medford Operation | 56193_G_2 | 56193 | G | 2 |  | Biomass |  |  | Oregon |  | Jackson |  |  | 4.4 |  | 1965 | [33 empty] | Boise Cascade Wood Products LLC | 100 | Boise Cascade Wood Products LLC | 100 | Non-regulated | Dropped - Units whose status are "OS" or "RE" for the past 3 consecutive years
Emory Hillandale Hospital | 56231_G_01 | 56231 | G | 01 |  | Combustion Turbine |  |  | Georgia |  | DeKalb |  |  | 0.7 |  | 2005 | [33 empty] | DeKalb Regional Health System | 100 | DeKalb Regional Health System | 100 | Non-regulated | Dropped - Plant is identified as onsite because it is a net buyer of electricity in 2021
Emory Hillandale Hospital | 56231_G_02 | 56231 | G | 02 |  | Combustion Turbine |  |  | Georgia |  | DeKalb |  |  | 0.7 |  | 2005 | [33 empty] | DeKalb Regional Health System | 100 | DeKalb Regional Health System | 100 | Non-regulated | Dropped - Plant is identified as onsite because it is a net buyer of electricity in 2021
Kapaia Power Station | 56258_G_CT1 | 56258 | G | CT1 |  | Non-Fossil Waste |  |  | Hawaii |  | Kauai |  |  | 27.5 |  | 2002 | [33 empty] | Kauai Island Utility Cooperative | 100 | Kauai Island Utility Cooperative | 100 | Regulated | Dropped - in Alaska or in Hawaii or Puerto Rico
South Fork | 56265_G_1 | 56265 | G | 1 |  | Hydro |  |  | Alaska |  | Prince of Wales Ketchikan |  |  | 1.9 |  | 2005 | [33 empty] | Alaska Power and Telephone Co | 100 | Alaska Power and Telephone Co | 100 | Regulated | Dropped - in Alaska or in Hawaii or Puerto Rico
Bayway Refinery | 56294_G_FGX | 56294 | G | FGX |  | Non-Fossil Waste |  |  | New Jersey |  | Union |  |  | 11.2 |  | 1967 | [33 empty] | Phillips 66 | 100 | Phillips 66 | 100 | Non-regulated | Dropped - Plant is identified as onsite because it is a net buyer of electricity in 2021
Shute Creek Facility | 56312_G_021A | 56312 | G | 021A |  | Combustion Turbine |  |  | Wyoming |  | Lincoln |  |  | 32.9 |  | 2005 | [33 empty] | Exxon Mobil Production Co | 100 | Exxon Mobil Production Co | 100 | Non-regulated | Dropped - Plant is identified as onsite because it is a net buyer of electricity in 2021
Shute Creek Facility | 56312_G_021B | 56312 | G | 021B |  | Combustion Turbine |  |  | Wyoming |  | Lincoln |  |  | 32.9 |  | 2005 | [33 empty] | Exxon Mobil Production Co | 100 | Exxon Mobil Production Co | 100 | Non-regulated | Dropped - Plant is identified as onsite because it is a net buyer of electricity in 2021
Shute Creek Facility | 56312_G_021C | 56312 | G | 021C |  | Combustion Turbine |  |  | Wyoming |  | Lincoln |  |  | 32.9 |  | 2005 | [33 empty] | Exxon Mobil Production Co | 100 | Exxon Mobil Production Co | 100 | Non-regulated | Dropped - Plant is identified as onsite because it is a net buyer of electricity in 2021
Coleman Falls | 56313_G_CGH2 | 56313 | G | CGH2 |  | Hydro |  |  | Virginia |  | Bedford |  |  | 0.5 |  | 1983 | [33 empty] | Holcomb Rock Company | 100 | Holcomb Rock Company | 100 | Non-regulated | Dropped - Units whose status are "OS" or "RE" for the past 3 consecutive years
Coleman Falls | 56313_G_CGH3 | 56313 | G | CGH3 |  | Hydro |  |  | Virginia |  | Bedford |  |  | 0.5 |  | 1983 | [33 empty] | Holcomb Rock Company | 100 | Holcomb Rock Company | 100 | Non-regulated | Dropped - Units whose status are "OS" or "RE" for the past 3 consecutive years
Coleman Falls | 56313_G_CHG1 | 56313 | G | CHG1 |  | Hydro |  |  | Virginia |  | Bedford |  |  | 0.5 |  | 1983 | [33 empty] | Holcomb Rock Company | 100 | Holcomb Rock Company | 100 | Non-regulated | Dropped - Units whose status are "OS" or "RE" for the past 3 consecutive years
Holcomb Rock | 56314_G_HG1 | 56314 | G | HG1 |  | Hydro |  |  | Virginia |  | Lynchburg City |  |  | 0.2 |  | 1920 | [33 empty] | Holcomb Rock Company | 100 | Holcomb Rock Company | 100 | Non-regulated | Dropped - Units whose status are "OS" or "RE" for the past 3 consecutive years
Holcomb Rock | 56314_G_HG2 | 56314 | G | HG2 |  | Hydro |  |  | Virginia |  | Lynchburg City |  |  | 0.2 |  | 1920 | [33 empty] | Holcomb Rock Company | 100 | Holcomb Rock Company | 100 | Non-regulated | Dropped - Units whose status are "OS" or "RE" for the past 3 consecutive years
Holcomb Rock | 56314_G_HG3 | 56314 | G | HG3 |  | Hydro |  |  | Virginia |  | Lynchburg City |  |  | 0.2 |  | 1920 | [33 empty] | Holcomb Rock Company | 100 | Holcomb Rock Company | 100 | Non-regulated | Dropped - Units whose status are "OS" or "RE" for the past 3 consecutive years
Delta Power | 56325_G_6 | 56325 | G | 6 |  | Combustion Turbine |  |  | Alaska |  | Southeast Fairbanks |  |  | 23.1 |  | 1976 | [33 empty] | Golden Valley Elec Assn Inc | 100 | Golden Valley Elec Assn Inc | 100 | Regulated | Dropped - in Alaska or in Hawaii or Puerto Rico
Campbell Industrial Park | 56329_G_CIP1 | 56329 | G | CIP1 |  | Combustion Turbine |  |  | Hawaii |  | Honolulu |  |  | 113 |  | 2009 | [33 empty] | Hawaiian Electric Co Inc | 100 | Hawaiian Electric Co Inc | 100 | Regulated | Dropped - in Alaska or in Hawaii or Puerto Rico
Western Renewable Energy | 56358_G_1 | 56358 | G | 1 |  | Biomass |  |  | Arizona |  | Apache |  |  | 2.5 |  | 2004 | [33 empty] | Western Renewable Energy LLC | 100 | Western Renewable Energy LLC | 100 | Non-regulated | Dropped - Units whose status are "OS" or "RE" for the past 3 consecutive years
Pakini Nui Wind Farm | 56378_G_1 | 56378 | G | 1 |  | Onshore Wind |  |  | Hawaii |  | Hawaii |  |  | 21 |  | 2007 | [33 empty] | Apollo Energy Corp | 60 | Apollo Energy Corp | 60 | Non-regulated | Dropped - in Alaska or in Hawaii or Puerto Rico
Hawi Wind Farm | 56447_G_V-47 | 56447 | G | V-47 |  | Onshore Wind |  |  | Hawaii |  | Hawaii |  |  | 10.6 |  | 2006 | [33 empty] | EDF Renewable Asset Holdings, Inc. | 100 | EDF Renewable Asset Holdings, Inc. | 100 | Non-regulated | Dropped - in Alaska or in Hawaii or Puerto Rico
Kaheawa Pastures Wind Farm Hybrid | 56449_G_1 | 56449 | G | 1 |  | Onshore Wind |  |  | Hawaii |  | Maui |  |  | 30 |  | 2006 | [33 empty] | Evergreen Wind, LLC | 100 | Evergreen Wind, LLC | 100 | Non-regulated | Dropped - in Alaska or in Hawaii or Puerto Rico
Kasidaya Creek Hydro | 56542_G_1 | 56542 | G | 1 |  | Hydro |  |  | Alaska |  | Skagway Hoonah Angoon |  |  | 3 |  | 2008 | [33 empty] | Alaska Power and Telephone Co | 100 | Alaska Power and Telephone Co | 100 | Regulated | Dropped - in Alaska or in Hawaii or Puerto Rico
Lanai Solar-Electric Plant | 56667_G_0001 | 56667 | G | 0001 |  | Solar PV |  |  | Hawaii |  | Maui |  |  | 0.1 |  | 2008 | [33 empty] | Lanai Sustainability Research LLC | 100 | Lanai Sustainability Research LLC | 100 | Non-regulated | Dropped - in Alaska or in Hawaii or Puerto Rico
Lanai Solar-Electric Plant | 56667_G_0002 | 56667 | G | 0002 |  | Solar PV |  |  | Hawaii |  | Maui |  |  | 0.1 |  | 2008 | [33 empty] | Lanai Sustainability Research LLC | 100 | Lanai Sustainability Research LLC | 100 | Non-regulated | Dropped - in Alaska or in Hawaii or Puerto Rico
Lanai Solar-Electric Plant | 56667_G_0003 | 56667 | G | 0003 |  | Solar PV |  |  | Hawaii |  | Maui |  |  | 0.1 |  | 2008 | [33 empty] | Lanai Sustainability Research LLC | 100 | Lanai Sustainability Research LLC | 100 | Non-regulated | Dropped - in Alaska or in Hawaii or Puerto Rico
Lanai Solar-Electric Plant | 56667_G_0004 | 56667 | G | 0004 |  | Solar PV |  |  | Hawaii |  | Maui |  |  | 0.1 |  | 2008 | [33 empty] | Lanai Sustainability Research LLC | 100 | Lanai Sustainability Research LLC | 100 | Non-regulated | Dropped - in Alaska or in Hawaii or Puerto Rico
Lanai Solar-Electric Plant | 56667_G_0005 | 56667 | G | 0005 |  | Solar PV |  |  | Hawaii |  | Maui |  |  | 0.1 |  | 2008 | [33 empty] | Lanai Sustainability Research LLC | 100 | Lanai Sustainability Research LLC | 100 | Non-regulated | Dropped - in Alaska or in Hawaii or Puerto Rico
Lanai Solar-Electric Plant | 56667_G_0006 | 56667 | G | 0006 |  | Solar PV |  |  | Hawaii |  | Maui |  |  | 0.1 |  | 2008 | [33 empty] | Lanai Sustainability Research LLC | 100 | Lanai Sustainability Research LLC | 100 | Non-regulated | Dropped - in Alaska or in Hawaii or Puerto Rico
Lanai Solar-Electric Plant | 56667_G_0007 | 56667 | G | 0007 |  | Solar PV |  |  | Hawaii |  | Maui |  |  | 0.1 |  | 2008 | [33 empty] | Lanai Sustainability Research LLC | 100 | Lanai Sustainability Research LLC | 100 | Non-regulated | Dropped - in Alaska or in Hawaii or Puerto Rico
Lanai Solar-Electric Plant | 56667_G_0008 | 56667 | G | 0008 |  | Solar PV |  |  | Hawaii |  | Maui |  |  | 0.1 |  | 2008 | [33 empty] | Lanai Sustainability Research LLC | 100 | Lanai Sustainability Research LLC | 100 | Non-regulated | Dropped - in Alaska or in Hawaii or Puerto Rico
Lanai Solar-Electric Plant | 56667_G_0009 | 56667 | G | 0009 |  | Solar PV |  |  | Hawaii |  | Maui |  |  | 0.1 |  | 2008 | [33 empty] | Lanai Sustainability Research LLC | 100 | Lanai Sustainability Research LLC | 100 | Non-regulated | Dropped - in Alaska or in Hawaii or Puerto Rico
Lanai Solar-Electric Plant | 56667_G_0010 | 56667 | G | 0010 |  | Solar PV |  |  | Hawaii |  | Maui |  |  | 0.1 |  | 2008 | [33 empty] | Lanai Sustainability Research LLC | 100 | Lanai Sustainability Research LLC | 100 | Non-regulated | Dropped - in Alaska or in Hawaii or Puerto Rico
Lanai Solar-Electric Plant | 56667_G_0011 | 56667 | G | 0011 |  | Solar PV |  |  | Hawaii |  | Maui |  |  | 0.1 |  | 2008 | [33 empty] | Lanai Sustainability Research LLC | 100 | Lanai Sustainability Research LLC | 100 | Non-regulated | Dropped - in Alaska or in Hawaii or Puerto Rico
Lanai Solar-Electric Plant | 56667_G_0012 | 56667 | G | 0012 |  | Solar PV |  |  | Hawaii |  | Maui |  |  | 0.1 |  | 2008 | [33 empty] | Lanai Sustainability Research LLC | 100 | Lanai Sustainability Research LLC | 100 | Non-regulated | Dropped - in Alaska or in Hawaii or Puerto Rico
Virginia Tech Power Plant | 56785_G_WG01 | 56785 | G | WG01 |  | O/G Steam |  |  | Virginia |  | Montgomery |  |  | 2.5 |  | 1976 | [33 empty] | Virginia Polytechnic Inst and State Unv | 100 | Virginia Polytechnic Inst and State Unv | 100 | Non-regulated | Dropped - Plant is identified as onsite because it is a net buyer of electricity in 2021
Model Gas Power Station | 56863_G_1 | 56863 | G | 1 |  | Landfill Gas |  |  | Ohio |  | Franklin |  |  | 1.4 |  | 2001 | 2023 | [32 empty] | Solid Waste Authority of Central Ohio | 100 | Solid Waste Authority of Central Ohio | 100 | Non-regulated | Dropped - Retired/Planned Retirement by 06/2028
Model Gas Power Station | 56863_G_2 | 56863 | G | 2 |  | Landfill Gas |  |  | Ohio |  | Franklin |  |  | 1.4 |  | 2001 | 2023 | [32 empty] | Solid Waste Authority of Central Ohio | 100 | Solid Waste Authority of Central Ohio | 100 | Non-regulated | Dropped - Retired/Planned Retirement by 06/2028
Southcentral Power Project | 57036_G_1 | 57036 | G | 1 |  | Combined Cycle |  |  | Alaska |  | Anchorage |  |  | 39.8 |  | 2013 | [33 empty] | Chugach Electric Assn Inc | 70 | Chugach Electric Assn Inc | 70 | Regulated | Dropped - in Alaska or in Hawaii or Puerto Rico
Southcentral Power Project | 57036_G_2 | 57036 | G | 2 |  | Combined Cycle |  |  | Alaska |  | Anchorage |  |  | 39.8 |  | 2013 | [33 empty] | Chugach Electric Assn Inc | 70 | Chugach Electric Assn Inc | 70 | Regulated | Dropped - in Alaska or in Hawaii or Puerto Rico
Southcentral Power Project | 57036_G_3 | 57036 | G | 3 |  | Combined Cycle |  |  | Alaska |  | Anchorage |  |  | 39.8 |  | 2013 | [33 empty] | Chugach Electric Assn Inc | 70 | Chugach Electric Assn Inc | 70 | Regulated | Dropped - in Alaska or in Hawaii or Puerto Rico
Southcentral Power Project | 57036_G_4 | 57036 | G | 4 |  | Combined Cycle |  |  | Alaska |  | Anchorage |  |  | 50.3 |  | 2013 | [33 empty] | Chugach Electric Assn Inc | 70 | Chugach Electric Assn Inc | 70 | Regulated | Dropped - in Alaska or in Hawaii or Puerto Rico | B1 B1 B1 B1 B1: OTSG1; B2 B2 B2 B2A B2A: OTSG2; B2A B2A B2A B3A B3A: OTSG3
Noatak | 57051_G_5A | 57051 | G | 5A |  | Combustion Turbine |  |  | Alaska |  | Northwest Arctic |  |  | 0.5 |  | 2015 | [33 empty] | Alaska Village Elec Coop, Inc | 100 | Alaska Village Elec Coop, Inc | 100 | Regulated | Dropped - in Alaska or in Hawaii or Puerto Rico
Noatak | 57051_G_UNIT2 | 57051 | G | UNIT2 |  | Combustion Turbine |  |  | Alaska |  | Northwest Arctic |  |  | 0.3 |  | 2008 | [33 empty] | Alaska Village Elec Coop, Inc | 100 | Alaska Village Elec Coop, Inc | 100 | Regulated | Dropped - in Alaska or in Hawaii or Puerto Rico
Noatak | 57051_G_UNIT4 | 57051 | G | UNIT4 |  | Combustion Turbine |  |  | Alaska |  | Northwest Arctic |  |  | 0.5 |  | 2004 | [33 empty] | Alaska Village Elec Coop, Inc | 100 | Alaska Village Elec Coop, Inc | 100 | Regulated | Dropped - in Alaska or in Hawaii or Puerto Rico
Savoonga | 57052_G_2A | 57052 | G | 2A |  | Combustion Turbine |  |  | Alaska |  | Nome |  |  | 0.5 |  | 2019 | [33 empty] | Alaska Village Elec Coop, Inc | 100 | Alaska Village Elec Coop, Inc | 100 | Regulated | Dropped - in Alaska or in Hawaii or Puerto Rico
Savoonga | 57052_G_UNIT1 | 57052 | G | UNIT1 |  | Combustion Turbine |  |  | Alaska |  | Nome |  |  | 0.4 |  | 2008 | [33 empty] | Alaska Village Elec Coop, Inc | 100 | Alaska Village Elec Coop, Inc | 100 | Regulated | Dropped - in Alaska or in Hawaii or Puerto Rico
Savoonga | 57052_G_UNIT3 | 57052 | G | UNIT3 |  | Combustion Turbine |  |  | Alaska |  | Nome |  |  | 0.8 |  | 2008 | [33 empty] | Alaska Village Elec Coop, Inc | 100 | Alaska Village Elec Coop, Inc | 100 | Regulated | Dropped - in Alaska or in Hawaii or Puerto Rico
Alakanuk | 57053_G_UNIT4 | 57053 | G | UNIT4 |  | Combustion Turbine |  |  | Alaska |  | Kusilvak |  |  | 0.8 |  | 2013 | [33 empty] | Alaska Village Elec Coop, Inc | 100 | Alaska Village Elec Coop, Inc | 100 | Regulated | Dropped - in Alaska or in Hawaii or Puerto Rico
Upper Kalskag | 57054_G_UNIT1 | 57054 | G | UNIT1 |  | Combustion Turbine |  |  | Alaska |  | Bethel |  |  | 0.2 |  | 2004 | [33 empty] | Alaska Village Elec Coop, Inc | 100 | Alaska Village Elec Coop, Inc | 100 | Regulated | Dropped - in Alaska or in Hawaii or Puerto Rico
Upper Kalskag | 57054_G_UNIT2 | 57054 | G | UNIT2 |  | Combustion Turbine |  |  | Alaska |  | Bethel |  |  | 0.4 |  | 2004 | [33 empty] | Alaska Village Elec Coop, Inc | 100 | Alaska Village Elec Coop, Inc | 100 | Regulated | Dropped - in Alaska or in Hawaii or Puerto Rico
Upper Kalskag | 57054_G_UNIT3 | 57054 | G | UNIT3 |  | Combustion Turbine |  |  | Alaska |  | Bethel |  |  | 0.5 |  | 2004 | [33 empty] | Alaska Village Elec Coop, Inc | 100 | Alaska Village Elec Coop, Inc | 100 | Regulated | Dropped - in Alaska or in Hawaii or Puerto Rico
Stebbins | 57055_G_1 | 57055 | G | 1 |  | Combustion Turbine |  |  | Alaska |  | Nome |  |  | 0.5 |  | 2014 | [33 empty] | Alaska Village Elec Coop, Inc | 100 | Alaska Village Elec Coop, Inc | 100 | Regulated | Dropped - in Alaska or in Hawaii or Puerto Rico
Stebbins | 57055_G_2 | 57055 | G | 2 |  | Combustion Turbine |  |  | Alaska |  | Nome |  |  | 0.5 |  | 2014 | [33 empty] | Alaska Village Elec Coop, Inc | 100 | Alaska Village Elec Coop, Inc | 100 | Regulated | Dropped - in Alaska or in Hawaii or Puerto Rico
Stebbins | 57055_G_3 | 57055 | G | 3 |  | Combustion Turbine |  |  | Alaska |  | Nome |  |  | 0.5 |  | 2014 | [33 empty] | Alaska Village Elec Coop, Inc | 100 | Alaska Village Elec Coop, Inc | 100 | Regulated | Dropped - in Alaska or in Hawaii or Puerto Rico
Stebbins | 57055_G_4 | 57055 | G | 4 |  | Combustion Turbine |  |  | Alaska |  | Nome |  |  | 0.5 |  | 2014 | [33 empty] | Alaska Village Elec Coop, Inc | 100 | Alaska Village Elec Coop, Inc | 100 | Regulated | Dropped - in Alaska or in Hawaii or Puerto Rico
Scammon Bay | 57056_G_UNIT1 | 57056 | G | UNIT1 |  | Combustion Turbine |  |  | Alaska |  | Kusilvak |  |  | 0.4 |  | 2004 | [33 empty] | Alaska Village Elec Coop, Inc | 100 | Alaska Village Elec Coop, Inc | 100 | Regulated | Dropped - in Alaska or in Hawaii or Puerto Rico
Scammon Bay | 57056_G_UNIT2 | 57056 | G | UNIT2 |  | Combustion Turbine |  |  | Alaska |  | Kusilvak |  |  | 0.4 |  | 2001 | [33 empty] | Alaska Village Elec Coop, Inc | 100 | Alaska Village Elec Coop, Inc | 100 | Regulated | Dropped - in Alaska or in Hawaii or Puerto Rico
Scammon Bay | 57056_G_UNIT3 | 57056 | G | UNIT3 |  | Combustion Turbine |  |  | Alaska |  | Kusilvak |  |  | 0.5 |  | 2007 | [33 empty] | Alaska Village Elec Coop, Inc | 100 | Alaska Village Elec Coop, Inc | 100 | Regulated | Dropped - in Alaska or in Hawaii or Puerto Rico
Quinhagak | 57057_G_3A | 57057 | G | 3A |  | Combustion Turbine |  |  | Alaska |  | Bethel |  |  | 0.5 |  | 2019 | [33 empty] | Alaska Village Elec Coop, Inc | 100 | Alaska Village Elec Coop, Inc | 100 | Regulated | Dropped - in Alaska or in Hawaii or Puerto Rico
Quinhagak | 57057_G_UNIT1 | 57057 | G | UNIT1 |  | Combustion Turbine |  |  | Alaska |  | Bethel |  |  | 0.4 |  | 1996 | [33 empty] | Alaska Village Elec Coop, Inc | 100 | Alaska Village Elec Coop, Inc | 100 | Regulated | Dropped - in Alaska or in Hawaii or Puerto Rico
Quinhagak | 57057_G_UNIT2 | 57057 | G | UNIT2 |  | Combustion Turbine |  |  | Alaska |  | Bethel |  |  | 0.3 |  | 2002 | [33 empty] | Alaska Village Elec Coop, Inc | 100 | Alaska Village Elec Coop, Inc | 100 | Regulated | Dropped - in Alaska or in Hawaii or Puerto Rico
Pilot Station | 57058_G_1 | 57058 | G | 1 |  | Combustion Turbine |  |  | Alaska |  | Kusilvak |  |  | 0.5 |  | 2018 | [33 empty] | Alaska Village Elec Coop, Inc | 100 | Alaska Village Elec Coop, Inc | 100 | Regulated | Dropped - in Alaska or in Hawaii or Puerto Rico
Pilot Station | 57058_G_UNIT2 | 57058 | G | UNIT2 |  | Combustion Turbine |  |  | Alaska |  | Kusilvak |  |  | 0.5 |  | 2005 | [33 empty] | Alaska Village Elec Coop, Inc | 100 | Alaska Village Elec Coop, Inc | 100 | Regulated | Dropped - in Alaska or in Hawaii or Puerto Rico
Pilot Station | 57058_G_UNIT3 | 57058 | G | UNIT3 |  | Combustion Turbine |  |  | Alaska |  | Kusilvak |  |  | 0.3 |  | 2002 | [33 empty] | Alaska Village Elec Coop, Inc | 100 | Alaska Village Elec Coop, Inc | 100 | Regulated | Dropped - in Alaska or in Hawaii or Puerto Rico
Koyuk | 57059_G_UNIT1 | 57059 | G | UNIT1 |  | Combustion Turbine |  |  | Alaska |  | Nome |  |  | 0.2 |  | 2005 | [33 empty] | Alaska Village Elec Coop, Inc | 100 | Alaska Village Elec Coop, Inc | 100 | Regulated | Dropped - in Alaska or in Hawaii or Puerto Rico
Koyuk | 57059_G_UNIT2 | 57059 | G | UNIT2 |  | Combustion Turbine |  |  | Alaska |  | Nome |  |  | 0.4 |  | 2005 | [33 empty] | Alaska Village Elec Coop, Inc | 100 | Alaska Village Elec Coop, Inc | 100 | Regulated | Dropped - in Alaska or in Hawaii or Puerto Rico
Koyuk | 57059_G_UNIT3 | 57059 | G | UNIT3 |  | Combustion Turbine |  |  | Alaska |  | Nome |  |  | 0.5 |  | 2005 | [33 empty] | Alaska Village Elec Coop, Inc | 100 | Alaska Village Elec Coop, Inc | 100 | Regulated | Dropped - in Alaska or in Hawaii or Puerto Rico
Elim | 57060_G_3A | 57060 | G | 3A |  | Combustion Turbine |  |  | Alaska |  | Nome |  |  | 0.5 |  | 2019 | [33 empty] | Alaska Village Elec Coop, Inc | 100 | Alaska Village Elec Coop, Inc | 100 | Regulated | Dropped - in Alaska or in Hawaii or Puerto Rico
Elim | 57060_G_UNIT1 | 57060 | G | UNIT1 |  | Combustion Turbine |  |  | Alaska |  | Nome |  |  | 0.2 |  | 2003 | [33 empty] | Alaska Village Elec Coop, Inc | 100 | Alaska Village Elec Coop, Inc | 100 | Regulated | Dropped - in Alaska or in Hawaii or Puerto Rico
Elim | 57060_G_UNIT2 | 57060 | G | UNIT2 |  | Combustion Turbine |  |  | Alaska |  | Nome |  |  | 0.4 |  | 2003 | [33 empty] | Alaska Village Elec Coop, Inc | 100 | Alaska Village Elec Coop, Inc | 100 | Regulated | Dropped - in Alaska or in Hawaii or Puerto Rico
St. Michael | 57061_G_4 | 57061 | G | 4 |  | Combustion Turbine |  |  | Alaska |  | Nome |  |  | 0.7 |  | 2015 | [33 empty] | Alaska Village Elec Coop, Inc | 100 | Alaska Village Elec Coop, Inc | 100 | Regulated | Dropped - in Alaska or in Hawaii or Puerto Rico
Gambell | 57062_G_1A | 57062 | G | 1A |  | Combustion Turbine |  |  | Alaska |  | Nome |  |  | 0.3 |  | 2006 | [33 empty] | Alaska Village Elec Coop, Inc | 100 | Alaska Village Elec Coop, Inc | 100 | Regulated | Dropped - in Alaska or in Hawaii or Puerto Rico
Gambell | 57062_G_UNIT2 | 57062 | G | UNIT2 |  | Combustion Turbine |  |  | Alaska |  | Nome |  |  | 0.5 |  | 2006 | [33 empty] | Alaska Village Elec Coop, Inc | 100 | Alaska Village Elec Coop, Inc | 100 | Regulated | Dropped - in Alaska or in Hawaii or Puerto Rico
Gambell | 57062_G_UNIT3 | 57062 | G | UNIT3 |  | Combustion Turbine |  |  | Alaska |  | Nome |  |  | 0.8 |  | 2006 | [33 empty] | Alaska Village Elec Coop, Inc | 100 | Alaska Village Elec Coop, Inc | 100 | Regulated | Dropped - in Alaska or in Hawaii or Puerto Rico
Shungnak | 57063_G_UNIT1 | 57063 | G | UNIT1 |  | Combustion Turbine |  |  | Alaska |  | Northwest Arctic |  |  | 0.2 |  | 1991 | [33 empty] | Alaska Village Elec Coop, Inc | 100 | Alaska Village Elec Coop, Inc | 100 | Regulated | Dropped - in Alaska or in Hawaii or Puerto Rico
Shungnak | 57063_G_UNIT2 | 57063 | G | UNIT2 |  | Combustion Turbine |  |  | Alaska |  | Northwest Arctic |  |  | 0.3 |  | 1984 | [33 empty] | Alaska Village Elec Coop, Inc | 100 | Alaska Village Elec Coop, Inc | 100 | Regulated | Dropped - in Alaska or in Hawaii or Puerto Rico
Shungnak | 57063_G_UNIT3 | 57063 | G | UNIT3 |  | Combustion Turbine |  |  | Alaska |  | Northwest Arctic |  |  | 0.3 |  | 1998 | [33 empty] | Alaska Village Elec Coop, Inc | 100 | Alaska Village Elec Coop, Inc | 100 | Regulated | Dropped - in Alaska or in Hawaii or Puerto Rico
Shungnak | 57063_G_UNIT4 | 57063 | G | UNIT4 |  | Combustion Turbine |  |  | Alaska |  | Northwest Arctic |  |  | 0.4 |  | 1991 | [33 empty] | Alaska Village Elec Coop, Inc | 100 | Alaska Village Elec Coop, Inc | 100 | Regulated | Dropped - in Alaska or in Hawaii or Puerto Rico
Kotlik | 57064_G_UNIT1 | 57064 | G | UNIT1 |  | Combustion Turbine |  |  | Alaska |  | Kusilvak |  |  | 0.3 |  | 2007 | [33 empty] | Alaska Village Elec Coop, Inc | 100 | Alaska Village Elec Coop, Inc | 100 | Regulated | Dropped - in Alaska or in Hawaii or Puerto Rico
Kotlik | 57064_G_UNIT2 | 57064 | G | UNIT2 |  | Combustion Turbine |  |  | Alaska |  | Kusilvak |  |  | 0.3 |  | 2007 | [33 empty] | Alaska Village Elec Coop, Inc | 100 | Alaska Village Elec Coop, Inc | 100 | Regulated | Dropped - in Alaska or in Hawaii or Puerto Rico
Kotlik | 57064_G_UNIT3 | 57064 | G | UNIT3 |  | Combustion Turbine |  |  | Alaska |  | Kusilvak |  |  | 0.5 |  | 2007 | [33 empty] | Alaska Village Elec Coop, Inc | 100 | Alaska Village Elec Coop, Inc | 100 | Regulated | Dropped - in Alaska or in Hawaii or Puerto Rico
Kotlik | 57064_G_UNIT4 | 57064 | G | UNIT4 |  | Combustion Turbine |  |  | Alaska |  | Kusilvak |  |  | 0.5 |  | 2007 | [33 empty] | Alaska Village Elec Coop, Inc | 100 | Alaska Village Elec Coop, Inc | 100 | Regulated | Dropped - in Alaska or in Hawaii or Puerto Rico
Kivalina | 57065_G_UNIT1 | 57065 | G | UNIT1 |  | Combustion Turbine |  |  | Alaska |  | Northwest Arctic |  |  | 0.2 |  | 1996 | [33 empty] | Alaska Village Elec Coop, Inc | 100 | Alaska Village Elec Coop, Inc | 100 | Regulated | Dropped - in Alaska or in Hawaii or Puerto Rico
Kivalina | 57065_G_UNIT2 | 57065 | G | UNIT2 |  | Combustion Turbine |  |  | Alaska |  | Northwest Arctic |  |  | 0.3 |  | 1977 | [33 empty] | Alaska Village Elec Coop, Inc | 100 | Alaska Village Elec Coop, Inc | 100 | Regulated | Dropped - in Alaska or in Hawaii or Puerto Rico
Kivalina | 57065_G_UNIT3 | 57065 | G | UNIT3 |  | Combustion Turbine |  |  | Alaska |  | Northwest Arctic |  |  | 0.2 |  | 1990 | [33 empty] | Alaska Village Elec Coop, Inc | 100 | Alaska Village Elec Coop, Inc | 100 | Regulated | Dropped - in Alaska or in Hawaii or Puerto Rico
Kivalina | 57065_G_UNIT4 | 57065 | G | UNIT4 |  | Combustion Turbine |  |  | Alaska |  | Northwest Arctic |  |  | 0.4 |  | 2004 | [33 empty] | Alaska Village Elec Coop, Inc | 100 | Alaska Village Elec Coop, Inc | 100 | Regulated | Dropped - in Alaska or in Hawaii or Puerto Rico
Kasigluk | 57066_G_1 | 57066 | G | 1 |  | Combustion Turbine |  |  | Alaska |  | Bethel |  |  | 0.8 |  | 2017 | [33 empty] | Alaska Village Elec Coop, Inc | 100 | Alaska Village Elec Coop, Inc | 100 | Regulated | Dropped - in Alaska or in Hawaii or Puerto Rico
Kasigluk | 57066_G_5A | 57066 | G | 5A |  | Combustion Turbine |  |  | Alaska |  | Bethel |  |  | 0.7 |  | 2004 | [33 empty] | Alaska Village Elec Coop, Inc | 100 | Alaska Village Elec Coop, Inc | 100 | Regulated | Dropped - in Alaska or in Hawaii or Puerto Rico
Kasigluk | 57066_G_UNIT2 | 57066 | G | UNIT2 |  | Combustion Turbine |  |  | Alaska |  | Bethel |  |  | 0.5 |  | 2006 | [33 empty] | Alaska Village Elec Coop, Inc | 100 | Alaska Village Elec Coop, Inc | 100 | Regulated | Dropped - in Alaska or in Hawaii or Puerto Rico
Toksook Bay | 57067_G_1A | 57067 | G | 1A |  | Combustion Turbine |  |  | Alaska |  | Bethel |  |  | 0.8 |  | 2019 | [33 empty] | Alaska Village Elec Coop, Inc | 100 | Alaska Village Elec Coop, Inc | 100 | Regulated | Dropped - in Alaska or in Hawaii or Puerto Rico
Toksook Bay | 57067_G_UNIT2 | 57067 | G | UNIT2 |  | Combustion Turbine |  |  | Alaska |  | Bethel |  |  | 0.5 |  | 2005 | [33 empty] | Alaska Village Elec Coop, Inc | 100 | Alaska Village Elec Coop, Inc | 100 | Regulated | Dropped - in Alaska or in Hawaii or Puerto Rico
Toksook Bay | 57067_G_UNIT3 | 57067 | G | UNIT3 |  | Combustion Turbine |  |  | Alaska |  | Bethel |  |  | 0.8 |  | 2005 | [33 empty] | Alaska Village Elec Coop, Inc | 100 | Alaska Village Elec Coop, Inc | 100 | Regulated | Dropped - in Alaska or in Hawaii or Puerto Rico
South Columbus Water Resource Facility | 57076_G_GEN1 | 57076 | G | GEN1 |  | Non-Fossil Waste |  |  | Georgia |  | Muscogee |  |  | 1.8 |  | 2010 | 2018 | [32 empty] | Columbus Water Works | 100 | Columbus Water Works | 100 | Non-regulated | Dropped - Retired/Planned Retirement by 06/2028
Kaheawa Wind Power II LLC | 57082_G_1 | 57082 | G | 1 |  | Onshore Wind |  |  | Hawaii |  | Maui |  |  | 21 |  | 2012 | [33 empty] | Evergreen Wind, LLC | 100 | Evergreen Wind, LLC | 100 | Non-regulated | Dropped - in Alaska or in Hawaii or Puerto Rico
Kaheawa Wind Power II LLC | 57082_G_2 | 57082 | G | 2 |  | Energy Storage |  |  | Hawaii |  | Maui |  |  | 10 |  | 2012 | [33 empty] | Evergreen Wind, LLC | 100 | Evergreen Wind, LLC | 100 | Non-regulated | Dropped - in Alaska or in Hawaii or Puerto Rico
Lake Dorothy Hydroelectric Project | 57085_G_1 | 57085 | G | 1 |  | Hydro |  |  | Alaska |  | Juneau |  |  | 14.3 |  | 2009 | [33 empty] | Alaska Electric Light & Power Co. | 100 | Alaska Electric Light & Power Co. | 100 | Regulated | Dropped - in Alaska or in Hawaii or Puerto Rico
Kahuku Wind Power LLC | 57087_G_1 | 57087 | G | 1 |  | Onshore Wind |  |  | Hawaii |  | Honolulu |  |  | 30 |  | 2011 | [33 empty] | Evergreen Wind, LLC | 100 | Evergreen Wind, LLC | 100 | Non-regulated | Dropped - in Alaska or in Hawaii or Puerto Rico
Newark America Mill | 57103_G_1 | 57103 | G | 1 |  | O/G Steam |  |  | Massachusetts |  | Worcester |  |  | 3 |  | 2007 | 2024 | [32 empty] | Newark America | 100 | Newark America | 100 | Non-regulated | Dropped - Retired/Planned Retirement by 06/2028 | B1 B1 B1 B1 B1: 2
Mesquite Lake Water & Power Plant 1 | 57154_G_1209 | 57154 | G | 1209 |  | Biomass |  |  | California |  | Imperial |  |  | 13 |  | 2009 | 2022 | [32 empty] | Mesquite Lake Water & Power Plant 1 | 100 | Mesquite Lake Water & Power Plant 1 | 100 | Non-regulated | Dropped - Retired/Planned Retirement by 06/2028 | bar: B1 B1 B1 B1 B1
Pillar Mountain Wind Project Microgrid | 57187_G_1 | 57187 | G | 1 |  | Onshore Wind |  |  | Alaska |  | Kodiak Island |  |  | 4.5 |  | 2009 | [33 empty] | Kodiak Electric Assn Inc | 100 | Kodiak Electric Assn Inc | 100 | Regulated | Dropped - in Alaska or in Hawaii or Puerto Rico
Pillar Mountain Wind Project Microgrid | 57187_G_2 | 57187 | G | 2 |  | Onshore Wind |  |  | Alaska |  | Kodiak Island |  |  | 4.5 |  | 2012 | [33 empty] | Kodiak Electric Assn Inc | 100 | Kodiak Electric Assn Inc | 100 | Regulated | Dropped - in Alaska or in Hawaii or Puerto Rico
Soldotna | 57206_G_1 | 57206 | G | 1 |  | Combustion Turbine |  |  | Alaska |  | Kenai Peninsula |  |  | 44 |  | 2014 | [33 empty] | Homer Electric Assn Inc | 100 | Homer Electric Assn Inc | 100 | Regulated | Dropped - in Alaska or in Hawaii or Puerto Rico
Soldotna | 57206_G_3 | 57206 | G | 3 |  | Energy Storage |  |  | Alaska |  | Kenai Peninsula |  |  | 46.5 |  | 2022 | [33 empty] | Homer Electric Assn Inc | 100 | Homer Electric Assn Inc | 100 | Regulated | Dropped - in Alaska or in Hawaii or Puerto Rico
Mililani South Solar Farm | 57242_G_1 | 57242 | G | 1 |  | Solar PV |  |  | Hawaii |  | Honolulu |  |  | 39 |  | 2022 | [33 empty] | Mililani I Solar LLC | 100 | Mililani I Solar LLC | 100 | Non-regulated | Dropped - in Alaska or in Hawaii or Puerto Rico
Mililani South Solar Farm | 57242_G_2 | 57242 | G | 2 |  | Energy Storage |  |  | Hawaii |  | Honolulu |  |  | 39 |  | 2022 | [33 empty] | Mililani I Solar LLC | 100 | Mililani I Solar LLC | 100 | Non-regulated | Dropped - in Alaska or in Hawaii or Puerto Rico
Little Pringle I Wind Farm | 57263_G_LP1 | 57263 | G | LP1 |  | Onshore Wind |  |  | Texas |  | Hutchinson |  |  | 10 |  | 2010 | [33 empty] | Everpoint Services Inc | 100 | Everpoint Services Inc | 100 | Non-regulated | Dropped - Units whose status are "OS" or "RE" for the past 3 consecutive years
Little Pringle II Wind Farm | 57264_G_LP2 | 57264 | G | LP2 | NA | Onshore Wind |  |  | Texas |  | Hutchinson |  |  | 10 |  | 2010 | [33 empty] | Everpoint Services Inc | 100 | Everpoint Services Inc | 100 | Non-regulated | Dropped - Lack of model plants
Westervelt Moundville Cogen | 57467_G_TG1 | 57467 | G | TG1 |  | Biomass |  |  | Alabama |  | Hale |  |  | 8.2 |  | 2011 | 2023 | [32 empty] | The Westervelt Co | 100 | The Westervelt Co | 100 | Non-regulated | Dropped - Retired/Planned Retirement by 06/2028 | bar: B1 B1 B1 B1 B1 to B2 B2 B2 B2A B2A
DeWind Frisco | 57517_G_FRISC | 57517 | G | FRISC |  | Onshore Wind |  |  | Texas |  | Hansford |  |  | 20 |  | 2012 | [33 empty] | DeWind Co. | 100 | DeWind Co. | 100 | Non-regulated | Dropped - Units whose status are "OS" or "RE" for the past 3 consecutive years
Kapaa Photovoltaic Project | 57525_G_KSPV | 57525 | G | KSPV |  | Solar PV |  |  | Hawaii |  | Kauai |  |  | 1 |  | 2010 | [33 empty] | Kapaa Solar LLC | 100 | Kapaa Solar LLC | 100 | Non-regulated | Dropped - in Alaska or in Hawaii or Puerto Rico
Kawailoa Wind | 57529_G_1 | 57529 | G | 1 |  | Onshore Wind |  |  | Hawaii |  | Honolulu |  |  | 69 |  | 2012 | [33 empty] | Kawailoa Wind LLC | 100 | Kawailoa Wind LLC | 100 | Non-regulated | Dropped - in Alaska or in Hawaii or Puerto Rico
Winona County Wind LLC | 57547_G_WCW | 57547 | G | WCW |  | Onshore Wind |  |  | Minnesota |  | Winona |  |  | 0.5 |  | 2011 | [33 empty] | Winona County Wind LLC | 100 | Winona County Wind LLC | 100 | Non-regulated | Dropped - Units whose status are "OS" or "RE" for the past 3 consecutive years
Battery Energy Storage System | 57583_G_BESS | 57583 | G | BESS |  | Energy Storage |  |  | Alaska |  | Fairbanks North Star |  |  | 40 |  | 2003 | [33 empty] | Golden Valley Elec Assn Inc | 100 | Golden Valley Elec Assn Inc | 100 | Regulated | Dropped - in Alaska or in Hawaii or Puerto Rico
Bos Dairy, LLC | 57625_G_BOS4 | 57625 | G | BOS4 |  | Combustion Turbine |  |  | Indiana |  | Jasper |  |  | 0.9 |  | 2020 | [33 empty] | Bos Dairy, LLC | 100 | Bos Dairy, LLC | 100 | Non-regulated | Dropped - Plant is identified as onsite because it is a net buyer of electricity in 2021
Auburn LFG Energy Facility | 57636_G_1 | 57636 | G | 1 |  | Landfill Gas |  |  | New York |  | Cayuga |  |  | 1.1 |  | 2010 | [33 empty] | City of Auburn, New York | 100 | City of Auburn, New York | 100 | Non-regulated | Dropped - Units whose status are "OS" or "RE" for the past 3 consecutive years
Auburn LFG Energy Facility | 57636_G_3 | 57636 | G | 3 |  | Landfill Gas |  |  | New York |  | Cayuga |  |  | 1.1 |  | 2010 | [33 empty] | City of Auburn, New York | 100 | City of Auburn, New York | 100 | Non-regulated | Dropped - Units whose status are "OS" or "RE" for the past 3 consecutive years
Randolph Eastern School Wind Turbine | 57638_G_1 | 57638 | G | 1 |  | Onshore Wind |  |  | Indiana |  | Randolph |  |  | 1 |  | 2010 | 2023 | [32 empty] | Performance Services | 100 | Performance Services | 100 | Non-regulated | Dropped - Retired/Planned Retirement by 06/2028
Middlebury College | 57804_G_2 | 57804 | G | 2 |  | Biomass |  |  | Vermont |  | Addison |  |  | 0.4 |  | 1985 | [33 empty] | Middlebury College Biomass | 100 | Middlebury College Biomass | 100 | Non-regulated | Dropped - Plant is identified as onsite because it is a net buyer of electricity in 2021
Middlebury College | 57804_G_3 | 57804 | G | 3 |  | Biomass |  |  | Vermont |  | Addison |  |  | 0.3 |  | 1999 | [33 empty] | Middlebury College Biomass | 100 | Middlebury College Biomass | 100 | Non-regulated | Dropped - Plant is identified as onsite because it is a net buyer of electricity in 2021
Titusville Solar | 57815_G_PV1 | 57815 | G | PV1 |  | Solar PV |  |  | New Jersey |  | Mercer |  |  | 4.1 |  | 2010 | [33 empty] | Janssen Pharmaceutical Co | 100 | Janssen Pharmaceutical Co | 100 | Non-regulated | Dropped - Plant is identified as onsite because it is a net buyer of electricity in 2021
North Hollywood | 57854_G_1PT1 | 57854 | G | 1PT1 |  | Hydro |  |  | California |  | Los Angeles |  |  | 1.8 |  | 1993 | 2024 | [32 empty] | Los Angeles Department of Water & Power | 100 | Los Angeles Department of Water & Power | 100 | Regulated | Dropped - Retired/Planned Retirement by 06/2028
L'Oreal Piscataway | 57868_G_UNIT1 | 57868 | G | UNIT1 |  | Solar PV |  |  | New Jersey |  | Middlesex |  |  | 0.8 |  | 2011 | 2026 | [32 empty] | GSRP Project Holdings I LLC | 100 | GSRP Project Holdings I LLC | 100 | Non-regulated | Dropped - Retired/Planned Retirement by 06/2028
Heller Industrial Parks | 57869_G_HH | 57869 | G | HH |  | Solar PV |  |  | New Jersey |  | Middlesex |  |  | 0.5 |  | 2012 | 2027 | [32 empty] | Marina Energy LLC | 100 | Marina Energy LLC | 100 | Non-regulated | Dropped - Retired/Planned Retirement by 06/2028
Heller Industrial Parks | 57869_G_HII | 57869 | G | HII |  | Solar PV |  |  | New Jersey |  | Middlesex |  |  | 0.4 |  | 2012 | 2027 | [32 empty] | Marina Energy LLC | 100 | Marina Energy LLC | 100 | Non-regulated | Dropped - Retired/Planned Retirement by 06/2028
Heller Industrial Parks | 57869_G_HJC | 57869 | G | HJC |  | Solar PV |  |  | New Jersey |  | Middlesex |  |  | 0.2 |  | 2012 | 2027 | [32 empty] | Marina Energy LLC | 100 | Marina Energy LLC | 100 | Non-regulated | Dropped - Retired/Planned Retirement by 06/2028
Heller Industrial Parks | 57869_G_HM | 57869 | G | HM |  | Solar PV |  |  | New Jersey |  | Middlesex |  |  | 0.8 |  | 2013 | 2028 | [32 empty] | Marina Energy LLC | 100 | Marina Energy LLC | 100 | Non-regulated | Dropped - Retired/Planned Retirement by 06/2028
Heller Industrial Parks | 57869_G_UNIT1 | 57869 | G | UNIT1 |  | Solar PV |  |  | New Jersey |  | Middlesex |  |  | 2.7 |  | 2011 | 2027 | [32 empty] | Marina Energy LLC | 100 | Marina Energy LLC | 100 | Non-regulated | Dropped - Retired/Planned Retirement by 06/2028
Improvement Dst No. 4 | 57895_G_ID4 | 57895 | G | ID4 |  | Solar PV |  |  | California |  | Kern |  |  | 1.1 |  | 2009 | [33 empty] | Kern County Water Agency | 100 | Kern County Water Agency | 100 | Non-regulated | Dropped - Plant is identified as onsite because it is a net buyer of electricity in 2021
Sidney MT Plant | 57914_G_1 | 57914 | G | 1 |  | Coal Steam |  |  | Montana |  | Richland |  |  | 2 |  | 1950 | [33 empty] | Sidney Sugars Incorporated | 100 | Sidney Sugars Incorporated | 100 | Non-regulated | Dropped - Plant is identified as onsite because it is a net buyer of electricity in 2021 | B1 B1 B1 B1 B1: CE1; B2 B2 B2 B2A B2A: CE2; B2A B2A B2A B3A B3A: UI3; B3 B3 B3 B5 B5: UI4
Sidney MT Plant | 57914_G_2 | 57914 | G | 2 |  | Coal Steam |  |  | Montana |  | Richland |  |  | 2 |  | 1950 | [33 empty] | Sidney Sugars Incorporated | 100 | Sidney Sugars Incorporated | 100 | Non-regulated | Dropped - Plant is identified as onsite because it is a net buyer of electricity in 2021 | B1 B1 B1 B1 B1: CE1; B2 B2 B2 B2A B2A: CE2; B2A B2A B2A B3A B3A: UI3; B3 B3 B3 B5 B5: UI4
Genesis Alkali | 57915_G_1 | 57915 | G | 1 |  | Coal Steam |  |  | Wyoming |  | Sweetwater |  |  | 3.5 |  | 1953 | [33 empty] | Genesis Alkali, LLC | 100 | Genesis Alkali, LLC | 100 | Non-regulated | Dropped - Plant is identified as onsite because it is a net buyer of electricity in 2021 | 1BLR | 2BLR | 3BLR | 4BLR | 6BLR | 7BLR | 8BLR
Genesis Alkali | 57915_G_2 | 57915 | G | 2 |  | Coal Steam |  |  | Wyoming |  | Sweetwater |  |  | 3.5 |  | 1953 | [33 empty] | Genesis Alkali, LLC | 100 | Genesis Alkali, LLC | 100 | Non-regulated | Dropped - Plant is identified as onsite because it is a net buyer of electricity in 2021 | 1BLR | 2BLR | 3BLR | 4BLR | 6BLR | 7BLR | 8BLR
Genesis Alkali | 57915_G_3 | 57915 | G | 3 |  | Coal Steam |  |  | Wyoming |  | Sweetwater |  |  | 4 |  | 1964 | [33 empty] | Genesis Alkali, LLC | 100 | Genesis Alkali, LLC | 100 | Non-regulated | Dropped - Plant is identified as onsite because it is a net buyer of electricity in 2021 | 1BLR | 2BLR | 3BLR | 4BLR | 6BLR | 7BLR | 8BLR
Genesis Alkali | 57915_G_4 | 57915 | G | 4 |  | Coal Steam |  |  | Wyoming |  | Sweetwater |  |  | 10 |  | 1972 | [33 empty] | Genesis Alkali, LLC | 100 | Genesis Alkali, LLC | 100 | Non-regulated | Dropped - Plant is identified as onsite because it is a net buyer of electricity in 2021 | 1BLR | 2BLR | 3BLR | 4BLR | 6BLR | 7BLR | 8BLR
Genesis Alkali | 57915_G_5 | 57915 | G | 5 |  | Coal Steam |  |  | Wyoming |  | Sweetwater |  |  | 10 |  | 1975 | [33 empty] | Genesis Alkali, LLC | 100 | Genesis Alkali, LLC | 100 | Non-regulated | Dropped - Plant is identified as onsite because it is a net buyer of electricity in 2021 | 1BLR | 2BLR | 3BLR | 4BLR | 6BLR | 7BLR | 8BLR
Genesis Alkali | 57915_G_6 | 57915 | G | 6 |  | Coal Steam |  |  | Wyoming |  | Sweetwater |  |  | 10 |  | 1975 | [33 empty] | Genesis Alkali, LLC | 100 | Genesis Alkali, LLC | 100 | Non-regulated | Dropped - Plant is identified as onsite because it is a net buyer of electricity in 2021 | 1BLR | 2BLR | 3BLR | 4BLR | 6BLR | 7BLR | 8BLR
Spreckels Sugar Company | 57916_G_1 | 57916 | G | 1 |  | O/G Steam |  |  | California |  | Imperial |  |  | 8.9 |  | 1948 | [33 empty] | Spreckels Sugar Company | 100 | Spreckels Sugar Company | 100 | Non-regulated | Dropped - Plant is identified as onsite because it is a net buyer of electricity in 2021
Sonoco Products Co | 57919_G_2 | 57919 | G | 2 |  | O/G Steam |  |  | South Carolina |  | Darlington |  |  | 2.5 |  | 1950 | [33 empty] | Sonoco Products Co | 100 | Sonoco Products Co | 100 | Non-regulated | Dropped - Plant is identified as onsite because it is a net buyer of electricity in 2021 | B1 B1 B1 B1 B1: 10; B2 B2 B2 B2A B2A: 2; B2A B2A B2A B3A B3A: 3; B3 B3 B3 B5 B5: 6
Sonoco Products Co | 57919_G_3 | 57919 | G | 3 |  | Biomass |  |  | South Carolina |  | Darlington |  |  | 10 |  | 1947 | [33 empty] | Sonoco Products Co | 100 | Sonoco Products Co | 100 | Non-regulated | Dropped - Plant is identified as onsite because it is a net buyer of electricity in 2021 | 10 | 11 | 12 | 2 | 3 | 4 | 6 | 9
Sonoco Products Co | 57919_G_4 | 57919 | G | 4 |  | Biomass |  |  | South Carolina |  | Darlington |  |  | 28 |  | 1957 | [33 empty] | Sonoco Products Co | 100 | Sonoco Products Co | 100 | Non-regulated | Dropped - Plant is identified as onsite because it is a net buyer of electricity in 2021 | 10 | 11 | 12 | 4 | 9
SIUC | 57928_G_EMER | 57928 | G | EMER |  | Combustion Turbine |  |  | Illinois |  | Jackson |  |  | 1.6 |  | 1998 | [33 empty] | Southern Illinois University Carbondale | 100 | Southern Illinois University Carbondale | 100 | Non-regulated | Dropped - Plant is identified as onsite because it is a net buyer of electricity in 2021
SIUC | 57928_G_GEN5 | 57928 | G | GEN5 |  | Coal Steam |  |  | Illinois |  | Jackson |  |  | 2.8 |  | 1998 | [33 empty] | Southern Illinois University Carbondale | 100 | Southern Illinois University Carbondale | 100 | Non-regulated | Dropped - Plant is identified as onsite because it is a net buyer of electricity in 2021
Eva Creek Wind | 57935_G_EVW | 57935 | G | EVW |  | Onshore Wind |  |  | Alaska |  | Denali |  |  | 24.6 |  | 2013 | [33 empty] | Golden Valley Elec Assn Inc | 100 | Golden Valley Elec Assn Inc | 100 | Regulated | Dropped - in Alaska or in Hawaii or Puerto Rico
Western Sugar Coop - Scottsbluff | 57937_G_SCBF | 57937 | G | SCBF |  | O/G Steam |  |  | Nebraska |  | Scotts Bluff |  |  | 5 |  | 1987 | [33 empty] | Western Sugar Cooperative | 100 | Western Sugar Cooperative | 100 | Non-regulated | Dropped - Plant is identified as onsite because it is a net buyer of electricity in 2021
MSC Sebewaing | 57949_G_1 | 57949 | G | 1 |  | Coal Steam |  |  | Michigan |  | Huron |  |  | 1.4 |  | 1990 | [33 empty] | Michigan Sugar Company | 100 | Michigan Sugar Company | 100 | Non-regulated | Dropped - Plant is identified as onsite because it is a net buyer of electricity in 2021
MSC Sebewaing | 57949_G_2 | 57949 | G | 2 |  | Coal Steam |  |  | Michigan |  | Huron |  |  | 0.9 |  | 1979 | [33 empty] | Michigan Sugar Company | 100 | Michigan Sugar Company | 100 | Non-regulated | Dropped - Plant is identified as onsite because it is a net buyer of electricity in 2021
MSC Croswell | 57950_G_1 | 57950 | G | 1 |  | O/G Steam |  |  | Michigan |  | Sanilac |  |  | 1.2 |  | 1948 | [33 empty] | Michigan Sugar Company | 100 | Michigan Sugar Company | 100 | Non-regulated | Dropped - Plant is identified as onsite because it is a net buyer of electricity in 2021
Roquette America | 57953_G_HRSG | 57953 | G | HRSG |  | Combined Cycle |  |  | Iowa |  | Lee |  |  | 10 |  | 2004 | [33 empty] | Roquette America | 100 | Roquette America | 100 | Non-regulated | Dropped - Units whose status are "OS" or "RE" for the past 3 consecutive years | B1 B1 B1 B1 B1: HRSG
Southeast Steam Plant | 57966_G_SSP | 57966 | G | SSP |  | O/G Steam |  |  | Minnesota |  | Hennepin |  |  | 2 |  | 1998 | [33 empty] | University of Minnesota Central Utilities | 100 | University of Minnesota Central Utilities | 100 | Non-regulated | Dropped - Plant is identified as onsite because it is a net buyer of electricity in 2021 | B1 B1 B1 B1 B1: SG-201; B2 B2 B2 B2A B2A: SG-203
Auwahi Wind Energy Hybrid | 57996_G_AWEB | 57996 | G | AWEB |  | Energy Storage |  |  | Hawaii |  | Maui |  |  | 11 |  | 2012 | [33 empty] | Auwahi Wind Energy LLC | 100 | Auwahi Wind Energy LLC | 100 | Non-regulated | Dropped - in Alaska or in Hawaii or Puerto Rico
Auwahi Wind Energy Hybrid | 57996_G_AWET | 57996 | G | AWET |  | Onshore Wind |  |  | Hawaii |  | Maui |  |  | 24 |  | 2012 | [33 empty] | Auwahi Wind Energy LLC | 100 | Auwahi Wind Energy LLC | 100 | Non-regulated | Dropped - in Alaska or in Hawaii or Puerto Rico
Lilly Technical Center | 58043_G_1 | 58043 | G | 1 |  | Combustion Turbine |  |  | Indiana |  | Marion |  |  | 1 |  | 1998 | [33 empty] | Eli Lilly and Company | 100 | Eli Lilly and Company | 100 | Non-regulated | Dropped - Plant is identified as onsite because it is a net buyer of electricity in 2021
Lilly Technical Center | 58043_G_2 | 58043 | G | 2 |  | Combustion Turbine |  |  | Indiana |  | Marion |  |  | 1 |  | 2001 | [33 empty] | Eli Lilly and Company | 100 | Eli Lilly and Company | 100 | Non-regulated | Dropped - Plant is identified as onsite because it is a net buyer of electricity in 2021
Lilly Technical Center | 58043_G_3 | 58043 | G | 3 |  | Combustion Turbine |  |  | Indiana |  | Marion |  |  | 2 |  | 2005 | [33 empty] | Eli Lilly and Company | 100 | Eli Lilly and Company | 100 | Non-regulated | Dropped - Plant is identified as onsite because it is a net buyer of electricity in 2021
Lilly Technical Center | 58043_G_4 | 58043 | G | 4 |  | Combustion Turbine |  |  | Indiana |  | Marion |  |  | 2 |  | 2010 | [33 empty] | Eli Lilly and Company | 100 | Eli Lilly and Company | 100 | Non-regulated | Dropped - Plant is identified as onsite because it is a net buyer of electricity in 2021
Works 53 | 58046_G_1 | 58046 | G | 1 |  | Combustion Turbine |  |  | North Carolina |  | Davidson |  |  | 1 |  | 1967 | [33 empty] | PPG Ind Fiber Glass Prdcts Inc | 100 | PPG Ind Fiber Glass Prdcts Inc | 100 | Non-regulated | Dropped - Plant is identified as onsite because it is a net buyer of electricity in 2021
Works 53 | 58046_G_2 | 58046 | G | 2 |  | Combustion Turbine |  |  | North Carolina |  | Davidson |  |  | 1.2 |  | 1975 | [33 empty] | PPG Ind Fiber Glass Prdcts Inc | 100 | PPG Ind Fiber Glass Prdcts Inc | 100 | Non-regulated | Dropped - Plant is identified as onsite because it is a net buyer of electricity in 2021
Works 53 | 58046_G_3 | 58046 | G | 3 |  | Combustion Turbine |  |  | North Carolina |  | Davidson |  |  | 0.8 |  | 1988 | [33 empty] | PPG Ind Fiber Glass Prdcts Inc | 100 | PPG Ind Fiber Glass Prdcts Inc | 100 | Non-regulated | Dropped - Plant is identified as onsite because it is a net buyer of electricity in 2021
Vitro Architectural Glass (PA) | 58051_G_L121 | 58051 | G | L121 |  | Combustion Turbine |  |  | Pennsylvania |  | Cumberland |  |  | 2 |  | 2021 | [33 empty] | Vitro Architectural Glass (PA) | 100 | Vitro Architectural Glass (PA) | 100 | Non-regulated | Dropped - Plant is identified as onsite because it is a net buyer of electricity in 2021
Vitro Architectural Glass (PA) | 58051_G_L2AE | 58051 | G | L2AE |  | Combustion Turbine |  |  | Pennsylvania |  | Cumberland |  |  | 1.5 |  | 1996 | [33 empty] | Vitro Architectural Glass (PA) | 100 | Vitro Architectural Glass (PA) | 100 | Non-regulated | Dropped - Plant is identified as onsite because it is a net buyer of electricity in 2021
Vitro Architectural Glass (PA) | 58051_G_L2BW | 58051 | G | L2BW |  | Combustion Turbine |  |  | Pennsylvania |  | Cumberland |  |  | 1.5 |  | 1996 | [33 empty] | Vitro Architectural Glass (PA) | 100 | Vitro Architectural Glass (PA) | 100 | Non-regulated | Dropped - Plant is identified as onsite because it is a net buyer of electricity in 2021
Battle Creek Mill | 58052_G_2TG | 58052 | G | 2TG |  | O/G Steam |  |  | Michigan |  | Calhoun |  |  | 0.8 |  | 1951 | [33 empty] | RockTenn-Battle Creek Mill | 100 | RockTenn-Battle Creek Mill | 100 | Non-regulated | Dropped - Plant is identified as onsite because it is a net buyer of electricity in 2021
Vitro Flat Glass LLC | 58053_G_IG#2 | 58053 | G | IG#2 |  | Combustion Turbine |  |  | California |  | Fresno |  |  | 0.7 |  | 1992 | [33 empty] | Vitro Flat Glass LLC | 100 | Vitro Flat Glass LLC | 100 | Non-regulated | Dropped - Plant is identified as onsite because it is a net buyer of electricity in 2021
Vitro Flat Glass LLC | 58053_G_OG#1 | 58053 | G | OG#1 |  | Combustion Turbine |  |  | California |  | Fresno |  |  | 1 |  | 2000 | [33 empty] | Vitro Flat Glass LLC | 100 | Vitro Flat Glass LLC | 100 | Non-regulated | Dropped - Plant is identified as onsite because it is a net buyer of electricity in 2021
Vitro Flat Glass LLC | 58053_G_OG#3 | 58053 | G | OG#3 |  | Combustion Turbine |  |  | California |  | Fresno |  |  | 0.9 |  | 1983 | [33 empty] | Vitro Flat Glass LLC | 100 | Vitro Flat Glass LLC | 100 | Non-regulated | Dropped - Plant is identified as onsite because it is a net buyer of electricity in 2021
Irwindale Brew Yard, LLC | 58056_G_JEN1 | 58056 | G | JEN1 |  | Non-Fossil Waste |  |  | California |  | Los Angeles |  |  | 0.6 |  | 2007 | [33 empty] | Irwindale Brew Yard, LLC | 100 | Irwindale Brew Yard, LLC | 100 | Non-regulated | Dropped - Plant is identified as onsite because it is a net buyer of electricity in 2021
Irwindale Brew Yard, LLC | 58056_G_PV | 58056 | G | PV |  | Solar PV |  |  | California |  | Los Angeles |  |  | 0.8 |  | 2015 | [33 empty] | Irwindale Brew Yard, LLC | 100 | Irwindale Brew Yard, LLC | 100 | Non-regulated | Dropped - Plant is identified as onsite because it is a net buyer of electricity in 2021
Irwindale Brew Yard, LLC | 58056_G_T100 | 58056 | G | T100 |  | Combustion Turbine |  |  | California |  | Los Angeles |  |  | 4.1 |  | 2002 | [33 empty] | Irwindale Brew Yard, LLC | 100 | Irwindale Brew Yard, LLC | 100 | Non-regulated | Dropped - Plant is identified as onsite because it is a net buyer of electricity in 2021
Irwindale Brew Yard, LLC | 58056_G_T200 | 58056 | G | T200 |  | Combustion Turbine |  |  | California |  | Los Angeles |  |  | 4.1 |  | 2002 | [33 empty] | Irwindale Brew Yard, LLC | 100 | Irwindale Brew Yard, LLC | 100 | Non-regulated | Dropped - Plant is identified as onsite because it is a net buyer of electricity in 2021
Paramount Refinery | 58058_G_1 | 58058 | G | 1 |  | Combustion Turbine |  |  | California |  | Los Angeles |  |  | 6.5 |  | 2002 | 2022 | [32 empty] | Paramount Petroleum Corporation | 100 | Paramount Petroleum Corporation | 100 | Non-regulated | Dropped - Retired/Planned Retirement by 06/2028
SABIC Innovative Plastics Mt. Vernon | 58063_G_COGN1 | 58063 | G | COGN1 |  | Combustion Turbine |  |  | Indiana |  | Posey |  |  | 78.6 |  | 2017 | [33 empty] | SABIC IP Mt. Vernon, LLC | 100 | SABIC IP Mt. Vernon, LLC | 100 | Non-regulated | Dropped - Plant is identified as onsite because it is a net buyer of electricity in 2021
Laredo Bus Facility Solar Canopies | 58064_G_LBFS | 58064 | G | LBFS |  | Solar PV |  |  | Georgia |  | DeKalb |  |  | 1 |  | 2012 | [33 empty] | MARTA | 100 | MARTA | 100 | Non-regulated | Dropped - Plant is identified as onsite because it is a net buyer of electricity in 2021
PCA, Filer City Mill | 58066_G_TG2 | 58066 | G | TG2 |  | O/G Steam |  |  | Michigan |  | Manistee |  |  | 8 |  | 1950 | [33 empty] | PCA, Filer City Mill | 100 | PCA, Filer City Mill | 100 | Non-regulated | Dropped - Plant is identified as onsite because it is a net buyer of electricity in 2021 | B1 B1 B1 B1 B1: B1; B2 B2 B2 B2A B2A: B2; B2A B2A B2A B3A B3A: B4; B3 B3 B3 B5 B5: B5
PCA, Filer City Mill | 58066_G_TG3 | 58066 | G | TG3 |  | O/G Steam |  |  | Michigan |  | Manistee |  |  | 11.5 |  | 1950 | [33 empty] | PCA, Filer City Mill | 100 | PCA, Filer City Mill | 100 | Non-regulated | Dropped - Plant is identified as onsite because it is a net buyer of electricity in 2021 | B1 B1 B1 B1 B1: B1; B2 B2 B2 B2A B2A: B2; B2A B2A B2A B3A B3A: B4; B3 B3 B3 B5 B5: B5
PRSI FCC Generator | 58069_G_55M1 | 58069 | G | 55M1 |  | Coal Steam |  |  | Texas |  | Harris |  |  | 3 |  | 1979 | [33 empty] | Pasadena Refining System Inc | 100 | Pasadena Refining System Inc | 100 | Non-regulated | Dropped - Plant is identified as onsite because it is a net buyer of electricity in 2021
El Dorado Refinery | 58075_G_L3804 | 58075 | G | L3804 |  | Combustion Turbine |  |  | Kansas |  | Butler |  |  | 32 |  | 1996 | [33 empty] | Frontier El Dorado Refinery LLC | 100 | Frontier El Dorado Refinery LLC | 100 | Non-regulated | Dropped - Plant is identified as onsite because it is a net buyer of electricity in 2021
Western Sugar Coop- Ft Morgan | 58081_G_ATB-2 | 58081 | G | ATB-2 |  | O/G Steam |  |  | Colorado |  | Morgan |  |  | 3 |  | 1947 | [33 empty] | Western Sugar Cooperative | 100 | Western Sugar Cooperative | 100 | Non-regulated | Dropped - Plant is identified as onsite because it is a net buyer of electricity in 2021
PRC-Desoto Intl/PPG Aerospace | 58085_G_CATR1 | 58085 | G | CATR1 |  | Combustion Turbine |  |  | California |  | Kern |  |  | 0.5 |  | 1999 | [33 empty] | PRC-Desoto Intl Corp./PPG | 100 | PRC-Desoto Intl Corp./PPG | 100 | Non-regulated | Dropped - Plant is identified as onsite because it is a net buyer of electricity in 2021
PRC-Desoto Intl/PPG Aerospace | 58085_G_CATR2 | 58085 | G | CATR2 |  | Combustion Turbine |  |  | California |  | Kern |  |  | 1 |  | 2000 | [33 empty] | PRC-Desoto Intl Corp./PPG | 100 | PRC-Desoto Intl Corp./PPG | 100 | Non-regulated | Dropped - Plant is identified as onsite because it is a net buyer of electricity in 2021
Kern Oil & Refining Co | 58100_G_5900 | 58100 | G | 5900 |  | Combustion Turbine |  |  | California |  | Kern |  |  | 4.9 |  | 2002 | [33 empty] | Kern Oil & Refining Co | 100 | Kern Oil & Refining Co | 100 | Non-regulated | Dropped - Plant is identified as onsite because it is a net buyer of electricity in 2021
International Paper Red River Mill | 58108_G_3 T-G | 58108 | G | 3 T-G |  | Non-Fossil Waste |  |  | Louisiana |  | Natchitoches |  |  | 55 |  | 2008 | [33 empty] | Red River Mill Intl Paper Company | 100 | Red River Mill Intl Paper Company | 100 | Non-regulated | Dropped - Plant is identified as onsite because it is a net buyer of electricity in 2021 | B1 B1 B1 B1 B1: 2 HFB; B2 B2 B2 B2A B2A: 3 RB
Georgia-Pacific Toledo Mill | 58109_G_TG1 | 58109 | G | TG1 |  | Non-Fossil Waste |  |  | Oregon |  | Lincoln |  |  | 18.4 |  | 2007 | [33 empty] | Georgia-Pacific Toledo LLC | 100 | Georgia-Pacific Toledo LLC | 100 | Non-regulated | Dropped - Plant is identified as onsite because it is a net buyer of electricity in 2021 | B1 B1 B1 B1 B1: PB3; B2 B2 B2 B2A B2A: PB5; B2A B2A B2A B3A B3A: REC1; B3 B3 B3 B5 B5: REC2
Georgia-Pacific Toledo Mill | 58109_G_TG2 | 58109 | G | TG2 |  | Non-Fossil Waste |  |  | Oregon |  | Lincoln |  |  | 13.4 |  | 2007 | [33 empty] | Georgia-Pacific Toledo LLC | 100 | Georgia-Pacific Toledo LLC | 100 | Non-regulated | Dropped - Plant is identified as onsite because it is a net buyer of electricity in 2021 | B1 B1 B1 B1 B1: PB3; B2 B2 B2 B2A B2A: PB5; B2A B2A B2A B3A B3A: REC1; B3 B3 B3 B5 B5: REC2
Cellu Tissue | 58116_G_GEN1 | 58116 | G | GEN1 |  | Combustion Turbine |  |  | Connecticut |  | Hartford |  |  | 2.5 |  | 2009 | [33 empty] | Dunn Paper East Hartford, LLC | 100 | Dunn Paper East Hartford, LLC | 100 | Non-regulated | Dropped - Plant is identified as onsite because it is a net buyer of electricity in 2021
TNSG South Plant | 58117_G_1A | 58117 | G | 1A |  | Combustion Turbine |  |  | Alaska |  | North Slope |  |  | 1.3 |  | 2006 | [33 empty] | TDX North Slope Generating Inc. | 100 | TDX North Slope Generating Inc. | 100 | Regulated | Dropped - in Alaska or in Hawaii or Puerto Rico
TNSG South Plant | 58117_G_2 | 58117 | G | 2 |  | Combustion Turbine |  |  | Alaska |  | North Slope |  |  | 0.8 |  | 1992 | [33 empty] | TDX North Slope Generating Inc. | 100 | TDX North Slope Generating Inc. | 100 | Regulated | Dropped - in Alaska or in Hawaii or Puerto Rico
TNSG South Plant | 58117_G_3 | 58117 | G | 3 |  | Combustion Turbine |  |  | Alaska |  | North Slope |  |  | 0.8 |  | 1992 | [33 empty] | TDX North Slope Generating Inc. | 100 | TDX North Slope Generating Inc. | 100 | Regulated | Dropped - in Alaska or in Hawaii or Puerto Rico
TNSG South Plant | 58117_G_4A | 58117 | G | 4A |  | Combustion Turbine |  |  | Alaska |  | North Slope |  |  | 1.3 |  | 2006 | [33 empty] | TDX North Slope Generating Inc. | 100 | TDX North Slope Generating Inc. | 100 | Regulated | Dropped - in Alaska or in Hawaii or Puerto Rico
TNSG South Plant | 58117_G_6 | 58117 | G | 6 |  | Combustion Turbine |  |  | Alaska |  | North Slope |  |  | 3 |  | 2003 | [33 empty] | TDX North Slope Generating Inc. | 100 | TDX North Slope Generating Inc. | 100 | Regulated | Dropped - in Alaska or in Hawaii or Puerto Rico
Adkins Energy LLC | 58136_G_S5MW | 58136 | G | S5MW |  | Combustion Turbine |  |  | Illinois |  | Stephenson |  |  | 4 |  | 2002 | [33 empty] | Adkins Energy LLC | 100 | Adkins Energy LLC | 100 | Non-regulated | Dropped - Plant is identified as onsite because it is a net buyer of electricity in 2021
Adkins Energy LLC | 58136_G_ST2MW | 58136 | G | ST2MW |  | O/G Steam |  |  | Illinois |  | Stephenson |  |  | 1.8 |  | 2019 | [33 empty] | Adkins Energy LLC | 100 | Adkins Energy LLC | 100 | Non-regulated | Dropped - Plant is identified as onsite because it is a net buyer of electricity in 2021
Otter Creek Ethanol Poet - Ashton | 58138_G_1 | 58138 | G | 1 |  | Combustion Turbine |  |  | Iowa |  | Osceola |  |  | 5.5 |  | 2004 | [33 empty] | Otter Creek Ethanol LLC - Poet Ashton | 100 | Otter Creek Ethanol LLC - Poet Ashton | 100 | Non-regulated | Dropped - Plant is identified as onsite because it is a net buyer of electricity in 2021
Summit Street Power Plant | 58140_G_GT-1 | 58140 | G | GT-1 |  | Combustion Turbine |  |  | Ohio |  | Portage |  |  | 4.9 |  | 2003 | [33 empty] | Kent State University | 100 | Kent State University | 100 | Non-regulated | Dropped - Plant is identified as onsite because it is a net buyer of electricity in 2021
Summit Street Power Plant | 58140_G_GT-2 | 58140 | G | GT-2 |  | Combustion Turbine |  |  | Ohio |  | Portage |  |  | 6.9 |  | 2004 | [33 empty] | Kent State University | 100 | Kent State University | 100 | Non-regulated | Dropped - Plant is identified as onsite because it is a net buyer of electricity in 2021
Twin Rivers Paper Co LLC | 58146_G_GEN5 | 58146 | G | GEN5 |  | Non-Fossil Waste |  |  | Maine |  | Aroostook |  |  | 22 |  | 1987 | [33 empty] | Twin Rivers Paper Co LLC | 100 | Twin Rivers Paper Co LLC | 100 | Non-regulated | Dropped - Plant is identified as onsite because it is a net buyer of electricity in 2021
Eastern Maine Medical Center | 58153_G_COGE | 58153 | G | COGE |  | Combustion Turbine |  |  | Maine |  | Penobscot |  |  | 3.8 |  | 2006 | [33 empty] | Eastern Maine Medical Center | 100 | Eastern Maine Medical Center | 100 | Non-regulated | Dropped - Plant is identified as onsite because it is a net buyer of electricity in 2021
SUNY Old Westbury College | 58156_G_GE | 58156 | G | GE |  | Combustion Turbine |  |  | New York |  | Nassau |  |  | 1.8 |  | 2007 | [33 empty] | SUNY Old Westbury College | 100 | SUNY Old Westbury College | 100 | Non-regulated | Dropped - Plant is identified as onsite because it is a net buyer of electricity in 2021
University of Rochester | 58157_G_HP | 58157 | G | HP |  | O/G Steam |  |  | New York |  | Monroe |  |  | 17 |  | 2005 | [33 empty] | University of Rochester | 100 | University of Rochester | 100 | Non-regulated | Dropped - Plant is identified as onsite because it is a net buyer of electricity in 2021 | B1 B1 B1 B1 B1: 9
University of Rochester | 58157_G_LP | 58157 | G | LP |  | O/G Steam |  |  | New York |  | Monroe |  |  | 7.2 |  | 2005 | [33 empty] | University of Rochester | 100 | University of Rochester | 100 | Non-regulated | Dropped - Plant is identified as onsite because it is a net buyer of electricity in 2021 | B1 B1 B1 B1 B1: 10; B2 B2 B2 B2A B2A: 5; B2A B2A B2A B3A B3A: 6; B3 B3 B3 B5 B5: 7
UCONN Cogen Facility | 58159_G_CGT1 | 58159 | G | CGT1 |  | Combined Cycle |  |  | Connecticut |  | Tolland |  |  | 6.4 |  | 2006 | [33 empty] | University of Connecticut | 100 | University of Connecticut | 100 | Non-regulated | Dropped - Plant is identified as onsite because it is a net buyer of electricity in 2021
UCONN Cogen Facility | 58159_G_CGT2 | 58159 | G | CGT2 |  | Combined Cycle |  |  | Connecticut |  | Tolland |  |  | 6.9 |  | 2006 | [33 empty] | University of Connecticut | 100 | University of Connecticut | 100 | Non-regulated | Dropped - Plant is identified as onsite because it is a net buyer of electricity in 2021
UCONN Cogen Facility | 58159_G_CGT3 | 58159 | G | CGT3 |  | Combined Cycle |  |  | Connecticut |  | Tolland |  |  | 6.4 |  | 2006 | [33 empty] | University of Connecticut | 100 | University of Connecticut | 100 | Non-regulated | Dropped - Plant is identified as onsite because it is a net buyer of electricity in 2021
UCONN Cogen Facility | 58159_G_STG1 | 58159 | G | STG1 |  | Combined Cycle |  |  | Connecticut |  | Tolland |  |  | 4.9 |  | 2006 | [33 empty] | University of Connecticut | 100 | University of Connecticut | 100 | Non-regulated | Dropped - Plant is identified as onsite because it is a net buyer of electricity in 2021 | B1 B1 B1 B1 B1: HRSG1; B2 B2 B2 B2A B2A: HRSG2; B2A B2A B2A B3A B3A: HRSG3
Williams College - Campus CHP | 58160_G_GEN2 | 58160 | G | GEN2 |  | O/G Steam |  |  | Massachusetts |  | Berkshire |  |  | 3 |  | 2003 | [33 empty] | President & Trustees of Williams College | 100 | President & Trustees of Williams College | 100 | Non-regulated | Dropped - Plant is identified as onsite because it is a net buyer of electricity in 2021
Williams College - Campus CHP | 58160_G_GEN4 | 58160 | G | GEN4 |  | Combustion Turbine |  |  | Massachusetts |  | Berkshire |  |  | 2 |  | 2017 | [33 empty] | President & Trustees of Williams College | 100 | President & Trustees of Williams College | 100 | Non-regulated | Dropped - Plant is identified as onsite because it is a net buyer of electricity in 2021
Williams College - Campus CHP | 58160_G_GEN5 | 58160 | G | GEN5 |  | Combustion Turbine |  |  | Massachusetts |  | Berkshire |  |  | 2 |  | 2017 | [33 empty] | President & Trustees of Williams College | 100 | President & Trustees of Williams College | 100 | Non-regulated | Dropped - Plant is identified as onsite because it is a net buyer of electricity in 2021
Western Michigan University Power Plant | 58161_G_EG-1 | 58161 | G | EG-1 |  | Combustion Turbine |  |  | Michigan |  | Kalamazoo |  |  | 0.8 |  | 1999 | [33 empty] | Western Michigan University | 100 | Western Michigan University | 100 | Non-regulated | Dropped - Plant is identified as onsite because it is a net buyer of electricity in 2021
Western Michigan University Power Plant | 58161_G_EG-10 | 58161 | G | EG-10 |  | Combustion Turbine |  |  | Michigan |  | Kalamazoo |  |  | 2.5 |  | 2021 | [33 empty] | Western Michigan University | 100 | Western Michigan University | 100 | Non-regulated | Dropped - Plant is identified as onsite because it is a net buyer of electricity in 2021
Western Michigan University Power Plant | 58161_G_EG-9 | 58161 | G | EG-9 |  | Combustion Turbine |  |  | Michigan |  | Kalamazoo |  |  | 2.5 |  | 2021 | [33 empty] | Western Michigan University | 100 | Western Michigan University | 100 | Non-regulated | Dropped - Plant is identified as onsite because it is a net buyer of electricity in 2021
Western Michigan University Power Plant | 58161_G_GTG-7 | 58161 | G | GTG-7 |  | Combined Cycle |  |  | Michigan |  | Kalamazoo |  |  | 4.2 |  | 1997 | [33 empty] | Western Michigan University | 100 | Western Michigan University | 100 | Non-regulated | Dropped - Plant is identified as onsite because it is a net buyer of electricity in 2021
Western Michigan University Power Plant | 58161_G_GTG-8 | 58161 | G | GTG-8 |  | Combined Cycle |  |  | Michigan |  | Kalamazoo |  |  | 4.2 |  | 1997 | [33 empty] | Western Michigan University | 100 | Western Michigan University | 100 | Non-regulated | Dropped - Plant is identified as onsite because it is a net buyer of electricity in 2021
Western Michigan University Power Plant | 58161_G_STG-1 | 58161 | G | STG-1 |  | Combined Cycle |  |  | Michigan |  | Kalamazoo |  |  | 0.9 |  | 1999 | [33 empty] | Western Michigan University | 100 | Western Michigan University | 100 | Non-regulated | Dropped - Plant is identified as onsite because it is a net buyer of electricity in 2021
Mercy Medical Center | 58163_G_1N | 58163 | G | 1N |  | Combustion Turbine |  |  | New York |  | Nassau |  |  | 0.8 |  | 2020 | [33 empty] | Mercy Medical Center | 100 | Mercy Medical Center | 100 | Non-regulated | Dropped - Plant is identified as onsite because it is a net buyer of electricity in 2021
Mercy Medical Center | 58163_G_2N | 58163 | G | 2N |  | Combustion Turbine |  |  | New York |  | Nassau |  |  | 0.8 |  | 2020 | [33 empty] | Mercy Medical Center | 100 | Mercy Medical Center | 100 | Non-regulated | Dropped - Plant is identified as onsite because it is a net buyer of electricity in 2021
Mercy Medical Center | 58163_G_3N | 58163 | G | 3N |  | Combustion Turbine |  |  | New York |  | Nassau |  |  | 0.8 |  | 2020 | [33 empty] | Mercy Medical Center | 100 | Mercy Medical Center | 100 | Non-regulated | Dropped - Plant is identified as onsite because it is a net buyer of electricity in 2021
Mercy Medical Center | 58163_G_8 | 58163 | G | 8 |  | Combustion Turbine |  |  | New York |  | Nassau |  |  | 0.6 |  | 2004 | [33 empty] | Mercy Medical Center | 100 | Mercy Medical Center | 100 | Non-regulated | Dropped - Plant is identified as onsite because it is a net buyer of electricity in 2021
College of New Jersey | 58165_G_COGEN | 58165 | G | COGEN |  | Combustion Turbine |  |  | New Jersey |  | Mercer |  |  | 4.2 |  | 1996 | [33 empty] | The College of New Jersey | 100 | The College of New Jersey | 100 | Non-regulated | Dropped - Plant is identified as onsite because it is a net buyer of electricity in 2021
Smith College Central Heating Plant | 58166_G_GT-1 | 58166 | G | GT-1 |  | Combustion Turbine |  |  | Massachusetts |  | Hampshire |  |  | 2.7 |  | 2008 | [33 empty] | The Trustees of Smith College | 100 | The Trustees of Smith College | 100 | Non-regulated | Dropped - Plant is identified as onsite because it is a net buyer of electricity in 2021
William Floyd School District | 58167_G_GEN1 | 58167 | G | GEN1 |  | Combustion Turbine |  |  | New York |  | Suffolk |  |  | 1.3 |  | 2004 | [33 empty] | William Floyd School District | 100 | William Floyd School District | 100 | Non-regulated | Dropped - Plant is identified as onsite because it is a net buyer of electricity in 2021
William Floyd School District | 58167_G_GEN2 | 58167 | G | GEN2 |  | Combustion Turbine |  |  | New York |  | Suffolk |  |  | 1.3 |  | 2004 | [33 empty] | William Floyd School District | 100 | William Floyd School District | 100 | Non-regulated | Dropped - Plant is identified as onsite because it is a net buyer of electricity in 2021
William Floyd School District | 58167_G_GEN3 | 58167 | G | GEN3 |  | Combustion Turbine |  |  | New York |  | Suffolk |  |  | 1.3 |  | 2004 | [33 empty] | William Floyd School District | 100 | William Floyd School District | 100 | Non-regulated | Dropped - Plant is identified as onsite because it is a net buyer of electricity in 2021
Energy Center | 58168_G_TURB1 | 58168 | G | TURB1 |  | Combustion Turbine |  |  | California |  | San Bernardino |  |  | 0.3 |  | 2019 | [33 empty] | University of Redlands | 100 | University of Redlands | 100 | Non-regulated | Dropped - Plant is identified as onsite because it is a net buyer of electricity in 2021
Energy Center | 58168_G_TURB2 | 58168 | G | TURB2 |  | Combustion Turbine |  |  | California |  | San Bernardino |  |  | 0.3 |  | 2019 | [33 empty] | University of Redlands | 100 | University of Redlands | 100 | Non-regulated | Dropped - Plant is identified as onsite because it is a net buyer of electricity in 2021
Energy Center | 58168_G_TURB3 | 58168 | G | TURB3 |  | Combustion Turbine |  |  | California |  | San Bernardino |  |  | 0.3 |  | 2019 | [33 empty] | University of Redlands | 100 | University of Redlands | 100 | Non-regulated | Dropped - Plant is identified as onsite because it is a net buyer of electricity in 2021
BMW Manufacturing Co | 58173_G_GT601 | 58173 | G | GT601 |  | Landfill Gas |  |  | South Carolina |  | Spartanburg |  |  | 5 |  | 2009 | [33 empty] | BMW Manufacturing Co LLC | 100 | BMW Manufacturing Co LLC | 100 | Non-regulated | Dropped - Plant is identified as onsite because it is a net buyer of electricity in 2021
BMW Manufacturing Co | 58173_G_GT602 | 58173 | G | GT602 |  | Landfill Gas |  |  | South Carolina |  | Spartanburg |  |  | 5 |  | 2009 | [33 empty] | BMW Manufacturing Co LLC | 100 | BMW Manufacturing Co LLC | 100 | Non-regulated | Dropped - Plant is identified as onsite because it is a net buyer of electricity in 2021
MTSU Power Co-Gen Plant | 58179_G_GT-01 | 58179 | G | GT-01 |  | Combustion Turbine |  |  | Tennessee |  | Rutherford |  |  | 5 |  | 1997 | [33 empty] | Middle Tennessee State University | 100 | Middle Tennessee State University | 100 | Non-regulated | Dropped - Plant is identified as onsite because it is a net buyer of electricity in 2021
Loyola University Health Plant | 58181_G_UNIT1 | 58181 | G | UNIT1 |  | Combustion Turbine |  |  | Illinois |  | Cook |  |  | 3.9 |  | 2005 | [33 empty] | Loyola University Health System | 100 | Loyola University Health System | 100 | Non-regulated | Dropped - Plant is identified as onsite because it is a net buyer of electricity in 2021
Loyola University Health Plant | 58181_G_UNIT2 | 58181 | G | UNIT2 |  | Combustion Turbine |  |  | Illinois |  | Cook |  |  | 3.9 |  | 2005 | [33 empty] | Loyola University Health System | 100 | Loyola University Health System | 100 | Non-regulated | Dropped - Plant is identified as onsite because it is a net buyer of electricity in 2021
Prairie Horizon Agri Energy | 58183_G_T5741 | 58183 | G | T5741 |  | O/G Steam |  |  | Kansas |  | Phillips |  |  | 0.7 |  | 2006 | [33 empty] | Prairie Horizon Agri Energy LLC | 100 | Prairie Horizon Agri Energy LLC | 100 | Non-regulated | Dropped - Plant is identified as onsite because it is a net buyer of electricity in 2021
Amherst College Co Gen | 58185_G_CTG | 58185 | G | CTG |  | Combustion Turbine |  |  | Massachusetts |  | Hampshire |  |  | 1.2 |  | 2006 | [33 empty] | Amherst College | 100 | Amherst College | 100 | Non-regulated | Dropped - Plant is identified as onsite because it is a net buyer of electricity in 2021
HVCC Cogen Plant | 58186_G_CG01 | 58186 | G | CG01 |  | Combustion Turbine |  |  | New York |  | Rensselaer |  |  | 0.8 |  | 2004 | [33 empty] | Hudson Valley Community College | 100 | Hudson Valley Community College | 100 | Non-regulated | Dropped - Plant is identified as onsite because it is a net buyer of electricity in 2021
HVCC Cogen Plant | 58186_G_CG02 | 58186 | G | CG02 |  | Combustion Turbine |  |  | New York |  | Rensselaer |  |  | 0.8 |  | 2004 | [33 empty] | Hudson Valley Community College | 100 | Hudson Valley Community College | 100 | Non-regulated | Dropped - Plant is identified as onsite because it is a net buyer of electricity in 2021
HVCC Cogen Plant | 58186_G_CG03 | 58186 | G | CG03 |  | Combustion Turbine |  |  | New York |  | Rensselaer |  |  | 1.3 |  | 2004 | [33 empty] | Hudson Valley Community College | 100 | Hudson Valley Community College | 100 | Non-regulated | Dropped - Plant is identified as onsite because it is a net buyer of electricity in 2021
HVCC Cogen Plant | 58186_G_CG04 | 58186 | G | CG04 |  | Combustion Turbine |  |  | New York |  | Rensselaer |  |  | 1.2 |  | 2004 | [33 empty] | Hudson Valley Community College | 100 | Hudson Valley Community College | 100 | Non-regulated | Dropped - Plant is identified as onsite because it is a net buyer of electricity in 2021
HVCC Cogen Plant | 58186_G_CG05 | 58186 | G | CG05 |  | Combustion Turbine |  |  | New York |  | Rensselaer |  |  | 2 |  | 2004 | [33 empty] | Hudson Valley Community College | 100 | Hudson Valley Community College | 100 | Non-regulated | Dropped - Plant is identified as onsite because it is a net buyer of electricity in 2021
HVCC Cogen Plant | 58186_G_CG06 | 58186 | G | CG06 |  | Combustion Turbine |  |  | New York |  | Rensselaer |  |  | 1.3 |  | 2005 | [33 empty] | Hudson Valley Community College | 100 | Hudson Valley Community College | 100 | Non-regulated | Dropped - Plant is identified as onsite because it is a net buyer of electricity in 2021
Thomas M Knott Cogen Facility | 58190_G_CG | 58190 | G | CG |  | Combustion Turbine |  |  | California |  | San Luis Obispo |  |  | 1.2 |  | 2003 | [33 empty] | Sentinel Peak Resources California, LLC | 100 | Sentinel Peak Resources California, LLC | 100 | Non-regulated | Dropped - Units whose status are "OS" or "RE" for the past 3 consecutive years
US Magnesium | 58191_G_GT1 | 58191 | G | GT1 |  | Combustion Turbine |  |  | Utah |  | Tooele |  |  | 11 |  | 1972 | [33 empty] | US Magnesium | 100 | US Magnesium | 100 | Non-regulated | Dropped - Plant is identified as onsite because it is a net buyer of electricity in 2021
US Magnesium | 58191_G_GT2 | 58191 | G | GT2 |  | Combustion Turbine |  |  | Utah |  | Tooele |  |  | 11 |  | 1972 | [33 empty] | US Magnesium | 100 | US Magnesium | 100 | Non-regulated | Dropped - Plant is identified as onsite because it is a net buyer of electricity in 2021
US Magnesium | 58191_G_GT3 | 58191 | G | GT3 |  | Combustion Turbine |  |  | Utah |  | Tooele |  |  | 11 |  | 1972 | [33 empty] | US Magnesium | 100 | US Magnesium | 100 | Non-regulated | Dropped - Plant is identified as onsite because it is a net buyer of electricity in 2021
Arkalon Ethanol LLC | 58192_G_ST961 | 58192 | G | ST961 |  | O/G Steam |  |  | Kansas |  | Seward |  |  | 3 |  | 2008 | [33 empty] | Arkalon Ethanol LLC | 100 | Arkalon Ethanol LLC | 100 | Non-regulated | Dropped - Plant is identified as onsite because it is a net buyer of electricity in 2021
Bonanza BioEnergy LLC | 58193_G_ST96 | 58193 | G | ST96 |  | O/G Steam |  |  | Kansas |  | Finney |  |  | 2 |  | 2008 | [33 empty] | Bonanza BioEnergy LLC | 100 | Bonanza BioEnergy LLC | 100 | Non-regulated | Dropped - Plant is identified as onsite because it is a net buyer of electricity in 2021
West Campus Steam Plant | 58194_G_CT2 | 58194 | G | CT2 |  | Combustion Turbine |  |  | Pennsylvania |  | Centre |  |  | 4.5 |  | 2021 | [33 empty] | Penn State University | 100 | Penn State University | 100 | Non-regulated | Dropped - Plant is identified as onsite because it is a net buyer of electricity in 2021
West Campus Steam Plant | 58194_G_WC 4 | 58194 | G | WC 4 |  | O/G Steam |  |  | Pennsylvania |  | Centre |  |  | 1.5 |  | 2017 | [33 empty] | Penn State University | 100 | Penn State University | 100 | Non-regulated | Dropped - Plant is identified as onsite because it is a net buyer of electricity in 2021
West Campus Steam Plant | 58194_G_WC 5 | 58194 | G | WC 5 |  | O/G Steam |  |  | Pennsylvania |  | Centre |  |  | 1.5 |  | 2017 | [33 empty] | Penn State University | 100 | Penn State University | 100 | Non-regulated | Dropped - Plant is identified as onsite because it is a net buyer of electricity in 2021
West Campus Steam Plant | 58194_G_WC6 | 58194 | G | WC6 |  | O/G Steam |  |  | Pennsylvania |  | Centre |  |  | 1.8 |  | 2021 | [33 empty] | Penn State University | 100 | Penn State University | 100 | Non-regulated | Dropped - Plant is identified as onsite because it is a net buyer of electricity in 2021
Cargill Salt Hersey | 58196_G_ST1 | 58196 | G | ST1 |  | O/G Steam |  |  | Michigan |  | Osceola |  |  | 2.1 |  | 1998 | [33 empty] | Cargill Salt Hersey | 100 | Cargill Salt Hersey | 100 | Non-regulated | Dropped - Plant is identified as onsite because it is a net buyer of electricity in 2021
POET Biorefining Lake Crystal | 58197_G_1 | 58197 | G | 1 |  | Combustion Turbine |  |  | Minnesota |  | Blue Earth |  |  | 6 |  | 2005 | [33 empty] | POET Biorefining Lake Crystal | 100 | POET Biorefining Lake Crystal | 100 | Non-regulated | Dropped - Plant is identified as onsite because it is a net buyer of electricity in 2021
POET Biorefining Lake Crystal | 58197_G_2 | 58197 | G | 2 |  | O/G Steam |  |  | Minnesota |  | Blue Earth |  |  | 1 |  | 2005 | [33 empty] | POET Biorefining Lake Crystal | 100 | POET Biorefining Lake Crystal | 100 | Non-regulated | Dropped - Plant is identified as onsite because it is a net buyer of electricity in 2021
Arizona State University CHP | 58199_G_G1 | 58199 | G | G1 |  | Combined Cycle |  |  | Arizona |  | Maricopa |  |  | 9.2 |  | 2006 | [33 empty] | Energy Center Phoenix LLC | 100 | Energy Center Phoenix LLC | 100 | Non-regulated | Dropped - Plant is identified as onsite because it is a net buyer of electricity in 2021
Arizona State University CHP | 58199_G_G2 | 58199 | G | G2 |  | Combustion Turbine |  |  | Arizona |  | Maricopa |  |  | 7.9 |  | 2019 | [33 empty] | Energy Center Phoenix LLC | 100 | Energy Center Phoenix LLC | 100 | Non-regulated | Dropped - Plant is identified as onsite because it is a net buyer of electricity in 2021
E.B. Eddy Paper Inc | 58222_G_3TU | 58222 | G | 3TU |  | O/G Steam |  |  | Michigan |  | St Clair |  |  | 5 |  | 1969 | [33 empty] | Port Huron Multimodal Hub, LLC | 100 | Port Huron Multimodal Hub, LLC | 100 | Non-regulated | Dropped - Plant is identified as onsite because it is a net buyer of electricity in 2021
Hoag Hospital Cogen Plant | 58223_G_1 | 58223 | G | 1 |  | Combustion Turbine |  |  | California |  | Orange |  |  | 1.2 |  | 2006 | [33 empty] | Hoag Memorial Presbyterian Hospital | 100 | Hoag Memorial Presbyterian Hospital | 100 | Non-regulated | Dropped - Plant is identified as onsite because it is a net buyer of electricity in 2021
Hoag Hospital Cogen Plant | 58223_G_2 | 58223 | G | 2 |  | Combustion Turbine |  |  | California |  | Orange |  |  | 1.2 |  | 2006 | [33 empty] | Hoag Memorial Presbyterian Hospital | 100 | Hoag Memorial Presbyterian Hospital | 100 | Non-regulated | Dropped - Plant is identified as onsite because it is a net buyer of electricity in 2021
Hoag Hospital Cogen Plant | 58223_G_3 | 58223 | G | 3 |  | Combustion Turbine |  |  | California |  | Orange |  |  | 1.2 |  | 2006 | [33 empty] | Hoag Memorial Presbyterian Hospital | 100 | Hoag Memorial Presbyterian Hospital | 100 | Non-regulated | Dropped - Plant is identified as onsite because it is a net buyer of electricity in 2021
C&H Sugar Plant | 58251_G_TG3 | 58251 | G | TG3 |  | Non-Fossil Waste |  |  | California |  | Contra Costa |  |  | 5 |  | 1958 | [33 empty] | C&H Sugar Company Inc | 100 | C&H Sugar Company Inc | 100 | Non-regulated | Dropped - Plant is identified as onsite because it is a net buyer of electricity in 2021
C&H Sugar Plant | 58251_G_TG4 | 58251 | G | TG4 |  | Non-Fossil Waste |  |  | California |  | Contra Costa |  |  | 5 |  | 1957 | [33 empty] | C&H Sugar Company Inc | 100 | C&H Sugar Company Inc | 100 | Non-regulated | Dropped - Plant is identified as onsite because it is a net buyer of electricity in 2021
Kalaeloa Solar Two | 58259_G_KAS2 | 58259 | G | KAS2 |  | Solar PV |  |  | Hawaii |  | Honolulu |  |  | 5 |  | 2012 | [33 empty] | Altus Power America Management, LLC | 100 | Altus Power America Management, LLC | 100 | Non-regulated | Dropped - in Alaska or in Hawaii or Puerto Rico
Bay View Cogeneration Facility | 58263_G_GTG | 58263 | G | GTG |  | Landfill Gas |  |  | Ohio |  | Lucas |  |  | 4.4 |  | 2010 | [33 empty] | COT/Division of Water Reclamation | 100 | COT/Division of Water Reclamation | 100 | Regulated | Dropped - Units whose status are "OS" or "RE" for the past 3 consecutive years
Bay View Cogeneration Facility | 58263_G_STG | 58263 | G | STG |  | Landfill Gas |  |  | Ohio |  | Lucas |  |  | 4 |  | 2011 | [33 empty] | COT/Division of Water Reclamation | 100 | COT/Division of Water Reclamation | 100 | Regulated | Dropped - Units whose status are "OS" or "RE" for the past 3 consecutive years
NCAH Central Utility Plant | 58265_G_C-3 | 58265 | G | C-3 |  | Combustion Turbine |  |  | Iowa |  | Story |  |  | 0.2 |  | 2005 | [33 empty] | National Veterinary Services Laboratory | 100 | National Veterinary Services Laboratory | 100 | Non-regulated | Dropped - Plant is identified as onsite because it is a net buyer of electricity in 2021
NCAH Central Utility Plant | 58265_G_EP-6 | 58265 | G | EP-6 |  | Combustion Turbine |  |  | Iowa |  | Story |  |  | 0.8 |  | 2003 | [33 empty] | National Veterinary Services Laboratory | 100 | National Veterinary Services Laboratory | 100 | Non-regulated | Dropped - Plant is identified as onsite because it is a net buyer of electricity in 2021
NCAH Central Utility Plant | 58265_G_FRZRF | 58265 | G | FRZRF |  | Combustion Turbine |  |  | Iowa |  | Story |  |  | 0.2 |  | 2005 | [33 empty] | National Veterinary Services Laboratory | 100 | National Veterinary Services Laboratory | 100 | Non-regulated | Dropped - Plant is identified as onsite because it is a net buyer of electricity in 2021
NCAH Central Utility Plant | 58265_G_MBGEN | 58265 | G | MBGEN |  | Combustion Turbine |  |  | Iowa |  | Story |  |  | 0.5 |  | 2004 | [33 empty] | National Veterinary Services Laboratory | 100 | National Veterinary Services Laboratory | 100 | Non-regulated | Dropped - Plant is identified as onsite because it is a net buyer of electricity in 2021
NCAH Central Utility Plant | 58265_G_S-13 | 58265 | G | S-13 |  | Combustion Turbine |  |  | Iowa |  | Story |  |  | 2.1 |  | 2004 | [33 empty] | National Animal Disease Center | 100 | National Animal Disease Center | 100 | Non-regulated | Dropped - Plant is identified as onsite because it is a net buyer of electricity in 2021
NCAH Central Utility Plant | 58265_G_S-14 | 58265 | G | S-14 |  | Combustion Turbine |  |  | Iowa |  | Story |  |  | 2.1 |  | 2004 | [33 empty] | National Animal Disease Center | 100 | National Animal Disease Center | 100 | Non-regulated | Dropped - Plant is identified as onsite because it is a net buyer of electricity in 2021
NCAH Central Utility Plant | 58265_G_S-16 | 58265 | G | S-16 |  | Combustion Turbine |  |  | Iowa |  | Story |  |  | 3 |  | 2006 | [33 empty] | National Animal Disease Center | 100 | National Animal Disease Center | 100 | Non-regulated | Dropped - Plant is identified as onsite because it is a net buyer of electricity in 2021
NCAH Central Utility Plant | 58265_G_S-17 | 58265 | G | S-17 |  | Combustion Turbine |  |  | Iowa |  | Story |  |  | 2 |  | 2006 | [33 empty] | National Animal Disease Center | 100 | National Animal Disease Center | 100 | Non-regulated | Dropped - Plant is identified as onsite because it is a net buyer of electricity in 2021
NCAH Central Utility Plant | 58265_G_S-18 | 58265 | G | S-18 |  | Combustion Turbine |  |  | Iowa |  | Story |  |  | 2 |  | 2000 | [33 empty] | National Animal Disease Center | 100 | National Animal Disease Center | 100 | Non-regulated | Dropped - Plant is identified as onsite because it is a net buyer of electricity in 2021
NCAH Central Utility Plant | 58265_G_S-19 | 58265 | G | S-19 |  | Combustion Turbine |  |  | Iowa |  | Story |  |  | 2 |  | 2010 | [33 empty] | National Animal Disease Center | 100 | National Animal Disease Center | 100 | Non-regulated | Dropped - Plant is identified as onsite because it is a net buyer of electricity in 2021
Paia Hydroelectric Plant | 58277_G_PAH1 | 58277 | G | PAH1 |  | Hydro |  |  | Hawaii |  | Maui |  |  | 1.3 |  | 1912 | [33 empty] | Mahi Pono LLC | 100 | Mahi Pono LLC | 100 | Non-regulated | Dropped - in Alaska or in Hawaii or Puerto Rico
TNSG North Plant | 58278_G_13 | 58278 | G | 13 |  | Combustion Turbine |  |  | Alaska |  | North Slope |  |  | 0.3 |  | 2010 | [33 empty] | TDX North Slope Generating Inc. | 100 | TDX North Slope Generating Inc. | 100 | Regulated | Dropped - in Alaska or in Hawaii or Puerto Rico
TNSG North Plant | 58278_G_CT1 | 58278 | G | CT1 |  | Combustion Turbine |  |  | Alaska |  | North Slope |  |  | 4.5 |  | 2008 | [33 empty] | TDX North Slope Generating Inc. | 100 | TDX North Slope Generating Inc. | 100 | Regulated | Dropped - in Alaska or in Hawaii or Puerto Rico
TNSG North Plant | 58278_G_CT2 | 58278 | G | CT2 |  | Combustion Turbine |  |  | Alaska |  | North Slope |  |  | 4.5 |  | 2009 | [33 empty] | TDX North Slope Generating Inc. | 100 | TDX North Slope Generating Inc. | 100 | Regulated | Dropped - in Alaska or in Hawaii or Puerto Rico
TNSG North Plant | 58278_G_CT3 | 58278 | G | CT3 |  | Combustion Turbine |  |  | Alaska |  | North Slope |  |  | 6.9 |  | 2014 | [33 empty] | TDX North Slope Generating Inc. | 100 | TDX North Slope Generating Inc. | 100 | Regulated | Dropped - in Alaska or in Hawaii or Puerto Rico
TNSG North Plant | 58278_G_CT4 | 58278 | G | CT4 |  | Combustion Turbine |  |  | Alaska |  | North Slope |  |  | 6.9 |  | 2014 | [33 empty] | TDX North Slope Generating Inc. | 100 | TDX North Slope Generating Inc. | 100 | Regulated | Dropped - in Alaska or in Hawaii or Puerto Rico
Lanikuhana Solar LLC | 58281_G_1 | 58281 | G | 1 |  | Solar PV |  |  | Hawaii |  | Honolulu |  |  | 14.7 |  | 2019 | [33 empty] | Lanikuhana Solar LLC | 100 | Lanikuhana Solar LLC | 100 | Non-regulated | Dropped - in Alaska or in Hawaii or Puerto Rico
North Chicago Energy Center | 58328_G_GT1 | 58328 | G | GT1 |  | Combustion Turbine |  |  | Illinois |  | Lake |  |  | 5.2 |  | 2003 | [33 empty] | Amalgamated Bank of Chicago | 100 | Amalgamated Bank of Chicago | 100 | Non-regulated | Dropped - Plant is identified as onsite because it is a net buyer of electricity in 2021
North Chicago Energy Center | 58328_G_GT2 | 58328 | G | GT2 |  | Combustion Turbine |  |  | Illinois |  | Lake |  |  | 7.1 |  | 2005 | [33 empty] | Amalgamated Bank of Chicago | 100 | Amalgamated Bank of Chicago | 100 | Non-regulated | Dropped - Plant is identified as onsite because it is a net buyer of electricity in 2021
The Andersons Albion Ethanol LLC | 58330_G_9611 | 58330 | G | 9611 |  | O/G Steam |  |  | Michigan |  | Calhoun |  |  | 1.2 |  | 2006 | [33 empty] | The Andersons Albion Ethanol LLC | 100 | The Andersons Albion Ethanol LLC | 100 | Non-regulated | Dropped - Plant is identified as onsite because it is a net buyer of electricity in 2021
The Andersons Albion Ethanol LLC | 58330_G_CHP-1 | 58330 | G | CHP-1 |  | Combustion Turbine |  |  | Michigan |  | Calhoun |  |  | 6 |  | 2016 | [33 empty] | The Andersons Albion Ethanol LLC | 100 | The Andersons Albion Ethanol LLC | 100 | Non-regulated | Dropped - Plant is identified as onsite because it is a net buyer of electricity in 2021
Triton East and West Cogen | 58375_G_1 | 58375 | G | 1 |  | Combustion Turbine |  |  | Illinois |  | Cook |  |  | 0.8 |  | 1998 | [33 empty] | Triton College | 100 | Triton College | 100 | Non-regulated | Dropped - Plant is identified as onsite because it is a net buyer of electricity in 2021
Triton East and West Cogen | 58375_G_2 | 58375 | G | 2 |  | Combustion Turbine |  |  | Illinois |  | Cook |  |  | 0.8 |  | 1998 | [33 empty] | Triton College | 100 | Triton College | 100 | Non-regulated | Dropped - Plant is identified as onsite because it is a net buyer of electricity in 2021
Triton East and West Cogen | 58375_G_3 | 58375 | G | 3 |  | Combustion Turbine |  |  | Illinois |  | Cook |  |  | 0.8 |  | 2000 | [33 empty] | Triton College | 100 | Triton College | 100 | Non-regulated | Dropped - Plant is identified as onsite because it is a net buyer of electricity in 2021
Triton East and West Cogen | 58375_G_4 | 58375 | G | 4 |  | Combustion Turbine |  |  | Illinois |  | Cook |  |  | 0.8 |  | 2000 | [33 empty] | Triton College | 100 | Triton College | 100 | Non-regulated | Dropped - Plant is identified as onsite because it is a net buyer of electricity in 2021
Triton East and West Cogen | 58375_G_5 | 58375 | G | 5 |  | Combustion Turbine |  |  | Illinois |  | Cook |  |  | 0.4 |  | 2015 | [33 empty] | Triton College | 100 | Triton College | 100 | Non-regulated | Dropped - Plant is identified as onsite because it is a net buyer of electricity in 2021
Rochelle Energy Center | 58377_G_REC2 | 58377 | G | REC2 |  | Landfill Gas |  |  | Illinois |  | Ogle |  |  | 1.6 |  | 2011 | [33 empty] | Frontier Operation Services | 100 | Frontier Operation Services | 100 | Non-regulated | Dropped - Units whose status are "OS" or "RE" for the past 3 consecutive years
JBER Landfill Gas Power Plant | 58380_G_1 | 58380 | G | 1 |  | Landfill Gas |  |  | Alaska |  | Anchorage |  |  | 1.4 |  | 2012 | [33 empty] | Doyon Utilities, LLC | 100 | Doyon Utilities, LLC | 100 | Regulated | Dropped - in Alaska or in Hawaii or Puerto Rico
JBER Landfill Gas Power Plant | 58380_G_2 | 58380 | G | 2 |  | Landfill Gas |  |  | Alaska |  | Anchorage |  |  | 1.4 |  | 2012 | [33 empty] | Doyon Utilities, LLC | 100 | Doyon Utilities, LLC | 100 | Regulated | Dropped - in Alaska or in Hawaii or Puerto Rico
JBER Landfill Gas Power Plant | 58380_G_3 | 58380 | G | 3 |  | Landfill Gas |  |  | Alaska |  | Anchorage |  |  | 1.4 |  | 2012 | [33 empty] | Doyon Utilities, LLC | 100 | Doyon Utilities, LLC | 100 | Regulated | Dropped - in Alaska or in Hawaii or Puerto Rico
JBER Landfill Gas Power Plant | 58380_G_4 | 58380 | G | 4 |  | Landfill Gas |  |  | Alaska |  | Anchorage |  |  | 1.4 |  | 2012 | [33 empty] | Doyon Utilities, LLC | 100 | Doyon Utilities, LLC | 100 | Regulated | Dropped - in Alaska or in Hawaii or Puerto Rico
JBER Landfill Gas Power Plant | 58380_G_5 | 58380 | G | 5 |  | Landfill Gas |  |  | Alaska |  | Anchorage |  |  | 1.4 |  | 2013 | [33 empty] | Doyon Utilities, LLC | 100 | Doyon Utilities, LLC | 100 | Regulated | Dropped - in Alaska or in Hawaii or Puerto Rico
Synergy Biogas | 58399_G_1 | 58399 | G | 1 |  | Non-Fossil Waste |  |  | New York |  | Wyoming |  |  | 1.2 |  | 2011 | [33 empty] | Synergy Biogas LLC | 100 | Synergy Biogas LLC | 100 | Non-regulated | Dropped - Plant is identified as onsite because it is a net buyer of electricity in 2021
Central Energy Facility | 58400_G_GT01 | 58400 | G | GT01 |  | Combustion Turbine |  |  | South Carolina |  | Pickens |  |  | 4.7 |  | 2000 | [33 empty] | Clemson University - Main Campus | 100 | Clemson University - Main Campus | 100 | Non-regulated | Dropped - Plant is identified as onsite because it is a net buyer of electricity in 2021
ESS Battery Microgrid | 58405_G_1 | 58405 | G | 1 |  | Energy Storage |  |  | Alaska |  | Kodiak Island |  |  | 3 |  | 2012 | [33 empty] | Kodiak Electric Assn Inc | 100 | Kodiak Electric Assn Inc | 100 | Regulated | Dropped - in Alaska or in Hawaii or Puerto Rico
CSU Northridge Plant | 58422_G_B2PV | 58422 | G | B2PV |  | Solar PV |  |  | California |  | Los Angeles |  |  | 0.3 |  | 2005 | [33 empty] | California State University, Northridge | 100 | California State University, Northridge | 100 | Non-regulated | Dropped - Plant is identified as onsite because it is a net buyer of electricity in 2021
CSU Northridge Plant | 58422_G_E6PV | 58422 | G | E6PV |  | Solar PV |  |  | California |  | Los Angeles |  |  | 0.1 |  | 2003 | [33 empty] | California State University, Northridge | 100 | California State University, Northridge | 100 | Non-regulated | Dropped - Plant is identified as onsite because it is a net buyer of electricity in 2021
Fire Island Wind | 58425_G_WT1 | 58425 | G | WT1 |  | Onshore Wind |  |  | Alaska |  | Anchorage |  |  | 18 |  | 2012 | [33 empty] | Cook Inlet Region, Inc. | 100 | Cook Inlet Region, Inc. | 100 | Non-regulated | Dropped - in Alaska or in Hawaii or Puerto Rico
LSU Cogen | 58428_G_1-02 | 58428 | G | 1-02 |  | Combustion Turbine |  |  | Louisiana |  | East Baton Rouge |  |  | 20.6 |  | 2004 | [33 empty] | LSU and A&M College | 100 | LSU and A&M College | 100 | Non-regulated | Dropped - Plant is identified as onsite because it is a net buyer of electricity in 2021
Collinwood BioEnergy Facility | 58439_G_CBE01 | 58439 | G | CBE01 | NA | Non-Fossil Waste |  |  | Ohio |  | Cuyahoga |  |  | 1 |  | 2011 | [33 empty] | Collinwood BioEnergy | 100 | Collinwood BioEnergy | 100 | Non-regulated | Dropped - Lack of model plants
HNL Emergency Power Facility | 58469_G_AP1 | 58469 | G | AP1 |  | Biomass |  |  | Hawaii |  | Honolulu |  |  | 2.5 |  | 2017 | [33 empty] | State of Hawaii Department of Transportation, Airport Division | 100 | State of Hawaii Department of Transportation, Airport Division | 100 | Regulated | Dropped - in Alaska or in Hawaii or Puerto Rico
HNL Emergency Power Facility | 58469_G_AP2 | 58469 | G | AP2 |  | Biomass |  |  | Hawaii |  | Honolulu |  |  | 2.5 |  | 2017 | [33 empty] | State of Hawaii Department of Transportation, Airport Division | 100 | State of Hawaii Department of Transportation, Airport Division | 100 | Regulated | Dropped - in Alaska or in Hawaii or Puerto Rico
HNL Emergency Power Facility | 58469_G_AP3 | 58469 | G | AP3 |  | Biomass |  |  | Hawaii |  | Honolulu |  |  | 2.5 |  | 2017 | [33 empty] | State of Hawaii Department of Transportation, Airport Division | 100 | State of Hawaii Department of Transportation, Airport Division | 100 | Regulated | Dropped - in Alaska or in Hawaii or Puerto Rico
HNL Emergency Power Facility | 58469_G_AP4 | 58469 | G | AP4 |  | Biomass |  |  | Hawaii |  | Honolulu |  |  | 2.5 |  | 2017 | [33 empty] | State of Hawaii Department of Transportation, Airport Division | 100 | State of Hawaii Department of Transportation, Airport Division | 100 | Regulated | Dropped - in Alaska or in Hawaii or Puerto Rico
Montefieor Medical Center Moses Division | 58507_G_EMG01 | 58507 | G | EMG01 |  | Combustion Turbine |  |  | New York |  | Bronx |  |  | 1 |  | 2007 | [33 empty] | Montefiore Medical Center Moses Division | 100 | Montefiore Medical Center Moses Division | 100 | Non-regulated | Dropped - Plant is identified as onsite because it is a net buyer of electricity in 2021
Montefieor Medical Center Moses Division | 58507_G_EMG02 | 58507 | G | EMG02 |  | Combustion Turbine |  |  | New York |  | Bronx |  |  | 0.6 |  | 1998 | [33 empty] | Montefiore Medical Center Moses Division | 100 | Montefiore Medical Center Moses Division | 100 | Non-regulated | Dropped - Plant is identified as onsite because it is a net buyer of electricity in 2021
Montefieor Medical Center Moses Division | 58507_G_EMG03 | 58507 | G | EMG03 |  | Combustion Turbine |  |  | New York |  | Bronx |  |  | 0.6 |  | 1998 | [33 empty] | Montefiore Medical Center Moses Division | 100 | Montefiore Medical Center Moses Division | 100 | Non-regulated | Dropped - Plant is identified as onsite because it is a net buyer of electricity in 2021
Montefieor Medical Center Moses Division | 58507_G_EMG04 | 58507 | G | EMG04 |  | Combustion Turbine |  |  | New York |  | Bronx |  |  | 0.5 |  | 1998 | [33 empty] | Montefiore Medical Center Moses Division | 100 | Montefiore Medical Center Moses Division | 100 | Non-regulated | Dropped - Plant is identified as onsite because it is a net buyer of electricity in 2021
Montefieor Medical Center Moses Division | 58507_G_EMG05 | 58507 | G | EMG05 |  | Combustion Turbine |  |  | New York |  | Bronx |  |  | 0.5 |  | 1998 | [33 empty] | Montefiore Medical Center Moses Division | 100 | Montefiore Medical Center Moses Division | 100 | Non-regulated | Dropped - Plant is identified as onsite because it is a net buyer of electricity in 2021
Montefieor Medical Center Moses Division | 58507_G_EMG06 | 58507 | G | EMG06 |  | Combustion Turbine |  |  | New York |  | Bronx |  |  | 0.3 |  | 1998 | [33 empty] | Montefiore Medical Center Moses Division | 100 | Montefiore Medical Center Moses Division | 100 | Non-regulated | Dropped - Plant is identified as onsite because it is a net buyer of electricity in 2021
Montefieor Medical Center Moses Division | 58507_G_EMG07 | 58507 | G | EMG07 |  | Combustion Turbine |  |  | New York |  | Bronx |  |  | 0.2 |  | 1998 | [33 empty] | Montefiore Medical Center Moses Division | 100 | Montefiore Medical Center Moses Division | 100 | Non-regulated | Dropped - Plant is identified as onsite because it is a net buyer of electricity in 2021
Montefieor Medical Center Moses Division | 58507_G_EMG08 | 58507 | G | EMG08 |  | Combustion Turbine |  |  | New York |  | Bronx |  |  | 0.2 |  | 1998 | [33 empty] | Montefiore Medical Center Moses Division | 100 | Montefiore Medical Center Moses Division | 100 | Non-regulated | Dropped - Plant is identified as onsite because it is a net buyer of electricity in 2021
Montefieor Medical Center Moses Division | 58507_G_EMG09 | 58507 | G | EMG09 |  | Combustion Turbine |  |  | New York |  | Bronx |  |  | 2 |  | 2011 | [33 empty] | Montefiore Medical Center Moses Division | 100 | Montefiore Medical Center Moses Division | 100 | Non-regulated | Dropped - Plant is identified as onsite because it is a net buyer of electricity in 2021
Montefieor Medical Center Moses Division | 58507_G_EMG10 | 58507 | G | EMG10 |  | Combustion Turbine |  |  | New York |  | Bronx |  |  | 2 |  | 2011 | [33 empty] | Montefiore Medical Center Moses Division | 100 | Montefiore Medical Center Moses Division | 100 | Non-regulated | Dropped - Plant is identified as onsite because it is a net buyer of electricity in 2021
Montefieor Medical Center Moses Division | 58507_G_ES006 | 58507 | G | ES006 |  | Combustion Turbine |  |  | New York |  | Bronx |  |  | 4.8 |  | 2002 | [33 empty] | Montefiore Medical Center Moses Division | 100 | Montefiore Medical Center Moses Division | 100 | Non-regulated | Dropped - Plant is identified as onsite because it is a net buyer of electricity in 2021
Montefieor Medical Center Moses Division | 58507_G_ES007 | 58507 | G | ES007 |  | Combustion Turbine |  |  | New York |  | Bronx |  |  | 3.5 |  | 2002 | [33 empty] | Montefiore Medical Center Moses Division | 100 | Montefiore Medical Center Moses Division | 100 | Non-regulated | Dropped - Plant is identified as onsite because it is a net buyer of electricity in 2021
Montefieor Medical Center Moses Division | 58507_G_S0001 | 58507 | G | S0001 |  | Combustion Turbine |  |  | New York |  | Bronx |  |  | 1.2 |  | 1994 | [33 empty] | Montefiore Medical Center Moses Division | 100 | Montefiore Medical Center Moses Division | 100 | Non-regulated | Dropped - Plant is identified as onsite because it is a net buyer of electricity in 2021
Montefieor Medical Center Moses Division | 58507_G_S0002 | 58507 | G | S0002 |  | Combustion Turbine |  |  | New York |  | Bronx |  |  | 1.2 |  | 1994 | [33 empty] | Montefiore Medical Center Moses Division | 100 | Montefiore Medical Center Moses Division | 100 | Non-regulated | Dropped - Plant is identified as onsite because it is a net buyer of electricity in 2021
Montefieor Medical Center Moses Division | 58507_G_S0003 | 58507 | G | S0003 |  | Combustion Turbine |  |  | New York |  | Bronx |  |  | 1.2 |  | 1994 | [33 empty] | Montefiore Medical Center Moses Division | 100 | Montefiore Medical Center Moses Division | 100 | Non-regulated | Dropped - Plant is identified as onsite because it is a net buyer of electricity in 2021
Delta Wind Farm | 58511_G_EWT1 | 58511 | G | EWT1 |  | Onshore Wind |  |  | Alaska |  | Southeast Fairbanks |  |  | 0.9 |  | 2009 | [33 empty] | Alaska Environmental Power | 100 | Alaska Environmental Power | 100 | Non-regulated | Dropped - in Alaska or in Hawaii or Puerto Rico
Delta Wind Farm | 58511_G_EWT2 | 58511 | G | EWT2 |  | Onshore Wind |  |  | Alaska |  | Southeast Fairbanks |  |  | 0.9 |  | 2013 | [33 empty] | Alaska Environmental Power | 100 | Alaska Environmental Power | 100 | Non-regulated | Dropped - in Alaska or in Hawaii or Puerto Rico
Delta Wind Farm | 58511_G_NW1 | 58511 | G | NW1 |  | Onshore Wind |  |  | Alaska |  | Southeast Fairbanks |  |  | 0.1 |  | 2008 | [33 empty] | Alaska Environmental Power | 100 | Alaska Environmental Power | 100 | Non-regulated | Dropped - in Alaska or in Hawaii or Puerto Rico
Port Allen Solar | 58549_G_1 | 58549 | G | 1 |  | Solar PV |  |  | Hawaii |  | Kauai |  |  | 6 |  | 2012 | [33 empty] | Kaieie Waho Company LLC | 100 | Kaieie Waho Company LLC | 100 | Non-regulated | Dropped - in Alaska or in Hawaii or Puerto Rico
Princeton University Cogeneration | 58584_G_GT1 | 58584 | G | GT1 |  | Combustion Turbine |  |  | New Jersey |  | Mercer |  |  | 15.5 |  | 1996 | [33 empty] | Trustees of Princeton University | 100 | Trustees of Princeton University | 100 | Non-regulated | Dropped - Plant is identified as onsite because it is a net buyer of electricity in 2021
Princeton University Cogeneration | 58584_G_PV1 | 58584 | G | PV1 |  | Solar PV |  |  | New Jersey |  | Mercer |  |  | 4.5 |  | 2012 | [33 empty] | Key Government Finance, Inc. | 100 | Key Government Finance, Inc. | 100 | Non-regulated | Dropped - Plant is identified as onsite because it is a net buyer of electricity in 2021
Princeton University Cogeneration | 58584_G_PV2 | 58584 | G | PV2 |  | Solar PV |  |  | New Jersey |  | Mercer |  |  | 1.2 |  | 2021 | [33 empty] | Tiger Solar Partners, LLC | 100 | Tiger Solar Partners, LLC | 100 | Non-regulated | Dropped - Plant is identified as onsite because it is a net buyer of electricity in 2021
Princeton University Cogeneration | 58584_G_PV3 | 58584 | G | PV3 |  | Solar PV |  |  | New Jersey |  | Mercer |  |  | 10.5 |  | 2022 | [33 empty] | Tiger Solar Partners, LLC | 100 | Tiger Solar Partners, LLC | 100 | Non-regulated | Dropped - Plant is identified as onsite because it is a net buyer of electricity in 2021
Princeton University Cogeneration | 58584_G_PV4 | 58584 | G | PV4 |  | Solar PV |  |  | New Jersey |  | Mercer |  |  | 0.4 |  | 2022 | [33 empty] | Tiger Solar Partners, LLC | 100 | Tiger Solar Partners, LLC | 100 | Non-regulated | Dropped - Plant is identified as onsite because it is a net buyer of electricity in 2021
Sierra Nevada Brewing Co Hybrid | 58585_G_BESS | 58585 | G | BESS |  | Energy Storage |  |  | California |  | Butte |  |  | 0.5 |  | 2017 | [33 empty] | Sierra Nevada Brewing Co | 100 | Sierra Nevada Brewing Co | 100 | Non-regulated | Dropped - Plant is identified as onsite because it is a net buyer of electricity in 2021
Sierra Nevada Brewing Co Hybrid | 58585_G_COGN | 58585 | G | COGN |  | Combustion Turbine |  |  | California |  | Butte |  |  | 1.7 |  | 2016 | [33 empty] | Sierra Nevada Brewing Co | 100 | Sierra Nevada Brewing Co | 100 | Non-regulated | Dropped - Plant is identified as onsite because it is a net buyer of electricity in 2021
Sierra Nevada Brewing Co Hybrid | 58585_G_SOLR | 58585 | G | SOLR |  | Solar PV |  |  | California |  | Butte |  |  | 1.4 |  | 2007 | [33 empty] | Sierra Nevada Brewing Co | 100 | Sierra Nevada Brewing Co | 100 | Non-regulated | Dropped - Plant is identified as onsite because it is a net buyer of electricity in 2021
DGS Central Utility Plant | 58593_G_BS1 | 58593 | G | BS1 |  | Combustion Turbine |  |  | California |  | Sacramento |  |  | 0.6 |  | 2010 | [33 empty] | State of CA DGS BPM | 100 | State of CA DGS BPM | 100 | Non-regulated | Dropped - Plant is identified as onsite because it is a net buyer of electricity in 2021
DGS Central Utility Plant | 58593_G_EM1 | 58593 | G | EM1 |  | Combustion Turbine |  |  | California |  | Sacramento |  |  | 0.4 |  | 2010 | [33 empty] | State of CA DGS BPM | 100 | State of CA DGS BPM | 100 | Non-regulated | Dropped - Plant is identified as onsite because it is a net buyer of electricity in 2021
DGS Central Utility Plant | 58593_G_STG | 58593 | G | STG |  | O/G Steam |  |  | California |  | Sacramento |  |  | 2.9 |  | 2010 | [33 empty] | State of CA DGS BPM | 100 | State of CA DGS BPM | 100 | Non-regulated | Dropped - Plant is identified as onsite because it is a net buyer of electricity in 2021
Water Reclamation Plant | 58617_G_GEN1 | 58617 | G | GEN1 |  | Non-Fossil Waste |  |  | Minnesota |  | Olmsted |  |  | 0.3 |  | 2003 | [33 empty] | City of Rochester | 100 | City of Rochester | 100 | Non-regulated | Dropped - Plant is identified as onsite because it is a net buyer of electricity in 2021
Water Reclamation Plant | 58617_G_GEN2 | 58617 | G | GEN2 |  | Non-Fossil Waste |  |  | Minnesota |  | Olmsted |  |  | 0.3 |  | 2008 | [33 empty] | City of Rochester | 100 | City of Rochester | 100 | Non-regulated | Dropped - Plant is identified as onsite because it is a net buyer of electricity in 2021
Santa Rita Jail Hybrid | 58625_G_SRJBA | 58625 | G | SRJBA |  | Energy Storage |  |  | California |  | Alameda |  |  | 2 |  | 2012 | 2023 | [32 empty] | County of Alameda GSA | 100 | County of Alameda GSA | 100 | Non-regulated | Dropped - Retired/Planned Retirement by 06/2028
Museum of Science and Industry | 58635_G_COGEN | 58635 | G | COGEN |  | Combustion Turbine |  |  | Illinois |  | Cook |  |  | 1.7 |  | 2003 | [33 empty] | Museum of Science and Industry | 100 | Museum of Science and Industry | 100 | Non-regulated | Dropped - Plant is identified as onsite because it is a net buyer of electricity in 2021
KRS I Anahola Solar Hybrid | 58639_G_ANAPV | 58639 | G | ANAPV |  | Solar PV |  |  | Hawaii |  | Kauai |  |  | 12 |  | 2015 | [33 empty] | Kauai Island Utility Cooperative | 100 | Kauai Island Utility Cooperative | 100 | Regulated | Dropped - in Alaska or in Hawaii or Puerto Rico
KRS II Koloa Solar | 58640_G_KOLPV | 58640 | G | KOLPV |  | Solar PV |  |  | Hawaii |  | Kauai |  |  | 12 |  | 2014 | [33 empty] | Kauai Island Utility Cooperative | 100 | Kauai Island Utility Cooperative | 100 | Regulated | Dropped - in Alaska or in Hawaii or Puerto Rico
Kalaeloa Renewable Energy Park | 58651_G_KREP | 58651 | G | KREP |  | Solar PV |  |  | Hawaii |  | Honolulu |  |  | 5 |  | 2014 | [33 empty] | PNC Energy Capital LLC | 100 | PNC Energy Capital LLC | 100 | Non-regulated | Dropped - in Alaska or in Hawaii or Puerto Rico
Waihonu North Solar | 58655_G_INV-1 | 58655 | G | INV-1 |  | Solar PV |  |  | Hawaii |  | Honolulu |  |  | 0.5 |  | 2016 | [33 empty] | Waihonu North LLC | 100 | Waihonu North LLC | 100 | Non-regulated | Dropped - in Alaska or in Hawaii or Puerto Rico
Waihonu North Solar | 58655_G_INV-2 | 58655 | G | INV-2 |  | Solar PV |  |  | Hawaii |  | Honolulu |  |  | 0.5 |  | 2016 | [33 empty] | Waihonu North LLC | 100 | Waihonu North LLC | 100 | Non-regulated | Dropped - in Alaska or in Hawaii or Puerto Rico
Waihonu North Solar | 58655_G_INV-3 | 58655 | G | INV-3 |  | Solar PV |  |  | Hawaii |  | Honolulu |  |  | 0.5 |  | 2016 | [33 empty] | Waihonu North LLC | 100 | Waihonu North LLC | 100 | Non-regulated | Dropped - in Alaska or in Hawaii or Puerto Rico
Waihonu North Solar | 58655_G_INV-4 | 58655 | G | INV-4 |  | Solar PV |  |  | Hawaii |  | Honolulu |  |  | 0.5 |  | 2016 | [33 empty] | Waihonu North LLC | 100 | Waihonu North LLC | 100 | Non-regulated | Dropped - in Alaska or in Hawaii or Puerto Rico
Waihonu North Solar | 58655_G_INV-5 | 58655 | G | INV-5 |  | Solar PV |  |  | Hawaii |  | Honolulu |  |  | 0.5 |  | 2016 | [33 empty] | Waihonu North LLC | 100 | Waihonu North LLC | 100 | Non-regulated | Dropped - in Alaska or in Hawaii or Puerto Rico
Waihonu North Solar | 58655_G_INV-6 | 58655 | G | INV-6 |  | Solar PV |  |  | Hawaii |  | Honolulu |  |  | 0.5 |  | 2016 | [33 empty] | Waihonu North LLC | 100 | Waihonu North LLC | 100 | Non-regulated | Dropped - in Alaska or in Hawaii or Puerto Rico
Waihonu North Solar | 58655_G_INV-7 | 58655 | G | INV-7 |  | Solar PV |  |  | Hawaii |  | Honolulu |  |  | 0.5 |  | 2016 | [33 empty] | Waihonu North LLC | 100 | Waihonu North LLC | 100 | Non-regulated | Dropped - in Alaska or in Hawaii or Puerto Rico
Waihonu North Solar | 58655_G_INV-8 | 58655 | G | INV-8 |  | Solar PV |  |  | Hawaii |  | Honolulu |  |  | 0.5 |  | 2016 | [33 empty] | Waihonu North LLC | 100 | Waihonu North LLC | 100 | Non-regulated | Dropped - in Alaska or in Hawaii or Puerto Rico
Waihonu North Solar | 58655_G_INV-9 | 58655 | G | INV-9 |  | Solar PV |  |  | Hawaii |  | Honolulu |  |  | 0.5 |  | 2016 | [33 empty] | Waihonu North LLC | 100 | Waihonu North LLC | 100 | Non-regulated | Dropped - in Alaska or in Hawaii or Puerto Rico
Waihonu North Solar | 58655_G_INV10 | 58655 | G | INV10 |  | Solar PV |  |  | Hawaii |  | Honolulu |  |  | 0.5 |  | 2016 | [33 empty] | Waihonu North LLC | 100 | Waihonu North LLC | 100 | Non-regulated | Dropped - in Alaska or in Hawaii or Puerto Rico
Waihonu South Solar | 58656_G_INV-1 | 58656 | G | INV-1 |  | Solar PV |  |  | Hawaii |  | Honolulu |  |  | 0.5 |  | 2016 | [33 empty] | Waihonu South LLC | 100 | Waihonu South LLC | 100 | Non-regulated | Dropped - in Alaska or in Hawaii or Puerto Rico
Waihonu South Solar | 58656_G_INV-2 | 58656 | G | INV-2 |  | Solar PV |  |  | Hawaii |  | Honolulu |  |  | 0.5 |  | 2016 | [33 empty] | Waihonu South LLC | 100 | Waihonu South LLC | 100 | Non-regulated | Dropped - in Alaska or in Hawaii or Puerto Rico
Waihonu South Solar | 58656_G_INV-3 | 58656 | G | INV-3 |  | Solar PV |  |  | Hawaii |  | Honolulu |  |  | 0.5 |  | 2016 | [33 empty] | Waihonu South LLC | 100 | Waihonu South LLC | 100 | Non-regulated | Dropped - in Alaska or in Hawaii or Puerto Rico
Aloha Solar Energy Fund 1 PK1 | 58659_G_PK-1 | 58659 | G | PK-1 |  | Solar PV |  |  | Hawaii |  | Honolulu |  |  | 5 |  | 2017 | [33 empty] | Altus Power America Management, LLC | 100 | Altus Power America Management, LLC | 100 | Non-regulated | Dropped - in Alaska or in Hawaii or Puerto Rico
Mauka FIT One | 58662_G_3501 | 58662 | G | 3501 |  | Solar PV |  |  | Hawaii |  | Honolulu |  |  | 3.5 |  | 2020 | [33 empty] | Valta Energy | 100 | Valta Energy | 100 | Non-regulated | Dropped - in Alaska or in Hawaii or Puerto Rico
Frito Lay Incorporated | 58664_G_COGEN | 58664 | G | COGEN |  | Combustion Turbine |  |  | Connecticut |  | Windham |  |  | 3.6 |  | 2009 | [33 empty] | Frito Lay Incorporated Dayville | 100 | Frito Lay Incorporated Dayville | 100 | Non-regulated | Dropped - Plant is identified as onsite because it is a net buyer of electricity in 2021
Pearl City Peninsula Solar Park | 58676_G_PCPPV | 58676 | G | PCPPV |  | Solar PV |  |  | Hawaii |  | Honolulu |  |  | 1 |  | 2012 | [33 empty] | Altus Power America Management, LLC | 100 | Altus Power America Management, LLC | 100 | Non-regulated | Dropped - in Alaska or in Hawaii or Puerto Rico
Kapolei Solar Energy Park | 58684_G_KSEPV | 58684 | G | KSEPV |  | Solar PV |  |  | Hawaii |  | Honolulu |  |  | 1 |  | 2012 | [33 empty] | Altus Power America Management, LLC | 100 | Altus Power America Management, LLC | 100 | Non-regulated | Dropped - in Alaska or in Hawaii or Puerto Rico
Na Pua Makani Wind Project | 58837_G_WT1 | 58837 | G | WT1 |  | Onshore Wind |  |  | Hawaii |  | Honolulu |  |  | 27.6 |  | 2020 | [33 empty] | Na Pua Makani Power Partners LLC | 100 | Na Pua Makani Power Partners LLC | 100 | Non-regulated | Dropped - in Alaska or in Hawaii or Puerto Rico
Woodville Renewable Power Project | 58944_G_G1 | 58944 | G | G1 |  | Biomass |  |  | Texas |  | Tyler |  |  | 46.5 |  | 2014 | [33 empty] | East Texas Electric Coop, Inc | 100 | East Texas Electric Coop, Inc | 100 | Regulated | Dropped - Units whose status are "OS" or "RE" for the past 3 consecutive years | B1 B1 B1 B1 B1: 2771
Laguna Water Reclamation Facility | 58960_G_S200 | 58960 | G | S200 |  | Non-Fossil Waste |  |  | California |  | Sonoma |  |  | 1.1 |  | 2013 | [33 empty] | City of Santa Rosa | 100 | City of Santa Rosa | 100 | Non-regulated | Dropped - Plant is identified as onsite because it is a net buyer of electricity in 2021
Laguna Water Reclamation Facility | 58960_G_S201 | 58960 | G | S201 |  | Non-Fossil Waste |  |  | California |  | Sonoma |  |  | 1.1 |  | 2013 | [33 empty] | City of Santa Rosa | 100 | City of Santa Rosa | 100 | Non-regulated | Dropped - Plant is identified as onsite because it is a net buyer of electricity in 2021
Laguna Water Reclamation Facility | 58960_G_S202 | 58960 | G | S202 |  | Non-Fossil Waste |  |  | California |  | Sonoma |  |  | 1.1 |  | 2013 | [33 empty] | City of Santa Rosa | 100 | City of Santa Rosa | 100 | Non-regulated | Dropped - Plant is identified as onsite because it is a net buyer of electricity in 2021
Laguna Water Reclamation Facility | 58960_G_S203 | 58960 | G | S203 |  | Non-Fossil Waste |  |  | California |  | Sonoma |  |  | 1.1 |  | 2013 | [33 empty] | City of Santa Rosa | 100 | City of Santa Rosa | 100 | Non-regulated | Dropped - Plant is identified as onsite because it is a net buyer of electricity in 2021
Whitman | 58977_G_WPG-1 | 58977 | G | WPG-1 |  | Hydro |  |  | Alaska |  | Ketchikan Gateway |  |  | 3.9 |  | 2015 | [33 empty] | Ketchikan Public Utilities | 100 | Ketchikan Public Utilities | 100 | Regulated | Dropped - in Alaska or in Hawaii or Puerto Rico
Whitman | 58977_G_WPG-2 | 58977 | G | WPG-2 |  | Hydro |  |  | Alaska |  | Ketchikan Gateway |  |  | 0.9 |  | 2015 | [33 empty] | Ketchikan Public Utilities | 100 | Ketchikan Public Utilities | 100 | Regulated | Dropped - in Alaska or in Hawaii or Puerto Rico
Allison Creek Hydro | 58982_G_GEN1 | 58982 | G | GEN1 |  | Hydro |  |  | Alaska |  | Valdez Cordova |  |  | 6.5 |  | 2016 | [33 empty] | Copper Valley Elec Assn, Inc | 100 | Copper Valley Elec Assn, Inc | 100 | Regulated | Dropped - in Alaska or in Hawaii or Puerto Rico
Eklutna Generation Station | 58989_G_EGS01 | 58989 | G | EGS01 |  | Combustion Turbine |  |  | Alaska |  | Anchorage |  |  | 16.5 |  | 2015 | [33 empty] | Matanuska Electric Assn Inc | 100 | Matanuska Electric Assn Inc | 100 | Regulated | Dropped - in Alaska or in Hawaii or Puerto Rico
Eklutna Generation Station | 58989_G_EGS02 | 58989 | G | EGS02 |  | Combustion Turbine |  |  | Alaska |  | Anchorage |  |  | 16.5 |  | 2015 | [33 empty] | Matanuska Electric Assn Inc | 100 | Matanuska Electric Assn Inc | 100 | Regulated | Dropped - in Alaska or in Hawaii or Puerto Rico
Eklutna Generation Station | 58989_G_EGS03 | 58989 | G | EGS03 |  | Combustion Turbine |  |  | Alaska |  | Anchorage |  |  | 16.5 |  | 2015 | [33 empty] | Matanuska Electric Assn Inc | 100 | Matanuska Electric Assn Inc | 100 | Regulated | Dropped - in Alaska or in Hawaii or Puerto Rico
Eklutna Generation Station | 58989_G_EGS04 | 58989 | G | EGS04 |  | Combustion Turbine |  |  | Alaska |  | Anchorage |  |  | 16.5 |  | 2015 | [33 empty] | Matanuska Electric Assn Inc | 100 | Matanuska Electric Assn Inc | 100 | Regulated | Dropped - in Alaska or in Hawaii or Puerto Rico
Eklutna Generation Station | 58989_G_EGS05 | 58989 | G | EGS05 |  | Combustion Turbine |  |  | Alaska |  | Anchorage |  |  | 16.5 |  | 2015 | [33 empty] | Matanuska Electric Assn Inc | 100 | Matanuska Electric Assn Inc | 100 | Regulated | Dropped - in Alaska or in Hawaii or Puerto Rico
Eklutna Generation Station | 58989_G_EGS06 | 58989 | G | EGS06 |  | Combustion Turbine |  |  | Alaska |  | Anchorage |  |  | 16.5 |  | 2015 | [33 empty] | Matanuska Electric Assn Inc | 100 | Matanuska Electric Assn Inc | 100 | Regulated | Dropped - in Alaska or in Hawaii or Puerto Rico
Eklutna Generation Station | 58989_G_EGS07 | 58989 | G | EGS07 |  | Combustion Turbine |  |  | Alaska |  | Anchorage |  |  | 16.5 |  | 2015 | [33 empty] | Matanuska Electric Assn Inc | 100 | Matanuska Electric Assn Inc | 100 | Regulated | Dropped - in Alaska or in Hawaii or Puerto Rico
Eklutna Generation Station | 58989_G_EGS08 | 58989 | G | EGS08 |  | Combustion Turbine |  |  | Alaska |  | Anchorage |  |  | 16.5 |  | 2015 | [33 empty] | Matanuska Electric Assn Inc | 100 | Matanuska Electric Assn Inc | 100 | Regulated | Dropped - in Alaska or in Hawaii or Puerto Rico
Eklutna Generation Station | 58989_G_EGS09 | 58989 | G | EGS09 |  | Combustion Turbine |  |  | Alaska |  | Anchorage |  |  | 16.5 |  | 2015 | [33 empty] | Matanuska Electric Assn Inc | 100 | Matanuska Electric Assn Inc | 100 | Regulated | Dropped - in Alaska or in Hawaii or Puerto Rico
Eklutna Generation Station | 58989_G_EGS10 | 58989 | G | EGS10 |  | Combustion Turbine |  |  | Alaska |  | Anchorage |  |  | 16.5 |  | 2015 | [33 empty] | Matanuska Electric Assn Inc | 100 | Matanuska Electric Assn Inc | 100 | Regulated | Dropped - in Alaska or in Hawaii or Puerto Rico
Kingston Wind Independence | 59022_G_1 | 59022 | G | 1 |  | Onshore Wind |  |  | Massachusetts |  | Plymouth |  |  | 2 |  | 2012 | 2022 | [32 empty] | Kingston Wind Independence | 100 | Kingston Wind Independence | 100 | Non-regulated | Dropped - Retired/Planned Retirement by 06/2028
Ipswich Wind Independence | 59023_G_GEN 1 | 59023 | G | GEN 1 |  | Onshore Wind |  |  | Massachusetts |  | Essex |  |  | 2 |  | 2012 | 2019 | [32 empty] | Ipswich Wind Independence | 100 | Ipswich Wind Independence | 100 | Non-regulated | Dropped - Retired/Planned Retirement by 06/2028
Biomass to Energy Facility, Kauai | 59035_G_MKA1 | 59035 | G | MKA1 |  | Biomass |  |  | Hawaii |  | Kauai |  |  | 7.5 |  | 2016 | [33 empty] | Mahipapa LLC | 100 | Mahipapa LLC | 100 | Non-regulated | Dropped - in Alaska or in Hawaii or Puerto Rico
Biomass to Energy Facility, Kauai | 59035_G_XKA1 | 59035 | G | XKA1 |  | Combustion Turbine |  |  | Hawaii |  | Kauai |  |  | 0.5 |  | 2014 | [33 empty] | Mahipapa LLC | 100 | Mahipapa LLC | 100 | Non-regulated | Dropped - in Alaska or in Hawaii or Puerto Rico
Biomass to Energy Facility, Kauai | 59035_G_XKA2 | 59035 | G | XKA2 |  | Combustion Turbine |  |  | Hawaii |  | Kauai |  |  | 0.5 |  | 2014 | [33 empty] | Mahipapa LLC | 100 | Mahipapa LLC | 100 | Non-regulated | Dropped - in Alaska or in Hawaii or Puerto Rico
Hiilangaay Hydro | 59037_G_GEN 1 | 59037 | G | GEN 1 |  | Hydro |  |  | Alaska |  | Prince of Wales Ketchikan |  |  | 5 |  | 2021 | [33 empty] | Alaska Power and Telephone Co | 50 | Alaska Power and Telephone Co | 50 | Regulated | Dropped - in Alaska or in Hawaii or Puerto Rico
Cogeneration 2 | 59233_G_CT2 | 59233 | G | CT2 |  | Combined Cycle |  |  | Arizona |  | Pima |  |  | 5 |  | 2002 | [33 empty] | University of Arizona | 100 | University of Arizona | 100 | Non-regulated | Dropped - Plant is identified as onsite because it is a net buyer of electricity in 2021
Osprey Point RES | 59255_G_1 | 59255 | G | 1 |  | Fossil Waste |  |  | Indiana |  | Sullivan |  |  | 3 |  | 2013 | [33 empty] | Hoosier Energy R E C, Inc | 100 | Hoosier Energy R E C, Inc | 100 | Regulated | Dropped - Units whose status are "OS" or "RE" for the past 3 consecutive years
Osprey Point RES | 59255_G_2 | 59255 | G | 2 |  | Fossil Waste |  |  | Indiana |  | Sullivan |  |  | 3 |  | 2013 | [33 empty] | Hoosier Energy R E C, Inc | 100 | Hoosier Energy R E C, Inc | 100 | Regulated | Dropped - Units whose status are "OS" or "RE" for the past 3 consecutive years
Osprey Point RES | 59255_G_3 | 59255 | G | 3 |  | Fossil Waste |  |  | Indiana |  | Sullivan |  |  | 3 |  | 2013 | [33 empty] | Hoosier Energy R E C, Inc | 100 | Hoosier Energy R E C, Inc | 100 | Regulated | Dropped - Units whose status are "OS" or "RE" for the past 3 consecutive years
Osprey Point RES | 59255_G_4 | 59255 | G | 4 |  | Fossil Waste |  |  | Indiana |  | Sullivan |  |  | 3 |  | 2013 | [33 empty] | Hoosier Energy R E C, Inc | 100 | Hoosier Energy R E C, Inc | 100 | Regulated | Dropped - Units whose status are "OS" or "RE" for the past 3 consecutive years
Hidden View Dairy, LLC | 59260_G_HV3 | 59260 | G | HV3 |  | Combustion Turbine |  |  | Indiana |  | Jasper |  |  | 0.9 |  | 2022 | [33 empty] | Hidden View Dairy, LLC | 100 | Hidden View Dairy, LLC | 100 | Non-regulated | Dropped - Plant is identified as onsite because it is a net buyer of electricity in 2021
Broshco Fabricated Products | 59373_G_1 | 59373 | G | 1 |  | Combustion Turbine |  |  | Ohio |  | Richland |  |  | 1.2 |  | 2001 | [33 empty] | Broshco Fabricated Products | 100 | Broshco Fabricated Products | 100 | Non-regulated | Dropped - Plant is identified as onsite because it is a net buyer of electricity in 2021
Broshco Fabricated Products | 59373_G_2 | 59373 | G | 2 |  | Combustion Turbine |  |  | Ohio |  | Richland |  |  | 1.2 |  | 2001 | [33 empty] | Broshco Fabricated Products | 100 | Broshco Fabricated Products | 100 | Non-regulated | Dropped - Plant is identified as onsite because it is a net buyer of electricity in 2021
Broshco Fabricated Products | 59373_G_3 | 59373 | G | 3 |  | Combustion Turbine |  |  | Ohio |  | Richland |  |  | 1.2 |  | 2001 | [33 empty] | Broshco Fabricated Products | 100 | Broshco Fabricated Products | 100 | Non-regulated | Dropped - Plant is identified as onsite because it is a net buyer of electricity in 2021
Broshco Fabricated Products | 59373_G_4 | 59373 | G | 4 |  | Combustion Turbine |  |  | Ohio |  | Richland |  |  | 1.1 |  | 2005 | [33 empty] | Broshco Fabricated Products | 100 | Broshco Fabricated Products | 100 | Non-regulated | Dropped - Plant is identified as onsite because it is a net buyer of electricity in 2021
The Methodist Hospital, Gas Turbine | 59381_G_GT-1 | 59381 | G | GT-1 |  | Combustion Turbine |  |  | Texas |  | Harris |  |  | 3 |  | 2010 | [33 empty] | The Methodist Hospital | 100 | The Methodist Hospital | 100 | Non-regulated | Dropped - Plant is identified as onsite because it is a net buyer of electricity in 2021
Paisley Geothermal Generating Plant | 59382_G_SVEP1 | 59382 | G | SVEP1 |  | Geothermal |  |  | Oregon |  | Lake |  |  | 1.8 |  | 2015 | [33 empty] | Surprise Valley Electrification | 100 | Surprise Valley Electrification | 100 | Regulated | Dropped - Units whose status are "OS" or "RE" for the past 3 consecutive years
City of Tulare Water Facility | 59395_G_MM26 | 59395 | G | MM26 |  | Fuel Cell |  |  | California |  | Tulare |  |  | 2.8 |  | 2018 | [33 empty] | Clearway Energy, Inc | 100 | Clearway Energy, Inc | 100 | Non-regulated | Dropped - Plant is identified as onsite because it is a net buyer of electricity in 2021
City of Tulare Water Facility | 59395_G_MM27 | 59395 | G | MM27 |  | Fuel Cell |  |  | California |  | Tulare |  |  | 2.8 |  | 2019 | [33 empty] | Fuel Cell Energy | 100 | Fuel Cell Energy | 100 | Non-regulated | Dropped - Plant is identified as onsite because it is a net buyer of electricity in 2021
City of Tulare Water Facility | 59395_G_SC500 | 59395 | G | SC500 |  | Solar PV |  |  | California |  | Tulare |  |  | 1 |  | 2011 | [33 empty] | City of Tulare Water Pollution Control | 100 | City of Tulare Water Pollution Control | 100 | Non-regulated | Dropped - Plant is identified as onsite because it is a net buyer of electricity in 2021
City of Tulare Water Facility | 59395_G_SOLAR | 59395 | G | SOLAR |  | Solar PV |  |  | California |  | Tulare |  |  | 2.2 |  | 2020 | [33 empty] | Borrego Solar Systems Inc | 100 | Borrego Solar Systems Inc | 100 | Non-regulated | Dropped - Plant is identified as onsite because it is a net buyer of electricity in 2021
Waxdale | 59448_G_CGEN1 | 59448 | G | CGEN1 |  | Landfill Gas |  |  | Wisconsin |  | Racine |  |  | 3.5 |  | 2003 | [33 empty] | S.C. Johnson & Son, Inc. | 100 | S.C. Johnson & Son, Inc. | 100 | Non-regulated | Dropped - Plant is identified as onsite because it is a net buyer of electricity in 2021
Waxdale | 59448_G_CGEN2 | 59448 | G | CGEN2 |  | Combustion Turbine |  |  | Wisconsin |  | Racine |  |  | 3.5 |  | 2005 | [33 empty] | S.C. Johnson & Son, Inc. | 100 | S.C. Johnson & Son, Inc. | 100 | Non-regulated | Dropped - Plant is identified as onsite because it is a net buyer of electricity in 2021
Waxdale | 59448_G_WEC01 | 59448 | G | WEC01 |  | Onshore Wind |  |  | Wisconsin |  | Racine |  |  | 1.5 |  | 2012 | [33 empty] | S.C. Johnson & Son, Inc. | 100 | S.C. Johnson & Son, Inc. | 100 | Non-regulated | Dropped - Plant is identified as onsite because it is a net buyer of electricity in 2021
Waxdale | 59448_G_WEC02 | 59448 | G | WEC02 |  | Onshore Wind |  |  | Wisconsin |  | Racine |  |  | 1.5 |  | 2012 | [33 empty] | S.C. Johnson & Son, Inc. | 100 | S.C. Johnson & Son, Inc. | 100 | Non-regulated | Dropped - Plant is identified as onsite because it is a net buyer of electricity in 2021
East. Michigan Univ. Heating Plant | 59452_G_COGN2 | 59452 | G | COGN2 |  | Combustion Turbine |  |  | Michigan |  | Washtenaw |  |  | 6.8 |  | 2018 | [33 empty] | East. Michigan Univ. Heating Plant | 100 | East. Michigan Univ. Heating Plant | 100 | Non-regulated | Dropped - Plant is identified as onsite because it is a net buyer of electricity in 2021
Albany Medical Ctr Cogen Plant | 59453_G_GTG1A | 59453 | G | GTG1A |  | Combustion Turbine |  |  | New York |  | Albany |  |  | 4 |  | 2020 | [33 empty] | Albany Medical Center | 100 | Albany Medical Center | 100 | Non-regulated | Dropped - Plant is identified as onsite because it is a net buyer of electricity in 2021
P Plant | 59456_G_P-TG4 | 59456 | G | P-TG4 |  | Combustion Turbine |  |  | California |  | San Diego |  |  | 4 |  | 2007 | [33 empty] | Qualcomm Incorporated | 100 | Qualcomm Incorporated | 100 | Non-regulated | Dropped - Plant is identified as onsite because it is a net buyer of electricity in 2021
P Plant | 59456_G_P-TG5 | 59456 | G | P-TG5 |  | Combustion Turbine |  |  | California |  | San Diego |  |  | 4 |  | 2015 | [33 empty] | Qualcomm Incorporated | 100 | Qualcomm Incorporated | 100 | Non-regulated | Dropped - Plant is identified as onsite because it is a net buyer of electricity in 2021
Q Plant | 59457_G_Q-TG1 | 59457 | G | Q-TG1 |  | Combustion Turbine |  |  | California |  | San Diego |  |  | 4 |  | 2013 | [33 empty] | Qualcomm Incorporated | 100 | Qualcomm Incorporated | 100 | Non-regulated | Dropped - Plant is identified as onsite because it is a net buyer of electricity in 2021
W Plant | 59458_G_W-TG1 | 59458 | G | W-TG1 |  | Combustion Turbine |  |  | California |  | San Diego |  |  | 4 |  | 2005 | [33 empty] | Qualcomm Incorporated | 100 | Qualcomm Incorporated | 100 | Non-regulated | Dropped - Plant is identified as onsite because it is a net buyer of electricity in 2021
NBC Field's Point Wind Farm | 59692_G_FPWTG | 59692 | G | FPWTG |  | Onshore Wind |  |  | Rhode Island |  | Providence |  |  | 4.5 |  | 2012 | [33 empty] | Narragansett Bay Commission | 100 | Narragansett Bay Commission | 100 | Non-regulated | Dropped - Plant is identified as onsite because it is a net buyer of electricity in 2021
Framingham State University Plant | 59717_G_TOW1 | 59717 | G | TOW1 |  | Combustion Turbine |  |  | Massachusetts |  | Middlesex |  |  | 0.2 |  | 2004 | 2023 | [32 empty] | Framingham State University | 100 | Framingham State University | 100 | Non-regulated | Dropped - Retired/Planned Retirement by 06/2028
Heartland Community College | 59776_G_T01 | 59776 | G | T01 |  | Onshore Wind |  |  | Illinois |  | McLean |  |  | 1.7 |  | 2012 | [33 empty] | Heartland Community College | 100 | Heartland Community College | 100 | Non-regulated | Dropped - Plant is identified as onsite because it is a net buyer of electricity in 2021
Waynoka Gas Processing Plant | 59782_G_G1 | 59782 | G | G1 |  | Combustion Turbine |  |  | Oklahoma |  | Woods |  |  | 1.3 |  | 2006 | [33 empty] | Targa Pipeline Mid-Continent West OK LLC | 100 | Targa Pipeline Mid-Continent West OK LLC | 100 | Non-regulated | Dropped - Plant is identified as onsite because it is a net buyer of electricity in 2021
Waynoka Gas Processing Plant | 59782_G_G2 | 59782 | G | G2 |  | Combustion Turbine |  |  | Oklahoma |  | Woods |  |  | 1.3 |  | 2006 | [33 empty] | Targa Pipeline Mid-Continent West OK LLC | 100 | Targa Pipeline Mid-Continent West OK LLC | 100 | Non-regulated | Dropped - Plant is identified as onsite because it is a net buyer of electricity in 2021
Waynoka Gas Processing Plant | 59782_G_G3 | 59782 | G | G3 |  | Combustion Turbine |  |  | Oklahoma |  | Woods |  |  | 1.3 |  | 2006 | [33 empty] | Targa Pipeline Mid-Continent West OK LLC | 100 | Targa Pipeline Mid-Continent West OK LLC | 100 | Non-regulated | Dropped - Plant is identified as onsite because it is a net buyer of electricity in 2021
Croda Atlas Point CHP | 59783_G_91197 | 59783 | G | 91197 |  | Landfill Gas |  |  | Delaware |  | New Castle |  |  | 1.1 |  | 2013 | [33 empty] | Croda Inc. | 100 | Croda Inc. | 100 | Non-regulated | Dropped - Plant is identified as onsite because it is a net buyer of electricity in 2021
Croda Atlas Point CHP | 59783_G_91198 | 59783 | G | 91198 |  | Landfill Gas |  |  | Delaware |  | New Castle |  |  | 1.1 |  | 2013 | [33 empty] | Croda Inc. | 100 | Croda Inc. | 100 | Non-regulated | Dropped - Plant is identified as onsite because it is a net buyer of electricity in 2021
Croda Atlas Point CHP | 59783_G_91199 | 59783 | G | 91199 |  | Landfill Gas |  |  | Delaware |  | New Castle |  |  | 2 |  | 2021 | [33 empty] | Croda Inc. | 100 | Croda Inc. | 100 | Non-regulated | Dropped - Plant is identified as onsite because it is a net buyer of electricity in 2021
Industrial Plant | 59793_G_15 | 59793 | G | 15 |  | Combustion Turbine |  |  | Alaska |  | Juneau |  |  | 23.5 |  | 2016 | [33 empty] | Alaska Electric Light & Power Co. | 100 | Alaska Electric Light & Power Co. | 100 | Regulated | Dropped - in Alaska or in Hawaii or Puerto Rico
South Campus Solar | 59922_G_G1789 | 59922 | G | G1789 |  | Solar PV |  |  | Delaware |  | New Castle |  |  | 1.3 |  | 2021 | [33 empty] | JPMorgan Chase Bank | 100 | JPMorgan Chase Bank | 100 | Non-regulated | Dropped - Plant is identified as onsite because it is a net buyer of electricity in 2021
South Campus Solar | 59922_G_GA500 | 59922 | G | GA500 |  | Solar PV |  |  | Delaware |  | New Castle |  |  | 0.5 |  | 2011 | [33 empty] | JPMorgan Chase Bank | 100 | JPMorgan Chase Bank | 100 | Non-regulated | Dropped - Plant is identified as onsite because it is a net buyer of electricity in 2021
Waipio Solar | 60024_G_WPO | 60024 | G | WPO |  | Solar PV |  |  | Hawaii |  | Honolulu |  |  | 45.9 |  | 2019 | [33 empty] | Waipio PV, LLC | 100 | Waipio PV, LLC | 100 | Non-regulated | Dropped - in Alaska or in Hawaii or Puerto Rico
Kawailoa Solar | 60125_G_KAWS | 60125 | G | KAWS |  | Solar PV |  |  | Hawaii |  | Honolulu |  |  | 49 |  | 2019 | [33 empty] | Kawailoa Solar, LLC | 100 | Kawailoa Solar, LLC | 100 | Non-regulated | Dropped - in Alaska or in Hawaii or Puerto Rico
Ambler | 60243_G_1A | 60243 | G | 1A |  | Combustion Turbine |  |  | Alaska |  | Northwest Arctic |  |  | 0.4 |  | 2020 | [33 empty] | Alaska Village Elec Coop, Inc | 100 | Alaska Village Elec Coop, Inc | 100 | Regulated | Dropped - in Alaska or in Hawaii or Puerto Rico
Ambler | 60243_G_2 | 60243 | G | 2 |  | Combustion Turbine |  |  | Alaska |  | Northwest Arctic |  |  | 0.3 |  | 1993 | [33 empty] | Alaska Village Elec Coop, Inc | 100 | Alaska Village Elec Coop, Inc | 100 | Regulated | Dropped - in Alaska or in Hawaii or Puerto Rico
Ambler | 60243_G_3 | 60243 | G | 3 |  | Combustion Turbine |  |  | Alaska |  | Northwest Arctic |  |  | 0.4 |  | 1990 | [33 empty] | Alaska Village Elec Coop, Inc | 100 | Alaska Village Elec Coop, Inc | 100 | Regulated | Dropped - in Alaska or in Hawaii or Puerto Rico
Marshall | 60244_G_1 | 60244 | G | 1 |  | Combustion Turbine |  |  | Alaska |  | Kusilvak |  |  | 0.5 |  | 2010 | [33 empty] | Alaska Village Elec Coop, Inc | 100 | Alaska Village Elec Coop, Inc | 100 | Regulated | Dropped - in Alaska or in Hawaii or Puerto Rico
Marshall | 60244_G_2 | 60244 | G | 2 |  | Combustion Turbine |  |  | Alaska |  | Kusilvak |  |  | 0.4 |  | 2005 | [33 empty] | Alaska Village Elec Coop, Inc | 100 | Alaska Village Elec Coop, Inc | 100 | Regulated | Dropped - in Alaska or in Hawaii or Puerto Rico
Marshall | 60244_G_3 | 60244 | G | 3 |  | Combustion Turbine |  |  | Alaska |  | Kusilvak |  |  | 0.2 |  | 1994 | [33 empty] | Alaska Village Elec Coop, Inc | 100 | Alaska Village Elec Coop, Inc | 100 | Regulated | Dropped - in Alaska or in Hawaii or Puerto Rico
New Stuyahok | 60245_G_1 | 60245 | G | 1 |  | Combustion Turbine |  |  | Alaska |  | Dillingham |  |  | 0.4 |  | 2010 | [33 empty] | Alaska Village Elec Coop, Inc | 100 | Alaska Village Elec Coop, Inc | 100 | Regulated | Dropped - in Alaska or in Hawaii or Puerto Rico
New Stuyahok | 60245_G_2 | 60245 | G | 2 |  | Combustion Turbine |  |  | Alaska |  | Dillingham |  |  | 0.5 |  | 2003 | [33 empty] | Alaska Village Elec Coop, Inc | 100 | Alaska Village Elec Coop, Inc | 100 | Regulated | Dropped - in Alaska or in Hawaii or Puerto Rico
New Stuyahok | 60245_G_3A | 60245 | G | 3A |  | Combustion Turbine |  |  | Alaska |  | Dillingham |  |  | 0.5 |  | 2020 | [33 empty] | Alaska Village Elec Coop, Inc | 100 | Alaska Village Elec Coop, Inc | 100 | Regulated | Dropped - in Alaska or in Hawaii or Puerto Rico
Swampy Acres Microgrid | 60250_G_13 | 60250 | G | 13 |  | Combustion Turbine |  |  | Alaska |  | Kodiak Island |  |  | 4.4 |  | 2015 | [33 empty] | Kodiak Electric Assn Inc | 100 | Kodiak Electric Assn Inc | 100 | Regulated | Dropped - in Alaska or in Hawaii or Puerto Rico
Swampy Acres Microgrid | 60250_G_6A | 60250 | G | 6A |  | Combustion Turbine |  |  | Alaska |  | Kodiak Island |  |  | 2 |  | 2002 | [33 empty] | Kodiak Electric Assn Inc | 100 | Kodiak Electric Assn Inc | 100 | Regulated | Dropped - in Alaska or in Hawaii or Puerto Rico
Swampy Acres Microgrid | 60250_G_7A | 60250 | G | 7A |  | Combustion Turbine |  |  | Alaska |  | Kodiak Island |  |  | 2 |  | 2002 | [33 empty] | Kodiak Electric Assn Inc | 100 | Kodiak Electric Assn Inc | 100 | Regulated | Dropped - in Alaska or in Hawaii or Puerto Rico
Brevig Mission | 60260_G_1 | 60260 | G | 1 |  | Combustion Turbine |  |  | Alaska |  | Nome |  |  | 0.2 |  | 2010 | [33 empty] | Alaska Village Elec Coop, Inc | 100 | Alaska Village Elec Coop, Inc | 100 | Regulated | Dropped - in Alaska or in Hawaii or Puerto Rico
Brevig Mission | 60260_G_2 | 60260 | G | 2 |  | Combustion Turbine |  |  | Alaska |  | Nome |  |  | 0.4 |  | 2010 | [33 empty] | Alaska Village Elec Coop, Inc | 100 | Alaska Village Elec Coop, Inc | 100 | Regulated | Dropped - in Alaska or in Hawaii or Puerto Rico
Brevig Mission | 60260_G_3A | 60260 | G | 3A |  | Combustion Turbine |  |  | Alaska |  | Nome |  |  | 0.4 |  | 2018 | [33 empty] | Alaska Village Elec Coop, Inc | 100 | Alaska Village Elec Coop, Inc | 100 | Regulated | Dropped - in Alaska or in Hawaii or Puerto Rico
Clinton Battery | 60297_G_1 | 60297 | G | 1 |  | Energy Storage |  |  | Ohio |  | Clinton |  |  | 5 |  | 2016 | 2026 | [32 empty] | Clinton Battery Utility, LLC | 100 | Clinton Battery Utility, LLC | 100 | Non-regulated | Dropped - Retired/Planned Retirement by 06/2028
Schofield Generating Station | 60328_G_S1 | 60328 | G | S1 |  | Biomass |  |  | Hawaii |  | Honolulu |  |  | 8.4 |  | 2018 | [33 empty] | Hawaiian Electric Co Inc | 100 | Hawaiian Electric Co Inc | 100 | Regulated | Dropped - in Alaska or in Hawaii or Puerto Rico
Schofield Generating Station | 60328_G_S2 | 60328 | G | S2 |  | Biomass |  |  | Hawaii |  | Honolulu |  |  | 8.4 |  | 2018 | [33 empty] | Hawaiian Electric Co Inc | 100 | Hawaiian Electric Co Inc | 100 | Regulated | Dropped - in Alaska or in Hawaii or Puerto Rico
Schofield Generating Station | 60328_G_S3 | 60328 | G | S3 |  | Biomass |  |  | Hawaii |  | Honolulu |  |  | 8.4 |  | 2018 | [33 empty] | Hawaiian Electric Co Inc | 100 | Hawaiian Electric Co Inc | 100 | Regulated | Dropped - in Alaska or in Hawaii or Puerto Rico
Schofield Generating Station | 60328_G_S4 | 60328 | G | S4 |  | Biomass |  |  | Hawaii |  | Honolulu |  |  | 8.4 |  | 2018 | [33 empty] | Hawaiian Electric Co Inc | 100 | Hawaiian Electric Co Inc | 100 | Regulated | Dropped - in Alaska or in Hawaii or Puerto Rico
Schofield Generating Station | 60328_G_S5 | 60328 | G | S5 |  | Biomass |  |  | Hawaii |  | Honolulu |  |  | 8.4 |  | 2018 | [33 empty] | Hawaiian Electric Co Inc | 100 | Hawaiian Electric Co Inc | 100 | Regulated | Dropped - in Alaska or in Hawaii or Puerto Rico
Schofield Generating Station | 60328_G_S6 | 60328 | G | S6 |  | Biomass |  |  | Hawaii |  | Honolulu |  |  | 8.4 |  | 2018 | [33 empty] | Hawaiian Electric Co Inc | 100 | Hawaiian Electric Co Inc | 100 | Regulated | Dropped - in Alaska or in Hawaii or Puerto Rico
KIUC Kapaia PV and BA Storage Project Hybrid | 60546_G_BA1 | 60546 | G | BA1 |  | Energy Storage |  |  | Hawaii |  | Kauai |  |  | 11 |  | 2017 | [33 empty] | Tesla Inc. | 100 | Tesla Inc. | 100 | Non-regulated | Dropped - in Alaska or in Hawaii or Puerto Rico
KIUC Kapaia PV and BA Storage Project Hybrid | 60546_G_PV1 | 60546 | G | PV1 |  | Solar PV |  |  | Hawaii |  | Kauai |  |  | 15 |  | 2017 | [33 empty] | Tesla Inc. | 100 | Tesla Inc. | 100 | Non-regulated | Dropped - in Alaska or in Hawaii or Puerto Rico
Flywheel Energy Storage System Microgrid | 60563_G_FESS | 60563 | G | FESS |  | Energy Storage |  |  | Alaska |  | Kodiak Island |  |  | 2 |  | 2015 | [33 empty] | Kodiak Electric Assn Inc | 100 | Kodiak Electric Assn Inc | 100 | Regulated | Dropped - in Alaska or in Hawaii or Puerto Rico
IFF Hazlet | 60709_G_GRND | 60709 | G | GRND | NA | Solar PV |  |  | New Jersey |  | Monmouth |  |  | 3 |  | 2014 | [33 empty] | MN8 Energy LLC | 100 | MN8 Energy LLC | 100 | Non-regulated | Dropped - Lack of model plants
Freeze Solar | 60759_G_PV1 | 60759 | G | PV1 |  | Solar PV |  |  | New Jersey |  | Middlesex |  |  | 1.5 |  | 2013 | 2028 | [32 empty] | Marina Energy LLC | 100 | Marina Energy LLC | 100 | Non-regulated | Dropped - Retired/Planned Retirement by 06/2028
ACCC Mays Landing | 60802_G_PV1 | 60802 | G | PV1 | NA | Solar PV |  |  | New Jersey |  | Atlantic |  |  | 1.4 |  | 2013 | [33 empty] | MN8 Energy LLC | 100 | MN8 Energy LLC | 100 | Non-regulated | Dropped - Lack of model plants
Montefiore - Westchester Square | 61025_G_EGEN1 | 61025 | G | EGEN1 |  | Combustion Turbine |  |  | New York |  | Bronx |  |  | 1 |  | 1983 | [33 empty] | Montefiore-Westchester Square | 100 | Montefiore-Westchester Square | 100 | Non-regulated | Dropped - Plant is identified as onsite because it is a net buyer of electricity in 2021
AES Lawai Solar Hybrid | 61068_G_LAWA1 | 61068 | G | LAWA1 |  | Solar PV |  |  | Hawaii |  | Kauai |  |  | 20 |  | 2018 | [33 empty] | AES Distributed Energy | 100 | AES Distributed Energy | 100 | Non-regulated | Dropped - in Alaska or in Hawaii or Puerto Rico
AES Lawai Solar Hybrid | 61068_G_LAWA2 | 61068 | G | LAWA2 |  | Energy Storage |  |  | Hawaii |  | Kauai |  |  | 20 |  | 2018 | [33 empty] | AES Distributed Energy | 100 | AES Distributed Energy | 100 | Non-regulated | Dropped - in Alaska or in Hawaii or Puerto Rico
Kihei Solar Farm | 61099_G_KIHEI | 61099 | G | KIHEI |  | Solar PV |  |  | Hawaii |  | Maui |  |  | 2.9 |  | 2018 | [33 empty] | South Maui Renewable Resources LLC | 100 | South Maui Renewable Resources LLC | 100 | Non-regulated | Dropped - in Alaska or in Hawaii or Puerto Rico
Ku'ia Solar | 61101_G_KUIA | 61101 | G | KUIA |  | Solar PV |  |  | Hawaii |  | Maui |  |  | 2.9 |  | 2018 | [33 empty] | Ku'ia Solar LLC | 100 | Ku'ia Solar LLC | 100 | Non-regulated | Dropped - in Alaska or in Hawaii or Puerto Rico
Tyee Lake Hydroelectric Facility | 61166_G_UNIT1 | 61166 | G | UNIT1 |  | Hydro |  |  | Alaska |  | Wrangell Petersburg |  |  | 11.3 |  | 1983 | [33 empty] | Southeast Alaska Power Agency | 100 | Southeast Alaska Power Agency | 100 | Non-regulated | Dropped - in Alaska or in Hawaii or Puerto Rico
Tyee Lake Hydroelectric Facility | 61166_G_UNIT2 | 61166 | G | UNIT2 |  | Hydro |  |  | Alaska |  | Wrangell Petersburg |  |  | 11.3 |  | 1983 | [33 empty] | Southeast Alaska Power Agency | 100 | Southeast Alaska Power Agency | 100 | Non-regulated | Dropped - in Alaska or in Hawaii or Puerto Rico
EE Waianae Solar Project | 61172_G_WAIAN | 61172 | G | WAIAN |  | Solar PV |  |  | Hawaii |  | Honolulu |  |  | 27.6 |  | 2017 | [33 empty] | EE Waianae Solar Project LLC | 100 | EE Waianae Solar Project LLC | 100 | Non-regulated | Dropped - in Alaska or in Hawaii or Puerto Rico
Northern Westchester Hospital | 61378_G_1 | 61378 | G | 1 |  | Combustion Turbine |  |  | New York |  | Westchester |  |  | 1 |  | 2017 | [33 empty] | Northern Westchester Hospital | 100 | Northern Westchester Hospital | 100 | Non-regulated | Dropped - Plant is identified as onsite because it is a net buyer of electricity in 2021
Northern Westchester Hospital | 61378_G_2 | 61378 | G | 2 |  | Combustion Turbine |  |  | New York |  | Westchester |  |  | 1 |  | 2017 | [33 empty] | Northern Westchester Hospital | 100 | Northern Westchester Hospital | 100 | Non-regulated | Dropped - Plant is identified as onsite because it is a net buyer of electricity in 2021
Northern Westchester Hospital | 61378_G_3 | 61378 | G | 3 |  | Combustion Turbine |  |  | New York |  | Westchester |  |  | 1 |  | 2017 | [33 empty] | Northern Westchester Hospital | 100 | Northern Westchester Hospital | 100 | Non-regulated | Dropped - Plant is identified as onsite because it is a net buyer of electricity in 2021
Northern Westchester Hospital | 61378_G_4 | 61378 | G | 4 |  | Combustion Turbine |  |  | New York |  | Westchester |  |  | 0.8 |  | 1971 | [33 empty] | Northern Westchester Hospital | 100 | Northern Westchester Hospital | 100 | Non-regulated | Dropped - Plant is identified as onsite because it is a net buyer of electricity in 2021
Northern Westchester Hospital | 61378_G_5 | 61378 | G | 5 |  | Combustion Turbine |  |  | New York |  | Westchester |  |  | 0.8 |  | 1971 | [33 empty] | Northern Westchester Hospital | 100 | Northern Westchester Hospital | 100 | Non-regulated | Dropped - Plant is identified as onsite because it is a net buyer of electricity in 2021
Northern Westchester Hospital | 61378_G_P | 61378 | G | P |  | Combustion Turbine |  |  | New York |  | Westchester |  |  | 1 |  | 1971 | [33 empty] | Northern Westchester Hospital | 100 | Northern Westchester Hospital | 100 | Non-regulated | Dropped - Plant is identified as onsite because it is a net buyer of electricity in 2021
NYC-HH - CONEY ISLAND HOSPITAL | 61413_G_GEN1 | 61413 | G | GEN1 |  | Combustion Turbine |  |  | New York |  | Kings |  |  | 1.2 |  | 1993 | [33 empty] | NYC-HH Coney Island Hospital | 100 | NYC-HH Coney Island Hospital | 100 | Non-regulated | Dropped - Plant is identified as onsite because it is a net buyer of electricity in 2021
NYC-HH - CONEY ISLAND HOSPITAL | 61413_G_GEN2 | 61413 | G | GEN2 |  | Combustion Turbine |  |  | New York |  | Kings |  |  | 1.3 |  | 2005 | [33 empty] | NYC-HH Coney Island Hospital | 100 | NYC-HH Coney Island Hospital | 100 | Non-regulated | Dropped - Plant is identified as onsite because it is a net buyer of electricity in 2021
NYC-HH - CONEY ISLAND HOSPITAL | 61413_G_GEN3 | 61413 | G | GEN3 |  | Combustion Turbine |  |  | New York |  | Kings |  |  | 0.3 |  | 2014 | [33 empty] | NYC-HH Coney Island Hospital | 100 | NYC-HH Coney Island Hospital | 100 | Non-regulated | Dropped - Plant is identified as onsite because it is a net buyer of electricity in 2021
NYC-HH - CONEY ISLAND HOSPITAL | 61413_G_GEN4 | 61413 | G | GEN4 |  | Combustion Turbine |  |  | New York |  | Kings |  |  | 0.3 |  | 2019 | [33 empty] | NYC-HH Coney Island Hospital | 100 | NYC-HH Coney Island Hospital | 100 | Non-regulated | Dropped - Plant is identified as onsite because it is a net buyer of electricity in 2021
NY Times Daily Production Facility | 61414_G_GEN1 | 61414 | G | GEN1 |  | Combustion Turbine |  |  | New York |  | Queens |  |  | 2 |  | 2005 | [33 empty] | The NY Times Production Facility | 100 | The NY Times Production Facility | 100 | Non-regulated | Dropped - Plant is identified as onsite because it is a net buyer of electricity in 2021
NY Times Daily Production Facility | 61414_G_GEN2 | 61414 | G | GEN2 |  | Combustion Turbine |  |  | New York |  | Queens |  |  | 2 |  | 2005 | [33 empty] | The NY Times Production Facility | 100 | The NY Times Production Facility | 100 | Non-regulated | Dropped - Plant is identified as onsite because it is a net buyer of electricity in 2021
NY Times Daily Production Facility | 61414_G_GEN3 | 61414 | G | GEN3 |  | Combustion Turbine |  |  | New York |  | Queens |  |  | 2 |  | 2005 | [33 empty] | The NY Times Production Facility | 100 | The NY Times Production Facility | 100 | Non-regulated | Dropped - Plant is identified as onsite because it is a net buyer of electricity in 2021
NY Times Daily Production Facility | 61414_G_GEN4 | 61414 | G | GEN4 |  | Combustion Turbine |  |  | New York |  | Queens |  |  | 2 |  | 2005 | [33 empty] | The NY Times Production Facility | 100 | The NY Times Production Facility | 100 | Non-regulated | Dropped - Plant is identified as onsite because it is a net buyer of electricity in 2021
NY Times Daily Production Facility | 61414_G_GEN5 | 61414 | G | GEN5 |  | Combustion Turbine |  |  | New York |  | Queens |  |  | 2 |  | 2008 | [33 empty] | The NY Times Production Facility | 100 | The NY Times Production Facility | 100 | Non-regulated | Dropped - Plant is identified as onsite because it is a net buyer of electricity in 2021
NY Times Daily Production Facility | 61414_G_GEN6 | 61414 | G | GEN6 |  | Combustion Turbine |  |  | New York |  | Queens |  |  | 2 |  | 2008 | [33 empty] | The NY Times Production Facility | 100 | The NY Times Production Facility | 100 | Non-regulated | Dropped - Plant is identified as onsite because it is a net buyer of electricity in 2021
Mount Sinai Hospital | 61416_G_AP1 | 61416 | G | AP1 |  | Combustion Turbine |  |  | New York |  | New York |  |  | 1 |  | 1970 | [33 empty] | Mount Sinai Hospital | 100 | Mount Sinai Hospital | 100 | Non-regulated | Dropped - Plant is identified as onsite because it is a net buyer of electricity in 2021
Mount Sinai Hospital | 61416_G_AP2 | 61416 | G | AP2 |  | Combustion Turbine |  |  | New York |  | New York |  |  | 1 |  | 1970 | [33 empty] | Mount Sinai Hospital | 100 | Mount Sinai Hospital | 100 | Non-regulated | Dropped - Plant is identified as onsite because it is a net buyer of electricity in 2021
Mount Sinai Hospital | 61416_G_AP3 | 61416 | G | AP3 |  | Combustion Turbine |  |  | New York |  | New York |  |  | 1 |  | 1970 | [33 empty] | Mount Sinai Hospital | 100 | Mount Sinai Hospital | 100 | Non-regulated | Dropped - Plant is identified as onsite because it is a net buyer of electricity in 2021
Mount Sinai Hospital | 61416_G_AP4 | 61416 | G | AP4 |  | Combustion Turbine |  |  | New York |  | New York |  |  | 1 |  | 1970 | [33 empty] | Mount Sinai Hospital | 100 | Mount Sinai Hospital | 100 | Non-regulated | Dropped - Plant is identified as onsite because it is a net buyer of electricity in 2021
Mount Sinai Hospital | 61416_G_AP5 | 61416 | G | AP5 |  | Combustion Turbine |  |  | New York |  | New York |  |  | 1.5 |  | 1997 | [33 empty] | Mount Sinai Hospital | 100 | Mount Sinai Hospital | 100 | Non-regulated | Dropped - Plant is identified as onsite because it is a net buyer of electricity in 2021
Mount Sinai Hospital | 61416_G_AP6 | 61416 | G | AP6 |  | Combustion Turbine |  |  | New York |  | New York |  |  | 1.5 |  | 1997 | [33 empty] | Mount Sinai Hospital | 100 | Mount Sinai Hospital | 100 | Non-regulated | Dropped - Plant is identified as onsite because it is a net buyer of electricity in 2021
Mount Sinai Hospital | 61416_G_CAM12 | 61416 | G | CAM12 |  | Combustion Turbine |  |  | New York |  | New York |  |  | 0.4 |  | 2007 | [33 empty] | Mount Sinai Hospital | 100 | Mount Sinai Hospital | 100 | Non-regulated | Dropped - Plant is identified as onsite because it is a net buyer of electricity in 2021
Mount Sinai Hospital | 61416_G_EB10 | 61416 | G | EB10 |  | Combustion Turbine |  |  | New York |  | New York |  |  | 1.5 |  | 1996 | [33 empty] | Mount Sinai Hospital | 100 | Mount Sinai Hospital | 100 | Non-regulated | Dropped - Plant is identified as onsite because it is a net buyer of electricity in 2021
Mount Sinai Hospital | 61416_G_EB11 | 61416 | G | EB11 |  | Combustion Turbine |  |  | New York |  | New York |  |  | 1.5 |  | 1996 | [33 empty] | Mount Sinai Hospital | 100 | Mount Sinai Hospital | 100 | Non-regulated | Dropped - Plant is identified as onsite because it is a net buyer of electricity in 2021
Mount Sinai Hospital | 61416_G_FPA15 | 61416 | G | FPA15 |  | Combustion Turbine |  |  | New York |  | New York |  |  | 0.6 |  | 2014 | [33 empty] | Mount Sinai Hospital | 100 | Mount Sinai Hospital | 100 | Non-regulated | Dropped - Plant is identified as onsite because it is a net buyer of electricity in 2021
Mount Sinai Hospital | 61416_G_GP7 | 61416 | G | GP7 |  | Combustion Turbine |  |  | New York |  | New York |  |  | 0.9 |  | 1988 | [33 empty] | Mount Sinai Hospital | 100 | Mount Sinai Hospital | 100 | Non-regulated | Dropped - Plant is identified as onsite because it is a net buyer of electricity in 2021
Mount Sinai Hospital | 61416_G_GP8 | 61416 | G | GP8 |  | Combustion Turbine |  |  | New York |  | New York |  |  | 0.9 |  | 1998 | [33 empty] | Mount Sinai Hospital | 100 | Mount Sinai Hospital | 100 | Non-regulated | Dropped - Plant is identified as onsite because it is a net buyer of electricity in 2021
Mount Sinai Hospital | 61416_G_GP9 | 61416 | G | GP9 |  | Combustion Turbine |  |  | New York |  | New York |  |  | 0.9 |  | 2011 | [33 empty] | Mount Sinai Hospital | 100 | Mount Sinai Hospital | 100 | Non-regulated | Dropped - Plant is identified as onsite because it is a net buyer of electricity in 2021
Mount Sinai Hospital | 61416_G_HES13 | 61416 | G | HES13 |  | Combustion Turbine |  |  | New York |  | New York |  |  | 2.5 |  | 2012 | [33 empty] | Mount Sinai Hospital | 100 | Mount Sinai Hospital | 100 | Non-regulated | Dropped - Plant is identified as onsite because it is a net buyer of electricity in 2021
Mount Sinai Hospital | 61416_G_HES14 | 61416 | G | HES14 |  | Combustion Turbine |  |  | New York |  | New York |  |  | 2.5 |  | 2012 | [33 empty] | Mount Sinai Hospital | 100 | Mount Sinai Hospital | 100 | Non-regulated | Dropped - Plant is identified as onsite because it is a net buyer of electricity in 2021
CoreSite Real Estate 55 S. Market Street | 61474_G_G-1 | 61474 | G | G-1 |  | Combustion Turbine |  |  | California |  | Santa Clara |  |  | 2 |  | 2007 | [33 empty] | CoreSite Real Estate 55 S. Market Street, LLC | 100 | CoreSite Real Estate 55 S. Market Street, LLC | 100 | Non-regulated | Dropped - Plant is identified as onsite because it is a net buyer of electricity in 2021
CoreSite Real Estate 55 S. Market Street | 61474_G_G-2 | 61474 | G | G-2 |  | Combustion Turbine |  |  | California |  | Santa Clara |  |  | 2 |  | 2007 | [33 empty] | CoreSite Real Estate 55 S. Market Street, LLC | 100 | CoreSite Real Estate 55 S. Market Street, LLC | 100 | Non-regulated | Dropped - Plant is identified as onsite because it is a net buyer of electricity in 2021
CoreSite Real Estate 55 S. Market Street | 61474_G_G-3 | 61474 | G | G-3 |  | Combustion Turbine |  |  | California |  | Santa Clara |  |  | 2 |  | 2007 | [33 empty] | CoreSite Real Estate 55 S. Market Street, LLC | 100 | CoreSite Real Estate 55 S. Market Street, LLC | 100 | Non-regulated | Dropped - Plant is identified as onsite because it is a net buyer of electricity in 2021
CoreSite Real Estate 55 S. Market Street | 61474_G_G-4 | 61474 | G | G-4 |  | Combustion Turbine |  |  | California |  | Santa Clara |  |  | 2 |  | 2007 | [33 empty] | CoreSite Real Estate 55 S. Market Street, LLC | 100 | CoreSite Real Estate 55 S. Market Street, LLC | 100 | Non-regulated | Dropped - Plant is identified as onsite because it is a net buyer of electricity in 2021
CoreSite Real Estate 1656 McCarthy, L.P. | 61475_G_G-1 | 61475 | G | G-1 |  | Combustion Turbine |  |  | California |  | Santa Clara |  |  | 1 |  | 2000 | [33 empty] | CoreSite Real Estate 1656 McCarthy, L.P. | 100 | CoreSite Real Estate 1656 McCarthy, L.P. | 100 | Non-regulated | Dropped - Plant is identified as onsite because it is a net buyer of electricity in 2021
CoreSite Real Estate 1656 McCarthy, L.P. | 61475_G_G-2 | 61475 | G | G-2 |  | Combustion Turbine |  |  | California |  | Santa Clara |  |  | 1 |  | 2000 | [33 empty] | CoreSite Real Estate 1656 McCarthy, L.P. | 100 | CoreSite Real Estate 1656 McCarthy, L.P. | 100 | Non-regulated | Dropped - Plant is identified as onsite because it is a net buyer of electricity in 2021
CoreSite Real Estate 1656 McCarthy, L.P. | 61475_G_G-3 | 61475 | G | G-3 |  | Combustion Turbine |  |  | California |  | Santa Clara |  |  | 1 |  | 2000 | [33 empty] | CoreSite Real Estate 1656 McCarthy, L.P. | 100 | CoreSite Real Estate 1656 McCarthy, L.P. | 100 | Non-regulated | Dropped - Plant is identified as onsite because it is a net buyer of electricity in 2021
CoreSite Real Estate 1656 McCarthy, L.P. | 61475_G_G-4 | 61475 | G | G-4 |  | Combustion Turbine |  |  | California |  | Santa Clara |  |  | 1 |  | 2000 | [33 empty] | CoreSite Real Estate 1656 McCarthy, L.P. | 100 | CoreSite Real Estate 1656 McCarthy, L.P. | 100 | Non-regulated | Dropped - Plant is identified as onsite because it is a net buyer of electricity in 2021
CoreSite Real Estate 1656 McCarthy, L.P. | 61475_G_G-5 | 61475 | G | G-5 |  | Combustion Turbine |  |  | California |  | Santa Clara |  |  | 1 |  | 2000 | [33 empty] | CoreSite Real Estate 1656 McCarthy, L.P. | 100 | CoreSite Real Estate 1656 McCarthy, L.P. | 100 | Non-regulated | Dropped - Plant is identified as onsite because it is a net buyer of electricity in 2021
CoreSite Real Estate 2901 Coronado, L.P. | 61476_G_G-1 | 61476 | G | G-1 |  | Combustion Turbine |  |  | California |  | Santa Clara |  |  | 2 |  | 2010 | [33 empty] | CoreSite Real Estate 2901 Coronado, L.P. | 100 | CoreSite Real Estate 2901 Coronado, L.P. | 100 | Non-regulated | Dropped - Plant is identified as onsite because it is a net buyer of electricity in 2021
CoreSite Real Estate 2901 Coronado, L.P. | 61476_G_G-2 | 61476 | G | G-2 |  | Combustion Turbine |  |  | California |  | Santa Clara |  |  | 2 |  | 2010 | [33 empty] | CoreSite Real Estate 2901 Coronado, L.P. | 100 | CoreSite Real Estate 2901 Coronado, L.P. | 100 | Non-regulated | Dropped - Plant is identified as onsite because it is a net buyer of electricity in 2021
CoreSite Real Estate 2901 Coronado, L.P. | 61476_G_G-3 | 61476 | G | G-3 |  | Combustion Turbine |  |  | California |  | Santa Clara |  |  | 2 |  | 2010 | [33 empty] | CoreSite Real Estate 2901 Coronado, L.P. | 100 | CoreSite Real Estate 2901 Coronado, L.P. | 100 | Non-regulated | Dropped - Plant is identified as onsite because it is a net buyer of electricity in 2021
CoreSite Real Estate 2901 Coronado, L.P. | 61476_G_G-4 | 61476 | G | G-4 |  | Combustion Turbine |  |  | California |  | Santa Clara |  |  | 2 |  | 2010 | [33 empty] | CoreSite Real Estate 2901 Coronado, L.P. | 100 | CoreSite Real Estate 2901 Coronado, L.P. | 100 | Non-regulated | Dropped - Plant is identified as onsite because it is a net buyer of electricity in 2021
CoreSite Real Estate 2901 Coronado, L.P. | 61476_G_G-5 | 61476 | G | G-5 |  | Combustion Turbine |  |  | California |  | Santa Clara |  |  | 2 |  | 2010 | [33 empty] | CoreSite Real Estate 2901 Coronado, L.P. | 100 | CoreSite Real Estate 2901 Coronado, L.P. | 100 | Non-regulated | Dropped - Plant is identified as onsite because it is a net buyer of electricity in 2021
CoreSite Real Estate 3032 Coronado, L.P. | 61482_G_G-1 | 61482 | G | G-1 |  | Combustion Turbine |  |  | California |  | Santa Clara |  |  | 3 |  | 2015 | [33 empty] | CoreSite Real Estate 3032 Coronado, L.P. | 100 | CoreSite Real Estate 3032 Coronado, L.P. | 100 | Non-regulated | Dropped - Plant is identified as onsite because it is a net buyer of electricity in 2021
CoreSite Real Estate 3032 Coronado, L.P. | 61482_G_G-10 | 61482 | G | G-10 |  | Combustion Turbine |  |  | California |  | Santa Clara |  |  | 3 |  | 2015 | [33 empty] | CoreSite Real Estate 3032 Coronado, L.P. | 100 | CoreSite Real Estate 3032 Coronado, L.P. | 100 | Non-regulated | Dropped - Plant is identified as onsite because it is a net buyer of electricity in 2021
CoreSite Real Estate 3032 Coronado, L.P. | 61482_G_G-2 | 61482 | G | G-2 |  | Combustion Turbine |  |  | California |  | Santa Clara |  |  | 3 |  | 2015 | [33 empty] | CoreSite Real Estate 3032 Coronado, L.P. | 100 | CoreSite Real Estate 3032 Coronado, L.P. | 100 | Non-regulated | Dropped - Plant is identified as onsite because it is a net buyer of electricity in 2021
CoreSite Real Estate 3032 Coronado, L.P. | 61482_G_G-3 | 61482 | G | G-3 |  | Combustion Turbine |  |  | California |  | Santa Clara |  |  | 3 |  | 2015 | [33 empty] | CoreSite Real Estate 3032 Coronado, L.P. | 100 | CoreSite Real Estate 3032 Coronado, L.P. | 100 | Non-regulated | Dropped - Plant is identified as onsite because it is a net buyer of electricity in 2021
CoreSite Real Estate 3032 Coronado, L.P. | 61482_G_G-4 | 61482 | G | G-4 |  | Combustion Turbine |  |  | California |  | Santa Clara |  |  | 3 |  | 2015 | [33 empty] | CoreSite Real Estate 3032 Coronado, L.P. | 100 | CoreSite Real Estate 3032 Coronado, L.P. | 100 | Non-regulated | Dropped - Plant is identified as onsite because it is a net buyer of electricity in 2021
CoreSite Real Estate 3032 Coronado, L.P. | 61482_G_G-5 | 61482 | G | G-5 |  | Combustion Turbine |  |  | California |  | Santa Clara |  |  | 3 |  | 2015 | [33 empty] | CoreSite Real Estate 3032 Coronado, L.P. | 100 | CoreSite Real Estate 3032 Coronado, L.P. | 100 | Non-regulated | Dropped - Plant is identified as onsite because it is a net buyer of electricity in 2021
CoreSite Real Estate 3032 Coronado, L.P. | 61482_G_G-6 | 61482 | G | G-6 |  | Combustion Turbine |  |  | California |  | Santa Clara |  |  | 3 |  | 2015 | [33 empty] | CoreSite Real Estate 3032 Coronado, L.P. | 100 | CoreSite Real Estate 3032 Coronado, L.P. | 100 | Non-regulated | Dropped - Plant is identified as onsite because it is a net buyer of electricity in 2021
CoreSite Real Estate 3032 Coronado, L.P. | 61482_G_G-7 | 61482 | G | G-7 |  | Combustion Turbine |  |  | California |  | Santa Clara |  |  | 3 |  | 2015 | [33 empty] | CoreSite Real Estate 3032 Coronado, L.P. | 100 | CoreSite Real Estate 3032 Coronado, L.P. | 100 | Non-regulated | Dropped - Plant is identified as onsite because it is a net buyer of electricity in 2021
CoreSite Real Estate 3032 Coronado, L.P. | 61482_G_G-8 | 61482 | G | G-8 |  | Combustion Turbine |  |  | California |  | Santa Clara |  |  | 3 |  | 2015 | [33 empty] | CoreSite Real Estate 3032 Coronado, L.P. | 100 | CoreSite Real Estate 3032 Coronado, L.P. | 100 | Non-regulated | Dropped - Plant is identified as onsite because it is a net buyer of electricity in 2021
CoreSite Real Estate 3032 Coronado, L.P. | 61482_G_G-9 | 61482 | G | G-9 |  | Combustion Turbine |  |  | California |  | Santa Clara |  |  | 3 |  | 2015 | [33 empty] | CoreSite Real Estate 3032 Coronado, L.P. | 100 | CoreSite Real Estate 3032 Coronado, L.P. | 100 | Non-regulated | Dropped - Plant is identified as onsite because it is a net buyer of electricity in 2021
NYU LANGONE HEALTH | 61488_G_ENB1 | 61488 | G | ENB1 |  | Combustion Turbine |  |  | New York |  | New York |  |  | 2.7 |  | 2016 | [33 empty] | NYU LANGONE HEALTH | 100 | NYU LANGONE HEALTH | 100 | Non-regulated | Dropped - Plant is identified as onsite because it is a net buyer of electricity in 2021
NYU LANGONE HEALTH | 61488_G_ENB2 | 61488 | G | ENB2 |  | Combustion Turbine |  |  | New York |  | New York |  |  | 2.7 |  | 2016 | [33 empty] | NYU LANGONE HEALTH | 100 | NYU LANGONE HEALTH | 100 | Non-regulated | Dropped - Plant is identified as onsite because it is a net buyer of electricity in 2021
NYU LANGONE HEALTH | 61488_G_ENB3 | 61488 | G | ENB3 |  | Combustion Turbine |  |  | New York |  | New York |  |  | 0.3 |  | 2015 | [33 empty] | NYU LANGONE HEALTH | 100 | NYU LANGONE HEALTH | 100 | Non-regulated | Dropped - Plant is identified as onsite because it is a net buyer of electricity in 2021
NYU LANGONE HEALTH | 61488_G_GT | 61488 | G | GT |  | Combustion Turbine |  |  | New York |  | New York |  |  | 7.5 |  | 2016 | [33 empty] | NYU LANGONE HEALTH | 100 | NYU LANGONE HEALTH | 100 | Non-regulated | Dropped - Plant is identified as onsite because it is a net buyer of electricity in 2021
NYU LANGONE HEALTH | 61488_G_HCC1 | 61488 | G | HCC1 |  | Combustion Turbine |  |  | New York |  | New York |  |  | 1 |  | 2006 | [33 empty] | NYU LANGONE HEALTH | 100 | NYU LANGONE HEALTH | 100 | Non-regulated | Dropped - Plant is identified as onsite because it is a net buyer of electricity in 2021
NYU LANGONE HEALTH | 61488_G_KML1 | 61488 | G | KML1 |  | Combustion Turbine |  |  | New York |  | New York |  |  | 2.5 |  | 2018 | [33 empty] | NYU LANGONE HEALTH | 100 | NYU LANGONE HEALTH | 100 | Non-regulated | Dropped - Plant is identified as onsite because it is a net buyer of electricity in 2021
NYU LANGONE HEALTH | 61488_G_KML2 | 61488 | G | KML2 |  | Combustion Turbine |  |  | New York |  | New York |  |  | 2.5 |  | 2018 | [33 empty] | NYU LANGONE HEALTH | 100 | NYU LANGONE HEALTH | 100 | Non-regulated | Dropped - Plant is identified as onsite because it is a net buyer of electricity in 2021
NYU LANGONE HEALTH | 61488_G_KML3 | 61488 | G | KML3 |  | Combustion Turbine |  |  | New York |  | New York |  |  | 2.5 |  | 2018 | [33 empty] | NYU LANGONE HEALTH | 100 | NYU LANGONE HEALTH | 100 | Non-regulated | Dropped - Plant is identified as onsite because it is a net buyer of electricity in 2021
NYU LANGONE HEALTH | 61488_G_SCI1 | 61488 | G | SCI1 |  | Combustion Turbine |  |  | New York |  | New York |  |  | 0.4 |  | 2015 | [33 empty] | NYU LANGONE HEALTH | 100 | NYU LANGONE HEALTH | 100 | Non-regulated | Dropped - Plant is identified as onsite because it is a net buyer of electricity in 2021
NYU LANGONE HEALTH | 61488_G_SCI2 | 61488 | G | SCI2 |  | Combustion Turbine |  |  | New York |  | New York |  |  | 0.4 |  | 2015 | [33 empty] | NYU LANGONE HEALTH | 100 | NYU LANGONE HEALTH | 100 | Non-regulated | Dropped - Plant is identified as onsite because it is a net buyer of electricity in 2021
NYU LANGONE HEALTH | 61488_G_SKB1 | 61488 | G | SKB1 |  | Combustion Turbine |  |  | New York |  | New York |  |  | 1.3 |  | 1992 | [33 empty] | NYU LANGONE HEALTH | 100 | NYU LANGONE HEALTH | 100 | Non-regulated | Dropped - Plant is identified as onsite because it is a net buyer of electricity in 2021
NYU LANGONE HEALTH | 61488_G_SMB1 | 61488 | G | SMB1 |  | Combustion Turbine |  |  | New York |  | New York |  |  | 1.4 |  | 2006 | [33 empty] | NYU LANGONE HEALTH | 100 | NYU LANGONE HEALTH | 100 | Non-regulated | Dropped - Plant is identified as onsite because it is a net buyer of electricity in 2021
NYU LANGONE HEALTH | 61488_G_SMB2 | 61488 | G | SMB2 |  | Combustion Turbine |  |  | New York |  | New York |  |  | 1.4 |  | 2006 | [33 empty] | NYU LANGONE HEALTH | 100 | NYU LANGONE HEALTH | 100 | Non-regulated | Dropped - Plant is identified as onsite because it is a net buyer of electricity in 2021
Fort Hays State University Wind Farm | 61540_G_WIND1 | 61540 | G | WIND1 |  | Onshore Wind |  |  | Kansas |  | Ellis |  |  | 2 |  | 2013 | [33 empty] | Fort Hays State University | 100 | Fort Hays State University | 100 | Non-regulated | Dropped - Plant is identified as onsite because it is a net buyer of electricity in 2021
Fort Hays State University Wind Farm | 61540_G_WIND2 | 61540 | G | WIND2 |  | Onshore Wind |  |  | Kansas |  | Ellis |  |  | 2 |  | 2013 | [33 empty] | Fort Hays State University | 100 | Fort Hays State University | 100 | Non-regulated | Dropped - Plant is identified as onsite because it is a net buyer of electricity in 2021
Good Samaritan Hospital | 61551_G_EGEN1 | 61551 | G | EGEN1 |  | Combustion Turbine |  |  | New York |  | Rockland |  |  | 1 |  | 1980 | [33 empty] | Good Samaritan Hospital | 100 | Good Samaritan Hospital | 100 | Non-regulated | Dropped - Plant is identified as onsite because it is a net buyer of electricity in 2021
Good Samaritan Hospital | 61551_G_EGEN2 | 61551 | G | EGEN2 |  | Combustion Turbine |  |  | New York |  | Rockland |  |  | 0.7 |  | 2012 | [33 empty] | Good Samaritan Hospital | 100 | Good Samaritan Hospital | 100 | Non-regulated | Dropped - Plant is identified as onsite because it is a net buyer of electricity in 2021
Good Samaritan Hospital | 61551_G_EGEN3 | 61551 | G | EGEN3 |  | Combustion Turbine |  |  | New York |  | Rockland |  |  | 0.2 |  | 2012 | [33 empty] | Good Samaritan Hospital | 100 | Good Samaritan Hospital | 100 | Non-regulated | Dropped - Plant is identified as onsite because it is a net buyer of electricity in 2021
Woodhull Hospital | 61567_G_EGEN1 | 61567 | G | EGEN1 |  | Combustion Turbine |  |  | New York |  | Kings |  |  | 1.5 |  | 1972 | [33 empty] | Woodhull Hospital | 100 | Woodhull Hospital | 100 | Non-regulated | Dropped - Plant is identified as onsite because it is a net buyer of electricity in 2021
Woodhull Hospital | 61567_G_EGEN2 | 61567 | G | EGEN2 |  | Combustion Turbine |  |  | New York |  | Kings |  |  | 1.5 |  | 1972 | [33 empty] | Woodhull Hospital | 100 | Woodhull Hospital | 100 | Non-regulated | Dropped - Plant is identified as onsite because it is a net buyer of electricity in 2021
Woodhull Hospital | 61567_G_EGEN3 | 61567 | G | EGEN3 |  | Combustion Turbine |  |  | New York |  | Kings |  |  | 2 |  | 2001 | [33 empty] | Woodhull Hospital | 100 | Woodhull Hospital | 100 | Non-regulated | Dropped - Plant is identified as onsite because it is a net buyer of electricity in 2021
Woodhull Hospital | 61567_G_EGEN4 | 61567 | G | EGEN4 |  | Combustion Turbine |  |  | New York |  | Kings |  |  | 2 |  | 2001 | [33 empty] | Woodhull Hospital | 100 | Woodhull Hospital | 100 | Non-regulated | Dropped - Plant is identified as onsite because it is a net buyer of electricity in 2021
Woodhull Hospital | 61567_G_EGEN5 | 61567 | G | EGEN5 |  | Combustion Turbine |  |  | New York |  | Kings |  |  | 1 |  | 2001 | [33 empty] | Woodhull Hospital | 100 | Woodhull Hospital | 100 | Non-regulated | Dropped - Plant is identified as onsite because it is a net buyer of electricity in 2021
The Allen Hospital | 61568_G_EGEN1 | 61568 | G | EGEN1 |  | Combustion Turbine |  |  | New York |  | New York |  |  | 1 |  | 2009 | [33 empty] | The Allen Hospital | 100 | The Allen Hospital | 100 | Non-regulated | Dropped - Plant is identified as onsite because it is a net buyer of electricity in 2021
Mount Sinai Beth Israel | 61569_G_EGEN1 | 61569 | G | EGEN1 |  | Combustion Turbine |  |  | New York |  | New York |  |  | 0.2 |  | 1988 | [33 empty] | Mount Sinai Beth Israel | 100 | Mount Sinai Beth Israel | 100 | Non-regulated | Dropped - Plant is identified as onsite because it is a net buyer of electricity in 2021
Mount Sinai Beth Israel | 61569_G_EGEN2 | 61569 | G | EGEN2 |  | Combustion Turbine |  |  | New York |  | New York |  |  | 0.3 |  | 1988 | [33 empty] | Mount Sinai Beth Israel | 100 | Mount Sinai Beth Israel | 100 | Non-regulated | Dropped - Plant is identified as onsite because it is a net buyer of electricity in 2021
Mount Sinai Beth Israel | 61569_G_EGEN4 | 61569 | G | EGEN4 |  | Combustion Turbine |  |  | New York |  | New York |  |  | 0.3 |  | 1988 | [33 empty] | Mount Sinai Beth Israel | 100 | Mount Sinai Beth Israel | 100 | Non-regulated | Dropped - Plant is identified as onsite because it is a net buyer of electricity in 2021
Mount Sinai Beth Israel | 61569_G_EGEN5 | 61569 | G | EGEN5 |  | Combustion Turbine |  |  | New York |  | New York |  |  | 0.2 |  | 1988 | [33 empty] | Mount Sinai Beth Israel | 100 | Mount Sinai Beth Israel | 100 | Non-regulated | Dropped - Plant is identified as onsite because it is a net buyer of electricity in 2021
Mount Sinai Beth Israel | 61569_G_EGEN7 | 61569 | G | EGEN7 |  | Combustion Turbine |  |  | New York |  | New York |  |  | 0.8 |  | 1988 | [33 empty] | Mount Sinai Beth Israel | 100 | Mount Sinai Beth Israel | 100 | Non-regulated | Dropped - Plant is identified as onsite because it is a net buyer of electricity in 2021
Mount Sinai Beth Israel | 61569_G_EGEN8 | 61569 | G | EGEN8 |  | Combustion Turbine |  |  | New York |  | New York |  |  | 0.8 |  | 1988 | [33 empty] | Mount Sinai Beth Israel | 100 | Mount Sinai Beth Israel | 100 | Non-regulated | Dropped - Plant is identified as onsite because it is a net buyer of electricity in 2021
Mount Sinai Beth Israel | 61569_G_EGEN9 | 61569 | G | EGEN9 |  | Combustion Turbine |  |  | New York |  | New York |  |  | 0.9 |  | 1988 | [33 empty] | Mount Sinai Beth Israel | 100 | Mount Sinai Beth Israel | 100 | Non-regulated | Dropped - Plant is identified as onsite because it is a net buyer of electricity in 2021
Mount Sinai Beth Israel | 61569_G_GEN10 | 61569 | G | GEN10 |  | Combustion Turbine |  |  | New York |  | New York |  |  | 1 |  | 1988 | [33 empty] | Mount Sinai Beth Israel | 100 | Mount Sinai Beth Israel | 100 | Non-regulated | Dropped - Plant is identified as onsite because it is a net buyer of electricity in 2021
Klawock Power Generation Station | 61684_G_1 | 61684 | G | 1 |  | Combustion Turbine |  |  | Alaska |  | Prince of Wales Ketchikan |  |  | 2.5 |  | 2017 | [33 empty] | Alaska Power and Telephone Co | 100 | Alaska Power and Telephone Co | 100 | Regulated | Dropped - in Alaska or in Hawaii or Puerto Rico
Slana Generating Station | 61685_G_1 | 61685 | G | 1 |  | Combustion Turbine |  |  | Alaska |  | Southeast Fairbanks |  |  | 0.4 |  | 2016 | [33 empty] | Alaska Power and Telephone Co | 100 | Alaska Power and Telephone Co | 100 | Regulated | Dropped - in Alaska or in Hawaii or Puerto Rico
Slana Generating Station | 61685_G_2 | 61685 | G | 2 |  | Combustion Turbine |  |  | Alaska |  | Southeast Fairbanks |  |  | 0.4 |  | 2016 | [33 empty] | Alaska Power and Telephone Co | 100 | Alaska Power and Telephone Co | 100 | Regulated | Dropped - in Alaska or in Hawaii or Puerto Rico
Slana Generating Station | 61685_G_4 | 61685 | G | 4 |  | Combustion Turbine |  |  | Alaska |  | Southeast Fairbanks |  |  | 0.4 |  | 2021 | [33 empty] | Alaska Power and Telephone Co | 100 | Alaska Power and Telephone Co | 100 | Regulated | Dropped - in Alaska or in Hawaii or Puerto Rico
Lockheed Martin Solar | 61694_G_SOLAR | 61694 | G | SOLAR |  | Solar PV |  |  | Florida |  | Orange |  |  | 1.9 |  | 2017 | [33 empty] | Lockheed Martin RMS | 100 | Lockheed Martin RMS | 100 | Non-regulated | Dropped - Plant is identified as onsite because it is a net buyer of electricity in 2021
Sikorsky Aircraft CHP | 61703_G_PV-1 | 61703 | G | PV-1 |  | Solar PV |  |  | Connecticut |  | Fairfield |  |  | 0.1 |  | 2010 | [33 empty] | Sikorsky Aircraft Corporation | 100 | Sikorsky Aircraft Corporation | 100 | Non-regulated | Dropped - Plant is identified as onsite because it is a net buyer of electricity in 2021
Sikorsky Aircraft CHP | 61703_G_STG-1 | 61703 | G | STG-1 |  | O/G Steam |  |  | Connecticut |  | Fairfield |  |  | 0.6 |  | 2021 | [33 empty] | Sikorsky Aircraft Corporation | 100 | Sikorsky Aircraft Corporation | 100 | Non-regulated | Dropped - Plant is identified as onsite because it is a net buyer of electricity in 2021
Sikorsky Aircraft CHP | 61703_G_TG-1 | 61703 | G | TG-1 |  | Combustion Turbine |  |  | Connecticut |  | Fairfield |  |  | 10.3 |  | 2011 | [33 empty] | Sikorsky Aircraft Corporation | 100 | Sikorsky Aircraft Corporation | 100 | Non-regulated | Dropped - Plant is identified as onsite because it is a net buyer of electricity in 2021
HEBT WLA 1 | 61721_G_WLA01 | 61721 | G | WLA01 |  | Energy Storage |  |  | California |  | Orange |  |  | 1 |  | 2019 | [33 empty] | Sk Holdings Co. Ltd. | 50 | Sk Holdings Co. Ltd. | 50 | Non-regulated | Dropped - Plant is identified as onsite because it is a net buyer of electricity in 2021
Lockheed Martin RMS Syracuse | 61739_G_SYR1 | 61739 | G | SYR1 |  | Energy Storage |  |  | New York |  | Onondaga |  |  | 1 |  | 2017 | [33 empty] | Lockheed Martin RMS Syracuse | 100 | Lockheed Martin RMS Syracuse | 100 | Non-regulated | Dropped - Units whose status are "OS" or "RE" for the past 3 consecutive years
Douglas County Forest Products | 61761_G_GEN-1 | 61761 | G | GEN-1 |  | Biomass |  |  | Oregon |  | Douglas |  |  | 6.3 |  | 2006 | [33 empty] | Douglas County Forest Products | 100 | Douglas County Forest Products | 100 | Non-regulated | Dropped - Plant is identified as onsite because it is a net buyer of electricity in 2021
IKEA Oak Creek Rooftop PV System | 61816_G_PV1 | 61816 | G | PV1 |  | Solar PV |  |  | Wisconsin |  | Milwaukee |  |  | 1.2 |  | 2018 | [33 empty] | IKEA Property Inc | 100 | IKEA Property Inc | 100 | Non-regulated | Dropped - Plant is identified as onsite because it is a net buyer of electricity in 2021
IKEA Conshohocken Rooftop PV System | 61819_G_211 | 61819 | G | 211 |  | Solar PV |  |  | Pennsylvania |  | Montgomery |  |  | 1 |  | 2013 | [33 empty] | IKEA Property Inc | 100 | IKEA Property Inc | 100 | Non-regulated | Dropped - Plant is identified as onsite because it is a net buyer of electricity in 2021
IKEA New Haven Rooftop PV & Fuel Cell | 61820_G_213FC | 61820 | G | 213FC |  | Fuel Cell |  |  | Connecticut |  | New Haven |  |  | 0.3 |  | 2016 | [33 empty] | IKEA Property Inc | 100 | IKEA Property Inc | 100 | Non-regulated | Dropped - Plant is identified as onsite because it is a net buyer of electricity in 2021
IKEA New Haven Rooftop PV & Fuel Cell | 61820_G_213PV | 61820 | G | 213PV |  | Solar PV |  |  | Connecticut |  | New Haven |  |  | 0.8 |  | 2012 | [33 empty] | IKEA Property Inc | 100 | IKEA Property Inc | 100 | Non-regulated | Dropped - Plant is identified as onsite because it is a net buyer of electricity in 2021
IKEA Jacksonville Rooftop PV System | 61821_G_PV1 | 61821 | G | PV1 |  | Solar PV |  |  | Florida |  | Duval |  |  | 1.4 |  | 2017 | [33 empty] | IKEA Property Inc | 100 | IKEA Property Inc | 100 | Non-regulated | Dropped - Plant is identified as onsite because it is a net buyer of electricity in 2021
Cleveland Thermal | 61838_G_ST1 | 61838 | G | ST1 |  | O/G Steam |  |  | Ohio |  | Cuyahoga |  |  | 0.5 |  | 2017 | [33 empty] | Corix Cleveland Thermal Generating LP | 100 | Corix Cleveland Thermal Generating LP | 100 | Non-regulated | Dropped - Plant is identified as onsite because it is a net buyer of electricity in 2021
Cleveland Thermal | 61838_G_ST2 | 61838 | G | ST2 |  | O/G Steam |  |  | Ohio |  | Cuyahoga |  |  | 0.5 |  | 2017 | [33 empty] | Corix Cleveland Thermal Generating LP | 100 | Corix Cleveland Thermal Generating LP | 100 | Non-regulated | Dropped - Plant is identified as onsite because it is a net buyer of electricity in 2021
Toray Plastic America's CHP Plant | 61857_G_CG1 | 61857 | G | CG1 |  | Combustion Turbine |  |  | Rhode Island |  | Washington |  |  | 6.8 |  | 2003 | [33 empty] | Toray Plastics America | 100 | Toray Plastics America | 100 | Non-regulated | Dropped - Plant is identified as onsite because it is a net buyer of electricity in 2021
Toray Plastic America's CHP Plant | 61857_G_KG12 | 61857 | G | KG12 |  | Combustion Turbine |  |  | Rhode Island |  | Washington |  |  | 5 |  | 2014 | [33 empty] | Toray Plastics America | 100 | Toray Plastics America | 100 | Non-regulated | Dropped - Plant is identified as onsite because it is a net buyer of electricity in 2021
Toray Plastic America's CHP Plant | 61857_G_KG18 | 61857 | G | KG18 |  | Combustion Turbine |  |  | Rhode Island |  | Washington |  |  | 7.5 |  | 2014 | [33 empty] | Toray Plastics America | 100 | Toray Plastics America | 100 | Non-regulated | Dropped - Plant is identified as onsite because it is a net buyer of electricity in 2021
National Raisin | 61894_G_CR1 | 61894 | G | CR1 |  | Solar PV |  |  | California |  | Fresno |  |  | 0.9 |  | 2015 | [33 empty] | National Raisin | 100 | National Raisin | 100 | Non-regulated | Dropped - Plant is identified as onsite because it is a net buyer of electricity in 2021
National Raisin | 61894_G_CR2 | 61894 | G | CR2 |  | Solar PV |  |  | California |  | Fresno |  |  | 0.8 |  | 2015 | [33 empty] | National Raisin | 100 | National Raisin | 100 | Non-regulated | Dropped - Plant is identified as onsite because it is a net buyer of electricity in 2021
National Raisin | 61894_G_CR3 | 61894 | G | CR3 |  | Solar PV |  |  | California |  | Fresno |  |  | 0.5 |  | 2015 | [33 empty] | National Raisin | 100 | National Raisin | 100 | Non-regulated | Dropped - Plant is identified as onsite because it is a net buyer of electricity in 2021
National Raisin | 61894_G_CR4 | 61894 | G | CR4 |  | Solar PV |  |  | California |  | Fresno |  |  | 0.3 |  | 2015 | [33 empty] | National Raisin | 100 | National Raisin | 100 | Non-regulated | Dropped - Plant is identified as onsite because it is a net buyer of electricity in 2021
Georgia-Pacific Taylorsville Plywood | 61927_G_CTG1 | 61927 | G | CTG1 |  | Combustion Turbine |  |  | Mississippi |  | Smith |  |  | 6.2 |  | 2018 | [33 empty] | Georgia-Pacific Wood Products LLC | 100 | Georgia-Pacific Wood Products LLC | 100 | Non-regulated | Dropped - Plant is identified as onsite because it is a net buyer of electricity in 2021
West Loch Solar One | 61987_G_WLS1 | 61987 | G | WLS1 |  | Solar PV |  |  | Hawaii |  | Honolulu |  |  | 20 |  | 2019 | [33 empty] | Hawaiian Electric Co Inc | 100 | Hawaiian Electric Co Inc | 100 | Regulated | Dropped - in Alaska or in Hawaii or Puerto Rico
The Bank of New York | 62001_G_6087K | 62001 | G | 6087K |  | Combustion Turbine |  |  | New York |  | Kings |  |  | 1.2 |  | 1983 | [33 empty] | The Bank of New York | 100 | The Bank of New York | 100 | Non-regulated | Dropped - Plant is identified as onsite because it is a net buyer of electricity in 2021
The Bank of New York | 62001_G_6187H | 62001 | G | 6187H |  | Combustion Turbine |  |  | New York |  | Kings |  |  | 1.2 |  | 1983 | [33 empty] | The Bank of New York | 100 | The Bank of New York | 100 | Non-regulated | Dropped - Plant is identified as onsite because it is a net buyer of electricity in 2021
The Bank of New York | 62001_G_6287P | 62001 | G | 6287P |  | Combustion Turbine |  |  | New York |  | Kings |  |  | 1.2 |  | 1983 | [33 empty] | The Bank of New York | 100 | The Bank of New York | 100 | Non-regulated | Dropped - Plant is identified as onsite because it is a net buyer of electricity in 2021
The Bank of New York | 62001_G_8587X | 62001 | G | 8587X |  | Combustion Turbine |  |  | New York |  | Kings |  |  | 1.2 |  | 1983 | [33 empty] | The Bank of New York | 100 | The Bank of New York | 100 | Non-regulated | Dropped - Plant is identified as onsite because it is a net buyer of electricity in 2021
The Bank of New York | 62001_G_8687N | 62001 | G | 8687N |  | Combustion Turbine |  |  | New York |  | Kings |  |  | 1.2 |  | 1983 | [33 empty] | The Bank of New York | 100 | The Bank of New York | 100 | Non-regulated | Dropped - Plant is identified as onsite because it is a net buyer of electricity in 2021
The Bank of New York | 62001_G_8887H | 62001 | G | 8887H |  | Combustion Turbine |  |  | New York |  | Kings |  |  | 1.2 |  | 1983 | [33 empty] | The Bank of New York | 100 | The Bank of New York | 100 | Non-regulated | Dropped - Plant is identified as onsite because it is a net buyer of electricity in 2021
Brooklyn Hospital Center | 62002_G_400DF | 62002 | G | 400DF |  | Combustion Turbine |  |  | New York |  | Kings |  |  | 0.4 |  | 2004 | [33 empty] | Brooklyn Hospital Center | 100 | Brooklyn Hospital Center | 100 | Non-regulated | Dropped - Plant is identified as onsite because it is a net buyer of electricity in 2021
Brooklyn Hospital Center | 62002_G_500RE | 62002 | G | 500RE |  | Combustion Turbine |  |  | New York |  | Kings |  |  | 0.5 |  | 2014 | [33 empty] | Brooklyn Hospital Center | 100 | Brooklyn Hospital Center | 100 | Non-regulated | Dropped - Plant is identified as onsite because it is a net buyer of electricity in 2021
Brooklyn Hospital Center | 62002_G_SR4 | 62002 | G | SR4 |  | Combustion Turbine |  |  | New York |  | Kings |  |  | 0.5 |  | 1975 | [33 empty] | Brooklyn Hospital Center | 100 | Brooklyn Hospital Center | 100 | Non-regulated | Dropped - Plant is identified as onsite because it is a net buyer of electricity in 2021
Saint Catherine of Siena Medical Center | 62003_G_5FPX4 | 62003 | G | 5FPX4 |  | Combustion Turbine |  |  | New York |  | Suffolk |  |  | 0.4 |  | 1972 | [33 empty] | Saint Catherine of Siena Medical Center | 100 | Saint Catherine of Siena Medical Center | 100 | Non-regulated | Dropped - Plant is identified as onsite because it is a net buyer of electricity in 2021
Saint Catherine of Siena Medical Center | 62003_G_855G3 | 62003 | G | 855G3 |  | Combustion Turbine |  |  | New York |  | Suffolk |  |  | 0.4 |  | 2002 | [33 empty] | Saint Catherine of Siena Medical Center | 100 | Saint Catherine of Siena Medical Center | 100 | Non-regulated | Dropped - Plant is identified as onsite because it is a net buyer of electricity in 2021
Saint Catherine of Siena Medical Center | 62003_G_D400F | 62003 | G | D400F |  | Combustion Turbine |  |  | New York |  | Suffolk |  |  | 0.4 |  | 1997 | [33 empty] | Saint Catherine of Siena Medical Center | 100 | Saint Catherine of Siena Medical Center | 100 | Non-regulated | Dropped - Plant is identified as onsite because it is a net buyer of electricity in 2021
Saint Catherine of Siena Medical Center | 62003_G_DFG65 | 62003 | G | DFG65 |  | Combustion Turbine |  |  | New York |  | Suffolk |  |  | 0.2 |  | 2001 | [33 empty] | Saint Catherine of Siena Medical Center | 100 | Saint Catherine of Siena Medical Center | 100 | Non-regulated | Dropped - Plant is identified as onsite because it is a net buyer of electricity in 2021
Saint Catherine of Siena Medical Center | 62003_G_E4486 | 62003 | G | E4486 |  | Combustion Turbine |  |  | New York |  | Suffolk |  |  | 0.4 |  | 2002 | [33 empty] | Saint Catherine of Siena Medical Center | 100 | Saint Catherine of Siena Medical Center | 100 | Non-regulated | Dropped - Plant is identified as onsite because it is a net buyer of electricity in 2021
Kingsbrook Jewish Medical Center | 62050_G_SR4 | 62050 | G | SR4 |  | Combustion Turbine |  |  | New York |  | Kings |  |  | 0.6 |  | 1999 | [33 empty] | Kingsbrook Jewish Medical Center | 100 | Kingsbrook Jewish Medical Center | 100 | Non-regulated | Dropped - Plant is identified as onsite because it is a net buyer of electricity in 2021
Kingsbrook Jewish Medical Center | 62050_G_TPSDM | 62050 | G | TPSDM |  | Combustion Turbine |  |  | New York |  | Kings |  |  | 1 |  | 2019 | [33 empty] | Kingsbrook Jewish Medical Center | 100 | Kingsbrook Jewish Medical Center | 100 | Non-regulated | Dropped - Plant is identified as onsite because it is a net buyer of electricity in 2021
Kingsbrook Jewish Medical Center | 62050_G_VHP59 | 62050 | G | VHP59 |  | Combustion Turbine |  |  | New York |  | Kings |  |  | 1 |  | 2002 | [33 empty] | Kingsbrook Jewish Medical Center | 100 | Kingsbrook Jewish Medical Center | 100 | Non-regulated | Dropped - Plant is identified as onsite because it is a net buyer of electricity in 2021
St Johns Riverside Hospital | 62051_G_EG200 | 62051 | G | EG200 |  | Combustion Turbine |  |  | New York |  | Westchester |  |  | 0.2 |  | 2014 | [33 empty] | St Johns Riverside Hospital | 100 | St Johns Riverside Hospital | 100 | Non-regulated | Dropped - Plant is identified as onsite because it is a net buyer of electricity in 2021
St Johns Riverside Hospital | 62051_G_EG300 | 62051 | G | EG300 |  | Combustion Turbine |  |  | New York |  | Westchester |  |  | 0.3 |  | 2009 | [33 empty] | St Johns Riverside Hospital | 100 | St Johns Riverside Hospital | 100 | Non-regulated | Dropped - Plant is identified as onsite because it is a net buyer of electricity in 2021
St Johns Riverside Hospital | 62051_G_EG400 | 62051 | G | EG400 |  | Combustion Turbine |  |  | New York |  | Westchester |  |  | 0.4 |  | 2001 | [33 empty] | St Johns Riverside Hospital | 100 | St Johns Riverside Hospital | 100 | Non-regulated | Dropped - Plant is identified as onsite because it is a net buyer of electricity in 2021
St Johns Riverside Hospital | 62051_G_EG650 | 62051 | G | EG650 |  | Combustion Turbine |  |  | New York |  | Westchester |  |  | 0.7 |  | 2000 | [33 empty] | St Johns Riverside Hospital | 100 | St Johns Riverside Hospital | 100 | Non-regulated | Dropped - Plant is identified as onsite because it is a net buyer of electricity in 2021
St Johns Riverside Hospital | 62051_G_EG750 | 62051 | G | EG750 |  | Combustion Turbine |  |  | New York |  | Westchester |  |  | 0.8 |  | 1968 | [33 empty] | St Johns Riverside Hospital | 100 | St Johns Riverside Hospital | 100 | Non-regulated | Dropped - Plant is identified as onsite because it is a net buyer of electricity in 2021
Clif Bar Bakery of Twin Falls | 62151_G_PV1 | 62151 | G | PV1 |  | Solar PV |  |  | Idaho |  | Twin Falls |  |  | 2 |  | 2019 | [33 empty] | Mondelez Global LLC (Twin Falls) | 100 | Mondelez Global LLC (Twin Falls) | 100 | Non-regulated | Dropped - Plant is identified as onsite because it is a net buyer of electricity in 2021
IKEA Live Oak Rooftop PV System | 62152_G_570 | 62152 | G | 570 |  | Solar PV |  |  | Texas |  | Bexar |  |  | 1.7 |  | 2019 | [33 empty] | IKEA Property Inc | 100 | IKEA Property Inc | 100 | Non-regulated | Dropped - Plant is identified as onsite because it is a net buyer of electricity in 2021
4710 Hosting | 62162_G_4710 | 62162 | G | 4710 |  | Combustion Turbine |  |  | Minnesota |  | Olmsted |  |  | 5 |  | 2012 | [33 empty] | Epic Hosting, LLC | 100 | Epic Hosting, LLC | 100 | Non-regulated | Dropped - Plant is identified as onsite because it is a net buyer of electricity in 2021
Maimonides Medical Center | 62174_G_625DI | 62174 | G | 625DI |  | Combustion Turbine |  |  | New York |  | Kings |  |  | 0.5 |  | 1999 | [33 empty] | Maimonides Medical Center | 100 | Maimonides Medical Center | 100 | Non-regulated | Dropped - Plant is identified as onsite because it is a net buyer of electricity in 2021
Maimonides Medical Center | 62174_G_CM500 | 62174 | G | CM500 |  | Combustion Turbine |  |  | New York |  | Kings |  |  | 0.5 |  | 2006 | [33 empty] | Maimonides Medical Center | 100 | Maimonides Medical Center | 100 | Non-regulated | Dropped - Plant is identified as onsite because it is a net buyer of electricity in 2021
Maimonides Medical Center | 62174_G_CM800 | 62174 | G | CM800 |  | Combustion Turbine |  |  | New York |  | Kings |  |  | 0.8 |  | 2002 | [33 empty] | Maimonides Medical Center | 100 | Maimonides Medical Center | 100 | Non-regulated | Dropped - Plant is identified as onsite because it is a net buyer of electricity in 2021
Maimonides Medical Center | 62174_G_CM900 | 62174 | G | CM900 |  | Combustion Turbine |  |  | New York |  | Kings |  |  | 0.9 |  | 2006 | [33 empty] | Maimonides Medical Center | 100 | Maimonides Medical Center | 100 | Non-regulated | Dropped - Plant is identified as onsite because it is a net buyer of electricity in 2021
Maimonides Medical Center | 62174_G_CN900 | 62174 | G | CN900 |  | Combustion Turbine |  |  | New York |  | Kings |  |  | 0.9 |  | 2006 | [33 empty] | Maimonides Medical Center | 100 | Maimonides Medical Center | 100 | Non-regulated | Dropped - Plant is identified as onsite because it is a net buyer of electricity in 2021
Maimonides Medical Center | 62174_G_ON300 | 62174 | G | ON300 |  | Combustion Turbine |  |  | New York |  | Kings |  |  | 0.3 |  | 1990 | [33 empty] | Maimonides Medical Center | 100 | Maimonides Medical Center | 100 | Non-regulated | Dropped - Plant is identified as onsite because it is a net buyer of electricity in 2021
Berry NMW Cogens | 62176_G_21Z | 62176 | G | 21Z |  | Combustion Turbine |  |  | California |  | Kern |  |  | 5.7 |  | 2017 | [33 empty] | Berry Petroleum Co | 100 | Berry Petroleum Co | 100 | Non-regulated | Dropped - Plant is identified as onsite because it is a net buyer of electricity in 2021
Berry NMW Cogens | 62176_G_PF | 62176 | G | PF |  | Combustion Turbine |  |  | California |  | Kern |  |  | 5.7 |  | 2017 | [33 empty] | Berry Petroleum Co | 100 | Berry Petroleum Co | 100 | Non-regulated | Dropped - Plant is identified as onsite because it is a net buyer of electricity in 2021
NYC-HH-New Bellevue Hospital | 62250_G_CAT15 | 62250 | G | CAT15 |  | Combustion Turbine |  |  | New York |  | New York |  |  | 1.5 |  | 2010 | [33 empty] | NYC-HH-New Bellevue Hospital | 100 | NYC-HH-New Bellevue Hospital | 100 | Non-regulated | Dropped - Plant is identified as onsite because it is a net buyer of electricity in 2021
NYC-HH-New Bellevue Hospital | 62250_G_CAT2H | 62250 | G | CAT2H |  | Combustion Turbine |  |  | New York |  | New York |  |  | 0.8 |  | 2011 | [33 empty] | NYC-HH-New Bellevue Hospital | 100 | NYC-HH-New Bellevue Hospital | 100 | Non-regulated | Dropped - Plant is identified as onsite because it is a net buyer of electricity in 2021
NYC-HH-New Bellevue Hospital | 62250_G_CAT2M | 62250 | G | CAT2M |  | Combustion Turbine |  |  | New York |  | New York |  |  | 0.8 |  | 2011 | [33 empty] | NYC-HH-New Bellevue Hospital | 100 | NYC-HH-New Bellevue Hospital | 100 | Non-regulated | Dropped - Plant is identified as onsite because it is a net buyer of electricity in 2021
NYC-HH-New Bellevue Hospital | 62250_G_CAT2X | 62250 | G | CAT2X |  | Combustion Turbine |  |  | New York |  | New York |  |  | 0.8 |  | 2011 | [33 empty] | NYC-HH-New Bellevue Hospital | 100 | NYC-HH-New Bellevue Hospital | 100 | Non-regulated | Dropped - Plant is identified as onsite because it is a net buyer of electricity in 2021
NYC-HH-New Bellevue Hospital | 62250_G_CAT2Y | 62250 | G | CAT2Y |  | Combustion Turbine |  |  | New York |  | New York |  |  | 0.8 |  | 2011 | [33 empty] | NYC-HH-New Bellevue Hospital | 100 | NYC-HH-New Bellevue Hospital | 100 | Non-regulated | Dropped - Plant is identified as onsite because it is a net buyer of electricity in 2021
NYC-HH-New Bellevue Hospital | 62250_G_CAT6M | 62250 | G | CAT6M |  | Combustion Turbine |  |  | New York |  | New York |  |  | 0.6 |  | 1996 | [33 empty] | NYC-HH-New Bellevue Hospital | 100 | NYC-HH-New Bellevue Hospital | 100 | Non-regulated | Dropped - Plant is identified as onsite because it is a net buyer of electricity in 2021
NYC-HH-New Bellevue Hospital | 62250_G_CAT6P | 62250 | G | CAT6P |  | Combustion Turbine |  |  | New York |  | New York |  |  | 0.6 |  | 1996 | [33 empty] | NYC-HH-New Bellevue Hospital | 100 | NYC-HH-New Bellevue Hospital | 100 | Non-regulated | Dropped - Plant is identified as onsite because it is a net buyer of electricity in 2021
NYC-HH-New Bellevue Hospital | 62250_G_CUM6Z | 62250 | G | CUM6Z |  | Combustion Turbine |  |  | New York |  | New York |  |  | 0.9 |  | 2011 | [33 empty] | NYC-HH-New Bellevue Hospital | 100 | NYC-HH-New Bellevue Hospital | 100 | Non-regulated | Dropped - Plant is identified as onsite because it is a net buyer of electricity in 2021
NYC-HH-New Bellevue Hospital | 62250_G_RUD3R | 62250 | G | RUD3R |  | Combustion Turbine |  |  | New York |  | New York |  |  | 0.7 |  | 2002 | [33 empty] | NYC-HH-New Bellevue Hospital | 100 | NYC-HH-New Bellevue Hospital | 100 | Non-regulated | Dropped - Plant is identified as onsite because it is a net buyer of electricity in 2021
Westchester County Medical Center | 62270_G_CAT04 | 62270 | G | CAT04 |  | Combustion Turbine |  |  | New York |  | Westchester |  |  | 0.7 |  | 2000 | [33 empty] | Westchester County Medical Center | 100 | Westchester County Medical Center | 100 | Non-regulated | Dropped - Plant is identified as onsite because it is a net buyer of electricity in 2021
Westchester County Medical Center | 62270_G_CAT2C | 62270 | G | CAT2C |  | Combustion Turbine |  |  | New York |  | Westchester |  |  | 1.5 |  | 2019 | [33 empty] | Westchester County Medical Center | 100 | Westchester County Medical Center | 100 | Non-regulated | Dropped - Plant is identified as onsite because it is a net buyer of electricity in 2021
Westchester County Medical Center | 62270_G_CATH1 | 62270 | G | CATH1 |  | Combustion Turbine |  |  | New York |  | Westchester |  |  | 1.3 |  | 2002 | [33 empty] | Westchester County Medical Center | 100 | Westchester County Medical Center | 100 | Non-regulated | Dropped - Plant is identified as onsite because it is a net buyer of electricity in 2021
Westchester County Medical Center | 62270_G_CATH2 | 62270 | G | CATH2 |  | Combustion Turbine |  |  | New York |  | Westchester |  |  | 1.3 |  | 2002 | [33 empty] | Westchester County Medical Center | 100 | Westchester County Medical Center | 100 | Non-regulated | Dropped - Plant is identified as onsite because it is a net buyer of electricity in 2021
Westchester County Medical Center | 62270_G_CATN1 | 62270 | G | CATN1 |  | Combustion Turbine |  |  | New York |  | Westchester |  |  | 0.7 |  | 1974 | [33 empty] | Westchester County Medical Center | 100 | Westchester County Medical Center | 100 | Non-regulated | Dropped - Plant is identified as onsite because it is a net buyer of electricity in 2021
Westchester County Medical Center | 62270_G_CATN2 | 62270 | G | CATN2 |  | Combustion Turbine |  |  | New York |  | Westchester |  |  | 0.7 |  | 1974 | [33 empty] | Westchester County Medical Center | 100 | Westchester County Medical Center | 100 | Non-regulated | Dropped - Plant is identified as onsite because it is a net buyer of electricity in 2021
Westchester County Medical Center | 62270_G_CATN3 | 62270 | G | CATN3 |  | Combustion Turbine |  |  | New York |  | Westchester |  |  | 0.7 |  | 1996 | [33 empty] | Westchester County Medical Center | 100 | Westchester County Medical Center | 100 | Non-regulated | Dropped - Plant is identified as onsite because it is a net buyer of electricity in 2021
Westchester County Medical Center | 62270_G_CATR3 | 62270 | G | CATR3 |  | Combustion Turbine |  |  | New York |  | Westchester |  |  | 0.6 |  | 2013 | [33 empty] | Westchester County Medical Center | 100 | Westchester County Medical Center | 100 | Non-regulated | Dropped - Plant is identified as onsite because it is a net buyer of electricity in 2021
Westchester County Medical Center | 62270_G_CATR4 | 62270 | G | CATR4 |  | Combustion Turbine |  |  | New York |  | Westchester |  |  | 0.3 |  | 1980 | [33 empty] | Westchester County Medical Center | 100 | Westchester County Medical Center | 100 | Non-regulated | Dropped - Plant is identified as onsite because it is a net buyer of electricity in 2021
Westchester County Medical Center | 62270_G_CUM37 | 62270 | G | CUM37 |  | Combustion Turbine |  |  | New York |  | Westchester |  |  | 0.4 |  | 2000 | [33 empty] | Westchester County Medical Center | 100 | Westchester County Medical Center | 100 | Non-regulated | Dropped - Plant is identified as onsite because it is a net buyer of electricity in 2021
Westchester County Medical Center | 62270_G_DT080 | 62270 | G | DT080 |  | Combustion Turbine |  |  | New York |  | Westchester |  |  | 0.5 |  | 2002 | [33 empty] | Westchester County Medical Center | 100 | Westchester County Medical Center | 100 | Non-regulated | Dropped - Plant is identified as onsite because it is a net buyer of electricity in 2021
Westchester County Medical Center | 62270_G_DT250 | 62270 | G | DT250 |  | Combustion Turbine |  |  | New York |  | Westchester |  |  | 0.3 |  | 2000 | [33 empty] | Westchester County Medical Center | 100 | Westchester County Medical Center | 100 | Non-regulated | Dropped - Plant is identified as onsite because it is a net buyer of electricity in 2021
Westchester County Medical Center | 62270_G_DT500 | 62270 | G | DT500 |  | Combustion Turbine |  |  | New York |  | Westchester |  |  | 0.5 |  | 2000 | [33 empty] | Westchester County Medical Center | 100 | Westchester County Medical Center | 100 | Non-regulated | Dropped - Plant is identified as onsite because it is a net buyer of electricity in 2021
NYPH-Queens | 62271_G_PB809 | 62271 | G | PB809 |  | Combustion Turbine |  |  | New York |  | Queens |  |  | 0.9 |  | 2010 | [33 empty] | NYPH-Queens | 100 | NYPH-Queens | 100 | Non-regulated | Dropped - Plant is identified as onsite because it is a net buyer of electricity in 2021
NYPH-Queens | 62271_G_PB909 | 62271 | G | PB909 |  | Combustion Turbine |  |  | New York |  | Queens |  |  | 0.9 |  | 2010 | [33 empty] | NYPH-Queens | 100 | NYPH-Queens | 100 | Non-regulated | Dropped - Plant is identified as onsite because it is a net buyer of electricity in 2021
NYPH-Queens | 62271_G_PR601 | 62271 | G | PR601 |  | Combustion Turbine |  |  | New York |  | Queens |  |  | 0.9 |  | 2000 | [33 empty] | NYPH-Queens | 100 | NYPH-Queens | 100 | Non-regulated | Dropped - Plant is identified as onsite because it is a net buyer of electricity in 2021
NYPH-Queens | 62271_G_PR602 | 62271 | G | PR602 |  | Combustion Turbine |  |  | New York |  | Queens |  |  | 0.9 |  | 2010 | [33 empty] | NYPH-Queens | 100 | NYPH-Queens | 100 | Non-regulated | Dropped - Plant is identified as onsite because it is a net buyer of electricity in 2021
NYPH-Queens | 62271_G_PR816 | 62271 | G | PR816 |  | Combustion Turbine |  |  | New York |  | Queens |  |  | 0.9 |  | 2000 | [33 empty] | NYPH-Queens | 100 | NYPH-Queens | 100 | Non-regulated | Dropped - Plant is identified as onsite because it is a net buyer of electricity in 2021
Western Sugar Cooperative - Billings | 62319_G_1 | 62319 | G | 1 |  | Coal Steam |  |  | Montana |  | Yellowstone |  |  | 1.5 |  | 2011 | [33 empty] | Western Sugar Cooperative - Billings | 100 | Western Sugar Cooperative - Billings | 100 | Non-regulated | Dropped - Plant is identified as onsite because it is a net buyer of electricity in 2021
IKEA Norfolk Rooftop PV System | 62355_G_569PV | 62355 | G | 569PV |  | Solar PV |  |  | Virginia |  | Norfolk City |  |  | 1.3 |  | 2019 | [33 empty] | IKEA Property Inc | 100 | IKEA Property Inc | 100 | Non-regulated | Dropped - Plant is identified as onsite because it is a net buyer of electricity in 2021
NYP-Lower Manhattan Hospital | 62366_G_CATR4 | 62366 | G | CATR4 |  | Combustion Turbine |  |  | New York |  | New York |  |  | 1.5 |  | 1992 | [33 empty] | NYP-Lower Manhattan Hospital | 100 | NYP-Lower Manhattan Hospital | 100 | Non-regulated | Dropped - Plant is identified as onsite because it is a net buyer of electricity in 2021
Albert Einstein College of Medicine | 62398_G_CM111 | 62398 | G | CM111 |  | Combustion Turbine |  |  | New York |  | Bronx |  |  | 0.2 |  | 2011 | [33 empty] | Albert Einstein College of Medicine | 100 | Albert Einstein College of Medicine | 100 | Non-regulated | Dropped - Plant is identified as onsite because it is a net buyer of electricity in 2021
Albert Einstein College of Medicine | 62398_G_CM454 | 62398 | G | CM454 |  | Combustion Turbine |  |  | New York |  | Bronx |  |  | 0.5 |  | 2012 | [33 empty] | Albert Einstein College of Medicine | 100 | Albert Einstein College of Medicine | 100 | Non-regulated | Dropped - Plant is identified as onsite because it is a net buyer of electricity in 2021
Albert Einstein College of Medicine | 62398_G_CP035 | 62398 | G | CP035 |  | Combustion Turbine |  |  | New York |  | Bronx |  |  | 1 |  | 2002 | [33 empty] | Albert Einstein College of Medicine | 100 | Albert Einstein College of Medicine | 100 | Non-regulated | Dropped - Plant is identified as onsite because it is a net buyer of electricity in 2021
Albert Einstein College of Medicine | 62398_G_CP643 | 62398 | G | CP643 |  | Combustion Turbine |  |  | New York |  | Bronx |  |  | 0.2 |  | 2002 | [33 empty] | Albert Einstein College of Medicine | 100 | Albert Einstein College of Medicine | 100 | Non-regulated | Dropped - Plant is identified as onsite because it is a net buyer of electricity in 2021
Albert Einstein College of Medicine | 62398_G_CP703 | 62398 | G | CP703 |  | Combustion Turbine |  |  | New York |  | Bronx |  |  | 0.5 |  | 2001 | [33 empty] | Albert Einstein College of Medicine | 100 | Albert Einstein College of Medicine | 100 | Non-regulated | Dropped - Plant is identified as onsite because it is a net buyer of electricity in 2021
Albert Einstein College of Medicine | 62398_G_CP810 | 62398 | G | CP810 |  | Combustion Turbine |  |  | New York |  | Bronx |  |  | 0.7 |  | 2002 | [33 empty] | Albert Einstein College of Medicine | 100 | Albert Einstein College of Medicine | 100 | Non-regulated | Dropped - Plant is identified as onsite because it is a net buyer of electricity in 2021
Albert Einstein College of Medicine | 62398_G_CP919 | 62398 | G | CP919 |  | Combustion Turbine |  |  | New York |  | Bronx |  |  | 0.1 |  | 2002 | [33 empty] | Albert Einstein College of Medicine | 100 | Albert Einstein College of Medicine | 100 | Non-regulated | Dropped - Plant is identified as onsite because it is a net buyer of electricity in 2021
Albert Einstein College of Medicine | 62398_G_CP922 | 62398 | G | CP922 |  | Combustion Turbine |  |  | New York |  | Bronx |  |  | 0.5 |  | 2008 | [33 empty] | Albert Einstein College of Medicine | 100 | Albert Einstein College of Medicine | 100 | Non-regulated | Dropped - Plant is identified as onsite because it is a net buyer of electricity in 2021
Albert Einstein College of Medicine | 62398_G_CP925 | 62398 | G | CP925 |  | Combustion Turbine |  |  | New York |  | Bronx |  |  | 0.9 |  | 2002 | [33 empty] | Albert Einstein College of Medicine | 100 | Albert Einstein College of Medicine | 100 | Non-regulated | Dropped - Plant is identified as onsite because it is a net buyer of electricity in 2021
Albert Einstein College of Medicine | 62398_G_CP961 | 62398 | G | CP961 |  | Combustion Turbine |  |  | New York |  | Bronx |  |  | 1.8 |  | 2008 | [33 empty] | Albert Einstein College of Medicine | 100 | Albert Einstein College of Medicine | 100 | Non-regulated | Dropped - Plant is identified as onsite because it is a net buyer of electricity in 2021
Albert Einstein College of Medicine | 62398_G_CP962 | 62398 | G | CP962 |  | Combustion Turbine |  |  | New York |  | Bronx |  |  | 1.8 |  | 2008 | [33 empty] | Albert Einstein College of Medicine | 100 | Albert Einstein College of Medicine | 100 | Non-regulated | Dropped - Plant is identified as onsite because it is a net buyer of electricity in 2021
Albert Einstein College of Medicine | 62398_G_WK259 | 62398 | G | WK259 |  | Combustion Turbine |  |  | New York |  | Bronx |  |  | 0.2 |  | 2002 | [33 empty] | Albert Einstein College of Medicine | 100 | Albert Einstein College of Medicine | 100 | Non-regulated | Dropped - Plant is identified as onsite because it is a net buyer of electricity in 2021
NYP-Hudson Valley Hospital Center | 62421_G_600CP | 62421 | G | 600CP |  | Combustion Turbine |  |  | New York |  | Westchester |  |  | 0.6 |  | 2012 | [33 empty] | NYP-Hudson Valley Hospital Center | 100 | NYP-Hudson Valley Hospital Center | 100 | Non-regulated | Dropped - Plant is identified as onsite because it is a net buyer of electricity in 2021
NYP-Hudson Valley Hospital Center | 62421_G_600OE | 62421 | G | 600OE |  | Combustion Turbine |  |  | New York |  | Westchester |  |  | 0.6 |  | 2012 | [33 empty] | NYP-Hudson Valley Hospital Center | 100 | NYP-Hudson Valley Hospital Center | 100 | Non-regulated | Dropped - Plant is identified as onsite because it is a net buyer of electricity in 2021
NYP-Hudson Valley Hospital Center | 62421_G_750RX | 62421 | G | 750RX |  | Combustion Turbine |  |  | New York |  | Westchester |  |  | 0.8 |  | 2010 | [33 empty] | NYP-Hudson Valley Hospital Center | 100 | NYP-Hudson Valley Hospital Center | 100 | Non-regulated | Dropped - Plant is identified as onsite because it is a net buyer of electricity in 2021
NYP-Hudson Valley Hospital Center | 62421_G_TER | 62421 | G | TER |  | Combustion Turbine |  |  | New York |  | Westchester |  |  | 0.1 |  | 2018 | [33 empty] | NYP-Hudson Valley Hospital Center | 100 | NYP-Hudson Valley Hospital Center | 100 | Non-regulated | Dropped - Plant is identified as onsite because it is a net buyer of electricity in 2021
Regeneron Pharmaceuticals Inc. | 62423_G_735G1 | 62423 | G | 735G1 |  | Combustion Turbine |  |  | New York |  | Westchester |  |  | 1.5 |  | 2009 | [33 empty] | Regeneron Pharmaceuticals Inc. | 100 | Regeneron Pharmaceuticals Inc. | 100 | Non-regulated | Dropped - Plant is identified as onsite because it is a net buyer of electricity in 2021
Regeneron Pharmaceuticals Inc. | 62423_G_735G2 | 62423 | G | 735G2 |  | Combustion Turbine |  |  | New York |  | Westchester |  |  | 1 |  | 2009 | [33 empty] | Regeneron Pharmaceuticals Inc. | 100 | Regeneron Pharmaceuticals Inc. | 100 | Non-regulated | Dropped - Plant is identified as onsite because it is a net buyer of electricity in 2021
Regeneron Pharmaceuticals Inc. | 62423_G_745G1 | 62423 | G | 745G1 |  | Combustion Turbine |  |  | New York |  | Westchester |  |  | 1.5 |  | 2016 | [33 empty] | Regeneron Pharmaceuticals Inc. | 100 | Regeneron Pharmaceuticals Inc. | 100 | Non-regulated | Dropped - Plant is identified as onsite because it is a net buyer of electricity in 2021
Regeneron Pharmaceuticals Inc. | 62423_G_745G2 | 62423 | G | 745G2 |  | Combustion Turbine |  |  | New York |  | Westchester |  |  | 1.5 |  | 2016 | [33 empty] | Regeneron Pharmaceuticals Inc. | 100 | Regeneron Pharmaceuticals Inc. | 100 | Non-regulated | Dropped - Plant is identified as onsite because it is a net buyer of electricity in 2021
Regeneron Pharmaceuticals Inc. | 62423_G_765G1 | 62423 | G | 765G1 |  | Combustion Turbine |  |  | New York |  | Westchester |  |  | 2.5 |  | 2016 | [33 empty] | Regeneron Pharmaceuticals Inc. | 100 | Regeneron Pharmaceuticals Inc. | 100 | Non-regulated | Dropped - Plant is identified as onsite because it is a net buyer of electricity in 2021
Regeneron Pharmaceuticals Inc. | 62423_G_765G2 | 62423 | G | 765G2 |  | Combustion Turbine |  |  | New York |  | Westchester |  |  | 2 |  | 2020 | [33 empty] | Regeneron Pharmaceuticals Inc. | 100 | Regeneron Pharmaceuticals Inc. | 100 | Non-regulated | Dropped - Plant is identified as onsite because it is a net buyer of electricity in 2021
Regeneron Pharmaceuticals Inc. | 62423_G_771NG | 62423 | G | 771NG |  | Combustion Turbine |  |  | New York |  | Westchester |  |  | 0.8 |  | 2010 | [33 empty] | Regeneron Pharmaceuticals Inc. | 100 | Regeneron Pharmaceuticals Inc. | 100 | Non-regulated | Dropped - Plant is identified as onsite because it is a net buyer of electricity in 2021
Regeneron Pharmaceuticals Inc. | 62423_G_777G1 | 62423 | G | 777G1 |  | Combustion Turbine |  |  | New York |  | Westchester |  |  | 1 |  | 2013 | [33 empty] | Regeneron Pharmaceuticals Inc. | 100 | Regeneron Pharmaceuticals Inc. | 100 | Non-regulated | Dropped - Plant is identified as onsite because it is a net buyer of electricity in 2021
Regeneron Pharmaceuticals Inc. | 62423_G_777G2 | 62423 | G | 777G2 |  | Combustion Turbine |  |  | New York |  | Westchester |  |  | 2.5 |  | 2020 | [33 empty] | Regeneron Pharmaceuticals Inc. | 100 | Regeneron Pharmaceuticals Inc. | 100 | Non-regulated | Dropped - Plant is identified as onsite because it is a net buyer of electricity in 2021
Regeneron Pharmaceuticals Inc. | 62423_G_785G1 | 62423 | G | 785G1 |  | Combustion Turbine |  |  | New York |  | Westchester |  |  | 1 |  | 2015 | [33 empty] | Regeneron Pharmaceuticals Inc. | 100 | Regeneron Pharmaceuticals Inc. | 100 | Non-regulated | Dropped - Plant is identified as onsite because it is a net buyer of electricity in 2021
Regeneron Pharmaceuticals Inc. | 62423_G_795G1 | 62423 | G | 795G1 |  | Combustion Turbine |  |  | New York |  | Westchester |  |  | 2 |  | 2015 | [33 empty] | Regeneron Pharmaceuticals Inc. | 100 | Regeneron Pharmaceuticals Inc. | 100 | Non-regulated | Dropped - Plant is identified as onsite because it is a net buyer of electricity in 2021
Regeneron Pharmaceuticals Inc. | 62423_G_795G2 | 62423 | G | 795G2 |  | Combustion Turbine |  |  | New York |  | Westchester |  |  | 2 |  | 2015 | [33 empty] | Regeneron Pharmaceuticals Inc. | 100 | Regeneron Pharmaceuticals Inc. | 100 | Non-regulated | Dropped - Plant is identified as onsite because it is a net buyer of electricity in 2021
Heller 400M | 62438_G_A | 62438 | G | A |  | Solar PV |  |  | New Jersey |  | Middlesex |  |  | 0.8 |  | 2013 | 2028 | [32 empty] | Marina Energy LLC | 100 | Marina Energy LLC | 100 | Non-regulated | Dropped - Retired/Planned Retirement by 06/2028
Heller 400M | 62438_G_B | 62438 | G | B |  | Solar PV |  |  | New Jersey |  | Middlesex |  |  | 0.2 |  | 2013 | 2028 | [32 empty] | Marina Energy LLC | 100 | Marina Energy LLC | 100 | Non-regulated | Dropped - Retired/Planned Retirement by 06/2028
Heller 400M | 62438_G_C | 62438 | G | C |  | Solar PV |  |  | New Jersey |  | Middlesex |  |  | 0.2 |  | 2013 | 2028 | [32 empty] | Marina Energy LLC | 100 | Marina Energy LLC | 100 | Non-regulated | Dropped - Retired/Planned Retirement by 06/2028
JLL-One Rockwood Road | 62446_G_EGEN1 | 62446 | G | EGEN1 |  | Combustion Turbine |  |  | New York |  | Westchester |  |  | 1.5 |  | 2003 | [33 empty] | JLL-One Rockwood Road | 100 | JLL-One Rockwood Road | 100 | Non-regulated | Dropped - Plant is identified as onsite because it is a net buyer of electricity in 2021
JLL-One Rockwood Road | 62446_G_EGEN2 | 62446 | G | EGEN2 |  | Combustion Turbine |  |  | New York |  | Westchester |  |  | 1.5 |  | 2003 | [33 empty] | JLL-One Rockwood Road | 100 | JLL-One Rockwood Road | 100 | Non-regulated | Dropped - Plant is identified as onsite because it is a net buyer of electricity in 2021
Mount Sinai South Nassau Hospital | 62447_G_3 | 62447 | G | 3 |  | Combustion Turbine |  |  | New York |  | Nassau |  |  | 1 |  | 2005 | [33 empty] | Mount Sinai South Nassau Hospital | 100 | Mount Sinai South Nassau Hospital | 100 | Non-regulated | Dropped - Plant is identified as onsite because it is a net buyer of electricity in 2021
Mount Sinai South Nassau Hospital | 62447_G_4 | 62447 | G | 4 |  | Combustion Turbine |  |  | New York |  | Nassau |  |  | 1 |  | 2020 | [33 empty] | Mount Sinai South Nassau Hospital | 100 | Mount Sinai South Nassau Hospital | 100 | Non-regulated | Dropped - Plant is identified as onsite because it is a net buyer of electricity in 2021
Kimberly Clark Mobile - CHP Plant | 62449_G_GT100 | 62449 | G | GT100 |  | Combustion Turbine |  |  | Alabama |  | Mobile |  |  | 21.8 |  | 2019 | [33 empty] | Kimberly Clark - Mobile Alabama | 100 | Kimberly Clark - Mobile Alabama | 100 | Non-regulated | Dropped - Plant is identified as onsite because it is a net buyer of electricity in 2021
Kimberly Clark Mobile - CHP Plant | 62449_G_GT200 | 62449 | G | GT200 |  | Combustion Turbine |  |  | Alabama |  | Mobile |  |  | 21.8 |  | 2019 | [33 empty] | Kimberly Clark - Mobile Alabama | 100 | Kimberly Clark - Mobile Alabama | 100 | Non-regulated | Dropped - Plant is identified as onsite because it is a net buyer of electricity in 2021
St. Johns Episcopal Hospital | 62450_G_CT205 | 62450 | G | CT205 |  | Combustion Turbine |  |  | New York |  | Queens |  |  | 0.2 |  | 2010 | [33 empty] | St. Johns Episcopal Hospital | 100 | St. Johns Episcopal Hospital | 100 | Non-regulated | Dropped - Plant is identified as onsite because it is a net buyer of electricity in 2021
St. Johns Episcopal Hospital | 62450_G_F1040 | 62450 | G | F1040 |  | Combustion Turbine |  |  | New York |  | Queens |  |  | 1 |  | 1995 | [33 empty] | St. Johns Episcopal Hospital | 100 | St. Johns Episcopal Hospital | 100 | Non-regulated | Dropped - Plant is identified as onsite because it is a net buyer of electricity in 2021
St. Joseph Hospital | 62452_G_CT250 | 62452 | G | CT250 |  | Combustion Turbine |  |  | New York |  | Westchester |  |  | 0.3 |  | 1960 | [33 empty] | St. Joseph Hospital (NY) | 100 | St. Joseph Hospital (NY) | 100 | Non-regulated | Dropped - Plant is identified as onsite because it is a net buyer of electricity in 2021
St. Joseph Hospital | 62452_G_CT750 | 62452 | G | CT750 |  | Combustion Turbine |  |  | New York |  | Westchester |  |  | 0.8 |  | 1978 | [33 empty] | St. Joseph Hospital (NY) | 100 | St. Joseph Hospital (NY) | 100 | Non-regulated | Dropped - Plant is identified as onsite because it is a net buyer of electricity in 2021
Mt.Sinai-St.Lukes Roosevelt Hosp. Center | 62453_G_CT250 | 62453 | G | CT250 |  | Combustion Turbine |  |  | New York |  | Westchester |  |  | 0.3 |  | 1960 | [33 empty] | Mt. Sinai- Morningside | 100 | Mt. Sinai- Morningside | 100 | Non-regulated | Dropped - Plant is identified as onsite because it is a net buyer of electricity in 2021
Mt.Sinai-St.Lukes Roosevelt Hosp. Center | 62453_G_CT750 | 62453 | G | CT750 |  | Combustion Turbine |  |  | New York |  | Westchester |  |  | 0.8 |  | 1978 | [33 empty] | Mt. Sinai- Morningside | 100 | Mt. Sinai- Morningside | 100 | Non-regulated | Dropped - Plant is identified as onsite because it is a net buyer of electricity in 2021
Mt.Sinai-St.Lukes Roosevelt Hosp. Center | 62453_G_EG1 | 62453 | G | EG1 |  | Combustion Turbine |  |  | New York |  | Westchester |  |  | 0.3 |  | 1995 | [33 empty] | Mt. Sinai- Morningside | 100 | Mt. Sinai- Morningside | 100 | Non-regulated | Dropped - Plant is identified as onsite because it is a net buyer of electricity in 2021
Mt.Sinai-St.Lukes Roosevelt Hosp. Center | 62453_G_EG2 | 62453 | G | EG2 |  | Combustion Turbine |  |  | New York |  | Westchester |  |  | 0.3 |  | 2010 | [33 empty] | Mt. Sinai- Morningside | 100 | Mt. Sinai- Morningside | 100 | Non-regulated | Dropped - Plant is identified as onsite because it is a net buyer of electricity in 2021
Mt.Sinai-St.Lukes Roosevelt Hosp. Center | 62453_G_EG3 | 62453 | G | EG3 |  | Combustion Turbine |  |  | New York |  | Westchester |  |  | 2.5 |  | 2015 | [33 empty] | Mt. Sinai- Morningside | 100 | Mt. Sinai- Morningside | 100 | Non-regulated | Dropped - Plant is identified as onsite because it is a net buyer of electricity in 2021
Mt.Sinai-St.Lukes Roosevelt Hosp. Center | 62453_G_EG4 | 62453 | G | EG4 |  | Combustion Turbine |  |  | New York |  | Westchester |  |  | 2.5 |  | 2015 | [33 empty] | Mt. Sinai- Morningside | 100 | Mt. Sinai- Morningside | 100 | Non-regulated | Dropped - Plant is identified as onsite because it is a net buyer of electricity in 2021
Montefiore Mount Vernon Hospital | 62589_G_CONP7 | 62589 | G | CONP7 |  | Combustion Turbine |  |  | New York |  | Westchester |  |  | 0.4 |  | 1976 | [33 empty] | Montefiore Mount Vernon Hospital | 100 | Montefiore Mount Vernon Hospital | 100 | Non-regulated | Dropped - Plant is identified as onsite because it is a net buyer of electricity in 2021
Montefiore Mount Vernon Hospital | 62589_G_DETR4 | 62589 | G | DETR4 |  | Combustion Turbine |  |  | New York |  | Westchester |  |  | 0.7 |  | 1976 | [33 empty] | Montefiore Mount Vernon Hospital | 100 | Montefiore Mount Vernon Hospital | 100 | Non-regulated | Dropped - Plant is identified as onsite because it is a net buyer of electricity in 2021
Rockland Bakery Inc. | 62619_G_CAT1 | 62619 | G | CAT1 |  | Combustion Turbine |  |  | New York |  | Rockland |  |  | 0.3 |  | 1996 | [33 empty] | Rockland Bakery Inc. | 100 | Rockland Bakery Inc. | 100 | Non-regulated | Dropped - Plant is identified as onsite because it is a net buyer of electricity in 2021
Rockland Bakery Inc. | 62619_G_CAT2 | 62619 | G | CAT2 |  | Combustion Turbine |  |  | New York |  | Rockland |  |  | 0.3 |  | 1996 | [33 empty] | Rockland Bakery Inc. | 100 | Rockland Bakery Inc. | 100 | Non-regulated | Dropped - Plant is identified as onsite because it is a net buyer of electricity in 2021
Rockland Bakery Inc. | 62619_G_CAT3 | 62619 | G | CAT3 |  | Combustion Turbine |  |  | New York |  | Rockland |  |  | 0.3 |  | 1996 | [33 empty] | Rockland Bakery Inc. | 100 | Rockland Bakery Inc. | 100 | Non-regulated | Dropped - Plant is identified as onsite because it is a net buyer of electricity in 2021
Rockland Bakery Inc. | 62619_G_CATE4 | 62619 | G | CATE4 |  | Combustion Turbine |  |  | New York |  | Rockland |  |  | 0.7 |  | 1996 | [33 empty] | Rockland Bakery Inc. | 100 | Rockland Bakery Inc. | 100 | Non-regulated | Dropped - Plant is identified as onsite because it is a net buyer of electricity in 2021
Overlook Medical Center | 62622_G_CHPS3 | 62622 | G | CHPS3 |  | Combustion Turbine |  |  | New Jersey |  | Union |  |  | 2 |  | 2012 | [33 empty] | Overlook Medical Center | 100 | Overlook Medical Center | 100 | Non-regulated | Dropped - Plant is identified as onsite because it is a net buyer of electricity in 2021
Epic Verona | 62676_G_G101 | 62676 | G | G101 |  | Combustion Turbine |  |  | Wisconsin |  | Dane |  |  | 2.3 |  | 2013 | [33 empty] | Epic Hosting, LLC | 100 | Epic Hosting, LLC | 100 | Non-regulated | Dropped - Plant is identified as onsite because it is a net buyer of electricity in 2021
Epic Verona | 62676_G_G102 | 62676 | G | G102 |  | Combustion Turbine |  |  | Wisconsin |  | Dane |  |  | 2.3 |  | 2013 | [33 empty] | Epic Hosting, LLC | 100 | Epic Hosting, LLC | 100 | Non-regulated | Dropped - Plant is identified as onsite because it is a net buyer of electricity in 2021
Epic Verona | 62676_G_G103 | 62676 | G | G103 |  | Combustion Turbine |  |  | Wisconsin |  | Dane |  |  | 2.3 |  | 2013 | [33 empty] | Epic Hosting, LLC | 100 | Epic Hosting, LLC | 100 | Non-regulated | Dropped - Plant is identified as onsite because it is a net buyer of electricity in 2021
Epic Verona | 62676_G_G104 | 62676 | G | G104 |  | Combustion Turbine |  |  | Wisconsin |  | Dane |  |  | 2.3 |  | 2013 | [33 empty] | Epic Hosting, LLC | 100 | Epic Hosting, LLC | 100 | Non-regulated | Dropped - Plant is identified as onsite because it is a net buyer of electricity in 2021
Epic Verona | 62676_G_G105 | 62676 | G | G105 |  | Combustion Turbine |  |  | Wisconsin |  | Dane |  |  | 2.3 |  | 2013 | [33 empty] | Epic Hosting, LLC | 100 | Epic Hosting, LLC | 100 | Non-regulated | Dropped - Plant is identified as onsite because it is a net buyer of electricity in 2021
Epic Verona | 62676_G_G202 | 62676 | G | G202 |  | Combustion Turbine |  |  | Wisconsin |  | Dane |  |  | 2.3 |  | 2013 | [33 empty] | Epic Hosting, LLC | 100 | Epic Hosting, LLC | 100 | Non-regulated | Dropped - Plant is identified as onsite because it is a net buyer of electricity in 2021
Epic Verona | 62676_G_G203 | 62676 | G | G203 |  | Combustion Turbine |  |  | Wisconsin |  | Dane |  |  | 2.3 |  | 2013 | [33 empty] | Epic Hosting, LLC | 100 | Epic Hosting, LLC | 100 | Non-regulated | Dropped - Plant is identified as onsite because it is a net buyer of electricity in 2021
Epic Verona | 62676_G_G204 | 62676 | G | G204 |  | Combustion Turbine |  |  | Wisconsin |  | Dane |  |  | 2.3 |  | 2013 | [33 empty] | Epic Hosting, LLC | 100 | Epic Hosting, LLC | 100 | Non-regulated | Dropped - Plant is identified as onsite because it is a net buyer of electricity in 2021
Epic Verona | 62676_G_G205 | 62676 | G | G205 |  | Combustion Turbine |  |  | Wisconsin |  | Dane |  |  | 2.3 |  | 2013 | [33 empty] | Epic Hosting, LLC | 100 | Epic Hosting, LLC | 100 | Non-regulated | Dropped - Plant is identified as onsite because it is a net buyer of electricity in 2021
Epic Verona | 62676_G_G206 | 62676 | G | G206 |  | Combustion Turbine |  |  | Wisconsin |  | Dane |  |  | 2.3 |  | 2013 | [33 empty] | Epic Hosting, LLC | 100 | Epic Hosting, LLC | 100 | Non-regulated | Dropped - Plant is identified as onsite because it is a net buyer of electricity in 2021
Epic Verona | 62676_G_G207 | 62676 | G | G207 |  | Combustion Turbine |  |  | Wisconsin |  | Dane |  |  | 2.3 |  | 2013 | [33 empty] | Epic Hosting, LLC | 100 | Epic Hosting, LLC | 100 | Non-regulated | Dropped - Plant is identified as onsite because it is a net buyer of electricity in 2021
Epic Verona | 62676_G_G208 | 62676 | G | G208 |  | Combustion Turbine |  |  | Wisconsin |  | Dane |  |  | 2.3 |  | 2013 | [33 empty] | Epic Hosting, LLC | 100 | Epic Hosting, LLC | 100 | Non-regulated | Dropped - Plant is identified as onsite because it is a net buyer of electricity in 2021
Epic Verona | 62676_G_G209 | 62676 | G | G209 |  | Combustion Turbine |  |  | Wisconsin |  | Dane |  |  | 2.3 |  | 2013 | [33 empty] | Epic Hosting, LLC | 100 | Epic Hosting, LLC | 100 | Non-regulated | Dropped - Plant is identified as onsite because it is a net buyer of electricity in 2021
Epic Verona | 62676_G_G210 | 62676 | G | G210 |  | Combustion Turbine |  |  | Wisconsin |  | Dane |  |  | 2.3 |  | 2013 | [33 empty] | Epic Hosting, LLC | 100 | Epic Hosting, LLC | 100 | Non-regulated | Dropped - Plant is identified as onsite because it is a net buyer of electricity in 2021
Epic Verona | 62676_G_G211 | 62676 | G | G211 |  | Combustion Turbine |  |  | Wisconsin |  | Dane |  |  | 2.3 |  | 2013 | [33 empty] | Epic Hosting, LLC | 100 | Epic Hosting, LLC | 100 | Non-regulated | Dropped - Plant is identified as onsite because it is a net buyer of electricity in 2021
Epic Verona | 62676_G_G301 | 62676 | G | G301 |  | Combustion Turbine |  |  | Wisconsin |  | Dane |  |  | 2.3 |  | 2009 | [33 empty] | Epic Hosting, LLC | 100 | Epic Hosting, LLC | 100 | Non-regulated | Dropped - Plant is identified as onsite because it is a net buyer of electricity in 2021
Epic Verona | 62676_G_G302 | 62676 | G | G302 |  | Combustion Turbine |  |  | Wisconsin |  | Dane |  |  | 2.3 |  | 2009 | [33 empty] | Epic Hosting, LLC | 100 | Epic Hosting, LLC | 100 | Non-regulated | Dropped - Plant is identified as onsite because it is a net buyer of electricity in 2021
Epic Verona | 62676_G_G303 | 62676 | G | G303 |  | Combustion Turbine |  |  | Wisconsin |  | Dane |  |  | 2.3 |  | 2009 | [33 empty] | Epic Hosting, LLC | 100 | Epic Hosting, LLC | 100 | Non-regulated | Dropped - Plant is identified as onsite because it is a net buyer of electricity in 2021
Epic Verona | 62676_G_PV | 62676 | G | PV |  | Solar PV |  |  | Wisconsin |  | Dane |  |  | 1.8 |  | 2011 | [33 empty] | Epic Hosting, LLC | 100 | Epic Hosting, LLC | 100 | Non-regulated | Dropped - Plant is identified as onsite because it is a net buyer of electricity in 2021
IKEA Canton Rooftop PV System | 62677_G_26A | 62677 | G | 26A |  | Solar PV |  |  | Michigan |  | Wayne |  |  | 0.8 |  | 2015 | [33 empty] | IKEA Property Inc | 100 | IKEA Property Inc | 100 | Non-regulated | Dropped - Plant is identified as onsite because it is a net buyer of electricity in 2021
IKEA Canton Rooftop PV System | 62677_G_26B | 62677 | G | 26B |  | Solar PV |  |  | Michigan |  | Wayne |  |  | 0.2 |  | 2016 | [33 empty] | IKEA Property Inc | 100 | IKEA Property Inc | 100 | Non-regulated | Dropped - Plant is identified as onsite because it is a net buyer of electricity in 2021
Eyak Service Center BESS | 62714_G_BESS1 | 62714 | G | BESS1 |  | Energy Storage |  |  | Alaska |  | Valdez Cordova |  |  | 1 |  | 2019 | [33 empty] | Cordova Electric Coop, Inc | 100 | Cordova Electric Coop, Inc | 100 | Regulated | Dropped - in Alaska or in Hawaii or Puerto Rico
Harbec Energy | 62736_G_250KW | 62736 | G | 250KW |  | Onshore Wind |  |  | New York |  | Wayne |  |  | 0.3 |  | 2001 | [33 empty] | Harbec Energy | 100 | Harbec Energy | 100 | Non-regulated | Dropped - Plant is identified as onsite because it is a net buyer of electricity in 2021
Harbec Energy | 62736_G_850KW | 62736 | G | 850KW |  | Onshore Wind |  |  | New York |  | Wayne |  |  | 0.9 |  | 2011 | [33 empty] | Harbec Energy | 100 | Harbec Energy | 100 | Non-regulated | Dropped - Plant is identified as onsite because it is a net buyer of electricity in 2021
Harbec Energy | 62736_G_CPH | 62736 | G | CPH |  | Combustion Turbine |  |  | New York |  | Wayne |  |  | 0.5 |  | 2015 | [33 empty] | Harbec Energy | 100 | Harbec Energy | 100 | Non-regulated | Dropped - Plant is identified as onsite because it is a net buyer of electricity in 2021
Mount Joy Wire | 62741_G_CHP | 62741 | G | CHP |  | Combustion Turbine |  |  | Pennsylvania |  | Lancaster |  |  | 1.1 |  | 2011 | [33 empty] | Mount Joy Wire Corp | 100 | Mount Joy Wire Corp | 100 | Non-regulated | Dropped - Plant is identified as onsite because it is a net buyer of electricity in 2021
Acushnet Ball Plant 2 | 62835_G_ESS-1 | 62835 | G | ESS-1 |  | Energy Storage |  |  | Massachusetts |  | Bristol |  |  | 1 |  | 2019 | [33 empty] | Acushnet Company | 100 | Acushnet Company | 100 | Non-regulated | Dropped - Plant is identified as onsite because it is a net buyer of electricity in 2021
Acushnet Ball Plant 2 | 62835_G_ESS-2 | 62835 | G | ESS-2 |  | Energy Storage |  |  | Massachusetts |  | Bristol |  |  | 0.5 |  | 2019 | [33 empty] | Acushnet Company | 100 | Acushnet Company | 100 | Non-regulated | Dropped - Plant is identified as onsite because it is a net buyer of electricity in 2021
Phoenix Contact - CCHP Plant | 62901_G_CCHP | 62901 | G | CCHP |  | Combustion Turbine |  |  | Pennsylvania |  | Dauphin |  |  | 1 |  | 2014 | [33 empty] | Phoenix Contact Services, Inc | 100 | Phoenix Contact Services, Inc | 100 | Non-regulated | Dropped - Plant is identified as onsite because it is a net buyer of electricity in 2021
Kings Plaza Total Energy Plant (TEP) | 63236_G_DG2 | 63236 | G | DG2 |  | Combustion Turbine |  |  | New York |  | Kings |  |  | 3.2 |  | 2007 | [33 empty] | Macerich | 100 | Macerich | 100 | Non-regulated | Dropped - Plant is identified as onsite because it is a net buyer of electricity in 2021
Kings Plaza Total Energy Plant (TEP) | 63236_G_DG3 | 63236 | G | DG3 |  | Combustion Turbine |  |  | New York |  | Kings |  |  | 3.2 |  | 2007 | [33 empty] | Macerich | 100 | Macerich | 100 | Non-regulated | Dropped - Plant is identified as onsite because it is a net buyer of electricity in 2021
Kings Plaza Total Energy Plant (TEP) | 63236_G_DG4 | 63236 | G | DG4 |  | Combustion Turbine |  |  | New York |  | Kings |  |  | 3.2 |  | 2007 | [33 empty] | Macerich | 100 | Macerich | 100 | Non-regulated | Dropped - Plant is identified as onsite because it is a net buyer of electricity in 2021
Kings Plaza Total Energy Plant (TEP) | 63236_G_DG5 | 63236 | G | DG5 |  | Combustion Turbine |  |  | New York |  | Kings |  |  | 3.2 |  | 2007 | [33 empty] | Macerich | 100 | Macerich | 100 | Non-regulated | Dropped - Plant is identified as onsite because it is a net buyer of electricity in 2021
Short Hills Mall | 63257_G_SHM | 63257 | G | SHM |  | Solar PV |  |  | New Jersey |  | Essex |  |  | 3.5 |  | 2018 | [33 empty] | Taubman | 100 | Taubman | 100 | Non-regulated | Dropped - Plant is identified as onsite because it is a net buyer of electricity in 2021
AES Kekaha Solar, LLC Hybrid | 63280_G_BESS | 63280 | G | BESS |  | Energy Storage |  |  | Hawaii |  | Kauai |  |  | 14 |  | 2021 | [33 empty] | AES Distributed Energy | 100 | AES Distributed Energy | 100 | Non-regulated | Dropped - in Alaska or in Hawaii or Puerto Rico
AES Kekaha Solar, LLC Hybrid | 63280_G_KEKAH | 63280 | G | KEKAH |  | Solar PV |  |  | Hawaii |  | Kauai |  |  | 14 |  | 2019 | [33 empty] | AES Distributed Energy | 100 | AES Distributed Energy | 100 | Non-regulated | Dropped - in Alaska or in Hawaii or Puerto Rico
Valero Wilmington Cogeneration Plant | 63285_G_79G1 | 63285 | G | 79G1 |  | Combustion Turbine |  |  | California |  | Los Angeles |  |  | 32.2 |  | 2017 | [33 empty] | Valero Wilmington | 100 | Valero Wilmington | 100 | Non-regulated | Dropped - Plant is identified as onsite because it is a net buyer of electricity in 2021
Parking Lot Array | 63294_G_LOTPV | 63294 | G | LOTPV |  | Solar PV |  |  | Ohio |  | Hamilton |  |  | 1.3 |  | 2011 | [33 empty] | Cincinnati Zoo & Botanical Garden | 100 | Cincinnati Zoo & Botanical Garden | 100 | Non-regulated | Dropped - Plant is identified as onsite because it is a net buyer of electricity in 2021
AOC, Capitol Power Plant | 63347_G_CTG1 | 63347 | G | CTG1 |  | Combustion Turbine |  |  | District of Columbia |  | District of Columbia |  |  | 7.5 |  | 2018 | [33 empty] | Architect of the Capitol, Capitol Power Plant | 100 | Architect of the Capitol, Capitol Power Plant | 100 | Non-regulated | Dropped - Plant is identified as onsite because it is a net buyer of electricity in 2021
Montclair State University Cogen | 63501_G_CTG-1 | 63501 | G | CTG-1 |  | Combustion Turbine |  |  | New Jersey |  | Passaic |  |  | 5.4 |  | 2013 | [33 empty] | Cartier Energy, LLC | 100 | Cartier Energy, LLC | 100 | Non-regulated | Dropped - Plant is identified as onsite because it is a net buyer of electricity in 2021
Montclair State University Cogen | 63501_G_ENG-1 | 63501 | G | ENG-1 |  | Combustion Turbine |  |  | New Jersey |  | Passaic |  |  | 2.7 |  | 2018 | [33 empty] | Cartier Energy, LLC | 100 | Cartier Energy, LLC | 100 | Non-regulated | Dropped - Plant is identified as onsite because it is a net buyer of electricity in 2021
Montclair State University Cogen | 63501_G_ENG-2 | 63501 | G | ENG-2 |  | Combustion Turbine |  |  | New Jersey |  | Passaic |  |  | 2.7 |  | 2018 | [33 empty] | Cartier Energy, LLC | 100 | Cartier Energy, LLC | 100 | Non-regulated | Dropped - Plant is identified as onsite because it is a net buyer of electricity in 2021
Tate & Lyle Loudon Plant | 63632_G_Y9111 | 63632 | G | Y9111 |  | Combustion Turbine |  |  | Tennessee |  | Loudon |  |  | 26 |  | 2016 | [33 empty] | PRIMIENT, LLC | 100 | PRIMIENT, LLC | 100 | Non-regulated | Dropped - Plant is identified as onsite because it is a net buyer of electricity in 2021
Tate & Lyle Loudon Plant | 63632_G_Y9121 | 63632 | G | Y9121 |  | Combustion Turbine |  |  | Tennessee |  | Loudon |  |  | 26 |  | 2016 | [33 empty] | PRIMIENT, LLC | 100 | PRIMIENT, LLC | 100 | Non-regulated | Dropped - Plant is identified as onsite because it is a net buyer of electricity in 2021
Norwalk Hospital Plant | 63673_G_EU-12 | 63673 | G | EU-12 |  | Combustion Turbine |  |  | Connecticut |  | Fairfield |  |  | 2.5 |  | 2015 | [33 empty] | Norwalk Hospital | 100 | Norwalk Hospital | 100 | Non-regulated | Dropped - Plant is identified as onsite because it is a net buyer of electricity in 2021
Kroger La Habra | 63758_G_KROLH | 63758 | G | KROLH |  | Solar PV |  |  | California |  | Orange |  |  | 1.2 |  | 2020 | [33 empty] | Ralph's Grocery Company | 100 | Ralph's Grocery Company | 100 | Non-regulated | Dropped - Plant is identified as onsite because it is a net buyer of electricity in 2021
POET Biorefining - Jewell | 63826_G_1 | 63826 | G | 1 |  | O/G Steam |  |  | Iowa |  | Hamilton |  |  | 0.9 |  | 2019 | [33 empty] | POET Biorefining - Jewell | 100 | POET Biorefining - Jewell | 100 | Non-regulated | Dropped - Plant is identified as onsite because it is a net buyer of electricity in 2021
POET Biorefining - Marion, LLC | 63829_G_1 | 63829 | G | 1 |  | O/G Steam |  |  | Ohio |  | Marion |  |  | 3.9 |  | 2017 | [33 empty] | POET Biorefining - Marion, LLC | 100 | POET Biorefining - Marion, LLC | 100 | Non-regulated | Dropped - Plant is identified as onsite because it is a net buyer of electricity in 2021
POET Biorefining - Marion, LLC | 63829_G_2 | 63829 | G | 2 |  | O/G Steam |  |  | Ohio |  | Marion |  |  | 3.9 |  | 2017 | [33 empty] | POET Biorefining - Marion, LLC | 100 | POET Biorefining - Marion, LLC | 100 | Non-regulated | Dropped - Plant is identified as onsite because it is a net buyer of electricity in 2021
POET Biorefining Caro, LLC | 63831_G_1 | 63831 | G | 1 |  | Energy Storage |  |  | Michigan |  | Tuscola |  |  | 3.8 |  | 2018 | [33 empty] | POET Biorefining Caro, LLC | 100 | POET Biorefining Caro, LLC | 100 | Non-regulated | Dropped - Plant is identified as onsite because it is a net buyer of electricity in 2021
POET Biorefining-Hanlontown, LLC | 63832_G_1 | 63832 | G | 1 |  | O/G Steam |  |  | Iowa |  | Worth |  |  | 4 |  | 2019 | [33 empty] | POET Biorefining-Hanlontown, LLC | 100 | POET Biorefining-Hanlontown, LLC | 100 | Non-regulated | Dropped - Plant is identified as onsite because it is a net buyer of electricity in 2021
POET Biorefining - North Manchester, LLC | 63852_G_K745 | 63852 | G | K745 |  | O/G Steam |  |  | Indiana |  | Wabash |  |  | 3.9 |  | 2017 | [33 empty] | POET Biorefining - North Manchester, LLC | 100 | POET Biorefining - North Manchester, LLC | 100 | Non-regulated | Dropped - Plant is identified as onsite because it is a net buyer of electricity in 2021
POET Biorefining - Chancellor | 63853_G_1 | 63853 | G | 1 |  | Biomass |  |  | South Dakota |  | Turner |  |  | 5.4 |  | 2018 | [33 empty] | POET Biorefining- Chancellor | 100 | POET Biorefining- Chancellor | 100 | Non-regulated | Dropped - Plant is identified as onsite because it is a net buyer of electricity in 2021
POET Biorefining - Hudson | 63918_G_1 | 63918 | G | 1 |  | O/G Steam |  |  | South Dakota |  | Lincoln |  |  | 3.6 |  | 2019 | [33 empty] | POET Biorefining - Hudson | 100 | POET Biorefining - Hudson | 100 | Non-regulated | Dropped - Plant is identified as onsite because it is a net buyer of electricity in 2021
POET Biorefining LLC - Corning | 63919_G_1 | 63919 | G | 1 |  | O/G Steam |  |  | Iowa |  | Adams |  |  | 5 |  | 2018 | [33 empty] | POET Biorefining LLC - Corning | 100 | POET Biorefining LLC - Corning | 100 | Non-regulated | Dropped - Plant is identified as onsite because it is a net buyer of electricity in 2021
POET Biorefining - Fostoria | 63920_G_1 | 63920 | G | 1 |  | O/G Steam |  |  | Ohio |  | Seneca |  |  | 3.5 |  | 2017 | [33 empty] | Fostoria Ethanol | 100 | Fostoria Ethanol | 100 | Non-regulated | Dropped - Plant is identified as onsite because it is a net buyer of electricity in 2021
POET Biorefining - Portland | 63922_G_G-745 | 63922 | G | G-745 |  | O/G Steam |  |  | Indiana |  | Jay |  |  | 3.5 |  | 2017 | [33 empty] | POET Biorefining - Portland | 100 | POET Biorefining - Portland | 100 | Non-regulated | Dropped - Plant is identified as onsite because it is a net buyer of electricity in 2021
POET Biorefining - Gowrie | 63923_G_1 | 63923 | G | 1 |  | O/G Steam |  |  | Iowa |  | Webster |  |  | 5 |  | 2018 | [33 empty] | POET Biorefining - Gowrie | 100 | POET Biorefining - Gowrie | 100 | Non-regulated | Dropped - Plant is identified as onsite because it is a net buyer of electricity in 2021
POET Biorefining- Alexandria, LLC | 63924_G_1 | 63924 | G | 1 |  | O/G Steam |  |  | Indiana |  | Madison |  |  | 3.6 |  | 2008 | [33 empty] | POET Biorefining - Alexandria, LLC. | 100 | POET Biorefining - Alexandria, LLC. | 100 | Non-regulated | Dropped - Plant is identified as onsite because it is a net buyer of electricity in 2021
POET Biorefining - Leipsic, LLC | 63927_G_1 | 63927 | G | 1 |  | O/G Steam |  |  | Ohio |  | Putnam |  |  | 3.5 |  | 2017 | [33 empty] | POET Biorefining - Leipsic, LLC | 100 | POET Biorefining - Leipsic, LLC | 100 | Non-regulated | Dropped - Plant is identified as onsite because it is a net buyer of electricity in 2021
Waipio Peninsula | 64190_G_82803 | 64190 | G | 82803 |  | Solar PV |  |  | Hawaii |  | Honolulu |  |  | 10.2 |  | 2015 | [33 empty] | Pacific Energy Solutions, LLC | 100 | Pacific Energy Solutions, LLC | 100 | Non-regulated | Dropped - in Alaska or in Hawaii or Puerto Rico
Signature Breads Chelsea | 64378_G_EG1 | 64378 | G | EG1 |  | Combustion Turbine |  |  | Massachusetts |  | Suffolk |  |  | 1.5 |  | 2019 | [33 empty] | JDC 65R Owner, LLC | 100 | JDC 65R Owner, LLC | 100 | Non-regulated | Dropped - Plant is identified as onsite because it is a net buyer of electricity in 2021
IXYS - Beverly | 64382_G_EG1 | 64382 | G | EG1 |  | Combustion Turbine |  |  | Massachusetts |  | Essex |  |  | 0.6 |  | 1997 | [33 empty] | IXYS Integrated Circuits Division, LLC | 100 | IXYS Integrated Circuits Division, LLC | 100 | Non-regulated | Dropped - Plant is identified as onsite because it is a net buyer of electricity in 2021
IXYS - Beverly | 64382_G_NG1 | 64382 | G | NG1 |  | Combustion Turbine |  |  | Massachusetts |  | Essex |  |  | 0.7 |  | 2019 | [33 empty] | IXYS Integrated Circuits Division, LLC | 100 | IXYS Integrated Circuits Division, LLC | 100 | Non-regulated | Dropped - Plant is identified as onsite because it is a net buyer of electricity in 2021
IXYS - Beverly | 64382_G_NG2 | 64382 | G | NG2 |  | Combustion Turbine |  |  | Massachusetts |  | Essex |  |  | 0.7 |  | 2019 | [33 empty] | IXYS Integrated Circuits Division, LLC | 100 | IXYS Integrated Circuits Division, LLC | 100 | Non-regulated | Dropped - Plant is identified as onsite because it is a net buyer of electricity in 2021
IXYS - Beverly | 64382_G_NG3 | 64382 | G | NG3 |  | Combustion Turbine |  |  | Massachusetts |  | Essex |  |  | 0.7 |  | 2019 | [33 empty] | IXYS Integrated Circuits Division, LLC | 100 | IXYS Integrated Circuits Division, LLC | 100 | Non-regulated | Dropped - Plant is identified as onsite because it is a net buyer of electricity in 2021
BYU - Hawaii | 64400_G_BYESS | 64400 | G | BYESS |  | Energy Storage |  |  | Hawaii |  | Honolulu |  |  | 1.9 |  | 2021 | [33 empty] | SkyHigh 2 Solar | 100 | SkyHigh 2 Solar | 100 | Non-regulated | Dropped - in Alaska or in Hawaii or Puerto Rico
BYU - Hawaii | 64400_G_BYUHI | 64400 | G | BYUHI |  | Solar PV |  |  | Hawaii |  | Honolulu |  |  | 3.1 |  | 2021 | [33 empty] | SkyHigh 2 Solar | 100 | SkyHigh 2 Solar | 100 | Non-regulated | Dropped - in Alaska or in Hawaii or Puerto Rico
Stamford Health | 64515_G_1 | 64515 | G | 1 |  | Combustion Turbine |  |  | Connecticut |  | Fairfield |  |  | 0.4 |  | 2001 | [33 empty] | Stamford Health Systems, Inc. | 100 | Stamford Health Systems, Inc. | 100 | Non-regulated | Dropped - Plant is identified as onsite because it is a net buyer of electricity in 2021
Stamford Health | 64515_G_13 | 64515 | G | 13 |  | Combustion Turbine |  |  | Connecticut |  | Fairfield |  |  | 0.5 |  | 2007 | [33 empty] | Stamford Health Systems, Inc. | 100 | Stamford Health Systems, Inc. | 100 | Non-regulated | Dropped - Plant is identified as onsite because it is a net buyer of electricity in 2021
Stamford Health | 64515_G_14 | 64515 | G | 14 |  | Combustion Turbine |  |  | Connecticut |  | Fairfield |  |  | 0.5 |  | 1984 | [33 empty] | Stamford Health Systems, Inc. | 100 | Stamford Health Systems, Inc. | 100 | Non-regulated | Dropped - Plant is identified as onsite because it is a net buyer of electricity in 2021
Stamford Health | 64515_G_15 | 64515 | G | 15 |  | Combustion Turbine |  |  | Connecticut |  | Fairfield |  |  | 2.5 |  | 2014 | [33 empty] | Stamford Health Systems, Inc. | 100 | Stamford Health Systems, Inc. | 100 | Non-regulated | Dropped - Plant is identified as onsite because it is a net buyer of electricity in 2021
Stamford Health | 64515_G_16 | 64515 | G | 16 |  | Combustion Turbine |  |  | Connecticut |  | Fairfield |  |  | 2.5 |  | 2014 | [33 empty] | Stamford Health Systems, Inc. | 100 | Stamford Health Systems, Inc. | 100 | Non-regulated | Dropped - Plant is identified as onsite because it is a net buyer of electricity in 2021
Stamford Health | 64515_G_4 | 64515 | G | 4 |  | Combustion Turbine |  |  | Connecticut |  | Fairfield |  |  | 0.8 |  | 2001 | [33 empty] | Stamford Health Systems, Inc. | 100 | Stamford Health Systems, Inc. | 100 | Non-regulated | Dropped - Plant is identified as onsite because it is a net buyer of electricity in 2021
Stamford Health | 64515_G_5 | 64515 | G | 5 |  | Combustion Turbine |  |  | Connecticut |  | Fairfield |  |  | 0.8 |  | 2001 | [33 empty] | Stamford Health Systems, Inc. | 100 | Stamford Health Systems, Inc. | 100 | Non-regulated | Dropped - Plant is identified as onsite because it is a net buyer of electricity in 2021
Stamford Health | 64515_G_7 | 64515 | G | 7 |  | Combustion Turbine |  |  | Connecticut |  | Fairfield |  |  | 0.5 |  | 1984 | [33 empty] | Stamford Health Systems, Inc. | 100 | Stamford Health Systems, Inc. | 100 | Non-regulated | Dropped - Plant is identified as onsite because it is a net buyer of electricity in 2021
Tate & Lyle Lafayette South Plant | 64854_G_GTG01 | 64854 | G | GTG01 |  | Combustion Turbine |  |  | Indiana |  | Tippecanoe |  |  | 28.6 |  | 2021 | [33 empty] | Primary Products Ingredients Americas, LLC d/b/a Primient | 100 | Primary Products Ingredients Americas, LLC d/b/a Primient | 100 | Non-regulated | Dropped - Plant is identified as onsite because it is a net buyer of electricity in 2021
Tate & Lyle Lafayette South Plant | 64854_G_GTG02 | 64854 | G | GTG02 |  | Combustion Turbine |  |  | Indiana |  | Tippecanoe |  |  | 28.6 |  | 2021 | [33 empty] | Primary Products Ingredients Americas, LLC d/b/a Primient | 100 | Primary Products Ingredients Americas, LLC d/b/a Primient | 100 | Non-regulated | Dropped - Plant is identified as onsite because it is a net buyer of electricity in 2021
UMass Boston | 64980_G_010G | 64980 | G | 010G |  | Combustion Turbine |  |  | Massachusetts |  | Suffolk |  |  | 0.3 |  | 2006 | [33 empty] | MSS Energy Holdings, LLC (d.b.a. Calibrant Energy) | 100 | MSS Energy Holdings, LLC (d.b.a. Calibrant Energy) | 100 | Non-regulated | Dropped - Plant is identified as onsite because it is a net buyer of electricity in 2021
UMass Boston | 64980_G_020G | 64980 | G | 020G |  | Combustion Turbine |  |  | Massachusetts |  | Suffolk |  |  | 0.4 |  | 1972 | [33 empty] | MSS Energy Holdings, LLC (d.b.a. Calibrant Energy) | 100 | MSS Energy Holdings, LLC (d.b.a. Calibrant Energy) | 100 | Non-regulated | Dropped - Plant is identified as onsite because it is a net buyer of electricity in 2021
UMass Boston | 64980_G_030G | 64980 | G | 030G |  | Combustion Turbine |  |  | Massachusetts |  | Suffolk |  |  | 0.5 |  | 2014 | [33 empty] | MSS Energy Holdings, LLC (d.b.a. Calibrant Energy) | 100 | MSS Energy Holdings, LLC (d.b.a. Calibrant Energy) | 100 | Non-regulated | Dropped - Plant is identified as onsite because it is a net buyer of electricity in 2021
UMass Boston | 64980_G_050G | 64980 | G | 050G |  | Combustion Turbine |  |  | Massachusetts |  | Suffolk |  |  | 0.8 |  | 2001 | [33 empty] | MSS Energy Holdings, LLC (d.b.a. Calibrant Energy) | 100 | MSS Energy Holdings, LLC (d.b.a. Calibrant Energy) | 100 | Non-regulated | Dropped - Plant is identified as onsite because it is a net buyer of electricity in 2021
UMass Boston | 64980_G_060G | 64980 | G | 060G |  | Combustion Turbine |  |  | Massachusetts |  | Suffolk |  |  | 1.6 |  | 2012 | [33 empty] | MSS Energy Holdings, LLC (d.b.a. Calibrant Energy) | 100 | MSS Energy Holdings, LLC (d.b.a. Calibrant Energy) | 100 | Non-regulated | Dropped - Plant is identified as onsite because it is a net buyer of electricity in 2021
UMass Boston | 64980_G_080D1 | 64980 | G | 080D1 |  | Combustion Turbine |  |  | Massachusetts |  | Suffolk |  |  | 0.3 |  | 1972 | [33 empty] | MSS Energy Holdings, LLC (d.b.a. Calibrant Energy) | 100 | MSS Energy Holdings, LLC (d.b.a. Calibrant Energy) | 100 | Non-regulated | Dropped - Plant is identified as onsite because it is a net buyer of electricity in 2021
UMass Boston | 64980_G_080D2 | 64980 | G | 080D2 |  | Combustion Turbine |  |  | Massachusetts |  | Suffolk |  |  | 0.5 |  | 1972 | [33 empty] | MSS Energy Holdings, LLC (d.b.a. Calibrant Energy) | 100 | MSS Energy Holdings, LLC (d.b.a. Calibrant Energy) | 100 | Non-regulated | Dropped - Plant is identified as onsite because it is a net buyer of electricity in 2021
UMass Boston | 64980_G_080G | 64980 | G | 080G |  | Combustion Turbine |  |  | Massachusetts |  | Suffolk |  |  | 0.4 |  | 1972 | [33 empty] | MSS Energy Holdings, LLC (d.b.a. Calibrant Energy) | 100 | MSS Energy Holdings, LLC (d.b.a. Calibrant Energy) | 100 | Non-regulated | Dropped - Plant is identified as onsite because it is a net buyer of electricity in 2021
UMass Boston | 64980_G_090G | 64980 | G | 090G |  | Combustion Turbine |  |  | Massachusetts |  | Suffolk |  |  | 0.6 |  | 1972 | [33 empty] | MSS Energy Holdings, LLC (d.b.a. Calibrant Energy) | 100 | MSS Energy Holdings, LLC (d.b.a. Calibrant Energy) | 100 | Non-regulated | Dropped - Plant is identified as onsite because it is a net buyer of electricity in 2021
UMass Boston | 64980_G_110G | 64980 | G | 110G |  | Combustion Turbine |  |  | Massachusetts |  | Suffolk |  |  | 0.2 |  | 1972 | [33 empty] | MSS Energy Holdings, LLC (d.b.a. Calibrant Energy) | 100 | MSS Energy Holdings, LLC (d.b.a. Calibrant Energy) | 100 | Non-regulated | Dropped - Plant is identified as onsite because it is a net buyer of electricity in 2021
UMass Boston | 64980_G_120G | 64980 | G | 120G |  | Combustion Turbine |  |  | Massachusetts |  | Suffolk |  |  | 0.2 |  | 1972 | [33 empty] | MSS Energy Holdings, LLC (d.b.a. Calibrant Energy) | 100 | MSS Energy Holdings, LLC (d.b.a. Calibrant Energy) | 100 | Non-regulated | Dropped - Plant is identified as onsite because it is a net buyer of electricity in 2021
UMass Boston | 64980_G_160G | 64980 | G | 160G |  | Combustion Turbine |  |  | Massachusetts |  | Suffolk |  |  | 0.1 |  | 2001 | [33 empty] | MSS Energy Holdings, LLC (d.b.a. Calibrant Energy) | 100 | MSS Energy Holdings, LLC (d.b.a. Calibrant Energy) | 100 | Non-regulated | Dropped - Plant is identified as onsite because it is a net buyer of electricity in 2021
UMass Boston | 64980_G_200G | 64980 | G | 200G |  | Combustion Turbine |  |  | Massachusetts |  | Suffolk |  |  | 0.1 |  | 1999 | [33 empty] | MSS Energy Holdings, LLC (d.b.a. Calibrant Energy) | 100 | MSS Energy Holdings, LLC (d.b.a. Calibrant Energy) | 100 | Non-regulated | Dropped - Plant is identified as onsite because it is a net buyer of electricity in 2021
UMass Boston | 64980_G_BATT1 | 64980 | G | BATT1 |  | Energy Storage |  |  | Massachusetts |  | Suffolk |  |  | 0.5 |  | 2021 | [33 empty] | MSS Energy Holdings, LLC (d.b.a. Calibrant Energy) | 100 | MSS Energy Holdings, LLC (d.b.a. Calibrant Energy) | 100 | Non-regulated | Dropped - Plant is identified as onsite because it is a net buyer of electricity in 2021
UMass Boston | 64980_G_RHG | 64980 | G | RHG |  | Combustion Turbine |  |  | Massachusetts |  | Suffolk |  |  | 0.5 |  | 2017 | [33 empty] | MSS Energy Holdings, LLC (d.b.a. Calibrant Energy) | 100 | MSS Energy Holdings, LLC (d.b.a. Calibrant Energy) | 100 | Non-regulated | Dropped - Plant is identified as onsite because it is a net buyer of electricity in 2021
UMass Boston | 64980_G_SOL1 | 64980 | G | SOL1 |  | Solar PV |  |  | Massachusetts |  | Suffolk |  |  | 0.2 |  | 2021 | [33 empty] | MSS Energy Holdings, LLC (d.b.a. Calibrant Energy) | 100 | MSS Energy Holdings, LLC (d.b.a. Calibrant Energy) | 100 | Non-regulated | Dropped - Plant is identified as onsite because it is a net buyer of electricity in 2021
UMass Boston | 64980_G_SOL2 | 64980 | G | SOL2 |  | Solar PV |  |  | Massachusetts |  | Suffolk |  |  | 0.5 |  | 2021 | [33 empty] | MSS Energy Holdings, LLC (d.b.a. Calibrant Energy) | 100 | MSS Energy Holdings, LLC (d.b.a. Calibrant Energy) | 100 | Non-regulated | Dropped - Plant is identified as onsite because it is a net buyer of electricity in 2021
UMass Boston | 64980_G_WG | 64980 | G | WG |  | Combustion Turbine |  |  | Massachusetts |  | Suffolk |  |  | 0.4 |  | 2018 | [33 empty] | MSS Energy Holdings, LLC (d.b.a. Calibrant Energy) | 100 | MSS Energy Holdings, LLC (d.b.a. Calibrant Energy) | 100 | Non-regulated | Dropped - Plant is identified as onsite because it is a net buyer of electricity in 2021
Waiawa Solar Power Hybrid | 65058_G_WAIBA | 65058 | G | WAIBA |  | Energy Storage |  |  | Hawaii |  | Honolulu |  |  | 36 |  | 2023 | [33 empty] | Waiawa Solar Power LLC | 100 | Waiawa Solar Power LLC | 100 | Non-regulated | Dropped - in Alaska or in Hawaii or Puerto Rico
Waiawa Solar Power Hybrid | 65058_G_WAIPV | 65058 | G | WAIPV |  | Solar PV |  |  | Hawaii |  | Honolulu |  |  | 36 |  | 2023 | [33 empty] | Waiawa Solar Power LLC | 100 | Waiawa Solar Power LLC | 100 | Non-regulated | Dropped - in Alaska or in Hawaii or Puerto Rico
POET Bioprocessing- Mitchell | 65367_G_1 | 65367 | G | 1 |  | O/G Steam |  |  | South Dakota |  | Davison |  |  | 3.9 |  | 2021 | [33 empty] | POET Bioprocessing- Mitchell | 100 | POET Bioprocessing- Mitchell | 100 | Non-regulated | Dropped - Plant is identified as onsite because it is a net buyer of electricity in 2021
Mill Pond Hydro | 65399_G_U2 | 65399 | G | U2 |  | Hydro |  |  | New York |  | Greene |  |  | 0.5 |  | 1994 | 2027 | [32 empty] | Rivers Electric, LLC | 100 | Rivers Electric, LLC | 100 | Non-regulated | Dropped - Retired/Planned Retirement by 06/2028
Gustavus | 65767_G_1 | 65767 | G | 1 |  | Combustion Turbine |  |  | Alaska |  | Skagway Hoonah Angoon |  |  | 0.4 |  | 2008 | [33 empty] | Alaska Power and Telephone Co | 100 | Alaska Power and Telephone Co | 100 | Regulated | Dropped - in Alaska or in Hawaii or Puerto Rico
Gustavus | 65767_G_2 | 65767 | G | 2 |  | Combustion Turbine |  |  | Alaska |  | Skagway Hoonah Angoon |  |  | 0.4 |  | 2008 | [33 empty] | Alaska Power and Telephone Co | 100 | Alaska Power and Telephone Co | 100 | Regulated | Dropped - in Alaska or in Hawaii or Puerto Rico
Gustavus | 65767_G_3 | 65767 | G | 3 |  | Combustion Turbine |  |  | Alaska |  | Skagway Hoonah Angoon |  |  | 0.1 |  | 2008 | [33 empty] | Alaska Power and Telephone Co | 100 | Alaska Power and Telephone Co | 100 | Regulated | Dropped - in Alaska or in Hawaii or Puerto Rico
Gustavus | 65767_G_4 | 65767 | G | 4 |  | Combustion Turbine |  |  | Alaska |  | Skagway Hoonah Angoon |  |  | 0.5 |  | 2021 | [33 empty] | Alaska Power and Telephone Co | 100 | Alaska Power and Telephone Co | 100 | Regulated | Dropped - in Alaska or in Hawaii or Puerto Rico
Pattern Santa Isabel LLC | 61014_G_1 | 61014 | G | 1 |  | Onshore Wind |  |  | Puerto Rico |  | Santa Isabel |  |  | 75 |  | 2012 | [33 empty] | Pattern Operators LP | 100 | Pattern Operators LP | 100 |  | Dropped - in Alaska or in Hawaii or Puerto Rico
EcoElectrica | 61034_G_CT1 | 61034 | G | CT1 |  | Combined Cycle |  |  | Puerto Rico |  | Penuelas |  |  | 183 |  | 2018 | [33 empty] | EcoElectrica LP | 100 | EcoElectrica LP | 100 |  | Dropped - in Alaska or in Hawaii or Puerto Rico
EcoElectrica | 61034_G_CT2 | 61034 | G | CT2 |  | Combined Cycle |  |  | Puerto Rico |  | Penuelas |  |  | 183 |  | 2000 | [33 empty] | EcoElectrica LP | 100 | EcoElectrica LP | 100 |  | Dropped - in Alaska or in Hawaii or Puerto Rico
EcoElectrica | 61034_G_STG | 61034 | G | STG |  | Combined Cycle |  |  | Puerto Rico |  | Penuelas |  |  | 214 |  | 2000 | [33 empty] | EcoElectrica LP | 100 | EcoElectrica LP | 100 |  | Dropped - in Alaska or in Hawaii or Puerto Rico
AES ILUMINA | 61036_G_ILUMI | 61036 | G | ILUMI |  | Solar PV |  |  | Puerto Rico |  | Guayama |  |  | 15.3 |  | 2012 | [33 empty] | AES ILUMINA, LLC | 100 | AES ILUMINA, LLC | 100 |  | Dropped - in Alaska or in Hawaii or Puerto Rico
Coto Laurel Solar Farm | 61062_G_CLSF | 61062 | G | CLSF |  | Solar PV |  |  | Puerto Rico |  | Ponce |  |  | 10 |  | 2020 | [33 empty] | PV Properties, Inc. | 100 | PV Properties, Inc. | 100 |  | Dropped - in Alaska or in Hawaii or Puerto Rico
Martino | 61063_G_MATNO | 61063 | G | MATNO |  | Solar PV |  |  | Puerto Rico |  | Ponce |  |  | 3.6 |  | 2011 | [33 empty] | PV Properties, Inc. | 100 | PV Properties, Inc. | 100 |  | Dropped - in Alaska or in Hawaii or Puerto Rico
Pfizer Guayama | 61064_G_PFGY | 61064 | G | PFGY |  | Solar PV |  |  | Puerto Rico |  | Guayama |  |  | 2.7 |  | 2016 | [33 empty] | Haleon Consumer Healthcare | 100 | Haleon Consumer Healthcare | 100 |  | Dropped - in Alaska or in Hawaii or Puerto Rico
Pfizer Vega Baja | 61065_G_PFVB | 61065 | G | PFVB |  | Solar PV |  |  | Puerto Rico |  | Vega Baja |  |  | 3.1 |  | 2016 | [33 empty] | PV Properties, Inc. | 100 | PV Properties, Inc. | 100 |  | Dropped - in Alaska or in Hawaii or Puerto Rico
AES Puerto Rico | 61082_G_UNIT1 | 61082 | G | UNIT1 |  | Coal Steam |  |  | Puerto Rico |  | Guayama |  |  | 227.2 |  | 2001 | [33 empty] | AES Puerto Rico LP | 100 | AES Puerto Rico LP | 100 |  | Dropped - in Alaska or in Hawaii or Puerto Rico
AES Puerto Rico | 61082_G_UNIT2 | 61082 | G | UNIT2 |  | Coal Steam |  |  | Puerto Rico |  | Guayama |  |  | 227.2 |  | 2001 | [33 empty] | AES Puerto Rico LP | 100 | AES Puerto Rico LP | 100 |  | Dropped - in Alaska or in Hawaii or Puerto Rico
Oriana Energy Hybrid | 61083_G_BAT1 | 61083 | G | BAT1 |  | Energy Storage |  |  | Puerto Rico |  | Isabela |  |  | 21.8 |  | 2016 | [33 empty] | Oriana Energy LLC | 100 | Oriana Energy LLC | 100 |  | Dropped - in Alaska or in Hawaii or Puerto Rico
Oriana Energy Hybrid | 61083_G_G001 | 61083 | G | G001 |  | Solar PV |  |  | Puerto Rico |  | Isabela |  |  | 45 |  | 2016 | [33 empty] | Oriana Energy LLC | 100 | Oriana Energy LLC | 100 |  | Dropped - in Alaska or in Hawaii or Puerto Rico
GASNA 18P, LLC | 61102_G_UNIT1 | 61102 | G | UNIT1 |  | Solar PV |  |  | Puerto Rico |  | San Juan |  |  | 5 |  | 2014 | [33 empty] | X-Elio North America Inc | 100 | X-Elio North America Inc | 100 |  | Dropped - in Alaska or in Hawaii or Puerto Rico
Fajardo MSWL | 61109_G_PE558 | 61109 | G | PE558 |  | Landfill Gas |  |  | Puerto Rico |  | Fajardo |  |  | 0.8 |  | 2016 | [33 empty] | Landfill Gas Technologies of Fajardo, LLC | 100 | Landfill Gas Technologies of Fajardo, LLC | 100 |  | Dropped - in Alaska or in Hawaii or Puerto Rico
Fajardo MSWL | 61109_G_PE559 | 61109 | G | PE559 |  | Landfill Gas |  |  | Puerto Rico |  | Fajardo |  |  | 1.6 |  | 2016 | [33 empty] | Landfill Gas Technologies of Fajardo, LLC | 100 | Landfill Gas Technologies of Fajardo, LLC | 100 |  | Dropped - in Alaska or in Hawaii or Puerto Rico
San Fermin Solar Farm Hybrid | 61110_G_BESS | 61110 | G | BESS |  | Energy Storage |  |  | Puerto Rico |  | Canovanas |  |  | 3.6 |  | 2015 | [33 empty] | San Fermin Solar Farm LLC | 100 | San Fermin Solar Farm LLC | 100 |  | Dropped - in Alaska or in Hawaii or Puerto Rico
San Fermin Solar Farm Hybrid | 61110_G_DSL | 61110 | G | DSL |  | Combustion Turbine |  |  | Puerto Rico |  | Canovanas |  |  | 4 |  | 2015 | [33 empty] | San Fermin Solar Farm LLC | 100 | San Fermin Solar Farm LLC | 100 |  | Dropped - in Alaska or in Hawaii or Puerto Rico
San Fermin Solar Farm Hybrid | 61110_G_PV | 61110 | G | PV |  | Solar PV |  |  | Puerto Rico |  | Canovanas |  |  | 20 |  | 2015 | [33 empty] | San Fermin Solar Farm LLC | 100 | San Fermin Solar Farm LLC | 100 |  | Dropped - in Alaska or in Hawaii or Puerto Rico
El Yunque Filtration Plant | 61112_G_YUNQ | 61112 | G | YUNQ |  | Solar PV |  |  | Puerto Rico |  | Rio Grande |  |  | 2 |  | 2013 | [33 empty] | PV Properties, Inc. | 100 | PV Properties, Inc. | 100 |  | Dropped - in Alaska or in Hawaii or Puerto Rico
Arecibo Filtration Plant | 61113_G_AREC | 61113 | G | AREC |  | Solar PV |  |  | Puerto Rico |  | Arecibo |  |  | 1 |  | 2014 | [33 empty] | PV Properties, Inc. | 100 | PV Properties, Inc. | 100 |  | Dropped - in Alaska or in Hawaii or Puerto Rico
Canovanas Filtration Plant | 61114_G_CANO | 61114 | G | CANO |  | Solar PV |  |  | Puerto Rico |  | Canovanas |  |  | 1 |  | 2013 | [33 empty] | PV Properties, Inc. | 100 | PV Properties, Inc. | 100 |  | Dropped - in Alaska or in Hawaii or Puerto Rico
Toa Baja MSWL | 61122_G_PE563 | 61122 | G | PE563 |  | Landfill Gas |  |  | Puerto Rico |  | Toa Baja |  |  | 0.8 |  | 2020 | [33 empty] | Landfill Gas Technologies of Fajardo, LLC | 100 | Landfill Gas Technologies of Fajardo, LLC | 100 |  | Dropped - in Alaska or in Hawaii or Puerto Rico
Toa Baja MSWL | 61122_G_PE564 | 61122 | G | PE564 |  | Landfill Gas |  |  | Puerto Rico |  | Toa Baja |  |  | 1.6 |  | 2020 | [33 empty] | Landfill Gas Technologies of Fajardo, LLC | 100 | Landfill Gas Technologies of Fajardo, LLC | 100 |  | Dropped - in Alaska or in Hawaii or Puerto Rico
Punta Lima Wind Farm | 61132_G_WTGS | 61132 | G | WTGS |  | Onshore Wind |  |  | Puerto Rico |  | Naguabo |  |  | 23.4 |  | 2012 | [33 empty] | Punta Lima Wind Farm, LLC | 100 | Punta Lima Wind Farm, LLC | 100 |  | Dropped - in Alaska or in Hawaii or Puerto Rico
Humacao Solar Project, LLC | 61133_G_HUM01 | 61133 | G | HUM01 |  | Solar PV |  |  | Puerto Rico |  | Humacao |  |  | 20 |  | 2016 | [33 empty] | Fonroche Energy America, Inc. | 100 | Fonroche Energy America, Inc. | 100 |  | Dropped - in Alaska or in Hawaii or Puerto Rico
Horizon Energy (PR) Hybrid | 61136_G_BAT1 | 61136 | G | BAT1 |  | Energy Storage |  |  | Puerto Rico |  | Salinas |  |  | 5.1 |  | 2015 | [33 empty] | Horizon Energy LLC | 100 | Horizon Energy LLC | 100 |  | Dropped - in Alaska or in Hawaii or Puerto Rico
Horizon Energy (PR) Hybrid | 61136_G_G001 | 61136 | G | G001 |  | Solar PV |  |  | Puerto Rico |  | Salinas |  |  | 10 |  | 2015 | [33 empty] | Horizon Energy LLC | 100 | Horizon Energy LLC | 100 |  | Dropped - in Alaska or in Hawaii or Puerto Rico
Medtronic Solar | 61137_G_PV1 | 61137 | G | PV1 |  | Solar PV |  |  | Puerto Rico |  | Juncos |  |  | 4 |  | 2019 | [33 empty] | REA Investments, LLC | 100 | REA Investments, LLC | 100 |  | Dropped - in Alaska or in Hawaii or Puerto Rico
Aguirre Plant | 61146_G_1 | 61146 | G | 1 |  | O/G Steam |  |  | Puerto Rico |  | Salinas |  |  | 424.9 |  | 1975 | [33 empty] | Puerto Rico Electric Pwr Authority | 100 | Puerto Rico Electric Pwr Authority | 100 |  | Dropped - in Alaska or in Hawaii or Puerto Rico
Aguirre Plant | 61146_G_2 | 61146 | G | 2 |  | O/G Steam |  |  | Puerto Rico |  | Salinas |  |  | 424.9 |  | 1975 | [33 empty] | Puerto Rico Electric Pwr Authority | 100 | Puerto Rico Electric Pwr Authority | 100 |  | Dropped - in Alaska or in Hawaii or Puerto Rico
Aguirre Plant | 61146_G_CA-1 | 61146 | G | CA-1 |  | Combined Cycle |  |  | Puerto Rico |  | Salinas |  |  | 92.3 |  | 1977 | [33 empty] | Puerto Rico Electric Pwr Authority | 100 | Puerto Rico Electric Pwr Authority | 100 |  | Dropped - in Alaska or in Hawaii or Puerto Rico
Aguirre Plant | 61146_G_CA-2 | 61146 | G | CA-2 |  | Combined Cycle |  |  | Puerto Rico |  | Salinas |  |  | 92.3 |  | 1977 | [33 empty] | Puerto Rico Electric Pwr Authority | 100 | Puerto Rico Electric Pwr Authority | 100 |  | Dropped - in Alaska or in Hawaii or Puerto Rico
Aguirre Plant | 61146_G_CT1-1 | 61146 | G | CT1-1 |  | Combined Cycle |  |  | Puerto Rico |  | Salinas |  |  | 48.1 |  | 1977 | [33 empty] | Puerto Rico Electric Pwr Authority | 100 | Puerto Rico Electric Pwr Authority | 100 |  | Dropped - in Alaska or in Hawaii or Puerto Rico
Aguirre Plant | 61146_G_CT1-2 | 61146 | G | CT1-2 |  | Combined Cycle |  |  | Puerto Rico |  | Salinas |  |  | 48.1 |  | 1977 | [33 empty] | Puerto Rico Electric Pwr Authority | 100 | Puerto Rico Electric Pwr Authority | 100 |  | Dropped - in Alaska or in Hawaii or Puerto Rico
Aguirre Plant | 61146_G_CT1-3 | 61146 | G | CT1-3 |  | Combined Cycle |  |  | Puerto Rico |  | Salinas |  |  | 48.1 |  | 1977 | [33 empty] | Puerto Rico Electric Pwr Authority | 100 | Puerto Rico Electric Pwr Authority | 100 |  | Dropped - in Alaska or in Hawaii or Puerto Rico
Aguirre Plant | 61146_G_CT1-4 | 61146 | G | CT1-4 |  | Combined Cycle |  |  | Puerto Rico |  | Salinas |  |  | 48.1 |  | 1977 | [33 empty] | Puerto Rico Electric Pwr Authority | 100 | Puerto Rico Electric Pwr Authority | 100 |  | Dropped - in Alaska or in Hawaii or Puerto Rico
Aguirre Plant | 61146_G_CT2-1 | 61146 | G | CT2-1 |  | Combined Cycle |  |  | Puerto Rico |  | Salinas |  |  | 48.1 |  | 1977 | [33 empty] | Puerto Rico Electric Pwr Authority | 100 | Puerto Rico Electric Pwr Authority | 100 |  | Dropped - in Alaska or in Hawaii or Puerto Rico
Aguirre Plant | 61146_G_CT2-2 | 61146 | G | CT2-2 |  | Combined Cycle |  |  | Puerto Rico |  | Salinas |  |  | 48.1 |  | 1977 | [33 empty] | Puerto Rico Electric Pwr Authority | 100 | Puerto Rico Electric Pwr Authority | 100 |  | Dropped - in Alaska or in Hawaii or Puerto Rico
Aguirre Plant | 61146_G_CT2-3 | 61146 | G | CT2-3 |  | Combined Cycle |  |  | Puerto Rico |  | Salinas |  |  | 48.1 |  | 1977 | [33 empty] | Puerto Rico Electric Pwr Authority | 100 | Puerto Rico Electric Pwr Authority | 100 |  | Dropped - in Alaska or in Hawaii or Puerto Rico
Aguirre Plant | 61146_G_CT2-4 | 61146 | G | CT2-4 |  | Combined Cycle |  |  | Puerto Rico |  | Salinas |  |  | 48.1 |  | 1977 | [33 empty] | Puerto Rico Electric Pwr Authority | 100 | Puerto Rico Electric Pwr Authority | 100 |  | Dropped - in Alaska or in Hawaii or Puerto Rico
Aguirre Plant | 61146_G_GT2-1 | 61146 | G | GT2-1 |  | Combustion Turbine |  |  | Puerto Rico |  | Salinas |  |  | 21 |  | 1972 | [33 empty] | Puerto Rico Electric Pwr Authority | 100 | Puerto Rico Electric Pwr Authority | 100 |  | Dropped - in Alaska or in Hawaii or Puerto Rico
Aguirre Plant | 61146_G_GT2-2 | 61146 | G | GT2-2 |  | Combustion Turbine |  |  | Puerto Rico |  | Salinas |  |  | 21 |  | 1972 | [33 empty] | Puerto Rico Electric Pwr Authority | 100 | Puerto Rico Electric Pwr Authority | 100 |  | Dropped - in Alaska or in Hawaii or Puerto Rico
Costa Sur Plant | 61147_G_3 | 61147 | G | 3 |  | O/G Steam |  |  | Puerto Rico |  |  |  |  | 80.8 |  | 1962 | [33 empty] | Puerto Rico Electric Pwr Authority | 100 | Puerto Rico Electric Pwr Authority | 100 |  | Dropped - in Alaska or in Hawaii or Puerto Rico
Costa Sur Plant | 61147_G_4 | 61147 | G | 4 |  | O/G Steam |  |  | Puerto Rico |  |  |  |  | 78.1 |  | 1963 | [33 empty] | Puerto Rico Electric Pwr Authority | 100 | Puerto Rico Electric Pwr Authority | 100 |  | Dropped - in Alaska or in Hawaii or Puerto Rico
Costa Sur Plant | 61147_G_5 | 61147 | G | 5 |  | O/G Steam |  |  | Puerto Rico |  |  |  |  | 384 |  | 1972 | [33 empty] | Puerto Rico Electric Pwr Authority | 100 | Puerto Rico Electric Pwr Authority | 100 |  | Dropped - in Alaska or in Hawaii or Puerto Rico
Costa Sur Plant | 61147_G_6 | 61147 | G | 6 |  | O/G Steam |  |  | Puerto Rico |  |  |  |  | 381.6 |  | 1973 | [33 empty] | Puerto Rico Electric Pwr Authority | 100 | Puerto Rico Electric Pwr Authority | 100 |  | Dropped - in Alaska or in Hawaii or Puerto Rico
Costa Sur Plant | 61147_G_GT-1 | 61147 | G | GT-1 |  | Combustion Turbine |  |  | Puerto Rico |  |  |  |  | 21 |  | 1972 | [33 empty] | Puerto Rico Electric Pwr Authority | 100 | Puerto Rico Electric Pwr Authority | 100 |  | Dropped - in Alaska or in Hawaii or Puerto Rico
Costa Sur Plant | 61147_G_GT-2 | 61147 | G | GT-2 |  | Combustion Turbine |  |  | Puerto Rico |  |  |  |  | 21 |  | 1972 | [33 empty] | Puerto Rico Electric Pwr Authority | 100 | Puerto Rico Electric Pwr Authority | 100 |  | Dropped - in Alaska or in Hawaii or Puerto Rico
Central San Juan Plant | 61148_G_10 | 61148 | G | 10 |  | O/G Steam |  |  | Puerto Rico |  |  |  |  | 78.6 |  | 1969 | [33 empty] | Puerto Rico Electric Pwr Authority | 100 | Puerto Rico Electric Pwr Authority | 100 |  | Dropped - in Alaska or in Hawaii or Puerto Rico
Central San Juan Plant | 61148_G_7 | 61148 | G | 7 |  | O/G Steam |  |  | Puerto Rico |  |  |  |  | 91.5 |  | 1965 | [33 empty] | Puerto Rico Electric Pwr Authority | 100 | Puerto Rico Electric Pwr Authority | 100 |  | Dropped - in Alaska or in Hawaii or Puerto Rico
Central San Juan Plant | 61148_G_8 | 61148 | G | 8 |  | O/G Steam |  |  | Puerto Rico |  |  |  |  | 92.7 |  | 1966 | [33 empty] | Puerto Rico Electric Pwr Authority | 100 | Puerto Rico Electric Pwr Authority | 100 |  | Dropped - in Alaska or in Hawaii or Puerto Rico
Central San Juan Plant | 61148_G_9 | 61148 | G | 9 |  | O/G Steam |  |  | Puerto Rico |  |  |  |  | 91.7 |  | 1968 | [33 empty] | Puerto Rico Electric Pwr Authority | 100 | Puerto Rico Electric Pwr Authority | 100 |  | Dropped - in Alaska or in Hawaii or Puerto Rico
Central San Juan Plant | 61148_G_CA5 | 61148 | G | CA5 |  | Combined Cycle |  |  | Puerto Rico |  |  |  |  | 58.6 |  | 2008 | [33 empty] | Puerto Rico Electric Pwr Authority | 100 | Puerto Rico Electric Pwr Authority | 100 |  | Dropped - in Alaska or in Hawaii or Puerto Rico
Central San Juan Plant | 61148_G_CA6 | 61148 | G | CA6 |  | Combined Cycle |  |  | Puerto Rico |  |  |  |  | 58.6 |  | 2008 | [33 empty] | Puerto Rico Electric Pwr Authority | 100 | Puerto Rico Electric Pwr Authority | 100 |  | Dropped - in Alaska or in Hawaii or Puerto Rico
Central San Juan Plant | 61148_G_CT5 | 61148 | G | CT5 |  | Combined Cycle |  |  | Puerto Rico |  |  |  |  | 156.1 |  | 2008 | [33 empty] | Puerto Rico Electric Pwr Authority | 100 | Puerto Rico Electric Pwr Authority | 100 |  | Dropped - in Alaska or in Hawaii or Puerto Rico
Central San Juan Plant | 61148_G_CT6 | 61148 | G | CT6 |  | Combined Cycle |  |  | Puerto Rico |  |  |  |  | 156.1 |  | 2008 | [33 empty] | Puerto Rico Electric Pwr Authority | 100 | Puerto Rico Electric Pwr Authority | 100 |  | Dropped - in Alaska or in Hawaii or Puerto Rico
Palo Seco Plant | 61149_G_1 | 61149 | G | 1 |  | O/G Steam |  |  | Puerto Rico |  |  |  |  | 78.3 |  | 1960 | [33 empty] | Puerto Rico Electric Pwr Authority | 100 | Puerto Rico Electric Pwr Authority | 100 |  | Dropped - in Alaska or in Hawaii or Puerto Rico
Palo Seco Plant | 61149_G_1-1 | 61149 | G | 1-1 |  | Combustion Turbine |  |  | Puerto Rico |  |  |  |  | 21 |  | 1972 | [33 empty] | Puerto Rico Electric Pwr Authority | 100 | Puerto Rico Electric Pwr Authority | 100 |  | Dropped - in Alaska or in Hawaii or Puerto Rico
Palo Seco Plant | 61149_G_1-2 | 61149 | G | 1-2 |  | Combustion Turbine |  |  | Puerto Rico |  |  |  |  | 21 |  | 1972 | [33 empty] | Puerto Rico Electric Pwr Authority | 100 | Puerto Rico Electric Pwr Authority | 100 |  | Dropped - in Alaska or in Hawaii or Puerto Rico
Palo Seco Plant | 61149_G_2 | 61149 | G | 2 |  | O/G Steam |  |  | Puerto Rico |  |  |  |  | 78.8 |  | 1961 | [33 empty] | Puerto Rico Electric Pwr Authority | 100 | Puerto Rico Electric Pwr Authority | 100 |  | Dropped - in Alaska or in Hawaii or Puerto Rico
Palo Seco Plant | 61149_G_2-1 | 61149 | G | 2-1 |  | Combustion Turbine |  |  | Puerto Rico |  |  |  |  | 21 |  | 1972 | [33 empty] | Puerto Rico Electric Pwr Authority | 100 | Puerto Rico Electric Pwr Authority | 100 |  | Dropped - in Alaska or in Hawaii or Puerto Rico
Palo Seco Plant | 61149_G_2-2 | 61149 | G | 2-2 |  | Combustion Turbine |  |  | Puerto Rico |  |  |  |  | 21 |  | 1972 | [33 empty] | Puerto Rico Electric Pwr Authority | 100 | Puerto Rico Electric Pwr Authority | 100 |  | Dropped - in Alaska or in Hawaii or Puerto Rico
Palo Seco Plant | 61149_G_3 | 61149 | G | 3 |  | O/G Steam |  |  | Puerto Rico |  |  |  |  | 196.3 |  | 1970 | [33 empty] | Puerto Rico Electric Pwr Authority | 100 | Puerto Rico Electric Pwr Authority | 100 |  | Dropped - in Alaska or in Hawaii or Puerto Rico
Palo Seco Plant | 61149_G_3-1 | 61149 | G | 3-1 |  | Combustion Turbine |  |  | Puerto Rico |  |  |  |  | 21 |  | 1973 | [33 empty] | Puerto Rico Electric Pwr Authority | 100 | Puerto Rico Electric Pwr Authority | 100 |  | Dropped - in Alaska or in Hawaii or Puerto Rico
Palo Seco Plant | 61149_G_3-2 | 61149 | G | 3-2 |  | Combustion Turbine |  |  | Puerto Rico |  |  |  |  | 21 |  | 1973 | [33 empty] | Puerto Rico Electric Pwr Authority | 100 | Puerto Rico Electric Pwr Authority | 100 |  | Dropped - in Alaska or in Hawaii or Puerto Rico
Palo Seco Plant | 61149_G_4 | 61149 | G | 4 |  | O/G Steam |  |  | Puerto Rico |  |  |  |  | 216 |  | 1970 | [33 empty] | Puerto Rico Electric Pwr Authority | 100 | Puerto Rico Electric Pwr Authority | 100 |  | Dropped - in Alaska or in Hawaii or Puerto Rico
Cambalache Plant | 61150_G_GT-1 | 61150 | G | GT-1 |  | Combustion Turbine |  |  | Puerto Rico |  | Arecibo |  |  | 80.5 |  | 1997 | [33 empty] | Puerto Rico Electric Pwr Authority | 100 | Puerto Rico Electric Pwr Authority | 100 |  | Dropped - in Alaska or in Hawaii or Puerto Rico
Cambalache Plant | 61150_G_GT-2 | 61150 | G | GT-2 |  | Combustion Turbine |  |  | Puerto Rico |  | Arecibo |  |  | 80.5 |  | 1997 | [33 empty] | Puerto Rico Electric Pwr Authority | 100 | Puerto Rico Electric Pwr Authority | 100 |  | Dropped - in Alaska or in Hawaii or Puerto Rico
Cambalache Plant | 61150_G_GT-3 | 61150 | G | GT-3 |  | Combustion Turbine |  |  | Puerto Rico |  | Arecibo |  |  | 80.5 |  | 1997 | [33 empty] | Puerto Rico Electric Pwr Authority | 100 | Puerto Rico Electric Pwr Authority | 100 |  | Dropped - in Alaska or in Hawaii or Puerto Rico
Mayaguez Plant | 61151_G_GT-1 | 61151 | G | GT-1 |  | Combustion Turbine |  |  | Puerto Rico |  |  |  |  | 55 |  | 2009 | [33 empty] | Puerto Rico Electric Pwr Authority | 100 | Puerto Rico Electric Pwr Authority | 100 |  | Dropped - in Alaska or in Hawaii or Puerto Rico
Mayaguez Plant | 61151_G_GT-2 | 61151 | G | GT-2 |  | Combustion Turbine |  |  | Puerto Rico |  |  |  |  | 55 |  | 2009 | [33 empty] | Puerto Rico Electric Pwr Authority | 100 | Puerto Rico Electric Pwr Authority | 100 |  | Dropped - in Alaska or in Hawaii or Puerto Rico
Mayaguez Plant | 61151_G_GT-3 | 61151 | G | GT-3 |  | Combustion Turbine |  |  | Puerto Rico |  |  |  |  | 55 |  | 2009 | [33 empty] | Puerto Rico Electric Pwr Authority | 100 | Puerto Rico Electric Pwr Authority | 100 |  | Dropped - in Alaska or in Hawaii or Puerto Rico
Mayaguez Plant | 61151_G_GT-4 | 61151 | G | GT-4 |  | Combustion Turbine |  |  | Puerto Rico |  |  |  |  | 55 |  | 2009 | [33 empty] | Puerto Rico Electric Pwr Authority | 100 | Puerto Rico Electric Pwr Authority | 100 |  | Dropped - in Alaska or in Hawaii or Puerto Rico
Jobos | 61171_G_GT-1 | 61171 | G | GT-1 |  | Combustion Turbine |  |  | Puerto Rico |  |  |  |  | 21 |  | 1973 | [33 empty] | Puerto Rico Electric Pwr Authority | 100 | Puerto Rico Electric Pwr Authority | 100 |  | Dropped - in Alaska or in Hawaii or Puerto Rico
Jobos | 61171_G_GT-2 | 61171 | G | GT-2 |  | Combustion Turbine |  |  | Puerto Rico |  |  |  |  | 21 |  | 1973 | [33 empty] | Puerto Rico Electric Pwr Authority | 100 | Puerto Rico Electric Pwr Authority | 100 |  | Dropped - in Alaska or in Hawaii or Puerto Rico
Caonillas | 61225_G_1 | 61225 | G | 1 |  | Hydro |  |  | Puerto Rico |  |  |  |  | 9 |  | 1949 | [33 empty] | Puerto Rico Electric Pwr Authority | 100 | Puerto Rico Electric Pwr Authority | 100 |  | Dropped - in Alaska or in Hawaii or Puerto Rico
Caonillas | 61225_G_2 | 61225 | G | 2 |  | Hydro |  |  | Puerto Rico |  |  |  |  | 9 |  | 1949 | [33 empty] | Puerto Rico Electric Pwr Authority | 100 | Puerto Rico Electric Pwr Authority | 100 |  | Dropped - in Alaska or in Hawaii or Puerto Rico
Caonillas | 61225_G_3 | 61225 | G | 3 |  | Hydro |  |  | Puerto Rico |  |  |  |  | 4 |  | 1952 | [33 empty] | Puerto Rico Electric Pwr Authority | 100 | Puerto Rico Electric Pwr Authority | 100 |  | Dropped - in Alaska or in Hawaii or Puerto Rico
Culebra | 61226_G_1 | 61226 | G | 1 |  | Combustion Turbine |  |  | Puerto Rico |  | Culebra |  |  | 0.3 |  | 1972 | [33 empty] | Puerto Rico Electric Pwr Authority | 100 | Puerto Rico Electric Pwr Authority | 100 |  | Dropped - in Alaska or in Hawaii or Puerto Rico
Culebra | 61226_G_2 | 61226 | G | 2 |  | Combustion Turbine |  |  | Puerto Rico |  | Culebra |  |  | 0.3 |  | 1972 | [33 empty] | Puerto Rico Electric Pwr Authority | 100 | Puerto Rico Electric Pwr Authority | 100 |  | Dropped - in Alaska or in Hawaii or Puerto Rico
Culebra | 61226_G_3 | 61226 | G | 3 |  | Combustion Turbine |  |  | Puerto Rico |  | Culebra |  |  | 0.7 |  | 1972 | [33 empty] | Puerto Rico Electric Pwr Authority | 100 | Puerto Rico Electric Pwr Authority | 100 |  | Dropped - in Alaska or in Hawaii or Puerto Rico
Culebra | 61226_G_4 | 61226 | G | 4 |  | Combustion Turbine |  |  | Puerto Rico |  | Culebra |  |  | 0.8 |  | 1972 | [33 empty] | Puerto Rico Electric Pwr Authority | 100 | Puerto Rico Electric Pwr Authority | 100 |  | Dropped - in Alaska or in Hawaii or Puerto Rico
Daguao | 61227_G_GT-1 | 61227 | G | GT-1 |  | Combustion Turbine |  |  | Puerto Rico |  |  |  |  | 21 |  | 1972 | [33 empty] | Puerto Rico Electric Pwr Authority | 100 | Puerto Rico Electric Pwr Authority | 100 |  | Dropped - in Alaska or in Hawaii or Puerto Rico
Daguao | 61227_G_GT-2 | 61227 | G | GT-2 |  | Combustion Turbine |  |  | Puerto Rico |  |  |  |  | 21 |  | 1972 | [33 empty] | Puerto Rico Electric Pwr Authority | 100 | Puerto Rico Electric Pwr Authority | 100 |  | Dropped - in Alaska or in Hawaii or Puerto Rico
Dos Bocas | 61228_G_1 | 61228 | G | 1 |  | Hydro |  |  | Puerto Rico |  | Arecibo |  |  | 5 |  | 1942 | [33 empty] | Puerto Rico Electric Pwr Authority | 100 | Puerto Rico Electric Pwr Authority | 100 |  | Dropped - in Alaska or in Hawaii or Puerto Rico
Dos Bocas | 61228_G_2 | 61228 | G | 2 |  | Hydro |  |  | Puerto Rico |  | Arecibo |  |  | 5 |  | 1944 | [33 empty] | Puerto Rico Electric Pwr Authority | 100 | Puerto Rico Electric Pwr Authority | 100 |  | Dropped - in Alaska or in Hawaii or Puerto Rico
Dos Bocas | 61228_G_3 | 61228 | G | 3 |  | Hydro |  |  | Puerto Rico |  | Arecibo |  |  | 5 |  | 1945 | [33 empty] | Puerto Rico Electric Pwr Authority | 100 | Puerto Rico Electric Pwr Authority | 100 |  | Dropped - in Alaska or in Hawaii or Puerto Rico
Garzas | 61229_G_1 | 61229 | G | 1 |  | Hydro |  |  | Puerto Rico |  |  |  |  | 3.6 |  | 1941 | [33 empty] | Puerto Rico Electric Pwr Authority | 100 | Puerto Rico Electric Pwr Authority | 100 |  | Dropped - in Alaska or in Hawaii or Puerto Rico
Garzas | 61229_G_2 | 61229 | G | 2 |  | Hydro |  |  | Puerto Rico |  |  |  |  | 3.6 |  | 1941 | [33 empty] | Puerto Rico Electric Pwr Authority | 100 | Puerto Rico Electric Pwr Authority | 100 |  | Dropped - in Alaska or in Hawaii or Puerto Rico
Garzas | 61229_G_3 | 61229 | G | 3 |  | Hydro |  |  | Puerto Rico |  |  |  |  | 5 |  | 1941 | [33 empty] | Puerto Rico Electric Pwr Authority | 100 | Puerto Rico Electric Pwr Authority | 100 |  | Dropped - in Alaska or in Hawaii or Puerto Rico
Patillas | 61230_G_1 | 61230 | G | 1 |  | Hydro |  |  | Puerto Rico |  |  |  |  | 0.8 |  | 1985 | [33 empty] | Puerto Rico Electric Pwr Authority | 100 | Puerto Rico Electric Pwr Authority | 100 |  | Dropped - in Alaska or in Hawaii or Puerto Rico
Patillas | 61230_G_2 | 61230 | G | 2 |  | Hydro |  |  | Puerto Rico |  |  |  |  | 0.6 |  | 1985 | [33 empty] | Puerto Rico Electric Pwr Authority | 100 | Puerto Rico Electric Pwr Authority | 100 |  | Dropped - in Alaska or in Hawaii or Puerto Rico
Toro Negro | 61231_G_1 | 61231 | G | 1 |  | Hydro |  |  | Puerto Rico |  |  |  |  | 1.4 |  | 1937 | [33 empty] | Puerto Rico Electric Pwr Authority | 100 | Puerto Rico Electric Pwr Authority | 100 |  | Dropped - in Alaska or in Hawaii or Puerto Rico
Toro Negro | 61231_G_2 | 61231 | G | 2 |  | Hydro |  |  | Puerto Rico |  |  |  |  | 1.4 |  | 1937 | [33 empty] | Puerto Rico Electric Pwr Authority | 100 | Puerto Rico Electric Pwr Authority | 100 |  | Dropped - in Alaska or in Hawaii or Puerto Rico
Toro Negro | 61231_G_3 | 61231 | G | 3 |  | Hydro |  |  | Puerto Rico |  |  |  |  | 1.4 |  | 1937 | [33 empty] | Puerto Rico Electric Pwr Authority | 100 | Puerto Rico Electric Pwr Authority | 100 |  | Dropped - in Alaska or in Hawaii or Puerto Rico
Toro Negro | 61231_G_4 | 61231 | G | 4 |  | Hydro |  |  | Puerto Rico |  |  |  |  | 4.3 |  | 1937 | [33 empty] | Puerto Rico Electric Pwr Authority | 100 | Puerto Rico Electric Pwr Authority | 100 |  | Dropped - in Alaska or in Hawaii or Puerto Rico
Vega Baja | 61232_G_GT-1 | 61232 | G | GT-1 |  | Combustion Turbine |  |  | Puerto Rico |  |  |  |  | 21 |  | 1971 | [33 empty] | Puerto Rico Electric Pwr Authority | 100 | Puerto Rico Electric Pwr Authority | 100 |  | Dropped - in Alaska or in Hawaii or Puerto Rico
Vega Baja | 61232_G_GT-2 | 61232 | G | GT-2 |  | Combustion Turbine |  |  | Puerto Rico |  |  |  |  | 21 |  | 1971 | [33 empty] | Puerto Rico Electric Pwr Authority | 100 | Puerto Rico Electric Pwr Authority | 100 |  | Dropped - in Alaska or in Hawaii or Puerto Rico
Vieques | 61233_G_1 | 61233 | G | 1 |  | Combustion Turbine |  |  | Puerto Rico |  |  |  |  | 3.2 |  | 2004 | [33 empty] | Puerto Rico Electric Pwr Authority | 100 | Puerto Rico Electric Pwr Authority | 100 |  | Dropped - in Alaska or in Hawaii or Puerto Rico
Vieques | 61233_G_2 | 61233 | G | 2 |  | Combustion Turbine |  |  | Puerto Rico |  |  |  |  | 3.2 |  | 2004 | [33 empty] | Puerto Rico Electric Pwr Authority | 100 | Puerto Rico Electric Pwr Authority | 100 |  | Dropped - in Alaska or in Hawaii or Puerto Rico
Yabucoa | 61234_G_GT-1 | 61234 | G | GT-1 |  | Combustion Turbine |  |  | Puerto Rico |  |  |  |  | 21 |  | 1971 | [33 empty] | Puerto Rico Electric Pwr Authority | 100 | Puerto Rico Electric Pwr Authority | 100 |  | Dropped - in Alaska or in Hawaii or Puerto Rico
Yabucoa | 61234_G_GT-2 | 61234 | G | GT-2 |  | Combustion Turbine |  |  | Puerto Rico |  |  |  |  | 21 |  | 1971 | [33 empty] | Puerto Rico Electric Pwr Authority | 100 | Puerto Rico Electric Pwr Authority | 100 |  | Dropped - in Alaska or in Hawaii or Puerto Rico
Yauco | 61235_G_1 | 61235 | G | 1 |  | Hydro |  |  | Puerto Rico |  |  |  |  | 4.5 |  | 1956 | [33 empty] | Puerto Rico Electric Pwr Authority | 100 | Puerto Rico Electric Pwr Authority | 100 |  | Dropped - in Alaska or in Hawaii or Puerto Rico
Yauco | 61235_G_2 | 61235 | G | 2 |  | Hydro |  |  | Puerto Rico |  |  |  |  | 4.5 |  | 1956 | [33 empty] | Puerto Rico Electric Pwr Authority | 100 | Puerto Rico Electric Pwr Authority | 100 |  | Dropped - in Alaska or in Hawaii or Puerto Rico
Yauco | 61235_G_3 | 61235 | G | 3 |  | Hydro |  |  | Puerto Rico |  |  |  |  | 25 |  | 1956 | [33 empty] | Puerto Rico Electric Pwr Authority | 100 | Puerto Rico Electric Pwr Authority | 100 |  | Dropped - in Alaska or in Hawaii or Puerto Rico
Rio Blanco | 61236_G_1 | 61236 | G | 1 |  | Hydro |  |  | Puerto Rico |  |  |  |  | 2.5 |  | 1929 | [33 empty] | Puerto Rico Electric Pwr Authority | 100 | Puerto Rico Electric Pwr Authority | 100 |  | Dropped - in Alaska or in Hawaii or Puerto Rico
Rio Blanco | 61236_G_2 | 61236 | G | 2 |  | Hydro |  |  | Puerto Rico |  |  |  |  | 2.5 |  | 1929 | [33 empty] | Puerto Rico Electric Pwr Authority | 100 | Puerto Rico Electric Pwr Authority | 100 |  | Dropped - in Alaska or in Hawaii or Puerto Rico
Fort Buchanan Distributed Generation | 61254_G_SOLAR | 61254 | G | SOLAR |  | Solar PV |  |  | Puerto Rico |  | Guaynabo |  |  | 5.8 |  | 2014 | [33 empty] | Directorate Of Public Works USAG Fort Buchanan | 100 | Directorate Of Public Works USAG Fort Buchanan | 100 |  | Dropped - in Alaska or in Hawaii or Puerto Rico
Fort Buchanan Distributed Generation | 61254_G_WIND | 61254 | G | WIND |  | Onshore Wind |  |  | Puerto Rico |  | Guaynabo |  |  | 0.6 |  | 2014 | [33 empty] | Directorate Of Public Works USAG Fort Buchanan | 100 | Directorate Of Public Works USAG Fort Buchanan | 100 |  | Dropped - in Alaska or in Hawaii or Puerto Rico
USCG Puerto Rico PV | 61273_G_865 | 61273 | G | 865 |  | Solar PV |  |  | Puerto Rico |  | Aguadilla |  |  | 1.7 |  | 2011 | [33 empty] | United States Coast Guard Puerto Rico | 100 | United States Coast Guard Puerto Rico | 100 |  | Dropped - in Alaska or in Hawaii or Puerto Rico
Holsum de Puerto Rico, Inc. | 61639_G_EU16 | 61639 | G | EU16 |  | Combustion Turbine |  |  | Puerto Rico |  | Toa Baja |  |  | 1 |  | 2021 | [33 empty] | Holsum de Puerto Rico, Inc. | 100 | Holsum de Puerto Rico, Inc. | 100 |  | Dropped - in Alaska or in Hawaii or Puerto Rico
Holsum de Puerto Rico, Inc. | 61639_G_EU17 | 61639 | G | EU17 |  | Combustion Turbine |  |  | Puerto Rico |  | Toa Baja |  |  | 1 |  | 2021 | [33 empty] | Holsum de Puerto Rico, Inc. | 100 | Holsum de Puerto Rico, Inc. | 100 |  | Dropped - in Alaska or in Hawaii or Puerto Rico
Holsum de Puerto Rico, Inc. | 61639_G_EU18 | 61639 | G | EU18 |  | Combustion Turbine |  |  | Puerto Rico |  | Toa Baja |  |  | 1 |  | 2021 | [33 empty] | Holsum de Puerto Rico, Inc. | 100 | Holsum de Puerto Rico, Inc. | 100 |  | Dropped - in Alaska or in Hawaii or Puerto Rico
Holsum de Puerto Rico, Inc. | 61639_G_EU18A | 61639 | G | EU18A |  | Combustion Turbine |  |  | Puerto Rico |  | Toa Baja |  |  | 1 |  | 2021 | [33 empty] | Holsum de Puerto Rico, Inc. | 100 | Holsum de Puerto Rico, Inc. | 100 |  | Dropped - in Alaska or in Hawaii or Puerto Rico
Janssen Ortho LLC | 61659_G_2GEN1 | 61659 | G | 2GEN1 |  | Combustion Turbine |  |  | Puerto Rico |  | Gurabo |  |  | 1.5 |  | 2005 | [33 empty] | Janssen Ortho LLC | 100 | Janssen Ortho LLC | 100 |  | Dropped - in Alaska or in Hawaii or Puerto Rico
Janssen Ortho LLC | 61659_G_2GEN2 | 61659 | G | 2GEN2 |  | Combustion Turbine |  |  | Puerto Rico |  | Gurabo |  |  | 1.5 |  | 2004 | [33 empty] | Janssen Ortho LLC | 100 | Janssen Ortho LLC | 100 |  | Dropped - in Alaska or in Hawaii or Puerto Rico
Janssen Ortho LLC | 61659_G_2GEN3 | 61659 | G | 2GEN3 |  | Combustion Turbine |  |  | Puerto Rico |  | Gurabo |  |  | 1.5 |  | 2004 | [33 empty] | Janssen Ortho LLC | 100 | Janssen Ortho LLC | 100 |  | Dropped - in Alaska or in Hawaii or Puerto Rico
Janssen Ortho LLC | 61659_G_GEN-1 | 61659 | G | GEN-1 |  | Combustion Turbine |  |  | Puerto Rico |  | Gurabo |  |  | 1.5 |  | 1998 | [33 empty] | Janssen Ortho LLC | 100 | Janssen Ortho LLC | 100 |  | Dropped - in Alaska or in Hawaii or Puerto Rico
Janssen Ortho LLC | 61659_G_GEN-2 | 61659 | G | GEN-2 |  | Combustion Turbine |  |  | Puerto Rico |  | Gurabo |  |  | 1.5 |  | 1998 | [33 empty] | Janssen Ortho LLC | 100 | Janssen Ortho LLC | 100 |  | Dropped - in Alaska or in Hawaii or Puerto Rico
Janssen Ortho LLC | 61659_G_GEN-3 | 61659 | G | GEN-3 |  | Combustion Turbine |  |  | Puerto Rico |  | Gurabo |  |  | 1.5 |  | 1998 | [33 empty] | Janssen Ortho LLC | 100 | Janssen Ortho LLC | 100 |  | Dropped - in Alaska or in Hawaii or Puerto Rico
Janssen Ortho LLC | 61659_G_GEN-4 | 61659 | G | GEN-4 |  | Combustion Turbine |  |  | Puerto Rico |  | Gurabo |  |  | 2 |  | 2007 | [33 empty] | Janssen Ortho LLC | 100 | Janssen Ortho LLC | 100 |  | Dropped - in Alaska or in Hawaii or Puerto Rico
Janssen Ortho LLC | 61659_G_GEN-5 | 61659 | G | GEN-5 |  | Combustion Turbine |  |  | Puerto Rico |  | Gurabo |  |  | 1.5 |  | 1997 | [33 empty] | Janssen Ortho LLC | 100 | Janssen Ortho LLC | 100 |  | Dropped - in Alaska or in Hawaii or Puerto Rico
Janssen Ortho LLC | 61659_G_J1POR | 61659 | G | J1POR |  | Combustion Turbine |  |  | Puerto Rico |  | Gurabo |  |  | 1 |  | 2017 | [33 empty] | Janssen Ortho LLC | 100 | Janssen Ortho LLC | 100 |  | Dropped - in Alaska or in Hawaii or Puerto Rico
Janssen Ortho LLC | 61659_G_PGEN1 | 61659 | G | PGEN1 |  | Combustion Turbine |  |  | Puerto Rico |  | Gurabo |  |  | 1.5 |  | 2007 | [33 empty] | Janssen Ortho LLC | 100 | Janssen Ortho LLC | 100 |  | Dropped - in Alaska or in Hawaii or Puerto Rico
Janssen Ortho LLC | 61659_G_PGEN2 | 61659 | G | PGEN2 |  | Combustion Turbine |  |  | Puerto Rico |  | Gurabo |  |  | 1.5 |  | 2007 | [33 empty] | Janssen Ortho LLC | 100 | Janssen Ortho LLC | 100 |  | Dropped - in Alaska or in Hawaii or Puerto Rico
Janssen Ortho LLC | 61659_G_SOLAR | 61659 | G | SOLAR |  | Solar PV |  |  | Puerto Rico |  | Gurabo |  |  | 2.2 |  | 2015 | [33 empty] | Janssen Ortho LLC | 100 | Janssen Ortho LLC | 100 |  | Dropped - in Alaska or in Hawaii or Puerto Rico
HIMA San Pablo - Caguas | 61808_G_CAG1 | 61808 | G | CAG1 |  | Combustion Turbine |  |  | Puerto Rico |  | Caguas |  |  | 1.5 |  | 2007 | [33 empty] | HIMA San Pablo Caguas | 100 | HIMA San Pablo Caguas | 100 |  | Dropped - in Alaska or in Hawaii or Puerto Rico
HIMA San Pablo - Caguas | 61808_G_CAG2 | 61808 | G | CAG2 |  | Combustion Turbine |  |  | Puerto Rico |  | Caguas |  |  | 1.5 |  | 2007 | [33 empty] | HIMA San Pablo Caguas | 100 | HIMA San Pablo Caguas | 100 |  | Dropped - in Alaska or in Hawaii or Puerto Rico
HIMA San Pablo - Caguas | 61808_G_CAG3 | 61808 | G | CAG3 |  | Combustion Turbine |  |  | Puerto Rico |  | Caguas |  |  | 2 |  | 2007 | [33 empty] | HIMA San Pablo Caguas | 100 | HIMA San Pablo Caguas | 100 |  | Dropped - in Alaska or in Hawaii or Puerto Rico
HIMA San Pablo - Caguas | 61808_G_CAG4 | 61808 | G | CAG4 |  | Combustion Turbine |  |  | Puerto Rico |  | Caguas |  |  | 2 |  | 2007 | [33 empty] | HIMA San Pablo Caguas | 100 | HIMA San Pablo Caguas | 100 |  | Dropped - in Alaska or in Hawaii or Puerto Rico
HIMA San Pablo - Caguas | 61808_G_CAG5 | 61808 | G | CAG5 |  | Combustion Turbine |  |  | Puerto Rico |  | Caguas |  |  | 2 |  | 2007 | [33 empty] | HIMA San Pablo Caguas | 100 | HIMA San Pablo Caguas | 100 |  | Dropped - in Alaska or in Hawaii or Puerto Rico
Cervecera de Puerto Rico | 62410_G_CHP01 | 62410 | G | CHP01 |  | Combustion Turbine |  |  | Puerto Rico |  | Mayaguez |  |  | 0.9 |  | 2020 | [33 empty] | Cervecera de Puerto Rico | 100 | Cervecera de Puerto Rico | 100 |  | Dropped - in Alaska or in Hawaii or Puerto Rico
Cervecera de Puerto Rico | 62410_G_CHP02 | 62410 | G | CHP02 |  | Combustion Turbine |  |  | Puerto Rico |  | Mayaguez |  |  | 0.9 |  | 2020 | [33 empty] | Cervecera de Puerto Rico | 100 | Cervecera de Puerto Rico | 100 |  | Dropped - in Alaska or in Hawaii or Puerto Rico
Cervecera de Puerto Rico | 62410_G_GCC01 | 62410 | G | GCC01 |  | Combustion Turbine |  |  | Puerto Rico |  | Mayaguez |  |  | 0.3 |  | 2005 | [33 empty] | Cervecera de Puerto Rico | 100 | Cervecera de Puerto Rico | 100 |  | Dropped - in Alaska or in Hawaii or Puerto Rico
Cervecera de Puerto Rico | 62410_G_GDC01 | 62410 | G | GDC01 |  | Combustion Turbine |  |  | Puerto Rico |  | Mayaguez |  |  | 1.6 |  | 2005 | [33 empty] | Cervecera de Puerto Rico | 100 | Cervecera de Puerto Rico | 100 |  | Dropped - in Alaska or in Hawaii or Puerto Rico
HIMA San Pablo Bayamon | 62841_G_BAY1 | 62841 | G | BAY1 |  | Combustion Turbine |  |  | Puerto Rico |  | Bayamon |  |  | 1.5 |  | 1996 | [33 empty] | HIMA San Pablo Bayamon | 100 | HIMA San Pablo Bayamon | 100 |  | Dropped - in Alaska or in Hawaii or Puerto Rico
HIMA San Pablo Bayamon | 62841_G_BAY2 | 62841 | G | BAY2 |  | Combustion Turbine |  |  | Puerto Rico |  | Bayamon |  |  | 1.5 |  | 1996 | [33 empty] | HIMA San Pablo Bayamon | 100 | HIMA San Pablo Bayamon | 100 |  | Dropped - in Alaska or in Hawaii or Puerto Rico
HIMA San Pablo Bayamon | 62841_G_BAY3 | 62841 | G | BAY3 |  | Combustion Turbine |  |  | Puerto Rico |  | Bayamon |  |  | 1.5 |  | 1996 | [33 empty] | HIMA San Pablo Bayamon | 100 | HIMA San Pablo Bayamon | 100 |  | Dropped - in Alaska or in Hawaii or Puerto Rico
HIMA San Pablo Fajardo | 62850_G_FAJ1 | 62850 | G | FAJ1 |  | Combustion Turbine |  |  | Puerto Rico |  | Fajardo |  |  | 1.3 |  | 1998 | [33 empty] | HIMA San Pablo Fajardo | 100 | HIMA San Pablo Fajardo | 100 |  | Dropped - in Alaska or in Hawaii or Puerto Rico
HIMA San Pablo Fajardo | 62850_G_FAJ2 | 62850 | G | FAJ2 |  | Combustion Turbine |  |  | Puerto Rico |  | Fajardo |  |  | 1.5 |  | 2008 | [33 empty] | HIMA San Pablo Fajardo | 100 | HIMA San Pablo Fajardo | 100 |  | Dropped - in Alaska or in Hawaii or Puerto Rico
HIMA San Pablo Fajardo | 62850_G_FAJ3 | 62850 | G | FAJ3 |  | Combustion Turbine |  |  | Puerto Rico |  | Fajardo |  |  | 0.2 |  | 1998 | [33 empty] | HIMA San Pablo Fajardo | 100 | HIMA San Pablo Fajardo | 100 |  | Dropped - in Alaska or in Hawaii or Puerto Rico
HIMA San Pablo Cupey | 62851_G_CUP1 | 62851 | G | CUP1 |  | Combustion Turbine |  |  | Puerto Rico |  | Cupey |  |  | 0.6 |  | 2011 | [33 empty] | San Lucas Metro Inc. | 100 | San Lucas Metro Inc. | 100 |  | Dropped - in Alaska or in Hawaii or Puerto Rico
HIMA San Pablo Cupey | 62851_G_CUP2 | 62851 | G | CUP2 |  | Combustion Turbine |  |  | Puerto Rico |  | Cupey |  |  | 0.6 |  | 2018 | [33 empty] | San Lucas Metro Inc. | 100 | San Lucas Metro Inc. | 100 |  | Dropped - in Alaska or in Hawaii or Puerto Rico
HIMA San Pablo Humacao | 62852_G_HUM1 | 62852 | G | HUM1 |  | Combustion Turbine |  |  | Puerto Rico |  | Humacao |  |  | 0.8 |  | 2018 | [33 empty] | HIMA San Pablo Humacao | 100 | HIMA San Pablo Humacao | 100 |  | Dropped - in Alaska or in Hawaii or Puerto Rico
HIMA San Pablo Humacao | 62852_G_HUM2 | 62852 | G | HUM2 |  | Combustion Turbine |  |  | Puerto Rico |  | Humacao |  |  | 0.8 |  | 2018 | [33 empty] | HIMA San Pablo Humacao | 100 | HIMA San Pablo Humacao | 100 |  | Dropped - in Alaska or in Hawaii or Puerto Rico
Eaton Corp - Arecibo - Puerto Rico Hybrid | 64613_G_G1 | 64613 | G | G1 |  | Combustion Turbine |  |  | Puerto Rico |  | Arecibo |  |  | 1.5 |  | 1998 | [33 empty] | MSS Energy Holdings, LLC (d.b.a. Calibrant Energy) | 100 | MSS Energy Holdings, LLC (d.b.a. Calibrant Energy) | 100 |  | Dropped - in Alaska or in Hawaii or Puerto Rico
Eaton Corp - Arecibo - Puerto Rico Hybrid | 64613_G_G2 | 64613 | G | G2 |  | Combustion Turbine |  |  | Puerto Rico |  | Arecibo |  |  | 1.5 |  | 1998 | [33 empty] | MSS Energy Holdings, LLC (d.b.a. Calibrant Energy) | 100 | MSS Energy Holdings, LLC (d.b.a. Calibrant Energy) | 100 |  | Dropped - in Alaska or in Hawaii or Puerto Rico
Eaton Corp - Arecibo - Puerto Rico Hybrid | 64613_G_G3 | 64613 | G | G3 |  | Combustion Turbine |  |  | Puerto Rico |  | Arecibo |  |  | 1.5 |  | 1998 | [33 empty] | MSS Energy Holdings, LLC (d.b.a. Calibrant Energy) | 100 | MSS Energy Holdings, LLC (d.b.a. Calibrant Energy) | 100 |  | Dropped - in Alaska or in Hawaii or Puerto Rico
Eaton Corp - Arecibo - Puerto Rico Hybrid | 64613_G_G4 | 64613 | G | G4 |  | Combustion Turbine |  |  | Puerto Rico |  | Arecibo |  |  | 1.5 |  | 1998 | [33 empty] | MSS Energy Holdings, LLC (d.b.a. Calibrant Energy) | 100 | MSS Energy Holdings, LLC (d.b.a. Calibrant Energy) | 100 |  | Dropped - in Alaska or in Hawaii or Puerto Rico
Eaton Corp - Arecibo - Puerto Rico Hybrid | 64613_G_G5 | 64613 | G | G5 |  | Combustion Turbine |  |  | Puerto Rico |  | Arecibo |  |  | 0.2 |  | 2016 | [33 empty] | MSS Energy Holdings, LLC (d.b.a. Calibrant Energy) | 100 | MSS Energy Holdings, LLC (d.b.a. Calibrant Energy) | 100 |  | Dropped - in Alaska or in Hawaii or Puerto Rico
Eaton Corp - Arecibo - Puerto Rico Hybrid | 64613_G_G7 | 64613 | G | G7 |  | Combustion Turbine |  |  | Puerto Rico |  | Arecibo |  |  | 2 |  | 2014 | [33 empty] | MSS Energy Holdings, LLC (d.b.a. Calibrant Energy) | 100 | MSS Energy Holdings, LLC (d.b.a. Calibrant Energy) | 100 |  | Dropped - in Alaska or in Hawaii or Puerto Rico
Neolpharma CHP LLC | 65392_G_CHP-1 | 65392 | G | CHP-1 |  | Combustion Turbine |  |  | Puerto Rico |  | Caguas |  |  | 1.1 |  | 2023 | [33 empty] | Enernet Global | 100 | Enernet Global | 100 |  | Dropped - in Alaska or in Hawaii or Puerto Rico
Neolpharma CHP LLC | 65392_G_CHP-2 | 65392 | G | CHP-2 |  | Combustion Turbine |  |  | Puerto Rico |  | Caguas |  |  | 1.1 |  | 2023 | [33 empty] | Enernet Global | 100 | Enernet Global | 100 |  | Dropped - in Alaska or in Hawaii or Puerto Rico
Neolpharma CHP LLC | 65392_G_CHP-3 | 65392 | G | CHP-3 |  | Combustion Turbine |  |  | Puerto Rico |  | Caguas |  |  | 1.1 |  | 2023 | [33 empty] | Enernet Global | 100 | Enernet Global | 100 |  | Dropped - in Alaska or in Hawaii or Puerto Rico
Hospital Auxilio Mutuo | 66051_G_GEN-4 | 66051 | G | GEN-4 |  | Combustion Turbine |  |  | Puerto Rico |  |  |  |  | 2 |  | 1999 | [33 empty] | Hospital Auxilio Mutuo | 100 | Hospital Auxilio Mutuo | 100 |  | Dropped - in Alaska or in Hawaii or Puerto Rico
Hospital Auxilio Mutuo | 66051_G_GEN-5 | 66051 | G | GEN-5 |  | Combustion Turbine |  |  | Puerto Rico |  |  |  |  | 2 |  | 1999 | [33 empty] | Hospital Auxilio Mutuo | 100 | Hospital Auxilio Mutuo | 100 |  | Dropped - in Alaska or in Hawaii or Puerto Rico
Hospital Auxilio Mutuo | 66051_G_GEN-6 | 66051 | G | GEN-6 |  | Combustion Turbine |  |  | Puerto Rico |  |  |  |  | 2 |  | 1999 | [33 empty] | Hospital Auxilio Mutuo | 100 | Hospital Auxilio Mutuo | 100 |  | Dropped - in Alaska or in Hawaii or Puerto Rico
iPR Pharmaceuticals Inc. | 66056_G_GSET1 | 66056 | G | GSET1 |  | Combustion Turbine |  |  | Puerto Rico |  |  |  |  | 1.6 |  | 2018 | [33 empty] | iPR Pharmaceuticals Inc | 100 | iPR Pharmaceuticals Inc | 100 |  | Dropped - in Alaska or in Hawaii or Puerto Rico
iPR Pharmaceuticals Inc. | 66056_G_GSET2 | 66056 | G | GSET2 |  | Combustion Turbine |  |  | Puerto Rico |  |  |  |  | 1.6 |  | 2018 | [33 empty] | iPR Pharmaceuticals Inc | 100 | iPR Pharmaceuticals Inc | 100 |  | Dropped - in Alaska or in Hawaii or Puerto Rico
AbbVie LTD | 66057_G_AB07 | 66057 | G | AB07 |  | Combustion Turbine |  |  | Puerto Rico |  | Barceloneta |  |  | 1.8 |  | 1994 | [33 empty] | AbbVie LTD | 100 | AbbVie LTD | 100 |  | Dropped - in Alaska or in Hawaii or Puerto Rico
AbbVie LTD | 66057_G_ABL1 | 66057 | G | ABL1 |  | Combustion Turbine |  |  | Puerto Rico |  | Barceloneta |  |  | 2 |  | 2004 | [33 empty] | AbbVie LTD | 100 | AbbVie LTD | 100 |  | Dropped - in Alaska or in Hawaii or Puerto Rico
AbbVie LTD | 66057_G_ABL3 | 66057 | G | ABL3 |  | Combustion Turbine |  |  | Puerto Rico |  | Barceloneta |  |  | 2 |  | 2011 | [33 empty] | AbbVie LTD | 100 | AbbVie LTD | 100 |  | Dropped - in Alaska or in Hawaii or Puerto Rico
AbbVie LTD | 66057_G_BS | 66057 | G | BS |  | Combustion Turbine |  |  | Puerto Rico |  | Barceloneta |  |  | 2 |  | 1991 | [33 empty] | AbbVie LTD | 100 | AbbVie LTD | 100 |  | Dropped - in Alaska or in Hawaii or Puerto Rico
AbbVie LTD | 66057_G_CG1 | 66057 | G | CG1 |  | Combustion Turbine |  |  | Puerto Rico |  | Barceloneta |  |  | 9.2 |  | 2020 | [33 empty] | AbbVie LTD | 100 | AbbVie LTD | 100 |  | Dropped - in Alaska or in Hawaii or Puerto Rico
AbbVie LTD | 66057_G_CG2 | 66057 | G | CG2 |  | Combustion Turbine |  |  | Puerto Rico |  | Barceloneta |  |  | 9.2 |  | 2019 | [33 empty] | AbbVie LTD | 100 | AbbVie LTD | 100 |  | Dropped - in Alaska or in Hawaii or Puerto Rico
AbbVie LTD | 66057_G_EG1 | 66057 | G | EG1 |  | Combustion Turbine |  |  | Puerto Rico |  | Barceloneta |  |  | 2.2 |  | 2020 | [33 empty] | AbbVie LTD | 100 | AbbVie LTD | 100 |  | Dropped - in Alaska or in Hawaii or Puerto Rico
AbbVie LTD | 66057_G_EG2 | 66057 | G | EG2 |  | Combustion Turbine |  |  | Puerto Rico |  | Barceloneta |  |  | 2.2 |  | 2019 | [33 empty] | AbbVie LTD | 100 | AbbVie LTD | 100 |  | Dropped - in Alaska or in Hawaii or Puerto Rico
Bayamon Medical Center | 66090_G_CAT1 | 66090 | G | CAT1 |  | Combustion Turbine |  |  | Puerto Rico |  |  |  |  | 1 |  | 2008 | [33 empty] | Bayamon Medical Center | 100 | Bayamon Medical Center | 100 |  | Dropped - in Alaska or in Hawaii or Puerto Rico
Bayamon Medical Center | 66090_G_CAT2 | 66090 | G | CAT2 |  | Combustion Turbine |  |  | Puerto Rico |  |  |  |  | 1 |  | 2012 | [33 empty] | Bayamon Medical Center | 100 | Bayamon Medical Center | 100 |  | Dropped - in Alaska or in Hawaii or Puerto Rico
Bayamon Medical Center | 66090_G_GEN-R | 66090 | G | GEN-R |  | Combustion Turbine |  |  | Puerto Rico |  |  |  |  | 0.4 |  | 2007 | [33 empty] | Bayamon Medical Center | 100 | Bayamon Medical Center | 100 |  | Dropped - in Alaska or in Hawaii or Puerto Rico
Bayamon Medical Center | 66090_G_GENHL | 66090 | G | GENHL |  | Combustion Turbine |  |  | Puerto Rico |  |  |  |  | 1 |  | 2022 | [33 empty] | Bayamon Medical Center | 100 | Bayamon Medical Center | 100 |  | Dropped - in Alaska or in Hawaii or Puerto Rico
Puerto Rico Women's & Children's Hosp | 66091_G_CATPR | 66091 | G | CATPR |  | Combustion Turbine |  |  | Puerto Rico |  |  |  |  | 1 |  | 2019 | [33 empty] | Dorado Health, Inc | 100 | Dorado Health, Inc | 100 |  | Dropped - in Alaska or in Hawaii or Puerto Rico
Puerto Rico Women's & Children's Hosp | 66091_G_KATO | 66091 | G | KATO |  | Combustion Turbine |  |  | Puerto Rico |  |  |  |  | 1 |  | 2007 | [33 empty] | Dorado Health, Inc | 100 | Dorado Health, Inc | 100 |  | Dropped - in Alaska or in Hawaii or Puerto Rico
Caribbean Medical Center | 66092_G_1 | 66092 | G | 1 |  | Combustion Turbine |  |  | Puerto Rico |  |  |  |  | 0.3 |  | 2018 | [33 empty] | Hospital Caribbean Medical Center | 100 | Hospital Caribbean Medical Center | 100 |  | Dropped - in Alaska or in Hawaii or Puerto Rico
Caribbean Medical Center | 66092_G_2 | 66092 | G | 2 |  | Combustion Turbine |  |  | Puerto Rico |  |  |  |  | 0.3 |  | 2018 | [33 empty] | Hospital Caribbean Medical Center | 100 | Hospital Caribbean Medical Center | 100 |  | Dropped - in Alaska or in Hawaii or Puerto Rico
Caribbean Medical Center | 66092_G_3 | 66092 | G | 3 |  | Combustion Turbine |  |  | Puerto Rico |  |  |  |  | 0.3 |  | 2001 | [33 empty] | Hospital Caribbean Medical Center | 100 | Hospital Caribbean Medical Center | 100 |  | Dropped - in Alaska or in Hawaii or Puerto Rico
Caribbean Medical Center | 66092_G_4 | 66092 | G | 4 |  | Combustion Turbine |  |  | Puerto Rico |  |  |  |  | 0.3 |  | 2001 | [33 empty] | Hospital Caribbean Medical Center | 100 | Hospital Caribbean Medical Center | 100 |  | Dropped - in Alaska or in Hawaii or Puerto Rico
Caribbean Medical Center | 66092_G_OPD1 | 66092 | G | OPD1 |  | Combustion Turbine |  |  | Puerto Rico |  |  |  |  | 0.1 |  | 2018 | [33 empty] | Hospital Caribbean Medical Center | 100 | Hospital Caribbean Medical Center | 100 |  | Dropped - in Alaska or in Hawaii or Puerto Rico
Mayaguez Medical Center | 66101_G_2MCAT | 66101 | G | 2MCAT |  | Combustion Turbine |  |  | Puerto Rico |  |  |  |  | 1.8 |  | 2019 | [33 empty] | Mayaguez Medical Center | 100 | Mayaguez Medical Center | 100 |  | Dropped - in Alaska or in Hawaii or Puerto Rico
Mayaguez Medical Center | 66101_G_2MCUM | 66101 | G | 2MCUM |  | Combustion Turbine |  |  | Puerto Rico |  |  |  |  | 1.8 |  | 2022 | [33 empty] | Mayaguez Medical Center | 100 | Mayaguez Medical Center | 100 |  | Dropped - in Alaska or in Hawaii or Puerto Rico
Mayaguez Medical Center | 66101_G_4CUM | 66101 | G | 4CUM |  | Combustion Turbine |  |  | Puerto Rico |  |  |  |  | 0.4 |  | 2010 | [33 empty] | Mayaguez Medical Center | 100 | Mayaguez Medical Center | 100 |  | Dropped - in Alaska or in Hawaii or Puerto Rico
Hewlett Packard Puerto Rico | 66127_G_CG1 | 66127 | G | CG1 |  | Combustion Turbine |  |  | Puerto Rico |  | Aguadilla |  |  | 2 |  | 2022 | [33 empty] | Hewlett Packard Puerto Rico B.V. | 100 | Hewlett Packard Puerto Rico B.V. | 100 |  | Dropped - in Alaska or in Hawaii or Puerto Rico
Hewlett Packard Puerto Rico | 66127_G_CG2 | 66127 | G | CG2 |  | Combustion Turbine |  |  | Puerto Rico |  | Aguadilla |  |  | 2 |  | 2022 | [33 empty] | Hewlett Packard Puerto Rico B.V. | 100 | Hewlett Packard Puerto Rico B.V. | 100 |  | Dropped - in Alaska or in Hawaii or Puerto Rico
Manati Medical Center | 66134_G_CAT1 | 66134 | G | CAT1 |  | Combustion Turbine |  |  | Puerto Rico |  | San Juan |  |  | 1.2 |  | 2018 | [33 empty] | Manati Medical Center | 100 | Manati Medical Center | 100 |  | Dropped - in Alaska or in Hawaii or Puerto Rico
Manati Medical Center | 66134_G_CUM2 | 66134 | G | CUM2 |  | Combustion Turbine |  |  | Puerto Rico |  | San Juan |  |  | 1.2 |  | 2010 | [33 empty] | Manati Medical Center | 100 | Manati Medical Center | 100 |  | Dropped - in Alaska or in Hawaii or Puerto Rico
Biola University Hybrid | 54296_G_EG-1H | 54296 | G | EG-1H |  | Combustion Turbine |  |  | California |  | Los Angeles |  |  | 1.5 |  | 2023 | [33 empty] | Biola University | 100 | Biola University | 100 | Non-regulated | Dropped - Plant is identified as onsite because it is a net buyer of electricity in 2021
Packaging Corp. of America Jackson Mill | 55044_G_STG2 | 55044 | G | STG2 |  | Non-Fossil Waste |  |  | Alabama |  | Clarke |  |  | 26.8 |  | 2023 | [33 empty] | Boise White Paper LLC | 100 | Boise White Paper LLC | 100 | Non-regulated | Dropped - Plant is identified as onsite because it is a net buyer of electricity in 2021 | B1 B1 B1 B1 B1: PB3; B2 B2 B2 B2A B2A: PB4; B2A B2A B2A B3A B3A: PB5
AES Waikoloa Solar Hybrid | 63900_G_KLOAB | 63900 | G | KLOAB |  | Energy Storage |  |  | Hawaii |  | Hawaii |  |  | 30 |  | 2023 | [33 empty] | AES Distributed Energy | 100 | AES Distributed Energy | 100 | Non-regulated | Dropped - in Alaska or in Hawaii or Puerto Rico
AES Waikoloa Solar Hybrid | 63900_G_YKLOA | 63900 | G | YKLOA |  | Solar PV |  |  | Hawaii |  | Hawaii |  |  | 30 |  | 2023 | [33 empty] | AES Distributed Energy | 100 | AES Distributed Energy | 100 | Non-regulated | Dropped - in Alaska or in Hawaii or Puerto Rico
West Point (PA) | 52149_G_GEN18 | 52149 | G | GEN18 |  | Combustion Turbine |  |  | Pennsylvania |  | Montgomery |  |  | 2.5 |  | 2024 | [33 empty] | Merck & Co Inc-West Point | 100 | Merck & Co Inc-West Point | 100 | Non-regulated | Dropped - Plant is identified as onsite because it is a net buyer of electricity in 2021
Elkton | 52148_G_GEN8 | 52148 | G | GEN8 |  | Combustion Turbine |  |  | Virginia |  | Rockingham |  |  | 2 |  | 2024 | [33 empty] | Merck & Co Inc | 100 | Merck & Co Inc | 100 | Non-regulated | Dropped - Plant is identified as onsite because it is a net buyer of electricity in 2021
Hu Honua Bioenergy Facility | 61364_G_HHB | 61364 | G | HHB |  | Biomass |  |  | Hawaii |  | Hawaii |  |  | 32 |  | 2025 | [33 empty] | Hu Honua Bioenergy, LLC | 100 | Hu Honua Bioenergy, LLC | 100 | Non-regulated | Dropped - in Alaska or in Hawaii or Puerto Rico | B1 B1 B1 B1 B1: 23523
AES West Oahu Solar Hybrid | 64656_G_UHBES | 64656 | G | UHBES |  | Energy Storage |  |  | Hawaii |  | Honolulu |  |  | 12.5 |  | 2024 | [33 empty] | AES Distributed Energy | 100 | AES Distributed Energy | 100 | Non-regulated | Dropped - in Alaska or in Hawaii or Puerto Rico
AES West Oahu Solar Hybrid | 64656_G_UHWO | 64656 | G | UHWO |  | Solar PV |  |  | Hawaii |  | Honolulu |  |  | 12.5 |  | 2024 | [33 empty] | AES Distributed Energy | 100 | AES Distributed Energy | 100 | Non-regulated | Dropped - in Alaska or in Hawaii or Puerto Rico
Kapolei Energy Storage | 66067_G_KES1 | 66067 | G | KES1 |  | Energy Storage |  |  | Hawaii |  | Honolulu |  |  | 185 |  | 2023 | [33 empty] | Kapolei Energy Storage I, LLC | 100 | Kapolei Energy Storage I, LLC | 100 | Non-regulated | Dropped - in Alaska or in Hawaii or Puerto Rico
West Point (PA) | 52149_G_GEN19 | 52149 | G | GEN19 |  | Combustion Turbine |  |  | Pennsylvania |  | Montgomery |  |  | 1 |  | 2024 | [33 empty] | Merck & Co Inc-West Point | 100 | Merck & Co Inc-West Point | 100 | Non-regulated | Dropped - Plant is identified as onsite because it is a net buyer of electricity in 2021
Ho'Ohana Solar 1 | 63723_G_H0001 | 63723 | G | H0001 |  | Solar PV |  |  | Hawaii |  | Honolulu |  |  | 52 |  | 2025 | [33 empty] | Ho'Ohana Solar 1 LLC | 100 | Ho'Ohana Solar 1 LLC | 100 | Non-regulated | Dropped - in Alaska or in Hawaii or Puerto Rico
Ho'Ohana Solar 1 | 63723_G_HESS1 | 63723 | G | HESS1 |  | Energy Storage |  |  | Hawaii |  | Honolulu |  |  | 52 |  | 2025 | [33 empty] | Ho'Ohana Solar 1 LLC | 100 | Ho'Ohana Solar 1 LLC | 100 | Non-regulated | Dropped - in Alaska or in Hawaii or Puerto Rico
University of Washington Power Plant | 54809_G_TG3 | 54809 | G | TG3 |  | O/G Steam |  |  | Washington |  | King |  |  | 3 |  | 2023 | [33 empty] | University of Washington | 100 | University of Washington | 100 | Non-regulated | Dropped - Plant is identified as onsite because it is a net buyer of electricity in 2021
Braddock Lock and Dam | 59091_G_GEN1 | 59091 | G | GEN1 |  | Hydro |  |  | Pennsylvania |  | Allegheny |  |  | 5.3 |  | 2027 | [33 empty] | Lock+ Hydro Friends Fund XLII, LLC | 100 | Lock+ Hydro Friends Fund XLII, LLC | 100 | Non-regulated | Dropped - Planned unit whose status does not meet NEEDS criteria
AES Maui Kuihelani Solar Hybrid | 64256_G_KLNIB | 64256 | G | KLNIB |  | Energy Storage |  |  | Hawaii |  | Maui |  |  | 60 |  | 2024 | [33 empty] | AES Distributed Energy | 100 | AES Distributed Energy | 100 | Non-regulated | Dropped - in Alaska or in Hawaii or Puerto Rico
AES Maui Kuihelani Solar Hybrid | 64256_G_KULNI | 64256 | G | KULNI |  | Solar PV |  |  | Hawaii |  | Maui |  |  | 60 |  | 2024 | [33 empty] | AES Distributed Energy | 100 | AES Distributed Energy | 100 | Non-regulated | Dropped - in Alaska or in Hawaii or Puerto Rico
AES Mountain View Solar | 66002_G_MVSBA | 66002 | G | MVSBA |  | Energy Storage |  |  | Hawaii |  | Honolulu |  |  | 7 |  | 2025 | [33 empty] | AES Distributed Energy | 100 | AES Distributed Energy | 100 | Non-regulated | Dropped - in Alaska or in Hawaii or Puerto Rico
AES Mountain View Solar | 66002_G_MVSPV | 66002 | G | MVSPV |  | Solar PV |  |  | Hawaii |  | Honolulu |  |  | 7 |  | 2025 | [33 empty] | AES Distributed Energy | 100 | AES Distributed Energy | 100 | Non-regulated | Dropped - in Alaska or in Hawaii or Puerto Rico
MU Combined Heat and Power Plant | 50969_G_GEN10 | 50969 | G | GEN10 |  | O/G Steam |  |  | Missouri |  | Boone |  |  | 8 |  | 2025 | [33 empty] | Curators of the University of Missouri | 100 | Curators of the University of Missouri | 100 | Non-regulated | Dropped - Plant is identified as onsite because it is a net buyer of electricity in 2021
Loma Rica Hydroelectric Powerhouse | 60988_G_HY1 | 60988 | G | HY1 |  | Hydro |  |  | California |  | Nevada |  |  | 1.4 |  | 2026 | [33 empty] | Nevada Irrigation District | 100 | Nevada Irrigation District | 100 | Non-regulated | Dropped - Planned unit whose status does not meet NEEDS criteria
AES Waiawa Phase 2 Solar | 66066_G_WAIBA | 66066 | G | WAIBA |  | Energy Storage |  |  | Hawaii |  | Honolulu |  |  | 30 |  | 2025 | [33 empty] | AES Waiawa Phase 2 Solar, LLC | 100 | AES Waiawa Phase 2 Solar, LLC | 100 | Non-regulated | Dropped - in Alaska or in Hawaii or Puerto Rico
AES Waiawa Phase 2 Solar | 66066_G_WAIPV | 66066 | G | WAIPV |  | Solar PV |  |  | Hawaii |  | Honolulu |  |  | 30 |  | 2025 | [33 empty] | AES Waiawa Phase 2 Solar, LLC | 100 | AES Waiawa Phase 2 Solar, LLC | 100 | Non-regulated | Dropped - in Alaska or in Hawaii or Puerto Rico
Killingly Energy Center | 61239_G_KEC | 61239 | G | KEC |  | Combined Cycle |  |  | Connecticut |  | Windham |  |  | 381.9 | [35 empty] | NTE Connecticut, LLC | 100 | NTE Connecticut, LLC | 100 | Non-regulated | Dropped - Project has been canceled or postponed
Killingly Energy Center | 61239_G_KEC2 | 61239 | G | KEC2 |  | Combined Cycle |  |  | Connecticut |  | Windham |  |  | 262.9 | [35 empty] | NTE Connecticut, LLC | 100 | NTE Connecticut, LLC | 100 | Non-regulated | Dropped - Project has been canceled or postponed | B1 B1 B1 B1 B1: HRSG
West Point (PA) | 52149_G_GEN20 | 52149 | G | GEN20 |  | Combustion Turbine |  |  | Pennsylvania |  | Montgomery |  |  | 2 |  | 2024 | [33 empty] | Merck & Co Inc-West Point | 100 | Merck & Co Inc-West Point | 100 | Non-regulated | Dropped - Plant is identified as onsite because it is a net buyer of electricity in 2021
Palestine Power Peaking Facility | 62684_G_PP-1 | 62684 | G | PP-1 |  | Combustion Turbine |  |  | Texas |  | Anderson |  |  | 43 | [35 empty] | Castleman Power Development LLC | 100 | Castleman Power Development LLC | 100 | Non-regulated | Dropped - Project has been canceled or postponed
Palestine Power Peaking Facility | 62684_G_PP-2 | 62684 | G | PP-2 |  | Combustion Turbine |  |  | Texas |  | Anderson |  |  | 43 | [35 empty] | Castleman Power Development LLC | 100 | Castleman Power Development LLC | 100 | Non-regulated | Dropped - Project has been canceled or postponed
Palestine Power Peaking Facility | 62684_G_PP-3 | 62684 | G | PP-3 |  | Combustion Turbine |  |  | Texas |  | Anderson |  |  | 43 | [35 empty] | Castleman Power Development LLC | 100 | Castleman Power Development LLC | 100 | Non-regulated | Dropped - Project has been canceled or postponed
Palestine Power Peaking Facility | 62684_G_PP-4 | 62684 | G | PP-4 |  | Combustion Turbine |  |  | Texas |  | Anderson |  |  | 43 | [35 empty] | Castleman Power Development LLC | 100 | Castleman Power Development LLC | 100 | Non-regulated | Dropped - Project has been canceled or postponed
Sealy Power Peaking Facility | 62685_G_SP-1 | 62685 | G | SP-1 |  | Combustion Turbine |  |  | Texas |  | Austin |  |  | 43 | [35 empty] | Castleman Power Development LLC | 100 | Castleman Power Development LLC | 100 | Non-regulated | Dropped - Project has been canceled or postponed
Sealy Power Peaking Facility | 62685_G_SP-2 | 62685 | G | SP-2 |  | Combustion Turbine |  |  | Texas |  | Austin |  |  | 43 | [35 empty] | Castleman Power Development LLC | 100 | Castleman Power Development LLC | 100 | Non-regulated | Dropped - Project has been canceled or postponed
Sealy Power Peaking Facility | 62685_G_SP-3 | 62685 | G | SP-3 |  | Combustion Turbine |  |  | Texas |  | Austin |  |  | 43 | [35 empty] | Castleman Power Development LLC | 100 | Castleman Power Development LLC | 100 | Non-regulated | Dropped - Project has been canceled or postponed
Sealy Power Peaking Facility | 62685_G_SP-4 | 62685 | G | SP-4 |  | Combustion Turbine |  |  | Texas |  | Austin |  |  | 43 | [35 empty] | Castleman Power Development LLC | 100 | Castleman Power Development LLC | 100 | Non-regulated | Dropped - Project has been canceled or postponed
Hale Kuawehi Solar Hybrid | 62529_G_HKSOL | 62529 | G | HKSOL |  | Solar PV |  |  | Hawaii |  | Hawaii |  |  | 30 |  | 2025 | [33 empty] | Hale Kuawehi Solar LLC | 100 | Hale Kuawehi Solar LLC | 100 | Non-regulated | Dropped - in Alaska or in Hawaii or Puerto Rico
CSU Northridge Plant | 58422_G_G6PV | 58422 | G | G6PV |  | Solar PV |  |  | California |  | Los Angeles |  |  | 0.7 |  | 2025 | [33 empty] | California State University, Northridge | 100 | California State University, Northridge | 100 | Non-regulated | Dropped - Plant is identified as onsite because it is a net buyer of electricity in 2021
Paeahu Solar Hybrid | 62534_G_PHBA | 62534 | G | PHBA |  | Energy Storage |  |  | Hawaii |  | Maui |  |  | 15 | [35 empty] | Paeahu Solar LLC | 100 | Paeahu Solar LLC | 100 | Non-regulated | Dropped - in Alaska or in Hawaii or Puerto Rico
Paeahu Solar Hybrid | 62534_G_PHSOL | 62534 | G | PHSOL |  | Solar PV |  |  | Hawaii |  | Maui |  |  | 15 | [35 empty] | Paeahu Solar LLC | 100 | Paeahu Solar LLC | 100 | Non-regulated | Dropped - in Alaska or in Hawaii or Puerto Rico
Hale Kuawehi Solar Hybrid | 62529_G_HKBA | 62529 | G | HKBA |  | Energy Storage |  |  | Hawaii |  | Hawaii |  |  | 30 |  | 2025 | [33 empty] | Hale Kuawehi Solar LLC | 100 | Hale Kuawehi Solar LLC | 100 | Non-regulated | Dropped - in Alaska or in Hawaii or Puerto Rico
Barbers Point Solar, LLC | 64094_G_BPBA | 64094 | G | BPBA |  | Energy Storage |  |  | Hawaii |  | Honolulu |  |  | 15 | [35 empty] | Barbers Point Solar, LLC | 100 | Barbers Point Solar, LLC | 100 | Non-regulated | Dropped - in Alaska or in Hawaii or Puerto Rico
Barbers Point Solar, LLC | 64094_G_BPSOL | 64094 | G | BPSOL |  | Solar PV |  |  | Hawaii |  | Honolulu |  |  | 15 | [35 empty] | Barbers Point Solar, LLC | 100 | Barbers Point Solar, LLC | 100 | Non-regulated | Dropped - in Alaska or in Hawaii or Puerto Rico
Kahana Solar, LLC | 64095_G_KSBA | 64095 | G | KSBA |  | Energy Storage |  |  | Hawaii |  | Maui |  |  | 20 | [35 empty] | AES Clean Energy | 100 | AES Clean Energy | 100 | Non-regulated | Dropped - in Alaska or in Hawaii or Puerto Rico
Kahana Solar, LLC | 64095_G_KSSOL | 64095 | G | KSSOL |  | Solar PV |  |  | Hawaii |  | Maui |  |  | 20 | [35 empty] | AES Clean Energy | 100 | AES Clean Energy | 100 | Non-regulated | Dropped - in Alaska or in Hawaii or Puerto Rico
Gila Bend Power Generation Station | 55507_G_1 | 55507 | G | 1 |  | Combined Cycle |  |  | Arizona |  | Maricopa |  |  | 156 | [35 empty] | Gila Bend Power Partners LLC | 100 | Gila Bend Power Partners LLC | 100 | Non-regulated | Dropped - Project has been canceled or postponed
Gila Bend Power Generation Station | 55507_G_2 | 55507 | G | 2 |  | Combined Cycle |  |  | Arizona |  | Maricopa |  |  | 156 | [35 empty] | Gila Bend Power Partners LLC | 100 | Gila Bend Power Partners LLC | 100 | Non-regulated | Dropped - Project has been canceled or postponed
Gila Bend Power Generation Station | 55507_G_3 | 55507 | G | 3 |  | Combined Cycle |  |  | Arizona |  | Maricopa |  |  | 156 | [35 empty] | Gila Bend Power Partners LLC | 100 | Gila Bend Power Partners LLC | 100 | Non-regulated | Dropped - Project has been canceled or postponed
Gila Bend Power Generation Station | 55507_G_4 | 55507 | G | 4 |  | Combined Cycle |  |  | Arizona |  | Maricopa |  |  | 390 | [35 empty] | Gila Bend Power Partners LLC | 100 | Gila Bend Power Partners LLC | 100 | Non-regulated | Dropped - Project has been canceled or postponed
Tygart Hydropower | 64171_G_1 | 64171 | G | 1 |  | Hydro |  |  | West Virginia |  | Taylor |  |  | 3 |  | 2027 | [33 empty] | Tygart LLC | 100 | Tygart LLC | 100 | Non-regulated | Dropped - Planned unit whose status does not meet NEEDS criteria
Tygart Hydropower | 64171_G_2 | 64171 | G | 2 |  | Hydro |  |  | West Virginia |  | Taylor |  |  | 3 |  | 2027 | [33 empty] | Tygart LLC | 100 | Tygart LLC | 100 | Non-regulated | Dropped - Planned unit whose status does not meet NEEDS criteria
Tygart Hydropower | 64171_G_3 | 64171 | G | 3 |  | Hydro |  |  | West Virginia |  | Taylor |  |  | 3 |  | 2027 | [33 empty] | Tygart LLC | 100 | Tygart LLC | 100 | Non-regulated | Dropped - Planned unit whose status does not meet NEEDS criteria
Renovo Energy Center | 60786_G_RECNY | 60786 | G | RECNY |  | Combined Cycle |  |  | Pennsylvania |  | Clinton |  |  | 480 | [35 empty] | Renovo Energy Center | 100 | Renovo Energy Center | 100 | Non-regulated | Dropped - Project has been canceled or postponed | B1 B1 B1 B1 B1: HRSG1
Renovo Energy Center | 60786_G_RECPJ | 60786 | G | RECPJ |  | Combined Cycle |  |  | Pennsylvania |  | Clinton |  |  | 480 | [35 empty] | Renovo Energy Center | 100 | Renovo Energy Center | 100 | Non-regulated | Dropped - Project has been canceled or postponed | B1 B1 B1 B1 B1: HRSG1
MEC South | 63912_G_MECS | 63912 | G | MECS |  | Combined Cycle |  |  | Michigan |  | Calhoun |  |  | 500 |  | 2028 | [33 empty] | MEC South | 100 | MEC South | 100 | Non-regulated | Dropped - Planned unit whose status does not meet NEEDS criteria
Parr GT | 3291_G_GT5 | 3291 | G | GT5 |  | Combustion Turbine |  |  | South Carolina |  | Fairfield |  |  | 40.3 |  | 2025 | [33 empty] | Dominion Energy South Carolina, Inc | 100 | Dominion Energy South Carolina, Inc | 100 | Regulated | Dropped - Planned unit whose status does not meet NEEDS criteria
Parr GT | 3291_G_GT6 | 3291 | G | GT6 |  | Combustion Turbine |  |  | South Carolina |  | Fairfield |  |  | 40.3 |  | 2025 | [33 empty] | Dominion Energy South Carolina, Inc | 100 | Dominion Energy South Carolina, Inc | 100 | Regulated | Dropped - Planned unit whose status does not meet NEEDS criteria
Papillion Creek Wastewater | 55027_G_1600C | 55027 | G | 1600C |  | Combustion Turbine |  |  | Nebraska |  | Sarpy |  |  | 2.4 |  | 2026 | [33 empty] | City of Omaha | 100 | City of Omaha | 100 | Non-regulated | Dropped - Plant is identified as onsite because it is a net buyer of electricity in 2021
Papillion Creek Wastewater | 55027_G_1600D | 55027 | G | 1600D |  | Combustion Turbine |  |  | Nebraska |  | Sarpy |  |  | 2.4 |  | 2026 | [33 empty] | City of Omaha | 100 | City of Omaha | 100 | Non-regulated | Dropped - Plant is identified as onsite because it is a net buyer of electricity in 2021
Victorville Energy Center, LLC (CA) | 62726_G_1 | 62726 | G | 1 |  | Non-Fossil Waste |  |  | California |  | San Bernardino |  |  | 20.1 |  | 2025 | [33 empty] | Victorville Energy Center, LLC | 100 | Victorville Energy Center, LLC | 100 | Non-regulated | Dropped - Planned unit whose status does not meet NEEDS criteria
Central Utility Plant - Texas A&M | 58151_G_STG03 | 58151 | G | STG03 |  | Combined Cycle |  |  | Texas |  | Brazos |  |  | 5 |  | 2027 | [33 empty] | Texas A&M, Utilities & Energy Services | 100 | Texas A&M, Utilities & Energy Services | 100 | Non-regulated | Dropped - Planned unit whose status does not meet NEEDS criteria
Montgomery L&D Hydroelectric Project | 62400_G_NA1 | 62400 | G | NA1 |  | Hydro |  |  | Pennsylvania |  | Beaver |  |  | 5.5 |  | 2028 | [33 empty] | Rye Development | 100 | Rye Development | 100 | Non-regulated | Dropped - Planned unit whose status does not meet NEEDS criteria
Emsworth L&D Hydroelectric Project | 62433_G_NA1 | 62433 | G | NA1 |  | Hydro |  |  | Pennsylvania |  | Allegheny |  |  | 5 |  | 2027 | [33 empty] | Rye Development | 100 | Rye Development | 100 | Non-regulated | Dropped - Planned unit whose status does not meet NEEDS criteria
Montgomery L&D Hydroelectric Project | 62400_G_NA2 | 62400 | G | NA2 |  | Hydro |  |  | Pennsylvania |  | Beaver |  |  | 5.5 |  | 2028 | [33 empty] | Rye Development | 100 | Rye Development | 100 | Non-regulated | Dropped - Planned unit whose status does not meet NEEDS criteria
Allegheny L&D2 Hydroelectric Project | 62401_G_NA1 | 62401 | G | NA1 |  | Hydro |  |  | Pennsylvania |  | Allegheny |  |  | 2.5 |  | 2027 | [33 empty] | Rye Development | 100 | Rye Development | 100 | Non-regulated | Dropped - Planned unit whose status does not meet NEEDS criteria
Emsworth L&D Hydroelectric Project | 62433_G_NA2 | 62433 | G | NA2 |  | Hydro |  |  | Pennsylvania |  | Allegheny |  |  | 5 |  | 2027 | [33 empty] | Rye Development | 100 | Rye Development | 100 | Non-regulated | Dropped - Planned unit whose status does not meet NEEDS criteria
FGE Texas I | 58931_G_CA1 | 58931 | G | CA1 |  | Combined Cycle |  |  | Texas |  | Mitchell |  |  | 249.9 |  | 2027 | [33 empty] | FGE Texas I LLC | 100 | FGE Texas I LLC | 100 | Non-regulated | Dropped - Planned unit whose status does not meet NEEDS criteria
FGE Texas I | 58931_G_GT1 | 58931 | G | GT1 |  | Combined Cycle |  |  | Texas |  | Mitchell |  |  | 226.7 |  | 2027 | [33 empty] | FGE Texas I LLC | 100 | FGE Texas I LLC | 100 | Non-regulated | Dropped - Planned unit whose status does not meet NEEDS criteria
FGE Texas I | 58931_G_GT2 | 58931 | G | GT2 |  | Combined Cycle |  |  | Texas |  | Mitchell |  |  | 226.7 |  | 2027 | [33 empty] | FGE Texas I LLC | 100 | FGE Texas I LLC | 100 | Non-regulated | Dropped - Planned unit whose status does not meet NEEDS criteria
Montgomery L&D Hydroelectric Project | 62400_G_NA3 | 62400 | G | NA3 |  | Hydro |  |  | Pennsylvania |  | Beaver |  |  | 5.5 |  | 2028 | [33 empty] | Rye Development | 100 | Rye Development | 100 | Non-regulated | Dropped - Planned unit whose status does not meet NEEDS criteria
Allegheny L&D2 Hydroelectric Project | 62401_G_NA2 | 62401 | G | NA2 |  | Hydro |  |  | Pennsylvania |  | Allegheny |  |  | 2.5 |  | 2027 | [33 empty] | Rye Development | 100 | Rye Development | 100 | Non-regulated | Dropped - Planned unit whose status does not meet NEEDS criteria
Emsworth L&D Hydroelectric Project | 62433_G_NA3 | 62433 | G | NA3 |  | Hydro |  |  | Pennsylvania |  | Allegheny |  |  | 5 |  | 2027 | [33 empty] | Rye Development | 100 | Rye Development | 100 | Non-regulated | Dropped - Planned unit whose status does not meet NEEDS criteria
Emsworth BC Hydroelectric Project | 62434_G_NA3 | 62434 | G | NA3 |  | Hydro |  |  | Pennsylvania |  | Allegheny |  |  | 5 |  | 2027 | [33 empty] | Rye Development | 100 | Rye Development | 100 | Non-regulated | Dropped - Planned unit whose status does not meet NEEDS criteria
Hartford Hospital Cogeneration | 52061_G_GEN5 | 52061 | G | GEN5 |  | Combined Cycle |  |  | Connecticut |  | Hartford |  |  | 5.4 | [35 empty] | Cartier Energy, LLC | 100 | Cartier Energy, LLC | 100 | Non-regulated | Dropped - Project has been canceled or postponed
Sweetheart Lake Hydroelectric Facility | 60588_G_JHI01 | 60588 | G | JHI01 |  | Hydro |  |  | Alaska |  | Juneau |  |  | 6.6 |  | 2028 | [33 empty] | Juneau Hydropower, Inc | 100 | Juneau Hydropower, Inc | 100 | Non-regulated | Dropped - in Alaska or in Hawaii or Puerto Rico
Sweetheart Lake Hydroelectric Facility | 60588_G_JHI02 | 60588 | G | JHI02 |  | Hydro |  |  | Alaska |  | Juneau |  |  | 6.6 |  | 2028 | [33 empty] | Juneau Hydropower, Inc | 100 | Juneau Hydropower, Inc | 100 | Non-regulated | Dropped - in Alaska or in Hawaii or Puerto Rico
Sweetheart Lake Hydroelectric Facility | 60588_G_JHI03 | 60588 | G | JHI03 |  | Hydro |  |  | Alaska |  | Juneau |  |  | 6.6 |  | 2028 | [33 empty] | Juneau Hydropower, Inc | 100 | Juneau Hydropower, Inc | 100 | Non-regulated | Dropped - in Alaska or in Hawaii or Puerto Rico
ESC Harrison County Power | 60206_G_HCCA1 | 60206 | G | HCCA1 |  | Combined Cycle |  |  | West Virginia |  | Harrison |  |  | 205.4 |  | 2028 | [33 empty] | Wolf Summit Energy LLC | 100 | Wolf Summit Energy LLC | 100 | Non-regulated | Dropped - Planned unit whose status does not meet NEEDS criteria | bar: B1 B1 B1 B1 B1
ESC Harrison County Power | 60206_G_HCCT1 | 60206 | G | HCCT1 |  | Combined Cycle |  |  | West Virginia |  | Harrison |  |  | 319.1 |  | 2028 | [33 empty] | Wolf Summit Energy LLC | 100 | Wolf Summit Energy LLC | 100 | Non-regulated | Dropped - Planned unit whose status does not meet NEEDS criteria
Grenada Lake Hydroelectric Project | 62430_G_NA1 | 62430 | G | NA1 |  | Hydro |  |  | Mississippi |  | Grenada |  |  | 4 |  | 2028 | [33 empty] | Rye Development | 100 | Rye Development | 100 | Non-regulated | Dropped - Planned unit whose status does not meet NEEDS criteria
Grenada Lake Hydroelectric Project | 62430_G_NA2 | 62430 | G | NA2 |  | Hydro |  |  | Mississippi |  | Grenada |  |  | 4 |  | 2028 | [33 empty] | Rye Development | 100 | Rye Development | 100 | Non-regulated | Dropped - Planned unit whose status does not meet NEEDS criteria
Hauser | 2185_G_HAU12 | 2185 | G | HAU12 |  | Hydro |  |  | Montana |  | Lewis and Clark |  |  | 3.5 |  | 2026 | [33 empty] | NorthWestern Energy (MT Hydro) | 100 | NorthWestern Energy (MT Hydro) | 100 | Regulated | Dropped - Planned unit whose status does not meet NEEDS criteria
Hartford Hospital Cogeneration | 52061_G_GEN6 | 52061 | G | GEN6 |  | Combustion Turbine |  |  | Connecticut |  | Hartford |  |  | 6 |  | 2026 | [33 empty] | Cartier Energy, LLC | 100 | Cartier Energy, LLC | 100 | Non-regulated | Dropped - Planned unit whose status does not meet NEEDS criteria
CE&P Imperial Valley 1 | 60670_G_1 | 60670 | G | 1 |  | Non-Fossil Waste |  |  | California |  | Imperial |  |  | 50 |  | 2026 | [33 empty] | California Ethanol Power, LLC | 100 | California Ethanol Power, LLC | 100 | Non-regulated | Dropped - Planned unit whose status does not meet NEEDS criteria
Lincoln Land Energy Center | 62022_G_GEN1 | 62022 | G | GEN1 |  | Combined Cycle |  |  | Illinois |  | Sangamon |  |  | 520 |  | 2027 | [33 empty] | Lincoln Land Energy Center LLC | 100 | Lincoln Land Energy Center LLC | 100 | Non-regulated | Dropped - Planned unit whose status does not meet NEEDS criteria | B1 B1 B1 B1 B1: B1 B2
Lincoln Land Energy Center | 62022_G_GEN2 | 62022 | G | GEN2 |  | Combined Cycle |  |  | Illinois |  | Sangamon |  |  | 520 |  | 2028 | [33 empty] | Lincoln Land Energy Center LLC | 100 | Lincoln Land Energy Center LLC | 100 | Non-regulated | Dropped - Planned unit whose status does not meet NEEDS criteria | B1 B1 B1 B1 B1: B1 B2
Grays Landing L&D Hydroelectric Project | 62388_G_NA1 | 62388 | G | NA1 |  | Hydro |  |  | Pennsylvania |  | Greene |  |  | 4.5 |  | 2028 | [33 empty] | Rye Development | 100 | Rye Development | 100 | Non-regulated | Dropped - Planned unit whose status does not meet NEEDS criteria
Overton Hydroelectric Project | 62391_G_NA1 | 62391 | G | NA1 |  | Hydro |  |  | Louisiana |  | Rapides |  |  | 5.5 |  | 2028 | [33 empty] | Rye Development | 100 | Rye Development | 100 | Non-regulated | Dropped - Planned unit whose status does not meet NEEDS criteria
Overton Hydroelectric Project | 62391_G_NA2 | 62391 | G | NA2 |  | Hydro |  |  | Louisiana |  | Rapides |  |  | 5.5 |  | 2028 | [33 empty] | Rye Development | 100 | Rye Development | 100 | Non-regulated | Dropped - Planned unit whose status does not meet NEEDS criteria
Arkabutla Lake Hydroelectric Project | 62402_G_NA1 | 62402 | G | NA1 |  | Hydro |  |  | Mississippi |  | DeSoto |  |  | 1.5 |  | 2028 | [33 empty] | Rye Development | 100 | Rye Development | 100 | Non-regulated | Dropped - Planned unit whose status does not meet NEEDS criteria
Reidsville Energy Center | 61240_G_REC | 61240 | G | REC |  | Combined Cycle |  |  | North Carolina |  | Rockingham |  |  | 259 | [35 empty] | NTE Carolinas II, LLC | 100 | NTE Carolinas II, LLC | 100 | Non-regulated | Dropped - Project has been canceled or postponed
Reidsville Energy Center | 61240_G_REC2 | 61240 | G | REC2 |  | Combined Cycle |  |  | North Carolina |  | Rockingham |  |  | 227 | [35 empty] | NTE Carolinas II, LLC | 100 | NTE Carolinas II, LLC | 100 | Non-regulated | Dropped - Project has been canceled or postponed | B1 B1 B1 B1 B1: HRSG
Grays Landing L&D Hydroelectric Project | 62388_G_NA2 | 62388 | G | NA2 |  | Hydro |  |  | Pennsylvania |  | Greene |  |  | 4.5 |  | 2028 | [33 empty] | Rye Development | 100 | Rye Development | 100 | Non-regulated | Dropped - Planned unit whose status does not meet NEEDS criteria
Overton Hydroelectric Project | 62391_G_NA3 | 62391 | G | NA3 |  | Hydro |  |  | Louisiana |  | Rapides |  |  | 5.5 |  | 2028 | [33 empty] | Rye Development | 100 | Rye Development | 100 | Non-regulated | Dropped - Planned unit whose status does not meet NEEDS criteria
Overton Hydroelectric Project | 62391_G_NA4 | 62391 | G | NA4 |  | Hydro |  |  | Louisiana |  | Rapides |  |  | 5.5 |  | 2028 | [33 empty] | Rye Development | 100 | Rye Development | 100 | Non-regulated | Dropped - Planned unit whose status does not meet NEEDS criteria
Arkabutla Lake Hydroelectric Project | 62402_G_NA2 | 62402 | G | NA2 |  | Hydro |  |  | Mississippi |  | DeSoto |  |  | 1.5 |  | 2028 | [33 empty] | Rye Development | 100 | Rye Development | 100 | Non-regulated | Dropped - Planned unit whose status does not meet NEEDS criteria
Opekiska L&D Hydroelectric Project | 62386_G_NA1 | 62386 | G | NA1 |  | Hydro |  |  | West Virginia |  | Monongalia |  |  | 2 |  | 2028 | [33 empty] | Rye Development | 100 | Rye Development | 100 | Non-regulated | Dropped - Planned unit whose status does not meet NEEDS criteria
Morgantown L&D Hydroelectric Project | 62387_G_NA1 | 62387 | G | NA1 |  | Hydro |  |  | West Virginia |  | Monongalia |  |  | 1.5 |  | 2028 | [33 empty] | Rye Development | 100 | Rye Development | 100 | Non-regulated | Dropped - Planned unit whose status does not meet NEEDS criteria
Overton Hydroelectric Project | 62391_G_NA5 | 62391 | G | NA5 |  | Hydro |  |  | Louisiana |  | Rapides |  |  | 5.5 |  | 2028 | [33 empty] | Rye Development | 100 | Rye Development | 100 | Non-regulated | Dropped - Planned unit whose status does not meet NEEDS criteria
Overton Hydroelectric Project | 62391_G_NA6 | 62391 | G | NA6 |  | Hydro |  |  | Louisiana |  | Rapides |  |  | 5.5 |  | 2028 | [33 empty] | Rye Development | 100 | Rye Development | 100 | Non-regulated | Dropped - Planned unit whose status does not meet NEEDS criteria
Opekiska L&D Hydroelectric Project | 62386_G_NA2 | 62386 | G | NA2 |  | Hydro |  |  | West Virginia |  | Monongalia |  |  | 2 |  | 2028 | [33 empty] | Rye Development | 100 | Rye Development | 100 | Non-regulated | Dropped - Planned unit whose status does not meet NEEDS criteria
Morgantown L&D Hydroelectric Project | 62387_G_NA2 | 62387 | G | NA2 |  | Hydro |  |  | West Virginia |  | Monongalia |  |  | 1.5 |  | 2028 | [33 empty] | Rye Development | 100 | Rye Development | 100 | Non-regulated | Dropped - Planned unit whose status does not meet NEEDS criteria
KY No. 11 L&D Hydroelectric Project | 62390_G_NA1 | 62390 | G | NA1 |  | Hydro |  |  | Kentucky |  | Estill |  |  | 0.3 |  | 2027 | [33 empty] | Lock 11 Hydro Partners, LLC | 100 | Lock 11 Hydro Partners, LLC | 100 | Non-regulated | Dropped - Planned unit whose status does not meet NEEDS criteria
Beverly L&D Hydroelectric Project | 62403_G_NA1 | 62403 | G | NA1 |  | Hydro |  |  | Ohio |  | Washington |  |  | 1.2 | [35 empty] | Rye Development | 100 | Rye Development | 100 | Non-regulated | Dropped - Project has been canceled or postponed
Monongahela L&D4 Hydroelectric Project | 62404_G_NA1 | 62404 | G | NA1 |  | Hydro |  |  | Pennsylvania |  | Washington |  |  | 4.5 |  | 2028 | [33 empty] | Rye Development | 100 | Rye Development | 100 | Non-regulated | Dropped - Planned unit whose status does not meet NEEDS criteria
Sardis Lake Hydroelectric Project | 62425_G_NA1 | 62425 | G | NA1 |  | Hydro |  |  | Mississippi |  | Panola |  |  | 5.5 |  | 2028 | [33 empty] | Rye Development | 100 | Rye Development | 100 | Non-regulated | Dropped - Planned unit whose status does not meet NEEDS criteria
Rokeby L&D Hydroelectric Project | 62426_G_NA1 | 62426 | G | NA1 |  | Hydro |  |  | Ohio |  | Morgan |  |  | 1.5 | [35 empty] | Rye Development | 100 | Rye Development | 100 | Non-regulated | Dropped - Project has been canceled or postponed
Philo L&D Hydroelectric Project | 62427_G_NA1 | 62427 | G | NA1 |  | Hydro |  |  | Ohio |  | Muskingum |  |  | 1.2 | [35 empty] | Rye Development | 100 | Rye Development | 100 | Non-regulated | Dropped - Project has been canceled or postponed
Lowell L&D Hydroelectric Project | 62429_G_NA1 | 62429 | G | NA1 |  | Hydro |  |  | Ohio |  | Washington |  |  | 2 | [35 empty] | Rye Development | 100 | Rye Development | 100 | Non-regulated | Dropped - Project has been canceled or postponed
Enid Lake Hydroelectric Project | 62432_G_NA1 | 62432 | G | NA1 |  | Hydro |  |  | Mississippi |  | Panola |  |  | 1.5 |  | 2028 | [33 empty] | Rye Development | 100 | Rye Development | 100 | Non-regulated | Dropped - Planned unit whose status does not meet NEEDS criteria
Devola L&D Hydroelectric Project | 62435_G_NA1 | 62435 | G | NA1 |  | Hydro |  |  | Ohio |  | Washington |  |  | 1 | [35 empty] | Rye Development | 100 | Rye Development | 100 | Non-regulated | Dropped - Project has been canceled or postponed
Point Marion L&D Hydroelectric Project | 62384_G_NA1 | 62384 | G | NA1 |  | Hydro |  |  | Pennsylvania |  | Fayette |  |  | 1.5 |  | 2028 | [33 empty] | Rye Development | 100 | Rye Development | 100 | Non-regulated | Dropped - Planned unit whose status does not meet NEEDS criteria
Maxwell L&D Hydroelectric Project | 62385_G_NA1 | 62385 | G | NA1 |  | Hydro |  |  | Pennsylvania |  | Fayette |  |  | 4.5 |  | 2028 | [33 empty] | Rye Development | 100 | Rye Development | 100 | Non-regulated | Dropped - Planned unit whose status does not meet NEEDS criteria
KY No. 11 L&D Hydroelectric Project | 62390_G_NA2 | 62390 | G | NA2 |  | Hydro |  |  | Kentucky |  | Estill |  |  | 0.3 |  | 2027 | [33 empty] | Lock 11 Hydro Partners, LLC | 100 | Lock 11 Hydro Partners, LLC | 100 | Non-regulated | Dropped - Planned unit whose status does not meet NEEDS criteria
KY No. 11 L&D Hydroelectric Project | 62390_G_NA3 | 62390 | G | NA3 |  | Hydro |  |  | Kentucky |  | Estill |  |  | 0.3 |  | 2027 | [33 empty] | Lock 11 Hydro Partners, LLC | 100 | Lock 11 Hydro Partners, LLC | 100 | Non-regulated | Dropped - Planned unit whose status does not meet NEEDS criteria
KY No. 11 L&D Hydroelectric Project | 62390_G_NA4 | 62390 | G | NA4 |  | Hydro |  |  | Kentucky |  | Estill |  |  | 0.3 |  | 2027 | [33 empty] | Lock 11 Hydro Partners, LLC | 100 | Lock 11 Hydro Partners, LLC | 100 | Non-regulated | Dropped - Planned unit whose status does not meet NEEDS criteria
KY No. 11 L&D Hydroelectric Project | 62390_G_NA5 | 62390 | G | NA5 |  | Hydro |  |  | Kentucky |  | Estill |  |  | 0.3 |  | 2027 | [33 empty] | Lock 11 Hydro Partners, LLC | 100 | Lock 11 Hydro Partners, LLC | 100 | Non-regulated | Dropped - Planned unit whose status does not meet NEEDS criteria
Beverly L&D Hydroelectric Project | 62403_G_NA2 | 62403 | G | NA2 |  | Hydro |  |  | Ohio |  | Washington |  |  | 1.2 | [35 empty] | Rye Development | 100 | Rye Development | 100 | Non-regulated | Dropped - Project has been canceled or postponed
Monongahela L&D4 Hydroelectric Project | 62404_G_NA2 | 62404 | G | NA2 |  | Hydro |  |  | Pennsylvania |  | Washington |  |  | 4.5 |  | 2028 | [33 empty] | Rye Development | 100 | Rye Development | 100 | Non-regulated | Dropped - Planned unit whose status does not meet NEEDS criteria
Sardis Lake Hydroelectric Project | 62425_G_NA2 | 62425 | G | NA2 |  | Hydro |  |  | Mississippi |  | Panola |  |  | 5.5 |  | 2028 | [33 empty] | Rye Development | 100 | Rye Development | 100 | Non-regulated | Dropped - Planned unit whose status does not meet NEEDS criteria
Rokeby L&D Hydroelectric Project | 62426_G_NA2 | 62426 | G | NA2 |  | Hydro |  |  | Ohio |  | Morgan |  |  | 1.5 | [35 empty] | Rye Development | 100 | Rye Development | 100 | Non-regulated | Dropped - Project has been canceled or postponed
Philo L&D Hydroelectric Project | 62427_G_NA2 | 62427 | G | NA2 |  | Hydro |  |  | Ohio |  | Muskingum |  |  | 1.2 | [35 empty] | Rye Development | 100 | Rye Development | 100 | Non-regulated | Dropped - Project has been canceled or postponed
Malta L&D Hydroelectric Project | 62428_G_NA1 | 62428 | G | NA1 |  | Hydro |  |  | Ohio |  | Morgan |  |  | 1 | [35 empty] | Rye Development | 100 | Rye Development | 100 | Non-regulated | Dropped - Project has been canceled or postponed
Malta L&D Hydroelectric Project | 62428_G_NA2 | 62428 | G | NA2 |  | Hydro |  |  | Ohio |  | Morgan |  |  | 1 | [35 empty] | Rye Development | 100 | Rye Development | 100 | Non-regulated | Dropped - Project has been canceled or postponed
Lowell L&D Hydroelectric Project | 62429_G_NA2 | 62429 | G | NA2 |  | Hydro |  |  | Ohio |  | Washington |  |  | 2 | [35 empty] | Rye Development | 100 | Rye Development | 100 | Non-regulated | Dropped - Project has been canceled or postponed
Enid Lake Hydroelectric Project | 62432_G_NA2 | 62432 | G | NA2 |  | Hydro |  |  | Mississippi |  | Panola |  |  | 1.5 |  | 2028 | [33 empty] | Rye Development | 100 | Rye Development | 100 | Non-regulated | Dropped - Planned unit whose status does not meet NEEDS criteria
Emsworth BC Hydroelectric Project | 62434_G_NA1 | 62434 | G | NA1 |  | Hydro |  |  | Pennsylvania |  | Allegheny |  |  | 3 |  | 2027 | [33 empty] | Rye Development | 100 | Rye Development | 100 | Non-regulated | Dropped - Planned unit whose status does not meet NEEDS criteria
Devola L&D Hydroelectric Project | 62435_G_NA2 | 62435 | G | NA2 |  | Hydro |  |  | Ohio |  | Washington |  |  | 1 | [35 empty] | Rye Development | 100 | Rye Development | 100 | Non-regulated | Dropped - Project has been canceled or postponed
Point Marion L&D Hydroelectric Project | 62384_G_NA2 | 62384 | G | NA2 |  | Hydro |  |  | Pennsylvania |  | Fayette |  |  | 1.5 |  | 2028 | [33 empty] | Rye Development | 100 | Rye Development | 100 | Non-regulated | Dropped - Planned unit whose status does not meet NEEDS criteria
Maxwell L&D Hydroelectric Project | 62385_G_NA2 | 62385 | G | NA2 |  | Hydro |  |  | Pennsylvania |  | Fayette |  |  | 4.5 |  | 2028 | [33 empty] | Rye Development | 100 | Rye Development | 100 | Non-regulated | Dropped - Planned unit whose status does not meet NEEDS criteria
Emsworth BC Hydroelectric Project | 62434_G_NA2 | 62434 | G | NA2 |  | Hydro |  |  | Pennsylvania |  | Allegheny |  |  | 4 |  | 2027 | [33 empty] | Rye Development | 100 | Rye Development | 100 | Non-regulated | Dropped - Planned unit whose status does not meet NEEDS criteria
Evelyn Hydroelectric Project | 62748_G_1 | 62748 | G | 1 |  | Hydro |  |  | Kentucky |  | Lee |  |  | 0.6 |  | 2029 | [33 empty] | Lock 13 Hydro Partners | 100 | Lock 13 Hydro Partners | 100 | Non-regulated | Dropped - Planned unit whose status does not meet NEEDS criteria
Evelyn Hydroelectric Project | 62748_G_2 | 62748 | G | 2 |  | Hydro |  |  | Kentucky |  | Lee |  |  | 0.6 |  | 2029 | [33 empty] | Lock 13 Hydro Partners | 100 | Lock 13 Hydro Partners | 100 | Non-regulated | Dropped - Planned unit whose status does not meet NEEDS criteria
Evelyn Hydroelectric Project | 62748_G_3 | 62748 | G | 3 |  | Hydro |  |  | Kentucky |  | Lee |  |  | 0.2 |  | 2029 | [33 empty] | Lock 13 Hydro Partners | 100 | Lock 13 Hydro Partners | 100 | Non-regulated | Dropped - Planned unit whose status does not meet NEEDS criteria
Evelyn Hydroelectric Project | 62748_G_4 | 62748 | G | 4 |  | Hydro |  |  | Kentucky |  | Lee |  |  | 0.2 |  | 2029 | [33 empty] | Lock 13 Hydro Partners | 100 | Lock 13 Hydro Partners | 100 | Non-regulated | Dropped - Planned unit whose status does not meet NEEDS criteria
Evelyn Hydroelectric Project | 62748_G_5 | 62748 | G | 5 |  | Hydro |  |  | Kentucky |  | Lee |  |  | 0.6 |  | 2029 | [33 empty] | Lock 13 Hydro Partners | 100 | Lock 13 Hydro Partners | 100 | Non-regulated | Dropped - Planned unit whose status does not meet NEEDS criteria
Evelyn Hydroelectric Project | 62748_G_6 | 62748 | G | 6 |  | Hydro |  |  | Kentucky |  | Lee |  |  | 0.6 |  | 2029 | [33 empty] | Lock 13 Hydro Partners | 100 | Lock 13 Hydro Partners | 100 | Non-regulated | Dropped - Planned unit whose status does not meet NEEDS criteria
Geismar | 10319_G_GEN4 | 10319 | G | GEN4 |  | Combustion Turbine |  |  | Louisiana |  | Ascension |  |  | 42 |  | 2030 | [33 empty] | BASF Corporation | 100 | BASF Corporation | 100 | Non-regulated | Dropped - Plant is identified as onsite because it is a net buyer of electricity in 2021
Geismar | 10319_G_GEN5 | 10319 | G | GEN5 |  | O/G Steam |  |  | Louisiana |  | Ascension |  |  | 25 |  | 2030 | [33 empty] | BASF Corporation | 100 | BASF Corporation | 100 | Non-regulated | Dropped - Plant is identified as onsite because it is a net buyer of electricity in 2021 | B1 B1 B1 B1 B1: HRSG
La Paz Solar Tower | 58652_G_1 | 58652 | G | 1 |  | Solar Thermal |  |  | Arizona |  | La Paz |  |  | 200 |  | 2027 | [33 empty] | Enviromission, Inc | 100 | Enviromission, Inc | 100 | Non-regulated | Dropped - Planned unit whose status does not meet NEEDS criteria
Mill Pond Hydro | 65399_G_U3 | 65399 | G | U3 |  | Hydro |  |  | New York |  | Greene |  |  | 0.5 |  | 2027 | [33 empty] | Rivers Electric, LLC | 100 | Rivers Electric, LLC | 100 | Non-regulated | Dropped - Planned unit whose status does not meet NEEDS criteria
Mahoney Lake Hydroelectric | 59027_G_GEN 1 | 59027 | G | GEN 1 |  | Hydro |  |  | Alaska |  | Ketchikan Gateway |  |  | 9.6 |  | 2027 | [33 empty] | Alaska Power and Telephone Co | 50 | Alaska Power and Telephone Co | 50 | Regulated | Dropped - in Alaska or in Hawaii or Puerto Rico
Hauser | 2185_G_HAU9 | 2185 | G | HAU9 |  | Hydro |  |  | Montana |  | Lewis and Clark |  |  | 3.5 |  | 2028 | [33 empty] | NorthWestern Energy (MT Hydro) | 100 | NorthWestern Energy (MT Hydro) | 100 | Regulated | Dropped - Planned unit whose status does not meet NEEDS criteria
Clean Path Energy Center | 60289_G_CPEC1 | 60289 | G | CPEC1 |  | Combined Cycle |  |  | New Mexico |  | San Juan |  |  | 680 | [35 empty] | Clean Path Energy Center, LLC | 100 | Clean Path Energy Center, LLC | 100 | Non-regulated | Dropped - Project has been canceled or postponed
UAMPS Carbon Free Power Plant | 61075_G_NPM1 | 61075 | G | NPM1 |  | Nuclear |  |  | Idaho |  | Bonneville |  |  | 72.7 | [35 empty] | Utah Associated Mun Power Sys | 100 | Utah Associated Mun Power Sys | 100 | Regulated | Dropped - Project has been canceled or postponed
UAMPS Carbon Free Power Plant | 61075_G_NPM2 | 61075 | G | NPM2 |  | Nuclear |  |  | Idaho |  | Bonneville |  |  | 72.7 | [35 empty] | Utah Associated Mun Power Sys | 100 | Utah Associated Mun Power Sys | 100 | Regulated | Dropped - Project has been canceled or postponed
UAMPS Carbon Free Power Plant | 61075_G_NPM3 | 61075 | G | NPM3 |  | Nuclear |  |  | Idaho |  | Bonneville |  |  | 72.7 | [35 empty] | Utah Associated Mun Power Sys | 100 | Utah Associated Mun Power Sys | 100 | Regulated | Dropped - Project has been canceled or postponed
UAMPS Carbon Free Power Plant | 61075_G_NPM4 | 61075 | G | NPM4 |  | Nuclear |  |  | Idaho |  | Bonneville |  |  | 72.7 | [35 empty] | Utah Associated Mun Power Sys | 100 | Utah Associated Mun Power Sys | 100 | Regulated | Dropped - Project has been canceled or postponed
UAMPS Carbon Free Power Plant | 61075_G_NPM5 | 61075 | G | NPM5 |  | Nuclear |  |  | Idaho |  | Bonneville |  |  | 72.7 | [35 empty] | Utah Associated Mun Power Sys | 100 | Utah Associated Mun Power Sys | 100 | Regulated | Dropped - Project has been canceled or postponed
UAMPS Carbon Free Power Plant | 61075_G_NPM6 | 61075 | G | NPM6 |  | Nuclear |  |  | Idaho |  | Bonneville |  |  | 72.7 | [35 empty] | Utah Associated Mun Power Sys | 100 | Utah Associated Mun Power Sys | 100 | Regulated | Dropped - Project has been canceled or postponed
Humacao Solar Project, LLC | 61133_G_SSO01 | 61133 | G | SSO01 |  | Solar PV |  |  | Puerto Rico |  | Humacao |  |  | 20 |  | 2025 | [33 empty] | Fonroche Energy America, Inc. | 100 | Fonroche Energy America, Inc. | 100 |  | Dropped - in Alaska or in Hawaii or Puerto Rico
Eaton Corp - Arecibo - Puerto Rico Hybrid | 64613_G_BATT1 | 64613 | G | BATT1 |  | Energy Storage |  |  | Puerto Rico |  | Arecibo |  |  | 1 |  | 2024 | [33 empty] | MSS Energy Holdings, LLC (d.b.a. Calibrant Energy) | 100 | MSS Energy Holdings, LLC (d.b.a. Calibrant Energy) | 100 |  | Dropped - in Alaska or in Hawaii or Puerto Rico
Eaton Corp - Arecibo - Puerto Rico Hybrid | 64613_G_BATT2 | 64613 | G | BATT2 |  | Energy Storage |  |  | Puerto Rico |  | Arecibo |  |  | 1 |  | 2024 | [33 empty] | MSS Energy Holdings, LLC (d.b.a. Calibrant Energy) | 100 | MSS Energy Holdings, LLC (d.b.a. Calibrant Energy) | 100 |  | Dropped - in Alaska or in Hawaii or Puerto Rico
Eaton Corp - Arecibo - Puerto Rico Hybrid | 64613_G_SOL1 | 64613 | G | SOL1 |  | Solar PV |  |  | Puerto Rico |  | Arecibo |  |  | 2.2 |  | 2024 | [33 empty] | MSS Energy Holdings, LLC (d.b.a. Calibrant Energy) | 100 | MSS Energy Holdings, LLC (d.b.a. Calibrant Energy) | 100 |  | Dropped - in Alaska or in Hawaii or Puerto Rico
Eaton Corp - Arecibo - Puerto Rico Hybrid | 64613_G_SOL2 | 64613 | G | SOL2 |  | Solar PV |  |  | Puerto Rico |  | Arecibo |  |  | 2.2 |  | 2024 | [33 empty] | MSS Energy Holdings, LLC (d.b.a. Calibrant Energy) | 100 | MSS Energy Holdings, LLC (d.b.a. Calibrant Energy) | 100 |  | Dropped - in Alaska or in Hawaii or Puerto Rico
CoGen Stryker Puerto Rico | 66058_G_1 | 66058 | G | 1 |  | Combustion Turbine |  |  | Puerto Rico |  |  |  |  | 0.8 |  | 2025 | [33 empty] | Stryker Puerto Rico LLC | 100 | Stryker Puerto Rico LLC | 100 |  | Dropped - in Alaska or in Hawaii or Puerto Rico
CoGen Stryker Puerto Rico | 66058_G_2 | 66058 | G | 2 |  | Combustion Turbine |  |  | Puerto Rico |  |  |  |  | 0.8 |  | 2025 | [33 empty] | Stryker Puerto Rico LLC | 100 | Stryker Puerto Rico LLC | 100 |  | Dropped - in Alaska or in Hawaii or Puerto Rico
Gadsden | 7_G_1 | 7 | G | 1 |  | O/G Steam |  |  | Alabama |  | Etowah |  |  | 64 |  | 1949 | 2023 | [32 empty] | Alabama Power Co | 100 | Alabama Power Co | 100 | Regulated | Dropped - Retired/Planned Retirement by 06/2028 | bar: B1 B1 B1 B1 B1
Gadsden | 7_G_2 | 7 | G | 2 |  | O/G Steam |  |  | Alabama |  | Etowah |  |  | 66 |  | 1949 | 2023 | [32 empty] | Alabama Power Co | 100 | Alabama Power Co | 100 | Regulated | Dropped - Retired/Planned Retirement by 06/2028 | B1 B1 B1 B1 B1: 2
Weston | 4078_G_2 | 4078 | G | 2 |  | O/G Steam |  |  | Wisconsin |  | Marathon |  |  | 75.4 |  | 1960 | 2023 | [32 empty] | Wisconsin Public Service Corp | 100 | Wisconsin Public Service Corp | 100 | Regulated | Dropped - Retired/Planned Retirement by 06/2028 | B1 B1 B1 B1 B1: 2
Comanche (CO) | 470_G_1 | 470 | G | 1 |  | Coal Steam |  |  | Colorado |  | Pueblo |  |  | 325 |  | 1973 | 2022 | [32 empty] | Public Service Co of Colorado | 100 | Public Service Co of Colorado | 100 | Regulated | Dropped - Retired/Planned Retirement by 06/2028 | bar: B1 B1 B1 B1 B1
E D Edwards | 856_G_2 | 856 | G | 2 |  | Coal Steam |  |  | Illinois |  | Peoria |  |  | 245 |  | 1968 | 2022 | [32 empty] | Illinois Power Resources Generating LLC | 100 | Illinois Power Resources Generating LLC | 100 | Non-regulated | Dropped - Retired/Planned Retirement by 06/2028 | B1 B1 B1 B1 B1: 2
E D Edwards | 856_G_3 | 856 | G | 3 |  | Coal Steam |  |  | Illinois |  | Peoria |  |  | 315 |  | 1972 | 2022 | [32 empty] | Illinois Power Resources Generating LLC | 100 | Illinois Power Resources Generating LLC | 100 | Non-regulated | Dropped - Retired/Planned Retirement by 06/2028 | B1 B1 B1 B1 B1: 3
St Clair | 1743_G_2 | 1743 | G | 2 |  | Coal Steam |  |  | Michigan |  | St Clair |  |  | 154 |  | 1953 | 2022 | [32 empty] | DTE Electric Company | 100 | DTE Electric Company | 100 | Regulated | Dropped - Retired/Planned Retirement by 06/2028 | B1 B1 B1 B1 B1: 2
St Clair | 1743_G_3 | 1743 | G | 3 |  | Coal Steam |  |  | Michigan |  | St Clair |  |  | 160 |  | 1954 | 2022 | [32 empty] | DTE Electric Company | 100 | DTE Electric Company | 100 | Regulated | Dropped - Retired/Planned Retirement by 06/2028 | B1 B1 B1 B1 B1: 3
St Clair | 1743_G_6 | 1743 | G | 6 |  | Coal Steam |  |  | Michigan |  | St Clair |  |  | 311 |  | 1961 | 2022 | [32 empty] | DTE Electric Company | 100 | DTE Electric Company | 100 | Regulated | Dropped - Retired/Planned Retirement by 06/2028 | B1 B1 B1 B1 B1: 6
St Clair | 1743_G_7 | 1743 | G | 7 |  | Coal Steam |  |  | Michigan |  | St Clair |  |  | 440 |  | 1969 | 2022 | [32 empty] | DTE Electric Company | 100 | DTE Electric Company | 100 | Regulated | Dropped - Retired/Planned Retirement by 06/2028 | B1 B1 B1 B1 B1: 7
Trenton Channel | 1745_G_9 | 1745 | G | 9 |  | Coal Steam |  |  | Michigan |  | Wayne |  |  | 495 |  | 1968 | 2022 | [32 empty] | DTE Electric Company | 100 | DTE Electric Company | 100 | Regulated | Dropped - Retired/Planned Retirement by 06/2028 | bar: B1 B1 B1 B1 B1
Meramec | 2104_G_1 | 2104 | G | 1 |  | O/G Steam |  |  | Missouri |  | St Louis |  |  | 113 |  | 1953 | 2022 | [32 empty] | Union Electric Co - (MO) | 100 | Union Electric Co - (MO) | 100 | Regulated | Dropped - Retired/Planned Retirement by 06/2028 | bar: B1 B1 B1 B1 B1
Meramec | 2104_G_2 | 2104 | G | 2 |  | O/G Steam |  |  | Missouri |  | St Louis |  |  | 113 |  | 1954 | 2022 | [32 empty] | Union Electric Co - (MO) | 100 | Union Electric Co - (MO) | 100 | Regulated | Dropped - Retired/Planned Retirement by 06/2028 | B1 B1 B1 B1 B1: 2
Meramec | 2104_G_3 | 2104 | G | 3 |  | Coal Steam |  |  | Missouri |  | St Louis |  |  | 220 |  | 1959 | 2022 | [32 empty] | Union Electric Co - (MO) | 100 | Union Electric Co - (MO) | 100 | Regulated | Dropped - Retired/Planned Retirement by 06/2028 | B1 B1 B1 B1 B1: 3
Meramec | 2104_G_4 | 2104 | G | 4 |  | Coal Steam |  |  | Missouri |  | St Louis |  |  | 290 |  | 1961 | 2022 | [32 empty] | Union Electric Co - (MO) | 100 | Union Electric Co - (MO) | 100 | Regulated | Dropped - Retired/Planned Retirement by 06/2028 | B1 B1 B1 B1 B1: 4
Plant X | 3485_G_3 | 3485 | G | 3 |  | O/G Steam |  |  | Texas |  | Lamb |  |  | 93 |  | 1955 | 2022 | [32 empty] | Southwestern Public Service Co | 100 | Southwestern Public Service Co | 100 | Regulated | Dropped - Retired/Planned Retirement by 06/2028 | B1 B1 B1 B1 B1: 113B
Chanarambie Power Partners, LLC | 56142_G_WND1 | 56142 | G | WND1 |  | Onshore Wind |  |  | Minnesota |  | Murray |  |  | 85.5 |  | 2003 | 2022 | [32 empty] | ALLETE Clean Energy | 100 | ALLETE Clean Energy | 100 | Non-regulated | Dropped - Retired/Planned Retirement by 06/2028
Viking Wind Partners | 56153_G_1 | 56153 | G | 1 |  | Onshore Wind |  |  | Minnesota |  | Murray |  |  | 12 |  | 2003 | 2022 | [32 empty] | ALLETE Clean Energy | 100 | ALLETE Clean Energy | 100 | Non-regulated | Dropped - Retired/Planned Retirement by 06/2028
Santa Maria EPG | 56284_G_EPG | 56284 | G | EPG |  | Fossil Waste |  |  | California |  | San Luis Obispo |  |  | 5.3 |  | 1995 | [33 empty] | Phillips 66 Company | 100 | Phillips 66 Company | 100 | Non-regulated | Dropped - Plant is identified as onsite because it is a net buyer of electricity in 2021
Carbon Limestone | 56868_G_1 | 56868 | G | 1 |  | Landfill Gas |  |  | Ohio |  | Mahoning |  |  | 1.4 |  | 2001 | 2022 | [32 empty] | Energy Developments, Inc d/b/a EDL | 100 | Energy Developments, Inc d/b/a EDL | 100 | Non-regulated | Dropped - Retired/Planned Retirement by 06/2028
Carbon Limestone | 56868_G_10 | 56868 | G | 10 |  | Landfill Gas |  |  | Ohio |  | Mahoning |  |  | 1.4 |  | 2001 | 2022 | [32 empty] | Energy Developments, Inc d/b/a EDL | 100 | Energy Developments, Inc d/b/a EDL | 100 | Non-regulated | Dropped - Retired/Planned Retirement by 06/2028
Carbon Limestone | 56868_G_11 | 56868 | G | 11 |  | Landfill Gas |  |  | Ohio |  | Mahoning |  |  | 1.4 |  | 2001 | 2022 | [32 empty] | Energy Developments, Inc d/b/a EDL | 100 | Energy Developments, Inc d/b/a EDL | 100 | Non-regulated | Dropped - Retired/Planned Retirement by 06/2028
Carbon Limestone | 56868_G_12 | 56868 | G | 12 |  | Landfill Gas |  |  | Ohio |  | Mahoning |  |  | 1.4 |  | 2003 | 2022 | [32 empty] | Energy Developments, Inc d/b/a EDL | 100 | Energy Developments, Inc d/b/a EDL | 100 | Non-regulated | Dropped - Retired/Planned Retirement by 06/2028
Carbon Limestone | 56868_G_13 | 56868 | G | 13 |  | Landfill Gas |  |  | Ohio |  | Mahoning |  |  | 1.4 |  | 2003 | 2022 | [32 empty] | Energy Developments, Inc d/b/a EDL | 100 | Energy Developments, Inc d/b/a EDL | 100 | Non-regulated | Dropped - Retired/Planned Retirement by 06/2028
Carbon Limestone | 56868_G_14 | 56868 | G | 14 |  | Landfill Gas |  |  | Ohio |  | Mahoning |  |  | 1.4 |  | 2006 | 2022 | [32 empty] | Energy Developments, Inc d/b/a EDL | 100 | Energy Developments, Inc d/b/a EDL | 100 | Non-regulated | Dropped - Retired/Planned Retirement by 06/2028
Carbon Limestone | 56868_G_15 | 56868 | G | 15 |  | Landfill Gas |  |  | Ohio |  | Mahoning |  |  | 1.4 |  | 2011 | 2022 | [32 empty] | Energy Developments, Inc d/b/a EDL | 100 | Energy Developments, Inc d/b/a EDL | 100 | Non-regulated | Dropped - Retired/Planned Retirement by 06/2028
Carbon Limestone | 56868_G_16 | 56868 | G | 16 |  | Landfill Gas |  |  | Ohio |  | Mahoning |  |  | 1.4 |  | 2011 | 2022 | [32 empty] | Energy Developments, Inc d/b/a EDL | 100 | Energy Developments, Inc d/b/a EDL | 100 | Non-regulated | Dropped - Retired/Planned Retirement by 06/2028
Carbon Limestone | 56868_G_17 | 56868 | G | 17 |  | Landfill Gas |  |  | Ohio |  | Mahoning |  |  | 1.6 |  | 2012 | 2022 | [32 empty] | Energy Developments, Inc d/b/a EDL | 100 | Energy Developments, Inc d/b/a EDL | 100 | Non-regulated | Dropped - Retired/Planned Retirement by 06/2028
Carbon Limestone | 56868_G_18 | 56868 | G | 18 |  | Landfill Gas |  |  | Ohio |  | Mahoning |  |  | 1.6 |  | 2012 | 2022 | [32 empty] | Energy Developments, Inc d/b/a EDL | 100 | Energy Developments, Inc d/b/a EDL | 100 | Non-regulated | Dropped - Retired/Planned Retirement by 06/2028
Carbon Limestone | 56868_G_2 | 56868 | G | 2 |  | Landfill Gas |  |  | Ohio |  | Mahoning |  |  | 1.4 |  | 2001 | 2022 | [32 empty] | Energy Developments, Inc d/b/a EDL | 100 | Energy Developments, Inc d/b/a EDL | 100 | Non-regulated | Dropped - Retired/Planned Retirement by 06/2028
Carbon Limestone | 56868_G_3 | 56868 | G | 3 |  | Landfill Gas |  |  | Ohio |  | Mahoning |  |  | 1.4 |  | 2001 | 2022 | [32 empty] | Energy Developments, Inc d/b/a EDL | 100 | Energy Developments, Inc d/b/a EDL | 100 | Non-regulated | Dropped - Retired/Planned Retirement by 06/2028
Carbon Limestone | 56868_G_4 | 56868 | G | 4 |  | Landfill Gas |  |  | Ohio |  | Mahoning |  |  | 1.4 |  | 2001 | 2022 | [32 empty] | Energy Developments, Inc d/b/a EDL | 100 | Energy Developments, Inc d/b/a EDL | 100 | Non-regulated | Dropped - Retired/Planned Retirement by 06/2028
Carbon Limestone | 56868_G_5 | 56868 | G | 5 |  | Landfill Gas |  |  | Ohio |  | Mahoning |  |  | 1.4 |  | 2001 | 2022 | [32 empty] | Energy Developments, Inc d/b/a EDL | 100 | Energy Developments, Inc d/b/a EDL | 100 | Non-regulated | Dropped - Retired/Planned Retirement by 06/2028
Carbon Limestone | 56868_G_6 | 56868 | G | 6 |  | Landfill Gas |  |  | Ohio |  | Mahoning |  |  | 1.4 |  | 2001 | 2022 | [32 empty] | Energy Developments, Inc d/b/a EDL | 100 | Energy Developments, Inc d/b/a EDL | 100 | Non-regulated | Dropped - Retired/Planned Retirement by 06/2028
Carbon Limestone | 56868_G_7 | 56868 | G | 7 |  | Landfill Gas |  |  | Ohio |  | Mahoning |  |  | 1.4 |  | 2001 | 2022 | [32 empty] | Energy Developments, Inc d/b/a EDL | 100 | Energy Developments, Inc d/b/a EDL | 100 | Non-regulated | Dropped - Retired/Planned Retirement by 06/2028
Carbon Limestone | 56868_G_8 | 56868 | G | 8 |  | Landfill Gas |  |  | Ohio |  | Mahoning |  |  | 1.4 |  | 2001 | 2022 | [32 empty] | Energy Developments, Inc d/b/a EDL | 100 | Energy Developments, Inc d/b/a EDL | 100 | Non-regulated | Dropped - Retired/Planned Retirement by 06/2028
Carbon Limestone | 56868_G_9 | 56868 | G | 9 |  | Landfill Gas |  |  | Ohio |  | Mahoning |  |  | 1.4 |  | 2001 | 2022 | [32 empty] | Energy Developments, Inc d/b/a EDL | 100 | Energy Developments, Inc d/b/a EDL | 100 | Non-regulated | Dropped - Retired/Planned Retirement by 06/2028
KRS I Anahola Solar Hybrid | 58639_G_B5B6 | 58639 | G | B5B6 |  | Energy Storage |  |  | Hawaii |  | Kauai |  |  | 6 |  | 2015 | [33 empty] | Kauai Island Utility Cooperative | 100 | Kauai Island Utility Cooperative | 100 | Regulated | Dropped - in Alaska or in Hawaii or Puerto Rico
Tehachapi Energy Storage Project | 59661_G_TSP1 | 59661 | G | TSP1 |  | Energy Storage |  |  | California |  | Kern |  |  | 8 |  | 2016 | 2022 | [32 empty] | Southern California Edison Co | 100 | Southern California Edison Co | 100 | Regulated | Dropped - Retired/Planned Retirement by 06/2028
Overlook Medical Center | 62622_G_CHPS2 | 62622 | G | CHPS2 |  | Combustion Turbine |  |  | New Jersey |  | Union |  |  | 1 |  | 2012 | [33 empty] | Overlook Medical Center | 100 | Overlook Medical Center | 100 | Non-regulated | Dropped - Plant is identified as onsite because it is a net buyer of electricity in 2021
Hudson Avenue | 2496_G_GT3 | 2496 | G | GT3 |  | Combustion Turbine |  |  | New York |  | Kings |  |  | 13.5 |  | 1970 | 2022 | [32 empty] | Consolidated Edison Co-NY Inc | 100 | Consolidated Edison Co-NY Inc | 100 | Regulated | Dropped - Retired/Planned Retirement by 06/2028
Hudson Avenue | 2496_G_GT5 | 2496 | G | GT5 |  | Combustion Turbine |  |  | New York |  | Kings |  |  | 14.1 |  | 1970 | 2022 | [32 empty] | Consolidated Edison Co-NY Inc | 100 | Consolidated Edison Co-NY Inc | 100 | Regulated | Dropped - Retired/Planned Retirement by 06/2028
St Marys IC | 6338_G_1B | 6338 | G | 1B |  | Combustion Turbine |  |  | Alaska |  | Bethel |  |  | 0.5 |  | 2006 | [33 empty] | Alaska Village Elec Coop, Inc | 100 | Alaska Village Elec Coop, Inc | 100 | Regulated | Dropped - in Alaska or in Hawaii or Puerto Rico
St Marys IC | 6338_G_2 | 6338 | G | 2 |  | Combustion Turbine |  |  | Alaska |  | Bethel |  |  | 0.6 |  | 1980 | [33 empty] | Alaska Village Elec Coop, Inc | 100 | Alaska Village Elec Coop, Inc | 100 | Regulated | Dropped - in Alaska or in Hawaii or Puerto Rico
St Marys IC | 6338_G_3 | 6338 | G | 3 |  | Combustion Turbine |  |  | Alaska |  | Bethel |  |  | 0.9 |  | 1974 | [33 empty] | Alaska Village Elec Coop, Inc | 100 | Alaska Village Elec Coop, Inc | 100 | Regulated | Dropped - in Alaska or in Hawaii or Puerto Rico
Barrow | 7173_G_10 | 7173 | G | 10 |  | Combustion Turbine |  |  | Alaska |  | North Slope |  |  | 1.5 |  | 1994 | [33 empty] | North Slope Borough Power & Light | 100 | North Slope Borough Power & Light | 100 | Regulated | Dropped - in Alaska or in Hawaii or Puerto Rico
Barrow | 7173_G_9 | 7173 | G | 9 |  | Combustion Turbine |  |  | Alaska |  | North Slope |  |  | 1.5 |  | 1994 | [33 empty] | North Slope Borough Power & Light | 100 | North Slope Borough Power & Light | 100 | Regulated | Dropped - in Alaska or in Hawaii or Puerto Rico
New Knoxville | 7898_G_1 | 7898 | G | 1 |  | Combustion Turbine |  |  | Ohio |  | Auglaize |  |  | 1 |  | 2000 | 2022 | [32 empty] | Village of New Knoxville - (OH) | 100 | Village of New Knoxville - (OH) | 100 | Regulated | Dropped - Retired/Planned Retirement by 06/2028
Dickerson Power | 1572_G_GT1 | 1572 | G | GT1 |  | Combustion Turbine |  |  | Maryland |  | Montgomery |  |  | 18 |  | 1967 | 2022 | [32 empty] | Dickerson Power, LLC | 100 | Dickerson Power, LLC | 100 | Non-regulated | Dropped - Retired/Planned Retirement by 06/2028
Elk River City of | 1971_G_5 | 1971 | G | 5 |  | Landfill Gas |  |  | Minnesota |  | Sherburne |  |  | 0.8 |  | 2002 | 2022 | [32 empty] | City of Elk River | 100 | City of Elk River | 100 | Regulated | Dropped - Retired/Planned Retirement by 06/2028
Elk River City of | 1971_G_6 | 1971 | G | 6 |  | Landfill Gas |  |  | Minnesota |  | Sherburne |  |  | 0.8 |  | 2002 | 2022 | [32 empty] | City of Elk River | 100 | City of Elk River | 100 | Regulated | Dropped - Retired/Planned Retirement by 06/2028
Elk River City of | 1971_G_7 | 1971 | G | 7 |  | Landfill Gas |  |  | Minnesota |  | Sherburne |  |  | 0.8 |  | 2002 | 2022 | [32 empty] | City of Elk River | 100 | City of Elk River | 100 | Regulated | Dropped - Retired/Planned Retirement by 06/2028
Elk River City of | 1971_G_8 | 1971 | G | 8 |  | Landfill Gas |  |  | Minnesota |  | Sherburne |  |  | 0.8 |  | 2006 | 2022 | [32 empty] | City of Elk River | 100 | City of Elk River | 100 | Regulated | Dropped - Retired/Planned Retirement by 06/2028
Elkton | 52148_G_GEN3 | 52148 | G | GEN3 |  | Combustion Turbine |  |  | Virginia |  | Rockingham |  |  | 1 |  | 2016 | [33 empty] | Merck & Co Inc | 100 | Merck & Co Inc | 100 | Non-regulated | Dropped - Plant is identified as onsite because it is a net buyer of electricity in 2021
Rancho Penasquitos | 56615_G_G100 | 56615 | G | G100 |  | Hydro |  |  | California |  | San Diego |  |  | 3.6 |  | 2007 | 2022 | [32 empty] | San Diego County Water Auth | 100 | San Diego County Water Auth | 100 | Non-regulated | Dropped - Retired/Planned Retirement by 06/2028
Grand Valley Project Power Plant | 473_G_1 | 473 | G | 1 |  | Hydro |  |  | Colorado |  | Mesa |  |  | 1.5 |  | 1932 | 2021 | [32 empty] | Orchard Mesa Irrigation District | 100 | Orchard Mesa Irrigation District | 100 | Regulated | Dropped - Retired/Planned Retirement by 06/2028
Martin Drake | 492_G_6 | 492 | G | 6 |  | Coal Steam |  |  | Colorado |  | El Paso |  |  | 77 |  | 1968 | 2022 | [32 empty] | City of Colorado Springs - (CO) | 100 | City of Colorado Springs - (CO) | 100 | Regulated | Dropped - Retired/Planned Retirement by 06/2028 | B1 B1 B1 B1 B1: 6
Martin Drake | 492_G_7 | 492 | G | 7 |  | O/G Steam |  |  | Colorado |  | El Paso |  |  | 131 |  | 1974 | 2022 | [32 empty] | City of Colorado Springs - (CO) | 100 | City of Colorado Springs - (CO) | 100 | Regulated | Dropped - Retired/Planned Retirement by 06/2028 | B1 B1 B1 B1 B1: 7
Morgantown Generating Plant | 1573_G_GT1 | 1573 | G | GT1 |  | Combustion Turbine |  |  | Maryland |  | Charles |  |  | 13 |  | 1970 | 2022 | [32 empty] | Lanyard Power Holdings, LLC | 100 | Lanyard Power Holdings, LLC | 100 | Non-regulated | Dropped - Retired/Planned Retirement by 06/2028
Morgantown Generating Plant | 1573_G_GT2 | 1573 | G | GT2 |  | Combustion Turbine |  |  | Maryland |  | Charles |  |  | 13 |  | 1971 | 2022 | [32 empty] | Lanyard Power Holdings, LLC | 100 | Lanyard Power Holdings, LLC | 100 | Non-regulated | Dropped - Retired/Planned Retirement by 06/2028
Hutchinson Plant #1 | 1980_G_3 | 1980 | G | 3 |  | Combustion Turbine |  |  | Minnesota |  | McLeod |  |  | 3.9 |  | 1968 | 2022 | [32 empty] | Hutchinson Utilities Comm | 100 | Hutchinson Utilities Comm | 100 | Regulated | Dropped - Retired/Planned Retirement by 06/2028
San Juan | 2451_G_4 | 2451 | G | 4 |  | Coal Steam |  |  | New Mexico |  | San Juan |  |  | 507 |  | 1982 | 2022 | [32 empty] | Public Service Co of NM | 77.29 | Public Service Co of NM | 77.29 | Regulated | Dropped - Retired/Planned Retirement by 06/2028 | B1 B1 B1 B1 B1: 4
Williams | 3298_G_1 | 3298 | G | 1 |  | Combustion Turbine |  |  | South Carolina |  | Berkeley |  |  | 20 |  | 1972 | 2022 | [32 empty] | South Carolina Genertg Co, Inc | 100 | South Carolina Genertg Co, Inc | 100 | Regulated | Dropped - Retired/Planned Retirement by 06/2028
Williams | 3298_G_2 | 3298 | G | 2 |  | Combustion Turbine |  |  | South Carolina |  | Berkeley |  |  | 20 |  | 1972 | 2022 | [32 empty] | South Carolina Genertg Co, Inc | 100 | South Carolina Genertg Co, Inc | 100 | Regulated | Dropped - Retired/Planned Retirement by 06/2028
Galena Electric Utility | 7437_G_1A | 7437 | G | 1A |  | Combustion Turbine |  |  | Alaska |  | Yukon Koyukuk |  |  | 0.8 |  | 1999 | [33 empty] | Galena Electric Utility | 100 | Galena Electric Utility | 100 | Regulated | Dropped - in Alaska or in Hawaii or Puerto Rico
Galena Electric Utility | 7437_G_3A | 7437 | G | 3A |  | Combustion Turbine |  |  | Alaska |  | Yukon Koyukuk |  |  | 0.8 |  | 2009 | [33 empty] | Galena Electric Utility | 100 | Galena Electric Utility | 100 | Regulated | Dropped - in Alaska or in Hawaii or Puerto Rico
AES Hawaii | 10673_G_GEN1 | 10673 | G | GEN1 |  | Coal Steam |  |  | Hawaii |  | Honolulu |  |  | 180 |  | 1992 | [33 empty] | AES Hawaii LLC | 100 | AES Hawaii LLC | 100 | Non-regulated | Dropped - in Alaska or in Hawaii or Puerto Rico | B1 B1 B1 B1 B1: BLRA; B2 B2 B2 B2A B2A: BLRB
Rifle Generating Station | 10755_G_GT2 | 10755 | G | GT2 |  | Combined Cycle |  |  | Colorado |  | Garfield |  |  | 13 |  | 1987 | 2022 | [32 empty] | Tri-State G & T Assn, Inc | 100 | Tri-State G & T Assn, Inc | 100 | Regulated | Dropped - Retired/Planned Retirement by 06/2028
Rifle Generating Station | 10755_G_GT3 | 10755 | G | GT3 |  | Combined Cycle |  |  | Colorado |  | Garfield |  |  | 13 |  | 1987 | 2022 | [32 empty] | Tri-State G & T Assn, Inc | 100 | Tri-State G & T Assn, Inc | 100 | Regulated | Dropped - Retired/Planned Retirement by 06/2028
Rifle Generating Station | 10755_G_GT4 | 10755 | G | GT4 |  | Combined Cycle |  |  | Colorado |  | Garfield |  |  | 13 |  | 1987 | 2022 | [32 empty] | Tri-State G & T Assn, Inc | 100 | Tri-State G & T Assn, Inc | 100 | Regulated | Dropped - Retired/Planned Retirement by 06/2028
Rifle Generating Station | 10755_G_ST1 | 10755 | G | ST1 |  | Combined Cycle |  |  | Colorado |  | Garfield |  |  | 34 |  | 1987 | 2022 | [32 empty] | Tri-State G & T Assn, Inc | 100 | Tri-State G & T Assn, Inc | 100 | Regulated | Dropped - Retired/Planned Retirement by 06/2028 | B1 B1 B1 B1 B1: HR2; B2 B2 B2 B2A B2A: HR3; B2A B2A B2A B3A B3A: HR4
Wintec Energy Ltd | 50276_G_EXIS | 50276 | G | EXIS |  | Onshore Wind |  |  | California |  | Riverside |  |  | 5.9 |  | 1986 | 2015 | [32 empty] | Wintec Energy Ltd | 100 | Wintec Energy Ltd | 100 | Non-regulated | Dropped - Retired/Planned Retirement by 06/2028
William Beaumont Hospital | 50937_G_GENA | 50937 | G | GENA |  | Combustion Turbine |  |  | Michigan |  | Oakland |  |  | 1.9 |  | 1992 | [33 empty] | William Beaumont Hospital | 100 | William Beaumont Hospital | 100 | Non-regulated | Dropped - Plant is identified as onsite because it is a net buyer of electricity in 2021
William Beaumont Hospital | 50937_G_GENB | 50937 | G | GENB |  | Combustion Turbine |  |  | Michigan |  | Oakland |  |  | 1.9 |  | 1992 | [33 empty] | William Beaumont Hospital | 100 | William Beaumont Hospital | 100 | Non-regulated | Dropped - Plant is identified as onsite because it is a net buyer of electricity in 2021
University of Washington Power Plant | 54809_G_TG2 | 54809 | G | TG2 |  | O/G Steam |  |  | Washington |  | King |  |  | 5 |  | 1969 | [33 empty] | University of Washington | 100 | University of Washington | 100 | Non-regulated | Dropped - Plant is identified as onsite because it is a net buyer of electricity in 2021
Prima Plant | 55601_G_UNT1 | 55601 | G | UNT1 |  | Landfill Gas |  |  | California |  | Orange |  |  | 2.7 |  | 1999 | 2022 | [32 empty] | MM Prima Deshecha Energy LLC | 100 | MM Prima Deshecha Energy LLC | 100 | Non-regulated | Dropped - Retired/Planned Retirement by 06/2028
Prima Plant | 55601_G_UNT2 | 55601 | G | UNT2 |  | Landfill Gas |  |  | California |  | Orange |  |  | 2.7 |  | 1999 | 2022 | [32 empty] | MM Prima Deshecha Energy LLC | 100 | MM Prima Deshecha Energy LLC | 100 | Non-regulated | Dropped - Retired/Planned Retirement by 06/2028
Rock Creek Dairy | 58142_G_CHP1 | 58142 | G | CHP1 |  | Non-Fossil Waste |  |  | Idaho |  | Twin Falls |  |  | 1.6 |  | 2012 | 2022 | [32 empty] | New Energy One LLC | 100 | New Energy One LLC | 100 | Non-regulated | Dropped - Retired/Planned Retirement by 06/2028
Rock Creek Dairy | 58142_G_CHP2 | 58142 | G | CHP2 |  | Non-Fossil Waste |  |  | Idaho |  | Twin Falls |  |  | 1.6 |  | 2012 | 2022 | [32 empty] | New Energy One LLC | 100 | New Energy One LLC | 100 | Non-regulated | Dropped - Retired/Planned Retirement by 06/2028
Joppa Steam | 887_G_1 | 887 | G | 1 |  | Coal Steam |  |  | Illinois |  | Massac |  |  | 158 |  | 1953 | 2022 | [32 empty] | Electric Energy Inc | 100 | Electric Energy Inc | 100 | Non-regulated | Dropped - Retired/Planned Retirement by 06/2028 | bar: B1 B1 B1 B1 B1
Joppa Steam | 887_G_2 | 887 | G | 2 |  | Coal Steam |  |  | Illinois |  | Massac |  |  | 158 |  | 1953 | 2022 | [32 empty] | Electric Energy Inc | 100 | Electric Energy Inc | 100 | Non-regulated | Dropped - Retired/Planned Retirement by 06/2028 | B1 B1 B1 B1 B1: 2
Joppa Steam | 887_G_3 | 887 | G | 3 |  | Coal Steam |  |  | Illinois |  | Massac |  |  | 158 |  | 1954 | 2022 | [32 empty] | Electric Energy Inc | 100 | Electric Energy Inc | 100 | Non-regulated | Dropped - Retired/Planned Retirement by 06/2028 | B1 B1 B1 B1 B1: 3
Joppa Steam | 887_G_4 | 887 | G | 4 |  | Coal Steam |  |  | Illinois |  | Massac |  |  | 158 |  | 1954 | 2022 | [32 empty] | Electric Energy Inc | 100 | Electric Energy Inc | 100 | Non-regulated | Dropped - Retired/Planned Retirement by 06/2028 | B1 B1 B1 B1 B1: 4
Joppa Steam | 887_G_5 | 887 | G | 5 |  | Coal Steam |  |  | Illinois |  | Massac |  |  | 158 |  | 1955 | 2022 | [32 empty] | Electric Energy Inc | 100 | Electric Energy Inc | 100 | Non-regulated | Dropped - Retired/Planned Retirement by 06/2028 | B1 B1 B1 B1 B1: 5
Joppa Steam | 887_G_6 | 887 | G | 6 |  | Coal Steam |  |  | Illinois |  | Massac |  |  | 158 |  | 1955 | 2022 | [32 empty] | Electric Energy Inc | 100 | Electric Energy Inc | 100 | Non-regulated | Dropped - Retired/Planned Retirement by 06/2028 | B1 B1 B1 B1 B1: 6
MEPI GT Facility | 7858_G_1 | 7858 | G | 1 |  | Combustion Turbine |  |  | Illinois |  | Massac |  |  | 55 |  | 1974 | 2022 | [32 empty] | Midwest Electric Power Inc | 100 | Midwest Electric Power Inc | 100 | Non-regulated | Dropped - Retired/Planned Retirement by 06/2028
MEPI GT Facility | 7858_G_2 | 7858 | G | 2 |  | Combustion Turbine |  |  | Illinois |  | Massac |  |  | 55 |  | 1974 | 2022 | [32 empty] | Midwest Electric Power Inc | 100 | Midwest Electric Power Inc | 100 | Non-regulated | Dropped - Retired/Planned Retirement by 06/2028
MEPI GT Facility | 7858_G_3 | 7858 | G | 3 |  | Combustion Turbine |  |  | Illinois |  | Massac |  |  | 55 |  | 1974 | 2022 | [32 empty] | Midwest Electric Power Inc | 100 | Midwest Electric Power Inc | 100 | Non-regulated | Dropped - Retired/Planned Retirement by 06/2028
MEPI GT Facility | 7858_G_4 | 7858 | G | 4 |  | Combustion Turbine |  |  | Illinois |  | Massac |  |  | 37 |  | 2000 | 2022 | [32 empty] | Midwest Electric Power Inc | 100 | Midwest Electric Power Inc | 100 | Non-regulated | Dropped - Retired/Planned Retirement by 06/2028
MEPI GT Facility | 7858_G_5 | 7858 | G | 5 |  | Combustion Turbine |  |  | Illinois |  | Massac |  |  | 37 |  | 2000 | 2022 | [32 empty] | Midwest Electric Power Inc | 100 | Midwest Electric Power Inc | 100 | Non-regulated | Dropped - Retired/Planned Retirement by 06/2028
UCI Fuel Cell | 60120_G_MB-16 | 60120 | G | MB-16 |  | Fuel Cell |  |  | California |  | Orange |  |  | 1.4 |  | 2015 | 2022 | [32 empty] | UCI Fuel Cell, LLC | 100 | UCI Fuel Cell, LLC | 100 | Non-regulated | Dropped - Retired/Planned Retirement by 06/2028
Arnold | 2216_G_1 | 2216 | G | 1 |  | Combustion Turbine |  |  | Nebraska |  | Custer |  |  | 0.5 |  | 1960 | 2022 | [32 empty] | Village of Arnold - (NE) | 100 | Village of Arnold - (NE) | 100 | Regulated | Dropped - Retired/Planned Retirement by 06/2028
Arnold | 2216_G_2A | 2216 | G | 2A |  | Combustion Turbine |  |  | Nebraska |  | Custer |  |  | 0.1 |  | 1937 | 2022 | [32 empty] | Village of Arnold - (NE) | 100 | Village of Arnold - (NE) | 100 | Regulated | Dropped - Retired/Planned Retirement by 06/2028
Arnold | 2216_G_3 | 2216 | G | 3 |  | Combustion Turbine |  |  | Nebraska |  | Custer |  |  | 0.2 |  | 1942 | 2022 | [32 empty] | Village of Arnold - (NE) | 100 | Village of Arnold - (NE) | 100 | Regulated | Dropped - Retired/Planned Retirement by 06/2028
Arnold | 2216_G_4 | 2216 | G | 4 |  | Combustion Turbine |  |  | Nebraska |  | Custer |  |  | 0.2 |  | 1946 | 2022 | [32 empty] | Village of Arnold - (NE) | 100 | Village of Arnold - (NE) | 100 | Regulated | Dropped - Retired/Planned Retirement by 06/2028
Nassau Energy Corp | 52056_G_GT1 | 52056 | G | GT1 |  | Combined Cycle |  |  | New York |  | Nassau |  |  | 38 |  | 1991 | 2022 | [32 empty] | Nassau Energy Corp | 100 | Nassau Energy Corp | 100 | Non-regulated | Dropped - Retired/Planned Retirement by 06/2028
Nassau Energy Corp | 52056_G_ST1 | 52056 | G | ST1 |  | Combined Cycle |  |  | New York |  | Nassau |  |  | 12 |  | 1991 | 2022 | [32 empty] | Nassau Energy Corp | 100 | Nassau Energy Corp | 100 | Non-regulated | Dropped - Retired/Planned Retirement by 06/2028 | B1 B1 B1 B1 B1: 4
CT Resource Rec Authority Facility | 54945_G_NO 5 | 54945 | G | NO 5 |  | Municipal Solid Waste |  |  | Connecticut |  | Hartford |  |  | 28.8 |  | 1988 | 2022 | [32 empty] | NAES Corp | 100 | NAES Corp | 100 | Non-regulated | Dropped - Retired/Planned Retirement by 06/2028 | B1 B1 B1 B1 B1: 11; B2 B2 B2 B2A B2A: 12; B2A B2A B2A B3A B3A: 13
CT Resource Rec Authority Facility | 54945_G_NO 6 | 54945 | G | NO 6 |  | Municipal Solid Waste |  |  | Connecticut |  | Hartford |  |  | 29.7 |  | 1988 | 2022 | [32 empty] | NAES Corp | 100 | NAES Corp | 100 | Non-regulated | Dropped - Retired/Planned Retirement by 06/2028 | B1 B1 B1 B1 B1: 11; B2 B2 B2 B2A B2A: 12; B2A B2A B2A B3A B3A: 13
Minwind 3-9 | 56123_G_1 | 56123 | G | 1 |  | Onshore Wind |  |  | Minnesota |  | Rock |  |  | 11.6 |  | 2004 | 2022 | [32 empty] | Rock County Energy Center, LLC | 100 | Rock County Energy Center, LLC | 100 | Non-regulated | Dropped - Retired/Planned Retirement by 06/2028
Elwood Energy Storage Center | 59959_G_WCBS | 59959 | G | WCBS |  | Energy Storage |  |  | Illinois |  | DuPage |  |  | 19.8 |  | 2015 | 2022 | [32 empty] | West Chicago Battery Storage LLC | 100 | West Chicago Battery Storage LLC | 100 | Non-regulated | Dropped - Retired/Planned Retirement by 06/2028
Jake Energy Storage Center | 59960_G_JBS | 59960 | G | JBS |  | Energy Storage |  |  | Illinois |  | Will |  |  | 19.8 |  | 2015 | 2022 | [32 empty] | Joliet Battery Storage LLC | 100 | Joliet Battery Storage LLC | 100 | Non-regulated | Dropped - Retired/Planned Retirement by 06/2028
Waukegan | 883_G_7 | 883 | G | 7 |  | Coal Steam |  |  | Illinois |  | Lake |  |  | 328 |  | 1958 | 2022 | [32 empty] | Midwest Generations EME LLC | 100 | Midwest Generations EME LLC | 100 | Non-regulated | Dropped - Retired/Planned Retirement by 06/2028 | B1 B1 B1 B1 B1: 7
Waukegan | 883_G_8 | 883 | G | 8 |  | Coal Steam |  |  | Illinois |  | Lake |  |  | 361 |  | 1962 | 2022 | [32 empty] | Midwest Generations EME LLC | 100 | Midwest Generations EME LLC | 100 | Non-regulated | Dropped - Retired/Planned Retirement by 06/2028 | B1 B1 B1 B1 B1: 8
Will County | 884_G_4 | 884 | G | 4 |  | Coal Steam |  |  | Illinois |  | Will |  |  | 510 |  | 1963 | 2022 | [32 empty] | Midwest Generations EME LLC | 100 | Midwest Generations EME LLC | 100 | Non-regulated | Dropped - Retired/Planned Retirement by 06/2028 | B1 B1 B1 B1 B1: 4
Morgantown Generating Plant | 1573_G_ST1 | 1573 | G | ST1 |  | Coal Steam |  |  | Maryland |  | Charles |  |  | 596 |  | 1970 | 2022 | [32 empty] | Lanyard Power Holdings, LLC | 100 | Lanyard Power Holdings, LLC | 100 | Non-regulated | Dropped - Retired/Planned Retirement by 06/2028 | bar: B1 B1 B1 B1 B1
Morgantown Generating Plant | 1573_G_ST2 | 1573 | G | ST2 |  | Coal Steam |  |  | Maryland |  | Charles |  |  | 609 |  | 1971 | 2022 | [32 empty] | Lanyard Power Holdings, LLC | 100 | Lanyard Power Holdings, LLC | 100 | Non-regulated | Dropped - Retired/Planned Retirement by 06/2028 | B1 B1 B1 B1 B1: 2
Doreen | 1631_G_DORE | 1631 | G | DORE |  | Combustion Turbine |  |  | Massachusetts |  | Berkshire |  |  | 16.1 |  | 1969 | 2022 | [32 empty] | NAEA Energy Massachusetts LLC | 100 | NAEA Energy Massachusetts LLC | 100 | Non-regulated | Dropped - Retired/Planned Retirement by 06/2028
Essential Power Massachusetts LLC | 1642_G_GT-1 | 1642 | G | GT-1 |  | Combustion Turbine |  |  | Massachusetts |  | Hampden |  |  | 33.3 |  | 2002 | 2022 | [32 empty] | NAEA Energy Massachusetts LLC | 100 | NAEA Energy Massachusetts LLC | 100 | Non-regulated | Dropped - Retired/Planned Retirement by 06/2028
Essential Power Massachusetts LLC | 1642_G_GT-2 | 1642 | G | GT-2 |  | Combustion Turbine |  |  | Massachusetts |  | Hampden |  |  | 33.4 |  | 2002 | 2022 | [32 empty] | NAEA Energy Massachusetts LLC | 100 | NAEA Energy Massachusetts LLC | 100 | Non-regulated | Dropped - Retired/Planned Retirement by 06/2028
Essential Power Massachusetts LLC | 1642_G_WS10 | 1642 | G | WS10 |  | Combustion Turbine |  |  | Massachusetts |  | Hampden |  |  | 17.1 |  | 1968 | 2022 | [32 empty] | NAEA Energy Massachusetts LLC | 100 | NAEA Energy Massachusetts LLC | 100 | Non-regulated | Dropped - Retired/Planned Retirement by 06/2028
Woodland Road | 1643_G_WOOD | 1643 | G | WOOD |  | Combustion Turbine |  |  | Massachusetts |  | Berkshire |  |  | 16.5 |  | 1969 | 2022 | [32 empty] | NAEA Energy Massachusetts LLC | 100 | NAEA Energy Massachusetts LLC | 100 | Non-regulated | Dropped - Retired/Planned Retirement by 06/2028
PSEG Essex Generating Station | 2401_G_9 | 2401 | G | 9 |  | Combustion Turbine |  |  | New Jersey |  | Essex |  |  | 81 |  | 1990 | 2022 | [32 empty] | Essex Generating Station | 100 | Essex Generating Station | 100 | Non-regulated | Dropped - Retired/Planned Retirement by 06/2028
San Juan | 2451_G_1 | 2451 | G | 1 |  | Coal Steam |  |  | New Mexico |  | San Juan |  |  | 340 |  | 1976 | 2022 | [32 empty] | Public Service Co of NM | 50 | Public Service Co of NM | 50 | Regulated | Dropped - Retired/Planned Retirement by 06/2028 | bar: B1 B1 B1 B1 B1
TalenEnergy Martin Creek LLC Allentown | 3139_G_CTG1 | 3139 | G | CTG1 |  | Combustion Turbine |  |  | Pennsylvania |  | Lehigh |  |  | 14 |  | 1967 | 2022 | [32 empty] | TalenEnergy Martins Creek LLC | 100 | TalenEnergy Martins Creek LLC | 100 | Non-regulated | Dropped - Retired/Planned Retirement by 06/2028
TalenEnergy Martin Creek LLC Allentown | 3139_G_CTG2 | 3139 | G | CTG2 |  | Combustion Turbine |  |  | Pennsylvania |  | Lehigh |  |  | 14 |  | 1967 | 2022 | [32 empty] | TalenEnergy Martins Creek LLC | 100 | TalenEnergy Martins Creek LLC | 100 | Non-regulated | Dropped - Retired/Planned Retirement by 06/2028
TalenEnergy Martin Creek LLC Allentown | 3139_G_CTG3 | 3139 | G | CTG3 |  | Combustion Turbine |  |  | Pennsylvania |  | Lehigh |  |  | 14 |  | 1967 | 2022 | [32 empty] | TalenEnergy Martins Creek LLC | 100 | TalenEnergy Martins Creek LLC | 100 | Non-regulated | Dropped - Retired/Planned Retirement by 06/2028
TalenEnergy Martin Creek LLC Allentown | 3139_G_CTG4 | 3139 | G | CTG4 |  | Combustion Turbine |  |  | Pennsylvania |  | Lehigh |  |  | 14 |  | 1967 | 2022 | [32 empty] | TalenEnergy Martins Creek LLC | 100 | TalenEnergy Martins Creek LLC | 100 | Non-regulated | Dropped - Retired/Planned Retirement by 06/2028
TalenEnergy Martins Creek LLC Harrisburg | 3143_G_CTG1 | 3143 | G | CTG1 |  | Combustion Turbine |  |  | Pennsylvania |  | Dauphin |  |  | 13.4 |  | 1967 | 2022 | [32 empty] | TalenEnergy Martins Creek LLC | 100 | TalenEnergy Martins Creek LLC | 100 | Non-regulated | Dropped - Retired/Planned Retirement by 06/2028
TalenEnergy Martins Creek LLC Harrisburg | 3143_G_CTG2 | 3143 | G | CTG2 |  | Combustion Turbine |  |  | Pennsylvania |  | Dauphin |  |  | 13.9 |  | 1967 | 2022 | [32 empty] | TalenEnergy Martins Creek LLC | 100 | TalenEnergy Martins Creek LLC | 100 | Non-regulated | Dropped - Retired/Planned Retirement by 06/2028
TalenEnergy Martins Creek LLC Harrisburg | 3143_G_CTG3 | 3143 | G | CTG3 |  | Combustion Turbine |  |  | Pennsylvania |  | Dauphin |  |  | 13.8 |  | 1967 | 2022 | [32 empty] | TalenEnergy Martins Creek LLC | 100 | TalenEnergy Martins Creek LLC | 100 | Non-regulated | Dropped - Retired/Planned Retirement by 06/2028
TalenEnergy Martins Creek | 3148_G_CTG3 | 3148 | G | CTG3 |  | Combustion Turbine |  |  | Pennsylvania |  | Northampton |  |  | 18 |  | 1971 | 2022 | [32 empty] | MC Project Company LLC | 100 | MC Project Company LLC | 100 | Non-regulated | Dropped - Retired/Planned Retirement by 06/2028
Tesoro Wilmington Calciner | 10601_G_GEN1 | 10601 | G | GEN1 |  | Non-Fossil Waste |  |  | California |  | Los Angeles |  |  | 30.7 |  | 1982 | 2022 | [32 empty] | Tesoro Refining & Marketing Company LLC | 100 | Tesoro Refining & Marketing Company LLC | 100 | Non-regulated | Dropped - Retired/Planned Retirement by 06/2028
Saint Francis Hospital | 50952_G_GEN1 | 50952 | G | GEN1 |  | Combustion Turbine |  |  | Illinois |  | Cook |  |  | 0.8 |  | 1990 | 2022 | [32 empty] | St Francis Hospital | 100 | St Francis Hospital | 100 | Non-regulated | Dropped - Retired/Planned Retirement by 06/2028
Saint Francis Hospital | 50952_G_GEN2 | 50952 | G | GEN2 |  | Combustion Turbine |  |  | Illinois |  | Cook |  |  | 0.8 |  | 1990 | 2022 | [32 empty] | St Francis Hospital | 100 | St Francis Hospital | 100 | Non-regulated | Dropped - Retired/Planned Retirement by 06/2028
Akron Recycle Energy Plant | 54265_G_1 | 54265 | G | 1 |  | O/G Steam |  |  | Ohio |  | Summit |  |  | 2 |  | 1979 | 2022 | [32 empty] | Akron Energy Systems LLC | 100 | Akron Energy Systems LLC | 100 | Non-regulated | Dropped - Retired/Planned Retirement by 06/2028
Akron Recycle Energy Plant | 54265_G_2 | 54265 | G | 2 |  | O/G Steam |  |  | Ohio |  | Summit |  |  | 2 |  | 1979 | 2022 | [32 empty] | Akron Energy Systems LLC | 100 | Akron Energy Systems LLC | 100 | Non-regulated | Dropped - Retired/Planned Retirement by 06/2028
International Paper Riegelwood Mill | 54656_G_NO 1 | 54656 | G | NO 1 |  | Non-Fossil Waste |  |  | North Carolina |  | Columbus |  |  | 7.8 |  | 1951 | [33 empty] | International Paper Co-Riegelwood | 100 | International Paper Co-Riegelwood | 100 | Non-regulated | Dropped - Plant is identified as onsite because it is a net buyer of electricity in 2021 | PB1 | PB2 | PB3 | PB4 | PB5 | RB3 | RB4 | RB5
Jefferson Avenue | 60499_G_1 | 60499 | G | 1 |  | Solar PV |  |  | New Jersey |  | Hudson |  |  | 1.7 |  | 2009 | 2022 | [32 empty] | Hartz Solar, LLC | 100 | Hartz Solar, LLC | 100 | Non-regulated | Dropped - Retired/Planned Retirement by 06/2028
TalenEnergy Martins Creek LLC Harwood | 3144_G_CTG1 | 3144 | G | CTG1 |  | Combustion Turbine |  |  | Pennsylvania |  | Luzerne |  |  | 12.9 |  | 1967 | 2022 | [32 empty] | TalenEnergy Martins Creek LLC | 100 | TalenEnergy Martins Creek LLC | 100 | Non-regulated | Dropped - Retired/Planned Retirement by 06/2028
TalenEnergy Martins Creek LLC Harwood | 3144_G_CTG2 | 3144 | G | CTG2 |  | Combustion Turbine |  |  | Pennsylvania |  | Luzerne |  |  | 12.3 |  | 1967 | 2022 | [32 empty] | TalenEnergy Martins Creek LLC | 100 | TalenEnergy Martins Creek LLC | 100 | Non-regulated | Dropped - Retired/Planned Retirement by 06/2028
W H Zimmer | 6019_G_ST1 | 6019 | G | ST1 |  | Coal Steam |  |  | Ohio |  | Clermont |  |  | 1305 |  | 1991 | 2022 | [32 empty] | Dynegy W H Zimmer | 100 | Dynegy W H Zimmer | 100 | Non-regulated | Dropped - Retired/Planned Retirement by 06/2028 | bar: PB1
Logan Generating Plant | 10043_G_GEN1 | 10043 | G | GEN1 |  | Coal Steam |  |  | New Jersey |  | Gloucester |  |  | 219 |  | 1994 | 2022 | [32 empty] | Logan Generating Company LP | 100 | Logan Generating Company LP | 100 | Non-regulated | Dropped - Retired/Planned Retirement by 06/2028 | PB1: B01
Pedricktown Cogeneration Company LP | 10099_G_GEN1 | 10099 | G | GEN1 |  | Combined Cycle |  |  | New Jersey |  | Salem |  |  | 112.8 |  | 1992 | 2022 | [32 empty] | Pedricktown Cogeneration Company LP | 100 | Pedricktown Cogeneration Company LP | 100 | Non-regulated | Dropped - Retired/Planned Retirement by 06/2028
Pedricktown Cogeneration Company LP | 10099_G_GEN2 | 10099 | G | GEN2 |  | Combined Cycle |  |  | New Jersey |  | Salem |  |  | 112.8 |  | 1992 | 2022 | [32 empty] | Pedricktown Cogeneration Company LP | 100 | Pedricktown Cogeneration Company LP | 100 | Non-regulated | Dropped - Retired/Planned Retirement by 06/2028 | PB1: HRSG1
Hillman Power LLC | 10346_G_GEN1 | 10346 | G | GEN1 |  | Biomass |  |  | Michigan |  | Montmorency |  |  | 17.7 |  | 1987 | 2022 | [32 empty] | Hillman Power Co | 100 | Hillman Power Co | 100 | Non-regulated | Dropped - Retired/Planned Retirement by 06/2028 | PB1: BOIL01
Newark Bay Cogeneration Partnership LP | 50385_G_GEN1 | 50385 | G | GEN1 |  | Combined Cycle |  |  | New Jersey |  | Essex |  |  | 120.2 |  | 1993 | 2022 | [32 empty] | Newark Bay Cogeneration Partnership LP | 100 | Newark Bay Cogeneration Partnership LP | 100 | Non-regulated | Dropped - Retired/Planned Retirement by 06/2028
Newark Bay Cogeneration Partnership LP | 50385_G_GEN2 | 50385 | G | GEN2 |  | Combined Cycle |  |  | New Jersey |  | Essex |  |  | 120.2 |  | 1993 | 2022 | [32 empty] | Newark Bay Cogeneration Partnership LP | 100 | Newark Bay Cogeneration Partnership LP | 100 | Non-regulated | Dropped - Retired/Planned Retirement by 06/2028
Newark Bay Cogeneration Partnership LP | 50385_G_GEN3 | 50385 | G | GEN3 |  | Combined Cycle |  |  | New Jersey |  | Essex |  |  | 120.2 |  | 1993 | 2022 | [32 empty] | Newark Bay Cogeneration Partnership LP | 100 | Newark Bay Cogeneration Partnership LP | 100 | Non-regulated | Dropped - Retired/Planned Retirement by 06/2028 | PB1: HRSG1; PB2: HRSG2
Ottawa County Project | 56865_G_1 | 56865 | G | 1 |  | Landfill Gas |  |  | Ohio |  | Ottawa |  |  | 1.4 |  | 2001 | 2022 | [32 empty] | Energy Developments, Inc d/b/a EDL | 100 | Energy Developments, Inc d/b/a EDL | 100 | Non-regulated | Dropped - Retired/Planned Retirement by 06/2028
Ottawa County Project | 56865_G_2 | 56865 | G | 2 |  | Landfill Gas |  |  | Ohio |  | Ottawa |  |  | 1.4 |  | 2001 | 2022 | [32 empty] | Energy Developments, Inc d/b/a EDL | 100 | Energy Developments, Inc d/b/a EDL | 100 | Non-regulated | Dropped - Retired/Planned Retirement by 06/2028
Deutsche Bank- Piscataway Solar | 60803_G_DBPIS | 60803 | G | DBPIS |  | Solar PV |  |  | New Jersey |  | Middlesex |  |  | 1 |  | 2011 | 2022 | [32 empty] | Deutsche Bank | 100 | Deutsche Bank | 100 | Non-regulated | Dropped - Retired/Planned Retirement by 06/2028
Windom | 2023_G_GT1 | 2023 | G | GT1 |  | Combustion Turbine |  |  | Minnesota |  | Cottonwood |  |  | 2.5 |  | 1980 | 2022 | [32 empty] | City of Windom | 100 | City of Windom | 100 | Regulated | Dropped - Retired/Planned Retirement by 06/2028
Dunkirk Generating Plant | 2554_G_1 | 2554 | G | 1 |  | Coal Steam |  |  | New York |  | Chautauqua |  |  | 75 |  | 1950 | 2022 | [32 empty] | Dunkirk Power LLC | 100 | Dunkirk Power LLC | 100 | Non-regulated | Dropped - Retired/Planned Retirement by 06/2028 | bar: PB1
Dunkirk Generating Plant | 2554_G_3 | 2554 | G | 3 |  | Coal Steam |  |  | New York |  | Chautauqua |  |  | 185 |  | 1959 | 2022 | [32 empty] | Dunkirk Power LLC | 100 | Dunkirk Power LLC | 100 | Non-regulated | Dropped - Retired/Planned Retirement by 06/2028 | PB1: 3
Dunkirk Generating Plant | 2554_G_ST4 | 2554 | G | ST4 |  | Coal Steam |  |  | New York |  | Chautauqua |  |  | 185 |  | 1960 | 2022 | [32 empty] | Dunkirk Power LLC | 100 | Dunkirk Power LLC | 100 | Non-regulated | Dropped - Retired/Planned Retirement by 06/2028 | PB1: 4
TalenEnergy Martins Creek LLC Fishbach | 3142_G_UNT1 | 3142 | G | UNT1 |  | Combustion Turbine |  |  | Pennsylvania |  | Schuylkill |  |  | 14 |  | 1969 | 2022 | [32 empty] | TalenEnergy Martins Creek LLC | 100 | TalenEnergy Martins Creek LLC | 100 | Non-regulated | Dropped - Retired/Planned Retirement by 06/2028
TalenEnergy Martins Creek LLC Fishbach | 3142_G_UNT2 | 3142 | G | UNT2 |  | Combustion Turbine |  |  | Pennsylvania |  | Schuylkill |  |  | 14 |  | 1969 | 2022 | [32 empty] | TalenEnergy Martins Creek LLC | 100 | TalenEnergy Martins Creek LLC | 100 | Non-regulated | Dropped - Retired/Planned Retirement by 06/2028
TalenEnergy Martins Creek LLC Jenkins | 3146_G_CTG1 | 3146 | G | CTG1 |  | Combustion Turbine |  |  | Pennsylvania |  | Luzerne |  |  | 13.8 |  | 1969 | 2022 | [32 empty] | TalenEnergy Martins Creek LLC | 100 | TalenEnergy Martins Creek LLC | 100 | Non-regulated | Dropped - Retired/Planned Retirement by 06/2028
TalenEnergy Martins Creek LLC Jenkins | 3146_G_CTG2 | 3146 | G | CTG2 |  | Combustion Turbine |  |  | Pennsylvania |  | Luzerne |  |  | 13.8 |  | 1969 | 2022 | [32 empty] | TalenEnergy Martins Creek LLC | 100 | TalenEnergy Martins Creek LLC | 100 | Non-regulated | Dropped - Retired/Planned Retirement by 06/2028
TalenEnergy Martins Creek LLC Lock Haven | 3147_G_CTG | 3147 | G | CTG |  | Combustion Turbine |  |  | Pennsylvania |  | Lycoming |  |  | 14 |  | 1969 | 2022 | [32 empty] | TalenEnergy Martins Creek LLC | 100 | TalenEnergy Martins Creek LLC | 100 | Non-regulated | Dropped - Retired/Planned Retirement by 06/2028
TalenEnergy Martins Creek LLC West Shore | 3154_G_CTG1 | 3154 | G | CTG1 |  | Combustion Turbine |  |  | Pennsylvania |  | Cumberland |  |  | 14 |  | 1969 | 2022 | [32 empty] | TalenEnergy Martins Creek LLC | 100 | TalenEnergy Martins Creek LLC | 100 | Non-regulated | Dropped - Retired/Planned Retirement by 06/2028
TalenEnergy Martins Creek LLC West Shore | 3154_G_CTG2 | 3154 | G | CTG2 |  | Combustion Turbine |  |  | Pennsylvania |  | Cumberland |  |  | 14 |  | 1969 | 2022 | [32 empty] | TalenEnergy Martins Creek LLC | 100 | TalenEnergy Martins Creek LLC | 100 | Non-regulated | Dropped - Retired/Planned Retirement by 06/2028
TalenEnergy Martins Creek LLC Williamsport | 3155_G_CTG1 | 3155 | G | CTG1 |  | Combustion Turbine |  |  | Pennsylvania |  | Lycoming |  |  | 13.2 |  | 1967 | 2022 | [32 empty] | TalenEnergy Martins Creek LLC | 100 | TalenEnergy Martins Creek LLC | 100 | Non-regulated | Dropped - Retired/Planned Retirement by 06/2028
TalenEnergy Martins Creek LLC Williamsport | 3155_G_CTG2 | 3155 | G | CTG2 |  | Combustion Turbine |  |  | Pennsylvania |  | Lycoming |  |  | 13.4 |  | 1967 | 2022 | [32 empty] | TalenEnergy Martins Creek LLC | 100 | TalenEnergy Martins Creek LLC | 100 | Non-regulated | Dropped - Retired/Planned Retirement by 06/2028
Huron | 3344_G_1 | 3344 | G | 1 |  | Combustion Turbine |  |  | South Dakota |  | Beadle |  |  | 11 |  | 1961 | 2022 | [32 empty] | NorthWestern Energy - (SD) | 100 | NorthWestern Energy - (SD) | 100 | Regulated | Dropped - Retired/Planned Retirement by 06/2028
Pioneer Valley Resource Recovery | 50273_G_DLV1 | 50273 | G | DLV1 |  | Municipal Solid Waste |  |  | Massachusetts |  | Hampden |  |  | 7.5 |  | 1988 | 2022 | [32 empty] | Community Eco Springfield LLC | 100 | Community Eco Springfield LLC | 100 | Non-regulated | Dropped - Retired/Planned Retirement by 06/2028
Sinclair Oil Refinery | 54374_G_2004 | 54374 | G | 2004 |  | Combustion Turbine |  |  | Wyoming |  | Carbon |  |  | 1.3 |  | 2012 | [33 empty] | HF Sinclair Parco Refining LLC | 100 | HF Sinclair Parco Refining LLC | 100 | Non-regulated | Dropped - Plant is identified as onsite because it is a net buyer of electricity in 2021
Sinclair Oil Refinery | 54374_G_2006 | 54374 | G | 2006 |  | Combustion Turbine |  |  | Wyoming |  | Carbon |  |  | 1.3 |  | 2012 | [33 empty] | HF Sinclair Parco Refining LLC | 100 | HF Sinclair Parco Refining LLC | 100 | Non-regulated | Dropped - Plant is identified as onsite because it is a net buyer of electricity in 2021
Sinclair Oil Refinery | 54374_G_2008 | 54374 | G | 2008 |  | Combustion Turbine |  |  | Wyoming |  | Carbon |  |  | 1.3 |  | 2012 | [33 empty] | HF Sinclair Parco Refining LLC | 100 | HF Sinclair Parco Refining LLC | 100 | Non-regulated | Dropped - Plant is identified as onsite because it is a net buyer of electricity in 2021
Avon Lake | 2836_G_10 | 2836 | G | 10 |  | Combustion Turbine |  |  | Ohio |  | Lorain |  |  | 25 |  | 1968 | 2022 | [32 empty] | GenOn Power Midwest, LP | 100 | GenOn Power Midwest, LP | 100 | Non-regulated | Dropped - Retired/Planned Retirement by 06/2028
Avon Lake | 2836_G_9 | 2836 | G | 9 |  | Coal Steam |  |  | Ohio |  | Lorain |  |  | 627 |  | 1970 | 2022 | [32 empty] | GenOn Power Midwest, LP | 100 | GenOn Power Midwest, LP | 100 | Non-regulated | Dropped - Retired/Planned Retirement by 06/2028 | PB1: 12
Arcanum | 2902_G_1 | 2902 | G | 1 |  | Combustion Turbine |  |  | Ohio |  | Darke |  |  | 0.8 |  | 1951 | 2022 | [32 empty] | City of Arcanum - (OH) | 100 | City of Arcanum - (OH) | 100 | Regulated | Dropped - Retired/Planned Retirement by 06/2028
Boomer Lake Station | 3000_G_3 | 3000 | G | 3 |  | Combustion Turbine |  |  | Oklahoma |  | Payne |  |  | 2 |  | 2004 | 2022 | [32 empty] | Stillwater Utilities Authority | 100 | Stillwater Utilities Authority | 100 | Regulated | Dropped - Retired/Planned Retirement by 06/2028
Boomer Lake Station | 3000_G_4 | 3000 | G | 4 |  | Combustion Turbine |  |  | Oklahoma |  | Payne |  |  | 2 |  | 2004 | 2022 | [32 empty] | Stillwater Utilities Authority | 100 | Stillwater Utilities Authority | 100 | Regulated | Dropped - Retired/Planned Retirement by 06/2028
Boomer Lake Station | 3000_G_5 | 3000 | G | 5 |  | Combustion Turbine |  |  | Oklahoma |  | Payne |  |  | 2 |  | 2004 | 2022 | [32 empty] | Stillwater Utilities Authority | 100 | Stillwater Utilities Authority | 100 | Regulated | Dropped - Retired/Planned Retirement by 06/2028
W S Lee | 3264_G_3 | 3264 | G | 3 |  | O/G Steam |  |  | South Carolina |  | Anderson |  |  | 170 |  | 1958 | 2022 | [32 empty] | Duke Energy Carolinas, LLC | 100 | Duke Energy Carolinas, LLC | 100 | Regulated | Dropped - Retired/Planned Retirement by 06/2028 | PB1: 3
Hardeeville | 3286_G_1 | 3286 | G | 1 |  | Combustion Turbine |  |  | South Carolina |  | Jasper |  |  | 9 |  | 1968 | 2022 | [32 empty] | Dominion Energy South Carolina, Inc | 100 | Dominion Energy South Carolina, Inc | 100 | Regulated | Dropped - Retired/Planned Retirement by 06/2028
Decker Creek | 3548_G_2 | 3548 | G | 2 |  | O/G Steam |  |  | Texas |  | Travis |  |  | 404 |  | 1978 | 2022 | [32 empty] | Austin Energy | 100 | Austin Energy | 100 | Regulated | Dropped - Retired/Planned Retirement by 06/2028 | PB1: 2
Cheswick Power Plant | 8226_G_1 | 8226 | G | 1 |  | Coal Steam |  |  | Pennsylvania |  | Allegheny |  |  | 565 |  | 1970 | 2022 | [32 empty] | GenOn Power Midwest, LP | 100 | GenOn Power Midwest, LP | 100 | Non-regulated | Dropped - Retired/Planned Retirement by 06/2028 | bar: PB1
Stillwater Water Treatment Plant | 55987_G_6 | 55987 | G | 6 |  | Combustion Turbine |  |  | Oklahoma |  | Payne |  |  | 2 |  | 2003 | 2022 | [32 empty] | Stillwater Utilities Authority | 100 | Stillwater Utilities Authority | 100 | Regulated | Dropped - Retired/Planned Retirement by 06/2028
R M Heskett | 2790_G_1 | 2790 | G | 1 |  | Coal Steam |  |  | North Dakota |  | Morton |  |  | 29.5 |  | 1954 | 2022 | [32 empty] | Montana-Dakota Utilities Co | 100 | Montana-Dakota Utilities Co | 100 | Regulated | Dropped - Retired/Planned Retirement by 06/2028 | bar: PB1
Terreva Suffolk RNG, LLC | 54781_G_SU1 | 54781 | G | SU1 |  | Landfill Gas |  |  | Virginia |  | Suffolk City |  |  | 0.7 |  | 1994 | 2022 | [32 empty] | Terreva Suffolk RNG, LLC | 100 | Terreva Suffolk RNG, LLC | 100 | Non-regulated | Dropped - Retired/Planned Retirement by 06/2028
Terreva Suffolk RNG, LLC | 54781_G_SU2 | 54781 | G | SU2 |  | Landfill Gas |  |  | Virginia |  | Suffolk City |  |  | 0.7 |  | 1994 | 2022 | [32 empty] | Terreva Suffolk RNG, LLC | 100 | Terreva Suffolk RNG, LLC | 100 | Non-regulated | Dropped - Retired/Planned Retirement by 06/2028
Terreva Suffolk RNG, LLC | 54781_G_SU3 | 54781 | G | SU3 |  | Landfill Gas |  |  | Virginia |  | Suffolk City |  |  | 0.7 |  | 1994 | 2022 | [32 empty] | Terreva Suffolk RNG, LLC | 100 | Terreva Suffolk RNG, LLC | 100 | Non-regulated | Dropped - Retired/Planned Retirement by 06/2028
Terreva Suffolk RNG, LLC | 54781_G_SU4 | 54781 | G | SU4 |  | Landfill Gas |  |  | Virginia |  | Suffolk City |  |  | 0.7 |  | 1994 | 2022 | [32 empty] | Terreva Suffolk RNG, LLC | 100 | Terreva Suffolk RNG, LLC | 100 | Non-regulated | Dropped - Retired/Planned Retirement by 06/2028
R M Heskett | 2790_G_2 | 2790 | G | 2 |  | Coal Steam |  |  | North Dakota |  | Morton |  |  | 74.8 |  | 1963 | 2022 | [32 empty] | Montana-Dakota Utilities Co | 100 | Montana-Dakota Utilities Co | 100 | Regulated | Dropped - Retired/Planned Retirement by 06/2028 | bar: PB1
Scherer | 6257_G_4 | 6257 | G | 4 |  | Coal Steam |  |  | Georgia |  | Monroe |  |  | 860 |  | 1989 | 2022 | [32 empty] | Florida Power & Light Co | 76.4 | Florida Power & Light Co | 76.4 | Regulated | Dropped - Retired/Planned Retirement by 06/2028 | PB1: 4
Al Turi | 10549_G_2 | 10549 | G | 2 |  | Landfill Gas |  |  | New York |  | Orange |  |  | 0.8 |  | 2011 | 2022 | [32 empty] | Ameresco LFG I Inc | 100 | Ameresco LFG I Inc | 100 | Non-regulated | Dropped - Retired/Planned Retirement by 06/2028
Al Turi | 10549_G_3 | 10549 | G | 3 |  | Landfill Gas |  |  | New York |  | Orange |  |  | 0.8 |  | 2011 | 2022 | [32 empty] | Ameresco LFG I Inc | 100 | Ameresco LFG I Inc | 100 | Non-regulated | Dropped - Retired/Planned Retirement by 06/2028
Al Turi | 10549_G_3010 | 10549 | G | 3010 |  | Landfill Gas |  |  | New York |  | Orange |  |  | 0.8 |  | 1998 | 2022 | [32 empty] | Ameresco LFG I Inc | 100 | Ameresco LFG I Inc | 100 | Non-regulated | Dropped - Retired/Planned Retirement by 06/2028
Domtar Paper Company Rothschild | 50190_G_HG1 | 50190 | G | HG1 |  | Hydro |  |  | Wisconsin |  | Marathon |  |  | 0.6 |  | 1910 | [33 empty] | Domtar Paper Company Rothschild | 100 | Domtar Paper Company Rothschild | 100 | Non-regulated | Dropped - Plant is identified as onsite because it is a net buyer of electricity in 2021
Domtar Paper Company Rothschild | 50190_G_HG2 | 50190 | G | HG2 |  | Hydro |  |  | Wisconsin |  | Marathon |  |  | 0.5 |  | 1910 | [33 empty] | Domtar Paper Company Rothschild | 100 | Domtar Paper Company Rothschild | 100 | Non-regulated | Dropped - Plant is identified as onsite because it is a net buyer of electricity in 2021
Domtar Paper Company Rothschild | 50190_G_HG4 | 50190 | G | HG4 |  | Hydro |  |  | Wisconsin |  | Marathon |  |  | 0.5 |  | 1910 | [33 empty] | Domtar Paper Company Rothschild | 100 | Domtar Paper Company Rothschild | 100 | Non-regulated | Dropped - Plant is identified as onsite because it is a net buyer of electricity in 2021
Domtar Paper Company Rothschild | 50190_G_HG5 | 50190 | G | HG5 |  | Hydro |  |  | Wisconsin |  | Marathon |  |  | 1 |  | 1910 | [33 empty] | Domtar Paper Company Rothschild | 100 | Domtar Paper Company Rothschild | 100 | Non-regulated | Dropped - Plant is identified as onsite because it is a net buyer of electricity in 2021
Domtar Paper Company Rothschild | 50190_G_HG6 | 50190 | G | HG6 |  | Hydro |  |  | Wisconsin |  | Marathon |  |  | 0.7 |  | 1910 | [33 empty] | Domtar Paper Company Rothschild | 100 | Domtar Paper Company Rothschild | 100 | Non-regulated | Dropped - Plant is identified as onsite because it is a net buyer of electricity in 2021
Caterpillar | 50935_G_ET1 | 50935 | G | ET1 |  | Combustion Turbine |  |  | Indiana |  | Tippecanoe |  |  | 2 |  | 2011 | [33 empty] | Caterpillar Inc | 100 | Caterpillar Inc | 100 | Non-regulated | Dropped - Plant is identified as onsite because it is a net buyer of electricity in 2021
Lockheed Martin Sunnyvale | 57808_G_LOK00 | 57808 | G | LOK00 |  | Fuel Cell |  |  | California |  | Santa Clara |  |  | 1 |  | 2011 | 2022 | [32 empty] | Lockheed Martin Corporation | 100 | Lockheed Martin Corporation | 100 | Non-regulated | Dropped - Retired/Planned Retirement by 06/2028
Dolet Hills | 51_G_1 | 51 | G | 1 |  | Coal Steam |  |  | Louisiana |  | DeSoto |  |  | 634.8 |  | 1986 | 2021 | [32 empty] | Cleco Power LLC | 50 | Cleco Power LLC | 50 | Regulated | Dropped - Retired/Planned Retirement by 06/2028 | bar: PB1
Big Bend | 645_G_ST2 | 645 | G | ST2 |  | Coal Steam |  |  | Florida |  | Hillsborough |  |  | 385 |  | 1973 | 2021 | [32 empty] | Tampa Electric Co | 100 | Tampa Electric Co | 100 | Regulated | Dropped - Retired/Planned Retirement by 06/2028 | PB1: BB02
Zorn | 1368_G_1 | 1368 | G | 1 |  | Combustion Turbine |  |  | Kentucky |  | Jefferson |  |  | 14 |  | 1969 | 2021 | [32 empty] | Louisville Gas & Electric Co | 100 | Louisville Gas & Electric Co | 100 | Regulated | Dropped - Retired/Planned Retirement by 06/2028
Dafter | 1868_G_1 | 1868 | G | 1 |  | Combustion Turbine |  |  | Michigan |  | Chippewa |  |  | 0.9 |  | 1955 | 2021 | [32 empty] | Cloverland Electric Co-op | 100 | Cloverland Electric Co-op | 100 | Regulated | Dropped - Retired/Planned Retirement by 06/2028
Dafter | 1868_G_3 | 1868 | G | 3 |  | Combustion Turbine |  |  | Michigan |  | Chippewa |  |  | 0.9 |  | 1955 | 2021 | [32 empty] | Cloverland Electric Co-op | 100 | Cloverland Electric Co-op | 100 | Regulated | Dropped - Retired/Planned Retirement by 06/2028
Dafter | 1868_G_5 | 1868 | G | 5 |  | Combustion Turbine |  |  | Michigan |  | Chippewa |  |  | 2.5 |  | 1960 | 2021 | [32 empty] | Cloverland Electric Co-op | 100 | Cloverland Electric Co-op | 100 | Regulated | Dropped - Retired/Planned Retirement by 06/2028
Delano | 1969_G_9 | 1969 | G | 9 | NA | Combustion Turbine |  |  | Minnesota |  | Wright |  |  | 11 |  | 2002 | [33 empty] | Delano Municipal Utilities | 100 | Delano Municipal Utilities | 100 | Regulated | Dropped - Lack of model plants
G G Allen | 2718_G_2 | 2718 | G | 2 |  | Coal Steam |  |  | North Carolina |  | Gaston |  |  | 162 |  | 1957 | 2021 | [32 empty] | Duke Energy Carolinas, LLC | 100 | Duke Energy Carolinas, LLC | 100 | Regulated | Dropped - Retired/Planned Retirement by 06/2028 | PB1: 2
G G Allen | 2718_G_4 | 2718 | G | 4 |  | Coal Steam |  |  | North Carolina |  | Gaston |  |  | 257 |  | 1960 | 2021 | [32 empty] | Duke Energy Carolinas, LLC | 100 | Duke Energy Carolinas, LLC | 100 | Regulated | Dropped - Retired/Planned Retirement by 06/2028 | PB1: 4
Argyle | 7810_G_3 | 7810 | G | 3 | NA | Hydro |  |  | Wisconsin |  | Lafayette |  |  | 0.1 |  | 1929 | [33 empty] | City of Argyle - (WI) | 100 | City of Argyle - (WI) | 100 | Regulated | Dropped - Lack of model plants
Arvada | 8028_G_3 | 8028 | G | 3 |  | Combustion Turbine |  |  | Wyoming |  | Sheridan |  |  | 5 |  | 2002 | 2021 | [32 empty] | Basin Electric Power Coop | 100 | Basin Electric Power Coop | 100 | Regulated | Dropped - Retired/Planned Retirement by 06/2028
Medical Area Total Energy Plant | 10883_G_DEG6 | 10883 | G | DEG6 |  | Combustion Turbine |  |  | Massachusetts |  | Suffolk |  |  | 6 |  | 1986 | 2021 | [32 empty] | MATEP LLC | 100 | MATEP LLC | 100 | Non-regulated | Dropped - Retired/Planned Retirement by 06/2028
SDS Lumber Gorge Energy Division | 50231_G_TG2 | 50231 | G | TG2 |  | Biomass |  |  | Washington |  | Klickitat |  |  | 5 |  | 1985 | [33 empty] | SDS Lumber LLC | 100 | SDS Lumber LLC | 100 | Non-regulated | Dropped - Plant is identified as onsite because it is a net buyer of electricity in 2021 | PB1: 821
SDS Lumber Gorge Energy Division | 50231_G_TG3 | 50231 | G | TG3 |  | Biomass |  |  | Washington |  | Klickitat |  |  | 4.7 |  | 2002 | [33 empty] | SDS Lumber LLC | 100 | SDS Lumber LLC | 100 | Non-regulated | Dropped - Plant is identified as onsite because it is a net buyer of electricity in 2021 | PB1: 821
Mountain View I&2 | 55719_G_GEN2 | 55719 | G | GEN2 |  | Onshore Wind |  |  | California |  | Riverside |  |  | 22.2 |  | 2001 | 2021 | [32 empty] | Mountain View Power Prtnrs, LLC | 100 | Mountain View Power Prtnrs, LLC | 100 | Non-regulated | Dropped - Retired/Planned Retirement by 06/2028
Mountain View I&2 | 55719_G_GENI | 55719 | G | GENI |  | Onshore Wind |  |  | California |  | Riverside |  |  | 42.6 |  | 2001 | 2021 | [32 empty] | Mountain View Power Prtnrs, LLC | 100 | Mountain View Power Prtnrs, LLC | 100 | Non-regulated | Dropped - Retired/Planned Retirement by 06/2028
PPL Glendon LFGTE Plant | 57183_G_1 | 57183 | G | 1 |  | Landfill Gas |  |  | Pennsylvania |  | Northampton |  |  | 1.6 |  | 2011 | 2021 | [32 empty] | NextEra Renewable Fuels, LLC | 100 | NextEra Renewable Fuels, LLC | 100 | Non-regulated | Dropped - Retired/Planned Retirement by 06/2028
PPL Glendon LFGTE Plant | 57183_G_2 | 57183 | G | 2 |  | Landfill Gas |  |  | Pennsylvania |  | Northampton |  |  | 1.6 |  | 2011 | 2021 | [32 empty] | NextEra Renewable Fuels, LLC | 100 | NextEra Renewable Fuels, LLC | 100 | Non-regulated | Dropped - Retired/Planned Retirement by 06/2028
FCPC Renewable Generation | 59931_G_GEN1 | 59931 | G | GEN1 |  | Non-Fossil Waste |  |  | Wisconsin |  | Milwaukee |  |  | 1 |  | 2013 | 2021 | [32 empty] | FCPC Renewable Generation, LLC | 100 | FCPC Renewable Generation, LLC | 100 | Non-regulated | Dropped - Retired/Planned Retirement by 06/2028
Crawfordsville Power Plant | 1024_G_5 | 1024 | G | 5 |  | Coal Steam |  |  | Indiana |  | Montgomery |  |  | 12.6 |  | 1965 | 2021 | [32 empty] | Crawfordsville Energy LLC | 100 | Crawfordsville Energy LLC | 100 | Non-regulated | Dropped - Retired/Planned Retirement by 06/2028 | PB1: 6
Portage | 8019_G_1 | 8019 | G | 1 |  | Combustion Turbine |  |  | Michigan |  | Houghton |  |  | 17.4 |  | 1973 | 2021 | [32 empty] | Upper Peninsula Power Company | 100 | Upper Peninsula Power Company | 100 | Regulated | Dropped - Retired/Planned Retirement by 06/2028
Caterpillar | 50935_G_ET3 | 50935 | G | ET3 |  | Combustion Turbine |  |  | Indiana |  | Tippecanoe |  |  | 2.5 |  | 2024 | [33 empty] | Caterpillar Inc | 100 | Caterpillar Inc | 100 | Non-regulated | Dropped - Plant is identified as onsite because it is a net buyer of electricity in 2021
Alliant SBD 9302 Aegon NP | 54967_G_7906 | 54967 | G | 7906 |  | Combustion Turbine |  |  | Iowa |  | Linn |  |  | 1.2 |  | 1995 | 2021 | [32 empty] | Industrial Energy Applications Inc | 100 | Industrial Energy Applications Inc | 100 | Non-regulated | Dropped - Retired/Planned Retirement by 06/2028
Alden Bailey Power Plant | 56223_G_LOKI | 56223 | G | LOKI |  | Combustion Turbine |  |  | Oregon |  | Clatsop |  |  | 9.8 |  | 2001 | 2021 | [32 empty] | Clatskanie Peoples Util Dist | 100 | Clatskanie Peoples Util Dist | 100 | Regulated | Dropped - Retired/Planned Retirement by 06/2028
Fairbanks Morse Engine | 56937_G_IPE | 56937 | G | IPE |  | Combustion Turbine |  |  | Wisconsin |  | Rock |  |  | 1.5 |  | 1989 | 2021 | [32 empty] | Fairbanks Morse Engine | 100 | Fairbanks Morse Engine | 100 | Non-regulated | Dropped - Retired/Planned Retirement by 06/2028
G2 Energy Marion LLC | 57128_G_358 | 57128 | G | 358 |  | Landfill Gas |  |  | Florida |  | Marion |  |  | 1.5 |  | 2009 | 2021 | [32 empty] | G2 Energy LLC | 100 | G2 Energy LLC | 100 | Non-regulated | Dropped - Retired/Planned Retirement by 06/2028
Vitro Architectural Glass (PA) | 58051_G_L1 | 58051 | G | L1 |  | Combustion Turbine |  |  | Pennsylvania |  | Cumberland |  |  | 2 |  | 1972 | [33 empty] | Vitro Architectural Glass (PA) | 100 | Vitro Architectural Glass (PA) | 100 | Non-regulated | Dropped - Plant is identified as onsite because it is a net buyer of electricity in 2021
GL Dairy Biogas | 58219_G_1426 | 58219 | G | 1426 |  | Non-Fossil Waste |  |  | Wisconsin |  | Dane |  |  | 1.4 |  | 2013 | 2021 | [32 empty] | GL Dairy Biogas LLC | 100 | GL Dairy Biogas LLC | 100 | Non-regulated | Dropped - Retired/Planned Retirement by 06/2028
Apple Data Center - Fuel Cell 1&2 | 58264_G_FC1 | 58264 | G | FC1 |  | Landfill Gas |  |  | North Carolina |  | Catawba |  |  | 4.8 |  | 2012 | 2021 | [32 empty] | Apple, Inc | 100 | Apple, Inc | 100 | Non-regulated | Dropped - Retired/Planned Retirement by 06/2028
Apple Data Center - Fuel Cell 1&2 | 58264_G_FC2 | 58264 | G | FC2 |  | Landfill Gas |  |  | North Carolina |  | Catawba |  |  | 5.2 |  | 2013 | 2021 | [32 empty] | Apple, Inc | 100 | Apple, Inc | 100 | Non-regulated | Dropped - Retired/Planned Retirement by 06/2028
Bridgeport Station | 568_G_4 | 568 | G | 4 |  | Combustion Turbine |  |  | Connecticut |  | Fairfield |  |  | 16.6 |  | 1967 | 2021 | [32 empty] | Public Service Elec & Gas Co | 100 | Public Service Elec & Gas Co | 100 | Non-regulated | Dropped - Retired/Planned Retirement by 06/2028
R M Schahfer | 6085_G_14 | 6085 | G | 14 |  | Coal Steam |  |  | Indiana |  | Jasper |  |  | 431 |  | 1976 | 2021 | [32 empty] | Northern Indiana Pub Serv Co | 100 | Northern Indiana Pub Serv Co | 100 | Regulated | Dropped - Retired/Planned Retirement by 06/2028 | PB1: 14
R M Schahfer | 6085_G_15 | 6085 | G | 15 |  | Coal Steam |  |  | Indiana |  | Jasper |  |  | 472 |  | 1979 | 2021 | [32 empty] | Northern Indiana Pub Serv Co | 100 | Northern Indiana Pub Serv Co | 100 | Regulated | Dropped - Retired/Planned Retirement by 06/2028 | PB1: 15
Lockhart Solar PV, LLC | 10444_G_GEN1 | 10444 | G | GEN1 |  | Solar Thermal |  |  | California |  | San Bernardino |  |  | 80 |  | 1989 | 2021 | [32 empty] | Terra-Gen Operating Co-Solar | 100 | Terra-Gen Operating Co-Solar | 100 | Non-regulated | Dropped - Retired/Planned Retirement by 06/2028 | PB1: HTFHTR
Georgia-Pacific Port Hudson | 10612_G_GEN2 | 10612 | G | GEN2 |  | O/G Steam |  |  | Louisiana |  | East Baton Rouge |  |  | 60 |  | 2007 | [33 empty] | Georgia-Pacific Cons Op LLC Port Hudson | 100 | Georgia-Pacific Cons Op LLC Port Hudson | 100 | Non-regulated | Dropped - Plant is identified as onsite because it is a net buyer of electricity in 2021 | PB1: PB5
Elkton | 52148_G_GEN2 | 52148 | G | GEN2 |  | Combustion Turbine |  |  | Virginia |  | Rockingham |  |  | 0.8 |  | 1982 | [33 empty] | Merck & Co Inc | 100 | Merck & Co Inc | 100 | Non-regulated | Dropped - Plant is identified as onsite because it is a net buyer of electricity in 2021
Tuscola Station | 55245_G_TG3 | 55245 | G | TG3 |  | O/G Steam |  |  | Illinois |  | Douglas |  |  | 4.8 |  | 2001 | [33 empty] | DTE Tuscola, LLC | 100 | DTE Tuscola, LLC | 100 | Non-regulated | Dropped - Plant is identified as onsite because it is a net buyer of electricity in 2021 | 1 | 3 | 4 | SG3500 | SG3600
SJ/SC WPCP | 56080_G_EG3 | 56080 | G | EG3 |  | Combustion Turbine |  |  | California |  | Santa Clara |  |  | 2.8 |  | 1985 | [33 empty] | San Jose/Santa Clara Water P C | 100 | San Jose/Santa Clara Water P C | 100 | Non-regulated | Dropped - Plant is identified as onsite because it is a net buyer of electricity in 2021
Overlook Medical Center | 62622_G_CHPS1 | 62622 | G | CHPS1 |  | Combustion Turbine |  |  | New Jersey |  | Union |  |  | 1 |  | 2012 | [33 empty] | Overlook Medical Center | 100 | Overlook Medical Center | 100 | Non-regulated | Dropped - Plant is identified as onsite because it is a net buyer of electricity in 2021
Hamilton (OH) | 2917_G_5 | 2917 | G | 5 |  | O/G Steam |  |  | Ohio |  | Butler |  |  | 10 |  | 1954 | 2021 | [32 empty] | City of Hamilton - (OH) | 100 | City of Hamilton - (OH) | 100 | Regulated | Dropped - Retired/Planned Retirement by 06/2028 | PB1: 1; PB2: 7; PB3: 8; PB4: HRB
Hamilton (OH) | 2917_G_7 | 2917 | G | 7 |  | O/G Steam |  |  | Ohio |  | Butler |  |  | 25 |  | 1960 | 2021 | [32 empty] | City of Hamilton - (OH) | 100 | City of Hamilton - (OH) | 100 | Regulated | Dropped - Retired/Planned Retirement by 06/2028 | PB1: 7; PB2: 8
Hamilton (OH) | 2917_G_8 | 2917 | G | 8 |  | O/G Steam |  |  | Ohio |  | Butler |  |  | 25 |  | 1965 | 2021 | [32 empty] | City of Hamilton - (OH) | 100 | City of Hamilton - (OH) | 100 | Regulated | Dropped - Retired/Planned Retirement by 06/2028 | PB1: 7; PB2: 8
Hamilton (OH) | 2917_G_9 | 2917 | G | 9 |  | O/G Steam |  |  | Ohio |  | Butler |  |  | 51 |  | 1975 | 2021 | [32 empty] | City of Hamilton - (OH) | 100 | City of Hamilton - (OH) | 100 | Regulated | Dropped - Retired/Planned Retirement by 06/2028 | PB1: 9
Vergennes 9 | 6519_G_5 | 6519 | G | 5 |  | Combustion Turbine |  |  | Vermont |  | Addison |  |  | 2 |  | 1963 | 2021 | [32 empty] | Green Mountain Power Corp | 100 | Green Mountain Power Corp | 100 | Regulated | Dropped - Retired/Planned Retirement by 06/2028
Vergennes 9 | 6519_G_6 | 6519 | G | 6 |  | Combustion Turbine |  |  | Vermont |  | Addison |  |  | 2 |  | 1964 | 2021 | [32 empty] | Green Mountain Power Corp | 100 | Green Mountain Power Corp | 100 | Regulated | Dropped - Retired/Planned Retirement by 06/2028
Frito-Lay Cogen Plant | 10110_G_GEN1 | 10110 | G | GEN1 |  | Combustion Turbine |  |  | California |  | Kern |  |  | 5.5 |  | 1986 | 2021 | [32 empty] | Frito-Lay Inc | 100 | Frito-Lay Inc | 100 | Non-regulated | Dropped - Retired/Planned Retirement by 06/2028
Snowbird Power Plant | 10215_G_1367 | 10215 | G | 1367 |  | Combustion Turbine |  |  | Utah |  | Salt Lake |  |  | 0.6 |  | 1986 | 2021 | [32 empty] | Snowbird Corporation | 100 | Snowbird Corporation | 100 | Non-regulated | Dropped - Retired/Planned Retirement by 06/2028
Consumer Operations LLC | 10360_G_GEN9 | 10360 | G | GEN9 |  | O/G Steam |  |  | Wisconsin |  | Brown |  |  | 38 |  | 1985 | [33 empty] | Georgia-Pacific Consumer Oper. Green Bay LLC | 100 | Georgia-Pacific Consumer Oper. Green Bay LLC | 100 | Non-regulated | Dropped - Plant is identified as onsite because it is a net buyer of electricity in 2021 | B02 | B03 | B24 | B25 | B26 | B27 | B28 | B29
Wood Road | 54549_G_1-1 | 54549 | G | 1-1 |  | Landfill Gas |  |  | Michigan |  | Clinton |  |  | 0.8 |  | 1993 | 2021 | [32 empty] | Energy Developments, Inc d/b/a EDL | 100 | Energy Developments, Inc d/b/a EDL | 100 | Non-regulated | Dropped - Retired/Planned Retirement by 06/2028
Wood Road | 54549_G_1-2 | 54549 | G | 1-2 |  | Landfill Gas |  |  | Michigan |  | Clinton |  |  | 0.8 |  | 1993 | 2021 | [32 empty] | Energy Developments, Inc d/b/a EDL | 100 | Energy Developments, Inc d/b/a EDL | 100 | Non-regulated | Dropped - Retired/Planned Retirement by 06/2028
Wood Road | 54549_G_1-3 | 54549 | G | 1-3 |  | Landfill Gas |  |  | Michigan |  | Clinton |  |  | 0.8 |  | 1994 | 2021 | [32 empty] | Energy Developments, Inc d/b/a EDL | 100 | Energy Developments, Inc d/b/a EDL | 100 | Non-regulated | Dropped - Retired/Planned Retirement by 06/2028
Wood Road | 54549_G_1-4 | 54549 | G | 1-4 |  | Landfill Gas |  |  | Michigan |  | Clinton |  |  | 0.8 |  | 1997 | 2021 | [32 empty] | Energy Developments, Inc d/b/a EDL | 100 | Energy Developments, Inc d/b/a EDL | 100 | Non-regulated | Dropped - Retired/Planned Retirement by 06/2028
Wood Road | 54549_G_1-5 | 54549 | G | 1-5 |  | Landfill Gas |  |  | Michigan |  | Clinton |  |  | 1.6 |  | 2008 | 2021 | [32 empty] | Energy Developments, Inc d/b/a EDL | 100 | Energy Developments, Inc d/b/a EDL | 100 | Non-regulated | Dropped - Retired/Planned Retirement by 06/2028
Wood Road | 54549_G_1-6 | 54549 | G | 1-6 |  | Landfill Gas |  |  | Michigan |  | Clinton |  |  | 1.6 |  | 2008 | 2021 | [32 empty] | Energy Developments, Inc d/b/a EDL | 100 | Energy Developments, Inc d/b/a EDL | 100 | Non-regulated | Dropped - Retired/Planned Retirement by 06/2028
Wood Road | 54549_G_1-7 | 54549 | G | 1-7 |  | Landfill Gas |  |  | Michigan |  | Clinton |  |  | 1.6 |  | 2008 | 2021 | [32 empty] | Energy Developments, Inc d/b/a EDL | 100 | Energy Developments, Inc d/b/a EDL | 100 | Non-regulated | Dropped - Retired/Planned Retirement by 06/2028
York Generation Company LLC | 54693_G_GT#1 | 54693 | G | GT#1 |  | Combined Cycle |  |  | Pennsylvania |  | York |  |  | 46.2 |  | 1989 | 2021 | [32 empty] | York Generation Company LLC | 100 | York Generation Company LLC | 100 | Non-regulated | Dropped - Retired/Planned Retirement by 06/2028
York Generation Company LLC | 54693_G_GT#2 | 54693 | G | GT#2 |  | Combined Cycle |  |  | Pennsylvania |  | York |  |  | 8.3 |  | 1989 | 2021 | [32 empty] | York Generation Company LLC | 100 | York Generation Company LLC | 100 | Non-regulated | Dropped - Retired/Planned Retirement by 06/2028
York Generation Company LLC | 54693_G_GT#5 | 54693 | G | GT#5 |  | Combined Cycle |  |  | Pennsylvania |  | York |  |  | 8.3 |  | 1989 | 2021 | [32 empty] | York Generation Company LLC | 100 | York Generation Company LLC | 100 | Non-regulated | Dropped - Retired/Planned Retirement by 06/2028
York Generation Company LLC | 54693_G_GT#6 | 54693 | G | GT#6 |  | Combined Cycle |  |  | Pennsylvania |  | York |  |  | 8.3 |  | 1989 | 2021 | [32 empty] | York Generation Company LLC | 100 | York Generation Company LLC | 100 | Non-regulated | Dropped - Retired/Planned Retirement by 06/2028
York Generation Company LLC | 54693_G_ST#1 | 54693 | G | ST#1 |  | Combined Cycle |  |  | Pennsylvania |  | York |  |  | 9.5 |  | 1989 | 2021 | [32 empty] | York Generation Company LLC | 100 | York Generation Company LLC | 100 | Non-regulated | Dropped - Retired/Planned Retirement by 06/2028 | HRSG 1 | HRSG 2 | HRSG 3 | HRSG 4 | HRSG 5 | HRSG 6
Fairfield | 940_G_IC5 | 940 | G | IC5 |  | Combustion Turbine |  |  | Illinois |  | Wayne |  |  | 2.4 |  | 1967 | 2020 | [32 empty] | City of Fairfield- (IL) | 100 | City of Fairfield- (IL) | 100 | Regulated | Dropped - Retired/Planned Retirement by 06/2028
Fairfield | 940_G_IC6 | 940 | G | IC6 |  | Combustion Turbine |  |  | Illinois |  | Wayne |  |  | 2.4 |  | 1967 | 2020 | [32 empty] | City of Fairfield- (IL) | 100 | City of Fairfield- (IL) | 100 | Regulated | Dropped - Retired/Planned Retirement by 06/2028
Fairfield | 940_G_IC7 | 940 | G | IC7 |  | Combustion Turbine |  |  | Illinois |  | Wayne |  |  | 2.7 |  | 1979 | 2020 | [32 empty] | City of Fairfield- (IL) | 100 | City of Fairfield- (IL) | 100 | Regulated | Dropped - Retired/Planned Retirement by 06/2028
Elmer Smith | 1374_G_1 | 1374 | G | 1 |  | Coal Steam |  |  | Kentucky |  | Daviess |  |  | 137 |  | 1964 | 2020 | [32 empty] | City of Owensboro - (KY) | 100 | City of Owensboro - (KY) | 100 | Regulated | Dropped - Retired/Planned Retirement by 06/2028
Elmer Smith | 1374_G_2 | 1374 | G | 2 |  | Coal Steam |  |  | Kentucky |  | Daviess |  |  | 262.8 |  | 1974 | 2020 | [32 empty] | City of Owensboro - (KY) | 100 | City of Owensboro - (KY) | 100 | Regulated | Dropped - Retired/Planned Retirement by 06/2028
Herbert A Wagner | 1554_G_2 | 1554 | G | 2 | 1008 | Coal Steam |  |  | Maryland |  | Anne Arundel |  |  | 118 |  | 1959 | 2020 | [32 empty] | H.A. Wagner LLC | 100 | H.A. Wagner LLC | 100 | Non-regulated | Dropped - Retired/Planned Retirement by 06/2028 | B02: 2
Notch Cliff | 1555_G_GT1 | 1555 | G | GT1 |  | Combustion Turbine |  |  | Maryland |  | Baltimore |  |  | 14 |  | 1969 | 2020 | [32 empty] | Constellation Power Source Generation, LLC | 100 | Constellation Power Source Generation, LLC | 100 | Non-regulated | Dropped - Retired/Planned Retirement by 06/2028
Notch Cliff | 1555_G_GT2 | 1555 | G | GT2 |  | Combustion Turbine |  |  | Maryland |  | Baltimore |  |  | 14 |  | 1969 | 2020 | [32 empty] | Constellation Power Source Generation, LLC | 100 | Constellation Power Source Generation, LLC | 100 | Non-regulated | Dropped - Retired/Planned Retirement by 06/2028
Notch Cliff | 1555_G_GT3 | 1555 | G | GT3 |  | Combustion Turbine |  |  | Maryland |  | Baltimore |  |  | 14 |  | 1969 | 2020 | [32 empty] | Constellation Power Source Generation, LLC | 100 | Constellation Power Source Generation, LLC | 100 | Non-regulated | Dropped - Retired/Planned Retirement by 06/2028
Notch Cliff | 1555_G_GT4 | 1555 | G | GT4 |  | Combustion Turbine |  |  | Maryland |  | Baltimore |  |  | 14 |  | 1969 | 2020 | [32 empty] | Constellation Power Source Generation, LLC | 100 | Constellation Power Source Generation, LLC | 100 | Non-regulated | Dropped - Retired/Planned Retirement by 06/2028
Westport | 1560_G_GT5 | 1560 | G | GT5 |  | Combustion Turbine |  |  | Maryland |  | Baltimore City |  |  | 115.8 |  | 1969 | 2020 | [32 empty] | Constellation Power Source Generation, LLC | 100 | Constellation Power Source Generation, LLC | 100 | Non-regulated | Dropped - Retired/Planned Retirement by 06/2028
J B Sims | 1825_G_3 | 1825 | G | 3 |  | Coal Steam |  |  | Michigan |  | Ottawa |  |  | 69.1 |  | 1983 | 2020 | [32 empty] | City of Grand Haven - (MI) | 100 | City of Grand Haven - (MI) | 100 | Regulated | Dropped - Retired/Planned Retirement by 06/2028
Grand Haven Diesel Plant | 1826_G_1 | 1826 | G | 1 |  | Combustion Turbine |  |  | Michigan |  | Ottawa |  |  | 8.4 |  | 1974 | 2020 | [32 empty] | City of Grand Haven - (MI) | 100 | City of Grand Haven - (MI) | 100 | Regulated | Dropped - Retired/Planned Retirement by 06/2028
Blue Valley | 2132_G_2 | 2132 | G | 2 |  | O/G Steam |  |  | Missouri |  | Jackson |  |  | 21 |  | 1958 | 2020 | [32 empty] | City of Independence - (MO) | 100 | City of Independence - (MO) | 100 | Regulated | Dropped - Retired/Planned Retirement by 06/2028 | B02: 2
Blue Valley | 2132_G_3 | 2132 | G | 3 |  | O/G Steam |  |  | Missouri |  | Jackson |  |  | 51 |  | 1965 | 2020 | [32 empty] | City of Independence - (MO) | 100 | City of Independence - (MO) | 100 | Regulated | Dropped - Retired/Planned Retirement by 06/2028 | B02: 3
Blue Valley | 2132_G_ST1 | 2132 | G | ST1 |  | O/G Steam |  |  | Missouri |  | Jackson |  |  | 21 |  | 1958 | 2020 | [32 empty] | City of Independence - (MO) | 100 | City of Independence - (MO) | 100 | Regulated | Dropped - Retired/Planned Retirement by 06/2028 | bar: B02
Conesville | 2840_G_4 | 2840 | G | 4 |  | Coal Steam |  |  | Ohio |  | Coshocton |  |  | 780 |  | 1973 | 2020 | [32 empty] | AEP Generation Resources Inc | 100 | AEP Generation Resources Inc | 100 | Non-regulated | Dropped - Retired/Planned Retirement by 06/2028 | B02: 4
Rock River | 4057_G_3 | 4057 | G | 3 |  | Combustion Turbine |  |  | Wisconsin |  | Rock |  |  | 21.2 |  | 1967 | 2020 | [32 empty] | Wisconsin Power & Light Co | 100 | Wisconsin Power & Light Co | 100 | Regulated | Dropped - Retired/Planned Retirement by 06/2028
Rock River | 4057_G_4 | 4057 | G | 4 |  | Combustion Turbine |  |  | Wisconsin |  | Rock |  |  | 15.8 |  | 1968 | 2020 | [32 empty] | Wisconsin Power & Light Co | 100 | Wisconsin Power & Light Co | 100 | Regulated | Dropped - Retired/Planned Retirement by 06/2028
Rock River | 4057_G_5 | 4057 | G | 5 |  | Combustion Turbine |  |  | Wisconsin |  | Rock |  |  | 48.7 |  | 1972 | 2020 | [32 empty] | Wisconsin Power & Light Co | 100 | Wisconsin Power & Light Co | 100 | Regulated | Dropped - Retired/Planned Retirement by 06/2028
Rock River | 4057_G_6 | 4057 | G | 6 |  | Combustion Turbine |  |  | Wisconsin |  | Rock |  |  | 33.7 |  | 1972 | 2020 | [32 empty] | Wisconsin Power & Light Co | 100 | Wisconsin Power & Light Co | 100 | Regulated | Dropped - Retired/Planned Retirement by 06/2028
Sheepskin | 4059_G_1 | 4059 | G | 1 |  | Combustion Turbine |  |  | Wisconsin |  | Rock |  |  | 36.4 |  | 1971 | 2020 | [32 empty] | Wisconsin Power & Light Co | 100 | Wisconsin Power & Light Co | 100 | Regulated | Dropped - Retired/Planned Retirement by 06/2028
Fairless Hills | 7701_G_A | 7701 | G | A |  | Landfill Gas |  |  | Pennsylvania |  | Bucks |  |  | 30 |  | 1996 | 2020 | [32 empty] | Constellation Power, Inc | 100 | Constellation Power, Inc | 100 | Non-regulated | Dropped - Retired/Planned Retirement by 06/2028 | B02: 3; B03: 4; B24: 5
Fairless Hills | 7701_G_B | 7701 | G | B |  | Landfill Gas |  |  | Pennsylvania |  | Bucks |  |  | 30 |  | 1996 | 2020 | [32 empty] | Constellation Power, Inc | 100 | Constellation Power, Inc | 100 | Non-regulated | Dropped - Retired/Planned Retirement by 06/2028 | B02: 3; B03: 4; B24: 5
RED-Rochester, LLC | 10025_G_22TG | 10025 | G | 22TG |  | O/G Steam |  |  | New York |  | Monroe |  |  | 12.5 |  | 1954 | 2020 | [32 empty] | RED-Rochester, LLC | 100 | RED-Rochester, LLC | 100 | Non-regulated | Dropped - Retired/Planned Retirement by 06/2028 | B02: 41; B03: 42; B24: 43
Wisconsin Rapids Paper Mill | 10466_G_GEN2 | 10466 | G | GEN2 |  | Non-Fossil Waste |  |  | Wisconsin |  | Wood |  |  | 8.6 |  | 1995 | 2020 | [32 empty] | Billerud Wisconsin LLC | 100 | Billerud Wisconsin LLC | 100 | Non-regulated | Dropped - Retired/Planned Retirement by 06/2028
Telogia Power | 50774_G_GEN1 | 50774 | G | GEN1 |  | Biomass |  |  | Florida |  | Liberty |  |  | 13.7 |  | 1986 | 2020 | [32 empty] | Telogia Power LLC | 100 | Telogia Power LLC | 100 | Non-regulated | Dropped - Retired/Planned Retirement by 06/2028
Keystone Recovery | 54934_G_NO 1 | 54934 | G | NO 1 |  | Landfill Gas |  |  | Pennsylvania |  | Lackawanna |  |  | 0.7 |  | 1995 | 2020 | [32 empty] | APTIM Environmental & Infrastructure | 100 | APTIM Environmental & Infrastructure | 100 | Non-regulated | Dropped - Retired/Planned Retirement by 06/2028
Keystone Recovery | 54934_G_NO 2 | 54934 | G | NO 2 |  | Landfill Gas |  |  | Pennsylvania |  | Lackawanna |  |  | 0.7 |  | 1995 | 2020 | [32 empty] | APTIM Environmental & Infrastructure | 100 | APTIM Environmental & Infrastructure | 100 | Non-regulated | Dropped - Retired/Planned Retirement by 06/2028
Keystone Recovery | 54934_G_NO 3 | 54934 | G | NO 3 |  | Landfill Gas |  |  | Pennsylvania |  | Lackawanna |  |  | 0.7 |  | 1995 | 2020 | [32 empty] | APTIM Environmental & Infrastructure | 100 | APTIM Environmental & Infrastructure | 100 | Non-regulated | Dropped - Retired/Planned Retirement by 06/2028
Keystone Recovery | 54934_G_NO 4 | 54934 | G | NO 4 |  | Landfill Gas |  |  | Pennsylvania |  | Lackawanna |  |  | 0.7 |  | 1995 | 2020 | [32 empty] | APTIM Environmental & Infrastructure | 100 | APTIM Environmental & Infrastructure | 100 | Non-regulated | Dropped - Retired/Planned Retirement by 06/2028
Keystone Recovery | 54934_G_NO 5 | 54934 | G | NO 5 |  | Landfill Gas |  |  | Pennsylvania |  | Lackawanna |  |  | 0.7 |  | 1996 | 2020 | [32 empty] | APTIM Environmental & Infrastructure | 100 | APTIM Environmental & Infrastructure | 100 | Non-regulated | Dropped - Retired/Planned Retirement by 06/2028
Keystone Recovery | 54934_G_NO 6 | 54934 | G | NO 6 |  | Landfill Gas |  |  | Pennsylvania |  | Lackawanna |  |  | 0.7 |  | 1996 | 2020 | [32 empty] | APTIM Environmental & Infrastructure | 100 | APTIM Environmental & Infrastructure | 100 | Non-regulated | Dropped - Retired/Planned Retirement by 06/2028
Keystone Recovery | 54934_G_NO 7 | 54934 | G | NO 7 |  | Landfill Gas |  |  | Pennsylvania |  | Lackawanna |  |  | 0.7 |  | 1996 | 2020 | [32 empty] | APTIM Environmental & Infrastructure | 100 | APTIM Environmental & Infrastructure | 100 | Non-regulated | Dropped - Retired/Planned Retirement by 06/2028
SC Landfill Energy LLC | 57843_G_GEN1 | 57843 | G | GEN1 |  | Landfill Gas |  |  | New Jersey |  | Salem |  |  | 1.8 |  | 2008 | 2020 | [32 empty] | SC Landfill Energy LLC | 100 | SC Landfill Energy LLC | 100 | Non-regulated | Dropped - Retired/Planned Retirement by 06/2028
SX Landfill Energy LLC | 57846_G_UNIT1 | 57846 | G | UNIT1 |  | Landfill Gas |  |  | New Jersey |  | Sussex |  |  | 1.5 |  | 2011 | 2020 | [32 empty] | SX Landfill Energy LLC | 100 | SX Landfill Energy LLC | 100 | Non-regulated | Dropped - Retired/Planned Retirement by 06/2028
SX Landfill Energy LLC | 57846_G_UNIT2 | 57846 | G | UNIT2 |  | Landfill Gas |  |  | New Jersey |  | Sussex |  |  | 1.5 |  | 2011 | 2020 | [32 empty] | SX Landfill Energy LLC | 100 | SX Landfill Energy LLC | 100 | Non-regulated | Dropped - Retired/Planned Retirement by 06/2028
BC Landfill Energy LLC | 57847_G_UNIT1 | 57847 | G | UNIT1 |  | Landfill Gas |  |  | New Jersey |  | Burlington |  |  | 1.4 |  | 2007 | 2020 | [32 empty] | BC Landfill Energy LLC | 100 | BC Landfill Energy LLC | 100 | Non-regulated | Dropped - Retired/Planned Retirement by 06/2028
BC Landfill Energy LLC | 57847_G_UNIT2 | 57847 | G | UNIT2 |  | Landfill Gas |  |  | New Jersey |  | Burlington |  |  | 1.4 |  | 2007 | 2020 | [32 empty] | BC Landfill Energy LLC | 100 | BC Landfill Energy LLC | 100 | Non-regulated | Dropped - Retired/Planned Retirement by 06/2028
BC Landfill Energy LLC | 57847_G_UNIT3 | 57847 | G | UNIT3 |  | Landfill Gas |  |  | New Jersey |  | Burlington |  |  | 1.4 |  | 2007 | 2020 | [32 empty] | BC Landfill Energy LLC | 100 | BC Landfill Energy LLC | 100 | Non-regulated | Dropped - Retired/Planned Retirement by 06/2028
BC Landfill Energy LLC | 57847_G_UNIT4 | 57847 | G | UNIT4 |  | Landfill Gas |  |  | New Jersey |  | Burlington |  |  | 1.4 |  | 2007 | 2020 | [32 empty] | BC Landfill Energy LLC | 100 | BC Landfill Energy LLC | 100 | Non-regulated | Dropped - Retired/Planned Retirement by 06/2028
BC Landfill Energy LLC | 57847_G_UNIT5 | 57847 | G | UNIT5 |  | Landfill Gas |  |  | New Jersey |  | Burlington |  |  | 1.4 |  | 2007 | 2020 | [32 empty] | BC Landfill Energy LLC | 100 | BC Landfill Energy LLC | 100 | Non-regulated | Dropped - Retired/Planned Retirement by 06/2028
Albany Medical Ctr Cogen Plant | 59453_G_GTG1 | 59453 | G | GTG1 |  | Combustion Turbine |  |  | New York |  | Albany |  |  | 4 |  | 2013 | [33 empty] | Albany Medical Center | 100 | Albany Medical Center | 100 | Non-regulated | Dropped - Plant is identified as onsite because it is a net buyer of electricity in 2021
White Plains Hospital Medical Center | 64440_G_ENGN1 | 64440 | G | ENGN1 |  | Combustion Turbine |  |  | New York |  | Westchester |  |  | 0.3 |  | 2002 | 2021 | [32 empty] | White Plains Hospital Medical Center | 100 | White Plains Hospital Medical Center | 100 | Non-regulated | Dropped - Retired/Planned Retirement by 06/2028
Lieberman | 1417_G_2 | 1417 | G | 2 |  | O/G Steam |  |  | Louisiana |  | Caddo |  |  | 26 |  | 1949 | 2020 | [32 empty] | Southwestern Electric Power Co | 100 | Southwestern Electric Power Co | 100 | Regulated | Dropped - Retired/Planned Retirement by 06/2028 | B02: 2
W H Sammis | 2866_G_1 | 2866 | G | 1 |  | Coal Steam |  |  | Ohio |  | Jefferson |  |  | 180 |  | 1959 | 2020 | [32 empty] | Energy Harbor Generation LLC | 100 | Energy Harbor Generation LLC | 100 | Non-regulated | Dropped - Retired/Planned Retirement by 06/2028 | bar: B02
York Generation Company LLC | 54693_G_ST#2 | 54693 | G | ST#2 |  | Combined Cycle |  |  | Pennsylvania |  | York |  |  | 9.5 |  | 1989 | 2021 | [32 empty] | York Generation Company LLC | 100 | York Generation Company LLC | 100 | Non-regulated | Dropped - Retired/Planned Retirement by 06/2028 | HRSG 1 | HRSG 2 | HRSG 3 | HRSG 4 | HRSG 5 | HRSG 6
IRC Generator Facility | 56899_G_290 | 56899 | G | 290 |  | Combustion Turbine |  |  | Arizona |  | Coconino |  |  | 1.5 |  | 1986 | 2021 | [32 empty] | Garkane Energy Coop, Inc | 100 | Garkane Energy Coop, Inc | 100 | Regulated | Dropped - Retired/Planned Retirement by 06/2028
IRC Generator Facility | 56899_G_291 | 56899 | G | 291 |  | Combustion Turbine |  |  | Arizona |  | Coconino |  |  | 1.5 |  | 1986 | 2021 | [32 empty] | Garkane Energy Coop, Inc | 100 | Garkane Energy Coop, Inc | 100 | Regulated | Dropped - Retired/Planned Retirement by 06/2028
AC Landfill Energy LLC | 57845_G_UNIT1 | 57845 | G | UNIT1 |  | Landfill Gas |  |  | New Jersey |  | Atlantic |  |  | 1.5 |  | 2005 | 2021 | [32 empty] | AC Landfill Energy LLC | 100 | AC Landfill Energy LLC | 100 | Non-regulated | Dropped - Retired/Planned Retirement by 06/2028
AC Landfill Energy LLC | 57845_G_UNIT2 | 57845 | G | UNIT2 |  | Landfill Gas |  |  | New Jersey |  | Atlantic |  |  | 1.8 |  | 2005 | 2021 | [32 empty] | AC Landfill Energy LLC | 100 | AC Landfill Energy LLC | 100 | Non-regulated | Dropped - Retired/Planned Retirement by 06/2028
Montefiore-New Rochelle | 63602_G_EG150 | 63602 | G | EG150 |  | Combustion Turbine |  |  | New York |  | Westchester |  |  | 0.2 |  | 2000 | 2021 | [32 empty] | Montefiore-New Rochelle | 100 | Montefiore-New Rochelle | 100 | Non-regulated | Dropped - Retired/Planned Retirement by 06/2028
Alliance Refinery | 52031_G_GEN1 | 52031 | G | GEN1 |  | Fossil Waste |  |  | Louisiana |  | Plaquemines |  |  | 6 |  | 1971 | [33 empty] | Phillips 66 | 100 | Phillips 66 | 100 | Non-regulated | Dropped - Plant is identified as onsite because it is a net buyer of electricity in 2021
Alliance Refinery | 52031_G_GEN2 | 52031 | G | GEN2 |  | Fossil Waste |  |  | Louisiana |  | Plaquemines |  |  | 19 |  | 1990 | [33 empty] | Phillips 66 | 100 | Phillips 66 | 100 | Non-regulated | Dropped - Plant is identified as onsite because it is a net buyer of electricity in 2021 | B02: B01B3
North Hollywood | 57854_G_2T1 | 57854 | G | 2T1 |  | Hydro |  |  | California |  | Los Angeles |  |  | 1.2 |  | 1993 | 2021 | [32 empty] | Los Angeles Department of Water & Power | 100 | Los Angeles Department of Water & Power | 100 | Regulated | Dropped - Retired/Planned Retirement by 06/2028
North Hollywood | 57854_G_2T2 | 57854 | G | 2T2 |  | Hydro |  |  | California |  | Los Angeles |  |  | 1.2 |  | 1993 | 2021 | [32 empty] | Los Angeles Department of Water & Power | 100 | Los Angeles Department of Water & Power | 100 | Regulated | Dropped - Retired/Planned Retirement by 06/2028
Irwindale Brew Yard, LLC | 58056_G_JEN2 | 58056 | G | JEN2 |  | Non-Fossil Waste |  |  | California |  | Los Angeles |  |  | 0.6 |  | 2007 | [33 empty] | Irwindale Brew Yard, LLC | 100 | Irwindale Brew Yard, LLC | 100 | Non-regulated | Dropped - Plant is identified as onsite because it is a net buyer of electricity in 2021
Lincoln | 1300_G_5 | 1300 | G | 5 |  | Combustion Turbine |  |  | Kansas |  | Lincoln |  |  | 1.1 |  | 1960 | 2021 | [32 empty] | City of Lincoln Center - (KS) | 100 | City of Lincoln Center - (KS) | 100 | Regulated | Dropped - Retired/Planned Retirement by 06/2028
Essential Power Massachusetts LLC | 1642_G_3 | 1642 | G | 3 |  | O/G Steam |  |  | Massachusetts |  | Hampden |  |  | 91.8 |  | 1957 | 2021 | [32 empty] | NAEA Energy Massachusetts LLC | 100 | NAEA Energy Massachusetts LLC | 100 | Non-regulated | Dropped - Retired/Planned Retirement by 06/2028 | B02: 3
Heber City | 7111_G_NA5 | 7111 | G | NA5 |  | Combustion Turbine |  |  | Utah |  | Wasatch |  |  | 0.7 |  | 1990 | 2021 | [32 empty] | Heber Light & Power Company | 100 | Heber Light & Power Company | 100 | Regulated | Dropped - Retired/Planned Retirement by 06/2028
SEGS III | 10439_G_GEN1 | 10439 | G | GEN1 |  | Solar Thermal |  |  | California |  | San Bernardino |  |  | 36 |  | 1986 | 2021 | [32 empty] | FPL Energy Operating Services Inc - SEGS | 100 | FPL Energy Operating Services Inc - SEGS | 100 | Non-regulated | Dropped - Retired/Planned Retirement by 06/2028 | B02: 3U100
SEGS IV | 10440_G_GEN1 | 10440 | G | GEN1 |  | Solar Thermal |  |  | California |  | San Bernardino |  |  | 36 |  | 1986 | 2021 | [32 empty] | FPL Energy Operating Services Inc - SEGS | 100 | FPL Energy Operating Services Inc - SEGS | 100 | Non-regulated | Dropped - Retired/Planned Retirement by 06/2028 | B02: 4U100
SEGS V | 10441_G_GEN1 | 10441 | G | GEN1 |  | Solar Thermal |  |  | California |  | San Bernardino |  |  | 36 |  | 1987 | 2021 | [32 empty] | FPL Energy Operating Services Inc - SEGS | 100 | FPL Energy Operating Services Inc - SEGS | 100 | Non-regulated | Dropped - Retired/Planned Retirement by 06/2028 | B02: 5U100
SEGS VI | 10442_G_GEN1 | 10442 | G | GEN1 |  | Solar Thermal |  |  | California |  | San Bernardino |  |  | 36 |  | 1988 | 2021 | [32 empty] | FPL Energy Operating Services Inc - SEGS | 100 | FPL Energy Operating Services Inc - SEGS | 100 | Non-regulated | Dropped - Retired/Planned Retirement by 06/2028 | B02: 6U100
SEGS VII | 10443_G_GEN1 | 10443 | G | GEN1 |  | Solar Thermal |  |  | California |  | San Bernardino |  |  | 36 |  | 1988 | 2021 | [32 empty] | FPL Energy Operating Services Inc - SEGS | 100 | FPL Energy Operating Services Inc - SEGS | 100 | Non-regulated | Dropped - Retired/Planned Retirement by 06/2028 | B02: 7U100
Iowa State University | 54201_G_GEN4 | 54201 | G | GEN4 |  | O/G Steam |  |  | Iowa |  | Story |  |  | 6.2 |  | 1960 | [33 empty] | Iowa State University | 100 | Iowa State University | 100 | Non-regulated | Dropped - Plant is identified as onsite because it is a net buyer of electricity in 2021 | BLR1 | BLR10 | BLR2 | BLR3 | BLR4 | BLR5 | BLR6 | BLR7 | BLR8 | BLR9
Montgomery County Oaks LFGE Plant | 55885_G_CAT35 | 55885 | G | CAT35 |  | Landfill Gas |  |  | Maryland |  | Montgomery |  |  | 1.5 |  | 2009 | 2021 | [32 empty] | CB&I | 100 | CB&I | 100 | Non-regulated | Dropped - Retired/Planned Retirement by 06/2028
Montgomery County Oaks LFGE Plant | 55885_G_GEJGC | 55885 | G | GEJGC |  | Landfill Gas |  |  | Maryland |  | Montgomery |  |  | 0.8 |  | 2009 | 2021 | [32 empty] | CB&I | 100 | CB&I | 100 | Non-regulated | Dropped - Retired/Planned Retirement by 06/2028
SJ/SC WPCP | 56080_G_EG1 | 56080 | G | EG1 |  | Combustion Turbine |  |  | California |  | Santa Clara |  |  | 2.8 |  | 1995 | [33 empty] | San Jose/Santa Clara Water P C | 100 | San Jose/Santa Clara Water P C | 100 | Non-regulated | Dropped - Plant is identified as onsite because it is a net buyer of electricity in 2021
Indeck Energy-Alexandria | 58595_G_GEN1 | 58595 | G | GEN1 |  | Biomass |  |  | New Hampshire |  | Grafton |  |  | 15.2 |  | 2008 | 2021 | [32 empty] | Indeck Energy-Alexandria, LLC | 100 | Indeck Energy-Alexandria, LLC | 100 | Non-regulated | Dropped - Retired/Planned Retirement by 06/2028 | bar: 7U100 BLR1
Vaca Dixon Battery Storage System | 59256_G_BAT1 | 59256 | G | BAT1 |  | Energy Storage |  |  | California |  | Solano |  |  | 2 |  | 2013 | 2021 | [32 empty] | Pacific Gas & Electric Co. | 100 | Pacific Gas & Electric Co. | 100 | Regulated | Dropped - Retired/Planned Retirement by 06/2028
Yerba Buena | 59257_G_YB1 | 59257 | G | YB1 |  | Energy Storage |  |  | California |  | Santa Clara |  |  | 4 |  | 2013 | 2021 | [32 empty] | Pacific Gas & Electric Co. | 100 | Pacific Gas & Electric Co. | 100 | Regulated | Dropped - Retired/Planned Retirement by 06/2028
Hannibal - Oakwood Substation | 63097_G_EP-01 | 63097 | G | EP-01 |  | Combustion Turbine |  |  | Missouri |  | Marion |  |  | 1.8 |  | 2018 | 2021 | [32 empty] | Hannibal Board of Public Works Power Plant | 100 | Hannibal Board of Public Works Power Plant | 100 | Regulated | Dropped - Retired/Planned Retirement by 06/2028
Hannibal - Oakwood Substation | 63097_G_EP-02 | 63097 | G | EP-02 |  | Combustion Turbine |  |  | Missouri |  | Marion |  |  | 1.8 |  | 2018 | 2021 | [32 empty] | Hannibal Board of Public Works Power Plant | 100 | Hannibal Board of Public Works Power Plant | 100 | Regulated | Dropped - Retired/Planned Retirement by 06/2028
Hannibal - Oakwood Substation | 63097_G_EP-03 | 63097 | G | EP-03 |  | Combustion Turbine |  |  | Missouri |  | Marion |  |  | 1.8 |  | 2018 | 2021 | [32 empty] | Hannibal Board of Public Works Power Plant | 100 | Hannibal Board of Public Works Power Plant | 100 | Regulated | Dropped - Retired/Planned Retirement by 06/2028
Hannibal - Oakwood Substation | 63097_G_EP-04 | 63097 | G | EP-04 |  | Combustion Turbine |  |  | Missouri |  | Marion |  |  | 1.8 |  | 2018 | 2021 | [32 empty] | Hannibal Board of Public Works Power Plant | 100 | Hannibal Board of Public Works Power Plant | 100 | Regulated | Dropped - Retired/Planned Retirement by 06/2028
Hannibal - Oakwood Substation | 63097_G_EP-05 | 63097 | G | EP-05 |  | Combustion Turbine |  |  | Missouri |  | Marion |  |  | 1.8 |  | 2018 | 2021 | [32 empty] | Hannibal Board of Public Works Power Plant | 100 | Hannibal Board of Public Works Power Plant | 100 | Regulated | Dropped - Retired/Planned Retirement by 06/2028
Hannibal - Oakwood Substation | 63097_G_EP-06 | 63097 | G | EP-06 |  | Combustion Turbine |  |  | Missouri |  | Marion |  |  | 1.8 |  | 2018 | 2021 | [32 empty] | Hannibal Board of Public Works Power Plant | 100 | Hannibal Board of Public Works Power Plant | 100 | Regulated | Dropped - Retired/Planned Retirement by 06/2028
Hannibal - Oakwood Substation | 63097_G_EP-07 | 63097 | G | EP-07 |  | Combustion Turbine |  |  | Missouri |  | Marion |  |  | 1.8 |  | 2018 | 2021 | [32 empty] | Hannibal Board of Public Works Power Plant | 100 | Hannibal Board of Public Works Power Plant | 100 | Regulated | Dropped - Retired/Planned Retirement by 06/2028
Hannibal - Oakwood Substation | 63097_G_EP-08 | 63097 | G | EP-08 |  | Combustion Turbine |  |  | Missouri |  | Marion |  |  | 1.8 |  | 2018 | 2021 | [32 empty] | Hannibal Board of Public Works Power Plant | 100 | Hannibal Board of Public Works Power Plant | 100 | Regulated | Dropped - Retired/Planned Retirement by 06/2028
Hannibal - Water Treatment Plant | 63098_G_EP-09 | 63098 | G | EP-09 |  | Combustion Turbine |  |  | Missouri |  | Marion |  |  | 1.8 |  | 2018 | 2021 | [32 empty] | Hannibal Board of Public Works Power Plant | 100 | Hannibal Board of Public Works Power Plant | 100 | Regulated | Dropped - Retired/Planned Retirement by 06/2028
Hannibal - Wastewater Treatment Plant | 63099_G_EP-10 | 63099 | G | EP-10 |  | Combustion Turbine |  |  | Missouri |  | Marion |  |  | 1.8 |  | 2018 | 2021 | [32 empty] | Hannibal Board of Public Works Power Plant | 100 | Hannibal Board of Public Works Power Plant | 100 | Regulated | Dropped - Retired/Planned Retirement by 06/2028
Snake River | 90_G_ENT | 90 | G | ENT |  | Onshore Wind |  |  | Alaska |  | Nome |  |  | 0.8 |  | 2015 | [33 empty] | Nome Joint Utility Systems | 100 | Nome Joint Utility Systems | 100 | Regulated | Dropped - in Alaska or in Hawaii or Puerto Rico
Bridgeport Station | 568_G_3 | 568 | G | 3 |  | Coal Steam |  |  | Connecticut |  | Fairfield |  |  | 257.6 |  | 1968 | 2021 | [32 empty] | Public Service Elec & Gas Co | 100 | Public Service Elec & Gas Co | 100 | Non-regulated | Dropped - Retired/Planned Retirement by 06/2028 | 7U100 BLR1: BHB3
John R Kelly | 664_G_8 | 664 | G | 8 |  | Combined Cycle |  |  | Florida |  | Alachua |  |  | 36 |  | 1965 | 2021 | [32 empty] | Gainesville Regional Utilities | 100 | Gainesville Regional Utilities | 100 | Regulated | Dropped - Retired/Planned Retirement by 06/2028 | 7U100 BLR1: JRK8
R Gallagher | 1008_G_2 | 1008 | G | 2 |  | Coal Steam |  |  | Indiana |  | Floyd |  |  | 140 |  | 1958 | 2021 | [32 empty] | Duke Energy Indiana, LLC | 100 | Duke Energy Indiana, LLC | 100 | Regulated | Dropped - Retired/Planned Retirement by 06/2028 | 7U100 BLR1: 2
R Gallagher | 1008_G_4 | 1008 | G | 4 |  | Coal Steam |  |  | Indiana |  | Floyd |  |  | 140 |  | 1961 | 2021 | [32 empty] | Duke Energy Indiana, LLC | 100 | Duke Energy Indiana, LLC | 100 | Regulated | Dropped - Retired/Planned Retirement by 06/2028 | 7U100 BLR1: 4
Hoisington | 1286_G_8 | 1286 | G | 8 |  | Combustion Turbine |  |  | Kansas |  | Barton |  |  | 7 |  | 1981 | 2021 | [32 empty] | City of Hoisington - (KS) | 100 | City of Hoisington - (KS) | 100 | Regulated | Dropped - Retired/Planned Retirement by 06/2028
Mystic Generating Station | 1588_G_7 | 1588 | G | 7 |  | O/G Steam |  |  | Massachusetts |  | Middlesex |  |  | 512.4 |  | 1975 | 2021 | [32 empty] | Constellation Mystic Power LLC | 100 | Constellation Mystic Power LLC | 100 | Non-regulated | Dropped - Retired/Planned Retirement by 06/2028 | 7U100 BLR1: 7
Mystic Generating Station | 1588_G_GT1 | 1588 | G | GT1 |  | Combustion Turbine |  |  | Massachusetts |  | Middlesex |  |  | 9.1 |  | 1969 | 2021 | [32 empty] | Constellation Mystic Power LLC | 100 | Constellation Mystic Power LLC | 100 | Non-regulated | Dropped - Retired/Planned Retirement by 06/2028
Hoot Lake | 1943_G_2 | 1943 | G | 2 |  | Coal Steam |  |  | Minnesota |  | Otter Tail |  |  | 58 |  | 1959 | 2021 | [32 empty] | Otter Tail Power Co | 100 | Otter Tail Power Co | 100 | Regulated | Dropped - Retired/Planned Retirement by 06/2028 | 7U100 BLR1: 2
Hoot Lake | 1943_G_3 | 1943 | G | 3 |  | Coal Steam |  |  | Minnesota |  | Otter Tail |  |  | 80 |  | 1964 | 2021 | [32 empty] | Otter Tail Power Co | 100 | Otter Tail Power Co | 100 | Regulated | Dropped - Retired/Planned Retirement by 06/2028 | 7U100 BLR1: 3
Hoot Lake | 1943_G_D1 | 1943 | G | D1 |  | Combustion Turbine |  |  | Minnesota |  | Otter Tail |  |  | 0.2 |  | 1967 | 2021 | [32 empty] | Otter Tail Power Co | 100 | Otter Tail Power Co | 100 | Regulated | Dropped - Retired/Planned Retirement by 06/2028
Hoot Lake | 1943_G_D2 | 1943 | G | D2 |  | Combustion Turbine |  |  | Minnesota |  | Otter Tail |  |  | 0.1 |  | 1967 | 2021 | [32 empty] | Otter Tail Power Co | 100 | Otter Tail Power Co | 100 | Regulated | Dropped - Retired/Planned Retirement by 06/2028
Genoa | 4143_G_ST3 | 4143 | G | ST3 |  | Coal Steam |  |  | Wisconsin |  | Vernon |  |  | 307.5 |  | 1969 | 2021 | [32 empty] | Dairyland Power Coop | 100 | Dairyland Power Coop | 100 | Regulated | Dropped - Retired/Planned Retirement by 06/2028 | bar: 7U100 BLR1
Snowbird Power Plant | 10215_G_1391 | 10215 | G | 1391 |  | Combustion Turbine |  |  | Utah |  | Salt Lake |  |  | 0.6 |  | 1986 | 2021 | [32 empty] | Snowbird Corporation | 100 | Snowbird Corporation | 100 | Non-regulated | Dropped - Retired/Planned Retirement by 06/2028
Marathon Electric | 50990_G_P2-3 | 50990 | G | P2-3 |  | Combustion Turbine |  |  | Wisconsin |  | Marathon |  |  | 0.9 |  | 1982 | [33 empty] | Marathon Electric Mfg Corp | 100 | Marathon Electric Mfg Corp | 100 | Non-regulated | Dropped - Plant is identified as onsite because it is a net buyer of electricity in 2021
Marathon Electric | 50990_G_P2-4 | 50990 | G | P2-4 |  | Combustion Turbine |  |  | Wisconsin |  | Marathon |  |  | 0.9 |  | 1982 | [33 empty] | Marathon Electric Mfg Corp | 100 | Marathon Electric Mfg Corp | 100 | Non-regulated | Dropped - Plant is identified as onsite because it is a net buyer of electricity in 2021
Los Angeles Refinery Wilmington | 54451_G_G1 | 54451 | G | G1 |  | Combustion Turbine |  |  | California |  | Los Angeles |  |  | 6.1 |  | 1984 | [33 empty] | Phillips 66 - Los Angeles | 100 | Phillips 66 - Los Angeles | 100 | Non-regulated | Dropped - Plant is identified as onsite because it is a net buyer of electricity in 2021
Alliant SBD 8501 Aegon LI | 54714_G_1265 | 54714 | G | 1265 |  | Combustion Turbine |  |  | Iowa |  | Linn |  |  | 1 |  | 1985 | 2021 | [32 empty] | Industrial Energy Applications Inc | 100 | Industrial Energy Applications Inc | 100 | Non-regulated | Dropped - Retired/Planned Retirement by 06/2028
Alliant SBD 8501 Aegon LI | 54714_G_1270 | 54714 | G | 1270 |  | Combustion Turbine |  |  | Iowa |  | Linn |  |  | 1 |  | 1985 | 2021 | [32 empty] | Industrial Energy Applications Inc | 100 | Industrial Energy Applications Inc | 100 | Non-regulated | Dropped - Retired/Planned Retirement by 06/2028
Alliant SBD 8501 Aegon LI | 54714_G_1794 | 54714 | G | 1794 |  | Combustion Turbine |  |  | Iowa |  | Linn |  |  | 1.1 |  | 1987 | 2021 | [32 empty] | Industrial Energy Applications Inc | 100 | Industrial Energy Applications Inc | 100 | Non-regulated | Dropped - Retired/Planned Retirement by 06/2028
Riceland Foods Cogeneration Plant | 56079_G_STEC | 56079 | G | STEC |  | Biomass |  |  | Arkansas |  | Arkansas |  |  | 8 |  | 1997 | 2021 | [32 empty] | Riceland Foods Inc. | 100 | Riceland Foods Inc. | 100 | Non-regulated | Dropped - Retired/Planned Retirement by 06/2028 | 7U100 BLR1: North; 7U100 BLR10: South
SJ/SC WPCP | 56080_G_EG2 | 56080 | G | EG2 |  | Combustion Turbine |  |  | California |  | Santa Clara |  |  | 2.8 |  | 1985 | [33 empty] | San Jose/Santa Clara Water P C | 100 | San Jose/Santa Clara Water P C | 100 | Non-regulated | Dropped - Plant is identified as onsite because it is a net buyer of electricity in 2021
Amherst College Co Gen | 58185_G_STG | 58185 | G | STG |  | O/G Steam |  |  | Massachusetts |  | Hampshire |  |  | 0.5 |  | 2006 | [33 empty] | Amherst College | 100 | Amherst College | 100 | Non-regulated | Dropped - Plant is identified as onsite because it is a net buyer of electricity in 2021
GL Dairy Biogas | 58219_G_633 | 58219 | G | 633 |  | Non-Fossil Waste |  |  | Wisconsin |  | Dane |  |  | 0.6 |  | 2013 | 2021 | [32 empty] | GL Dairy Biogas LLC | 100 | GL Dairy Biogas LLC | 100 | Non-regulated | Dropped - Retired/Planned Retirement by 06/2028
Wooster Renewable Energy | 59072_G_WRE 1 | 59072 | G | WRE 1 |  | Non-Fossil Waste |  |  | Ohio |  | Wayne |  |  | 1 |  | 2013 | 2021 | [32 empty] | Wooster Renewable Energy LLC | 100 | Wooster Renewable Energy LLC | 100 | Non-regulated | Dropped - Retired/Planned Retirement by 06/2028
Hidden View Dairy, LLC | 59260_G_HV2-2 | 59260 | G | HV2-2 |  | Non-Fossil Waste |  |  | Indiana |  | Jasper |  |  | 0.7 |  | 2016 | [33 empty] | T & M Limited Partnership | 100 | T & M Limited Partnership | 100 | Non-regulated | Dropped - Plant is identified as onsite because it is a net buyer of electricity in 2021
Iola Powerhouse & Cogeneration Facility | 62424_G_1 | 62424 | G | 1 |  | Combustion Turbine |  |  | New York |  | Monroe |  |  | 1.4 |  | 2004 | [33 empty] | Monroe County (NY) | 100 | Monroe County (NY) | 100 | Non-regulated | Dropped - Plant is identified as onsite because it is a net buyer of electricity in 2021
Iola Powerhouse & Cogeneration Facility | 62424_G_2 | 62424 | G | 2 |  | Combustion Turbine |  |  | New York |  | Monroe |  |  | 1.4 |  | 2004 | [33 empty] | Monroe County (NY) | 100 | Monroe County (NY) | 100 | Non-regulated | Dropped - Plant is identified as onsite because it is a net buyer of electricity in 2021
Iola Powerhouse & Cogeneration Facility | 62424_G_3 | 62424 | G | 3 |  | Combustion Turbine |  |  | New York |  | Monroe |  |  | 1.4 |  | 2004 | [33 empty] | Monroe County (NY) | 100 | Monroe County (NY) | 100 | Non-regulated | Dropped - Plant is identified as onsite because it is a net buyer of electricity in 2021
Chalk Point Steam | 65285_G_ST1 | 65285 | G | ST1 |  | Coal Steam |  |  | Maryland |  | Prince Georges |  |  | 333.1 |  | 1964 | 2021 | [32 empty] | Chalk Point Steam, LLC | 100 | Chalk Point Steam, LLC | 100 | Non-regulated | Dropped - Retired/Planned Retirement by 06/2028 | bar: 7U100 BLR1
Chalk Point Steam | 65285_G_ST2 | 65285 | G | ST2 |  | Coal Steam |  |  | Maryland |  | Prince Georges |  |  | 336.9 |  | 1965 | 2021 | [32 empty] | Chalk Point Steam, LLC | 100 | Chalk Point Steam, LLC | 100 | Non-regulated | Dropped - Retired/Planned Retirement by 06/2028 | 7U100 BLR1: 2
McKee Run | 599_G_3 | 599 | G | 3 |  | O/G Steam |  |  | Delaware |  | Kent |  |  | 103.1 |  | 1975 | 2021 | [32 empty] | City of Dover - (DE) | 100 | City of Dover - (DE) | 100 | Non-regulated | Dropped - Retired/Planned Retirement by 06/2028 | 7U100 BLR1: 3
AES Petersburg | 994_G_ST1 | 994 | G | ST1 |  | Coal Steam |  |  | Indiana |  | Pike |  |  | 222.5 |  | 1967 | 2021 | [32 empty] | AES Indiana | 100 | AES Indiana | 100 | Regulated | Dropped - Retired/Planned Retirement by 06/2028 | bar: 7U100 BLR1
Osage City | 1313_G_10 | 1313 | G | 10 |  | Combustion Turbine |  |  | Kansas |  | Osage |  |  | 0.7 |  | 2001 | 2021 | [32 empty] | City of Osage City - (KS) | 100 | City of Osage City - (KS) | 100 | Regulated | Dropped - Retired/Planned Retirement by 06/2028
Osage City | 1313_G_8 | 1313 | G | 8 |  | Combustion Turbine |  |  | Kansas |  | Osage |  |  | 0.7 |  | 2001 | 2021 | [32 empty] | City of Osage City - (KS) | 100 | City of Osage City - (KS) | 100 | Regulated | Dropped - Retired/Planned Retirement by 06/2028
River Rouge | 1740_G_3 | 1740 | G | 3 |  | Coal Steam |  |  | Michigan |  | Wayne |  |  | 272 |  | 1958 | 2021 | [32 empty] | DTE Electric Company | 100 | DTE Electric Company | 100 | Regulated | Dropped - Retired/Planned Retirement by 06/2028 | 7U100 BLR1: 3
Eckert Station | 1831_G_4 | 1831 | G | 4 |  | Coal Steam |  |  | Michigan |  | Ingham |  |  | 64 |  | 1964 | 2021 | [32 empty] | Lansing Board of Water and Light | 100 | Lansing Board of Water and Light | 100 | Regulated | Dropped - Retired/Planned Retirement by 06/2028 | 7U100 BLR1: 4
Plant No 1 Freeport | 2678_G_4 | 2678 | G | 4 |  | Combustion Turbine |  |  | New York |  | Nassau |  |  | 4.5 |  | 1964 | 2021 | [32 empty] | Village of Freeport - (NY) | 100 | Village of Freeport - (NY) | 100 | Regulated | Dropped - Retired/Planned Retirement by 06/2028
Smith Island | 6391_G_3 | 6391 | G | 3 |  | Combustion Turbine |  |  | Maryland |  | Somerset |  |  | 1.2 |  | 1994 | 2021 | [32 empty] | A & N Electric Coop | 100 | A & N Electric Coop | 100 | Regulated | Dropped - Retired/Planned Retirement by 06/2028
Anderson Power Products Division | 10553_G_3622 | 10553 | G | 3622 |  | Combustion Turbine |  |  | Massachusetts |  | Worcester |  |  | 0.1 |  | 1987 | 2021 | [32 empty] | Anderson Power Products | 100 | Anderson Power Products | 100 | Non-regulated | Dropped - Retired/Planned Retirement by 06/2028
Anderson Power Products Division | 10553_G_6033 | 10553 | G | 6033 |  | Combustion Turbine |  |  | Massachusetts |  | Worcester |  |  | 0.3 |  | 1987 | 2021 | [32 empty] | Anderson Power Products | 100 | Anderson Power Products | 100 | Non-regulated | Dropped - Retired/Planned Retirement by 06/2028
Anderson Power Products Division | 10553_G_6035 | 10553 | G | 6035 |  | Combustion Turbine |  |  | Massachusetts |  | Worcester |  |  | 0.3 |  | 1987 | 2021 | [32 empty] | Anderson Power Products | 100 | Anderson Power Products | 100 | Non-regulated | Dropped - Retired/Planned Retirement by 06/2028
Anderson Power Products Division | 10553_G_6046 | 10553 | G | 6046 |  | Combustion Turbine |  |  | Massachusetts |  | Worcester |  |  | 0.3 |  | 1987 | 2021 | [32 empty] | Anderson Power Products | 100 | Anderson Power Products | 100 | Non-regulated | Dropped - Retired/Planned Retirement by 06/2028
Alta Mesa Repower LLC | 54650_G_EXI2 | 54650 | G | EXI2 |  | Onshore Wind |  |  | California |  | Riverside |  |  | 9.1 |  | 1989 | 2021 | [32 empty] | Alta Mesa 640 LLC | 100 | Alta Mesa 640 LLC | 100 | Non-regulated | Dropped - Retired/Planned Retirement by 06/2028
Alta Mesa Repower LLC | 54650_G_EXIS | 54650 | G | EXIS |  | Onshore Wind |  |  | California |  | Riverside |  |  | 9.6 |  | 1988 | 2021 | [32 empty] | Alta Mesa 640 LLC | 100 | Alta Mesa 640 LLC | 100 | Non-regulated | Dropped - Retired/Planned Retirement by 06/2028
Tessman Road | 56113_G_1 | 56113 | G | 1 |  | Landfill Gas |  |  | Texas |  | Bexar |  |  | 1.4 |  | 2003 | 2021 | [32 empty] | Energy Developments, Inc d/b/a EDL | 100 | Energy Developments, Inc d/b/a EDL | 100 | Non-regulated | Dropped - Retired/Planned Retirement by 06/2028
Tessman Road | 56113_G_2 | 56113 | G | 2 |  | Landfill Gas |  |  | Texas |  | Bexar |  |  | 1.4 |  | 2003 | 2021 | [32 empty] | Energy Developments, Inc d/b/a EDL | 100 | Energy Developments, Inc d/b/a EDL | 100 | Non-regulated | Dropped - Retired/Planned Retirement by 06/2028
Tessman Road | 56113_G_3 | 56113 | G | 3 |  | Landfill Gas |  |  | Texas |  | Bexar |  |  | 1.4 |  | 2003 | 2021 | [32 empty] | Energy Developments, Inc d/b/a EDL | 100 | Energy Developments, Inc d/b/a EDL | 100 | Non-regulated | Dropped - Retired/Planned Retirement by 06/2028
Tessman Road | 56113_G_4 | 56113 | G | 4 |  | Landfill Gas |  |  | Texas |  | Bexar |  |  | 1.4 |  | 2003 | 2021 | [32 empty] | Energy Developments, Inc d/b/a EDL | 100 | Energy Developments, Inc d/b/a EDL | 100 | Non-regulated | Dropped - Retired/Planned Retirement by 06/2028
Tessman Road | 56113_G_5 | 56113 | G | 5 |  | Landfill Gas |  |  | Texas |  | Bexar |  |  | 1.4 |  | 2003 | 2021 | [32 empty] | Energy Developments, Inc d/b/a EDL | 100 | Energy Developments, Inc d/b/a EDL | 100 | Non-regulated | Dropped - Retired/Planned Retirement by 06/2028
Tessman Road | 56113_G_6 | 56113 | G | 6 |  | Landfill Gas |  |  | Texas |  | Bexar |  |  | 1.4 |  | 2003 | 2021 | [32 empty] | Energy Developments, Inc d/b/a EDL | 100 | Energy Developments, Inc d/b/a EDL | 100 | Non-regulated | Dropped - Retired/Planned Retirement by 06/2028
Tessman Road | 56113_G_7 | 56113 | G | 7 |  | Landfill Gas |  |  | Texas |  | Bexar |  |  | 1.4 |  | 2015 | 2021 | [32 empty] | Energy Developments, Inc d/b/a EDL | 100 | Energy Developments, Inc d/b/a EDL | 100 | Non-regulated | Dropped - Retired/Planned Retirement by 06/2028
CSU East Bay | 57042_G_1 | 57042 | G | 1 |  | Fuel Cell |  |  | California |  | Alameda |  |  | 1.4 |  | 2011 | 2021 | [32 empty] | Pacific Gas & Electric Co. | 100 | Pacific Gas & Electric Co. | 100 | Regulated | Dropped - Retired/Planned Retirement by 06/2028
SF State University | 57043_G_1 | 57043 | G | 1 |  | Fuel Cell |  |  | California |  | San Francisco |  |  | 0.2 |  | 2011 | 2021 | [32 empty] | Pacific Gas & Electric Co. | 100 | Pacific Gas & Electric Co. | 100 | Regulated | Dropped - Retired/Planned Retirement by 06/2028
SF State University | 57043_G_2 | 57043 | G | 2 |  | Fuel Cell |  |  | California |  | San Francisco |  |  | 1.4 |  | 2011 | 2021 | [32 empty] | Pacific Gas & Electric Co. | 100 | Pacific Gas & Electric Co. | 100 | Regulated | Dropped - Retired/Planned Retirement by 06/2028
Tulsa LFG LLC | 57828_G_GEN1 | 57828 | G | GEN1 |  | Landfill Gas |  |  | Oklahoma |  | Osage |  |  | 1.4 |  | 2013 | 2021 | [32 empty] | Tulsa LFG LLC | 100 | Tulsa LFG LLC | 100 | Non-regulated | Dropped - Retired/Planned Retirement by 06/2028
C D McIntosh Jr | 676_G_3 | 676 | G | 3 |  | Coal Steam |  |  | Florida |  | Polk |  |  | 342 |  | 1982 | 2021 | [32 empty] | City of Lakeland - (FL) | 60 | City of Lakeland - (FL) | 60 | Regulated | Dropped - Retired/Planned Retirement by 06/2028 | 7U100 BLR1: 3
Alta Municipal Utilities | 1121_G_1 | 1121 | G | 1 |  | Combustion Turbine |  |  | Iowa |  | Buena Vista |  |  | 0.9 |  | 1947 | 2021 | [32 empty] | City of Alta - (IA) | 100 | City of Alta - (IA) | 100 | Regulated | Dropped - Retired/Planned Retirement by 06/2028
Paddys Run | 1366_G_11 | 1366 | G | 11 |  | Combustion Turbine |  |  | Kentucky |  | Jefferson |  |  | 12 |  | 1968 | 2021 | [32 empty] | Louisville Gas & Electric Co | 100 | Louisville Gas & Electric Co | 100 | Regulated | Dropped - Retired/Planned Retirement by 06/2028
Hauser | 2185_G_HAU5 | 2185 | G | HAU5 |  | Hydro |  |  | Montana |  | Lewis and Clark |  |  | 3.6 |  | 1911 | 2021 | [32 empty] | NorthWestern Energy (MT Hydro) | 100 | NorthWestern Energy (MT Hydro) | 100 | Regulated | Dropped - Retired/Planned Retirement by 06/2028
McGrath | 6555_G_3A | 6555 | G | 3A |  | Combustion Turbine |  |  | Alaska |  | Yukon Koyukuk |  |  | 0.5 |  | 2011 | [33 empty] | McGrath Light & Power Co | 100 | McGrath Light & Power Co | 100 | Regulated | Dropped - in Alaska or in Hawaii or Puerto Rico
McGrath | 6555_G_4A | 6555 | G | 4A |  | Combustion Turbine |  |  | Alaska |  | Yukon Koyukuk |  |  | 0.5 |  | 2011 | [33 empty] | McGrath Light & Power Co | 100 | McGrath Light & Power Co | 100 | Regulated | Dropped - in Alaska or in Hawaii or Puerto Rico
McGrath | 6555_G_6 | 6555 | G | 6 |  | Combustion Turbine |  |  | Alaska |  | Yukon Koyukuk |  |  | 0.6 |  | 1988 | [33 empty] | McGrath Light & Power Co | 100 | McGrath Light & Power Co | 100 | Regulated | Dropped - in Alaska or in Hawaii or Puerto Rico
McGrath | 6555_G_7 | 6555 | G | 7 |  | Combustion Turbine |  |  | Alaska |  | Yukon Koyukuk |  |  | 0.6 |  | 1993 | [33 empty] | McGrath Light & Power Co | 100 | McGrath Light & Power Co | 100 | Regulated | Dropped - in Alaska or in Hawaii or Puerto Rico
Indian Point 3 | 8907_G_3 | 8907 | G | 3 |  | Nuclear |  |  | New York |  | Westchester |  |  | 1039.4 |  | 1976 | 2021 | [32 empty] | Entergy Nuclear Indian Point 3 | 100 | Entergy Nuclear Indian Point 3 | 100 | Non-regulated | Dropped - Retired/Planned Retirement by 06/2028 | 7U100 BLR1: NSS3
Snowbird Power Plant | 10215_G_1392 | 10215 | G | 1392 |  | Combustion Turbine |  |  | Utah |  | Salt Lake |  |  | 0.6 |  | 1986 | 2021 | [32 empty] | Snowbird Corporation | 100 | Snowbird Corporation | 100 | Non-regulated | Dropped - Retired/Planned Retirement by 06/2028
Lost Hills Cogeneration Plant | 52077_G_GEN4 | 52077 | G | GEN4 |  | Combustion Turbine |  |  | California |  | Kern |  |  | 2.7 |  | 1985 | 2021 | [32 empty] | AERA Energy LLC | 100 | AERA Energy LLC | 100 | Non-regulated | Dropped - Retired/Planned Retirement by 06/2028
Mass Inst Tech Cntrl Utilities/Cogen Plt | 54907_G_CTG1 | 54907 | G | CTG1 |  | Combustion Turbine |  |  | Massachusetts |  | Middlesex |  |  | 19 |  | 1995 | [33 empty] | Massachusetts Inst of Tech | 100 | Massachusetts Inst of Tech | 100 | Non-regulated | Dropped - Plant is identified as onsite because it is a net buyer of electricity in 2021
Central Utility Plant - Texas A&M | 58151_G_STG04 | 58151 | G | STG04 |  | Combined Cycle |  |  | Texas |  | Brazos |  |  | 5 |  | 1956 | 2021 | [32 empty] | Texas A&M, Utilities & Energy Services | 100 | Texas A&M, Utilities & Energy Services | 100 | Non-regulated | Dropped - Retired/Planned Retirement by 06/2028 | 7U100 BLR1: B001; 7U100 BLR10: B012
AEP Milton NaS | 59995_G_1 | 59995 | G | 1 |  | Energy Storage |  |  | West Virginia |  | Cabell |  |  | 2 |  | 2009 | 2021 | [32 empty] | Appalachian Power Co | 100 | Appalachian Power Co | 100 | Regulated | Dropped - Retired/Planned Retirement by 06/2028
Regeneron Pharmaceuticals Inc. | 62423_G_777NG | 62423 | G | 777NG |  | Combustion Turbine |  |  | New York |  | Westchester |  |  | 0.4 |  | 2013 | [33 empty] | Regeneron Pharmaceuticals Inc. | 100 | Regeneron Pharmaceuticals Inc. | 100 | Non-regulated | Dropped - Plant is identified as onsite because it is a net buyer of electricity in 2021
Regeneron Pharmaceuticals Inc. | 62423_G_778NG | 62423 | G | 778NG |  | Combustion Turbine |  |  | New York |  | Westchester |  |  | 0.2 |  | 2013 | [33 empty] | Regeneron Pharmaceuticals Inc. | 100 | Regeneron Pharmaceuticals Inc. | 100 | Non-regulated | Dropped - Plant is identified as onsite because it is a net buyer of electricity in 2021
G G Allen | 2718_G_3 | 2718 | G | 3 |  | Coal Steam |  |  | North Carolina |  | Gaston |  |  | 258 |  | 1959 | 2021 | [32 empty] | Duke Energy Carolinas, LLC | 100 | Duke Energy Carolinas, LLC | 100 | Regulated | Dropped - Retired/Planned Retirement by 06/2028 | 7U100 BLR1: 3
Lewis & Clark | 6089_G_1 | 6089 | G | 1 |  | Coal Steam |  |  | Montana |  | Richland |  |  | 53.1 |  | 1958 | 2021 | [32 empty] | Montana-Dakota Utilities Co | 100 | Montana-Dakota Utilities Co | 100 | Regulated | Dropped - Retired/Planned Retirement by 06/2028 | bar: 7U100 BLR1
CPI USA NC Southport | 10378_G_GEN1 | 10378 | G | GEN1 |  | Biomass |  |  | North Carolina |  | Brunswick |  |  | 48 |  | 1987 | 2021 | [32 empty] | CPI USA NC Southport LLC | 100 | CPI USA NC Southport LLC | 100 | Non-regulated | Dropped - Retired/Planned Retirement by 06/2028 | 7U100 BLR1: 1A; 7U100 BLR10: 1B; 7U100 BLR2: 1C
CPI USA NC Southport | 10378_G_GEN2 | 10378 | G | GEN2 |  | Biomass |  |  | North Carolina |  | Brunswick |  |  | 48 |  | 1987 | 2021 | [32 empty] | CPI USA NC Southport LLC | 100 | CPI USA NC Southport LLC | 100 | Non-regulated | Dropped - Retired/Planned Retirement by 06/2028 | 7U100 BLR1: 2A; 7U100 BLR10: 2B; 7U100 BLR2: 2C
CPI USA NC Roxboro | 10379_G_GEN1 | 10379 | G | GEN1 |  | Biomass |  |  | North Carolina |  | Person |  |  | 47 |  | 1987 | 2021 | [32 empty] | CPI USA NC Roxboro LLC | 100 | CPI USA NC Roxboro LLC | 100 | Non-regulated | Dropped - Retired/Planned Retirement by 06/2028 | 7U100 BLR1: 1A; 7U100 BLR10: 1B; 7U100 BLR2: 1C
Capitol District Energy Center | 50498_G_GTG | 50498 | G | GTG |  | Combined Cycle |  |  | Connecticut |  | Hartford |  |  | 52.4 |  | 1988 | 2021 | [32 empty] | Capitol District Energy Center | 100 | Capitol District Energy Center | 100 | Non-regulated | Dropped - Retired/Planned Retirement by 06/2028
Capitol District Energy Center | 50498_G_STG | 50498 | G | STG |  | Combined Cycle |  |  | Connecticut |  | Hartford |  |  | 30.7 |  | 1988 | 2021 | [32 empty] | Capitol District Energy Center | 100 | Capitol District Energy Center | 100 | Non-regulated | Dropped - Retired/Planned Retirement by 06/2028 | 7U100 BLR1: HRSG
Elmwood Park Power LLC | 50852_G_GEN1 | 50852 | G | GEN1 |  | Combined Cycle |  |  | New Jersey |  | Bergen |  |  | 51.5 |  | 1989 | 2021 | [32 empty] | Elmwood Park Power LLC | 100 | Elmwood Park Power LLC | 100 | Non-regulated | Dropped - Retired/Planned Retirement by 06/2028
Elmwood Park Power LLC | 50852_G_GEN2 | 50852 | G | GEN2 |  | Combined Cycle |  |  | New Jersey |  | Bergen |  |  | 17.7 |  | 1989 | 2021 | [32 empty] | Elmwood Park Power LLC | 100 | Elmwood Park Power LLC | 100 | Non-regulated | Dropped - Retired/Planned Retirement by 06/2028 | 7U100 BLR1: HRSG1
Pawtucket Power Associates | 54056_G_GEN1 | 54056 | G | GEN1 |  | Combined Cycle |  |  | Rhode Island |  | Providence |  |  | 33 |  | 1990 | 2021 | [32 empty] | Pawtucket Power Associates LP | 100 | Pawtucket Power Associates LP | 100 | Non-regulated | Dropped - Retired/Planned Retirement by 06/2028
Pawtucket Power Associates | 54056_G_GEN2 | 54056 | G | GEN2 |  | Combined Cycle |  |  | Rhode Island |  | Providence |  |  | 27 |  | 1990 | 2021 | [32 empty] | Pawtucket Power Associates LP | 100 | Pawtucket Power Associates LP | 100 | Non-regulated | Dropped - Retired/Planned Retirement by 06/2028 | 7U100 BLR1: HRSG
Birchwood Power | 54304_G_1 | 54304 | G | 1 |  | Coal Steam |  |  | Virginia |  | King George |  |  | 237.7 |  | 1996 | 2021 | [32 empty] | Birchwood Power Partners LP | 100 | Birchwood Power Partners LP | 100 | Non-regulated | Dropped - Retired/Planned Retirement by 06/2028 | bar: 7U100 BLR1
Sears Hydroelectric Plant | 56978_G_1 | 56978 | G | 1 |  | Hydro |  |  | Illinois |  | Rock Island |  |  | 0.3 |  | 1985 | 2021 | [32 empty] | City of Rock Island | 100 | City of Rock Island | 100 | Non-regulated | Dropped - Retired/Planned Retirement by 06/2028
Sears Hydroelectric Plant | 56978_G_2 | 56978 | G | 2 |  | Hydro |  |  | Illinois |  | Rock Island |  |  | 0.3 |  | 1986 | 2021 | [32 empty] | City of Rock Island | 100 | City of Rock Island | 100 | Non-regulated | Dropped - Retired/Planned Retirement by 06/2028
Sears Hydroelectric Plant | 56978_G_3 | 56978 | G | 3 |  | Hydro |  |  | Illinois |  | Rock Island |  |  | 0.3 |  | 2010 | 2021 | [32 empty] | City of Rock Island | 100 | City of Rock Island | 100 | Non-regulated | Dropped - Retired/Planned Retirement by 06/2028
Sears Hydroelectric Plant | 56978_G_4 | 56978 | G | 4 |  | Hydro |  |  | Illinois |  | Rock Island |  |  | 0.3 |  | 2010 | 2021 | [32 empty] | City of Rock Island | 100 | City of Rock Island | 100 | Non-regulated | Dropped - Retired/Planned Retirement by 06/2028
Sampson County Disposal | 57492_G_GEN1 | 57492 | G | GEN1 |  | Landfill Gas |  |  | North Carolina |  | Sampson |  |  | 1.6 |  | 2011 | 2021 | [32 empty] | Black Creek Renewable Energy LLC | 100 | Black Creek Renewable Energy LLC | 100 | Non-regulated | Dropped - Retired/Planned Retirement by 06/2028
Sampson County Disposal | 57492_G_GEN2 | 57492 | G | GEN2 |  | Landfill Gas |  |  | North Carolina |  | Sampson |  |  | 1.6 |  | 2011 | 2021 | [32 empty] | Black Creek Renewable Energy LLC | 100 | Black Creek Renewable Energy LLC | 100 | Non-regulated | Dropped - Retired/Planned Retirement by 06/2028
Sampson County Disposal | 57492_G_GEN3 | 57492 | G | GEN3 |  | Landfill Gas |  |  | North Carolina |  | Sampson |  |  | 1.6 |  | 2011 | 2021 | [32 empty] | Black Creek Renewable Energy LLC | 100 | Black Creek Renewable Energy LLC | 100 | Non-regulated | Dropped - Retired/Planned Retirement by 06/2028
Sampson County Disposal | 57492_G_GEN4 | 57492 | G | GEN4 |  | Landfill Gas |  |  | North Carolina |  | Sampson |  |  | 1.6 |  | 2011 | 2021 | [32 empty] | Black Creek Renewable Energy LLC | 100 | Black Creek Renewable Energy LLC | 100 | Non-regulated | Dropped - Retired/Planned Retirement by 06/2028
Sampson County Disposal | 57492_G_GEN5 | 57492 | G | GEN5 |  | Landfill Gas |  |  | North Carolina |  | Sampson |  |  | 1.6 |  | 2011 | 2021 | [32 empty] | Black Creek Renewable Energy LLC | 100 | Black Creek Renewable Energy LLC | 100 | Non-regulated | Dropped - Retired/Planned Retirement by 06/2028
Sampson County Disposal | 57492_G_GEN6 | 57492 | G | GEN6 |  | Landfill Gas |  |  | North Carolina |  | Sampson |  |  | 1.6 |  | 2014 | 2021 | [32 empty] | Black Creek Renewable Energy LLC | 100 | Black Creek Renewable Energy LLC | 100 | Non-regulated | Dropped - Retired/Planned Retirement by 06/2028
Sumner | 1191_G_1 | 1191 | G | 1 |  | Combustion Turbine |  |  | Iowa |  | BREMER |  |  | 2.6 |  | 1972 | 2021 | [32 empty] | City of Sumner - (IA) | 100 | City of Sumner - (IA) | 100 | Regulated | Dropped - Retired/Planned Retirement by 06/2028
Sumner | 1191_G_2 | 1191 | G | 2 |  | Combustion Turbine |  |  | Iowa |  | BREMER |  |  | 1.1 |  | 1956 | 2021 | [32 empty] | City of Sumner - (IA) | 100 | City of Sumner - (IA) | 100 | Regulated | Dropped - Retired/Planned Retirement by 06/2028
Sumner | 1191_G_6 | 1191 | G | 6 |  | Combustion Turbine |  |  | Iowa |  | BREMER |  |  | 1.8 |  | 1999 | 2021 | [32 empty] | City of Sumner - (IA) | 100 | City of Sumner - (IA) | 100 | Regulated | Dropped - Retired/Planned Retirement by 06/2028
Sam Rayburn | 3631_G_1 | 3631 | G | 1 |  | Combustion Turbine |  |  | Texas |  | Victoria |  |  | 10.5 |  | 1963 | 2021 | [32 empty] | South Texas Electric Coop, Inc | 100 | South Texas Electric Coop, Inc | 100 | Regulated | Dropped - Retired/Planned Retirement by 06/2028
Sam Rayburn | 3631_G_2 | 3631 | G | 2 |  | Combustion Turbine |  |  | Texas |  | Victoria |  |  | 10.5 |  | 1963 | 2021 | [32 empty] | South Texas Electric Coop, Inc | 100 | South Texas Electric Coop, Inc | 100 | Regulated | Dropped - Retired/Planned Retirement by 06/2028
Franklin Heating Station | 54224_G_DG6 | 54224 | G | DG6 |  | Combustion Turbine |  |  | Minnesota |  | Olmsted |  |  | 2.3 |  | 1982 | 2021 | [32 empty] | Franklin Heating Station | 100 | Franklin Heating Station | 100 | Non-regulated | Dropped - Retired/Planned Retirement by 06/2028
Spartanburg Water System | 54675_G_DI3 | 54675 | G | DI3 |  | Combustion Turbine |  |  | South Carolina |  | Spartanburg |  |  | 1.3 |  | 2011 | [33 empty] | Spartanburg Commissioners PW | 100 | Spartanburg Commissioners PW | 100 | Non-regulated | Dropped - Plant is identified as onsite because it is a net buyer of electricity in 2021
AEP Churubusco NaS | 60617_G_1 | 60617 | G | 1 |  | Energy Storage |  |  | Indiana |  | Whitley |  |  | 2 |  | 2009 | 2021 | [32 empty] | Indiana Michigan Power Co | 100 | Indiana Michigan Power Co | 100 | Regulated | Dropped - Retired/Planned Retirement by 06/2028
AEP Bluffton NaS | 60618_G_1 | 60618 | G | 1 |  | Energy Storage |  |  | Ohio |  | Allen |  |  | 2 |  | 2008 | 2021 | [32 empty] | Ohio Power Co | 100 | Ohio Power Co | 100 | Regulated | Dropped - Retired/Planned Retirement by 06/2028
Center | 491_G_3 | 491 | G | 3 |  | Combustion Turbine |  |  | Colorado |  | Saguache |  |  | 0.5 |  | 1963 | 2021 | [32 empty] | City of Center - (CO) | 100 | City of Center - (CO) | 100 | Regulated | Dropped - Retired/Planned Retirement by 06/2028
Center | 491_G_5 | 491 | G | 5 |  | Combustion Turbine |  |  | Colorado |  | Saguache |  |  | 1 |  | 1959 | 2021 | [32 empty] | City of Center - (CO) | 100 | City of Center - (CO) | 100 | Regulated | Dropped - Retired/Planned Retirement by 06/2028
Riverside | 1081_G_5 | 1081 | G | 5 |  | O/G Steam |  |  | Iowa |  | Scott |  |  | 116.5 |  | 1961 | 2021 | [32 empty] | MidAmerican Energy Co | 100 | MidAmerican Energy Co | 100 | Regulated | Dropped - Retired/Planned Retirement by 06/2028 | 7U100 BLR1: 9
Indianola | 1150_G_5 | 1150 | G | 5 |  | Combustion Turbine |  |  | Iowa |  | Warren |  |  | 4 |  | 1966 | 2021 | [32 empty] | Indianola Municipal Utilities | 100 | Indianola Municipal Utilities | 100 | Regulated | Dropped - Retired/Planned Retirement by 06/2028
Indianola | 1150_G_6 | 1150 | G | 6 |  | Combustion Turbine |  |  | Iowa |  | Warren |  |  | 5 |  | 1970 | 2021 | [32 empty] | Indianola Municipal Utilities | 100 | Indianola Municipal Utilities | 100 | Regulated | Dropped - Retired/Planned Retirement by 06/2028
Summit Lake | 1206_G_1 | 1206 | G | 1 |  | Combined Cycle |  |  | Iowa |  | Union |  |  | 6.5 |  | 1951 | 2021 | [32 empty] | Central Iowa Power Cooperative | 100 | Central Iowa Power Cooperative | 100 | Regulated | Dropped - Retired/Planned Retirement by 06/2028 | 7U100 BLR1: HRSG1; 7U100 BLR10: HRSG2
Summit Lake | 1206_G_2 | 1206 | G | 2 |  | Combined Cycle |  |  | Iowa |  | Union |  |  | 6.5 |  | 1951 | 2021 | [32 empty] | Central Iowa Power Cooperative | 100 | Central Iowa Power Cooperative | 100 | Regulated | Dropped - Retired/Planned Retirement by 06/2028 | 7U100 BLR1: HRSG1; 7U100 BLR10: HRSG2
Summit Lake | 1206_G_3 | 1206 | G | 3 |  | Combined Cycle |  |  | Iowa |  | Union |  |  | 7 |  | 1957 | 2021 | [32 empty] | Central Iowa Power Cooperative | 100 | Central Iowa Power Cooperative | 100 | Regulated | Dropped - Retired/Planned Retirement by 06/2028 | 7U100 BLR1: HRSG1; 7U100 BLR10: HRSG2
Bar Mills | 1481_G_1 | 1481 | G | 1 |  | Hydro |  |  | Maine |  | York |  |  | 2 |  | 1956 | 2021 | [32 empty] | Brookfield White Pine Hydro LLC | 100 | Brookfield White Pine Hydro LLC | 100 | Non-regulated | Dropped - Retired/Planned Retirement by 06/2028
Bar Mills | 1481_G_2 | 1481 | G | 2 |  | Hydro |  |  | Maine |  | York |  |  | 2 |  | 1956 | 2021 | [32 empty] | Brookfield White Pine Hydro LLC | 100 | Brookfield White Pine Hydro LLC | 100 | Non-regulated | Dropped - Retired/Planned Retirement by 06/2028
Dynegy Oakland Power Plant | 6211_G_GEN2 | 6211 | G | GEN2 |  | Combustion Turbine |  |  | California |  | Alameda |  |  | 55 |  | 1978 | 2021 | [32 empty] | Dynegy Oakland, LLC | 100 | Dynegy Oakland, LLC | 100 | Non-regulated | Dropped - Retired/Planned Retirement by 06/2028
Bay County Waste to Energy | 10250_G_GEN1 | 10250 | G | GEN1 |  | Municipal Solid Waste |  |  | Florida |  | Bay |  |  | 10 |  | 1987 | 2021 | [32 empty] | Bay County Board-County Comm | 100 | Bay County Board-County Comm | 100 | Non-regulated | Dropped - Retired/Planned Retirement by 06/2028 | 7U100 BLR1: 1; 7U100 BLR10: 2
Spruance Operating Services LLC | 54081_G_GEN1 | 54081 | G | GEN1 |  | Coal Steam |  |  | Virginia |  | Richmond City |  |  | 52.5 |  | 1992 | 2021 | [32 empty] | Spruance Genco LLC | 100 | Spruance Genco LLC | 100 | Non-regulated | Dropped - Retired/Planned Retirement by 06/2028 | bar: 7U100 BLR1 to 7U100 BLR10
Spruance Operating Services LLC | 54081_G_GEN2 | 54081 | G | GEN2 |  | Coal Steam |  |  | Virginia |  | Richmond City |  |  | 52.5 |  | 1992 | 2021 | [32 empty] | Spruance Genco LLC | 100 | Spruance Genco LLC | 100 | Non-regulated | Dropped - Retired/Planned Retirement by 06/2028 | bar: 7U100 BLR1 to 7U100 BLR10
Franklin Heating Station | 54224_G_DG7 | 54224 | G | DG7 |  | Combustion Turbine |  |  | Minnesota |  | Olmsted |  |  | 2.3 |  | 1982 | 2021 | [32 empty] | Franklin Heating Station | 100 | Franklin Heating Station | 100 | Non-regulated | Dropped - Retired/Planned Retirement by 06/2028
Kanaka | 54653_G_KAN1 | 54653 | G | KAN1 |  | Hydro |  |  | California |  | Butte |  |  | 1.1 |  | 1988 | 2021 | [32 empty] | Eagle Creek Renewable Energy, LLC | 100 | Eagle Creek Renewable Energy, LLC | 100 | Non-regulated | Dropped - Retired/Planned Retirement by 06/2028
Yellowhammer Gas Plant | 54730_G_701 | 54730 | G | 701 |  | Combustion Turbine |  |  | Alabama |  | MOBILE |  |  | 3 |  | 1992 | [33 empty] | W&T Offshore Inc | 100 | W&T Offshore Inc | 100 | Non-regulated | Dropped - Plant is identified as onsite because it is a net buyer of electricity in 2021
Sherbino I Wind Farm | 56779_G_1 | 56779 | G | 1 |  | Onshore Wind |  |  | Texas |  | Pecos |  |  | 150 |  | 2008 | 2021 | [32 empty] | Sherbino Mesa I Windfarm LLC | 100 | Sherbino Mesa I Windfarm LLC | 100 | Non-regulated | Dropped - Retired/Planned Retirement by 06/2028
Zion Landfill Gas to Energy Facility | 56871_G_1 | 56871 | G | 1 |  | Landfill Gas |  |  | Illinois |  | Lake |  |  | 1.4 |  | 2002 | 2021 | [32 empty] | Energy Developments, Inc d/b/a EDL | 100 | Energy Developments, Inc d/b/a EDL | 100 | Non-regulated | Dropped - Retired/Planned Retirement by 06/2028
Zion Landfill Gas to Energy Facility | 56871_G_2 | 56871 | G | 2 |  | Landfill Gas |  |  | Illinois |  | Lake |  |  | 1.4 |  | 2002 | 2021 | [32 empty] | Energy Developments, Inc d/b/a EDL | 100 | Energy Developments, Inc d/b/a EDL | 100 | Non-regulated | Dropped - Retired/Planned Retirement by 06/2028
Zion Landfill Gas to Energy Facility | 56871_G_3 | 56871 | G | 3 |  | Landfill Gas |  |  | Illinois |  | Lake |  |  | 1.4 |  | 2002 | 2021 | [32 empty] | Energy Developments, Inc d/b/a EDL | 100 | Energy Developments, Inc d/b/a EDL | 100 | Non-regulated | Dropped - Retired/Planned Retirement by 06/2028
Zion Landfill Gas to Energy Facility | 56871_G_4 | 56871 | G | 4 |  | Landfill Gas |  |  | Illinois |  | Lake |  |  | 1.4 |  | 2002 | 2021 | [32 empty] | Energy Developments, Inc d/b/a EDL | 100 | Energy Developments, Inc d/b/a EDL | 100 | Non-regulated | Dropped - Retired/Planned Retirement by 06/2028
Zion Landfill Gas to Energy Facility | 56871_G_5 | 56871 | G | 5 |  | Landfill Gas |  |  | Illinois |  | Lake |  |  | 1.4 |  | 2007 | 2021 | [32 empty] | Energy Developments, Inc d/b/a EDL | 100 | Energy Developments, Inc d/b/a EDL | 100 | Non-regulated | Dropped - Retired/Planned Retirement by 06/2028
Bridgewater Dairy Anaerobic Digester | 57173_G_1 | 57173 | G | 1 |  | Non-Fossil Waste |  |  | Ohio |  | Williams |  |  | 0.6 |  | 2008 | 2021 | [32 empty] | Weaver Bridgewater Dairy | 100 | Weaver Bridgewater Dairy | 100 | Non-regulated | Dropped - Retired/Planned Retirement by 06/2028
Bridgewater Dairy Anaerobic Digester | 57173_G_2 | 57173 | G | 2 |  | Non-Fossil Waste |  |  | Ohio |  | Williams |  |  | 0.6 |  | 2008 | 2021 | [32 empty] | Weaver Bridgewater Dairy | 100 | Weaver Bridgewater Dairy | 100 | Non-regulated | Dropped - Retired/Planned Retirement by 06/2028
Terreva Wayne County RNG, LLC | 57366_G_1C | 57366 | G | 1C |  | Landfill Gas |  |  | North Carolina |  | Wayne |  |  | 1.1 |  | 2010 | 2021 | [32 empty] | Terreva Wayne County RNG, LLC | 100 | Terreva Wayne County RNG, LLC | 100 | Non-regulated | Dropped - Retired/Planned Retirement by 06/2028
Rinehart | 57685_G_1 | 57685 | G | 1 |  | Solar PV |  |  | Florida |  | Seminole |  |  | 10 |  | 2011 | 2021 | [32 empty] | Humphrey Realty | 100 | Humphrey Realty | 100 | Non-regulated | Dropped - Retired/Planned Retirement by 06/2028
Pine Tree Landfill Gas to Energy | 58993_G_3202 | 58993 | G | 3202 |  | Landfill Gas |  |  | Maine |  | Penobscot |  |  | 0.9 |  | 2008 | 2021 | [32 empty] | Pine Tree Landfill | 100 | Pine Tree Landfill | 100 | Non-regulated | Dropped - Retired/Planned Retirement by 06/2028
Pine Tree Landfill Gas to Energy | 58993_G_3203 | 58993 | G | 3203 |  | Landfill Gas |  |  | Maine |  | Penobscot |  |  | 0.9 |  | 2008 | 2021 | [32 empty] | Pine Tree Landfill | 100 | Pine Tree Landfill | 100 | Non-regulated | Dropped - Retired/Planned Retirement by 06/2028
Glades Pike Generation Plant | 59759_G_SOLAR | 59759 | G | SOLAR |  | Landfill Gas |  |  | Pennsylvania |  | Somerset |  |  | 2.3 |  | 2011 | 2021 | [32 empty] | State Correctnl Inst Laurel Highlands | 100 | State Correctnl Inst Laurel Highlands | 100 | Non-regulated | Dropped - Retired/Planned Retirement by 06/2028
Slana Generating Station | 61685_G_3 | 61685 | G | 3 |  | Combustion Turbine |  |  | Alaska |  | Southeast Fairbanks |  |  | 0.4 |  | 2016 | [33 empty] | Alaska Power and Telephone Co | 100 | Alaska Power and Telephone Co | 100 | Regulated | Dropped - in Alaska or in Hawaii or Puerto Rico
Cholla | 113_G_4 | 113 | G | 4 |  | Coal Steam |  |  | Arizona |  | Navajo |  |  | 380 |  | 1981 | 2020 | [32 empty] | PacifiCorp | 100 | PacifiCorp | 100 | Regulated | Dropped - Retired/Planned Retirement by 06/2028 | 7U100 BLR1: 4
GREC | 165_G_1 | 165 | G | 1 |  | O/G Steam |  |  | Oklahoma |  | Mayes |  |  | 40 |  | 1981 | 2020 | [32 empty] | Grand River Dam Authority | 100 | Grand River Dam Authority | 100 | Regulated | Dropped - Retired/Planned Retirement by 06/2028 | bar: 7U100 BLR1
Dallman | 963_G_1 | 963 | G | 1 |  | Coal Steam |  |  | Illinois |  | Sangamon |  |  | 64 |  | 1968 | 2020 | [32 empty] | City of Springfield - (IL) | 100 | City of Springfield - (IL) | 100 | Regulated | Dropped - Retired/Planned Retirement by 06/2028 | 7U100 BLR1: 31
Dallman | 963_G_2 | 963 | G | 2 |  | Coal Steam |  |  | Illinois |  | Sangamon |  |  | 60 |  | 1972 | 2020 | [32 empty] | City of Springfield - (IL) | 100 | City of Springfield - (IL) | 100 | Regulated | Dropped - Retired/Planned Retirement by 06/2028 | 7U100 BLR1: 32
Stockton | 1327_G_4 | 1327 | G | 4 |  | Combustion Turbine |  |  | Kansas |  | Rooks |  |  | 0.5 |  | 1951 | 2020 | [32 empty] | City of Stockton - (KS) | 100 | City of Stockton - (KS) | 100 | Regulated | Dropped - Retired/Planned Retirement by 06/2028
Cleary Flood Hybrid | 1682_G_8 | 1682 | G | 8 |  | O/G Steam |  |  | Massachusetts |  | Bristol |  |  | 26 |  | 1966 | 2020 | [32 empty] | City of Taunton | 100 | City of Taunton | 100 | Regulated | Dropped - Retired/Planned Retirement by 06/2028 | 7U100 BLR1: 8
Eckert Station | 1831_G_5 | 1831 | G | 5 |  | Coal Steam |  |  | Michigan |  | Ingham |  |  | 63.1 |  | 1968 | 2020 | [32 empty] | Lansing Board of Water and Light | 100 | Lansing Board of Water and Light | 100 | Regulated | Dropped - Retired/Planned Retirement by 06/2028 | 7U100 BLR1: 5
Eckert Station | 1831_G_6 | 1831 | G | 6 |  | Coal Steam |  |  | Michigan |  | Ingham |  |  | 62.8 |  | 1970 | 2020 | [32 empty] | Lansing Board of Water and Light | 100 | Lansing Board of Water and Light | 100 | Regulated | Dropped - Retired/Planned Retirement by 06/2028 | 7U100 BLR1: 6
James River Power Station | 2161_G_4 | 2161 | G | 4 |  | O/G Steam |  |  | Missouri |  | Greene |  |  | 56 |  | 1964 | 2020 | [32 empty] | City Utilities of Springfield - (MO) | 100 | City Utilities of Springfield - (MO) | 100 | Regulated | Dropped - Retired/Planned Retirement by 06/2028 | 7U100 BLR1: 4
James River Power Station | 2161_G_5 | 2161 | G | 5 |  | O/G Steam |  |  | Missouri |  | Greene |  |  | 97 |  | 1970 | 2020 | [32 empty] | City Utilities of Springfield - (MO) | 100 | City Utilities of Springfield - (MO) | 100 | Regulated | Dropped - Retired/Planned Retirement by 06/2028 | 7U100 BLR1: 5
Possum Point | 3804_G_5 | 3804 | G | 5 |  | O/G Steam |  |  | Virginia |  | Prince William |  |  | 786 |  | 1975 | 2020 | [32 empty] | Virginia Electric & Power Co | 100 | Virginia Electric & Power Co | 100 | Regulated | Dropped - Retired/Planned Retirement by 06/2028 | 7U100 BLR1: 5
Transalta Centralia Generation | 3845_G_1 | 3845 | G | 1 |  | Coal Steam |  |  | Washington |  | Lewis |  |  | 670 |  | 1972 | 2020 | [32 empty] | TransAlta Centralia Gen LLC | 100 | TransAlta Centralia Gen LLC | 100 | Non-regulated | Dropped - Retired/Planned Retirement by 06/2028 | 7U100 BLR1: BW21
Kansas City International | 6144_G_1 | 6144 | G | 1 |  | Combustion Turbine |  |  | Missouri |  | Platte |  |  | 16.7 |  | 1977 | 2020 | [32 empty] | Evergy Missouri West | 100 | Evergy Missouri West | 100 | Regulated | Dropped - Retired/Planned Retirement by 06/2028
Kansas City International | 6144_G_2 | 6144 | G | 2 |  | Combustion Turbine |  |  | Missouri |  | Platte |  |  | 16.9 |  | 1977 | 2020 | [32 empty] | Evergy Missouri West | 100 | Evergy Missouri West | 100 | Regulated | Dropped - Retired/Planned Retirement by 06/2028
Selawik | 6341_G_1A | 6341 | G | 1A |  | Combustion Turbine |  |  | Alaska |  | Northwest Arctic |  |  | 0.3 |  | 2003 | [33 empty] | Alaska Village Elec Coop, Inc | 100 | Alaska Village Elec Coop, Inc | 100 | Regulated | Dropped - in Alaska or in Hawaii or Puerto Rico
Collins Pine Project | 10661_G_GEN4 | 10661 | G | GEN4 |  | Biomass |  |  | California |  | Plumas |  |  | 5 |  | 1985 | 2020 | [32 empty] | Collins Pine Co | 100 | Collins Pine Co | 100 | Non-regulated | Dropped - Retired/Planned Retirement by 06/2028
Domtar Paper Co LLC Plymouth NC | 50189_G_TG7 | 50189 | G | TG7 |  | Non-Fossil Waste |  |  | North Carolina |  | Martin |  |  | 7.5 |  | 1952 | 2020 | [32 empty] | Domtar Paper Company LLC | 100 | Domtar Paper Company LLC | 100 | Non-regulated | Dropped - Retired/Planned Retirement by 06/2028 | 7U100 BLR1: 1CB; 7U100 BLR10: PKG
Sky River Wind Energy Center | 50536_G_WGNS | 50536 | G | WGNS |  | Onshore Wind |  |  | California |  | Kern |  |  | 76.9 |  | 1991 | 2020 | [32 empty] | Sky River LLC | 100 | Sky River LLC | 100 | Non-regulated | Dropped - Retired/Planned Retirement by 06/2028
Indiantown Cogeneration LP | 50976_G_GEN1 | 50976 | G | GEN1 |  | Coal Steam |  |  | Florida |  | Martin |  |  | 330 |  | 1995 | 2020 | [32 empty] | Florida Power & Light Co | 100 | Florida Power & Light Co | 100 | Regulated | Dropped - Retired/Planned Retirement by 06/2028 | 7U100 BLR1: AAB01
Energy Center San Diego | 54337_G_0001 | 54337 | G | 0001 |  | Combustion Turbine |  |  | California |  | San Diego |  |  | 0.8 |  | 1986 | 2020 | [32 empty] | Energy Center San Diego LLC | 100 | Energy Center San Diego LLC | 100 | Non-regulated | Dropped - Retired/Planned Retirement by 06/2028
Energy Center San Diego | 54337_G_0002 | 54337 | G | 0002 |  | Combustion Turbine |  |  | California |  | San Diego |  |  | 0.8 |  | 1986 | 2020 | [32 empty] | Energy Center San Diego LLC | 100 | Energy Center San Diego LLC | 100 | Non-regulated | Dropped - Retired/Planned Retirement by 06/2028
Woodridge Greene Valley Treatment Plant | 54987_G_FM01 | 54987 | G | FM01 |  | Combustion Turbine |  |  | Illinois |  | DuPage |  |  | 1.5 |  | 1996 | [33 empty] | DuPage County | 100 | DuPage County | 100 | Non-regulated | Dropped - Plant is identified as onsite because it is a net buyer of electricity in 2021
NRG Sterlington Power | 55099_G_01 | 55099 | G | 01 |  | Combustion Turbine |  |  | Louisiana |  | Ouachita |  |  | 24 |  | 2000 | 2020 | [32 empty] | NRG Sterlington Power LLC | 100 | NRG Sterlington Power LLC | 100 | Non-regulated | Dropped - Retired/Planned Retirement by 06/2028
NRG Sterlington Power | 55099_G_02 | 55099 | G | 02 |  | Combustion Turbine |  |  | Louisiana |  | Ouachita |  |  | 22 |  | 2000 | 2020 | [32 empty] | NRG Sterlington Power LLC | 100 | NRG Sterlington Power LLC | 100 | Non-regulated | Dropped - Retired/Planned Retirement by 06/2028
NRG Sterlington Power | 55099_G_03 | 55099 | G | 03 |  | Combustion Turbine |  |  | Louisiana |  | Ouachita |  |  | 22 |  | 2001 | 2020 | [32 empty] | NRG Sterlington Power LLC | 100 | NRG Sterlington Power LLC | 100 | Non-regulated | Dropped - Retired/Planned Retirement by 06/2028
NRG Sterlington Power | 55099_G_04 | 55099 | G | 04 |  | Combustion Turbine |  |  | Louisiana |  | Ouachita |  |  | 23 |  | 2001 | 2020 | [32 empty] | NRG Sterlington Power LLC | 100 | NRG Sterlington Power LLC | 100 | Non-regulated | Dropped - Retired/Planned Retirement by 06/2028
NRG Sterlington Power | 55099_G_06 | 55099 | G | 06 |  | Combustion Turbine |  |  | Louisiana |  | Ouachita |  |  | 18 |  | 2001 | 2020 | [32 empty] | NRG Sterlington Power LLC | 100 | NRG Sterlington Power LLC | 100 | Non-regulated | Dropped - Retired/Planned Retirement by 06/2028
NRG Sterlington Power | 55099_G_07 | 55099 | G | 07 |  | Combustion Turbine |  |  | Louisiana |  | Ouachita |  |  | 16 |  | 2001 | 2020 | [32 empty] | NRG Sterlington Power LLC | 100 | NRG Sterlington Power LLC | 100 | Non-regulated | Dropped - Retired/Planned Retirement by 06/2028
NRG Sterlington Power | 55099_G_08 | 55099 | G | 08 |  | Combustion Turbine |  |  | Louisiana |  | Ouachita |  |  | 19 |  | 2000 | 2020 | [32 empty] | NRG Sterlington Power LLC | 100 | NRG Sterlington Power LLC | 100 | Non-regulated | Dropped - Retired/Planned Retirement by 06/2028
NRG Sterlington Power | 55099_G_09 | 55099 | G | 09 |  | Combustion Turbine |  |  | Louisiana |  | Ouachita |  |  | 16 |  | 2000 | 2020 | [32 empty] | NRG Sterlington Power LLC | 100 | NRG Sterlington Power LLC | 100 | Non-regulated | Dropped - Retired/Planned Retirement by 06/2028
NRG Sterlington Power | 55099_G_10 | 55099 | G | 10 |  | Combustion Turbine |  |  | Louisiana |  | Ouachita |  |  | 16 |  | 2000 | 2020 | [32 empty] | NRG Sterlington Power LLC | 100 | NRG Sterlington Power LLC | 100 | Non-regulated | Dropped - Retired/Planned Retirement by 06/2028
Mas Countryside RNG, LLC | 55773_G_CS10 | 55773 | G | CS10 |  | Landfill Gas |  |  | Illinois |  | Lake |  |  | 2 |  | 2012 | 2020 | [32 empty] | Mas Countryside RNG, LLC | 100 | Mas Countryside RNG, LLC | 100 | Non-regulated | Dropped - Retired/Planned Retirement by 06/2028
Mas Countryside RNG, LLC | 55773_G_CS7 | 55773 | G | CS7 |  | Landfill Gas |  |  | Illinois |  | Lake |  |  | 2 |  | 2012 | 2020 | [32 empty] | Mas Countryside RNG, LLC | 100 | Mas Countryside RNG, LLC | 100 | Non-regulated | Dropped - Retired/Planned Retirement by 06/2028
Mas Countryside RNG, LLC | 55773_G_CS8 | 55773 | G | CS8 |  | Landfill Gas |  |  | Illinois |  | Lake |  |  | 2 |  | 2012 | 2020 | [32 empty] | Mas Countryside RNG, LLC | 100 | Mas Countryside RNG, LLC | 100 | Non-regulated | Dropped - Retired/Planned Retirement by 06/2028
Mas Countryside RNG, LLC | 55773_G_CS9 | 55773 | G | CS9 |  | Landfill Gas |  |  | Illinois |  | Lake |  |  | 2 |  | 2012 | 2020 | [32 empty] | Mas Countryside RNG, LLC | 100 | Mas Countryside RNG, LLC | 100 | Non-regulated | Dropped - Retired/Planned Retirement by 06/2028
Alliant SBD 9901 Wells Fargo | 56074_G_01 | 56074 | G | 01 |  | Combustion Turbine |  |  | Iowa |  | Linn |  |  | 1.1 |  | 2000 | 2020 | [32 empty] | Well Fargo | 100 | Well Fargo | 100 | Non-regulated | Dropped - Retired/Planned Retirement by 06/2028
Sonoma County Fuel Cell | 57793_G_FC-1 | 57793 | G | FC-1 |  | Fuel Cell |  |  | California |  | Sonoma |  |  | 1.4 |  | 2010 | 2020 | [32 empty] | The County of Sonoma | 100 | The County of Sonoma | 100 | Non-regulated | Dropped - Retired/Planned Retirement by 06/2028
Mercy Medical Center | 58163_G_5 | 58163 | G | 5 |  | Combustion Turbine |  |  | New York |  | Nassau |  |  | 0.3 |  | 1977 | [33 empty] | Mercy Medical Center | 100 | Mercy Medical Center | 100 | Non-regulated | Dropped - Plant is identified as onsite because it is a net buyer of electricity in 2021
MESA 2 | 60021_G_MESA2 | 60021 | G | MESA2 |  | Energy Storage |  |  | Washington |  | Snohomish |  |  | 2.2 |  | 2017 | 2020 | [32 empty] | PUD No 1 of Snohomish County | 100 | PUD No 1 of Snohomish County | 100 | Regulated | Dropped - Retired/Planned Retirement by 06/2028
New Stuyahok | 60245_G_3 | 60245 | G | 3 |  | Combustion Turbine |  |  | Alaska |  | Dillingham |  |  | 0.5 |  | 2012 | [33 empty] | Alaska Village Elec Coop, Inc | 100 | Alaska Village Elec Coop, Inc | 100 | Regulated | Dropped - in Alaska or in Hawaii or Puerto Rico
Escalante | 87_G_1 | 87 | G | 1 |  | Coal Steam |  |  | New Mexico |  | McKinley |  |  | 253 |  | 1984 | 2020 | [32 empty] | Tri-State G & T Assn, Inc | 100 | Tri-State G & T Assn, Inc | 100 | Regulated | Dropped - Retired/Planned Retirement by 06/2028 | bar: 7U100 BLR1
Marion | 976_G_4 | 976 | G | 4 |  | Coal Steam |  |  | Illinois |  | Williamson |  |  | 170 |  | 1978 | 2020 | [32 empty] | Southern Illinois Power Coop | 100 | Southern Illinois Power Coop | 100 | Regulated | Dropped - Retired/Planned Retirement by 06/2028 | 7U100 BLR1: 4
Duane Arnold Energy Center | 1060_G_1 | 1060 | G | 1 |  | Nuclear |  |  | Iowa |  | Linn |  |  | 601.4 |  | 1975 | 2020 | [32 empty] | NextEra Energy Duane Arnold LLC | 100 | NextEra Energy Duane Arnold LLC | 100 | Non-regulated | Dropped - Retired/Planned Retirement by 06/2028
Biola University Hybrid | 54296_G_EG1 | 54296 | G | EG1 |  | Combustion Turbine |  |  | California |  | Los Angeles |  |  | 0.6 |  | 1990 | [33 empty] | Biola University | 100 | Biola University | 100 | Non-regulated | Dropped - Plant is identified as onsite because it is a net buyer of electricity in 2021
Biola University Hybrid | 54296_G_EG2 | 54296 | G | EG2 |  | Combustion Turbine |  |  | California |  | Los Angeles |  |  | 0.6 |  | 1990 | [33 empty] | Biola University | 100 | Biola University | 100 | Non-regulated | Dropped - Plant is identified as onsite because it is a net buyer of electricity in 2021
Outagamie County Co-Generation Facility | 54842_G_G1 | 54842 | G | G1 |  | Landfill Gas |  |  | Wisconsin |  | Outagamie |  |  | 1.6 |  | 2007 | 2020 | [32 empty] | Outagamie Clean Energy Project LLC | 100 | Outagamie Clean Energy Project LLC | 100 | Non-regulated | Dropped - Retired/Planned Retirement by 06/2028
Outagamie County Co-Generation Facility | 54842_G_G2 | 54842 | G | G2 |  | Landfill Gas |  |  | Wisconsin |  | Outagamie |  |  | 1.6 |  | 2007 | 2020 | [32 empty] | Outagamie Clean Energy Project LLC | 100 | Outagamie Clean Energy Project LLC | 100 | Non-regulated | Dropped - Retired/Planned Retirement by 06/2028
Outagamie County Co-Generation Facility | 54842_G_G3 | 54842 | G | G3 |  | Landfill Gas |  |  | Wisconsin |  | Outagamie |  |  | 1.6 |  | 2007 | 2020 | [32 empty] | Outagamie Clean Energy Project LLC | 100 | Outagamie Clean Energy Project LLC | 100 | Non-regulated | Dropped - Retired/Planned Retirement by 06/2028
Outagamie County Co-Generation Facility | 54842_G_G4 | 54842 | G | G4 |  | Landfill Gas |  |  | Wisconsin |  | Outagamie |  |  | 1.6 |  | 2016 | 2020 | [32 empty] | Outagamie Clean Energy Project LLC | 100 | Outagamie Clean Energy Project LLC | 100 | Non-regulated | Dropped - Retired/Planned Retirement by 06/2028
Coca Cola American Canyon | 57807_G_COK01 | 57807 | G | COK01 |  | Fuel Cell |  |  | California |  | Napa |  |  | 1 |  | 2011 | 2020 | [32 empty] | Bloom Energy 2009 PPA | 100 | Bloom Energy 2009 PPA | 100 | Non-regulated | Dropped - Retired/Planned Retirement by 06/2028
Lowman Energy Center | 56_G_1 | 56 | G | 1 |  | Coal Steam |  |  | Alabama |  | Washington |  |  | 78 |  | 1969 | 2020 | [32 empty] | PowerSouth Energy Cooperative | 100 | PowerSouth Energy Cooperative | 100 | Regulated | Dropped - Retired/Planned Retirement by 06/2028 | bar: 7U100 BLR1
Lowman Energy Center | 56_G_2 | 56 | G | 2 |  | Coal Steam |  |  | Alabama |  | Washington |  |  | 238 |  | 1978 | 2020 | [32 empty] | PowerSouth Energy Cooperative | 100 | PowerSouth Energy Cooperative | 100 | Regulated | Dropped - Retired/Planned Retirement by 06/2028 | 7U100 BLR1: 2
Lowman Energy Center | 56_G_3 | 56 | G | 3 |  | Coal Steam |  |  | Alabama |  | Washington |  |  | 238 |  | 1980 | 2020 | [32 empty] | PowerSouth Energy Cooperative | 100 | PowerSouth Energy Cooperative | 100 | Regulated | Dropped - Retired/Planned Retirement by 06/2028 | 7U100 BLR1: 3
Avon Park | 624_G_P1 | 624 | G | P1 |  | Combustion Turbine |  |  | Florida |  | Highlands |  |  | 24 |  | 1968 | 2020 | [32 empty] | Duke Energy Florida, LLC | 100 | Duke Energy Florida, LLC | 100 | Regulated | Dropped - Retired/Planned Retirement by 06/2028
Avon Park | 624_G_P2 | 624 | G | P2 |  | Combustion Turbine |  |  | Florida |  | Highlands |  |  | 24 |  | 1968 | 2020 | [32 empty] | Duke Energy Florida, LLC | 100 | Duke Energy Florida, LLC | 100 | Regulated | Dropped - Retired/Planned Retirement by 06/2028
Lake Mills | 1154_G_1A | 1154 | G | 1A |  | Combustion Turbine |  |  | Iowa |  | Winnebago |  |  | 3 |  | 1969 | 2020 | [32 empty] | City of Lake Mills | 100 | City of Lake Mills | 100 | Regulated | Dropped - Retired/Planned Retirement by 06/2028
Lake Mills | 1154_G_5 | 1154 | G | 5 |  | Combustion Turbine |  |  | Iowa |  | Winnebago |  |  | 0.9 |  | 1956 | 2020 | [32 empty] | City of Lake Mills | 100 | City of Lake Mills | 100 | Regulated | Dropped - Retired/Planned Retirement by 06/2028
Animas | 2465_G_GT1 | 2465 | G | GT1 |  | Combustion Turbine |  |  | New Mexico |  | San Juan |  |  | 17 |  | 1994 | 2020 | [32 empty] | City of Farmington - (NM) | 100 | City of Farmington - (NM) | 100 | Regulated | Dropped - Retired/Planned Retirement by 06/2028
Decker Creek | 3548_G_1 | 3548 | G | 1 |  | O/G Steam |  |  | Texas |  | Travis |  |  | 320 |  | 1971 | 2020 | [32 empty] | Austin Energy | 100 | Austin Energy | 100 | Regulated | Dropped - Retired/Planned Retirement by 06/2028 | bar: 7U100 BLR1
Boardman | 6106_G_1 | 6106 | G | 1 |  | Coal Steam |  |  | Oregon |  | Morrow |  |  | 585 |  | 1980 | 2020 | [32 empty] | Portland General Electric Co | 90 | Portland General Electric Co | 90 | Regulated | Dropped - Retired/Planned Retirement by 06/2028 | 7U100 BLR1: 1SG
White Pine Electric Power | 10148_G_GEN3 | 10148 | G | GEN3 |  | O/G Steam |  |  | Michigan |  | Ontonagon |  |  | 18 |  | 1954 | 2020 | [32 empty] | White Pine Electric Power LLC | 100 | White Pine Electric Power LLC | 100 | Non-regulated | Dropped - Retired/Planned Retirement by 06/2028
Tajiguas Plant | 55603_G_UNT1 | 55603 | G | UNT1 |  | Landfill Gas |  |  | California |  | Santa Barbara |  |  | 2.7 |  | 2000 | 2020 | [32 empty] | MM Tajiguas Energy LLC | 100 | MM Tajiguas Energy LLC | 100 | Non-regulated | Dropped - Retired/Planned Retirement by 06/2028
Mercy Medical Center | 58163_G_4 | 58163 | G | 4 |  | Combustion Turbine |  |  | New York |  | Nassau |  |  | 0.7 |  | 1985 | [33 empty] | Mercy Medical Center | 100 | Mercy Medical Center | 100 | Non-regulated | Dropped - Plant is identified as onsite because it is a net buyer of electricity in 2021
Mercy Medical Center | 58163_G_6 | 58163 | G | 6 |  | Combustion Turbine |  |  | New York |  | Nassau |  |  | 0.2 |  | 1995 | [33 empty] | Mercy Medical Center | 100 | Mercy Medical Center | 100 | Non-regulated | Dropped - Plant is identified as onsite because it is a net buyer of electricity in 2021
Oklaunion | 127_G_1 | 127 | G | 1 |  | Coal Steam |  |  | Texas |  | Wilbarger |  |  | 650 |  | 1986 | 2020 | [32 empty] | Oklaunion Power Station | 100 | Oklaunion Power Station | 100 | Regulated | Dropped - Retired/Planned Retirement by 06/2028
La Junta | 506_G_2 | 506 | G | 2 |  | Combustion Turbine |  |  | Colorado |  | Otero |  |  | 0.5 |  | 1939 | 2020 | [32 empty] | City of La Junta - (CO) | 100 | City of La Junta - (CO) | 100 | Regulated | Dropped - Retired/Planned Retirement by 06/2028
La Junta | 506_G_3 | 506 | G | 3 |  | Combustion Turbine |  |  | Colorado |  | Otero |  |  | 0.4 |  | 1939 | 2020 | [32 empty] | City of La Junta - (CO) | 100 | City of La Junta - (CO) | 100 | Regulated | Dropped - Retired/Planned Retirement by 06/2028
La Junta | 506_G_4 | 506 | G | 4 |  | Combustion Turbine |  |  | Colorado |  | Otero |  |  | 1 |  | 1942 | 2020 | [32 empty] | City of La Junta - (CO) | 100 | City of La Junta - (CO) | 100 | Regulated | Dropped - Retired/Planned Retirement by 06/2028
La Junta | 506_G_6 | 506 | G | 6 |  | Combustion Turbine |  |  | Colorado |  | Otero |  |  | 2.5 |  | 1958 | 2020 | [32 empty] | City of La Junta - (CO) | 100 | City of La Junta - (CO) | 100 | Regulated | Dropped - Retired/Planned Retirement by 06/2028
La Junta | 506_G_7 | 506 | G | 7 |  | Combustion Turbine |  |  | Colorado |  | Otero |  |  | 3 |  | 1962 | 2020 | [32 empty] | City of La Junta - (CO) | 100 | City of La Junta - (CO) | 100 | Regulated | Dropped - Retired/Planned Retirement by 06/2028
La Junta | 506_G_8 | 506 | G | 8 |  | Combustion Turbine |  |  | Colorado |  | Otero |  |  | 3 |  | 1962 | 2020 | [32 empty] | City of La Junta - (CO) | 100 | City of La Junta - (CO) | 100 | Regulated | Dropped - Retired/Planned Retirement by 06/2028
La Junta | 506_G_9 | 506 | G | 9 |  | Combustion Turbine |  |  | Colorado |  | Otero |  |  | 4 |  | 1970 | 2020 | [32 empty] | City of La Junta - (CO) | 100 | City of La Junta - (CO) | 100 | Regulated | Dropped - Retired/Planned Retirement by 06/2028
Kenneth C Coleman | 1381_G_1 | 1381 | G | 1 |  | Coal Steam |  |  | Kentucky |  | Hancock |  |  | 150 |  | 1969 | 2020 | [32 empty] | Big Rivers Electric Corp | 100 | Big Rivers Electric Corp | 100 | Regulated | Dropped - Retired/Planned Retirement by 06/2028 | bar: 7U100 BLR1
Kenneth C Coleman | 1381_G_2 | 1381 | G | 2 |  | Coal Steam |  |  | Kentucky |  | Hancock |  |  | 138 |  | 1970 | 2020 | [32 empty] | Big Rivers Electric Corp | 100 | Big Rivers Electric Corp | 100 | Regulated | Dropped - Retired/Planned Retirement by 06/2028 | bar: 7U100 BLR1
Kenneth C Coleman | 1381_G_3 | 1381 | G | 3 |  | Coal Steam |  |  | Kentucky |  | Hancock |  |  | 155 |  | 1971 | 2020 | [32 empty] | Big Rivers Electric Corp | 100 | Big Rivers Electric Corp | 100 | Regulated | Dropped - Retired/Planned Retirement by 06/2028 | bar: 7U100 BLR1
Robert A Reid | 1383_G_1 | 1383 | G | 1 |  | Coal Steam |  |  | Kentucky |  | Webster |  |  | 65 |  | 1966 | 2020 | [32 empty] | Big Rivers Electric Corp | 100 | Big Rivers Electric Corp | 100 | Regulated | Dropped - Retired/Planned Retirement by 06/2028 | bar: 7U100 BLR1
Hutchinson Plant #1 | 1980_G_4 | 1980 | G | 4 |  | Combustion Turbine |  |  | Minnesota |  | McLeod |  |  | 3.9 |  | 1968 | 2020 | [32 empty] | Hutchinson Utilities Comm | 100 | Hutchinson Utilities Comm | 100 | Regulated | Dropped - Retired/Planned Retirement by 06/2028
Ravenswood | 2500_G_GT4 | 2500 | G | GT4 |  | Combustion Turbine |  |  | New York |  | Queens |  |  | 12.9 |  | 1969 | 2020 | [32 empty] | Ravenswood Operations LLC | 100 | Ravenswood Operations LLC | 100 | Non-regulated | Dropped - Retired/Planned Retirement by 06/2028
Ravenswood | 2500_G_GT5 | 2500 | G | GT5 |  | Combustion Turbine |  |  | New York |  | Queens |  |  | 15.5 |  | 1969 | 2020 | [32 empty] | Ravenswood Operations LLC | 100 | Ravenswood Operations LLC | 100 | Non-regulated | Dropped - Retired/Planned Retirement by 06/2028
Ravenswood | 2500_G_GT6 | 2500 | G | GT6 |  | Combustion Turbine |  |  | New York |  | Queens |  |  | 12.6 |  | 1969 | 2020 | [32 empty] | Ravenswood Operations LLC | 100 | Ravenswood Operations LLC | 100 | Non-regulated | Dropped - Retired/Planned Retirement by 06/2028
Ravenswood | 2500_G_GT9 | 2500 | G | GT9 |  | Combustion Turbine |  |  | New York |  | Queens |  |  | 16.3 |  | 1969 | 2020 | [32 empty] | Ravenswood Operations LLC | 100 | Ravenswood Operations LLC | 100 | Non-regulated | Dropped - Retired/Planned Retirement by 06/2028
General Mills Inc | 54564_G_GEN1 | 54564 | G | GEN1 |  | Combustion Turbine |  |  | New York |  | Erie |  |  | 3.4 |  | 1988 | 2020 | [32 empty] | General Mills Inc | 100 | General Mills Inc | 100 | Non-regulated | Dropped - Retired/Planned Retirement by 06/2028
Foote Creek IV | 55610_G_GEN1 | 55610 | G | GEN1 |  | Onshore Wind |  |  | Wyoming |  | Carbon |  |  | 16.8 |  | 2000 | 2023 | [32 empty] | PacifiCorp | 100 | PacifiCorp | 100 | Regulated | Dropped - Retired/Planned Retirement by 06/2028
Denton Power LLC | 57071_G_1 | 57071 | G | 1 |  | Landfill Gas |  |  | Texas |  | Denton |  |  | 1.6 |  | 2008 | 2020 | [32 empty] | City of Denton - (TX) | 100 | City of Denton - (TX) | 100 | Regulated | Dropped - Retired/Planned Retirement by 06/2028
Cargill Dry Creek Biofactory | 57344_G_GS1 | 57344 | G | GS1 |  | Non-Fossil Waste |  |  | Idaho |  | Twin Falls |  |  | 0.8 |  | 2008 | 2020 | [32 empty] | AgPower DCD, LLC | 100 | AgPower DCD, LLC | 100 | Non-regulated | Dropped - Retired/Planned Retirement by 06/2028
Cargill Dry Creek Biofactory | 57344_G_GS2 | 57344 | G | GS2 |  | Non-Fossil Waste |  |  | Idaho |  | Twin Falls |  |  | 0.8 |  | 2008 | 2020 | [32 empty] | AgPower DCD, LLC | 100 | AgPower DCD, LLC | 100 | Non-regulated | Dropped - Retired/Planned Retirement by 06/2028
Cargill Dry Creek Biofactory | 57344_G_GS3 | 57344 | G | GS3 |  | Non-Fossil Waste |  |  | Idaho |  | Twin Falls |  |  | 0.8 |  | 2008 | 2020 | [32 empty] | AgPower DCD, LLC | 100 | AgPower DCD, LLC | 100 | Non-regulated | Dropped - Retired/Planned Retirement by 06/2028
Mercy Medical Center | 58163_G_1 | 58163 | G | 1 |  | Combustion Turbine |  |  | New York |  | Nassau |  |  | 0.1 |  | 1959 | [33 empty] | Mercy Medical Center | 100 | Mercy Medical Center | 100 | Non-regulated | Dropped - Plant is identified as onsite because it is a net buyer of electricity in 2021
Xilinx San Jose | 58299_G_XLX | 58299 | G | XLX |  | Fuel Cell |  |  | California |  | Santa Clara |  |  | 1 |  | 2012 | 2020 | [32 empty] | Xilinx, Inc. | 100 | Xilinx, Inc. | 100 | Non-regulated | Dropped - Retired/Planned Retirement by 06/2028
Baldwin Energy Complex | 889_G_3 | 889 | G | 3 |  | Coal Steam |  |  | Illinois |  | Randolph |  |  | 621 |  | 1975 | 2020 | [32 empty] | Dynegy Midwest Generation Inc | 100 | Dynegy Midwest Generation Inc | 100 | Non-regulated | Dropped - Retired/Planned Retirement by 06/2028 | 7U100 BLR1: 3
Ottawa | 1316_G_GT1 | 1316 | G | GT1 |  | Combustion Turbine |  |  | Kansas |  | Franklin |  |  | 8 |  | 1967 | 2020 | [32 empty] | City of Ottawa - (KS) | 100 | City of Ottawa - (KS) | 100 | Regulated | Dropped - Retired/Planned Retirement by 06/2028
Androscoggin 3 | 1480_G_328 | 1480 | G | 328 |  | Hydro |  |  | Maine |  | Androscoggin |  |  | 4.9 |  | 1928 | 2020 | [32 empty] | Brookfield White Pine Hydro LLC | 100 | Brookfield White Pine Hydro LLC | 100 | Non-regulated | Dropped - Retired/Planned Retirement by 06/2028
International | 6293_G_2 | 6293 | G | 2 |  | Combustion Turbine |  |  | Alaska |  | Anchorage |  |  | 12.6 |  | 1965 | [33 empty] | Chugach Electric Assn Inc | 100 | Chugach Electric Assn Inc | 100 | Regulated | Dropped - in Alaska or in Hawaii or Puerto Rico
Burnside Alumina Plant | 58200_G_GEN1 | 58200 | G | GEN1 |  | O/G Steam |  |  | Louisiana |  | Ascension |  |  | 4 |  | 1957 | 2020 | [32 empty] | Almatis Burnside Inc. | 100 | Almatis Burnside Inc. | 100 | Non-regulated | Dropped - Retired/Planned Retirement by 06/2028
Burnside Alumina Plant | 58200_G_GEN2 | 58200 | G | GEN2 |  | O/G Steam |  |  | Louisiana |  | Ascension |  |  | 4 |  | 1957 | 2020 | [32 empty] | Almatis Burnside Inc. | 100 | Almatis Burnside Inc. | 100 | Non-regulated | Dropped - Retired/Planned Retirement by 06/2028
Burnside Alumina Plant | 58200_G_GEN3 | 58200 | G | GEN3 |  | O/G Steam |  |  | Louisiana |  | Ascension |  |  | 4 |  | 1957 | 2020 | [32 empty] | Almatis Burnside Inc. | 100 | Almatis Burnside Inc. | 100 | Non-regulated | Dropped - Retired/Planned Retirement by 06/2028
Ambler | 60243_G_1 | 60243 | G | 1 |  | Combustion Turbine |  |  | Alaska |  | Northwest Arctic |  |  | 0.4 |  | 1998 | [33 empty] | Alaska Village Elec Coop, Inc | 100 | Alaska Village Elec Coop, Inc | 100 | Regulated | Dropped - in Alaska or in Hawaii or Puerto Rico
Dickerson | 65284_G_2 | 65284 | G | 2 |  | Coal Steam |  |  | Maryland |  | Montgomery |  |  | 173 |  | 1960 | 2020 | [32 empty] | Lanyard Power Holdings, LLC | 100 | Lanyard Power Holdings, LLC | 100 | Non-regulated | Dropped - Retired/Planned Retirement by 06/2028 | 7U100 BLR1: 2
Dickerson | 65284_G_3 | 65284 | G | 3 |  | Coal Steam |  |  | Maryland |  | Montgomery |  |  | 173 |  | 1962 | 2020 | [32 empty] | Lanyard Power Holdings, LLC | 100 | Lanyard Power Holdings, LLC | 100 | Non-regulated | Dropped - Retired/Planned Retirement by 06/2028 | 7U100 BLR1: 3
Dickerson | 65284_G_ST1 | 65284 | G | ST1 |  | Coal Steam |  |  | Maryland |  | Montgomery |  |  | 173 |  | 1959 | 2020 | [32 empty] | Lanyard Power Holdings, LLC | 100 | Lanyard Power Holdings, LLC | 100 | Non-regulated | Dropped - Retired/Planned Retirement by 06/2028 | bar: 7U100 BLR1
Bailly | 995_G_10 | 995 | G | 10 |  | Combustion Turbine |  |  | Indiana |  | Porter |  |  | 31 |  | 1968 | 2020 | [32 empty] | Northern Indiana Pub Serv Co | 100 | Northern Indiana Pub Serv Co | 100 | Regulated | Dropped - Retired/Planned Retirement by 06/2028
Willmar | 2022_G_3 | 2022 | G | 3 |  | O/G Steam |  |  | Minnesota |  | Kandiyohi |  |  | 16.8 |  | 1970 | 2020 | [32 empty] | Willmar Municipal Utilities | 100 | Willmar Municipal Utilities | 100 | Regulated | Dropped - Retired/Planned Retirement by 06/2028 | 7U100 BLR1: 3
Willmar | 2022_G_ST2 | 2022 | G | ST2 |  | O/G Steam |  |  | Minnesota |  | Kandiyohi |  |  | 6.5 |  | 1956 | 2020 | [32 empty] | Willmar Municipal Utilities | 100 | Willmar Municipal Utilities | 100 | Regulated | Dropped - Retired/Planned Retirement by 06/2028 | 7U100 BLR1: 1; 7U100 BLR10: 2; 7U100 BLR2: 3
Butler Municipal Power Plant | 2115_G_4 | 2115 | G | 4 |  | Combustion Turbine |  |  | Missouri |  | Bates |  |  | 1 |  | 1952 | 2020 | [32 empty] | City of Butler - (MO) | 100 | City of Butler - (MO) | 100 | Regulated | Dropped - Retired/Planned Retirement by 06/2028
Duluth Paper Mill | 50424_G_GEN1 | 50424 | G | GEN1 |  | Non-Fossil Waste |  |  | Minnesota |  | St Louis |  |  | 10.6 |  | 1986 | [33 empty] | Verso Corporation | 100 | Verso Corporation | 100 | Non-regulated | Dropped - Plant is identified as onsite because it is a net buyer of electricity in 2021
Danville Westover Plant | 56365_G_GEN1 | 56365 | G | GEN1 |  | Combustion Turbine |  |  | Virginia |  | Danville City |  |  | 1.2 |  | 2005 | 2020 | [32 empty] | City of Danville - (VA) | 100 | City of Danville - (VA) | 100 | Regulated | Dropped - Retired/Planned Retirement by 06/2028
Suzlon Project VIII LLC | 57741_G_SP111 | 57741 | G | SP111 |  | Onshore Wind |  |  | Texas |  | Hartley |  |  | 2.1 |  | 2015 | 2020 | [32 empty] | Suzlon Project VIII LLC | 100 | Suzlon Project VIII LLC | 100 | Non-regulated | Dropped - Retired/Planned Retirement by 06/2028
Suzlon Project VIII LLC | 57741_G_SP97 | 57741 | G | SP97 |  | Onshore Wind |  |  | Texas |  | Hartley |  |  | 2.1 |  | 2011 | 2020 | [32 empty] | Suzlon Project VIII LLC | 100 | Suzlon Project VIII LLC | 100 | Non-regulated | Dropped - Retired/Planned Retirement by 06/2028
Mercy Medical Center | 58163_G_7 | 58163 | G | 7 |  | Combustion Turbine |  |  | New York |  | Nassau |  |  | 0.3 |  | 1999 | [33 empty] | Mercy Medical Center | 100 | Mercy Medical Center | 100 | Non-regulated | Dropped - Plant is identified as onsite because it is a net buyer of electricity in 2021
UNC-CH LFG Facility | 58268_G_LFG1 | 58268 | G | LFG1 |  | Landfill Gas |  |  | North Carolina |  | Orange |  |  | 1 |  | 2013 | 2020 | [32 empty] | University of North Carolina | 100 | University of North Carolina | 100 | Non-regulated | Dropped - Retired/Planned Retirement by 06/2028
Harvest Power Orlando | 59151_G_CHP 1 | 59151 | G | CHP 1 |  | Non-Fossil Waste |  |  | Florida |  | Orange |  |  | 1.6 |  | 2013 | 2020 | [32 empty] | Harvest Power Orlando LLC | 100 | Harvest Power Orlando LLC | 100 | Non-regulated | Dropped - Retired/Planned Retirement by 06/2028
Harvest Power Orlando | 59151_G_CHP 2 | 59151 | G | CHP 2 |  | Non-Fossil Waste |  |  | Florida |  | Orange |  |  | 1.6 |  | 2013 | 2020 | [32 empty] | Harvest Power Orlando LLC | 100 | Harvest Power Orlando LLC | 100 | Non-regulated | Dropped - Retired/Planned Retirement by 06/2028
eBay - South Jordan | 59281_G_EBY00 | 59281 | G | EBY00 |  | Fuel Cell |  |  | Utah |  | Salt Lake |  |  | 6 |  | 2013 | 2020 | [32 empty] | eBay - South Jordan | 100 | eBay - South Jordan | 100 | Non-regulated | Dropped - Retired/Planned Retirement by 06/2028
eBay - South Jordan | 59281_G_EBY03 | 59281 | G | EBY03 |  | Fuel Cell |  |  | Utah |  | Salt Lake |  |  | 3.8 |  | 2015 | 2020 | [32 empty] | eBay - South Jordan | 100 | eBay - South Jordan | 100 | Non-regulated | Dropped - Retired/Planned Retirement by 06/2028
C D McIntosh Jr | 676_G_ST2 | 676 | G | ST2 |  | O/G Steam |  |  | Florida |  | Polk |  |  | 106 |  | 1976 | 2020 | [32 empty] | City of Lakeland - (FL) | 100 | City of Lakeland - (FL) | 100 | Regulated | Dropped - Retired/Planned Retirement by 06/2028 | 7U100 BLR1: 2
W H Sammis | 2866_G_2 | 2866 | G | 2 |  | Coal Steam |  |  | Ohio |  | Jefferson |  |  | 180 |  | 1960 | 2020 | [32 empty] | Energy Harbor Generation LLC | 100 | Energy Harbor Generation LLC | 100 | Non-regulated | Dropped - Retired/Planned Retirement by 06/2028 | 7U100 BLR1: 2
W H Sammis | 2866_G_3 | 2866 | G | 3 |  | Coal Steam |  |  | Ohio |  | Jefferson |  |  | 180 |  | 1961 | 2020 | [32 empty] | Energy Harbor Generation LLC | 100 | Energy Harbor Generation LLC | 100 | Non-regulated | Dropped - Retired/Planned Retirement by 06/2028 | 7U100 BLR1: 3
W H Sammis | 2866_G_4 | 2866 | G | 4 |  | Coal Steam |  |  | Ohio |  | Jefferson |  |  | 180 |  | 1962 | 2020 | [32 empty] | Energy Harbor Generation LLC | 100 | Energy Harbor Generation LLC | 100 | Non-regulated | Dropped - Retired/Planned Retirement by 06/2028 | 7U100 BLR1: 4
Knox Lee | 3476_G_2 | 3476 | G | 2 |  | O/G Steam |  |  | Texas |  | Gregg |  |  | 31 |  | 1950 | 2020 | [32 empty] | Southwestern Electric Power Co | 100 | Southwestern Electric Power Co | 100 | Regulated | Dropped - Retired/Planned Retirement by 06/2028 | 7U100 BLR1: 2
Knox Lee | 3476_G_3 | 3476 | G | 3 |  | O/G Steam |  |  | Texas |  | Gregg |  |  | 25 |  | 1952 | 2020 | [32 empty] | Southwestern Electric Power Co | 100 | Southwestern Electric Power Co | 100 | Regulated | Dropped - Retired/Planned Retirement by 06/2028 | 7U100 BLR1: 3
Lone Star | 3477_G_1 | 3477 | G | 1 |  | O/G Steam |  |  | Texas |  | Morris |  |  | 50 |  | 1954 | 2020 | [32 empty] | Southwestern Electric Power Co | 100 | Southwestern Electric Power Co | 100 | Regulated | Dropped - Retired/Planned Retirement by 06/2028 | bar: 7U100 BLR1
Kotzebue Hybrid | 6304_G_10wt | 6304 | G | 10wt |  | Onshore Wind |  |  | Alaska |  | NORTHWEST ARCTIC |  |  | 0.1 |  | 1999 | [33 empty] | Kotzebue Electric Assn Inc | 100 | Kotzebue Electric Assn Inc | 100 | Regulated | Dropped - in Alaska or in Hawaii or Puerto Rico
Kotzebue Hybrid | 6304_G_12wt | 6304 | G | 12wt |  | Onshore Wind |  |  | Alaska |  | NORTHWEST ARCTIC |  |  | 0.1 |  | 2005 | [33 empty] | Kotzebue Electric Assn Inc | 100 | Kotzebue Electric Assn Inc | 100 | Regulated | Dropped - in Alaska or in Hawaii or Puerto Rico
Kotzebue Hybrid | 6304_G_4WT | 6304 | G | 4WT |  | Onshore Wind |  |  | Alaska |  | NORTHWEST ARCTIC |  |  | 0.5 |  | 1999 | [33 empty] | Kotzebue Electric Assn Inc | 100 | Kotzebue Electric Assn Inc | 100 | Regulated | Dropped - in Alaska or in Hawaii or Puerto Rico
Kotzebue Hybrid | 6304_G_5WT | 6304 | G | 5WT |  | Onshore Wind |  |  | Alaska |  | NORTHWEST ARCTIC |  |  | 0.1 |  | 2002 | [33 empty] | Kotzebue Electric Assn Inc | 100 | Kotzebue Electric Assn Inc | 100 | Regulated | Dropped - in Alaska or in Hawaii or Puerto Rico
Kotzebue Hybrid | 6304_G_6WT | 6304 | G | 6WT |  | Onshore Wind |  |  | Alaska |  | NORTHWEST ARCTIC |  |  | 0.1 |  | 2005 | [33 empty] | Kotzebue Electric Assn Inc | 100 | Kotzebue Electric Assn Inc | 100 | Regulated | Dropped - in Alaska or in Hawaii or Puerto Rico
Kotzebue Hybrid | 6304_G_7WT | 6304 | G | 7WT |  | Onshore Wind |  |  | Alaska |  | NORTHWEST ARCTIC |  |  | 0.1 |  | 2006 | [33 empty] | Kotzebue Electric Assn Inc | 100 | Kotzebue Electric Assn Inc | 100 | Regulated | Dropped - in Alaska or in Hawaii or Puerto Rico
Kotzebue Hybrid | 6304_G_8WT | 6304 | G | 8WT |  | Onshore Wind |  |  | Alaska |  | NORTHWEST ARCTIC |  |  | 0.1 |  | 1999 | [33 empty] | Kotzebue Electric Assn Inc | 100 | Kotzebue Electric Assn Inc | 100 | Regulated | Dropped - in Alaska or in Hawaii or Puerto Rico
Kotzebue Hybrid | 6304_G_9wt | 6304 | G | 9wt |  | Onshore Wind |  |  | Alaska |  | NORTHWEST ARCTIC |  |  | 0.1 |  | 1999 | [33 empty] | Kotzebue Electric Assn Inc | 100 | Kotzebue Electric Assn Inc | 100 | Regulated | Dropped - in Alaska or in Hawaii or Puerto Rico
Berlin | 6565_G_4A | 6565 | G | 4A |  | Combustion Turbine |  |  | Maryland |  | Worcester |  |  | 1.8 |  | 2000 | 2020 | [32 empty] | Town of Berlin - (MD) | 100 | Town of Berlin - (MD) | 100 | Regulated | Dropped - Retired/Planned Retirement by 06/2028
Sanford Dam | 50157_G_1 | 50157 | G | 1 |  | Hydro |  |  | Michigan |  | Midland |  |  | 1.2 |  | 1923 | 2020 | [32 empty] | Midland and Gladwin Counties | 100 | Midland and Gladwin Counties | 100 | Non-regulated | Dropped - Retired/Planned Retirement by 06/2028
Sanford Dam | 50157_G_2 | 50157 | G | 2 |  | Hydro |  |  | Michigan |  | Midland |  |  | 1.2 |  | 1923 | 2020 | [32 empty] | Midland and Gladwin Counties | 100 | Midland and Gladwin Counties | 100 | Non-regulated | Dropped - Retired/Planned Retirement by 06/2028
Sanford Dam | 50157_G_3 | 50157 | G | 3 |  | Hydro |  |  | Michigan |  | Midland |  |  | 1.2 |  | 1923 | 2020 | [32 empty] | Midland and Gladwin Counties | 100 | Midland and Gladwin Counties | 100 | Non-regulated | Dropped - Retired/Planned Retirement by 06/2028
Secord | 50159_G_1 | 50159 | G | 1 |  | Hydro |  |  | Michigan |  | Gladwin |  |  | 1.2 |  | 1923 | 2020 | [32 empty] | Midland and Gladwin Counties | 100 | Midland and Gladwin Counties | 100 | Non-regulated | Dropped - Retired/Planned Retirement by 06/2028
Smallwood | 50160_G_1 | 50160 | G | 1 |  | Hydro |  |  | Michigan |  | Gladwin |  |  | 1.2 |  | 1923 | 2020 | [32 empty] | Midland and Gladwin Counties | 100 | Midland and Gladwin Counties | 100 | Non-regulated | Dropped - Retired/Planned Retirement by 06/2028
Gaviota Oil Plant | 50623_G_GENA | 50623 | G | GENA |  | Combustion Turbine |  |  | California |  | Santa Barbara |  |  | 3 |  | 1987 | 2020 | [32 empty] | Freeport McMoRan Oil & Gas | 100 | Freeport McMoRan Oil & Gas | 100 | Non-regulated | Dropped - Retired/Planned Retirement by 06/2028
Gaviota Oil Plant | 50623_G_GENB | 50623 | G | GENB |  | Combustion Turbine |  |  | California |  | Santa Barbara |  |  | 3 |  | 1987 | 2020 | [32 empty] | Freeport McMoRan Oil & Gas | 100 | Freeport McMoRan Oil & Gas | 100 | Non-regulated | Dropped - Retired/Planned Retirement by 06/2028
Gaviota Oil Plant | 50623_G_GENC | 50623 | G | GENC |  | Combustion Turbine |  |  | California |  | Santa Barbara |  |  | 3 |  | 1987 | 2020 | [32 empty] | Freeport McMoRan Oil & Gas | 100 | Freeport McMoRan Oil & Gas | 100 | Non-regulated | Dropped - Retired/Planned Retirement by 06/2028
Gaviota Oil Plant | 50623_G_GEND | 50623 | G | GEND |  | Combustion Turbine |  |  | California |  | Santa Barbara |  |  | 3 |  | 1987 | 2020 | [32 empty] | Freeport McMoRan Oil & Gas | 100 | Freeport McMoRan Oil & Gas | 100 | Non-regulated | Dropped - Retired/Planned Retirement by 06/2028
Saint Marys Hospital Power Plant | 54262_G_6 | 54262 | G | 6 |  | Combustion Turbine |  |  | Minnesota |  | Olmsted |  |  | 2.7 |  | 1989 | 2020 | [32 empty] | St Mary's Hospital | 100 | St Mary's Hospital | 100 | Non-regulated | Dropped - Retired/Planned Retirement by 06/2028
University of Iowa Main Power Plant | 54775_G_GEN1 | 54775 | G | GEN1 |  | O/G Steam |  |  | Iowa |  | Johnson |  |  | 3 |  | 1947 | 2020 | [32 empty] | University of Iowa | 100 | University of Iowa | 100 | Non-regulated | Dropped - Retired/Planned Retirement by 06/2028 | 7U100 BLR1: BLR9
University of Iowa Main Power Plant | 54775_G_GEN2 | 54775 | G | GEN2 |  | O/G Steam |  |  | Iowa |  | Johnson |  |  | 3 |  | 1956 | 2020 | [32 empty] | University of Iowa | 100 | University of Iowa | 100 | Non-regulated | Dropped - Retired/Planned Retirement by 06/2028 | 7U100 BLR1: BLR9
Clean Fuel Dane Community Digester | 59559_G_GEN#1 | 59559 | G | GEN#1 |  | Non-Fossil Waste |  |  | Wisconsin |  | Dane |  |  | 1 |  | 2011 | 2020 | [32 empty] | Clean Fuel Partners Dane | 100 | Clean Fuel Partners Dane | 100 | Non-regulated | Dropped - Retired/Planned Retirement by 06/2028
Clean Fuel Dane Community Digester | 59559_G_GEN#2 | 59559 | G | GEN#2 |  | Non-Fossil Waste |  |  | Wisconsin |  | Dane |  |  | 1 |  | 2011 | 2020 | [32 empty] | Clean Fuel Partners Dane | 100 | Clean Fuel Partners Dane | 100 | Non-regulated | Dropped - Retired/Planned Retirement by 06/2028
Indian Point 2 | 2497_G_2 | 2497 | G | 2 |  | Nuclear |  |  | New York |  | Westchester |  |  | 1011.5 |  | 1973 | 2020 | [32 empty] | Entergy Nuclear Indian Point 2 | 100 | Entergy Nuclear Indian Point 2 | 100 | Non-regulated | Dropped - Retired/Planned Retirement by 06/2028
Par Sterile Products | 50318_G_38-1 | 50318 | G | 38-1 |  | Combustion Turbine |  |  | Michigan |  | Oakland |  |  | 2.8 |  | 1986 | [33 empty] | JHP Pharmaceuticals LLC | 100 | JHP Pharmaceuticals LLC | 100 | Non-regulated | Dropped - Plant is identified as onsite because it is a net buyer of electricity in 2021
Steamboat Hills LP | 50654_G_GEN1 | 50654 | G | GEN1 |  | Geothermal |  |  | Nevada |  | Washoe |  |  | 10.9 |  | 1988 | 2020 | [32 empty] | Ormat Nevada Inc | 100 | Ormat Nevada Inc | 100 | Non-regulated | Dropped - Retired/Planned Retirement by 06/2028
Steamboat Hills LP | 50654_G_OEC41 | 50654 | G | OEC41 |  | Geothermal |  |  | Nevada |  | Washoe |  |  | 3.7 |  | 2007 | 2020 | [32 empty] | Ormat Nevada Inc | 100 | Ormat Nevada Inc | 100 | Non-regulated | Dropped - Retired/Planned Retirement by 06/2028
New York University Central Plant | 54808_G_D2 | 54808 | G | D2 |  | Combustion Turbine |  |  | New York |  | New York |  |  | 0.6 |  | 1984 | 2020 | [32 empty] | New York University | 100 | New York University | 100 | Non-regulated | Dropped - Retired/Planned Retirement by 06/2028
New York University Central Plant | 54808_G_D3 | 54808 | G | D3 |  | Combustion Turbine |  |  | New York |  | New York |  |  | 0.6 |  | 1984 | 2020 | [32 empty] | New York University | 100 | New York University | 100 | Non-regulated | Dropped - Retired/Planned Retirement by 06/2028
New York University Central Plant | 54808_G_D4 | 54808 | G | D4 |  | Combustion Turbine |  |  | New York |  | New York |  |  | 0.6 |  | 1984 | 2020 | [32 empty] | New York University | 100 | New York University | 100 | Non-regulated | Dropped - Retired/Planned Retirement by 06/2028
New York University Central Plant | 54808_G_D5 | 54808 | G | D5 |  | Combustion Turbine |  |  | New York |  | New York |  |  | 0.6 |  | 1984 | 2020 | [32 empty] | New York University | 100 | New York University | 100 | Non-regulated | Dropped - Retired/Planned Retirement by 06/2028
New York University Central Plant | 54808_G_D6 | 54808 | G | D6 |  | Combustion Turbine |  |  | New York |  | New York |  |  | 0.6 |  | 1984 | 2020 | [32 empty] | New York University | 100 | New York University | 100 | Non-regulated | Dropped - Retired/Planned Retirement by 06/2028
New York University Central Plant | 54808_G_D7 | 54808 | G | D7 |  | Combustion Turbine |  |  | New York |  | New York |  |  | 0.6 |  | 1984 | 2020 | [32 empty] | New York University | 100 | New York University | 100 | Non-regulated | Dropped - Retired/Planned Retirement by 06/2028
New York University Central Plant | 54808_G_DI | 54808 | G | DI |  | Combustion Turbine |  |  | New York |  | New York |  |  | 0.6 |  | 1984 | 2020 | [32 empty] | New York University | 100 | New York University | 100 | Non-regulated | Dropped - Retired/Planned Retirement by 06/2028
WPPI Hartford DG | 56266_G_1 | 56266 | G | 1 |  | Combustion Turbine |  |  | Wisconsin |  | Washington |  |  | 1.1 |  | 2005 | 2020 | [32 empty] | WPPI Energy | 100 | WPPI Energy | 100 | Regulated | Dropped - Retired/Planned Retirement by 06/2028
SC 1 Data Center, Phase 2 | 59074_G_EG8A | 59074 | G | EG8A |  | Combustion Turbine |  |  | California |  | Santa Clara |  |  | 2.2 |  | 2011 | 2020 | [32 empty] | Xeres Ventures LLC | 100 | Xeres Ventures LLC | 100 | Non-regulated | Dropped - Retired/Planned Retirement by 06/2028
Notch Cliff | 1555_G_GT5 | 1555 | G | GT5 |  | Combustion Turbine |  |  | Maryland |  | Baltimore |  |  | 14.6 |  | 1969 | 2020 | [32 empty] | Constellation Power Source Generation, LLC | 100 | Constellation Power Source Generation, LLC | 100 | Non-regulated | Dropped - Retired/Planned Retirement by 06/2028
Notch Cliff | 1555_G_GT6 | 1555 | G | GT6 |  | Combustion Turbine |  |  | Maryland |  | Baltimore |  |  | 15.6 |  | 1969 | 2020 | [32 empty] | Constellation Power Source Generation, LLC | 100 | Constellation Power Source Generation, LLC | 100 | Non-regulated | Dropped - Retired/Planned Retirement by 06/2028
Notch Cliff | 1555_G_GT7 | 1555 | G | GT7 |  | Combustion Turbine |  |  | Maryland |  | Baltimore |  |  | 14.5 |  | 1969 | 2020 | [32 empty] | Constellation Power Source Generation, LLC | 100 | Constellation Power Source Generation, LLC | 100 | Non-regulated | Dropped - Retired/Planned Retirement by 06/2028
Notch Cliff | 1555_G_GT8 | 1555 | G | GT8 |  | Combustion Turbine |  |  | Maryland |  | Baltimore |  |  | 16 |  | 1969 | 2020 | [32 empty] | Constellation Power Source Generation, LLC | 100 | Constellation Power Source Generation, LLC | 100 | Non-regulated | Dropped - Retired/Planned Retirement by 06/2028
Delano | 1969_G_1 | 1969 | G | 1 |  | Combustion Turbine |  |  | Minnesota |  | Wright |  |  | 1.1 |  | 1951 | 2020 | [32 empty] | Delano Municipal Utilities | 100 | Delano Municipal Utilities | 100 | Regulated | Dropped - Retired/Planned Retirement by 06/2028
Asbury | 2076_G_1 | 2076 | G | 1 |  | Coal Steam |  |  | Missouri |  | Jasper |  |  | 198 |  | 1970 | 2020 | [32 empty] | Empire District Electric Co | 100 | Empire District Electric Co | 100 | Regulated | Dropped - Retired/Planned Retirement by 06/2028 | bar: 7U100 BLR1
Darlington County | 3250_G_1 | 3250 | G | 1 |  | Combustion Turbine |  |  | South Carolina |  | Darlington |  |  | 50 |  | 1974 | 2020 | [32 empty] | Duke Energy Progress - (NC) | 100 | Duke Energy Progress - (NC) | 100 | Regulated | Dropped - Retired/Planned Retirement by 06/2028
Darlington County | 3250_G_10 | 3250 | G | 10 |  | Combustion Turbine |  |  | South Carolina |  | Darlington |  |  | 49 |  | 1974 | 2020 | [32 empty] | Duke Energy Progress - (NC) | 100 | Duke Energy Progress - (NC) | 100 | Regulated | Dropped - Retired/Planned Retirement by 06/2028
Darlington County | 3250_G_2 | 3250 | G | 2 |  | Combustion Turbine |  |  | South Carolina |  | Darlington |  |  | 48 |  | 1974 | 2020 | [32 empty] | Duke Energy Progress - (NC) | 100 | Duke Energy Progress - (NC) | 100 | Regulated | Dropped - Retired/Planned Retirement by 06/2028
Darlington County | 3250_G_3 | 3250 | G | 3 |  | Combustion Turbine |  |  | South Carolina |  | Darlington |  |  | 50 |  | 1974 | 2020 | [32 empty] | Duke Energy Progress - (NC) | 100 | Duke Energy Progress - (NC) | 100 | Regulated | Dropped - Retired/Planned Retirement by 06/2028
Darlington County | 3250_G_4 | 3250 | G | 4 |  | Combustion Turbine |  |  | South Carolina |  | Darlington |  |  | 48 |  | 1974 | 2020 | [32 empty] | Duke Energy Progress - (NC) | 100 | Duke Energy Progress - (NC) | 100 | Regulated | Dropped - Retired/Planned Retirement by 06/2028
Darlington County | 3250_G_6 | 3250 | G | 6 |  | Combustion Turbine |  |  | South Carolina |  | Darlington |  |  | 43 |  | 1974 | 2020 | [32 empty] | Duke Energy Progress - (NC) | 100 | Duke Energy Progress - (NC) | 100 | Regulated | Dropped - Retired/Planned Retirement by 06/2028
Darlington County | 3250_G_7 | 3250 | G | 7 |  | Combustion Turbine |  |  | South Carolina |  | Darlington |  |  | 47 |  | 1975 | 2020 | [32 empty] | Duke Energy Progress - (NC) | 100 | Duke Energy Progress - (NC) | 100 | Regulated | Dropped - Retired/Planned Retirement by 06/2028
Darlington County | 3250_G_8 | 3250 | G | 8 |  | Combustion Turbine |  |  | South Carolina |  | Darlington |  |  | 44 |  | 1974 | 2020 | [32 empty] | Duke Energy Progress - (NC) | 100 | Duke Energy Progress - (NC) | 100 | Regulated | Dropped - Retired/Planned Retirement by 06/2028
Somerset Operating Co LLC | 6082_G_1 | 6082 | G | 1 |  | Coal Steam |  |  | New York |  | Niagara |  |  | 676.4 |  | 1984 | 2020 | [32 empty] | Somerset Operating Co LLC | 100 | Somerset Operating Co LLC | 100 | Non-regulated | Dropped - Retired/Planned Retirement by 06/2028
General Electric Aircraft Engines | 10029_G_GEN5 | 10029 | G | GEN5 |  | O/G Steam |  |  | Massachusetts |  | Essex |  |  | 8.5 |  | 1948 | [33 empty] | General Electric Aircraft Engines | 100 | General Electric Aircraft Engines | 100 | Non-regulated | Dropped - Plant is identified as onsite because it is a net buyer of electricity in 2021 | 7U100 BLR1: 1; 7U100 BLR10: 2; 7U100 BLR2: 3; 7U100 BLR3: 5
General Electric Aircraft Engines | 10029_G_GEN6 | 10029 | G | GEN6 |  | O/G Steam |  |  | Massachusetts |  | Essex |  |  | 8.5 |  | 1956 | [33 empty] | General Electric Aircraft Engines | 100 | General Electric Aircraft Engines | 100 | Non-regulated | Dropped - Plant is identified as onsite because it is a net buyer of electricity in 2021 | 7U100 BLR1: 1; 7U100 BLR10: 2; 7U100 BLR2: 3; 7U100 BLR3: 5
General Electric Aircraft Engines | 10029_G_GEN7 | 10029 | G | GEN7 |  | O/G Steam |  |  | Massachusetts |  | Essex |  |  | 6.8 |  | 1968 | [33 empty] | General Electric Aircraft Engines | 100 | General Electric Aircraft Engines | 100 | Non-regulated | Dropped - Plant is identified as onsite because it is a net buyer of electricity in 2021 | 7U100 BLR1: 1; 7U100 BLR10: 2; 7U100 BLR2: 3; 7U100 BLR3: 5
Windland | 50386_G_WING | 50386 | G | WING |  | Onshore Wind |  |  | California |  | Kern |  |  | 15.3 |  | 1982 | 2020 | [32 empty] | Terra-Gen Operating Co-Wind | 100 | Terra-Gen Operating Co-Wind | 100 | Non-regulated | Dropped - Retired/Planned Retirement by 06/2028
Sabine Cogen | 55104_G_CTG1 | 55104 | G | CTG1 |  | Combined Cycle |  |  | Texas |  | Orange |  |  | 33.1 |  | 2000 | 2020 | [32 empty] | Sabine Cogen LP | 100 | Sabine Cogen LP | 100 | Non-regulated | Dropped - Retired/Planned Retirement by 06/2028
Sabine Cogen | 55104_G_CTG2 | 55104 | G | CTG2 |  | Combined Cycle |  |  | Texas |  | Orange |  |  | 33.6 |  | 2000 | 2020 | [32 empty] | Sabine Cogen LP | 100 | Sabine Cogen LP | 100 | Non-regulated | Dropped - Retired/Planned Retirement by 06/2028
Sabine Cogen | 55104_G_STG | 55104 | G | STG |  | Combined Cycle |  |  | Texas |  | Orange |  |  | 20 |  | 2000 | 2020 | [32 empty] | Sabine Cogen LP | 100 | Sabine Cogen LP | 100 | Non-regulated | Dropped - Retired/Planned Retirement by 06/2028
High Plains | 56834_G_1 | 56834 | G | 1 |  | Onshore Wind |  |  | Texas |  | Carson |  |  | 10 |  | 2008 | 2020 | [32 empty] | High Plains Wind Power LLC | 100 | High Plains Wind Power LLC | 100 | Non-regulated | Dropped - Retired/Planned Retirement by 06/2028
Bos Dairy, LLC | 57625_G_BOS3 | 57625 | G | BOS3 |  | Combustion Turbine |  |  | Indiana |  | Jasper |  |  | 0.3 |  | 2011 | [33 empty] | Bos Dairy, LLC | 100 | Bos Dairy, LLC | 100 | Non-regulated | Dropped - Plant is identified as onsite because it is a net buyer of electricity in 2021
Pine Tree Landfill Gas to Energy | 58993_G_3201 | 58993 | G | 3201 |  | Landfill Gas |  |  | Maine |  | Penobscot |  |  | 0.9 |  | 2008 | 2020 | [32 empty] | Pine Tree Landfill | 100 | Pine Tree Landfill | 100 | Non-regulated | Dropped - Retired/Planned Retirement by 06/2028
Norwalk Hospital Plant | 63673_G_EU-02 | 63673 | G | EU-02 |  | Combustion Turbine |  |  | Connecticut |  | Fairfield |  |  | 1.3 |  | 1992 | [33 empty] | Norwalk Hospital | 100 | Norwalk Hospital | 100 | Non-regulated | Dropped - Plant is identified as onsite because it is a net buyer of electricity in 2021
FirstEnergy Eastlake | 2837_G_6 | 2837 | G | 6 |  | Combustion Turbine |  |  | Ohio |  | Lake |  |  | 24 |  | 1973 | 2020 | [32 empty] | FirstEnergy Generation Corp | 100 | FirstEnergy Generation Corp | 100 | Non-regulated | Dropped - Retired/Planned Retirement by 06/2028
Altech III | 50485_G_GEN1 | 50485 | G | GEN1 |  | Onshore Wind |  |  | California |  | Riverside |  |  | 21.7 |  | 1985 | 2020 | [32 empty] | Terra-Gen Operating Co-Wind | 100 | Terra-Gen Operating Co-Wind | 100 | Non-regulated | Dropped - Retired/Planned Retirement by 06/2028
Altech III | 50485_G_GEN2 | 50485 | G | GEN2 |  | Onshore Wind |  |  | California |  | Riverside |  |  | 3.4 |  | 1984 | 2020 | [32 empty] | Terra-Gen Operating Co-Wind | 100 | Terra-Gen Operating Co-Wind | 100 | Non-regulated | Dropped - Retired/Planned Retirement by 06/2028
Wheelabrator Frackville Energy | 50879_G_GEN1 | 50879 | G | GEN1 |  | Coal Steam |  |  | Pennsylvania |  | Schuylkill |  |  | 42.5 |  | 1988 | 2020 | [32 empty] | Wheelabrator Environmental Systems | 100 | Wheelabrator Environmental Systems | 100 | Non-regulated | Dropped - Retired/Planned Retirement by 06/2028 | 7U100 BLR1: BLR1
Cadillac Renewable Energy | 54415_G_GEN1 | 54415 | G | GEN1 |  | Biomass |  |  | Michigan |  | Wexford |  |  | 38 |  | 1993 | 2020 | [32 empty] | Cadillac Renewable Energy LLC | 100 | Cadillac Renewable Energy LLC | 100 | Non-regulated | Dropped - Retired/Planned Retirement by 06/2028
Dutch Wind Energy | 57301_G_DEC | 57301 | G | DEC |  | Onshore Wind |  |  | California |  | Riverside |  |  | 8 |  | 1994 | 2020 | [32 empty] | Terra-Gen Operating Co-Wind | 100 | Terra-Gen Operating Co-Wind | 100 | Non-regulated | Dropped - Retired/Planned Retirement by 06/2028
Bos Dairy, LLC | 57625_G_BOS2 | 57625 | G | BOS2 |  | Combustion Turbine |  |  | Indiana |  | Jasper |  |  | 0.6 |  | 2011 | [33 empty] | Bos Dairy, LLC | 100 | Bos Dairy, LLC | 100 | Non-regulated | Dropped - Plant is identified as onsite because it is a net buyer of electricity in 2021
Fullerton Mill CHP | 58083_G_GTG1 | 58083 | G | GTG1 |  | Combined Cycle |  |  | California |  | Orange |  |  | 12 |  | 2002 | [33 empty] | Kimberly-Clark Worldwide Inc | 100 | Kimberly-Clark Worldwide Inc | 100 | Non-regulated | Dropped - Plant is identified as onsite because it is a net buyer of electricity in 2021
Fullerton Mill CHP | 58083_G_STG1 | 58083 | G | STG1 |  | Combined Cycle |  |  | California |  | Orange |  |  | 1 |  | 2002 | [33 empty] | Kimberly-Clark Worldwide Inc | 100 | Kimberly-Clark Worldwide Inc | 100 | Non-regulated | Dropped - Plant is identified as onsite because it is a net buyer of electricity in 2021
NA 1(Hagerstown) | 60213_G_MPSHG | 60213 | G | MPSHG |  | Energy Storage |  |  | Maryland |  | Washington |  |  | 2 |  | 2017 | 2020 | [32 empty] | Innolith Snook LLC | 100 | Innolith Snook LLC | 100 | Non-regulated | Dropped - Retired/Planned Retirement by 06/2028
Campbell Industrial Park BESS | 61851_G_CIPB1 | 61851 | G | CIPB1 |  | Energy Storage |  |  | Hawaii |  | Honolulu |  |  | 1 |  | 2016 | [33 empty] | Hawaiian Electric Co Inc | 100 | Hawaiian Electric Co Inc | 100 | Regulated | Dropped - in Alaska or in Hawaii or Puerto Rico
Mount Sinai South Nassau Hospital | 62447_G_1 | 62447 | G | 1 |  | Combustion Turbine |  |  | New York |  | Nassau |  |  | 1.1 |  | 1975 | [33 empty] | Mount Sinai South Nassau Hospital | 100 | Mount Sinai South Nassau Hospital | 100 | Non-regulated | Dropped - Plant is identified as onsite because it is a net buyer of electricity in 2021
Mount Sinai South Nassau Hospital | 62447_G_2 | 62447 | G | 2 |  | Combustion Turbine |  |  | New York |  | Nassau |  |  | 0.8 |  | 1975 | [33 empty] | Mount Sinai South Nassau Hospital | 100 | Mount Sinai South Nassau Hospital | 100 | Non-regulated | Dropped - Plant is identified as onsite because it is a net buyer of electricity in 2021
Paradise | 1378_G_3 | 1378 | G | 3 |  | Coal Steam |  |  | Kentucky |  | Muhlenberg |  |  | 971 |  | 1970 | 2020 | [32 empty] | Tennessee Valley Authority | 100 | Tennessee Valley Authority | 100 | Regulated | Dropped - Retired/Planned Retirement by 06/2028 | 7U100 BLR1: 3
Monroe (MO) | 2146_G_10 | 2146 | G | 10 |  | Combustion Turbine |  |  | Missouri |  | Monroe |  |  | 1.6 |  | 1988 | 2020 | [32 empty] | City of Monroe City - (MO) | 100 | City of Monroe City - (MO) | 100 | Regulated | Dropped - Retired/Planned Retirement by 06/2028
Monroe (MO) | 2146_G_11 | 2146 | G | 11 |  | Combustion Turbine |  |  | Missouri |  | Monroe |  |  | 1.8 |  | 2003 | 2020 | [32 empty] | City of Monroe City - (MO) | 100 | City of Monroe City - (MO) | 100 | Regulated | Dropped - Retired/Planned Retirement by 06/2028
Monroe (MO) | 2146_G_12 | 2146 | G | 12 |  | Combustion Turbine |  |  | Missouri |  | Monroe |  |  | 1.8 |  | 2003 | 2020 | [32 empty] | City of Monroe City - (MO) | 100 | City of Monroe City - (MO) | 100 | Regulated | Dropped - Retired/Planned Retirement by 06/2028
Monroe (MO) | 2146_G_5 | 2146 | G | 5 |  | Combustion Turbine |  |  | Missouri |  | Monroe |  |  | 1.6 |  | 1985 | 2020 | [32 empty] | City of Monroe City - (MO) | 100 | City of Monroe City - (MO) | 100 | Regulated | Dropped - Retired/Planned Retirement by 06/2028
Monroe (MO) | 2146_G_8 | 2146 | G | 8 |  | Combustion Turbine |  |  | Missouri |  | Monroe |  |  | 1.6 |  | 1988 | 2020 | [32 empty] | City of Monroe City - (MO) | 100 | City of Monroe City - (MO) | 100 | Regulated | Dropped - Retired/Planned Retirement by 06/2028
Monroe (MO) | 2146_G_9 | 2146 | G | 9 |  | Combustion Turbine |  |  | Missouri |  | Monroe |  |  | 1.6 |  | 1988 | 2020 | [32 empty] | City of Monroe City - (MO) | 100 | City of Monroe City - (MO) | 100 | Regulated | Dropped - Retired/Planned Retirement by 06/2028
Asheville | 2706_G_1 | 2706 | G | 1 |  | Coal Steam |  |  | North Carolina |  | Buncombe |  |  | 189 |  | 1964 | 2020 | [32 empty] | Duke Energy Progress - (NC) | 100 | Duke Energy Progress - (NC) | 100 | Regulated | Dropped - Retired/Planned Retirement by 06/2028 | bar: 7U100 BLR1
Asheville | 2706_G_2 | 2706 | G | 2 |  | Coal Steam |  |  | North Carolina |  | Buncombe |  |  | 189 |  | 1971 | 2020 | [32 empty] | Duke Energy Progress - (NC) | 100 | Duke Energy Progress - (NC) | 100 | Regulated | Dropped - Retired/Planned Retirement by 06/2028 | 7U100 BLR1: 2
Colstrip | 6076_G_1 | 6076 | G | 1 |  | Coal Steam |  |  | Montana |  | Rosebud |  |  | 307 |  | 1975 | 2020 | [32 empty] | Talen Montana LLC | 50 | Talen Montana LLC | 50 | Non-regulated | Dropped - Retired/Planned Retirement by 06/2028 | bar: 7U100 BLR1
Colstrip | 6076_G_2 | 6076 | G | 2 |  | Coal Steam |  |  | Montana |  | Rosebud |  |  | 307 |  | 1976 | 2020 | [32 empty] | Talen Montana LLC | 50 | Talen Montana LLC | 50 | Non-regulated | Dropped - Retired/Planned Retirement by 06/2028 | 7U100 BLR1: 2
Sierra Pacific Loyalton Facility | 50111_G_GEN1 | 50111 | G | GEN1 |  | Biomass |  |  | California |  | Sierra |  |  | 11.8 |  | 1989 | 2020 | [32 empty] | ARP-Loyalton Cogen LLC | 100 | ARP-Loyalton Cogen LLC | 100 | Non-regulated | Dropped - Retired/Planned Retirement by 06/2028 | 7U100 BLR1: BLR1
Victory Garden Phase IV LLC | 52160_G_WGNS | 52160 | G | WGNS |  | Onshore Wind |  |  | California |  | Kern |  |  | 22 |  | 1990 | 2020 | [32 empty] | Terra-Gen Operating Co-Wind | 100 | Terra-Gen Operating Co-Wind | 100 | Non-regulated | Dropped - Retired/Planned Retirement by 06/2028
Terra-Gen 251 Wind LLC | 52161_G_WGNS | 52161 | G | WGNS |  | Onshore Wind |  |  | California |  | Kern |  |  | 18.4 |  | 1987 | 2020 | [32 empty] | Terra-Gen California Wind Holdings LLC | 100 | Terra-Gen California Wind Holdings LLC | 100 | Non-regulated | Dropped - Retired/Planned Retirement by 06/2028
Helzel & Schwarzhoff 88 Wind Farm | 52165_G_WGNS | 52165 | G | WGNS |  | Onshore Wind |  |  | California |  | Kern |  |  | 1.8 |  | 1986 | 2020 | [32 empty] | Terra-Gen 251 Wind, LLC | 100 | Terra-Gen 251 Wind, LLC | 100 | Non-regulated | Dropped - Retired/Planned Retirement by 06/2028
Difwind Farms Ltd I | 54681_G_EXIS | 54681 | G | EXIS |  | Onshore Wind |  |  | California |  | Riverside |  |  | 7.3 |  | 1986 | 2020 | [32 empty] | Terra-Gen Operating Co-Wind | 100 | Terra-Gen Operating Co-Wind | 100 | Non-regulated | Dropped - Retired/Planned Retirement by 06/2028
Difwind Farms Ltd II | 54682_G_EXIS | 54682 | G | EXIS |  | Onshore Wind |  |  | California |  | Riverside |  |  | 5.4 |  | 1986 | 2020 | [32 empty] | Terra-Gen Operating Co-Wind | 100 | Terra-Gen Operating Co-Wind | 100 | Non-regulated | Dropped - Retired/Planned Retirement by 06/2028
Difwind Farms Ltd V | 54685_G_EXIS | 54685 | G | EXIS |  | Onshore Wind |  |  | California |  | Riverside |  |  | 11.6 |  | 1987 | 2020 | [32 empty] | Terra-Gen Operating Co-Wind | 100 | Terra-Gen Operating Co-Wind | 100 | Non-regulated | Dropped - Retired/Planned Retirement by 06/2028
Foote Creek II | 55608_G_GEN1 | 55608 | G | GEN1 |  | Onshore Wind |  |  | Wyoming |  | Carbon |  |  | 1.8 |  | 1999 | 2023 | [32 empty] | PacifiCorp | 100 | PacifiCorp | 100 | Regulated | Dropped - Retired/Planned Retirement by 06/2028
Foote Creek III | 55609_G_GEN1 | 55609 | G | GEN1 |  | Onshore Wind |  |  | Wyoming |  | Carbon |  |  | 24.8 |  | 1999 | 2023 | [32 empty] | PacifiCorp | 100 | PacifiCorp | 100 | Regulated | Dropped - Retired/Planned Retirement by 06/2028
Inland Empire Energy Center | 55853_G_1 | 55853 | G | 1 |  | Combined Cycle |  |  | California |  | Riverside |  |  | 345 |  | 2009 | 2020 | [32 empty] | Inland Empire Energy Ctr LLC | 100 | Inland Empire Energy Ctr LLC | 100 | Non-regulated | Dropped - Retired/Planned Retirement by 06/2028
Inland Empire Energy Center | 55853_G_2 | 55853 | G | 2 |  | Combined Cycle |  |  | California |  | Riverside |  |  | 345 |  | 2010 | 2020 | [32 empty] | Inland Empire Energy Ctr LLC | 100 | Inland Empire Energy Ctr LLC | 100 | Non-regulated | Dropped - Retired/Planned Retirement by 06/2028
GE - Tehachapi | 57566_G_2.5P2 | 57566 | G | 2.5P2 |  | Onshore Wind |  |  | California |  | Kern |  |  | 2.5 |  | 2015 | 2020 | [32 empty] | GE Wind Energy LLC | 100 | GE Wind Energy LLC | 100 | Non-regulated | Dropped - Retired/Planned Retirement by 06/2028
GE - Tehachapi | 57566_G_2.8P3 | 57566 | G | 2.8P3 |  | Onshore Wind |  |  | California |  | Kern |  |  | 2.8 |  | 2018 | 2020 | [32 empty] | GE Wind Energy LLC | 100 | GE Wind Energy LLC | 100 | Non-regulated | Dropped - Retired/Planned Retirement by 06/2028
Mount Sinai Beth Israel | 61569_G_EGEN6 | 61569 | G | EGEN6 |  | Combustion Turbine |  |  | New York |  | New York |  |  | 0.3 |  | 1988 | [33 empty] | Mount Sinai Beth Israel | 100 | Mount Sinai Beth Israel | 100 | Non-regulated | Dropped - Plant is identified as onsite because it is a net buyer of electricity in 2021
Holsum Irish Dairy | 62019_G_GEN 1 | 62019 | G | GEN 1 |  | Non-Fossil Waste |  |  | Wisconsin |  | Calumet |  |  | 0.5 |  | 2001 | 2020 | [32 empty] | Holsum Irish Dairy | 100 | Holsum Irish Dairy | 100 | Non-regulated | Dropped - Retired/Planned Retirement by 06/2028
Holsum Irish Dairy | 62019_G_GEN 2 | 62019 | G | GEN 2 |  | Non-Fossil Waste |  |  | Wisconsin |  | Calumet |  |  | 0.5 |  | 2001 | 2020 | [32 empty] | Holsum Irish Dairy | 100 | Holsum Irish Dairy | 100 | Non-regulated | Dropped - Retired/Planned Retirement by 06/2028
AES Alamitos LLC | 315_G_1 | 315 | G | 1 |  | O/G Steam |  |  | California |  | Los Angeles |  |  | 175 |  | 1956 | 2019 | [32 empty] | AES Alamitos LLC | 100 | AES Alamitos LLC | 100 | Non-regulated | Dropped - Retired/Planned Retirement by 06/2028 | bar: 7U100 BLR1
AES Alamitos LLC | 315_G_2 | 315 | G | 2 |  | O/G Steam |  |  | California |  | Los Angeles |  |  | 175 |  | 1957 | 2019 | [32 empty] | AES Alamitos LLC | 100 | AES Alamitos LLC | 100 | Non-regulated | Dropped - Retired/Planned Retirement by 06/2028 | 7U100 BLR1: 2
AES Alamitos LLC | 315_G_6 | 315 | G | 6 |  | O/G Steam |  |  | California |  | Los Angeles |  |  | 495 |  | 1966 | 2019 | [32 empty] | AES Alamitos LLC | 100 | AES Alamitos LLC | 100 | Non-regulated | Dropped - Retired/Planned Retirement by 06/2028 | 7U100 BLR1: 6
AES Huntington Beach LLC | 335_G_1 | 335 | G | 1 |  | O/G Steam |  |  | California |  | Orange |  |  | 225.8 |  | 1958 | 2019 | [32 empty] | AES Huntington Beach LLC | 100 | AES Huntington Beach LLC | 100 | Non-regulated | Dropped - Retired/Planned Retirement by 06/2028 | bar: 7U100 BLR1
Higgins | 630_G_P2 | 630 | G | P2 |  | Combustion Turbine |  |  | Florida |  | Pinellas |  |  | 25 |  | 1969 | 2019 | [32 empty] | Duke Energy Florida, LLC | 100 | Duke Energy Florida, LLC | 100 | Regulated | Dropped - Retired/Planned Retirement by 06/2028
Higgins | 630_G_P3 | 630 | G | P3 |  | Combustion Turbine |  |  | Florida |  | Pinellas |  |  | 31 |  | 1970 | 2019 | [32 empty] | Duke Energy Florida, LLC | 100 | Duke Energy Florida, LLC | 100 | Regulated | Dropped - Retired/Planned Retirement by 06/2028
Higgins | 630_G_P4 | 630 | G | P4 |  | Combustion Turbine |  |  | Florida |  | Pinellas |  |  | 31 |  | 1971 | 2019 | [32 empty] | Duke Energy Florida, LLC | 100 | Duke Energy Florida, LLC | 100 | Regulated | Dropped - Retired/Planned Retirement by 06/2028
Carmi | 937_G_11 | 937 | G | 11 |  | Combustion Turbine |  |  | Illinois |  | White |  |  | 2.7 |  | 1963 | 2019 | [32 empty] | City of Carmi - (IL) | 100 | City of Carmi - (IL) | 100 | Regulated | Dropped - Retired/Planned Retirement by 06/2028
Broadway (IN) | 1011_G_2 | 1011 | G | 2 |  | Combustion Turbine |  |  | Indiana |  | Vanderburgh |  |  | 65 |  | 1981 | 2019 | [32 empty] | Southern Indiana Gas & Elec Co | 100 | Southern Indiana Gas & Elec Co | 100 | Regulated | Dropped - Retired/Planned Retirement by 06/2028
Traer Main | 1192_G_5 | 1192 | G | 5 |  | Combustion Turbine |  |  | Iowa |  | Tama |  |  | 0.5 |  | 1969 | 2019 | [32 empty] | City of Traer - (IA) | 100 | City of Traer - (IA) | 100 | Regulated | Dropped - Retired/Planned Retirement by 06/2028
Cane Run | 1363_G_11 | 1363 | G | 11 |  | Combustion Turbine |  |  | Kentucky |  | Jefferson |  |  | 14 |  | 1968 | 2019 | [32 empty] | Louisville Gas & Electric Co | 100 | Louisville Gas & Electric Co | 100 | Regulated | Dropped - Retired/Planned Retirement by 06/2028
Eastport | 1468_G_3 | 1468 | G | 3 |  | Combustion Turbine |  |  | Maine |  | Washington |  |  | 2 |  | 1949 | 2019 | [32 empty] | Versant Power | 100 | Versant Power | 100 | Regulated | Dropped - Retired/Planned Retirement by 06/2028
Flos Inn Diesel | 1514_G_FID1 | 1514 | G | FID1 |  | Combustion Turbine |  |  | Maine |  | Aroostook |  |  | 1.4 |  | 1959 | 2019 | [32 empty] | Merlin One LLC | 100 | Merlin One LLC | 100 | Non-regulated | Dropped - Retired/Planned Retirement by 06/2028
Flos Inn Diesel | 1514_G_FID2 | 1514 | G | FID2 |  | Combustion Turbine |  |  | Maine |  | Aroostook |  |  | 1.4 |  | 1959 | 2019 | [32 empty] | Merlin One LLC | 100 | Merlin One LLC | 100 | Non-regulated | Dropped - Retired/Planned Retirement by 06/2028
Flos Inn Diesel | 1514_G_FID3 | 1514 | G | FID3 |  | Combustion Turbine |  |  | Maine |  | Aroostook |  |  | 1.4 |  | 1959 | 2019 | [32 empty] | Merlin One LLC | 100 | Merlin One LLC | 100 | Non-regulated | Dropped - Retired/Planned Retirement by 06/2028
Riverside (MD) | 1559_G_GT8 | 1559 | G | GT8 |  | Combustion Turbine |  |  | Maryland |  | Baltimore |  |  | 20 |  | 1970 | 2019 | [32 empty] | Constellation Power Source Generation, LLC | 100 | Constellation Power Source Generation, LLC | 100 | Non-regulated | Dropped - Retired/Planned Retirement by 06/2028
Hancock | 1730_G_2 | 1730 | G | 2 |  | Combustion Turbine |  |  | Michigan |  | Oakland |  |  | 18 |  | 1967 | 2019 | [32 empty] | DTE Electric Company | 100 | DTE Electric Company | 100 | Regulated | Dropped - Retired/Planned Retirement by 06/2028
Hancock | 1730_G_4 | 1730 | G | 4 |  | Combustion Turbine |  |  | Michigan |  | Oakland |  |  | 17 |  | 1969 | 2019 | [32 empty] | DTE Electric Company | 100 | DTE Electric Company | 100 | Regulated | Dropped - Retired/Planned Retirement by 06/2028
Clinton | 1818_G_1 | 1818 | G | 1 |  | Combustion Turbine |  |  | Michigan |  | Lenawee |  |  | 0.5 |  | 1939 | 2019 | [32 empty] | Village of Clinton - (MI) | 100 | Village of Clinton - (MI) | 100 | Regulated | Dropped - Retired/Planned Retirement by 06/2028
Clinton | 1818_G_2 | 1818 | G | 2 |  | Combustion Turbine |  |  | Michigan |  | Lenawee |  |  | 0.5 |  | 1939 | 2019 | [32 empty] | Village of Clinton - (MI) | 100 | Village of Clinton - (MI) | 100 | Regulated | Dropped - Retired/Planned Retirement by 06/2028
Clinton | 1818_G_6 | 1818 | G | 6 |  | Combustion Turbine |  |  | Michigan |  | Lenawee |  |  | 2 |  | 1980 | 2019 | [32 empty] | Village of Clinton - (MI) | 100 | Village of Clinton - (MI) | 100 | Regulated | Dropped - Retired/Planned Retirement by 06/2028
Columbia (MO) | 2123_G_7 | 2123 | G | 7 |  | Coal Steam |  |  | Missouri |  | Boone |  |  | 22 |  | 1965 | 2019 | [32 empty] | City of Columbia - (MO) | 100 | City of Columbia - (MO) | 100 | Regulated | Dropped - Retired/Planned Retirement by 06/2028 | 7U100 BLR1: 6; 7U100 BLR10: 7
Kennett | 2139_G_1 | 2139 | G | 1 |  | Combustion Turbine |  |  | Missouri |  | Dunklin |  |  | 0.4 |  | 1942 | 2019 | [32 empty] | City of Kennett - (MO) | 100 | City of Kennett - (MO) | 100 | Regulated | Dropped - Retired/Planned Retirement by 06/2028
Kennett | 2139_G_2 | 2139 | G | 2 |  | Combustion Turbine |  |  | Missouri |  | Dunklin |  |  | 0.4 |  | 1942 | 2019 | [32 empty] | City of Kennett - (MO) | 100 | City of Kennett - (MO) | 100 | Regulated | Dropped - Retired/Planned Retirement by 06/2028
Kennett | 2139_G_3 | 2139 | G | 3 |  | Combustion Turbine |  |  | Missouri |  | Dunklin |  |  | 0.8 |  | 1945 | 2019 | [32 empty] | City of Kennett - (MO) | 100 | City of Kennett - (MO) | 100 | Regulated | Dropped - Retired/Planned Retirement by 06/2028
Kennett | 2139_G_4 | 2139 | G | 4 |  | Combustion Turbine |  |  | Missouri |  | Dunklin |  |  | 2.2 |  | 1955 | 2019 | [32 empty] | City of Kennett - (MO) | 100 | City of Kennett - (MO) | 100 | Regulated | Dropped - Retired/Planned Retirement by 06/2028
Kennett | 2139_G_5 | 2139 | G | 5 |  | Combustion Turbine |  |  | Missouri |  | Dunklin |  |  | 1.3 |  | 1949 | 2019 | [32 empty] | City of Kennett - (MO) | 100 | City of Kennett - (MO) | 100 | Regulated | Dropped - Retired/Planned Retirement by 06/2028
Kennett | 2139_G_6 | 2139 | G | 6 |  | Combustion Turbine |  |  | Missouri |  | Dunklin |  |  | 1.8 |  | 1951 | 2019 | [32 empty] | City of Kennett - (MO) | 100 | City of Kennett - (MO) | 100 | Regulated | Dropped - Retired/Planned Retirement by 06/2028
Kennett | 2139_G_7 | 2139 | G | 7 |  | Combustion Turbine |  |  | Missouri |  | Dunklin |  |  | 2.2 |  | 1960 | 2019 | [32 empty] | City of Kennett - (MO) | 100 | City of Kennett - (MO) | 100 | Regulated | Dropped - Retired/Planned Retirement by 06/2028
Kennett | 2139_G_8 | 2139 | G | 8 |  | Combustion Turbine |  |  | Missouri |  | Dunklin |  |  | 2.8 |  | 1962 | 2019 | [32 empty] | City of Kennett - (MO) | 100 | City of Kennett - (MO) | 100 | Regulated | Dropped - Retired/Planned Retirement by 06/2028
Hauser | 2185_G_HAU2 | 2185 | G | HAU2 |  | Hydro |  |  | Montana |  | Lewis and Clark |  |  | 3.9 |  | 1911 | 2019 | [32 empty] | NorthWestern Energy (MT Hydro) | 100 | NorthWestern Energy (MT Hydro) | 100 | Regulated | Dropped - Retired/Planned Retirement by 06/2028
Lebanon | 2921_G_5 | 2921 | G | 5 |  | Combustion Turbine |  |  | Ohio |  | Warren |  |  | 2 |  | 1955 | 2019 | [32 empty] | City of Lebanon - (OH) | 100 | City of Lebanon - (OH) | 100 | Regulated | Dropped - Retired/Planned Retirement by 06/2028
Lebanon | 2921_G_6 | 2921 | G | 6 |  | Combustion Turbine |  |  | Ohio |  | Warren |  |  | 3 |  | 1961 | 2019 | [32 empty] | City of Lebanon - (OH) | 100 | City of Lebanon - (OH) | 100 | Regulated | Dropped - Retired/Planned Retirement by 06/2028
Lebanon | 2921_G_7 | 2921 | G | 7 |  | Combustion Turbine |  |  | Ohio |  | Warren |  |  | 6 |  | 1966 | 2019 | [32 empty] | City of Lebanon - (OH) | 100 | City of Lebanon - (OH) | 100 | Regulated | Dropped - Retired/Planned Retirement by 06/2028
Lebanon | 2921_G_8 | 2921 | G | 8 |  | Combustion Turbine |  |  | Ohio |  | Warren |  |  | 5.6 |  | 1970 | 2019 | [32 empty] | City of Lebanon - (OH) | 100 | City of Lebanon - (OH) | 100 | Regulated | Dropped - Retired/Planned Retirement by 06/2028
Lebanon | 2921_G_9 | 2921 | G | 9 |  | Combustion Turbine |  |  | Ohio |  | Warren |  |  | 14 |  | 1986 | 2019 | [32 empty] | City of Lebanon - (OH) | 100 | City of Lebanon - (OH) | 100 | Regulated | Dropped - Retired/Planned Retirement by 06/2028
Huron | 3344_G_2A | 3344 | G | 2A |  | Combustion Turbine |  |  | South Dakota |  | Beadle |  |  | 43.7 |  | 1991 | 2019 | [32 empty] | NorthWestern Energy - (SD) | 100 | NorthWestern Energy - (SD) | 100 | Regulated | Dropped - Retired/Planned Retirement by 06/2028
Mobile Unit | 3346_G_2 | 3346 | G | 2 |  | Combustion Turbine |  |  | South Dakota |  | Beadle |  |  | 1.8 |  | 1991 | 2019 | [32 empty] | NorthWestern Energy - (SD) | 100 | NorthWestern Energy - (SD) | 100 | Regulated | Dropped - Retired/Planned Retirement by 06/2028
Mobile Unit | 3346_G_3 | 3346 | G | 3 |  | Combustion Turbine |  |  | South Dakota |  | Beadle |  |  | 2 |  | 2008 | 2019 | [32 empty] | NorthWestern Energy - (SD) | 100 | NorthWestern Energy - (SD) | 100 | Regulated | Dropped - Retired/Planned Retirement by 06/2028
Duck Creek | 6016_G_1 | 6016 | G | 1 |  | Coal Steam |  |  | Illinois |  | Fulton |  |  | 410 |  | 1976 | 2019 | [32 empty] | Illinois Power Resources Generating LLC | 100 | Illinois Power Resources Generating LLC | 100 | Non-regulated | Dropped - Retired/Planned Retirement by 06/2028 | bar: 7U100 BLR1
ReEnergy Fort Fairfield | 7513_G_GEN1 | 7513 | G | GEN1 |  | Biomass |  |  | Maine |  | Aroostook |  |  | 32 |  | 1987 | 2019 | [32 empty] | ReEnergy Fort Fairfield LLC | 100 | ReEnergy Fort Fairfield LLC | 100 | Non-regulated | Dropped - Retired/Planned Retirement by 06/2028
Anaheim GT | 7693_G_1 | 7693 | G | 1 |  | Combustion Turbine |  |  | California |  | Orange |  |  | 44.5 |  | 1991 | 2019 | [32 empty] | City of Anaheim - (CA) | 100 | City of Anaheim - (CA) | 100 | Regulated | Dropped - Retired/Planned Retirement by 06/2028
Tipton | 8106_G_3 | 8106 | G | 3 |  | Combustion Turbine |  |  | Iowa |  | Cedar |  |  | 1.2 |  | 1971 | 2019 | [32 empty] | City of Tipton - (IA) | 100 | City of Tipton - (IA) | 100 | Regulated | Dropped - Retired/Planned Retirement by 06/2028
The Mosaic Company, Plant City Facility | 50371_G_MI34 | 50371 | G | MI34 |  | Non-Fossil Waste |  |  | Florida |  | Hillsborough |  |  | 27.9 |  | 1988 | [33 empty] | The Mosaic Company, Plant City Facility | 100 | The Mosaic Company, Plant City Facility | 100 | Non-regulated | Dropped - Plant is identified as onsite because it is a net buyer of electricity in 2021
Erie Coke | 50920_G_1 | 50920 | G | 1 |  | Fossil Waste |  |  | Pennsylvania |  | Erie |  |  | 1 |  | 1953 | [33 empty] | Erie Coke Corp | 100 | Erie Coke Corp | 100 | Non-regulated | Dropped - Plant is identified as onsite because it is a net buyer of electricity in 2021
Winnebago County Landfill Gas | 50936_G_EG2 | 50936 | G | EG2 |  | Landfill Gas |  |  | Wisconsin |  | Winnebago |  |  | 0.9 |  | 2000 | 2019 | [32 empty] | Winnebago County | 100 | Winnebago County | 100 | Non-regulated | Dropped - Retired/Planned Retirement by 06/2028
Hofstra University | 51035_G_GEN1 | 51035 | G | GEN1 |  | Combustion Turbine |  |  | New York |  | Nassau |  |  | 1.1 |  | 1990 | [33 empty] | Hofstra University | 100 | Hofstra University | 100 | Non-regulated | Dropped - Plant is identified as onsite because it is a net buyer of electricity in 2021
Hofstra University | 51035_G_GEN2 | 51035 | G | GEN2 |  | Combustion Turbine |  |  | New York |  | Nassau |  |  | 1.1 |  | 1990 | [33 empty] | Hofstra University | 100 | Hofstra University | 100 | Non-regulated | Dropped - Plant is identified as onsite because it is a net buyer of electricity in 2021
Point Comfort Operations | 52069_G_GEN1 | 52069 | G | GEN1 |  | O/G Steam |  |  | Texas |  | Calhoun |  |  | 14.9 |  | 1958 | [33 empty] | Alcoa World Alumina LLC | 100 | Alcoa World Alumina LLC | 100 | Non-regulated | Dropped - Plant is identified as onsite because it is a net buyer of electricity in 2021
Point Comfort Operations | 52069_G_GEN2 | 52069 | G | GEN2 |  | O/G Steam |  |  | Texas |  | Calhoun |  |  | 14.9 |  | 1958 | [33 empty] | Alcoa World Alumina LLC | 100 | Alcoa World Alumina LLC | 100 | Non-regulated | Dropped - Plant is identified as onsite because it is a net buyer of electricity in 2021
Point Comfort Operations | 52069_G_GEN3 | 52069 | G | GEN3 |  | O/G Steam |  |  | Texas |  | Calhoun |  |  | 14.9 |  | 1958 | [33 empty] | Alcoa World Alumina LLC | 100 | Alcoa World Alumina LLC | 100 | Non-regulated | Dropped - Plant is identified as onsite because it is a net buyer of electricity in 2021
Point Comfort Operations | 52069_G_GEN4 | 52069 | G | GEN4 |  | O/G Steam |  |  | Texas |  | Calhoun |  |  | 14 |  | 1970 | [33 empty] | Alcoa World Alumina LLC | 100 | Alcoa World Alumina LLC | 100 | Non-regulated | Dropped - Plant is identified as onsite because it is a net buyer of electricity in 2021
85 A | 52162_G_WGNS | 52162 | G | WGNS |  | Onshore Wind |  |  | California |  | Kern |  |  | 14.1 |  | 1985 | 2019 | [32 empty] | Wind Wall 1 LLC | 100 | Wind Wall 1 LLC | 100 | Non-regulated | Dropped - Retired/Planned Retirement by 06/2028
Otay Landfill Gas, LLC | 52204_G_OTA1 | 52204 | G | OTA1 |  | Landfill Gas |  |  | California |  | SAN DIEGO |  |  | 1.5 |  | 1986 | 2019 | [32 empty] | Otay Landfill Gas LLC c/o EPP Service Company, LLC | 100 | Otay Landfill Gas LLC c/o EPP Service Company, LLC | 100 | Non-regulated | Dropped - Retired/Planned Retirement by 06/2028
Otay Landfill Gas, LLC | 52204_G_OTA2 | 52204 | G | OTA2 |  | Landfill Gas |  |  | California |  | SAN DIEGO |  |  | 1.5 |  | 1991 | 2019 | [32 empty] | Otay Landfill Gas LLC c/o EPP Service Company, LLC | 100 | Otay Landfill Gas LLC c/o EPP Service Company, LLC | 100 | Non-regulated | Dropped - Retired/Planned Retirement by 06/2028
Otay Landfill Gas, LLC | 52204_G_OTA5 | 52204 | G | OTA5 |  | Landfill Gas |  |  | California |  | SAN DIEGO |  |  | 1.5 |  | 2013 | 2019 | [32 empty] | Otay Landfill Gas LLC c/o EPP Service Company, LLC | 100 | Otay Landfill Gas LLC c/o EPP Service Company, LLC | 100 | Non-regulated | Dropped - Retired/Planned Retirement by 06/2028
Otay Landfill Gas, LLC | 52204_G_OTA6 | 52204 | G | OTA6 |  | Landfill Gas |  |  | California |  | SAN DIEGO |  |  | 1.5 |  | 2013 | 2019 | [32 empty] | Otay Landfill Gas LLC c/o EPP Service Company, LLC | 100 | Otay Landfill Gas LLC c/o EPP Service Company, LLC | 100 | Non-regulated | Dropped - Retired/Planned Retirement by 06/2028
ReEnergy Lyonsdale Biomass | 54526_G_STG | 54526 | G | STG |  | Biomass |  |  | New York |  | Lewis |  |  | 19 |  | 1992 | 2019 | [32 empty] | ReEnergy Biomass LLC | 100 | ReEnergy Biomass LLC | 100 | Non-regulated | Dropped - Retired/Planned Retirement by 06/2028
University of Texas at Dallas | 54607_G_GEN1 | 54607 | G | GEN1 |  | Combustion Turbine |  |  | Texas |  | Collin |  |  | 3.5 |  | 1980 | [33 empty] | The University of Texas at Dallas | 100 | The University of Texas at Dallas | 100 | Non-regulated | Dropped - Plant is identified as onsite because it is a net buyer of electricity in 2021
Kennecott Power Plant | 56163_G_4 | 56163 | G | 4 |  | Coal Steam |  |  | Utah |  | Salt Lake |  |  | 75 |  | 1958 | 2019 | [32 empty] | Kennecott Utah Copper | 100 | Kennecott Utah Copper | 100 | Non-regulated | Dropped - Retired/Planned Retirement by 06/2028 | 7U100 BLR1: 4
Lubbock Wind Ranch | 57259_G_1 | 57259 | G | 1 |  | Onshore Wind |  |  | Texas |  | Lubbock |  |  | 2.5 |  | 2010 | 2019 | [32 empty] | Lubbock Wind LLC | 100 | Lubbock Wind LLC | 100 | Non-regulated | Dropped - Retired/Planned Retirement by 06/2028
Lubbock Wind Ranch | 57259_G_2 | 57259 | G | 2 |  | Onshore Wind |  |  | Texas |  | Lubbock |  |  | 2.5 |  | 2010 | 2019 | [32 empty] | Lubbock Wind LLC | 100 | Lubbock Wind LLC | 100 | Non-regulated | Dropped - Retired/Planned Retirement by 06/2028
Lubbock Wind Ranch | 57259_G_3 | 57259 | G | 3 |  | Onshore Wind |  |  | Texas |  | Lubbock |  |  | 2.5 |  | 2010 | 2019 | [32 empty] | Lubbock Wind LLC | 100 | Lubbock Wind LLC | 100 | Non-regulated | Dropped - Retired/Planned Retirement by 06/2028
RPI Fuel Cell LLC | 57419_G_0001 | 57419 | G | 0001 |  | Fuel Cell |  |  | California |  | San Bernardino |  |  | 1 |  | 2013 | 2019 | [32 empty] | RP1 Fuel Cell LLC | 100 | RP1 Fuel Cell LLC | 100 | Non-regulated | Dropped - Retired/Planned Retirement by 06/2028
UTS SJ1 LLC | 57420_G_0001 | 57420 | G | 0001 |  | Fuel Cell |  |  | California |  | Santa Clara |  |  | 1.4 |  | 2012 | 2019 | [32 empty] | UTS SJ1 LLC | 100 | UTS SJ1 LLC | 100 | Non-regulated | Dropped - Retired/Planned Retirement by 06/2028
Double A Digester | 57425_G_1 | 57425 | G | 1 |  | Non-Fossil Waste |  |  | Idaho |  | Jerome |  |  | 1.5 |  | 2011 | 2019 | [32 empty] | AgPower Jerome LLC | 100 | AgPower Jerome LLC | 100 | Non-regulated | Dropped - Retired/Planned Retirement by 06/2028
Double A Digester | 57425_G_2 | 57425 | G | 2 |  | Non-Fossil Waste |  |  | Idaho |  | Jerome |  |  | 1.5 |  | 2012 | 2019 | [32 empty] | AgPower Jerome LLC | 100 | AgPower Jerome LLC | 100 | Non-regulated | Dropped - Retired/Planned Retirement by 06/2028
Double A Digester | 57425_G_3 | 57425 | G | 3 |  | Non-Fossil Waste |  |  | Idaho |  | Jerome |  |  | 1.5 |  | 2012 | 2019 | [32 empty] | AgPower Jerome LLC | 100 | AgPower Jerome LLC | 100 | Non-regulated | Dropped - Retired/Planned Retirement by 06/2028
Bellefontaine Gas Producers LLC | 57433_G_1 | 57433 | G | 1 |  | Landfill Gas |  |  | Ohio |  | Logan |  |  | 1.6 |  | 2009 | 2019 | [32 empty] | Bellefontaine Gas Producers LLC | 100 | Bellefontaine Gas Producers LLC | 100 | Non-regulated | Dropped - Retired/Planned Retirement by 06/2028
Bellefontaine Gas Producers LLC | 57433_G_2 | 57433 | G | 2 |  | Landfill Gas |  |  | Ohio |  | Logan |  |  | 1.6 |  | 2009 | 2019 | [32 empty] | Bellefontaine Gas Producers LLC | 100 | Bellefontaine Gas Producers LLC | 100 | Non-regulated | Dropped - Retired/Planned Retirement by 06/2028
Bellefontaine Gas Producers LLC | 57433_G_3 | 57433 | G | 3 |  | Landfill Gas |  |  | Ohio |  | Logan |  |  | 1.6 |  | 2009 | 2019 | [32 empty] | Bellefontaine Gas Producers LLC | 100 | Bellefontaine Gas Producers LLC | 100 | Non-regulated | Dropped - Retired/Planned Retirement by 06/2028
GE - Tehachapi | 57566_G_1.7SF | 57566 | G | 1.7SF |  | Onshore Wind |  |  | California |  | Kern |  |  | 1.8 |  | 2014 | 2019 | [32 empty] | GE Wind Energy LLC | 100 | GE Wind Energy LLC | 100 | Non-regulated | Dropped - Retired/Planned Retirement by 06/2028
Laverne Battery | 58579_G_1 | 58579 | G | 1 |  | Energy Storage |  |  | Minnesota |  | Rock |  |  | 1 |  | 2013 | 2019 | [32 empty] | Northern States Power Co - Minnesota | 100 | Northern States Power Co - Minnesota | 100 | Regulated | Dropped - Retired/Planned Retirement by 06/2028
Holsum Elm Dairy | 58663_G_GEN1 | 58663 | G | GEN1 |  | Non-Fossil Waste |  |  | Wisconsin |  | Calumet |  |  | 0.6 |  | 2006 | 2019 | [32 empty] | Holsum Elm Dairy | 100 | Holsum Elm Dairy | 100 | Non-regulated | Dropped - Retired/Planned Retirement by 06/2028
Holsum Elm Dairy | 58663_G_GEN2 | 58663 | G | GEN2 |  | Non-Fossil Waste |  |  | Wisconsin |  | Calumet |  |  | 0.6 |  | 2006 | 2019 | [32 empty] | Holsum Elm Dairy | 100 | Holsum Elm Dairy | 100 | Non-regulated | Dropped - Retired/Planned Retirement by 06/2028
Simonds | 58945_G_GEN 1 | 58945 | G | GEN 1 |  | Combustion Turbine |  |  | Massachusetts |  | Middlesex |  |  | 0.6 |  | 2011 | 2019 | [32 empty] | Simonds Saw LLC | 100 | Simonds Saw LLC | 100 | Non-regulated | Dropped - Retired/Planned Retirement by 06/2028
Simonds | 58945_G_GEN 2 | 58945 | G | GEN 2 |  | Combustion Turbine |  |  | Massachusetts |  | Middlesex |  |  | 0.6 |  | 2011 | 2019 | [32 empty] | Simonds Saw LLC | 100 | Simonds Saw LLC | 100 | Non-regulated | Dropped - Retired/Planned Retirement by 06/2028
Simonds | 58945_G_GEN 3 | 58945 | G | GEN 3 |  | Combustion Turbine |  |  | Massachusetts |  | Middlesex |  |  | 0.6 |  | 2011 | 2019 | [32 empty] | Simonds Saw LLC | 100 | Simonds Saw LLC | 100 | Non-regulated | Dropped - Retired/Planned Retirement by 06/2028
Seminole Energy | 61780_G_ENG4 | 61780 | G | ENG4 |  | Landfill Gas |  |  | Florida |  | Seminole |  |  | 1.6 |  | 2007 | 2019 | [32 empty] | NextEra Renewable Fuels, LLC | 100 | NextEra Renewable Fuels, LLC | 100 | Non-regulated | Dropped - Retired/Planned Retirement by 06/2028
H Wilson Sundt Generating Station | 126_G_ST1 | 126 | G | ST1 |  | O/G Steam |  |  | Arizona |  | Pima |  |  | 81 |  | 1958 | 2019 | [32 empty] | Tucson Electric Power Co | 100 | Tucson Electric Power Co | 100 | Regulated | Dropped - Retired/Planned Retirement by 06/2028 | bar: 7U100 BLR1
H Wilson Sundt Generating Station | 126_G_ST2 | 126 | G | ST2 |  | O/G Steam |  |  | Arizona |  | Pima |  |  | 81 |  | 1960 | 2019 | [32 empty] | Tucson Electric Power Co | 100 | Tucson Electric Power Co | 100 | Regulated | Dropped - Retired/Planned Retirement by 06/2028 | 7U100 BLR1: 2
Coffeen | 861_G_1 | 861 | G | 1 |  | Coal Steam |  |  | Illinois |  | Montgomery |  |  | 330 |  | 1965 | 2019 | [32 empty] | Illinois Power Generating Co | 100 | Illinois Power Generating Co | 100 | Non-regulated | Dropped - Retired/Planned Retirement by 06/2028 | 7U100 BLR1: 01
Coffeen | 861_G_2 | 861 | G | 2 |  | Coal Steam |  |  | Illinois |  | Montgomery |  |  | 565 |  | 1972 | 2019 | [32 empty] | Illinois Power Generating Co | 100 | Illinois Power Generating Co | 100 | Non-regulated | Dropped - Retired/Planned Retirement by 06/2028 | 7U100 BLR1: 02
Havana | 891_G_6 | 891 | G | 6 |  | Coal Steam |  |  | Illinois |  | Mason |  |  | 411 |  | 1978 | 2019 | [32 empty] | Dynegy Midwest Generation Inc | 100 | Dynegy Midwest Generation Inc | 100 | Non-regulated | Dropped - Retired/Planned Retirement by 06/2028 | 7U100 BLR1: 9
Hennepin Power Station | 892_G_1 | 892 | G | 1 |  | Coal Steam |  |  | Illinois |  | Putnam |  |  | 68 |  | 1953 | 2019 | [32 empty] | Dynegy Midwest Generation Inc | 100 | Dynegy Midwest Generation Inc | 100 | Non-regulated | Dropped - Retired/Planned Retirement by 06/2028 | bar: 7U100 BLR1
Hennepin Power Station | 892_G_2 | 892 | G | 2 |  | Coal Steam |  |  | Illinois |  | Putnam |  |  | 218 |  | 1959 | 2019 | [32 empty] | Dynegy Midwest Generation Inc | 100 | Dynegy Midwest Generation Inc | 100 | Non-regulated | Dropped - Retired/Planned Retirement by 06/2028 | 7U100 BLR1: 2
Navajo | 4941_G_NAV1 | 4941 | G | NAV1 |  | Coal Steam |  |  | Arizona |  | Coconino |  |  | 750 |  | 1974 | 2019 | [32 empty] | U S Bureau of Reclamation | 24.3 | U S Bureau of Reclamation | 24.3 | Regulated | Dropped - Retired/Planned Retirement by 06/2028 | bar: 7U100 BLR1
Navajo | 4941_G_NAV2 | 4941 | G | NAV2 |  | Coal Steam |  |  | Arizona |  | Coconino |  |  | 750 |  | 1975 | 2019 | [32 empty] | U S Bureau of Reclamation | 24.3 | U S Bureau of Reclamation | 24.3 | Regulated | Dropped - Retired/Planned Retirement by 06/2028 | 7U100 BLR1: 2
FirstEnergy Bruce Mansfield | 6094_G_3 | 6094 | G | 3 |  | Coal Steam |  |  | Pennsylvania |  | Beaver |  |  | 830 |  | 1980 | 2019 | [32 empty] | FirstEnergy Generation Corp | 100 | FirstEnergy Generation Corp | 100 | Non-regulated | Dropped - Retired/Planned Retirement by 06/2028
Windpark Unlimited 1 | 10027_G_EXIS | 10027 | G | EXIS |  | Onshore Wind |  |  | California |  | Riverside |  |  | 9.4 |  | 1985 | 2019 | [32 empty] | HH Management, LLC | 100 | HH Management, LLC | 100 | Non-regulated | Dropped - Retired/Planned Retirement by 06/2028
New-Indy Ontario Mill | 10427_G_GEN1 | 10427 | G | GEN1 |  | Combustion Turbine |  |  | California |  | San Bernardino |  |  | 34 |  | 1985 | 2019 | [32 empty] | New-Indy Ontario LLC | 100 | New-Indy Ontario LLC | 100 | Non-regulated | Dropped - Retired/Planned Retirement by 06/2028
Camden South Carolina | 10795_G_GEN1 | 10795 | G | GEN1 |  | O/G Steam |  |  | South Carolina |  | Kershaw |  |  | 5.5 |  | 1952 | [33 empty] | Invista | 100 | Invista | 100 | Non-regulated | Dropped - Plant is identified as onsite because it is a net buyer of electricity in 2021 | 7U100 BLR1: BLR1; 7U100 BLR10: BLR2; 7U100 BLR2: BLR3; 7U100 BLR3: BLR4
Camden South Carolina | 10795_G_GEN2 | 10795 | G | GEN2 |  | O/G Steam |  |  | South Carolina |  | Kershaw |  |  | 5.5 |  | 1952 | [33 empty] | Invista | 100 | Invista | 100 | Non-regulated | Dropped - Plant is identified as onsite because it is a net buyer of electricity in 2021 | 7U100 BLR1: BLR1; 7U100 BLR10: BLR2; 7U100 BLR2: BLR3; 7U100 BLR3: BLR4
Painted Hills Wind Park | 50533_G_WGNS | 50533 | G | WGNS |  | Onshore Wind |  |  | California |  | Riverside |  |  | 19 |  | 1985 | 2019 | [32 empty] | Terra-Gen Operating Co-Wind | 100 | Terra-Gen Operating Co-Wind | 100 | Non-regulated | Dropped - Retired/Planned Retirement by 06/2028
85 B | 52163_G_WTGN | 52163 | G | WTGN |  | Onshore Wind |  |  | California |  | Kern |  |  | 21.2 |  | 1985 | 2019 | [32 empty] | Wind Wall 1 LLC | 100 | Wind Wall 1 LLC | 100 | Non-regulated | Dropped - Retired/Planned Retirement by 06/2028
Otay Landfill Gas, LLC | 52204_G_OTA3 | 52204 | G | OTA3 |  | Landfill Gas |  |  | California |  | SAN DIEGO |  |  | 3.2 |  | 2007 | 2019 | [32 empty] | Otay Landfill Gas LLC c/o EPP Service Company, LLC | 100 | Otay Landfill Gas LLC c/o EPP Service Company, LLC | 100 | Non-regulated | Dropped - Retired/Planned Retirement by 06/2028
Columbia Flooring Melbourne | 56182_G_Kato | 56182 | G | Kato |  | Biomass |  |  | Arkansas |  | Izard |  |  | 1.7 |  | 1980 | [33 empty] | Unilin Flooring NC LLC-Columbia Flooring | 100 | Unilin Flooring NC LLC-Columbia Flooring | 100 | Non-regulated | Dropped - Plant is identified as onsite because it is a net buyer of electricity in 2021
Skyline Gas Recovery | 56528_G_GEN1 | 56528 | G | GEN1 |  | Landfill Gas |  |  | Texas |  | Dallas |  |  | 1.6 |  | 2007 | 2019 | [32 empty] | WM Renewable Energy LLC | 100 | WM Renewable Energy LLC | 100 | Non-regulated | Dropped - Retired/Planned Retirement by 06/2028
Skyline Gas Recovery | 56528_G_GEN2 | 56528 | G | GEN2 |  | Landfill Gas |  |  | Texas |  | Dallas |  |  | 1.6 |  | 2007 | 2019 | [32 empty] | WM Renewable Energy LLC | 100 | WM Renewable Energy LLC | 100 | Non-regulated | Dropped - Retired/Planned Retirement by 06/2028
Skyline Gas Recovery | 56528_G_GEN3 | 56528 | G | GEN3 |  | Landfill Gas |  |  | Texas |  | Dallas |  |  | 1.6 |  | 2007 | 2019 | [32 empty] | WM Renewable Energy LLC | 100 | WM Renewable Energy LLC | 100 | Non-regulated | Dropped - Retired/Planned Retirement by 06/2028
Skyline Gas Recovery | 56528_G_GEN4 | 56528 | G | GEN4 |  | Landfill Gas |  |  | Texas |  | Dallas |  |  | 1.6 |  | 2007 | 2019 | [32 empty] | WM Renewable Energy LLC | 100 | WM Renewable Energy LLC | 100 | Non-regulated | Dropped - Retired/Planned Retirement by 06/2028
Los Alamos PV Site | 58256_G_2 | 58256 | G | 2 |  | Energy Storage |  |  | New Mexico |  | Los Alamos |  |  | 1 |  | 2012 | 2019 | [32 empty] | Los Alamos County | 100 | Los Alamos County | 100 | Regulated | Dropped - Retired/Planned Retirement by 06/2028
Los Alamos PV Site | 58256_G_3 | 58256 | G | 3 |  | Energy Storage |  |  | New Mexico |  | Los Alamos |  |  | 0.8 |  | 2012 | 2019 | [32 empty] | Los Alamos County | 100 | Los Alamos County | 100 | Regulated | Dropped - Retired/Planned Retirement by 06/2028
Windpark Unlimited 2 | 60321_G_EXIS2 | 60321 | G | EXIS2 |  | Onshore Wind |  |  | California |  | Riverside |  |  | 16.1 |  | 1985 | 2019 | [32 empty] | HH Management, LLC | 100 | HH Management, LLC | 100 | Non-regulated | Dropped - Retired/Planned Retirement by 06/2028
AES Redondo Beach LLC | 356_G_7 | 356 | G | 7 |  | O/G Steam |  |  | California |  | Los Angeles |  |  | 480 |  | 1967 | 2019 | [32 empty] | AES Redondo Beach LLC | 100 | AES Redondo Beach LLC | 100 | Non-regulated | Dropped - Retired/Planned Retirement by 06/2028 | 7U100 BLR1: 7
Cayuga Operating Company | 2535_G_1 | 2535 | G | 1 |  | Coal Steam |  |  | New York |  | Tompkins |  |  | 151 |  | 1955 | 2019 | [32 empty] | Cayuga Operating Company, LLC | 100 | Cayuga Operating Company, LLC | 100 | Non-regulated | Dropped - Retired/Planned Retirement by 06/2028
Cayuga Operating Company | 2535_G_2 | 2535 | G | 2 |  | Coal Steam |  |  | New York |  | Tompkins |  |  | 139.6 |  | 1958 | 2019 | [32 empty] | Cayuga Operating Company, LLC | 100 | Cayuga Operating Company, LLC | 100 | Non-regulated | Dropped - Retired/Planned Retirement by 06/2028
Gibbons Creek | 6136_G_1 | 6136 | G | 1 |  | Coal Steam |  |  | Texas |  | Grimes |  |  | 470 |  | 1983 | 2019 | [32 empty] | Texas Municipal Power Agency | 100 | Texas Municipal Power Agency | 100 | Regulated | Dropped - Retired/Planned Retirement by 06/2028
Madison Dam | 6422_G_MAD1 | 6422 | G | MAD1 |  | Hydro |  |  | Montana |  | Madison |  |  | 3.7 |  | 1906 | 2019 | [32 empty] | NorthWestern Energy (MT Hydro) | 100 | NorthWestern Energy (MT Hydro) | 100 | Regulated | Dropped - Retired/Planned Retirement by 06/2028
Madison Dam | 6422_G_MAD2 | 6422 | G | MAD2 |  | Hydro |  |  | Montana |  | Madison |  |  | 3.7 |  | 1906 | 2019 | [32 empty] | NorthWestern Energy (MT Hydro) | 100 | NorthWestern Energy (MT Hydro) | 100 | Regulated | Dropped - Retired/Planned Retirement by 06/2028
Madison Dam | 6422_G_MAD3 | 6422 | G | MAD3 |  | Hydro |  |  | Montana |  | Madison |  |  | 3.7 |  | 1906 | 2019 | [32 empty] | NorthWestern Energy (MT Hydro) | 100 | NorthWestern Energy (MT Hydro) | 100 | Regulated | Dropped - Retired/Planned Retirement by 06/2028
Madison Dam | 6422_G_MAD4 | 6422 | G | MAD4 |  | Hydro |  |  | Montana |  | Madison |  |  | 3.7 |  | 1908 | 2019 | [32 empty] | NorthWestern Energy (MT Hydro) | 100 | NorthWestern Energy (MT Hydro) | 100 | Regulated | Dropped - Retired/Planned Retirement by 06/2028
Fergus Control Ctr | 7505_G_1 | 7505 | G | 1 |  | Combustion Turbine |  |  | Minnesota |  | Otter Tail |  |  | 2 |  | 1995 | 2019 | [32 empty] | Otter Tail Power Co | 100 | Otter Tail Power Co | 100 | Regulated | Dropped - Retired/Planned Retirement by 06/2028
Auburn State Street | 8009_G_1 | 8009 | G | 1 |  | Combustion Turbine |  |  | New York |  | Cayuga |  |  | 5.3 |  | 2000 | 2019 | [32 empty] | New York State Elec & Gas Corp | 100 | New York State Elec & Gas Corp | 100 | Regulated | Dropped - Retired/Planned Retirement by 06/2028
ReEnergy Ashland | 10356_G_GEN1 | 10356 | G | GEN1 |  | Biomass |  |  | Maine |  | Aroostook |  |  | 37 |  | 1993 | 2019 | [32 empty] | ReEnergy Ashland LLC | 100 | ReEnergy Ashland LLC | 100 | Non-regulated | Dropped - Retired/Planned Retirement by 06/2028
Georgia-Pacific Crossett LLC | 10606_G_GEN5 | 10606 | G | GEN5 |  | Non-Fossil Waste |  |  | Arkansas |  | Ashley |  |  | 30.6 |  | 1969 | [33 empty] | Georgia-Pacific Crossett LLC | 100 | Georgia-Pacific Crossett LLC | 100 | Non-regulated | Dropped - Plant is identified as onsite because it is a net buyer of electricity in 2021 | 7U100 BLR1: 10A; 7U100 BLR10: 5A; 7U100 BLR2: 6A; 7U100 BLR3: 8R; 7U100 BLR4: 9A
Georgia-Pacific Crossett LLC | 10606_G_GEN6 | 10606 | G | GEN6 |  | Non-Fossil Waste |  |  | Arkansas |  | Ashley |  |  | 36 |  | 1982 | [33 empty] | Georgia-Pacific Crossett LLC | 100 | Georgia-Pacific Crossett LLC | 100 | Non-regulated | Dropped - Plant is identified as onsite because it is a net buyer of electricity in 2021 | 7U100 BLR1: 10A; 7U100 BLR10: 5A; 7U100 BLR2: 6A; 7U100 BLR3: 8R; 7U100 BLR4: 9A
Graphic Packaging | 10698_G_GEN1 | 10698 | G | GEN1 |  | O/G Steam |  |  | Michigan |  | Kalamazoo |  |  | 5 |  | 1959 | [33 empty] | Graphic Packaging Corp | 100 | Graphic Packaging Corp | 100 | Non-regulated | Dropped - Plant is identified as onsite because it is a net buyer of electricity in 2021 | 7U100 BLR1: 8
Ground Water Pumping Station | 50105_G_GPS1 | 50105 | G | GPS1 |  | Hydro |  |  | Oregon |  | Multnomah |  |  | 0.9 |  | 1985 | 2019 | [32 empty] | Portland City of | 100 | Portland City of | 100 | Regulated | Dropped - Retired/Planned Retirement by 06/2028
Ground Water Pumping Station | 50105_G_GPS2 | 50105 | G | GPS2 |  | Hydro |  |  | Oregon |  | Multnomah |  |  | 0.9 |  | 1985 | 2019 | [32 empty] | Portland City of | 100 | Portland City of | 100 | Regulated | Dropped - Retired/Planned Retirement by 06/2028
Ground Water Pumping Station | 50105_G_GPS3 | 50105 | G | GPS3 |  | Hydro |  |  | Oregon |  | Multnomah |  |  | 0.9 |  | 1985 | 2019 | [32 empty] | Portland City of | 100 | Portland City of | 100 | Regulated | Dropped - Retired/Planned Retirement by 06/2028
Ground Water Pumping Station | 50105_G_GPS4 | 50105 | G | GPS4 |  | Hydro |  |  | Oregon |  | Multnomah |  |  | 0.9 |  | 1985 | 2019 | [32 empty] | Portland City of | 100 | Portland City of | 100 | Regulated | Dropped - Retired/Planned Retirement by 06/2028
Ground Water Pumping Station | 50105_G_GPS5 | 50105 | G | GPS5 |  | Hydro |  |  | Oregon |  | Multnomah |  |  | 0.9 |  | 1985 | 2019 | [32 empty] | Portland City of | 100 | Portland City of | 100 | Regulated | Dropped - Retired/Planned Retirement by 06/2028
Ground Water Pumping Station | 50105_G_GPS6 | 50105 | G | GPS6 |  | Hydro |  |  | Oregon |  | Multnomah |  |  | 0.9 |  | 1985 | 2019 | [32 empty] | Portland City of | 100 | Portland City of | 100 | Regulated | Dropped - Retired/Planned Retirement by 06/2028
Kamin LLC Wrens Plant | 54880_G_SDT1 | 54880 | G | SDT1 |  | Combustion Turbine |  |  | Georgia |  | Jefferson |  |  | 1.7 |  | 2002 | [33 empty] | Kamin LLC | 100 | Kamin LLC | 100 | Non-regulated | Dropped - Plant is identified as onsite because it is a net buyer of electricity in 2021
Kamin LLC Wrens Plant | 54880_G_SDT2 | 54880 | G | SDT2 |  | Combustion Turbine |  |  | Georgia |  | Jefferson |  |  | 1.7 |  | 2002 | [33 empty] | Kamin LLC | 100 | Kamin LLC | 100 | Non-regulated | Dropped - Plant is identified as onsite because it is a net buyer of electricity in 2021
Kamin LLC Wrens Plant | 54880_G_SDT3 | 54880 | G | SDT3 |  | Combustion Turbine |  |  | Georgia |  | Jefferson |  |  | 1.7 |  | 2002 | [33 empty] | Kamin LLC | 100 | Kamin LLC | 100 | Non-regulated | Dropped - Plant is identified as onsite because it is a net buyer of electricity in 2021
Security | 55556_G_UNT3 | 55556 | G | UNT3 |  | Landfill Gas |  |  | Texas |  | Montgomery |  |  | 1.7 |  | 2003 | 2019 | [32 empty] | TX LFG Energy, LP | 100 | TX LFG Energy, LP | 100 | Non-regulated | Dropped - Retired/Planned Retirement by 06/2028
Chandler Hills Wind Farm | 56646_G_1 | 56646 | G | 1 |  | Onshore Wind |  |  | Minnesota |  | Murray |  |  | 2 |  | 1999 | 2019 | [32 empty] | EDF Renewable Services Inc | 100 | EDF Renewable Services Inc | 100 | Non-regulated | Dropped - Retired/Planned Retirement by 06/2028
Nucla | 527_G_1 | 527 | G | 1 |  | Coal Steam |  |  | Colorado |  | Montrose |  |  | 12 |  | 1959 | 2019 | [32 empty] | Tri-State G & T Assn, Inc | 100 | Tri-State G & T Assn, Inc | 100 | Regulated | Dropped - Retired/Planned Retirement by 06/2028 | bar: 7U100 BLR1
Nucla | 527_G_2 | 527 | G | 2 |  | Coal Steam |  |  | Colorado |  | Montrose |  |  | 12 |  | 1959 | 2019 | [32 empty] | Tri-State G & T Assn, Inc | 100 | Tri-State G & T Assn, Inc | 100 | Regulated | Dropped - Retired/Planned Retirement by 06/2028 | bar: 7U100 BLR1
Nucla | 527_G_3 | 527 | G | 3 |  | Coal Steam |  |  | Colorado |  | Montrose |  |  | 12 |  | 1959 | 2019 | [32 empty] | Tri-State G & T Assn, Inc | 100 | Tri-State G & T Assn, Inc | 100 | Regulated | Dropped - Retired/Planned Retirement by 06/2028 | bar: 7U100 BLR1
Nucla | 527_G_ST4 | 527 | G | ST4 |  | Coal Steam |  |  | Colorado |  | Montrose |  |  | 64 |  | 1991 | 2019 | [32 empty] | Tri-State G & T Assn, Inc | 100 | Tri-State G & T Assn, Inc | 100 | Regulated | Dropped - Retired/Planned Retirement by 06/2028 | bar: 7U100 BLR1
McGregor | 1163_G_3 | 1163 | G | 3 |  | Combustion Turbine |  |  | Iowa |  | Clayton |  |  | 0.5 |  | 1955 | 2019 | [32 empty] | City of McGregor- (IA) | 100 | City of McGregor- (IA) | 100 | Regulated | Dropped - Retired/Planned Retirement by 06/2028
Hutchinson Plant #1 | 1980_G_8 | 1980 | G | 8 |  | Combined Cycle |  |  | Minnesota |  | McLeod |  |  | 13 |  | 1971 | 2019 | [32 empty] | Hutchinson Utilities Comm | 100 | Hutchinson Utilities Comm | 100 | Regulated | Dropped - Retired/Planned Retirement by 06/2028 | 7U100 BLR1: HRSG1
Wells IC | 2020_G_3 | 2020 | G | 3 |  | Combustion Turbine |  |  | Minnesota |  | Faribault |  |  | 1.1 |  | 1950 | 2019 | [32 empty] | City of Wells - (MN) | 100 | City of Wells - (MN) | 100 | Regulated | Dropped - Retired/Planned Retirement by 06/2028
Hudson Avenue | 2496_G_4 | 2496 | G | 4 |  | Combustion Turbine |  |  | New York |  | Kings |  |  | 13.5 |  | 1970 | 2019 | [32 empty] | Consolidated Edison Co-NY Inc | 100 | Consolidated Edison Co-NY Inc | 100 | Regulated | Dropped - Retired/Planned Retirement by 06/2028
Shelby Municipal Light Plant | 2943_G_IC1 | 2943 | G | IC1 |  | Combustion Turbine |  |  | Ohio |  | Richland |  |  | 3 |  | 1963 | 2019 | [32 empty] | City of Shelby - (OH) | 100 | City of Shelby - (OH) | 100 | Regulated | Dropped - Retired/Planned Retirement by 06/2028
Navajo | 4941_G_NAV3 | 4941 | G | NAV3 |  | Coal Steam |  |  | Arizona |  | Coconino |  |  | 750 |  | 1976 | 2019 | [32 empty] | Salt River Project | 42.9 | Salt River Project | 42.9 | Regulated | Dropped - Retired/Planned Retirement by 06/2028 | 7U100 BLR1: 3
Three Mile Island | 8011_G_1 | 8011 | G | 1 |  | Nuclear |  |  | Pennsylvania |  | Dauphin |  |  | 802.8 |  | 1974 | [33 empty] | Constellation Nuclear | 100 | Constellation Nuclear | 100 | Non-regulated | Dropped - Units whose status are "OS" or "RE" for the past 3 consecutive years | 7U100 BLR1: NSS1
Cambria Cogen | 10641_G_GEN1 | 10641 | G | GEN1 |  | Coal Steam |  |  | Pennsylvania |  | Cambria |  |  | 88 |  | 1991 | 2019 | [32 empty] | Cambria CoGen Co | 100 | Cambria CoGen Co | 100 | Non-regulated | Dropped - Retired/Planned Retirement by 06/2028
Olinda Landfill Gas Recovery Plant | 10648_G_GEN1 | 10648 | G | GEN1 |  | Landfill Gas |  |  | California |  | Orange |  |  | 1.7 |  | 1985 | 2019 | [32 empty] | Brea Generation LLC | 100 | Brea Generation LLC | 100 | Regulated | Dropped - Retired/Planned Retirement by 06/2028
Olinda Landfill Gas Recovery Plant | 10648_G_GEN2 | 10648 | G | GEN2 |  | Landfill Gas |  |  | California |  | Orange |  |  | 1.7 |  | 1985 | 2019 | [32 empty] | Brea Generation LLC | 100 | Brea Generation LLC | 100 | Regulated | Dropped - Retired/Planned Retirement by 06/2028
Olinda Landfill Gas Recovery Plant | 10648_G_GEN3 | 10648 | G | GEN3 |  | Landfill Gas |  |  | California |  | Orange |  |  | 1.7 |  | 1985 | 2019 | [32 empty] | Brea Generation LLC | 100 | Brea Generation LLC | 100 | Regulated | Dropped - Retired/Planned Retirement by 06/2028
Beaumont Hospital Dearborn Campus | 50260_G_500KW | 50260 | G | 500KW |  | Combustion Turbine |  |  | Michigan |  | Wayne |  |  | 0.5 |  | 1979 | [33 empty] | Corewell Health Dearborn Campus | 100 | Corewell Health Dearborn Campus | 100 | Non-regulated | Dropped - Plant is identified as onsite because it is a net buyer of electricity in 2021
VESI Pomona | 50300_G_GEN1 | 50300 | G | GEN1 |  | Combustion Turbine |  |  | California |  | Los Angeles |  |  | 40 |  | 1985 | 2019 | [32 empty] | VESI Pomona Energy Storage, Inc. | 100 | VESI Pomona Energy Storage, Inc. | 100 | Non-regulated | Dropped - Retired/Planned Retirement by 06/2028
Mobile Energy Services LLC | 50407_G_GEN5 | 50407 | G | GEN5 |  | Biomass |  |  | Alabama |  | Mobile |  |  | 56.1 |  | 1985 | 2019 | [32 empty] | DTE Energy Services | 100 | DTE Energy Services | 100 | Non-regulated | Dropped - Retired/Planned Retirement by 06/2028
Mobile Energy Services LLC | 50407_G_GEN6 | 50407 | G | GEN6 |  | Biomass |  |  | Alabama |  | Mobile |  |  | 33.2 |  | 1985 | 2019 | [32 empty] | DTE Energy Services | 100 | DTE Energy Services | 100 | Non-regulated | Dropped - Retired/Planned Retirement by 06/2028
Chester Operations | 50410_G_5 | 50410 | G | 5 |  | Coal Steam |  |  | Pennsylvania |  | Delaware |  |  | 67 |  | 1986 | 2019 | [32 empty] | Kimberly-Clark Corp | 100 | Kimberly-Clark Corp | 100 | Non-regulated | Dropped - Retired/Planned Retirement by 06/2028 | 7U100 BLR1: 10
Monroe Livingston Gas Recovery | 50565_G_GEN1 | 50565 | G | GEN1 |  | Landfill Gas |  |  | New York |  | Monroe |  |  | 0.8 |  | 1988 | 2019 | [32 empty] | WM Renewable Energy LLC | 100 | WM Renewable Energy LLC | 100 | Non-regulated | Dropped - Retired/Planned Retirement by 06/2028
Monroe Livingston Gas Recovery | 50565_G_GEN2 | 50565 | G | GEN2 |  | Landfill Gas |  |  | New York |  | Monroe |  |  | 0.8 |  | 1988 | 2019 | [32 empty] | WM Renewable Energy LLC | 100 | WM Renewable Energy LLC | 100 | Non-regulated | Dropped - Retired/Planned Retirement by 06/2028
Harris Energy Realty | 54981_G_ALBA | 54981 | G | ALBA |  | Hydro |  |  | Massachusetts |  | Hampden |  |  | 0.3 |  | 1999 | 2019 | [32 empty] | City of Holyoke Gas and Electric Dept. | 100 | City of Holyoke Gas and Electric Dept. | 100 | Regulated | Dropped - Retired/Planned Retirement by 06/2028
Harris Energy Realty | 54981_G_ALBD | 54981 | G | ALBD |  | Hydro |  |  | Massachusetts |  | Hampden |  |  | 0.4 |  | 1982 | 2019 | [32 empty] | City of Holyoke Gas and Electric Dept. | 100 | City of Holyoke Gas and Electric Dept. | 100 | Regulated | Dropped - Retired/Planned Retirement by 06/2028
West Texas Wind Energy LLC | 55367_G_01 | 55367 | G | 01 |  | Onshore Wind |  |  | Texas |  | Upton |  |  | 75 |  | 1999 | 2019 | [32 empty] | West Texas Wind Energy Partners LLC | 100 | West Texas Wind Energy Partners LLC | 100 | Non-regulated | Dropped - Retired/Planned Retirement by 06/2028
Monmouth Landfill Gas to Energy | 55618_G_GEN1 | 55618 | G | GEN1 |  | Landfill Gas |  |  | New Jersey |  | Monmouth |  |  | 3.3 |  | 1998 | 2019 | [32 empty] | Monmouth Energy Inc | 100 | Monmouth Energy Inc | 100 | Non-regulated | Dropped - Retired/Planned Retirement by 06/2028
Monmouth Landfill Gas to Energy | 55618_G_GEN2 | 55618 | G | GEN2 |  | Landfill Gas |  |  | New Jersey |  | Monmouth |  |  | 3.3 |  | 1998 | 2019 | [32 empty] | Monmouth Energy Inc | 100 | Monmouth Energy Inc | 100 | Non-regulated | Dropped - Retired/Planned Retirement by 06/2028
Toksook Bay | 57067_G_UNIT1 | 57067 | G | UNIT1 |  | Combustion Turbine |  |  | Alaska |  | Bethel |  |  | 0.4 |  | 2005 | [33 empty] | Alaska Village Elec Coop, Inc | 100 | Alaska Village Elec Coop, Inc | 100 | Regulated | Dropped - in Alaska or in Hawaii or Puerto Rico
Wausau Paper Middletown | 57940_G_G3 | 57940 | G | G3 |  | Coal Steam |  |  | Ohio |  | Butler |  |  | 7.5 |  | 1986 | [33 empty] | Wausau Paper Middletown | 100 | Wausau Paper Middletown | 100 | Non-regulated | Dropped - Plant is identified as onsite because it is a net buyer of electricity in 2021
Caribou Generation Station | 1513_G_1 | 1513 | G | 1 |  | O/G Steam |  |  | Maine |  | Aroostook |  |  | 9 |  | 1950 | 2019 | [32 empty] | Merlin One LLC | 100 | Merlin One LLC | 100 | Non-regulated | Dropped - Retired/Planned Retirement by 06/2028
Caribou Generation Station | 1513_G_CD2 | 1513 | G | CD2 |  | Combustion Turbine |  |  | Maine |  | Aroostook |  |  | 2.5 |  | 1948 | 2019 | [32 empty] | Merlin One LLC | 100 | Merlin One LLC | 100 | Non-regulated | Dropped - Retired/Planned Retirement by 06/2028
Caribou Generation Station | 1513_G_CD3 | 1513 | G | CD3 |  | Combustion Turbine |  |  | Maine |  | Aroostook |  |  | 2.5 |  | 1948 | 2019 | [32 empty] | Merlin One LLC | 100 | Merlin One LLC | 100 | Non-regulated | Dropped - Retired/Planned Retirement by 06/2028
Caribou Generation Station | 1513_G_CD4 | 1513 | G | CD4 |  | Combustion Turbine |  |  | Maine |  | Aroostook |  |  | 1 |  | 1948 | 2019 | [32 empty] | Merlin One LLC | 100 | Merlin One LLC | 100 | Non-regulated | Dropped - Retired/Planned Retirement by 06/2028
Caribou Generation Station | 1513_G_CD5 | 1513 | G | CD5 |  | Combustion Turbine |  |  | Maine |  | Aroostook |  |  | 1 |  | 1951 | 2019 | [32 empty] | Merlin One LLC | 100 | Merlin One LLC | 100 | Non-regulated | Dropped - Retired/Planned Retirement by 06/2028
Caribou Generation Station | 1513_G_CH1 | 1513 | G | CH1 |  | Hydro |  |  | Maine |  | Aroostook |  |  | 0.4 |  | 1926 | 2019 | [32 empty] | Merlin One LLC | 100 | Merlin One LLC | 100 | Non-regulated | Dropped - Retired/Planned Retirement by 06/2028
Caribou Generation Station | 1513_G_ST2 | 1513 | G | ST2 |  | O/G Steam |  |  | Maine |  | Aroostook |  |  | 14 |  | 1955 | 2019 | [32 empty] | Merlin One LLC | 100 | Merlin One LLC | 100 | Non-regulated | Dropped - Retired/Planned Retirement by 06/2028
Nantucket Hybrid | 1615_G_12 | 1615 | G | 12 |  | Combustion Turbine |  |  | Massachusetts |  | Nantucket |  |  | 2.8 |  | 1988 | 2019 | [32 empty] | New England Power Company | 100 | New England Power Company | 100 | Regulated | Dropped - Retired/Planned Retirement by 06/2028
Nantucket Hybrid | 1615_G_13 | 1615 | G | 13 |  | Combustion Turbine |  |  | Massachusetts |  | Nantucket |  |  | 2.9 |  | 1988 | 2019 | [32 empty] | New England Power Company | 100 | New England Power Company | 100 | Regulated | Dropped - Retired/Planned Retirement by 06/2028
Wanapum | 3888_G_4 | 3888 | G | 4 |  | Hydro |  |  | Washington |  | Grant |  |  | 103.8 |  | 1963 | 2019 | [32 empty] | PUD No 2 of Grant County | 100 | PUD No 2 of Grant County | 100 | Regulated | Dropped - Retired/Planned Retirement by 06/2028
Kiana | 6323_G_3A | 6323 | G | 3A |  | Combustion Turbine |  |  | Alaska |  | Northwest Arctic |  |  | 0.4 |  | 2000 | [33 empty] | Alaska Village Elec Coop, Inc | 100 | Alaska Village Elec Coop, Inc | 100 | Regulated | Dropped - in Alaska or in Hawaii or Puerto Rico
Graphic Packaging | 10698_G_GEN2 | 10698 | G | GEN2 |  | O/G Steam |  |  | Michigan |  | Kalamazoo |  |  | 1.5 |  | 1992 | [33 empty] | Graphic Packaging Corp | 100 | Graphic Packaging Corp | 100 | Non-regulated | Dropped - Plant is identified as onsite because it is a net buyer of electricity in 2021 | 7U100 BLR1: 8; 7U100 BLR10: 9
Yates Gas Plant | 55025_G_GEN2 | 55025 | G | GEN2 |  | Combustion Turbine |  |  | Texas |  | Pecos |  |  | 2.8 |  | 1986 | 2019 | [32 empty] | Kinder Morgan Yates Operation | 100 | Kinder Morgan Yates Operation | 100 | Non-regulated | Dropped - Retired/Planned Retirement by 06/2028
Bethlehem Renewable Energy LLC | 56572_G_1 | 56572 | G | 1 |  | Landfill Gas |  |  | Pennsylvania |  | Northampton |  |  | 3.7 |  | 2008 | 2019 | [32 empty] | Bethlehem Renewable Energy LLC | 100 | Bethlehem Renewable Energy LLC | 100 | Non-regulated | Dropped - Retired/Planned Retirement by 06/2028
Quinhagak | 57057_G_UNIT3 | 57057 | G | UNIT3 |  | Combustion Turbine |  |  | Alaska |  | Bethel |  |  | 0.4 |  | 1986 | [33 empty] | Alaska Village Elec Coop, Inc | 100 | Alaska Village Elec Coop, Inc | 100 | Regulated | Dropped - in Alaska or in Hawaii or Puerto Rico
Harbor Wind LLC | 58424_G_1 | 58424 | G | 1 |  | Onshore Wind |  |  | Texas |  | Nueces |  |  | 9 |  | 2012 | 2019 | [32 empty] | Harbor Wind Tenant LLC | 100 | Harbor Wind Tenant LLC | 100 | Non-regulated | Dropped - Retired/Planned Retirement by 06/2028
Mount Sinai Beth Israel | 61569_G_EGEN3 | 61569 | G | EGEN3 |  | Combustion Turbine |  |  | New York |  | New York |  |  | 1 |  | 1988 | [33 empty] | Mount Sinai Beth Israel | 100 | Mount Sinai Beth Israel | 100 | Non-regulated | Dropped - Plant is identified as onsite because it is a net buyer of electricity in 2021
Kingsbrook Jewish Medical Center | 62050_G_115WA | 62050 | G | 115WA |  | Combustion Turbine |  |  | New York |  | Kings |  |  | 0.1 |  | 2005 | [33 empty] | Kingsbrook Jewish Medical Center | 100 | Kingsbrook Jewish Medical Center | 100 | Non-regulated | Dropped - Plant is identified as onsite because it is a net buyer of electricity in 2021
Hammond | 708_G_1 | 708 | G | 1 |  | Coal Steam |  |  | Georgia |  | Floyd |  |  | 110 |  | 1954 | 2019 | [32 empty] | Georgia Power Co | 100 | Georgia Power Co | 100 | Regulated | Dropped - Retired/Planned Retirement by 06/2028 | bar: 7U100 BLR1
Hammond | 708_G_2 | 708 | G | 2 |  | Coal Steam |  |  | Georgia |  | Floyd |  |  | 110 |  | 1954 | 2019 | [32 empty] | Georgia Power Co | 100 | Georgia Power Co | 100 | Regulated | Dropped - Retired/Planned Retirement by 06/2028 | 7U100 BLR1: 2
Hammond | 708_G_3 | 708 | G | 3 |  | Coal Steam |  |  | Georgia |  | Floyd |  |  | 110 |  | 1955 | 2019 | [32 empty] | Georgia Power Co | 100 | Georgia Power Co | 100 | Regulated | Dropped - Retired/Planned Retirement by 06/2028 | 7U100 BLR1: 3
Hammond | 708_G_4 | 708 | G | 4 |  | Coal Steam |  |  | Georgia |  | Floyd |  |  | 510 |  | 1970 | 2019 | [32 empty] | Georgia Power Co | 100 | Georgia Power Co | 100 | Regulated | Dropped - Retired/Planned Retirement by 06/2028 | 7U100 BLR1: 4
Langdale | 711_G_5 | 711 | G | 5 |  | Hydro |  |  | Alabama |  | Chambers |  |  | 0.1 |  | 1924 | 2019 | [32 empty] | Georgia Power Co | 100 | Georgia Power Co | 100 | Regulated | Dropped - Retired/Planned Retirement by 06/2028
Langdale | 711_G_6 | 711 | G | 6 |  | Hydro |  |  | Alabama |  | Chambers |  |  | 0.1 |  | 1926 | 2019 | [32 empty] | Georgia Power Co | 100 | Georgia Power Co | 100 | Regulated | Dropped - Retired/Planned Retirement by 06/2028
Coffeyville | 1271_G_6 | 1271 | G | 6 |  | O/G Steam |  |  | Kansas |  | Montgomery |  |  | 16 |  | 1956 | 2019 | [32 empty] | City of Coffeyville - (KS) | 100 | City of Coffeyville - (KS) | 100 | Regulated | Dropped - Retired/Planned Retirement by 06/2028 | 7U100 BLR1: 5
Albany | 2113_G_1 | 2113 | G | 1 |  | Combustion Turbine |  |  | Missouri |  | Gentry |  |  | 2.1 |  | 1969 | 2019 | [32 empty] | City of Albany - (MO) | 100 | City of Albany - (MO) | 100 | Regulated | Dropped - Retired/Planned Retirement by 06/2028
Albany | 2113_G_2 | 2113 | G | 2 |  | Combustion Turbine |  |  | Missouri |  | Gentry |  |  | 1 |  | 1978 | 2019 | [32 empty] | City of Albany - (MO) | 100 | City of Albany - (MO) | 100 | Regulated | Dropped - Retired/Planned Retirement by 06/2028
Albany | 2113_G_3 | 2113 | G | 3 |  | Combustion Turbine |  |  | Missouri |  | Gentry |  |  | 0.6 |  | 1954 | 2019 | [32 empty] | City of Albany - (MO) | 100 | City of Albany - (MO) | 100 | Regulated | Dropped - Retired/Planned Retirement by 06/2028
Albany | 2113_G_IC5 | 2113 | G | IC5 |  | Combustion Turbine |  |  | Missouri |  | Gentry |  |  | 1.2 |  | 1983 | 2019 | [32 empty] | City of Albany - (MO) | 100 | City of Albany - (MO) | 100 | Regulated | Dropped - Retired/Planned Retirement by 06/2028
Albany | 2113_G_IC6 | 2113 | G | IC6 |  | Combustion Turbine |  |  | Missouri |  | Gentry |  |  | 1.2 |  | 1983 | 2019 | [32 empty] | City of Albany - (MO) | 100 | City of Albany - (MO) | 100 | Regulated | Dropped - Retired/Planned Retirement by 06/2028
McIntosh | 6124_G_1 | 6124 | G | 1 |  | Coal Steam |  |  | Georgia |  | Effingham |  |  | 142.5 |  | 1979 | 2019 | [32 empty] | Georgia Power Co | 100 | Georgia Power Co | 100 | Regulated | Dropped - Retired/Planned Retirement by 06/2028 | bar: 7U100 BLR1
Solar Photovoltaic Project #44 | 57540_G_S44A | 57540 | G | S44A |  | Solar PV |  |  | California |  | Riverside |  |  | 0.5 |  | 2015 | 2019 | [32 empty] | Southern California Edison Co | 100 | Southern California Edison Co | 100 | Regulated | Dropped - Retired/Planned Retirement by 06/2028
Solar Photovoltaic Project #44 | 57540_G_S44B | 57540 | G | S44B |  | Solar PV |  |  | California |  | Riverside |  |  | 0.5 |  | 2015 | 2019 | [32 empty] | Southern California Edison Co | 100 | Southern California Edison Co | 100 | Regulated | Dropped - Retired/Planned Retirement by 06/2028
Solar Photovoltaic Project #44 | 57540_G_S44C | 57540 | G | S44C |  | Solar PV |  |  | California |  | Riverside |  |  | 0.5 |  | 2015 | 2019 | [32 empty] | Southern California Edison Co | 100 | Southern California Edison Co | 100 | Regulated | Dropped - Retired/Planned Retirement by 06/2028
Solar Photovoltaic Project #44 | 57540_G_S44D | 57540 | G | S44D |  | Solar PV |  |  | California |  | Riverside |  |  | 0.5 |  | 2015 | 2019 | [32 empty] | Southern California Edison Co | 100 | Southern California Edison Co | 100 | Regulated | Dropped - Retired/Planned Retirement by 06/2028
Solar Photovoltaic Project #44 | 57540_G_S44E | 57540 | G | S44E |  | Solar PV |  |  | California |  | Riverside |  |  | 0.5 |  | 2015 | 2019 | [32 empty] | Southern California Edison Co | 100 | Southern California Edison Co | 100 | Regulated | Dropped - Retired/Planned Retirement by 06/2028
Solar Photovoltaic Project #44 | 57540_G_S44F | 57540 | G | S44F |  | Solar PV |  |  | California |  | Riverside |  |  | 0.5 |  | 2015 | 2019 | [32 empty] | Southern California Edison Co | 100 | Southern California Edison Co | 100 | Regulated | Dropped - Retired/Planned Retirement by 06/2028
Solar Photovoltaic Project #44 | 57540_G_S44G | 57540 | G | S44G |  | Solar PV |  |  | California |  | Riverside |  |  | 0.5 |  | 2015 | 2019 | [32 empty] | Southern California Edison Co | 100 | Southern California Edison Co | 100 | Regulated | Dropped - Retired/Planned Retirement by 06/2028
Solar Photovoltaic Project #44 | 57540_G_S44H | 57540 | G | S44H |  | Solar PV |  |  | California |  | Riverside |  |  | 0.5 |  | 2015 | 2019 | [32 empty] | Southern California Edison Co | 100 | Southern California Edison Co | 100 | Regulated | Dropped - Retired/Planned Retirement by 06/2028
Solar Photovoltaic Project #44 | 57540_G_S44I | 57540 | G | S44I |  | Solar PV |  |  | California |  | Riverside |  |  | 0.5 |  | 2015 | 2019 | [32 empty] | Southern California Edison Co | 100 | Southern California Edison Co | 100 | Regulated | Dropped - Retired/Planned Retirement by 06/2028
Solar Photovoltaic Project #44 | 57540_G_S44J | 57540 | G | S44J |  | Solar PV |  |  | California |  | Riverside |  |  | 0.5 |  | 2015 | 2019 | [32 empty] | Southern California Edison Co | 100 | Southern California Edison Co | 100 | Regulated | Dropped - Retired/Planned Retirement by 06/2028
Solar Photovoltaic Project #44 | 57540_G_S44K | 57540 | G | S44K |  | Solar PV |  |  | California |  | Riverside |  |  | 0.5 |  | 2015 | 2019 | [32 empty] | Southern California Edison Co | 100 | Southern California Edison Co | 100 | Regulated | Dropped - Retired/Planned Retirement by 06/2028
Solar Photovoltaic Project #44 | 57540_G_S44L | 57540 | G | S44L |  | Solar PV |  |  | California |  | Riverside |  |  | 0.5 |  | 2015 | 2019 | [32 empty] | Southern California Edison Co | 100 | Southern California Edison Co | 100 | Regulated | Dropped - Retired/Planned Retirement by 06/2028
Solar Photovoltaic Project #44 | 57540_G_S44M | 57540 | G | S44M |  | Solar PV |  |  | California |  | Riverside |  |  | 0.5 |  | 2015 | 2019 | [32 empty] | Southern California Edison Co | 100 | Southern California Edison Co | 100 | Regulated | Dropped - Retired/Planned Retirement by 06/2028
Solar Photovoltaic Project #44 | 57540_G_S44N | 57540 | G | S44N |  | Solar PV |  |  | California |  | Riverside |  |  | 0.5 |  | 2015 | 2019 | [32 empty] | Southern California Edison Co | 100 | Southern California Edison Co | 100 | Regulated | Dropped - Retired/Planned Retirement by 06/2028
Solar Photovoltaic Project #44 | 57540_G_S44O | 57540 | G | S44O |  | Solar PV |  |  | California |  | Riverside |  |  | 0.5 |  | 2015 | 2019 | [32 empty] | Southern California Edison Co | 100 | Southern California Edison Co | 100 | Regulated | Dropped - Retired/Planned Retirement by 06/2028
Solar Photovoltaic Project #44 | 57540_G_S44P | 57540 | G | S44P |  | Solar PV |  |  | California |  | Riverside |  |  | 0.5 |  | 2015 | 2019 | [32 empty] | Southern California Edison Co | 100 | Southern California Edison Co | 100 | Regulated | Dropped - Retired/Planned Retirement by 06/2028
Pacific Ethanol Stockton Cogen Plant | 61027_G_PESCT | 61027 | G | PESCT |  | Combustion Turbine |  |  | California |  | San Joaquin |  |  | 3.6 |  | 2016 | 2019 | [32 empty] | Pacific Ethanol Stockton | 100 | Pacific Ethanol Stockton | 100 | Non-regulated | Dropped - Retired/Planned Retirement by 06/2028
Gould Street | 1553_G_3 | 1553 | G | 3 |  | O/G Steam |  |  | Maryland |  | Baltimore City |  |  | 97 |  | 1952 | 2019 | [32 empty] | Constellation Power Source Generation, LLC | 100 | Constellation Power Source Generation, LLC | 100 | Non-regulated | Dropped - Retired/Planned Retirement by 06/2028 | 7U100 BLR1: 3
Claude Vandyke | 1880_G_6 | 1880 | G | 6 |  | Combined Cycle |  |  | Michigan |  | Allegan |  |  | 19.3 |  | 1967 | 2019 | [32 empty] | Wolverine Power Supply Coop | 100 | Wolverine Power Supply Coop | 100 | Regulated | Dropped - Retired/Planned Retirement by 06/2028
Granite City | 1910_G_1 | 1910 | G | 1 |  | Combustion Turbine |  |  | Minnesota |  | Benton |  |  | 13 |  | 1969 | 2019 | [32 empty] | Northern States Power Co - Minnesota | 100 | Northern States Power Co - Minnesota | 100 | Regulated | Dropped - Retired/Planned Retirement by 06/2028
Granite City | 1910_G_2 | 1910 | G | 2 |  | Combustion Turbine |  |  | Minnesota |  | Benton |  |  | 13 |  | 1969 | 2019 | [32 empty] | Northern States Power Co - Minnesota | 100 | Northern States Power Co - Minnesota | 100 | Regulated | Dropped - Retired/Planned Retirement by 06/2028
Granite City | 1910_G_3 | 1910 | G | 3 |  | Combustion Turbine |  |  | Minnesota |  | Benton |  |  | 13 |  | 1969 | 2019 | [32 empty] | Northern States Power Co - Minnesota | 100 | Northern States Power Co - Minnesota | 100 | Regulated | Dropped - Retired/Planned Retirement by 06/2028
Granite City | 1910_G_4 | 1910 | G | 4 |  | Combustion Turbine |  |  | Minnesota |  | Benton |  |  | 13 |  | 1969 | 2019 | [32 empty] | Northern States Power Co - Minnesota | 100 | Northern States Power Co - Minnesota | 100 | Regulated | Dropped - Retired/Planned Retirement by 06/2028
Rex Brown | 2053_G_4 | 2053 | G | 4 |  | O/G Steam |  |  | Mississippi |  | Hinds |  |  | 197.7 |  | 1959 | 2019 | [32 empty] | Entergy Mississippi LLC | 100 | Entergy Mississippi LLC | 100 | Regulated | Dropped - Retired/Planned Retirement by 06/2028 | 7U100 BLR1: 4
Rex Brown | 2053_G_GT1 | 2053 | G | GT1 |  | Combustion Turbine |  |  | Mississippi |  | Hinds |  |  | 10.3 |  | 1968 | 2019 | [32 empty] | Entergy Mississippi LLC | 100 | Entergy Mississippi LLC | 100 | Regulated | Dropped - Retired/Planned Retirement by 06/2028
Berlin | 6565_G_2A | 6565 | G | 2A |  | Combustion Turbine |  |  | Maryland |  | Worcester |  |  | 1.8 |  | 1999 | 2019 | [32 empty] | Town of Berlin - (MD) | 100 | Town of Berlin - (MD) | 100 | Regulated | Dropped - Retired/Planned Retirement by 06/2028
Covanta Warren Energy | 10012_G_1 | 10012 | G | 1 |  | Municipal Solid Waste |  |  | New Jersey |  | Warren |  |  | 10 |  | 1988 | 2019 | [32 empty] | Covanta Warren Energy Resource Co LP | 100 | Covanta Warren Energy Resource Co LP | 100 | Non-regulated | Dropped - Retired/Planned Retirement by 06/2028
James River Genco LLC | 10377_G_GEN1 | 10377 | G | GEN1 |  | Coal Steam |  |  | Virginia |  | Hopewell City |  |  | 46.3 |  | 1988 | 2019 | [32 empty] | City Point Energy Center | 100 | City Point Energy Center | 100 | Non-regulated | Dropped - Retired/Planned Retirement by 06/2028
James River Genco LLC | 10377_G_GEN2 | 10377 | G | GEN2 |  | Coal Steam |  |  | Virginia |  | Hopewell City |  |  | 46.3 |  | 1988 | 2019 | [32 empty] | City Point Energy Center | 100 | City Point Energy Center | 100 | Non-regulated | Dropped - Retired/Planned Retirement by 06/2028
Georgia-Pacific Consr Prods LP-Naheola | 10699_G_GEN2 | 10699 | G | GEN2 |  | Non-Fossil Waste |  |  | Alabama |  | Choctaw |  |  | 12.4 |  | 1962 | [33 empty] | Georgia-Pacific Consr Prods LP-Naheola | 100 | Georgia-Pacific Consr Prods LP-Naheola | 100 | Non-regulated | Dropped - Plant is identified as onsite because it is a net buyer of electricity in 2021 | 1 | 2 | 3 | 4 | 5 | 6
Marcus Hook Refinery Cogen | 50074_G_GEN1 | 50074 | G | GEN1 |  | Combustion Turbine |  |  | Pennsylvania |  | Delaware |  |  | 48 |  | 1987 | 2019 | [32 empty] | Marcus Hook 50 L.P | 100 | Marcus Hook 50 L.P | 100 | Non-regulated | Dropped - Retired/Planned Retirement by 06/2028
Park Falls Industrial Management | 50620_G_GEN1 | 50620 | G | GEN1 |  | Biomass |  |  | Wisconsin |  | PRICE |  |  | 4.7 |  | 1982 | [33 empty] | Park Falls Industrial Management, LLC | 100 | Park Falls Industrial Management, LLC | 100 | Non-regulated | Dropped - Plant is identified as onsite because it is a net buyer of electricity in 2021
I 95 Municipal Landfill Phase I | 52051_G_UNT1 | 52051 | G | UNT1 |  | Landfill Gas |  |  | Virginia |  | Fairfax |  |  | 0.8 |  | 1992 | 2019 | [32 empty] | NextEra Renewable Fuels, LLC | 100 | NextEra Renewable Fuels, LLC | 100 | Non-regulated | Dropped - Retired/Planned Retirement by 06/2028
I 95 Municipal Landfill Phase I | 52051_G_UNT2 | 52051 | G | UNT2 |  | Landfill Gas |  |  | Virginia |  | Fairfax |  |  | 0.8 |  | 1992 | 2019 | [32 empty] | NextEra Renewable Fuels, LLC | 100 | NextEra Renewable Fuels, LLC | 100 | Non-regulated | Dropped - Retired/Planned Retirement by 06/2028
I 95 Municipal Landfill Phase I | 52051_G_UNT3 | 52051 | G | UNT3 |  | Landfill Gas |  |  | Virginia |  | Fairfax |  |  | 0.8 |  | 1992 | 2019 | [32 empty] | NextEra Renewable Fuels, LLC | 100 | NextEra Renewable Fuels, LLC | 100 | Non-regulated | Dropped - Retired/Planned Retirement by 06/2028
I 95 Municipal Landfill Phase I | 52051_G_UNT4 | 52051 | G | UNT4 |  | Landfill Gas |  |  | Virginia |  | Fairfax |  |  | 0.8 |  | 1992 | 2019 | [32 empty] | NextEra Renewable Fuels, LLC | 100 | NextEra Renewable Fuels, LLC | 100 | Non-regulated | Dropped - Retired/Planned Retirement by 06/2028
Philadelphia Refinery | 52106_G_GEN1 | 52106 | G | GEN1 |  | Fossil Waste |  |  | Pennsylvania |  | Philadelphia |  |  | 7.7 |  | 1952 | [33 empty] | PES | 100 | PES | 100 | Non-regulated | Dropped - Plant is identified as onsite because it is a net buyer of electricity in 2021
Philadelphia Refinery | 52106_G_GEN2 | 52106 | G | GEN2 |  | Fossil Waste |  |  | Pennsylvania |  | Philadelphia |  |  | 6.7 |  | 1952 | [33 empty] | PES | 100 | PES | 100 | Non-regulated | Dropped - Plant is identified as onsite because it is a net buyer of electricity in 2021
Philadelphia Refinery | 52106_G_GEN3 | 52106 | G | GEN3 |  | Fossil Waste |  |  | Pennsylvania |  | Philadelphia |  |  | 0.4 |  | 1952 | [33 empty] | PES | 100 | PES | 100 | Non-regulated | Dropped - Plant is identified as onsite because it is a net buyer of electricity in 2021
Stingray Facility | 54531_G_1S72 | 54531 | G | 1S72 |  | Combustion Turbine |  |  | Louisiana |  | Cameron |  |  | 2.5 |  | 1977 | [33 empty] | Targa Midstream Services LP | 100 | Targa Midstream Services LP | 100 | Non-regulated | Dropped - Plant is identified as onsite because it is a net buyer of electricity in 2021
Sumpter Energy Associates | 54536_G_0201 | 54536 | G | 0201 |  | Landfill Gas |  |  | Michigan |  | Wayne |  |  | 0.8 |  | 1998 | 2019 | [32 empty] | NextEra Renewable Fuels, LLC | 100 | NextEra Renewable Fuels, LLC | 100 | Non-regulated | Dropped - Retired/Planned Retirement by 06/2028
Coastal Plains | 55554_G_UNT1 | 55554 | G | UNT1 |  | Landfill Gas |  |  | Texas |  | Galveston |  |  | 1.7 |  | 2003 | 2019 | [32 empty] | TX LFG Energy, LP | 100 | TX LFG Energy, LP | 100 | Non-regulated | Dropped - Retired/Planned Retirement by 06/2028
Coastal Plains | 55554_G_UNT3 | 55554 | G | UNT3 |  | Landfill Gas |  |  | Texas |  | Galveston |  |  | 1.7 |  | 2003 | 2019 | [32 empty] | TX LFG Energy, LP | 100 | TX LFG Energy, LP | 100 | Non-regulated | Dropped - Retired/Planned Retirement by 06/2028
Coastal Plains | 55554_G_UNT4 | 55554 | G | UNT4 |  | Landfill Gas |  |  | Texas |  | Galveston |  |  | 1.7 |  | 2003 | 2019 | [32 empty] | TX LFG Energy, LP | 100 | TX LFG Energy, LP | 100 | Non-regulated | Dropped - Retired/Planned Retirement by 06/2028
East Millinocket Mill | 55830_G_M2S1 | 55830 | G | M2S1 |  | Biomass |  |  | Maine |  | Penobscot |  |  | 14.5 |  | 1954 | 2019 | [32 empty] | Katahdin KI 50 LLC | 100 | Katahdin KI 50 LLC | 100 | Non-regulated | Dropped - Retired/Planned Retirement by 06/2028
East Millinocket Mill | 55830_G_M2S2 | 55830 | G | M2S2 |  | Biomass |  |  | Maine |  | Penobscot |  |  | 14.5 |  | 1956 | 2019 | [32 empty] | Katahdin KI 50 LLC | 100 | Katahdin KI 50 LLC | 100 | Non-regulated | Dropped - Retired/Planned Retirement by 06/2028
East Millinocket Mill | 55830_G_M2S3 | 55830 | G | M2S3 |  | Biomass |  |  | Maine |  | Penobscot |  |  | 28.1 |  | 1990 | 2019 | [32 empty] | Katahdin KI 50 LLC | 100 | Katahdin KI 50 LLC | 100 | Non-regulated | Dropped - Retired/Planned Retirement by 06/2028
Elim | 57060_G_UNIT3 | 57060 | G | UNIT3 |  | Combustion Turbine |  |  | Alaska |  | Nome |  |  | 0.5 |  | 2003 | [33 empty] | Alaska Village Elec Coop, Inc | 100 | Alaska Village Elec Coop, Inc | 100 | Regulated | Dropped - in Alaska or in Hawaii or Puerto Rico
Glendale Energy Power Plant | 57829_G_GLEN1 | 57829 | G | GLEN1 |  | Landfill Gas |  |  | Arizona |  | Maricopa |  |  | 1.4 |  | 2010 | 2019 | [32 empty] | Glendale Energy LLC | 100 | Glendale Energy LLC | 100 | Non-regulated | Dropped - Retired/Planned Retirement by 06/2028
Glendale Energy Power Plant | 57829_G_GLEN2 | 57829 | G | GLEN2 |  | Landfill Gas |  |  | Arizona |  | Maricopa |  |  | 1.4 |  | 2010 | 2019 | [32 empty] | Glendale Energy LLC | 100 | Glendale Energy LLC | 100 | Non-regulated | Dropped - Retired/Planned Retirement by 06/2028
Hidden View Dairy, LLC | 59260_G_HV1 | 59260 | G | HV1 |  | Non-Fossil Waste |  |  | Indiana |  | Jasper |  |  | 0.7 |  | 2013 | [33 empty] | T&M Limited Partnership | 100 | T&M Limited Partnership | 100 | Non-regulated | Dropped - Plant is identified as onsite because it is a net buyer of electricity in 2021
Bristol Plant | 60222_G_B1 | 60222 | G | B1 |  | Landfill Gas |  |  | Virginia |  | Bristol City |  |  | 0.3 |  | 2016 | 2019 | [32 empty] | Ingenco Renewable Development, LLC | 100 | Ingenco Renewable Development, LLC | 100 | Non-regulated | Dropped - Retired/Planned Retirement by 06/2028
Bristol Plant | 60222_G_B2 | 60222 | G | B2 |  | Landfill Gas |  |  | Virginia |  | Bristol City |  |  | 0.3 |  | 2016 | 2019 | [32 empty] | Ingenco Renewable Development, LLC | 100 | Ingenco Renewable Development, LLC | 100 | Non-regulated | Dropped - Retired/Planned Retirement by 06/2028
Bristol Plant | 60222_G_B3 | 60222 | G | B3 |  | Landfill Gas |  |  | Virginia |  | Bristol City |  |  | 0.3 |  | 2016 | 2019 | [32 empty] | Ingenco Renewable Development, LLC | 100 | Ingenco Renewable Development, LLC | 100 | Non-regulated | Dropped - Retired/Planned Retirement by 06/2028
Bristol Plant | 60222_G_B4 | 60222 | G | B4 |  | Landfill Gas |  |  | Virginia |  | Bristol City |  |  | 0.3 |  | 2016 | 2019 | [32 empty] | Ingenco Renewable Development, LLC | 100 | Ingenco Renewable Development, LLC | 100 | Non-regulated | Dropped - Retired/Planned Retirement by 06/2028
Bristol Plant | 60222_G_B5 | 60222 | G | B5 |  | Landfill Gas |  |  | Virginia |  | Bristol City |  |  | 0.3 |  | 2016 | 2019 | [32 empty] | Ingenco Renewable Development, LLC | 100 | Ingenco Renewable Development, LLC | 100 | Non-regulated | Dropped - Retired/Planned Retirement by 06/2028
Bristol Plant | 60222_G_B6 | 60222 | G | B6 |  | Landfill Gas |  |  | Virginia |  | Bristol City |  |  | 0.3 |  | 2016 | 2019 | [32 empty] | Ingenco Renewable Development, LLC | 100 | Ingenco Renewable Development, LLC | 100 | Non-regulated | Dropped - Retired/Planned Retirement by 06/2028
NYP-Hudson Valley Hospital Center | 62421_G_300DS | 62421 | G | 300DS |  | Combustion Turbine |  |  | New York |  | Westchester |  |  | 0.3 |  | 2010 | [33 empty] | NYP-Hudson Valley Hospital Center | 100 | NYP-Hudson Valley Hospital Center | 100 | Non-regulated | Dropped - Plant is identified as onsite because it is a net buyer of electricity in 2021
Northeast (IN) | 1013_G_1 | 1013 | G | 1 |  | Combustion Turbine |  |  | Indiana |  | Vanderburgh |  |  | 10 |  | 1963 | 2019 | [32 empty] | Southern Indiana Gas & Elec Co | 100 | Southern Indiana Gas & Elec Co | 100 | Regulated | Dropped - Retired/Planned Retirement by 06/2028
Northeast (IN) | 1013_G_2 | 1013 | G | 2 |  | Combustion Turbine |  |  | Indiana |  | Vanderburgh |  |  | 10 |  | 1964 | 2019 | [32 empty] | Southern Indiana Gas & Elec Co | 100 | Southern Indiana Gas & Elec Co | 100 | Regulated | Dropped - Retired/Planned Retirement by 06/2028
Pilgrim Nuclear Power Station | 1590_G_1 | 1590 | G | 1 |  | Nuclear |  |  | Massachusetts |  | Plymouth |  |  | 673.6 |  | 1972 | 2019 | [32 empty] | Entergy Nuclear Generation Co | 100 | Entergy Nuclear Generation Co | 100 | Non-regulated | Dropped - Retired/Planned Retirement by 06/2028
Conesville | 2840_G_5 | 2840 | G | 5 |  | Coal Steam |  |  | Ohio |  | Coshocton |  |  | 375 |  | 1976 | 2019 | [32 empty] | AEP Generation Resources Inc | 100 | AEP Generation Resources Inc | 100 | Non-regulated | Dropped - Retired/Planned Retirement by 06/2028 | 7U100 BLR1: 5
Conesville | 2840_G_6 | 2840 | G | 6 |  | Coal Steam |  |  | Ohio |  | Coshocton |  |  | 375 |  | 1978 | 2019 | [32 empty] | AEP Generation Resources Inc | 100 | AEP Generation Resources Inc | 100 | Non-regulated | Dropped - Retired/Planned Retirement by 06/2028 | 7U100 BLR1: 6
Faraday | 3045_G_1 | 3045 | G | 1 |  | Hydro |  |  | Oregon |  | Clackamas |  |  | 3.9 |  | 1907 | 2019 | [32 empty] | Portland General Electric Co | 100 | Portland General Electric Co | 100 | Regulated | Dropped - Retired/Planned Retirement by 06/2028
Faraday | 3045_G_2 | 3045 | G | 2 |  | Hydro |  |  | Oregon |  | Clackamas |  |  | 3.9 |  | 1907 | 2019 | [32 empty] | Portland General Electric Co | 100 | Portland General Electric Co | 100 | Regulated | Dropped - Retired/Planned Retirement by 06/2028
Faraday | 3045_G_3 | 3045 | G | 3 |  | Hydro |  |  | Oregon |  | Clackamas |  |  | 3.4 |  | 1908 | 2019 | [32 empty] | Portland General Electric Co | 100 | Portland General Electric Co | 100 | Regulated | Dropped - Retired/Planned Retirement by 06/2028
Faraday | 3045_G_4 | 3045 | G | 4 |  | Hydro |  |  | Oregon |  | Clackamas |  |  | 5.6 |  | 1909 | 2019 | [32 empty] | Portland General Electric Co | 100 | Portland General Electric Co | 100 | Regulated | Dropped - Retired/Planned Retirement by 06/2028
Faraday | 3045_G_5 | 3045 | G | 5 |  | Hydro |  |  | Oregon |  | Clackamas |  |  | 5.1 |  | 1910 | 2019 | [32 empty] | Portland General Electric Co | 100 | Portland General Electric Co | 100 | Regulated | Dropped - Retired/Planned Retirement by 06/2028
Silas Ray | 3559_G_DG-2 | 3559 | G | DG-2 |  | Combustion Turbine |  |  | Texas |  | Cameron |  |  | 1 |  | 2001 | 2019 | [32 empty] | Brownsville Public Utilities Board | 100 | Brownsville Public Utilities Board | 100 | Regulated | Dropped - Retired/Planned Retirement by 06/2028
Silas Ray | 3559_G_DG-7a | 3559 | G | DG-7a |  | Combustion Turbine |  |  | Texas |  | Cameron |  |  | 1 |  | 2001 | 2019 | [32 empty] | Brownsville Public Utilities Board | 100 | Brownsville Public Utilities Board | 100 | Regulated | Dropped - Retired/Planned Retirement by 06/2028
Silas Ray | 3559_G_DG-7b | 3559 | G | DG-7b |  | Combustion Turbine |  |  | Texas |  | Cameron |  |  | 1 |  | 2001 | 2019 | [32 empty] | Brownsville Public Utilities Board | 100 | Brownsville Public Utilities Board | 100 | Regulated | Dropped - Retired/Planned Retirement by 06/2028
Bay Front | 3982_G_4 | 3982 | G | 4 |  | Biomass |  |  | Wisconsin |  | Ashland |  |  | 15 |  | 1949 | 2019 | [32 empty] | Northern States Power Co - Minnesota | 100 | Northern States Power Co - Minnesota | 100 | Regulated | Dropped - Retired/Planned Retirement by 06/2028 | 7U100 BLR1: 5
Glennallen | 6305_G_3 | 6305 | G | 3 |  | Combustion Turbine |  |  | Alaska |  | Valdez Cordova |  |  | 0.5 |  | 1963 | [33 empty] | Copper Valley Elec Assn, Inc | 100 | Copper Valley Elec Assn, Inc | 100 | Regulated | Dropped - in Alaska or in Hawaii or Puerto Rico
Glennallen | 6305_G_4 | 6305 | G | 4 |  | Combustion Turbine |  |  | Alaska |  | Valdez Cordova |  |  | 0.5 |  | 1966 | [33 empty] | Copper Valley Elec Assn, Inc | 100 | Copper Valley Elec Assn, Inc | 100 | Regulated | Dropped - in Alaska or in Hawaii or Puerto Rico
Glennallen | 6305_G_5 | 6305 | G | 5 |  | Combustion Turbine |  |  | Alaska |  | Valdez Cordova |  |  | 0.5 |  | 1966 | [33 empty] | Copper Valley Elec Assn, Inc | 100 | Copper Valley Elec Assn, Inc | 100 | Regulated | Dropped - in Alaska or in Hawaii or Puerto Rico
Byron | 7901_G_1 | 7901 | G | 1 |  | Onshore Wind |  |  | Wisconsin |  | Fond Du Lac |  |  | 0.1 |  | 1999 | 2019 | [32 empty] | Wisconsin Electric Power Co | 100 | Wisconsin Electric Power Co | 100 | Regulated | Dropped - Retired/Planned Retirement by 06/2028
Byron | 7901_G_2 | 7901 | G | 2 |  | Onshore Wind |  |  | Wisconsin |  | Fond Du Lac |  |  | 0.1 |  | 1999 | 2019 | [32 empty] | Wisconsin Electric Power Co | 100 | Wisconsin Electric Power Co | 100 | Regulated | Dropped - Retired/Planned Retirement by 06/2028
Luke Mill | 50282_G_GEN1 | 50282 | G | GEN1 |  | Coal Steam |  |  | Maryland |  | Allegany |  |  | 32 |  | 1958 | [33 empty] | Verso Luke LLC | 100 | Verso Luke LLC | 100 | Non-regulated | Dropped - Plant is identified as onsite because it is a net buyer of electricity in 2021
Luke Mill | 50282_G_GEN2 | 50282 | G | GEN2 |  | Coal Steam |  |  | Maryland |  | Allegany |  |  | 28 |  | 1979 | [33 empty] | Verso Luke LLC | 100 | Verso Luke LLC | 100 | Non-regulated | Dropped - Plant is identified as onsite because it is a net buyer of electricity in 2021
Mansfield Mill | 54091_G_GEN4 | 54091 | G | GEN4 |  | Combustion Turbine |  |  | Louisiana |  | DeSoto |  |  | 29.5 |  | 1995 | [33 empty] | IPC-Mansfield Mill | 100 | IPC-Mansfield Mill | 100 | Non-regulated | Dropped - Plant is identified as onsite because it is a net buyer of electricity in 2021
Colebrook Hydroelectric | 54301_G_BK1 | 54301 | G | BK1 |  | Hydro |  |  | Connecticut |  | Litchfield |  |  | 1.4 |  | 1988 | 2019 | [32 empty] | Metropolitan Dist of Hartford | 100 | Metropolitan Dist of Hartford | 100 | Non-regulated | Dropped - Retired/Planned Retirement by 06/2028
Colebrook Hydroelectric | 54301_G_BK2 | 54301 | G | BK2 |  | Hydro |  |  | Connecticut |  | Litchfield |  |  | 1.4 |  | 1988 | 2019 | [32 empty] | Metropolitan Dist of Hartford | 100 | Metropolitan Dist of Hartford | 100 | Non-regulated | Dropped - Retired/Planned Retirement by 06/2028
Astoria Gas Turbines | 55243_G_11 | 55243 | G | 11 |  | Combustion Turbine |  |  | New York |  | Queens |  |  | 23.8 |  | 1971 | 2019 | [32 empty] | NRG Astoria Gas Turbine Operations Inc | 100 | NRG Astoria Gas Turbine Operations Inc | 100 | Non-regulated | Dropped - Retired/Planned Retirement by 06/2028
Savoonga | 57052_G_UNIT2 | 57052 | G | UNIT2 |  | Combustion Turbine |  |  | Alaska |  | Nome |  |  | 0.5 |  | 2008 | [33 empty] | Alaska Village Elec Coop, Inc | 100 | Alaska Village Elec Coop, Inc | 100 | Regulated | Dropped - in Alaska or in Hawaii or Puerto Rico
Oshkosh Foundation Rosedale Biodigester LLC | 58555_G_95100 | 58555 | G | 95100 |  | Non-Fossil Waste |  |  | Wisconsin |  | Winnebago |  |  | 1.4 |  | 2014 | 2019 | [32 empty] | Rosendale Renewable Energy, LLC | 100 | Rosendale Renewable Energy, LLC | 100 | Non-regulated | Dropped - Retired/Planned Retirement by 06/2028
Gorgas | 8_G_10 | 8 | G | 10 |  | Coal Steam |  |  | Alabama |  | Walker |  |  | 727.7 |  | 1972 | 2019 | [32 empty] | Alabama Power Co | 100 | Alabama Power Co | 100 | Regulated | Dropped - Retired/Planned Retirement by 06/2028 | 7U100 BLR1: 10
Gorgas | 8_G_8 | 8 | G | 8 |  | Coal Steam |  |  | Alabama |  | Walker |  |  | 163 |  | 1956 | 2019 | [32 empty] | Alabama Power Co | 100 | Alabama Power Co | 100 | Regulated | Dropped - Retired/Planned Retirement by 06/2028 | 7U100 BLR1: 8
Gorgas | 8_G_9 | 8 | G | 9 |  | Coal Steam |  |  | Alabama |  | Walker |  |  | 172 |  | 1958 | 2019 | [32 empty] | Alabama Power Co | 100 | Alabama Power Co | 100 | Regulated | Dropped - Retired/Planned Retirement by 06/2028 | 7U100 BLR1: 9
Shiras | 1843_G_1 | 1843 | G | 1 |  | Coal Steam |  |  | Michigan |  | Marquette |  |  | 11.6 |  | 1967 | 2019 | [32 empty] | City of Marquette - (MI) | 100 | City of Marquette - (MI) | 100 | Regulated | Dropped - Retired/Planned Retirement by 06/2028 | bar: 7U100 BLR1
Shiras | 1843_G_2 | 1843 | G | 2 |  | Coal Steam |  |  | Michigan |  | Marquette |  |  | 19.5 |  | 1972 | 2019 | [32 empty] | City of Marquette - (MI) | 100 | City of Marquette - (MI) | 100 | Regulated | Dropped - Retired/Planned Retirement by 06/2028 | 7U100 BLR1: 2
Shiras | 1843_G_3 | 1843 | G | 3 |  | Coal Steam |  |  | Michigan |  | Marquette |  |  | 41 |  | 1983 | 2019 | [32 empty] | City of Marquette - (MI) | 100 | City of Marquette - (MI) | 100 | Regulated | Dropped - Retired/Planned Retirement by 06/2028 | 7U100 BLR1: 3
B L England | 2378_G_2 | 2378 | G | 2 |  | Coal Steam |  |  | New Jersey |  | Cape May |  |  | 146 |  | 1964 | 2019 | [32 empty] | RC Cape May Holdings LLC | 100 | RC Cape May Holdings LLC | 100 | Non-regulated | Dropped - Retired/Planned Retirement by 06/2028
B L England | 2378_G_3 | 2378 | G | 3 |  | O/G Steam |  |  | New Jersey |  | Cape May |  |  | 146 |  | 1974 | 2019 | [32 empty] | RC Cape May Holdings LLC | 100 | RC Cape May Holdings LLC | 100 | Non-regulated | Dropped - Retired/Planned Retirement by 06/2028
Togiak | 6348_G_2a | 6348 | G | 2a |  | Combustion Turbine |  |  | Alaska |  | Dillingham |  |  | 0.5 |  | 2004 | [33 empty] | Alaska Village Elec Coop, Inc | 100 | Alaska Village Elec Coop, Inc | 100 | Regulated | Dropped - in Alaska or in Hawaii or Puerto Rico
Togiak | 6348_G_4 | 6348 | G | 4 |  | Combustion Turbine |  |  | Alaska |  | Dillingham |  |  | 0.3 |  | 1986 | [33 empty] | Alaska Village Elec Coop, Inc | 100 | Alaska Village Elec Coop, Inc | 100 | Regulated | Dropped - in Alaska or in Hawaii or Puerto Rico
Togiak | 6348_G_4B | 6348 | G | 4B |  | Combustion Turbine |  |  | Alaska |  | Dillingham |  |  | 0.8 |  | 2002 | [33 empty] | Alaska Village Elec Coop, Inc | 100 | Alaska Village Elec Coop, Inc | 100 | Regulated | Dropped - in Alaska or in Hawaii or Puerto Rico
Togiak | 6348_G_5A | 6348 | G | 5A |  | Combustion Turbine |  |  | Alaska |  | Dillingham |  |  | 0.8 |  | 2014 | [33 empty] | Alaska Village Elec Coop, Inc | 100 | Alaska Village Elec Coop, Inc | 100 | Regulated | Dropped - in Alaska or in Hawaii or Puerto Rico
Lakin Municipal | 7393_G_LK1 | 7393 | G | LK1 |  | Combustion Turbine |  |  | Kansas |  | Kearny |  |  | 4.1 |  | 1990 | 2019 | [32 empty] | City of Lakin - (KS) | 100 | City of Lakin - (KS) | 100 | Regulated | Dropped - Retired/Planned Retirement by 06/2028
Edgecombe Genco LLC | 10384_G_GEN1 | 10384 | G | GEN1 |  | Coal Steam |  |  | North Carolina |  | Edgecombe |  |  | 57.8 |  | 1990 | 2019 | [32 empty] | Edgecombe Operating Services LLC | 100 | Edgecombe Operating Services LLC | 100 | Non-regulated | Dropped - Retired/Planned Retirement by 06/2028
Edgecombe Genco LLC | 10384_G_GEN2 | 10384 | G | GEN2 |  | Coal Steam |  |  | North Carolina |  | Edgecombe |  |  | 57.8 |  | 1990 | 2019 | [32 empty] | Edgecombe Operating Services LLC | 100 | Edgecombe Operating Services LLC | 100 | Non-regulated | Dropped - Retired/Planned Retirement by 06/2028
Georgia-Pacific Consr Prods LP-Naheola | 10699_G_GEN1 | 10699 | G | GEN1 |  | Non-Fossil Waste |  |  | Alabama |  | Choctaw |  |  | 12.4 |  | 1959 | [33 empty] | Georgia-Pacific Consr Prods LP-Naheola | 100 | Georgia-Pacific Consr Prods LP-Naheola | 100 | Non-regulated | Dropped - Plant is identified as onsite because it is a net buyer of electricity in 2021 | 1 | 2 | 3 | 4 | 5 | 6
BJ Gas Recovery | 54392_G_GEN1 | 54392 | G | GEN1 |  | Landfill Gas |  |  | Georgia |  | Gwinnett |  |  | 0.8 |  | 1993 | 2019 | [32 empty] | WM Renewable Energy LLC | 100 | WM Renewable Energy LLC | 100 | Non-regulated | Dropped - Retired/Planned Retirement by 06/2028
BJ Gas Recovery | 54392_G_GEN3 | 54392 | G | GEN3 |  | Landfill Gas |  |  | Georgia |  | Gwinnett |  |  | 0.8 |  | 1993 | 2019 | [32 empty] | WM Renewable Energy LLC | 100 | WM Renewable Energy LLC | 100 | Non-regulated | Dropped - Retired/Planned Retirement by 06/2028
Yates Gas Plant | 55025_G_GEN1 | 55025 | G | GEN1 |  | Combustion Turbine |  |  | Texas |  | Pecos |  |  | 2.8 |  | 1986 | 2019 | [32 empty] | Kinder Morgan Yates Operation | 100 | Kinder Morgan Yates Operation | 100 | Non-regulated | Dropped - Retired/Planned Retirement by 06/2028
Dane County Landfill #2 Rodefeld | 55770_G_GEN1 | 55770 | G | GEN1 |  | Landfill Gas |  |  | Wisconsin |  | Dane |  |  | 0.8 |  | 1997 | 2019 | [32 empty] | Dane County Public Works | 100 | Dane County Public Works | 100 | Non-regulated | Dropped - Retired/Planned Retirement by 06/2028
Dane County Landfill #2 Rodefeld | 55770_G_GEN2 | 55770 | G | GEN2 |  | Landfill Gas |  |  | Wisconsin |  | Dane |  |  | 0.8 |  | 1997 | 2019 | [32 empty] | Dane County Public Works | 100 | Dane County Public Works | 100 | Non-regulated | Dropped - Retired/Planned Retirement by 06/2028
Dane County Landfill #2 Rodefeld | 55770_G_GEN3 | 55770 | G | GEN3 |  | Landfill Gas |  |  | Wisconsin |  | Dane |  |  | 0.8 |  | 2004 | 2019 | [32 empty] | Dane County Public Works | 100 | Dane County Public Works | 100 | Non-regulated | Dropped - Retired/Planned Retirement by 06/2028
Dane County Landfill #2 Rodefeld | 55770_G_GEN4 | 55770 | G | GEN4 |  | Landfill Gas |  |  | Wisconsin |  | Dane |  |  | 1.6 |  | 2004 | 2019 | [32 empty] | Dane County Public Works | 100 | Dane County Public Works | 100 | Non-regulated | Dropped - Retired/Planned Retirement by 06/2028
Dane County Landfill #2 Rodefeld | 55770_G_GEN5 | 55770 | G | GEN5 |  | Landfill Gas |  |  | Wisconsin |  | Dane |  |  | 0.8 |  | 2012 | 2019 | [32 empty] | Dane County Public Works | 100 | Dane County Public Works | 100 | Non-regulated | Dropped - Retired/Planned Retirement by 06/2028
Dane County Landfill #2 Rodefeld | 55770_G_GEN6 | 55770 | G | GEN6 |  | Landfill Gas |  |  | Wisconsin |  | Dane |  |  | 0.8 |  | 2011 | 2019 | [32 empty] | Dane County Public Works | 100 | Dane County Public Works | 100 | Non-regulated | Dropped - Retired/Planned Retirement by 06/2028
Dane County Landfill #2 Rodefeld | 55770_G_GEN7 | 55770 | G | GEN7 |  | Landfill Gas |  |  | Wisconsin |  | Dane |  |  | 0.8 |  | 2011 | 2019 | [32 empty] | Dane County Public Works | 100 | Dane County Public Works | 100 | Non-regulated | Dropped - Retired/Planned Retirement by 06/2028
SREC Bath LFGTE | 58295_G_GEN1 | 58295 | G | GEN1 |  | Landfill Gas |  |  | New York |  | Steuben |  |  | 1.6 |  | 2010 | 2019 | [32 empty] | Steuben Rural Elec Coop, Inc | 100 | Steuben Rural Elec Coop, Inc | 100 | Non-regulated | Dropped - Retired/Planned Retirement by 06/2028
SREC Bath LFGTE | 58295_G_GEN2 | 58295 | G | GEN2 |  | Landfill Gas |  |  | New York |  | Steuben |  |  | 1.6 |  | 2010 | 2019 | [32 empty] | Steuben Rural Elec Coop, Inc | 100 | Steuben Rural Elec Coop, Inc | 100 | Non-regulated | Dropped - Retired/Planned Retirement by 06/2028
City of Shelby Electric Distribution | 61076_G_PSG1 | 61076 | G | PSG1 |  | Combustion Turbine |  |  | Ohio |  | Richland |  |  | 1.8 |  | 2016 | 2019 | [32 empty] | City of Shelby - (OH) | 100 | City of Shelby - (OH) | 100 | Regulated | Dropped - Retired/Planned Retirement by 06/2028
Higgins | 630_G_P1 | 630 | G | P1 |  | Combustion Turbine |  |  | Florida |  | Pinellas |  |  | 20 |  | 1969 | 2019 | [32 empty] | Duke Energy Florida, LLC | 100 | Duke Energy Florida, LLC | 100 | Regulated | Dropped - Retired/Planned Retirement by 06/2028
Riverside (MD) | 1559_G_GT7 | 1559 | G | GT7 |  | Combustion Turbine |  |  | Maryland |  | Baltimore |  |  | 19 |  | 1970 | 2019 | [32 empty] | Constellation Power Source Generation, LLC | 100 | Constellation Power Source Generation, LLC | 100 | Non-regulated | Dropped - Retired/Planned Retirement by 06/2028
St Clair | 1743_G_1 | 1743 | G | 1 |  | Coal Steam |  |  | Michigan |  | St Clair |  |  | 151 |  | 1953 | 2019 | [32 empty] | DTE Electric Company | 100 | DTE Electric Company | 100 | Regulated | Dropped - Retired/Planned Retirement by 06/2028 | bar: 7U100 BLR1
Presque Isle | 1769_G_5 | 1769 | G | 5 |  | Coal Steam |  |  | Michigan |  | Marquette |  |  | 55 |  | 1974 | 2019 | [32 empty] | Wisconsin Electric Power Co | 100 | Wisconsin Electric Power Co | 100 | Regulated | Dropped - Retired/Planned Retirement by 06/2028 | 7U100 BLR1: 5
Presque Isle | 1769_G_6 | 1769 | G | 6 |  | Coal Steam |  |  | Michigan |  | Marquette |  |  | 55 |  | 1975 | 2019 | [32 empty] | Wisconsin Electric Power Co | 100 | Wisconsin Electric Power Co | 100 | Regulated | Dropped - Retired/Planned Retirement by 06/2028 | 7U100 BLR1: 6
Presque Isle | 1769_G_7 | 1769 | G | 7 |  | Coal Steam |  |  | Michigan |  | Marquette |  |  | 83 |  | 1978 | 2019 | [32 empty] | Wisconsin Electric Power Co | 100 | Wisconsin Electric Power Co | 100 | Regulated | Dropped - Retired/Planned Retirement by 06/2028 | 7U100 BLR1: 7
Presque Isle | 1769_G_8 | 1769 | G | 8 |  | Coal Steam |  |  | Michigan |  | Marquette |  |  | 83 |  | 1978 | 2019 | [32 empty] | Wisconsin Electric Power Co | 100 | Wisconsin Electric Power Co | 100 | Regulated | Dropped - Retired/Planned Retirement by 06/2028 | 7U100 BLR1: 8
Presque Isle | 1769_G_9 | 1769 | G | 9 |  | Coal Steam |  |  | Michigan |  | Marquette |  |  | 83 |  | 1979 | 2019 | [32 empty] | Wisconsin Electric Power Co | 100 | Wisconsin Electric Power Co | 100 | Regulated | Dropped - Retired/Planned Retirement by 06/2028 | 7U100 BLR1: 9
Elk River | 2039_G_1 | 2039 | G | 1 |  | Municipal Solid Waste |  |  | Minnesota |  | Sherburne |  |  | 8.9 |  | 1951 | 2019 | [32 empty] | Great River Energy | 100 | Great River Energy | 100 | Regulated | Dropped - Retired/Planned Retirement by 06/2028 | bar: 7U100 BLR1
Elk River | 2039_G_2 | 2039 | G | 2 |  | Municipal Solid Waste |  |  | Minnesota |  | Sherburne |  |  | 9 |  | 1951 | 2019 | [32 empty] | Great River Energy | 100 | Great River Energy | 100 | Regulated | Dropped - Retired/Planned Retirement by 06/2028 | 7U100 BLR1: 2
Elk River | 2039_G_3 | 2039 | G | 3 |  | Municipal Solid Waste |  |  | Minnesota |  | Sherburne |  |  | 16.9 |  | 1959 | 2019 | [32 empty] | Great River Energy | 100 | Great River Energy | 100 | Regulated | Dropped - Retired/Planned Retirement by 06/2028 | 7U100 BLR1: 3
Spencer Hydro | 2278_G_1 | 2278 | G | 1 |  | Hydro |  |  | Nebraska |  | Boyd |  |  | 0.8 |  | 1927 | 2019 | [32 empty] | Nebraska Public Power District | 100 | Nebraska Public Power District | 100 | Regulated | Dropped - Retired/Planned Retirement by 06/2028
Spencer Hydro | 2278_G_2 | 2278 | G | 2 |  | Hydro |  |  | Nebraska |  | Boyd |  |  | 1.6 |  | 1952 | 2019 | [32 empty] | Nebraska Public Power District | 100 | Nebraska Public Power District | 100 | Regulated | Dropped - Retired/Planned Retirement by 06/2028
Weleetka | 2966_G_6 | 2966 | G | 6 |  | Combustion Turbine |  |  | Oklahoma |  | Okfuskee |  |  | 55 |  | 1976 | 2019 | [32 empty] | Public Service Co of Oklahoma | 100 | Public Service Co of Oklahoma | 100 | Regulated | Dropped - Retired/Planned Retirement by 06/2028
Bremo Bluff | 3796_G_3 | 3796 | G | 3 |  | O/G Steam |  |  | Virginia |  | Fluvanna |  |  | 71 |  | 1950 | 2019 | [32 empty] | Virginia Electric & Power Co | 100 | Virginia Electric & Power Co | 100 | Regulated | Dropped - Retired/Planned Retirement by 06/2028 | 7U100 BLR1: 3
Bremo Bluff | 3796_G_4 | 3796 | G | 4 |  | O/G Steam |  |  | Virginia |  | Fluvanna |  |  | 156 |  | 1958 | 2019 | [32 empty] | Virginia Electric & Power Co | 100 | Virginia Electric & Power Co | 100 | Regulated | Dropped - Retired/Planned Retirement by 06/2028 | 7U100 BLR1: 4
Chesterfield | 3797_G_3 | 3797 | G | 3 |  | Coal Steam |  |  | Virginia |  | Chesterfield |  |  | 97.5 |  | 1952 | 2019 | [32 empty] | Virginia Electric & Power Co | 100 | Virginia Electric & Power Co | 100 | Regulated | Dropped - Retired/Planned Retirement by 06/2028 | 7U100 BLR1: 3
Chesterfield | 3797_G_4 | 3797 | G | 4 |  | Coal Steam |  |  | Virginia |  | Chesterfield |  |  | 162.5 |  | 1960 | 2019 | [32 empty] | Virginia Electric & Power Co | 100 | Virginia Electric & Power Co | 100 | Regulated | Dropped - Retired/Planned Retirement by 06/2028 | 7U100 BLR1: 4
Possum Point | 3804_G_3 | 3804 | G | 3 |  | O/G Steam |  |  | Virginia |  | Prince William |  |  | 96 |  | 1955 | 2019 | [32 empty] | Virginia Electric & Power Co | 100 | Virginia Electric & Power Co | 100 | Regulated | Dropped - Retired/Planned Retirement by 06/2028 | 7U100 BLR1: 3
Possum Point | 3804_G_4 | 3804 | G | 4 |  | O/G Steam |  |  | Virginia |  | Prince William |  |  | 220 |  | 1962 | 2019 | [32 empty] | Virginia Electric & Power Co | 100 | Virginia Electric & Power Co | 100 | Regulated | Dropped - Retired/Planned Retirement by 06/2028 | 7U100 BLR1: 4
Yorktown | 3809_G_1 | 3809 | G | 1 |  | Coal Steam |  |  | Virginia |  | York |  |  | 159 |  | 1957 | 2019 | [32 empty] | Virginia Electric & Power Co | 100 | Virginia Electric & Power Co | 100 | Regulated | Dropped - Retired/Planned Retirement by 06/2028 | bar: 7U100 BLR1
Yorktown | 3809_G_2 | 3809 | G | 2 |  | Coal Steam |  |  | Virginia |  | York |  |  | 164 |  | 1959 | 2019 | [32 empty] | Virginia Electric & Power Co | 100 | Virginia Electric & Power Co | 100 | Regulated | Dropped - Retired/Planned Retirement by 06/2028 | 7U100 BLR1: 2
Greg Avenue | 6643_G_1 | 6643 | G | 1 |  | Hydro |  |  | California |  | Los Angeles |  |  | 1 |  | 1979 | 2019 | [32 empty] | Metropolitan Water District of S CA | 100 | Metropolitan Water District of S CA | 100 | Regulated | Dropped - Retired/Planned Retirement by 06/2028
Greater Detroit Resource Recovery | 10033_G_GEN1 | 10033 | G | GEN1 |  | Municipal Solid Waste |  |  | Michigan |  | Wayne |  |  | 63.6 |  | 1988 | 2019 | [32 empty] | Detroit Renewable Power | 100 | Detroit Renewable Power | 100 | Non-regulated | Dropped - Retired/Planned Retirement by 06/2028
Greenleaf 1 | 10350_G_GEN1 | 10350 | G | GEN1 |  | Combined Cycle |  |  | California |  | Sutter |  |  | 42 |  | 1989 | 2019 | [32 empty] | Calpine Greenleaf Holding, Inc. | 100 | Calpine Greenleaf Holding, Inc. | 100 | Non-regulated | Dropped - Retired/Planned Retirement by 06/2028
Greenleaf 1 | 10350_G_GEN2 | 10350 | G | GEN2 |  | Combined Cycle |  |  | California |  | Sutter |  |  | 8 |  | 1989 | 2019 | [32 empty] | Calpine Greenleaf Holding, Inc. | 100 | Calpine Greenleaf Holding, Inc. | 100 | Non-regulated | Dropped - Retired/Planned Retirement by 06/2028 | 7U100 BLR1: HRSG
Georgia-Pacific Port Hudson | 10612_G_GEN1 | 10612 | G | GEN1 |  | Non-Fossil Waste |  |  | Louisiana |  | East Baton Rouge |  |  | 67.7 |  | 1986 | [33 empty] | Georgia-Pacific Cons Op LLC Port Hudson | 100 | Georgia-Pacific Cons Op LLC Port Hudson | 100 | Non-regulated | Dropped - Plant is identified as onsite because it is a net buyer of electricity in 2021 | 7U100 BLR1: PB1; 7U100 BLR10: PB1SCB; 7U100 BLR2: PB6; 7U100 BLR3: RB1; 7U100 BLR4: RB2
S D Warren Westbrook | 50447_G_GN18 | 50447 | G | GN18 |  | Hydro |  |  | Maine |  | Cumberland |  |  | 0.4 |  | 1987 | [33 empty] | Relevate Power Management LLC | 100 | Relevate Power Management LLC | 100 | Non-regulated | Dropped - Plant is identified as onsite because it is a net buyer of electricity in 2021
S D Warren Westbrook | 50447_G_GN19 | 50447 | G | GN19 |  | Hydro |  |  | Maine |  | Cumberland |  |  | 0.4 |  | 1987 | [33 empty] | Relevate Power Management LLC | 100 | Relevate Power Management LLC | 100 | Non-regulated | Dropped - Plant is identified as onsite because it is a net buyer of electricity in 2021
S D Warren Westbrook | 50447_G_GN20 | 50447 | G | GN20 |  | Hydro |  |  | Maine |  | Cumberland |  |  | 0.4 |  | 1987 | [33 empty] | Relevate Power Management LLC | 100 | Relevate Power Management LLC | 100 | Non-regulated | Dropped - Plant is identified as onsite because it is a net buyer of electricity in 2021
Bellmeade Power Station | 50966_G_1 | 50966 | G | 1 |  | Combined Cycle |  |  | Virginia |  | Richmond City |  |  | 95 |  | 1997 | 2019 | [32 empty] | Virginia Electric & Power Co | 100 | Virginia Electric & Power Co | 100 | Regulated | Dropped - Retired/Planned Retirement by 06/2028
Bellmeade Power Station | 50966_G_2 | 50966 | G | 2 |  | Combined Cycle |  |  | Virginia |  | Richmond City |  |  | 95 |  | 1997 | 2019 | [32 empty] | Virginia Electric & Power Co | 100 | Virginia Electric & Power Co | 100 | Regulated | Dropped - Retired/Planned Retirement by 06/2028
Bellmeade Power Station | 50966_G_3 | 50966 | G | 3 |  | Combined Cycle |  |  | Virginia |  | Richmond City |  |  | 77 |  | 1997 | 2019 | [32 empty] | Virginia Electric & Power Co | 100 | Virginia Electric & Power Co | 100 | Regulated | Dropped - Retired/Planned Retirement by 06/2028 | 7U100 BLR1: 1; 7U100 BLR10: 2
Mecklenburg Power Station | 52007_G_GEN1 | 52007 | G | GEN1 |  | Coal Steam |  |  | Virginia |  | Mecklenburg |  |  | 69 |  | 1992 | 2019 | [32 empty] | Virginia Electric & Power Co | 100 | Virginia Electric & Power Co | 100 | Regulated | Dropped - Retired/Planned Retirement by 06/2028 | 7U100 BLR1: BLR1
Mecklenburg Power Station | 52007_G_GEN2 | 52007 | G | GEN2 |  | Coal Steam |  |  | Virginia |  | Mecklenburg |  |  | 69 |  | 1992 | 2019 | [32 empty] | Virginia Electric & Power Co | 100 | Virginia Electric & Power Co | 100 | Regulated | Dropped - Retired/Planned Retirement by 06/2028 | 7U100 BLR1: BLR2
Multitrade of Pittsylvania LP | 52118_G_GEN1 | 52118 | G | GEN1 |  | Biomass |  |  | Virginia |  | Pittsylvania |  |  | 41.5 |  | 1994 | 2019 | [32 empty] | Virginia Electric & Power Co | 100 | Virginia Electric & Power Co | 100 | Regulated | Dropped - Retired/Planned Retirement by 06/2028 | 7U100 BLR1: 101; 7U100 BLR10: 102; 7U100 BLR2: 103
Multitrade of Pittsylvania LP | 52118_G_GEN2 | 52118 | G | GEN2 |  | Biomass |  |  | Virginia |  | Pittsylvania |  |  | 41.5 |  | 1994 | 2019 | [32 empty] | Virginia Electric & Power Co | 100 | Virginia Electric & Power Co | 100 | Regulated | Dropped - Retired/Planned Retirement by 06/2028 | 7U100 BLR1: 101; 7U100 BLR10: 102; 7U100 BLR2: 103
Dean Drive Area Electric Generators | 56491_G_PG1 | 56491 | G | PG1 |  | Combustion Turbine |  |  | Virginia |  | Manassas City |  |  | 1.6 |  | 2007 | 2019 | [32 empty] | City of Manassas - (VA) | 100 | City of Manassas - (VA) | 100 | Regulated | Dropped - Retired/Planned Retirement by 06/2028
Dean Drive Area Electric Generators | 56491_G_PG2 | 56491 | G | PG2 |  | Combustion Turbine |  |  | Virginia |  | Manassas City |  |  | 1.6 |  | 2007 | 2019 | [32 empty] | City of Manassas - (VA) | 100 | City of Manassas - (VA) | 100 | Regulated | Dropped - Retired/Planned Retirement by 06/2028
C H Corn Hydroelectric Facility | 956_G_1 | 956 | G | 1 |  | Hydro |  |  | Florida |  | Leon |  |  | 4 |  | 1985 | 2019 | [32 empty] | City of Tallahassee - (FL) | 100 | City of Tallahassee - (FL) | 100 | Regulated | Dropped - Retired/Planned Retirement by 06/2028
C H Corn Hydroelectric Facility | 956_G_2 | 956 | G | 2 |  | Hydro |  |  | Florida |  | Leon |  |  | 4 |  | 1985 | 2019 | [32 empty] | City of Tallahassee - (FL) | 100 | City of Tallahassee - (FL) | 100 | Regulated | Dropped - Retired/Planned Retirement by 06/2028
C H Corn Hydroelectric Facility | 956_G_3 | 956 | G | 3 |  | Hydro |  |  | Florida |  | Leon |  |  | 3 |  | 1986 | 2019 | [32 empty] | City of Tallahassee - (FL) | 100 | City of Tallahassee - (FL) | 100 | Regulated | Dropped - Retired/Planned Retirement by 06/2028
E W Brown | 1355_G_1 | 1355 | G | 1 |  | Coal Steam |  |  | Kentucky |  | Mercer |  |  | 106 |  | 1957 | 2019 | [32 empty] | Kentucky Utilities Co | 100 | Kentucky Utilities Co | 100 | Regulated | Dropped - Retired/Planned Retirement by 06/2028 | bar: 7U100 BLR1
E W Brown | 1355_G_2 | 1355 | G | 2 |  | Coal Steam |  |  | Kentucky |  | Mercer |  |  | 166 |  | 1963 | 2019 | [32 empty] | Kentucky Utilities Co | 100 | Kentucky Utilities Co | 100 | Regulated | Dropped - Retired/Planned Retirement by 06/2028 | 7U100 BLR1: 2
HMP&L Station Two Henderson | 1382_G_1 | 1382 | G | 1 |  | Coal Steam |  |  | Kentucky |  | Webster |  |  | 153 |  | 1973 | 2019 | [32 empty] | Henderson City Utility Comm | 100 | Henderson City Utility Comm | 100 | Regulated | Dropped - Retired/Planned Retirement by 06/2028 | bar: 7U100 BLR1
HMP&L Station Two Henderson | 1382_G_2 | 1382 | G | 2 |  | Coal Steam |  |  | Kentucky |  | Webster |  |  | 159 |  | 1974 | 2019 | [32 empty] | Henderson City Utility Comm | 100 | Henderson City Utility Comm | 100 | Regulated | Dropped - Retired/Planned Retirement by 06/2028 | bar: 7U100 BLR1
Caribou Generation Station | 1513_G_CH2 | 1513 | G | CH2 |  | Hydro |  |  | Maine |  | Aroostook |  |  | 0.4 |  | 1926 | 2019 | [32 empty] | Merlin One LLC | 100 | Merlin One LLC | 100 | Non-regulated | Dropped - Retired/Planned Retirement by 06/2028
TalenEnergy Montour | 3149_G_11 | 3149 | G | 11 |  | Coal Steam |  |  | Pennsylvania |  | Montour |  |  | 11 |  | 1973 | 2019 | [32 empty] | TalenEnergy Montour LLC | 100 | TalenEnergy Montour LLC | 100 | Non-regulated | Dropped - Retired/Planned Retirement by 06/2028
FirstEnergy Bruce Mansfield | 6094_G_1 | 6094 | G | 1 |  | Coal Steam |  |  | Pennsylvania |  | Beaver |  |  | 830 |  | 1976 | 2019 | [32 empty] | FirstEnergy Generation Corp | 100 | FirstEnergy Generation Corp | 100 | Non-regulated | Dropped - Retired/Planned Retirement by 06/2028
FirstEnergy Bruce Mansfield | 6094_G_2 | 6094 | G | 2 |  | Coal Steam |  |  | Pennsylvania |  | Beaver |  |  | 830 |  | 1977 | 2019 | [32 empty] | FirstEnergy Generation Corp | 100 | FirstEnergy Generation Corp | 100 | Non-regulated | Dropped - Retired/Planned Retirement by 06/2028
Port Allen (HI) | 6474_G_ST1 | 6474 | G | ST1 |  | O/G Steam |  |  | Hawaii |  | Kauai |  |  | 9 |  | 1969 | [33 empty] | Kauai Island Utility Cooperative | 100 | Kauai Island Utility Cooperative | 100 | Regulated | Dropped - in Alaska or in Hawaii or Puerto Rico | bar: 7U100 BLR1
Austin Gas Recovery | 56524_G_GEN4 | 56524 | G | GEN4 |  | Landfill Gas |  |  | Texas |  | Travis |  |  | 1.6 |  | 2007 | 2019 | [32 empty] | WM Renewable Energy LLC | 100 | WM Renewable Energy LLC | 100 | Non-regulated | Dropped - Retired/Planned Retirement by 06/2028
Western Sugar Coop - Torrington | 57967_G_GEGEN | 57967 | G | GEGEN |  | O/G Steam |  |  | Wyoming |  | Goshen |  |  | 2 |  | 1978 | [33 empty] | Sidney Sugars Incorporated | 100 | Sidney Sugars Incorporated | 100 | Non-regulated | Dropped - Plant is identified as onsite because it is a net buyer of electricity in 2021
Energy Center | 58168_G_EC01 | 58168 | G | EC01 |  | Combustion Turbine |  |  | California |  | San Bernardino |  |  | 1.5 |  | 2007 | [33 empty] | University of Redlands | 100 | University of Redlands | 100 | Non-regulated | Dropped - Plant is identified as onsite because it is a net buyer of electricity in 2021
Ocotillo | 116_G_1 | 116 | G | 1 |  | O/G Steam |  |  | Arizona |  | Maricopa |  |  | 110 |  | 1960 | 2019 | [32 empty] | Arizona Public Service Co | 100 | Arizona Public Service Co | 100 | Regulated | Dropped - Retired/Planned Retirement by 06/2028 | bar: 7U100 BLR1
Ocotillo | 116_G_2 | 116 | G | 2 |  | O/G Steam |  |  | Arizona |  | Maricopa |  |  | 110 |  | 1960 | 2019 | [32 empty] | Arizona Public Service Co | 100 | Arizona Public Service Co | 100 | Regulated | Dropped - Retired/Planned Retirement by 06/2028 | 7U100 BLR1: 2
Sterlington | 1404_G_7B | 1404 | G | 7B |  | Combined Cycle |  |  | Louisiana |  | Ouachita |  |  | 44 |  | 1973 | 2019 | [32 empty] | Entergy Louisiana LLC | 100 | Entergy Louisiana LLC | 100 | Regulated | Dropped - Retired/Planned Retirement by 06/2028
Moose Lake | 1996_G_4 | 1996 | G | 4 |  | Combustion Turbine |  |  | Minnesota |  | Carlton |  |  | 2 |  | 1963 | 2019 | [32 empty] | Moose Lake Water & Light Comm | 100 | Moose Lake Water & Light Comm | 100 | Regulated | Dropped - Retired/Planned Retirement by 06/2028
Dunkirk Generating Plant | 2554_G_2 | 2554 | G | 2 |  | Coal Steam |  |  | New York |  | Chautauqua |  |  | 75 |  | 1950 | 2019 | [32 empty] | Dunkirk Power LLC | 100 | Dunkirk Power LLC | 100 | Non-regulated | Dropped - Retired/Planned Retirement by 06/2028 | 7U100 BLR1: 2
Sam Bertron | 3468_G_ST1 | 3468 | G | ST1 |  | O/G Steam |  |  | Texas |  | Harris |  |  | 118 |  | 1958 | 2019 | [32 empty] | NRG Texas Power LLC | 100 | NRG Texas Power LLC | 100 | Non-regulated | Dropped - Retired/Planned Retirement by 06/2028 | 7U100 BLR1: SRB1
Sam Bertron | 3468_G_ST2 | 3468 | G | ST2 |  | O/G Steam |  |  | Texas |  | Harris |  |  | 174 |  | 1956 | 2019 | [32 empty] | NRG Texas Power LLC | 100 | NRG Texas Power LLC | 100 | Non-regulated | Dropped - Retired/Planned Retirement by 06/2028 | 7U100 BLR1: SRB2
Enterprise Products Operating | 10261_G_GEN1 | 10261 | G | GEN1 |  | Combustion Turbine |  |  | Texas |  | Chambers |  |  | 2.3 |  | 1984 | [33 empty] | Enterprise Products Optg LP | 75 | Enterprise Products Optg LP | 75 | Non-regulated | Dropped - Plant is identified as onsite because it is a net buyer of electricity in 2021
Enterprise Products Operating | 10261_G_GEN2 | 10261 | G | GEN2 |  | Combustion Turbine |  |  | Texas |  | Chambers |  |  | 2.3 |  | 1984 | [33 empty] | Enterprise Products Optg LP | 100 | Enterprise Products Optg LP | 100 | Non-regulated | Dropped - Plant is identified as onsite because it is a net buyer of electricity in 2021
Soda Lake Geothermal No I II | 52174_G_OE11 | 52174 | G | OE11 |  | Geothermal |  |  | Nevada |  | Churchill |  |  | 0.8 |  | 1987 | 2019 | [32 empty] | Cyrq Energy Corp | 100 | Cyrq Energy Corp | 100 | Non-regulated | Dropped - Retired/Planned Retirement by 06/2028
Soda Lake Geothermal No I II | 52174_G_OE12 | 52174 | G | OE12 |  | Geothermal |  |  | Nevada |  | Churchill |  |  | 0.9 |  | 1987 | 2019 | [32 empty] | Cyrq Energy Corp | 100 | Cyrq Energy Corp | 100 | Non-regulated | Dropped - Retired/Planned Retirement by 06/2028
Soda Lake Geothermal No I II | 52174_G_OE13 | 52174 | G | OE13 |  | Geothermal |  |  | Nevada |  | Churchill |  |  | 0.9 |  | 1987 | 2019 | [32 empty] | Cyrq Energy Corp | 100 | Cyrq Energy Corp | 100 | Non-regulated | Dropped - Retired/Planned Retirement by 06/2028
Soda Lake Geothermal No I II | 52174_G_OE21 | 52174 | G | OE21 |  | Geothermal |  |  | Nevada |  | Churchill |  |  | 1.1 |  | 1990 | 2019 | [32 empty] | Cyrq Energy Corp | 100 | Cyrq Energy Corp | 100 | Non-regulated | Dropped - Retired/Planned Retirement by 06/2028
Soda Lake Geothermal No I II | 52174_G_OEC1 | 52174 | G | OEC1 |  | Geothermal |  |  | Nevada |  | Churchill |  |  | 1.2 |  | 1990 | 2019 | [32 empty] | Cyrq Energy Corp | 100 | Cyrq Energy Corp | 100 | Non-regulated | Dropped - Retired/Planned Retirement by 06/2028
Soda Lake Geothermal No I II | 52174_G_OEC2 | 52174 | G | OEC2 |  | Geothermal |  |  | Nevada |  | Churchill |  |  | 1.2 |  | 1990 | 2019 | [32 empty] | Cyrq Energy Corp | 100 | Cyrq Energy Corp | 100 | Non-regulated | Dropped - Retired/Planned Retirement by 06/2028
Soda Lake Geothermal No I II | 52174_G_OEC3 | 52174 | G | OEC3 |  | Geothermal |  |  | Nevada |  | Churchill |  |  | 1.3 |  | 1990 | 2019 | [32 empty] | Cyrq Energy Corp | 100 | Cyrq Energy Corp | 100 | Non-regulated | Dropped - Retired/Planned Retirement by 06/2028
U S Alliance Coosa Pines | 54216_G_AOW6 | 54216 | G | AOW6 |  | O/G Steam |  |  | Alabama |  | Talladega |  |  | 12.5 |  | 1968 | [33 empty] | Bowater Newport Coosa Pines Op | 100 | Bowater Newport Coosa Pines Op | 100 | Non-regulated | Dropped - Plant is identified as onsite because it is a net buyer of electricity in 2021 | AOW1 | AOW2 | AOW3 | AOW4 | PB1 | PB2 | REC3
Wheelabrator Ridge Energy | 54529_G_0001 | 54529 | G | 0001 |  | Biomass |  |  | Florida |  | Polk |  |  | 47.1 |  | 1994 | 2019 | [32 empty] | Wheelabrator Environmental Systems | 100 | Wheelabrator Environmental Systems | 100 | Non-regulated | Dropped - Retired/Planned Retirement by 06/2028 | 7U100 BLR1: 0001
Toca Plant | 54705_G_EG-1 | 54705 | G | EG-1 |  | Combustion Turbine |  |  | Louisiana |  | St Bernard |  |  | 0.8 |  | 1958 | 2019 | [32 empty] | Enterprise Products Optg LP | 100 | Enterprise Products Optg LP | 100 | Non-regulated | Dropped - Retired/Planned Retirement by 06/2028
Toca Plant | 54705_G_EG-3 | 54705 | G | EG-3 |  | Combustion Turbine |  |  | Louisiana |  | St Bernard |  |  | 0.8 |  | 1958 | 2019 | [32 empty] | Enterprise Products Optg LP | 100 | Enterprise Products Optg LP | 100 | Non-regulated | Dropped - Retired/Planned Retirement by 06/2028
Toca Plant | 54705_G_EG-4 | 54705 | G | EG-4 |  | Combustion Turbine |  |  | Louisiana |  | St Bernard |  |  | 0.7 |  | 1997 | 2019 | [32 empty] | Enterprise Products Optg LP | 100 | Enterprise Products Optg LP | 100 | Non-regulated | Dropped - Retired/Planned Retirement by 06/2028
Toca Plant | 54705_G_EG2A | 54705 | G | EG2A |  | Combustion Turbine |  |  | Louisiana |  | St Bernard |  |  | 0.5 |  | 2001 | 2019 | [32 empty] | Enterprise Products Optg LP | 100 | Enterprise Products Optg LP | 100 | Non-regulated | Dropped - Retired/Planned Retirement by 06/2028
Tuscola Station | 55245_G_TG1 | 55245 | G | TG1 |  | O/G Steam |  |  | Illinois |  | Douglas |  |  | 3.8 |  | 1953 | [33 empty] | DTE Tuscola, LLC | 100 | DTE Tuscola, LLC | 100 | Non-regulated | Dropped - Plant is identified as onsite because it is a net buyer of electricity in 2021 | 7U100 BLR1: 1; 7U100 BLR10: 3; 7U100 BLR2: 4; 7U100 BLR3: SG3500; 7U100 BLR4: SG3600
Synata Hugoton | 58613_G_STG | 58613 | G | STG |  | O/G Steam |  |  | Kansas |  | Stevens |  |  | 6 |  | 2013 | 2019 | [32 empty] | Abengoa Bioenergy Biomass of Kansas | 100 | Abengoa Bioenergy Biomass of Kansas | 100 | Non-regulated | Dropped - Retired/Planned Retirement by 06/2028
Encina | 302_G_2 | 302 | G | 2 |  | O/G Steam |  |  | California |  | San Diego |  |  | 104 |  | 1956 | 2018 | [32 empty] | NRG Cabrillo Power Ops Inc | 100 | NRG Cabrillo Power Ops Inc | 100 | Non-regulated | Dropped - Retired/Planned Retirement by 06/2028
Encina | 302_G_3 | 302 | G | 3 |  | O/G Steam |  |  | California |  | San Diego |  |  | 110 |  | 1958 | 2018 | [32 empty] | NRG Cabrillo Power Ops Inc | 100 | NRG Cabrillo Power Ops Inc | 100 | Non-regulated | Dropped - Retired/Planned Retirement by 06/2028
Encina | 302_G_4 | 302 | G | 4 |  | O/G Steam |  |  | California |  | San Diego |  |  | 300 |  | 1973 | 2018 | [32 empty] | NRG Cabrillo Power Ops Inc | 100 | NRG Cabrillo Power Ops Inc | 100 | Non-regulated | Dropped - Retired/Planned Retirement by 06/2028
Encina | 302_G_5 | 302 | G | 5 |  | O/G Steam |  |  | California |  | San Diego |  |  | 330 |  | 1978 | 2018 | [32 empty] | NRG Cabrillo Power Ops Inc | 100 | NRG Cabrillo Power Ops Inc | 100 | Non-regulated | Dropped - Retired/Planned Retirement by 06/2028
Encina | 302_G_GT1 | 302 | G | GT1 |  | Combustion Turbine |  |  | California |  | San Diego |  |  | 14 |  | 1968 | 2018 | [32 empty] | NRG Cabrillo Power Ops Inc | 100 | NRG Cabrillo Power Ops Inc | 100 | Non-regulated | Dropped - Retired/Planned Retirement by 06/2028
Lauderdale | 613_G_4GT1 | 613 | G | 4GT1 |  | Combined Cycle |  |  | Florida |  | Broward |  |  | 185 |  | 1993 | 2018 | [32 empty] | Florida Power & Light Co | 100 | Florida Power & Light Co | 100 | Regulated | Dropped - Retired/Planned Retirement by 06/2028
Lauderdale | 613_G_4GT2 | 613 | G | 4GT2 |  | Combined Cycle |  |  | Florida |  | Broward |  |  | 185 |  | 1993 | 2018 | [32 empty] | Florida Power & Light Co | 100 | Florida Power & Light Co | 100 | Regulated | Dropped - Retired/Planned Retirement by 06/2028
Lauderdale | 613_G_5GT1 | 613 | G | 5GT1 |  | Combined Cycle |  |  | Florida |  | Broward |  |  | 185 |  | 1993 | 2018 | [32 empty] | Florida Power & Light Co | 100 | Florida Power & Light Co | 100 | Regulated | Dropped - Retired/Planned Retirement by 06/2028
Lauderdale | 613_G_5GT2 | 613 | G | 5GT2 |  | Combined Cycle |  |  | Florida |  | Broward |  |  | 185 |  | 1993 | 2018 | [32 empty] | Florida Power & Light Co | 100 | Florida Power & Light Co | 100 | Regulated | Dropped - Retired/Planned Retirement by 06/2028
Lauderdale | 613_G_ST4 | 613 | G | ST4 |  | Combined Cycle |  |  | Florida |  | Broward |  |  | 442 |  | 1957 | 2018 | [32 empty] | Florida Power & Light Co | 100 | Florida Power & Light Co | 100 | Regulated | Dropped - Retired/Planned Retirement by 06/2028 | bar: 7U100 BLR1 to 7U100 BLR10
Lauderdale | 613_G_ST5 | 613 | G | ST5 |  | Combined Cycle |  |  | Florida |  | Broward |  |  | 442 |  | 1958 | 2018 | [32 empty] | Florida Power & Light Co | 100 | Florida Power & Light Co | 100 | Regulated | Dropped - Retired/Planned Retirement by 06/2028 | bar: 7U100 BLR1 to 7U100 BLR10
Crystal River | 628_G_1 | 628 | G | 1 |  | Coal Steam |  |  | Florida |  | Citrus |  |  | 324 |  | 1966 | 2018 | [32 empty] | Duke Energy Florida, LLC | 100 | Duke Energy Florida, LLC | 100 | Regulated | Dropped - Retired/Planned Retirement by 06/2028 | bar: 7U100 BLR1
Crystal River | 628_G_2 | 628 | G | 2 |  | Coal Steam |  |  | Florida |  | Citrus |  |  | 442 |  | 1969 | 2018 | [32 empty] | Duke Energy Florida, LLC | 100 | Duke Energy Florida, LLC | 100 | Regulated | Dropped - Retired/Planned Retirement by 06/2028 | 7U100 BLR1: 2
Greenfield Light Plant | 1144_G_3 | 1144 | G | 3 |  | Combustion Turbine |  |  | Iowa |  | Adair |  |  | 1 |  | 1952 | 2018 | [32 empty] | City of Greenfield - (IA) | 100 | City of Greenfield - (IA) | 100 | Regulated | Dropped - Retired/Planned Retirement by 06/2028
Greenfield Light Plant | 1144_G_4 | 1144 | G | 4 |  | Combustion Turbine |  |  | Iowa |  | Adair |  |  | 1.8 |  | 1961 | 2018 | [32 empty] | City of Greenfield - (IA) | 100 | City of Greenfield - (IA) | 100 | Regulated | Dropped - Retired/Planned Retirement by 06/2028
Greenfield Light Plant | 1144_G_5 | 1144 | G | 5 |  | Combustion Turbine |  |  | Iowa |  | Adair |  |  | 2.7 |  | 1973 | 2018 | [32 empty] | City of Greenfield - (IA) | 100 | City of Greenfield - (IA) | 100 | Regulated | Dropped - Retired/Planned Retirement by 06/2028
Kendall Square Station | 1595_G_1 | 1595 | G | 1 |  | Combined Cycle |  |  | Massachusetts |  | Middlesex |  |  | 14.8 |  | 1949 | 2018 | [32 empty] | Kendall Green Energy, LLC | 100 | Kendall Green Energy, LLC | 100 | Non-regulated | Dropped - Retired/Planned Retirement by 06/2028 | 7U100 BLR1: 1; 7U100 BLR10: 2; 7U100 BLR2: 3; 7U100 BLR3: 4
Kendall Square Station | 1595_G_2 | 1595 | G | 2 | 1097 | Combined Cycle |  |  | Massachusetts |  | Middlesex |  |  | 19.7 |  | 1951 | 2018 | [32 empty] | Kendall Green Energy, LLC | 100 | Kendall Green Energy, LLC | 100 | Non-regulated | Dropped - Retired/Planned Retirement by 06/2028 | 7U100 BLR1: 1; 7U100 BLR10: 2; 7U100 BLR2: 3; 7U100 BLR3: 4
Clay Boswell | 1893_G_1 | 1893 | G | 1 |  | Coal Steam |  |  | Minnesota |  | Itasca |  |  | 67.3 |  | 1958 | 2018 | [32 empty] | ALLETE, Inc. | 100 | ALLETE, Inc. | 100 | Regulated | Dropped - Retired/Planned Retirement by 06/2028 | bar: 7U100 BLR1
Clay Boswell | 1893_G_2 | 1893 | G | 2 |  | Coal Steam |  |  | Minnesota |  | Itasca |  |  | 67.4 |  | 1960 | 2018 | [32 empty] | ALLETE, Inc. | 100 | ALLETE, Inc. | 100 | Regulated | Dropped - Retired/Planned Retirement by 06/2028 | 7U100 BLR1: 2
Montrose | 2080_G_2 | 2080 | G | 2 |  | Coal Steam |  |  | Missouri |  | Henry |  |  | 164 |  | 1960 | 2018 | [32 empty] | Evergy Metro | 100 | Evergy Metro | 100 | Regulated | Dropped - Retired/Planned Retirement by 06/2028 | 7U100 BLR1: 2
Montrose | 2080_G_3 | 2080 | G | 3 |  | Coal Steam |  |  | Missouri |  | Henry |  |  | 170 |  | 1964 | 2018 | [32 empty] | Evergy Metro | 100 | Evergy Metro | 100 | Regulated | Dropped - Retired/Planned Retirement by 06/2028 | 7U100 BLR1: 3
Sibley | 2094_G_2 | 2094 | G | 2 |  | Coal Steam |  |  | Missouri |  | Jackson |  |  | 42.1 |  | 1962 | 2018 | [32 empty] | Evergy Missouri West | 100 | Evergy Missouri West | 100 | Regulated | Dropped - Retired/Planned Retirement by 06/2028 | 7U100 BLR1: 2
Sibley | 2094_G_3 | 2094 | G | 3 |  | Coal Steam |  |  | Missouri |  | Jackson |  |  | 364.1 |  | 1969 | 2018 | [32 empty] | Evergy Missouri West | 100 | Evergy Missouri West | 100 | Regulated | Dropped - Retired/Planned Retirement by 06/2028 | 7U100 BLR1: 3
Charles P Keller | 2695_G_7 | 2695 | G | 7 |  | Combustion Turbine |  |  | New York |  | Nassau |  |  | 2 |  | 1942 | 2018 | [32 empty] | Village of Rockville Centre - (NY) | 100 | Village of Rockville Centre - (NY) | 100 | Regulated | Dropped - Retired/Planned Retirement by 06/2028
99 Islands | 3272_G_5 | 3272 | G | 5 |  | Hydro |  |  | South Carolina |  | Cherokee |  |  | 2.4 |  | 1910 | 2018 | [32 empty] | Duke Energy Carolinas, LLC | 100 | Duke Energy Carolinas, LLC | 100 | Regulated | Dropped - Retired/Planned Retirement by 06/2028
99 Islands | 3272_G_6 | 3272 | G | 6 |  | Hydro |  |  | South Carolina |  | Cherokee |  |  | 2.4 |  | 1910 | 2018 | [32 empty] | Duke Energy Carolinas, LLC | 100 | Duke Energy Carolinas, LLC | 100 | Regulated | Dropped - Retired/Planned Retirement by 06/2028
Knox Lee | 3476_G_4 | 3476 | G | 4 |  | O/G Steam |  |  | Texas |  | Gregg |  |  | 73 |  | 1956 | 2018 | [32 empty] | Southwestern Electric Power Co | 100 | Southwestern Electric Power Co | 100 | Regulated | Dropped - Retired/Planned Retirement by 06/2028 | 7U100 BLR1: 4
Martin | 6043_G_1 | 6043 | G | 1 |  | O/G Steam |  |  | Florida |  | Martin |  |  | 826 |  | 1980 | 2018 | [32 empty] | Florida Power & Light Co | 100 | Florida Power & Light Co | 100 | Regulated | Dropped - Retired/Planned Retirement by 06/2028 | 7U100 BLR1: PMR1
Martin | 6043_G_2 | 6043 | G | 2 |  | O/G Steam |  |  | Florida |  | Martin |  |  | 826 |  | 1981 | 2018 | [32 empty] | Florida Power & Light Co | 100 | Florida Power & Light Co | 100 | Regulated | Dropped - Retired/Planned Retirement by 06/2028 | 7U100 BLR1: PMR2
Engineered Carbons Echo Cogeneration | 10187_G_GEN1 | 10187 | G | GEN1 |  | Fossil Waste |  |  | Texas |  | Orange |  |  | 8.9 |  | 1985 | 2018 | [32 empty] | Orion Engineered Carbons | 100 | Orion Engineered Carbons | 100 | Non-regulated | Dropped - Retired/Planned Retirement by 06/2028 | 7U100 BLR1: COBOIL
Boise Cascade International Falls | 10486_G_GEN5 | 10486 | G | GEN5 |  | Non-Fossil Waste |  |  | Minnesota |  | Koochiching |  |  | 6.2 |  | 1957 | [33 empty] | Boise White Paper LLC | 100 | Boise White Paper LLC | 100 | Non-regulated | Dropped - Plant is identified as onsite because it is a net buyer of electricity in 2021 | 7U100 BLR1: 1; 7U100 BLR10: 2; 7U100 BLR2: 3
Hoge Lumber | 10739_G_AC3M | 10739 | G | AC3M |  | Biomass |  |  | Ohio |  | Auglaize |  |  | 1.2 |  | 1985 | [33 empty] | Hoge Lumber Co | 100 | Hoge Lumber Co | 100 | Non-regulated | Dropped - Plant is identified as onsite because it is a net buyer of electricity in 2021
Hoge Lumber | 10739_G_W750 | 10739 | G | W750 |  | Biomass |  |  | Ohio |  | Auglaize |  |  | 0.3 |  | 1972 | [33 empty] | Hoge Lumber Co | 100 | Hoge Lumber Co | 100 | Non-regulated | Dropped - Plant is identified as onsite because it is a net buyer of electricity in 2021
Steamboat 1A Power Plant | 52138_G_DE31 | 52138 | G | DE31 |  | Geothermal |  |  | Nevada |  | Washoe |  |  | 0.9 |  | 1988 | 2018 | [32 empty] | Ormat Nevada Inc | 100 | Ormat Nevada Inc | 100 | Non-regulated | Dropped - Retired/Planned Retirement by 06/2028
Steamboat 1A Power Plant | 52138_G_DE32 | 52138 | G | DE32 |  | Geothermal |  |  | Nevada |  | Washoe |  |  | 0.9 |  | 1988 | 2018 | [32 empty] | Ormat Nevada Inc | 100 | Ormat Nevada Inc | 100 | Non-regulated | Dropped - Retired/Planned Retirement by 06/2028
MM West Covina | 54015_G_GEN3 | 54015 | G | GEN3 |  | Landfill Gas |  |  | California |  | Los Angeles |  |  | 4.4 |  | 1999 | 2018 | [32 empty] | MM West Covina Energy LLC | 100 | MM West Covina Energy LLC | 100 | Non-regulated | Dropped - Retired/Planned Retirement by 06/2028
Quantum Pasco Power LP | 54424_G_EDG1 | 54424 | G | EDG1 |  | Combustion Turbine |  |  | Florida |  | Pasco |  |  | 1.2 |  | 1993 | 2018 | [32 empty] | EthosEnergy Power Plant Services | 100 | EthosEnergy Power Plant Services | 100 | Non-regulated | Dropped - Retired/Planned Retirement by 06/2028
Quantum Pasco Power LP | 54424_G_EDG2 | 54424 | G | EDG2 |  | Combustion Turbine |  |  | Florida |  | Pasco |  |  | 1.2 |  | 1993 | 2018 | [32 empty] | EthosEnergy Power Plant Services | 100 | EthosEnergy Power Plant Services | 100 | Non-regulated | Dropped - Retired/Planned Retirement by 06/2028
Quantum Pasco Power LP | 54424_G_GT1 | 54424 | G | GT1 |  | Combined Cycle |  |  | Florida |  | Pasco |  |  | 48.5 |  | 1993 | 2018 | [32 empty] | EthosEnergy Power Plant Services | 100 | EthosEnergy Power Plant Services | 100 | Non-regulated | Dropped - Retired/Planned Retirement by 06/2028
Quantum Pasco Power LP | 54424_G_GT2 | 54424 | G | GT2 |  | Combined Cycle |  |  | Florida |  | Pasco |  |  | 48.5 |  | 1993 | 2018 | [32 empty] | EthosEnergy Power Plant Services | 100 | EthosEnergy Power Plant Services | 100 | Non-regulated | Dropped - Retired/Planned Retirement by 06/2028
Quantum Pasco Power LP | 54424_G_ST1 | 54424 | G | ST1 |  | Combined Cycle |  |  | Florida |  | Pasco |  |  | 24 |  | 1993 | 2018 | [32 empty] | EthosEnergy Power Plant Services | 100 | EthosEnergy Power Plant Services | 100 | Non-regulated | Dropped - Retired/Planned Retirement by 06/2028
Astoria Gas Turbines | 55243_G_12 | 55243 | G | 12 |  | Combustion Turbine |  |  | New York |  | Queens |  |  | 23.8 |  | 1971 | 2018 | [32 empty] | NRG Astoria Gas Turbine Operations Inc | 100 | NRG Astoria Gas Turbine Operations Inc | 100 | Non-regulated | Dropped - Retired/Planned Retirement by 06/2028
Astoria Gas Turbines | 55243_G_13 | 55243 | G | 13 |  | Combustion Turbine |  |  | New York |  | Queens |  |  | 23.8 |  | 1971 | 2018 | [32 empty] | NRG Astoria Gas Turbine Operations Inc | 100 | NRG Astoria Gas Turbine Operations Inc | 100 | Non-regulated | Dropped - Retired/Planned Retirement by 06/2028
Astoria Gas Turbines | 55243_G_5 | 55243 | G | 5 |  | Combustion Turbine |  |  | New York |  | Queens |  |  | 16.3 |  | 1970 | 2018 | [32 empty] | NRG Astoria Gas Turbine Operations Inc | 100 | NRG Astoria Gas Turbine Operations Inc | 100 | Non-regulated | Dropped - Retired/Planned Retirement by 06/2028
Astoria Gas Turbines | 55243_G_7 | 55243 | G | 7 |  | Combustion Turbine |  |  | New York |  | Queens |  |  | 16.3 |  | 1970 | 2018 | [32 empty] | NRG Astoria Gas Turbine Operations Inc | 100 | NRG Astoria Gas Turbine Operations Inc | 100 | Non-regulated | Dropped - Retired/Planned Retirement by 06/2028
Wabuska | 55988_G_1 | 55988 | G | 1 |  | Geothermal |  |  | Nevada |  | Lyon |  |  | 0.4 |  | 1984 | 2018 | [32 empty] | Homestretch Geothermal LLC | 100 | Homestretch Geothermal LLC | 100 | Non-regulated | Dropped - Retired/Planned Retirement by 06/2028
Wabuska | 55988_G_2 | 55988 | G | 2 |  | Geothermal |  |  | Nevada |  | Lyon |  |  | 0.4 |  | 1988 | 2018 | [32 empty] | Homestretch Geothermal LLC | 100 | Homestretch Geothermal LLC | 100 | Non-regulated | Dropped - Retired/Planned Retirement by 06/2028
Wabuska | 55988_G_3 | 55988 | G | 3 |  | Geothermal |  |  | Nevada |  | Lyon |  |  | 0.1 |  | 2002 | 2018 | [32 empty] | Homestretch Geothermal LLC | 100 | Homestretch Geothermal LLC | 100 | Non-regulated | Dropped - Retired/Planned Retirement by 06/2028
Wabuska | 55988_G_4 | 55988 | G | 4 |  | Geothermal |  |  | Nevada |  | Lyon |  |  | 0.4 |  | 2011 | 2018 | [32 empty] | Homestretch Geothermal LLC | 100 | Homestretch Geothermal LLC | 100 | Non-regulated | Dropped - Retired/Planned Retirement by 06/2028
Wabuska | 55988_G_5 | 55988 | G | 5 |  | Geothermal |  |  | Nevada |  | Lyon |  |  | 0.4 |  | 2011 | 2018 | [32 empty] | Homestretch Geothermal LLC | 100 | Homestretch Geothermal LLC | 100 | Non-regulated | Dropped - Retired/Planned Retirement by 06/2028
Wabuska | 55988_G_6 | 55988 | G | 6 |  | Geothermal |  |  | Nevada |  | Lyon |  |  | 0.4 |  | 2011 | 2018 | [32 empty] | Homestretch Geothermal LLC | 100 | Homestretch Geothermal LLC | 100 | Non-regulated | Dropped - Retired/Planned Retirement by 06/2028
Wabuska | 55988_G_7 | 55988 | G | 7 |  | Geothermal |  |  | Nevada |  | Lyon |  |  | 0.4 |  | 2011 | 2018 | [32 empty] | Homestretch Geothermal LLC | 100 | Homestretch Geothermal LLC | 100 | Non-regulated | Dropped - Retired/Planned Retirement by 06/2028
Lilly Technical Center | 58043_G_5 | 58043 | G | 5 |  | Non-Fossil Waste |  |  | Indiana |  | Marion |  |  | 1 |  | 1996 | [33 empty] | Eli Lilly and Company | 100 | Eli Lilly and Company | 100 | Non-regulated | Dropped - Plant is identified as onsite because it is a net buyer of electricity in 2021
Mercy Medical Center | 58163_G_3 | 58163 | G | 3 |  | Combustion Turbine |  |  | New York |  | Nassau |  |  | 0.4 |  | 1963 | [33 empty] | Mercy Medical Center | 100 | Mercy Medical Center | 100 | Non-regulated | Dropped - Plant is identified as onsite because it is a net buyer of electricity in 2021
Missouri S&T - Power Plant | 58923_G_1000 | 58923 | G | 1000 |  | Combustion Turbine |  |  | Missouri |  | Phelps |  |  | 1 |  | 1988 | 2018 | [32 empty] | Missouri University of Science and Technology | 100 | Missouri University of Science and Technology | 100 | Non-regulated | Dropped - Retired/Planned Retirement by 06/2028
City of Tulare Water Facility | 59395_G_C2550 | 59395 | G | C2550 |  | Non-Fossil Waste |  |  | California |  | Tulare |  |  | 0.4 |  | 1991 | [33 empty] | City of Tulare Water Pollution Control | 100 | City of Tulare Water Pollution Control | 100 | Non-regulated | Dropped - Plant is identified as onsite because it is a net buyer of electricity in 2021
Arvah B Hopkins | 688_G_1 | 688 | G | 1 |  | O/G Steam |  |  | Florida |  | Leon |  |  | 76 |  | 1971 | 2018 | [32 empty] | City of Tallahassee - (FL) | 100 | City of Tallahassee - (FL) | 100 | Regulated | Dropped - Retired/Planned Retirement by 06/2028 | bar: 7U100 BLR1
Marathon Generating Plant | 696_G_3 | 696 | G | 3 |  | Combustion Turbine |  |  | Florida |  | Monroe |  |  | 3 |  | 1958 | 2018 | [32 empty] | Florida Keys El Coop Assn, Inc | 100 | Florida Keys El Coop Assn, Inc | 100 | Regulated | Dropped - Retired/Planned Retirement by 06/2028
Marathon Generating Plant | 696_G_4 | 696 | G | 4 |  | Combustion Turbine |  |  | Florida |  | Monroe |  |  | 3 |  | 1959 | 2018 | [32 empty] | Florida Keys El Coop Assn, Inc | 100 | Florida Keys El Coop Assn, Inc | 100 | Regulated | Dropped - Retired/Planned Retirement by 06/2028
Marathon Generating Plant | 696_G_6 | 696 | G | 6 |  | Combustion Turbine |  |  | Florida |  | Monroe |  |  | 2.5 |  | 1973 | 2018 | [32 empty] | Florida Keys El Coop Assn, Inc | 100 | Florida Keys El Coop Assn, Inc | 100 | Regulated | Dropped - Retired/Planned Retirement by 06/2028
Marathon Generating Plant | 696_G_7 | 696 | G | 7 |  | Combustion Turbine |  |  | Florida |  | Monroe |  |  | 2.5 |  | 1973 | 2018 | [32 empty] | Florida Keys El Coop Assn, Inc | 100 | Florida Keys El Coop Assn, Inc | 100 | Regulated | Dropped - Retired/Planned Retirement by 06/2028
Murray Gill | 1242_G_3 | 1242 | G | 3 |  | O/G Steam |  |  | Kansas |  | Sedgwick |  |  | 104 |  | 1956 | 2018 | [32 empty] | Evergy Kansas South, Inc | 100 | Evergy Kansas South, Inc | 100 | Regulated | Dropped - Retired/Planned Retirement by 06/2028 | 7U100 BLR1: 3
Murray Gill | 1242_G_4 | 1242 | G | 4 |  | O/G Steam |  |  | Kansas |  | Sedgwick |  |  | 86 |  | 1959 | 2018 | [32 empty] | Evergy Kansas South, Inc | 100 | Evergy Kansas South, Inc | 100 | Regulated | Dropped - Retired/Planned Retirement by 06/2028 | 7U100 BLR1: 4
Gaylord - Consumers | 1706_G_1 | 1706 | G | 1 |  | Combustion Turbine |  |  | Michigan |  | Otsego |  |  | 12 |  | 1966 | 2018 | [32 empty] | Consumers Energy Co - (MI) | 100 | Consumers Energy Co - (MI) | 100 | Regulated | Dropped - Retired/Planned Retirement by 06/2028
Gaylord - Consumers | 1706_G_2 | 1706 | G | 2 |  | Combustion Turbine |  |  | Michigan |  | Otsego |  |  | 11 |  | 1966 | 2018 | [32 empty] | Consumers Energy Co - (MI) | 100 | Consumers Energy Co - (MI) | 100 | Regulated | Dropped - Retired/Planned Retirement by 06/2028
Gaylord - Consumers | 1706_G_3 | 1706 | G | 3 |  | Combustion Turbine |  |  | Michigan |  | Otsego |  |  | 10 |  | 1966 | 2018 | [32 empty] | Consumers Energy Co - (MI) | 100 | Consumers Energy Co - (MI) | 100 | Regulated | Dropped - Retired/Planned Retirement by 06/2028
J H Campbell | 1710_G_A | 1710 | G | A |  | Combustion Turbine |  |  | Michigan |  | Ottawa |  |  | 12 |  | 1968 | 2018 | [32 empty] | Consumers Energy Co - (MI) | 100 | Consumers Energy Co - (MI) | 100 | Regulated | Dropped - Retired/Planned Retirement by 06/2028
Straits | 1718_G_1 | 1718 | G | 1 |  | Combustion Turbine |  |  | Michigan |  | Emmet |  |  | 5 |  | 1969 | 2018 | [32 empty] | Consumers Energy Co - (MI) | 100 | Consumers Energy Co - (MI) | 100 | Regulated | Dropped - Retired/Planned Retirement by 06/2028
Thetford | 1719_G_2 | 1719 | G | 2 |  | Combustion Turbine |  |  | Michigan |  | Genesee |  |  | 29 |  | 1970 | 2018 | [32 empty] | Consumers Energy Co - (MI) | 100 | Consumers Energy Co - (MI) | 100 | Regulated | Dropped - Retired/Planned Retirement by 06/2028
Thetford | 1719_G_3 | 1719 | G | 3 |  | Combustion Turbine |  |  | Michigan |  | Genesee |  |  | 22 |  | 1970 | 2018 | [32 empty] | Consumers Energy Co - (MI) | 100 | Consumers Energy Co - (MI) | 100 | Regulated | Dropped - Retired/Planned Retirement by 06/2028
Thetford | 1719_G_4 | 1719 | G | 4 |  | Combustion Turbine |  |  | Michigan |  | Genesee |  |  | 28 |  | 1970 | 2018 | [32 empty] | Consumers Energy Co - (MI) | 100 | Consumers Energy Co - (MI) | 100 | Regulated | Dropped - Retired/Planned Retirement by 06/2028
West Point Municipal | 2313_G_5 | 2313 | G | 5 |  | Combustion Turbine |  |  | Nebraska |  | Cuming |  |  | 4.1 |  | 1971 | 2018 | [32 empty] | City of West Point - (NE) | 100 | City of West Point - (NE) | 100 | Regulated | Dropped - Retired/Planned Retirement by 06/2028
R D Morrow | 6061_G_1 | 6061 | G | 1 |  | Coal Steam |  |  | Mississippi |  | Lamar |  |  | 180 |  | 1978 | 2018 | [32 empty] | Cooperative Energy | 100 | Cooperative Energy | 100 | Regulated | Dropped - Retired/Planned Retirement by 06/2028 | bar: 7U100 BLR1
R D Morrow | 6061_G_2 | 6061 | G | 2 |  | Coal Steam |  |  | Mississippi |  | Lamar |  |  | 180 |  | 1978 | 2018 | [32 empty] | Cooperative Energy | 100 | Cooperative Energy | 100 | Regulated | Dropped - Retired/Planned Retirement by 06/2028 | 7U100 BLR1: 2
Pitchess Cogen Station | 10478_G_GEN1 | 10478 | G | GEN1 |  | Combined Cycle |  |  | California |  | Los Angeles |  |  | 21.5 |  | 1988 | 2018 | [32 empty] | Los Angeles County | 100 | Los Angeles County | 100 | Non-regulated | Dropped - Retired/Planned Retirement by 06/2028
Pitchess Cogen Station | 10478_G_GEN2 | 10478 | G | GEN2 |  | Combined Cycle |  |  | California |  | Los Angeles |  |  | 5.7 |  | 1988 | 2018 | [32 empty] | Los Angeles County | 100 | Los Angeles County | 100 | Non-regulated | Dropped - Retired/Planned Retirement by 06/2028
Kline Township Cogen Facility | 50039_G_GEN1 | 50039 | G | GEN1 |  | Coal Steam |  |  | Pennsylvania |  | Schuylkill |  |  | 51 |  | 1989 | 2018 | [32 empty] | Northeastern Power Co | 100 | Northeastern Power Co | 100 | Non-regulated | Dropped - Retired/Planned Retirement by 06/2028
Bucksport Generation LLC | 50243_G_GEN3 | 50243 | G | GEN3 |  | O/G Steam |  |  | Maine |  | Hancock |  |  | 72 |  | 1988 | 2018 | [32 empty] | Bucksport Generation LLC | 100 | Bucksport Generation LLC | 100 | Non-regulated | Dropped - Retired/Planned Retirement by 06/2028 | 7U100 BLR1: 5; 7U100 BLR10: 6; 7U100 BLR2: 7; 7U100 BLR3: 8; 7U100 BLR4: 9
Bucksport Generation LLC | 50243_G_GEN5 | 50243 | G | GEN5 |  | O/G Steam |  |  | Maine |  | Hancock |  |  | 24 |  | 2012 | 2018 | [32 empty] | Bucksport Generation LLC | 100 | Bucksport Generation LLC | 100 | Non-regulated | Dropped - Retired/Planned Retirement by 06/2028 | 7U100 BLR1: 5; 7U100 BLR10: 6; 7U100 BLR2: 7; 7U100 BLR3: 8; 7U100 BLR4: 9
Ingredion Stockton | 52115_G_GEN1 | 52115 | G | GEN1 |  | Combustion Turbine |  |  | California |  | San Joaquin |  |  | 2.8 |  | 1984 | [33 empty] | Ingredion Inc - Stockton | 100 | Ingredion Inc - Stockton | 100 | Non-regulated | Dropped - Plant is identified as onsite because it is a net buyer of electricity in 2021
Ingredion Stockton | 52115_G_GEN2 | 52115 | G | GEN2 |  | Combustion Turbine |  |  | California |  | San Joaquin |  |  | 6.5 |  | 2017 | [33 empty] | Ingredion Inc - Stockton | 100 | Ingredion Inc - Stockton | 100 | Non-regulated | Dropped - Plant is identified as onsite because it is a net buyer of electricity in 2021
Benson Power Biomass Plant | 55867_G_G1 | 55867 | G | G1 |  | Biomass |  |  | Minnesota |  | Swift |  |  | 55 |  | 2007 | 2018 | [32 empty] | Benson Power, LLC. | 100 | Benson Power, LLC. | 100 | Non-regulated | Dropped - Retired/Planned Retirement by 06/2028
Lake Marion | 58229_G_GEN1 | 58229 | G | GEN1 |  | Combustion Turbine |  |  | Minnesota |  | Dakota |  |  | 8.8 |  | 2000 | 2018 | [32 empty] | Energy Alternatives Wholesale LLC | 100 | Energy Alternatives Wholesale LLC | 100 | Non-regulated | Dropped - Retired/Planned Retirement by 06/2028
Hastings | 58230_G_GEN1 | 58230 | G | GEN1 |  | Combustion Turbine |  |  | Minnesota |  | Dakota |  |  | 8.8 |  | 2000 | 2018 | [32 empty] | Energy Alternatives Wholesale LLC | 100 | Energy Alternatives Wholesale LLC | 100 | Non-regulated | Dropped - Retired/Planned Retirement by 06/2028
Missouri Center for Waste to Energy | 58421_G_320 | 58421 | G | 320 |  | Landfill Gas |  |  | Missouri |  | Pettis |  |  | 1 |  | 2014 | 2018 | [32 empty] | State Fair Community College | 100 | State Fair Community College | 100 | Non-regulated | Dropped - Retired/Planned Retirement by 06/2028
Missouri Center for Waste to Energy | 58421_G_420 | 58421 | G | 420 |  | Landfill Gas |  |  | Missouri |  | Pettis |  |  | 1.4 |  | 2014 | 2018 | [32 empty] | State Fair Community College | 100 | State Fair Community College | 100 | Non-regulated | Dropped - Retired/Planned Retirement by 06/2028
First Citizens Bank | 61491_G_FCB | 61491 | G | FCB |  | Solar PV |  |  | North Carolina |  | Wake |  |  | 1.5 |  | 2012 | 2018 | [32 empty] | First Citizens Bank | 100 | First Citizens Bank | 100 | Non-regulated | Dropped - Retired/Planned Retirement by 06/2028
S O Purdom | 689_G_GT2 | 689 | G | GT2 |  | Combustion Turbine |  |  | Florida |  | Wakulla |  |  | 10 |  | 1964 | 2018 | [32 empty] | City of Tallahassee - (FL) | 100 | City of Tallahassee - (FL) | 100 | Regulated | Dropped - Retired/Planned Retirement by 06/2028
Gordon Evans Energy Center | 1240_G_1 | 1240 | G | 1 |  | O/G Steam |  |  | Kansas |  | Sedgwick |  |  | 154 |  | 1961 | 2018 | [32 empty] | Evergy Kansas South, Inc | 100 | Evergy Kansas South, Inc | 100 | Regulated | Dropped - Retired/Planned Retirement by 06/2028 | bar: 7U100 BLR1
Gordon Evans Energy Center | 1240_G_2 | 1240 | G | 2 |  | O/G Steam |  |  | Kansas |  | Sedgwick |  |  | 376 |  | 1967 | 2018 | [32 empty] | Evergy Kansas South, Inc | 100 | Evergy Kansas South, Inc | 100 | Regulated | Dropped - Retired/Planned Retirement by 06/2028 | 7U100 BLR1: 2
Tecumseh Energy Center | 1252_G_7 | 1252 | G | 7 |  | Coal Steam |  |  | Kansas |  | Shawnee |  |  | 66 |  | 1957 | 2018 | [32 empty] | Evergy Kansas Central, Inc | 100 | Evergy Kansas Central, Inc | 100 | Regulated | Dropped - Retired/Planned Retirement by 06/2028 | 7U100 BLR1: 9
Buras | 1401_G_8 | 1401 | G | 8 |  | Combustion Turbine |  |  | Louisiana |  | Plaquemines |  |  | 11 |  | 1971 | 2018 | [32 empty] | Entergy Louisiana LLC | 100 | Entergy Louisiana LLC | 100 | Regulated | Dropped - Retired/Planned Retirement by 06/2028
Pulliam | 4072_G_7 | 4072 | G | 7 |  | Coal Steam |  |  | Wisconsin |  | Brown |  |  | 76.1 |  | 1958 | 2018 | [32 empty] | Wisconsin Public Service Corp | 100 | Wisconsin Public Service Corp | 100 | Regulated | Dropped - Retired/Planned Retirement by 06/2028 | 7U100 BLR1: 7
Pulliam | 4072_G_8 | 4072 | G | 8 |  | Coal Steam |  |  | Wisconsin |  | Brown |  |  | 133.8 |  | 1964 | 2018 | [32 empty] | Wisconsin Public Service Corp | 100 | Wisconsin Public Service Corp | 100 | Regulated | Dropped - Retired/Planned Retirement by 06/2028 | 7U100 BLR1: 8
Lincoln Turbines | 7366_G_1 | 7366 | G | 1 |  | Onshore Wind |  |  | Wisconsin |  | Kewaunee |  |  | 0.7 |  | 1999 | 2018 | [32 empty] | Wisconsin Public Service Corp | 100 | Wisconsin Public Service Corp | 100 | Regulated | Dropped - Retired/Planned Retirement by 06/2028
Church Street Plant | 7438_G_C1 | 7438 | G | C1 |  | Combustion Turbine |  |  | Virginia |  | Prince William |  |  | 0.8 |  | 1979 | 2018 | [32 empty] | City of Manassas - (VA) | 100 | City of Manassas - (VA) | 100 | Regulated | Dropped - Retired/Planned Retirement by 06/2028
Church Street Plant | 7438_G_C2 | 7438 | G | C2 |  | Combustion Turbine |  |  | Virginia |  | Prince William |  |  | 0.8 |  | 1979 | 2018 | [32 empty] | City of Manassas - (VA) | 100 | City of Manassas - (VA) | 100 | Regulated | Dropped - Retired/Planned Retirement by 06/2028
Church Street Plant | 7438_G_C4 | 7438 | G | C4 |  | Combustion Turbine |  |  | Virginia |  | Prince William |  |  | 1 |  | 1979 | 2018 | [32 empty] | City of Manassas - (VA) | 100 | City of Manassas - (VA) | 100 | Regulated | Dropped - Retired/Planned Retirement by 06/2028
NTC/MCRD Energy Facility | 10810_G_GEN1 | 10810 | G | GEN1 |  | Combined Cycle |  |  | California |  | San Diego |  |  | 21.6 |  | 1989 | 2018 | [32 empty] | Applied Energy Inc | 100 | Applied Energy Inc | 100 | Non-regulated | Dropped - Retired/Planned Retirement by 06/2028
NTC/MCRD Energy Facility | 10810_G_GEN2 | 10810 | G | GEN2 |  | Combined Cycle |  |  | California |  | San Diego |  |  | 2.2 |  | 1989 | 2018 | [32 empty] | Applied Energy Inc | 100 | Applied Energy Inc | 100 | Non-regulated | Dropped - Retired/Planned Retirement by 06/2028
Naval Station Energy Facility | 10811_G_GEN1 | 10811 | G | GEN1 |  | Combined Cycle |  |  | California |  | San Diego |  |  | 36.7 |  | 1989 | 2018 | [32 empty] | Applied Energy Inc | 100 | Applied Energy Inc | 100 | Non-regulated | Dropped - Retired/Planned Retirement by 06/2028
Naval Station Energy Facility | 10811_G_GEN2 | 10811 | G | GEN2 |  | Combined Cycle |  |  | California |  | San Diego |  |  | 9.8 |  | 1989 | 2018 | [32 empty] | Applied Energy Inc | 100 | Applied Energy Inc | 100 | Non-regulated | Dropped - Retired/Planned Retirement by 06/2028
Naval Station Energy Facility | 10811_G_GEN3 | 10811 | G | GEN3 |  | Combined Cycle |  |  | California |  | San Diego |  |  | 4.8 |  | 2005 | 2018 | [32 empty] | Applied Energy Inc | 100 | Applied Energy Inc | 100 | Non-regulated | Dropped - Retired/Planned Retirement by 06/2028
North Island Energy Facility | 10812_G_GEN1 | 10812 | G | GEN1 |  | Combined Cycle |  |  | California |  | San Diego |  |  | 38 |  | 1989 | 2018 | [32 empty] | Applied Energy Inc | 100 | Applied Energy Inc | 100 | Non-regulated | Dropped - Retired/Planned Retirement by 06/2028
North Island Energy Facility | 10812_G_GEN2 | 10812 | G | GEN2 |  | Combined Cycle |  |  | California |  | San Diego |  |  | 3.5 |  | 1989 | 2018 | [32 empty] | Applied Energy Inc | 100 | Applied Energy Inc | 100 | Non-regulated | Dropped - Retired/Planned Retirement by 06/2028
Fox Metro Water Reclamation District | 50904_G_RU3 | 50904 | G | RU3 |  | Combustion Turbine |  |  | Illinois |  | Kendall |  |  | 1.1 |  | 1988 | 2018 | [32 empty] | Fox Metro Water Reclamation | 100 | Fox Metro Water Reclamation | 100 | Non-regulated | Dropped - Retired/Planned Retirement by 06/2028
Fox Metro Water Reclamation District | 50904_G_RU4 | 50904 | G | RU4 |  | Combustion Turbine |  |  | Illinois |  | Kendall |  |  | 1.1 |  | 1988 | 2018 | [32 empty] | Fox Metro Water Reclamation | 100 | Fox Metro Water Reclamation | 100 | Non-regulated | Dropped - Retired/Planned Retirement by 06/2028
Astoria Gas Turbines | 55243_G_10 | 55243 | G | 10 |  | Combustion Turbine |  |  | New York |  | Queens |  |  | 23.8 |  | 1971 | 2018 | [32 empty] | NRG Astoria Gas Turbine Operations Inc | 100 | NRG Astoria Gas Turbine Operations Inc | 100 | Non-regulated | Dropped - Retired/Planned Retirement by 06/2028
Astoria Gas Turbines | 55243_G_8 | 55243 | G | 8 |  | Combustion Turbine |  |  | New York |  | Queens |  |  | 16.3 |  | 1970 | 2018 | [32 empty] | NRG Astoria Gas Turbine Operations Inc | 100 | NRG Astoria Gas Turbine Operations Inc | 100 | Non-regulated | Dropped - Retired/Planned Retirement by 06/2028
Freeport McMoRan Cobre Mining | 55312_G_1 | 55312 | G | 1 |  | Combustion Turbine |  |  | New Mexico |  | Grant |  |  | 0.8 |  | 1982 | [33 empty] | FreePort-McMoRan-Corp-Cobre Mines | 100 | FreePort-McMoRan-Corp-Cobre Mines | 100 | Non-regulated | Dropped - Plant is identified as onsite because it is a net buyer of electricity in 2021
Freeport McMoRan Cobre Mining | 55312_G_2 | 55312 | G | 2 |  | Combustion Turbine |  |  | New Mexico |  | Grant |  |  | 0.8 |  | 1982 | [33 empty] | FreePort-McMoRan-Corp-Cobre Mines | 100 | FreePort-McMoRan-Corp-Cobre Mines | 100 | Non-regulated | Dropped - Plant is identified as onsite because it is a net buyer of electricity in 2021
Freeport McMoRan Cobre Mining | 55312_G_3 | 55312 | G | 3 |  | Combustion Turbine |  |  | New Mexico |  | Grant |  |  | 0.8 |  | 1982 | [33 empty] | FreePort-McMoRan-Corp-Cobre Mines | 100 | FreePort-McMoRan-Corp-Cobre Mines | 100 | Non-regulated | Dropped - Plant is identified as onsite because it is a net buyer of electricity in 2021
NECCO Co-Generation | 55999_G_GEN1 | 55999 | G | GEN1 |  | Combustion Turbine |  |  | Massachusetts |  | Suffolk |  |  | 2.8 |  | 2004 | 2018 | [32 empty] | Atlantic-VMD Revere Realty, LLC | 100 | Atlantic-VMD Revere Realty, LLC | 100 | Non-regulated | Dropped - Retired/Planned Retirement by 06/2028
NECCO Co-Generation | 55999_G_GEN2 | 55999 | G | GEN2 |  | Combustion Turbine |  |  | Massachusetts |  | Suffolk |  |  | 2.8 |  | 2004 | 2018 | [32 empty] | Atlantic-VMD Revere Realty, LLC | 100 | Atlantic-VMD Revere Realty, LLC | 100 | Non-regulated | Dropped - Retired/Planned Retirement by 06/2028
NIH Cogeneration Facility | 56668_G_CGTG | 56668 | G | CGTG |  | Combustion Turbine |  |  | Maryland |  | Montgomery |  |  | 21.3 |  | 2004 | 2018 | [32 empty] | National Institutes of Health | 100 | National Institutes of Health | 100 | Non-regulated | Dropped - Retired/Planned Retirement by 06/2028
Mas Durham Power, LLC | 57365_G_1C | 57365 | G | 1C |  | Landfill Gas |  |  | North Carolina |  | Durham |  |  | 1.1 |  | 2010 | 2018 | [32 empty] | Mas Durham Power, LLC | 100 | Mas Durham Power, LLC | 100 | Non-regulated | Dropped - Retired/Planned Retirement by 06/2028
Oyster Creek | 2388_G_1 | 2388 | G | 1 |  | Nuclear |  |  | New Jersey |  | Ocean |  |  | 607.7 |  | 1969 | 2018 | [32 empty] | Constellation Nuclear | 100 | Constellation Nuclear | 100 | Non-regulated | Dropped - Retired/Planned Retirement by 06/2028 | 7U100 BLR1: NSS1
Edgewater | 4050_G_4 | 4050 | G | 4 |  | Coal Steam |  |  | Wisconsin |  | Sheboygan |  |  | 294.4 |  | 1969 | 2018 | [32 empty] | Wisconsin Power & Light Co | 68.2 | Wisconsin Power & Light Co | 68.2 | Regulated | Dropped - Retired/Planned Retirement by 06/2028 | 7U100 BLR1: 4
Rocky Ford | 6516_G_IC1 | 6516 | G | IC1 |  | Combustion Turbine |  |  | Colorado |  | Otero |  |  | 2 |  | 1964 | 2018 | [32 empty] | Black Hills Colorado Electric, LLC | 100 | Black Hills Colorado Electric, LLC | 100 | Regulated | Dropped - Retired/Planned Retirement by 06/2028
Centennial | 7112_G_IC7 | 7112 | G | IC7 |  | Combustion Turbine |  |  | Alaska |  | Prince of Wales Ketchikan |  |  | 1.8 |  | 2017 | [33 empty] | Metlakatla Power & Light | 100 | Metlakatla Power & Light | 100 | Regulated | Dropped - in Alaska or in Hawaii or Puerto Rico
Edenville | 50158_G_1 | 50158 | G | 1 |  | Hydro |  |  | Michigan |  | Gladwin |  |  | 2.4 |  | 1923 | 2018 | [32 empty] | Midland and Gladwin Counties | 100 | Midland and Gladwin Counties | 100 | Non-regulated | Dropped - Retired/Planned Retirement by 06/2028
Edenville | 50158_G_2 | 50158 | G | 2 |  | Hydro |  |  | Michigan |  | Gladwin |  |  | 2.4 |  | 1923 | 2018 | [32 empty] | Midland and Gladwin Counties | 100 | Midland and Gladwin Counties | 100 | Non-regulated | Dropped - Retired/Planned Retirement by 06/2028
Axiall Natrium Plant | 50491_G_GEN3 | 50491 | G | GEN3 |  | O/G Steam |  |  | West Virginia |  | Marshall |  |  | 7.5 |  | 1943 | [33 empty] | Westlake Chemical Natrium Plant | 100 | Westlake Chemical Natrium Plant | 100 | Non-regulated | Dropped - Plant is identified as onsite because it is a net buyer of electricity in 2021 | 7U100 BLR1: 3BLR; 7U100 BLR10: 4BLR; 7U100 BLR2: 5BLR; 7U100 BLR3: 6BLR
Hunterdon Cogen Facility | 54707_G_1 | 54707 | G | 1 |  | Combustion Turbine |  |  | New Jersey |  | Hunterdon |  |  | 4.1 |  | 1993 | 2018 | [32 empty] | Hunterdon Cogeneration LP | 100 | Hunterdon Cogeneration LP | 100 | Non-regulated | Dropped - Retired/Planned Retirement by 06/2028
Auburndale Peaker Energy Center | 55833_G_CTP | 55833 | G | CTP |  | Combustion Turbine |  |  | Florida |  | Polk |  |  | 117 |  | 2002 | 2018 | [32 empty] | Auburndale Peaker Energy Center LLC | 100 | Auburndale Peaker Energy Center LLC | 100 | Non-regulated | Dropped - Retired/Planned Retirement by 06/2028
Rohr Inc., a Collins Aerospace Company | 57713_G_151 | 57713 | G | 151 |  | Combustion Turbine |  |  | California |  | San Diego |  |  | 3.2 |  | 2002 | 2018 | [32 empty] | UTAS Aerostructures | 100 | UTAS Aerostructures | 100 | Non-regulated | Dropped - Retired/Planned Retirement by 06/2028
Rohr Inc., a Collins Aerospace Company | 57713_G_152 | 57713 | G | 152 |  | Combustion Turbine |  |  | California |  | San Diego |  |  | 3.2 |  | 2002 | 2018 | [32 empty] | UTAS Aerostructures | 100 | UTAS Aerostructures | 100 | Non-regulated | Dropped - Retired/Planned Retirement by 06/2028
Rohr Inc., a Collins Aerospace Company | 57713_G_153 | 57713 | G | 153 |  | Combustion Turbine |  |  | California |  | San Diego |  |  | 3.2 |  | 2002 | 2018 | [32 empty] | UTAS Aerostructures | 100 | UTAS Aerostructures | 100 | Non-regulated | Dropped - Retired/Planned Retirement by 06/2028
Turner Energy Storage Project | 60675_G_TES | 60675 | G | TES |  | Energy Storage |  |  | Washington |  | Whitman |  |  | 1.2 |  | 2014 | 2018 | [32 empty] | Avista Corp | 100 | Avista Corp | 100 | Regulated | Dropped - Retired/Planned Retirement by 06/2028
Bowling Green | 7575_G_2 | 7575 | G | 2 |  | Combustion Turbine |  |  | Ohio |  | Wood |  |  | 7.2 |  | 1995 | 2018 | [32 empty] | American Mun Power-Ohio, Inc | 100 | American Mun Power-Ohio, Inc | 100 | Regulated | Dropped - Retired/Planned Retirement by 06/2028
Thermal Energy Development Part LP | 10502_G_GEN1 | 10502 | G | GEN1 |  | Biomass |  |  | California |  | San Joaquin |  |  | 18.5 |  | 1990 | 2018 | [32 empty] | Thermal Energy Development Part LP | 100 | Thermal Energy Development Part LP | 100 | Non-regulated | Dropped - Retired/Planned Retirement by 06/2028
Perham Incinerator | 56243_G_1 | 56243 | G | 1 |  | Municipal Solid Waste |  |  | Minnesota |  | Otter Tail |  |  | 0.8 |  | 2003 | 2018 | [32 empty] | Prairie Lakes Municipal Solid Waste Auth | 100 | Prairie Lakes Municipal Solid Waste Auth | 100 | Non-regulated | Dropped - Retired/Planned Retirement by 06/2028
Westchester Gas Recovery | 56417_G_W1 | 56417 | G | W1 |  | Landfill Gas |  |  | Illinois |  | Cook |  |  | 1.8 |  | 2004 | 2018 | [32 empty] | 31st Street Energy LLC | 100 | 31st Street Energy LLC | 100 | Non-regulated | Dropped - Retired/Planned Retirement by 06/2028
Westchester Gas Recovery | 56417_G_W2 | 56417 | G | W2 |  | Landfill Gas |  |  | Illinois |  | Cook |  |  | 1.8 |  | 2004 | 2018 | [32 empty] | 31st Street Energy LLC | 100 | 31st Street Energy LLC | 100 | Non-regulated | Dropped - Retired/Planned Retirement by 06/2028
Calabasas Gas to Energy Facility | 57163_G_GEN2 | 57163 | G | GEN2 |  | Landfill Gas |  |  | California |  | Los Angeles |  |  | 3.3 |  | 2010 | 2018 | [32 empty] | Los Angeles County Sanitation | 100 | Los Angeles County Sanitation | 100 | Non-regulated | Dropped - Retired/Planned Retirement by 06/2028
CSU Northridge Plant | 58422_G_63 | 58422 | G | 63 |  | Fuel Cell |  |  | California |  | Los Angeles |  |  | 0.3 |  | 2007 | [33 empty] | California State University, Northridge | 100 | California State University, Northridge | 100 | Non-regulated | Dropped - Plant is identified as onsite because it is a net buyer of electricity in 2021
CSU Northridge Plant | 58422_G_64 | 58422 | G | 64 |  | Fuel Cell |  |  | California |  | Los Angeles |  |  | 0.3 |  | 2007 | [33 empty] | California State University, Northridge | 100 | California State University, Northridge | 100 | Non-regulated | Dropped - Plant is identified as onsite because it is a net buyer of electricity in 2021
CSU Northridge Plant | 58422_G_65 | 58422 | G | 65 |  | Fuel Cell |  |  | California |  | Los Angeles |  |  | 0.3 |  | 2007 | [33 empty] | California State University, Northridge | 100 | California State University, Northridge | 100 | Non-regulated | Dropped - Plant is identified as onsite because it is a net buyer of electricity in 2021
CSU Northridge Plant | 58422_G_67 | 58422 | G | 67 |  | Fuel Cell |  |  | California |  | Los Angeles |  |  | 0.3 |  | 2007 | [33 empty] | California State University, Northridge | 100 | California State University, Northridge | 100 | Non-regulated | Dropped - Plant is identified as onsite because it is a net buyer of electricity in 2021
CSU Northridge Plant | 58422_G_CP1 | 58422 | G | CP1 |  | Combustion Turbine |  |  | California |  | Los Angeles |  |  | 0.2 |  | 2001 | [33 empty] | California State University, Northridge | 100 | California State University, Northridge | 100 | Non-regulated | Dropped - Plant is identified as onsite because it is a net buyer of electricity in 2021
AES ADA Energy Storage Array | 60811_G_ADA | 60811 | G | ADA |  | Energy Storage |  |  | Pennsylvania |  | Montgomery |  |  | 2 |  | 2013 | 2018 | [32 empty] | Fluence | 100 | Fluence | 100 | Non-regulated | Dropped - Retired/Planned Retirement by 06/2028
Orme Park Water Treatment Plant | 61266_G_ORME | 61266 | G | ORME |  | Combustion Turbine |  |  | Indiana |  | Johnson |  |  | 1.5 |  | 1997 | 2018 | [32 empty] | Indiana American Water Co. | 100 | Indiana American Water Co. | 100 | Regulated | Dropped - Retired/Planned Retirement by 06/2028
Golden Renewable Energy, LLC | 61632_G_GREMC | 61632 | G | GREMC |  | Combustion Turbine |  |  | Iowa |  | Cerro Gordo |  |  | 4.3 |  | 2017 | 2018 | [32 empty] | Golden Renewable Energy, LLC | 100 | Golden Renewable Energy, LLC | 100 | Regulated | Dropped - Retired/Planned Retirement by 06/2028
Salida | 474_G_1 | 474 | G | 1 |  | Hydro |  |  | Colorado |  | Chaffee |  |  | 0.8 |  | 1929 | 2018 | [32 empty] | Public Service Co of Colorado | 100 | Public Service Co of Colorado | 100 | Regulated | Dropped - Retired/Planned Retirement by 06/2028
Whittemore | 1201_G_4 | 1201 | G | 4 |  | Combustion Turbine |  |  | Iowa |  | Kossuth |  |  | 1.1 |  | 1964 | 2018 | [32 empty] | City of Whittemore - (IA) | 100 | City of Whittemore - (IA) | 100 | Regulated | Dropped - Retired/Planned Retirement by 06/2028
Gwitchyaa Zhee | 7174_G_1 | 7174 | G | 1 |  | Combustion Turbine |  |  | Alaska |  | Yukon Koyukuk |  |  | 0.3 |  | 1987 | [33 empty] | Gwitchyaa Zhee Utility Co | 100 | Gwitchyaa Zhee Utility Co | 100 | Regulated | Dropped - in Alaska or in Hawaii or Puerto Rico
Marina Landfill Gas | 10748_G_U2J02 | 10748 | G | U2J02 |  | Landfill Gas |  |  | California |  | Monterey |  |  | 1 |  | 2002 | 2018 | [32 empty] | Monterey Regional Waste Mgmt | 100 | Monterey Regional Waste Mgmt | 100 | Non-regulated | Dropped - Retired/Planned Retirement by 06/2028
Marathon Electric | 50990_G_P1-1 | 50990 | G | P1-1 |  | Combustion Turbine |  |  | Wisconsin |  | Marathon |  |  | 0.4 |  | 1978 | [33 empty] | Marathon Electric Mfg Corp | 100 | Marathon Electric Mfg Corp | 100 | Non-regulated | Dropped - Plant is identified as onsite because it is a net buyer of electricity in 2021
Marathon Electric | 50990_G_P1-2 | 50990 | G | P1-2 |  | Combustion Turbine |  |  | Wisconsin |  | Marathon |  |  | 0.4 |  | 1978 | [33 empty] | Marathon Electric Mfg Corp | 100 | Marathon Electric Mfg Corp | 100 | Non-regulated | Dropped - Plant is identified as onsite because it is a net buyer of electricity in 2021
International Paper Riegelwood Mill | 54656_G_NO 2 | 54656 | G | NO 2 |  | Non-Fossil Waste |  |  | North Carolina |  | Columbus |  |  | 8.3 |  | 1955 | [33 empty] | International Paper Co-Riegelwood | 100 | International Paper Co-Riegelwood | 100 | Non-regulated | Dropped - Plant is identified as onsite because it is a net buyer of electricity in 2021 | PB1 | PB2 | PB3 | PB4 | PB5 | RB3 | RB4 | RB5
K W Company | 55007_G_LS1 | 55007 | G | LS1 |  | Hydro |  |  | Idaho |  | Twin Falls |  |  | 0.1 |  | 1985 | 2018 | [32 empty] | K-W Co | 100 | K-W Co | 100 | Non-regulated | Dropped - Retired/Planned Retirement by 06/2028
K W Company | 55007_G_LS2 | 55007 | G | LS2 |  | Hydro |  |  | Idaho |  | Twin Falls |  |  | 0.1 |  | 1985 | 2018 | [32 empty] | K-W Co | 100 | K-W Co | 100 | Non-regulated | Dropped - Retired/Planned Retirement by 06/2028
K W Company | 55007_G_LS3 | 55007 | G | LS3 |  | Hydro |  |  | Idaho |  | Twin Falls |  |  | 0.1 |  | 1985 | 2018 | [32 empty] | K-W Co | 100 | K-W Co | 100 | Non-regulated | Dropped - Retired/Planned Retirement by 06/2028
K W Company | 55007_G_LS4 | 55007 | G | LS4 |  | Hydro |  |  | Idaho |  | Twin Falls |  |  | 0.1 |  | 1985 | 2018 | [32 empty] | K-W Co | 100 | K-W Co | 100 | Non-regulated | Dropped - Retired/Planned Retirement by 06/2028
K W Company | 55007_G_LS5 | 55007 | G | LS5 |  | Hydro |  |  | Idaho |  | Twin Falls |  |  | 0.1 |  | 1985 | 2018 | [32 empty] | K-W Co | 100 | K-W Co | 100 | Non-regulated | Dropped - Retired/Planned Retirement by 06/2028
K W Company | 55007_G_UE5 | 55007 | G | UE5 |  | Hydro |  |  | Idaho |  | Twin Falls |  |  | 0.1 |  | 1997 | 2018 | [32 empty] | K-W Co | 100 | K-W Co | 100 | Non-regulated | Dropped - Retired/Planned Retirement by 06/2028
K W Company | 55007_G_UW1 | 55007 | G | UW1 |  | Hydro |  |  | Idaho |  | Twin Falls |  |  | 0.2 |  | 1983 | 2018 | [32 empty] | K-W Co | 100 | K-W Co | 100 | Non-regulated | Dropped - Retired/Planned Retirement by 06/2028
K W Company | 55007_G_UW2 | 55007 | G | UW2 |  | Hydro |  |  | Idaho |  | Twin Falls |  |  | 0.2 |  | 1983 | 2018 | [32 empty] | K-W Co | 100 | K-W Co | 100 | Non-regulated | Dropped - Retired/Planned Retirement by 06/2028
K W Company | 55007_G_UW3 | 55007 | G | UW3 |  | Hydro |  |  | Idaho |  | Twin Falls |  |  | 0.2 |  | 1983 | 2018 | [32 empty] | K-W Co | 100 | K-W Co | 100 | Non-regulated | Dropped - Retired/Planned Retirement by 06/2028
K W Company | 55007_G_UW4 | 55007 | G | UW4 |  | Hydro |  |  | Idaho |  | Twin Falls |  |  | 0.2 |  | 1983 | 2018 | [32 empty] | K-W Co | 100 | K-W Co | 100 | Non-regulated | Dropped - Retired/Planned Retirement by 06/2028
MM Hartford Energy | 55163_G_UNT1 | 55163 | G | UNT1 |  | Landfill Gas |  |  | Connecticut |  | Hartford |  |  | 0.9 |  | 1998 | 2018 | [32 empty] | DeltaPro Energy Inc | 100 | DeltaPro Energy Inc | 100 | Non-regulated | Dropped - Retired/Planned Retirement by 06/2028
MM Hartford Energy | 55163_G_UNT2 | 55163 | G | UNT2 |  | Landfill Gas |  |  | Connecticut |  | Hartford |  |  | 0.9 |  | 1998 | 2018 | [32 empty] | DeltaPro Energy Inc | 100 | DeltaPro Energy Inc | 100 | Non-regulated | Dropped - Retired/Planned Retirement by 06/2028
MM Hartford Energy | 55163_G_UNT3 | 55163 | G | UNT3 |  | Landfill Gas |  |  | Connecticut |  | Hartford |  |  | 0.9 |  | 1998 | 2018 | [32 empty] | DeltaPro Energy Inc | 100 | DeltaPro Energy Inc | 100 | Non-regulated | Dropped - Retired/Planned Retirement by 06/2028
Coastal Plains | 55554_G_UNT2 | 55554 | G | UNT2 |  | Landfill Gas |  |  | Texas |  | Galveston |  |  | 1.7 |  | 2003 | 2018 | [32 empty] | TX LFG Energy, LP | 100 | TX LFG Energy, LP | 100 | Non-regulated | Dropped - Retired/Planned Retirement by 06/2028
Clark-Floyd Landfill Gas Generating | 56539_G_ICG1 | 56539 | G | ICG1 |  | Landfill Gas |  |  | Indiana |  | Clark |  |  | 1 |  | 2007 | 2018 | [32 empty] | Hoosier Energy R E C, Inc | 100 | Hoosier Energy R E C, Inc | 100 | Regulated | Dropped - Retired/Planned Retirement by 06/2028
Clark-Floyd Landfill Gas Generating | 56539_G_ICG2 | 56539 | G | ICG2 |  | Landfill Gas |  |  | Indiana |  | Clark |  |  | 1 |  | 2007 | 2018 | [32 empty] | Hoosier Energy R E C, Inc | 100 | Hoosier Energy R E C, Inc | 100 | Regulated | Dropped - Retired/Planned Retirement by 06/2028
Clark-Floyd Landfill Gas Generating | 56539_G_ICG3 | 56539 | G | ICG3 |  | Landfill Gas |  |  | Indiana |  | Clark |  |  | 1.4 |  | 2009 | 2018 | [32 empty] | Hoosier Energy R E C, Inc | 100 | Hoosier Energy R E C, Inc | 100 | Regulated | Dropped - Retired/Planned Retirement by 06/2028
FC Landfill Energy | 57786_G_UNIT1 | 57786 | G | UNIT1 |  | Landfill Gas |  |  | Maryland |  | Frederick |  |  | 1 |  | 2010 | 2018 | [32 empty] | FC Landfill Energy | 100 | FC Landfill Energy | 100 | Non-regulated | Dropped - Retired/Planned Retirement by 06/2028
FC Landfill Energy | 57786_G_UNIT2 | 57786 | G | UNIT2 |  | Landfill Gas |  |  | Maryland |  | Frederick |  |  | 1 |  | 2010 | 2018 | [32 empty] | FC Landfill Energy | 100 | FC Landfill Energy | 100 | Non-regulated | Dropped - Retired/Planned Retirement by 06/2028
Central Energy Facility | 58400_G_GT02 | 58400 | G | GT02 |  | Combustion Turbine |  |  | South Carolina |  | Pickens |  |  | 2.5 |  | 2000 | [33 empty] | Clemson University - Main Campus | 100 | Clemson University - Main Campus | 100 | Non-regulated | Dropped - Plant is identified as onsite because it is a net buyer of electricity in 2021
Pacific Rim Dairy Digester | 59447_G_00001 | 59447 | G | 00001 |  | Non-Fossil Waste |  |  | California |  | Tulare |  |  | 1 |  | 2014 | 2018 | [32 empty] | Maas Energy Works | 100 | Maas Energy Works | 100 | Non-regulated | Dropped - Retired/Planned Retirement by 06/2028
Bailly | 995_G_7 | 995 | G | 7 |  | Coal Steam |  |  | Indiana |  | Porter |  |  | 160 |  | 1962 | 2018 | [32 empty] | Northern Indiana Pub Serv Co | 100 | Northern Indiana Pub Serv Co | 100 | Regulated | Dropped - Retired/Planned Retirement by 06/2028 | PB1: 7
Bailly | 995_G_8 | 995 | G | 8 |  | Coal Steam |  |  | Indiana |  | Porter |  |  | 320 |  | 1968 | 2018 | [32 empty] | Northern Indiana Pub Serv Co | 100 | Northern Indiana Pub Serv Co | 100 | Regulated | Dropped - Retired/Planned Retirement by 06/2028 | PB1: 8
Connersville | 1002_G_1 | 1002 | G | 1 |  | Combustion Turbine |  |  | Indiana |  | Fayette |  |  | 37 |  | 1972 | 2018 | [32 empty] | Duke Energy Indiana, LLC | 100 | Duke Energy Indiana, LLC | 100 | Regulated | Dropped - Retired/Planned Retirement by 06/2028
Connersville | 1002_G_2 | 1002 | G | 2 |  | Combustion Turbine |  |  | Indiana |  | Fayette |  |  | 37 |  | 1972 | 2018 | [32 empty] | Duke Energy Indiana, LLC | 100 | Duke Energy Indiana, LLC | 100 | Regulated | Dropped - Retired/Planned Retirement by 06/2028
Miami Wabash | 1006_G_1 | 1006 | G | 1 |  | Combustion Turbine |  |  | Indiana |  | Wabash |  |  | 14 |  | 1968 | 2018 | [32 empty] | Duke Energy Indiana, LLC | 100 | Duke Energy Indiana, LLC | 100 | Regulated | Dropped - Retired/Planned Retirement by 06/2028
Miami Wabash | 1006_G_2 | 1006 | G | 2 |  | Combustion Turbine |  |  | Indiana |  | Wabash |  |  | 12 |  | 1968 | 2018 | [32 empty] | Duke Energy Indiana, LLC | 100 | Duke Energy Indiana, LLC | 100 | Regulated | Dropped - Retired/Planned Retirement by 06/2028
Miami Wabash | 1006_G_3 | 1006 | G | 3 |  | Combustion Turbine |  |  | Indiana |  | Wabash |  |  | 12 |  | 1968 | 2018 | [32 empty] | Duke Energy Indiana, LLC | 100 | Duke Energy Indiana, LLC | 100 | Regulated | Dropped - Retired/Planned Retirement by 06/2028
Miami Wabash | 1006_G_5 | 1006 | G | 5 |  | Combustion Turbine |  |  | Indiana |  | Wabash |  |  | 14 |  | 1969 | 2018 | [32 empty] | Duke Energy Indiana, LLC | 100 | Duke Energy Indiana, LLC | 100 | Regulated | Dropped - Retired/Planned Retirement by 06/2028
Miami Wabash | 1006_G_6 | 1006 | G | 6 |  | Combustion Turbine |  |  | Indiana |  | Wabash |  |  | 12 |  | 1969 | 2018 | [32 empty] | Duke Energy Indiana, LLC | 100 | Duke Energy Indiana, LLC | 100 | Regulated | Dropped - Retired/Planned Retirement by 06/2028
Milton L Kapp | 1048_G_2 | 1048 | G | 2 |  | O/G Steam |  |  | Iowa |  | Clinton |  |  | 112.3 |  | 1967 | 2018 | [32 empty] | Interstate Power and Light Co | 100 | Interstate Power and Light Co | 100 | Regulated | Dropped - Retired/Planned Retirement by 06/2028 | PB1: 2
CP Crane Power, LLC | 1552_G_1 | 1552 | G | 1 |  | Coal Steam |  |  | Maryland |  | Baltimore |  |  | 190 |  | 1961 | 2018 | [32 empty] | CP Crane Power, LLC | 100 | CP Crane Power, LLC | 100 | Non-regulated | Dropped - Retired/Planned Retirement by 06/2028
CP Crane Power, LLC | 1552_G_2 | 1552 | G | 2 |  | Coal Steam |  |  | Maryland |  | Baltimore |  |  | 195 |  | 1963 | 2018 | [32 empty] | CP Crane Power, LLC | 100 | CP Crane Power, LLC | 100 | Non-regulated | Dropped - Retired/Planned Retirement by 06/2028
CP Crane Power, LLC | 1552_G_GT1 | 1552 | G | GT1 |  | Combustion Turbine |  |  | Maryland |  | Baltimore |  |  | 14 |  | 1967 | 2018 | [32 empty] | CP Crane Power, LLC | 100 | CP Crane Power, LLC | 100 | Non-regulated | Dropped - Retired/Planned Retirement by 06/2028
Hillsdale | 1829_G_2 | 1829 | G | 2 |  | Combustion Turbine |  |  | Michigan |  | Hillsdale |  |  | 1.9 |  | 1947 | 2018 | [32 empty] | Hillsdale Board of Public Wks | 100 | Hillsdale Board of Public Wks | 100 | Regulated | Dropped - Retired/Planned Retirement by 06/2028
Hillsdale | 1829_G_3 | 1829 | G | 3 |  | Combustion Turbine |  |  | Michigan |  | Hillsdale |  |  | 2.4 |  | 1954 | 2018 | [32 empty] | Hillsdale Board of Public Wks | 100 | Hillsdale Board of Public Wks | 100 | Regulated | Dropped - Retired/Planned Retirement by 06/2028
Hillsdale | 1829_G_4 | 1829 | G | 4 |  | Combustion Turbine |  |  | Michigan |  | Hillsdale |  |  | 3.7 |  | 1960 | 2018 | [32 empty] | Hillsdale Board of Public Wks | 100 | Hillsdale Board of Public Wks | 100 | Regulated | Dropped - Retired/Planned Retirement by 06/2028
Baxter Wilson | 2050_G_2 | 2050 | G | 2 |  | O/G Steam |  |  | Mississippi |  | Warren |  |  | 530.7 |  | 1971 | 2018 | [32 empty] | Entergy Mississippi LLC | 100 | Entergy Mississippi LLC | 100 | Regulated | Dropped - Retired/Planned Retirement by 06/2028 | PB1: 2
Rex Brown | 2053_G_3 | 2053 | G | 3 |  | O/G Steam |  |  | Mississippi |  | Hinds |  |  | 29.3 |  | 1951 | 2018 | [32 empty] | Entergy Mississippi LLC | 100 | Entergy Mississippi LLC | 100 | Regulated | Dropped - Retired/Planned Retirement by 06/2028 | PB1: 3
Henderson | 2062_G_1 | 2062 | G | 1 |  | O/G Steam |  |  | Mississippi |  | Leflore |  |  | 11 |  | 1960 | 2018 | [32 empty] | Greenwood Utilities Comm | 100 | Greenwood Utilities Comm | 100 | Regulated | Dropped - Retired/Planned Retirement by 06/2028
Henderson | 2062_G_3 | 2062 | G | 3 |  | O/G Steam |  |  | Mississippi |  | Leflore |  |  | 17.9 |  | 1967 | 2018 | [32 empty] | Greenwood Utilities Comm | 100 | Greenwood Utilities Comm | 100 | Regulated | Dropped - Retired/Planned Retirement by 06/2028
Henderson | 2062_G_H10 | 2062 | G | H10 |  | Combustion Turbine |  |  | Mississippi |  | Leflore |  |  | 1.3 |  | 2001 | 2018 | [32 empty] | Greenwood Utilities Comm | 100 | Greenwood Utilities Comm | 100 | Regulated | Dropped - Retired/Planned Retirement by 06/2028
Henderson | 2062_G_H11 | 2062 | G | H11 |  | Combustion Turbine |  |  | Mississippi |  | Leflore |  |  | 1.3 |  | 2001 | 2018 | [32 empty] | Greenwood Utilities Comm | 100 | Greenwood Utilities Comm | 100 | Regulated | Dropped - Retired/Planned Retirement by 06/2028
Henderson | 2062_G_H2 | 2062 | G | H2 |  | Combustion Turbine |  |  | Mississippi |  | Leflore |  |  | 13 |  | 1963 | 2018 | [32 empty] | Greenwood Utilities Comm | 100 | Greenwood Utilities Comm | 100 | Regulated | Dropped - Retired/Planned Retirement by 06/2028
Henderson | 2062_G_H4 | 2062 | G | H4 |  | Combustion Turbine |  |  | Mississippi |  | Leflore |  |  | 1.8 |  | 2001 | 2018 | [32 empty] | Greenwood Utilities Comm | 100 | Greenwood Utilities Comm | 100 | Regulated | Dropped - Retired/Planned Retirement by 06/2028
Henderson | 2062_G_H5 | 2062 | G | H5 |  | Combustion Turbine |  |  | Mississippi |  | Leflore |  |  | 1.8 |  | 2001 | 2018 | [32 empty] | Greenwood Utilities Comm | 100 | Greenwood Utilities Comm | 100 | Regulated | Dropped - Retired/Planned Retirement by 06/2028
Henderson | 2062_G_H6 | 2062 | G | H6 |  | Combustion Turbine |  |  | Mississippi |  | Leflore |  |  | 1.8 |  | 2001 | 2018 | [32 empty] | Greenwood Utilities Comm | 100 | Greenwood Utilities Comm | 100 | Regulated | Dropped - Retired/Planned Retirement by 06/2028
Henderson | 2062_G_H7 | 2062 | G | H7 |  | Combustion Turbine |  |  | Mississippi |  | Leflore |  |  | 1.8 |  | 2001 | 2018 | [32 empty] | Greenwood Utilities Comm | 100 | Greenwood Utilities Comm | 100 | Regulated | Dropped - Retired/Planned Retirement by 06/2028
Henderson | 2062_G_H8 | 2062 | G | H8 |  | Combustion Turbine |  |  | Mississippi |  | Leflore |  |  | 1.8 |  | 2001 | 2018 | [32 empty] | Greenwood Utilities Comm | 100 | Greenwood Utilities Comm | 100 | Regulated | Dropped - Retired/Planned Retirement by 06/2028
Henderson | 2062_G_H9 | 2062 | G | H9 |  | Combustion Turbine |  |  | Mississippi |  | Leflore |  |  | 1.3 |  | 2001 | 2018 | [32 empty] | Greenwood Utilities Comm | 100 | Greenwood Utilities Comm | 100 | Regulated | Dropped - Retired/Planned Retirement by 06/2028
J M Stuart | 2850_G_2 | 2850 | G | 2 |  | Coal Steam |  |  | Ohio |  | Adams |  |  | 577 |  | 1970 | 2018 | [32 empty] | Dayton Power & Light Co | 100 | Dayton Power & Light Co | 100 | Regulated | Dropped - Retired/Planned Retirement by 06/2028
J M Stuart | 2850_G_3 | 2850 | G | 3 |  | Coal Steam |  |  | Ohio |  | Adams |  |  | 577 |  | 1972 | 2018 | [32 empty] | Dayton Power & Light Co | 100 | Dayton Power & Light Co | 100 | Regulated | Dropped - Retired/Planned Retirement by 06/2028
J M Stuart | 2850_G_4 | 2850 | G | 4 |  | Coal Steam |  |  | Ohio |  | Adams |  |  | 577 |  | 1974 | 2018 | [32 empty] | Dayton Power & Light Co | 100 | Dayton Power & Light Co | 100 | Regulated | Dropped - Retired/Planned Retirement by 06/2028
J M Stuart | 2850_G_D1 | 2850 | G | D1 |  | Combustion Turbine |  |  | Ohio |  | Adams |  |  | 2.2 |  | 1969 | 2018 | [32 empty] | Dayton Power & Light Co | 100 | Dayton Power & Light Co | 100 | Regulated | Dropped - Retired/Planned Retirement by 06/2028
J M Stuart | 2850_G_D2 | 2850 | G | D2 |  | Combustion Turbine |  |  | Ohio |  | Adams |  |  | 2.2 |  | 1969 | 2018 | [32 empty] | Dayton Power & Light Co | 100 | Dayton Power & Light Co | 100 | Regulated | Dropped - Retired/Planned Retirement by 06/2028
J M Stuart | 2850_G_D3 | 2850 | G | D3 |  | Combustion Turbine |  |  | Ohio |  | Adams |  |  | 2.2 |  | 1969 | 2018 | [32 empty] | Dayton Power & Light Co | 100 | Dayton Power & Light Co | 100 | Regulated | Dropped - Retired/Planned Retirement by 06/2028
J M Stuart | 2850_G_D4 | 2850 | G | D4 |  | Combustion Turbine |  |  | Ohio |  | Adams |  |  | 2.2 |  | 1969 | 2018 | [32 empty] | Dayton Power & Light Co | 100 | Dayton Power & Light Co | 100 | Regulated | Dropped - Retired/Planned Retirement by 06/2028
Wheaton | 4014_G_5 | 4014 | G | 5 |  | Combustion Turbine |  |  | Wisconsin |  | Chippewa |  |  | 52 |  | 1973 | 2018 | [32 empty] | Northern States Power Co - Minnesota | 100 | Northern States Power Co - Minnesota | 100 | Regulated | Dropped - Retired/Planned Retirement by 06/2028
Killen Station | 6031_G_2 | 6031 | G | 2 |  | Coal Steam |  |  | Ohio |  | Adams |  |  | 600 |  | 1982 | 2018 | [32 empty] | Dayton Power & Light Co | 100 | Dayton Power & Light Co | 100 | Regulated | Dropped - Retired/Planned Retirement by 06/2028
Killen Station | 6031_G_GT1 | 6031 | G | GT1 |  | Combustion Turbine |  |  | Ohio |  | Adams |  |  | 18 |  | 1982 | 2018 | [32 empty] | Dayton Power & Light Co | 100 | Dayton Power & Light Co | 100 | Regulated | Dropped - Retired/Planned Retirement by 06/2028
Bowling Green | 7575_G_1 | 7575 | G | 1 |  | Combustion Turbine |  |  | Ohio |  | Wood |  |  | 1.6 |  | 1993 | 2018 | [32 empty] | American Mun Power-Ohio, Inc | 100 | American Mun Power-Ohio, Inc | 100 | Regulated | Dropped - Retired/Planned Retirement by 06/2028
Engle | 7576_G_16 | 7576 | G | 16 |  | Combustion Turbine |  |  | Ohio |  | Summit |  |  | 9 |  | 1989 | 2018 | [32 empty] | American Mun Power-Ohio, Inc | 100 | American Mun Power-Ohio, Inc | 100 | Regulated | Dropped - Retired/Planned Retirement by 06/2028
Jackson (OH) | 7577_G_12 | 7577 | G | 12 |  | Combustion Turbine |  |  | Ohio |  | Jackson |  |  | 3.6 |  | 1990 | 2018 | [32 empty] | American Mun Power-Ohio, Inc | 100 | American Mun Power-Ohio, Inc | 100 | Regulated | Dropped - Retired/Planned Retirement by 06/2028
Napoleon | 7578_G_1 | 7578 | G | 1 |  | Combustion Turbine |  |  | Ohio |  | Henry |  |  | 1.8 |  | 1990 | 2018 | [32 empty] | American Mun Power-Ohio, Inc | 100 | American Mun Power-Ohio, Inc | 100 | Regulated | Dropped - Retired/Planned Retirement by 06/2028
Napoleon | 7578_G_2 | 7578 | G | 2 |  | Combustion Turbine |  |  | Ohio |  | Henry |  |  | 1.8 |  | 1990 | 2018 | [32 empty] | American Mun Power-Ohio, Inc | 100 | American Mun Power-Ohio, Inc | 100 | Regulated | Dropped - Retired/Planned Retirement by 06/2028
Napoleon | 7578_G_3 | 7578 | G | 3 |  | Combustion Turbine |  |  | Ohio |  | Henry |  |  | 1.8 |  | 1990 | 2018 | [32 empty] | American Mun Power-Ohio, Inc | 100 | American Mun Power-Ohio, Inc | 100 | Regulated | Dropped - Retired/Planned Retirement by 06/2028
Niles | 7579_G_13 | 7579 | G | 13 |  | Combustion Turbine |  |  | Ohio |  | Trumbull |  |  | 5.4 |  | 1990 | 2018 | [32 empty] | American Mun Power-Ohio, Inc | 100 | American Mun Power-Ohio, Inc | 100 | Regulated | Dropped - Retired/Planned Retirement by 06/2028
Wadsworth | 7580_G_13 | 7580 | G | 13 |  | Combustion Turbine |  |  | Ohio |  | Medina |  |  | 5.4 |  | 1990 | 2018 | [32 empty] | American Mun Power-Ohio, Inc | 100 | American Mun Power-Ohio, Inc | 100 | Regulated | Dropped - Retired/Planned Retirement by 06/2028
Red Cedar | 7595_G_1 | 7595 | G | 1 |  | Combustion Turbine |  |  | Iowa |  | Linn |  |  | 13 |  | 1996 | 2018 | [32 empty] | Interstate Power and Light Co | 100 | Interstate Power and Light Co | 100 | Regulated | Dropped - Retired/Planned Retirement by 06/2028
Roosevelt Biogas 1 | 7832_G_7 | 7832 | G | 7 |  | Landfill Gas |  |  | Washington |  | Klickitat |  |  | 10 |  | 2011 | 2018 | [32 empty] | PUD No 1 of Klickitat County | 100 | PUD No 1 of Klickitat County | 100 | Regulated | Dropped - Retired/Planned Retirement by 06/2028
Roosevelt Biogas 1 | 7832_G_8 | 7832 | G | 8 |  | Landfill Gas |  |  | Washington |  | Klickitat |  |  | 10 |  | 2011 | 2018 | [32 empty] | PUD No 1 of Klickitat County | 100 | PUD No 1 of Klickitat County | 100 | Regulated | Dropped - Retired/Planned Retirement by 06/2028
Roosevelt Biogas 1 | 7832_G_9 | 7832 | G | 9 |  | Landfill Gas |  |  | Washington |  | Klickitat |  |  | 6 |  | 2011 | 2018 | [32 empty] | PUD No 1 of Klickitat County | 100 | PUD No 1 of Klickitat County | 100 | Regulated | Dropped - Retired/Planned Retirement by 06/2028 | PB1: 9
Commerce Refuse To Energy | 10090_G_GEN1 | 10090 | G | GEN1 |  | Municipal Solid Waste |  |  | California |  | Los Angeles |  |  | 10 |  | 1986 | 2018 | [32 empty] | Los Angeles County | 50 | Los Angeles County | 50 | Non-regulated | Dropped - Retired/Planned Retirement by 06/2028 | PB1: SMB001
Florida Power Development | 10333_G_GEN1 | 10333 | G | GEN1 |  | Biomass |  |  | Florida |  | Hernando |  |  | 66 |  | 1988 | 2018 | [32 empty] | Florida Power Development | 100 | Florida Power Development | 100 | Non-regulated | Dropped - Retired/Planned Retirement by 06/2028
Bayonne Plant Holding LLC | 50497_G_GTG1 | 50497 | G | GTG1 |  | Combined Cycle |  |  | New Jersey |  | Hudson |  |  | 163 |  | 1988 | 2018 | [32 empty] | Bayonne Plant Holdings, LLC | 100 | Bayonne Plant Holdings, LLC | 100 | Non-regulated | Dropped - Retired/Planned Retirement by 06/2028
Bayonne Plant Holding LLC | 50497_G_GTG2 | 50497 | G | GTG2 |  | Combined Cycle |  |  | New Jersey |  | Hudson |  |  | 43.4 |  | 1988 | 2018 | [32 empty] | Bayonne Plant Holdings, LLC | 100 | Bayonne Plant Holdings, LLC | 100 | Non-regulated | Dropped - Retired/Planned Retirement by 06/2028
Bayonne Plant Holding LLC | 50497_G_GTG3 | 50497 | G | GTG3 |  | Combined Cycle |  |  | New Jersey |  | Hudson |  |  | 43.4 |  | 1988 | 2018 | [32 empty] | Bayonne Plant Holdings, LLC | 100 | Bayonne Plant Holdings, LLC | 100 | Non-regulated | Dropped - Retired/Planned Retirement by 06/2028
Bayonne Plant Holding LLC | 50497_G_STG1 | 50497 | G | STG1 |  | Combined Cycle |  |  | New Jersey |  | Hudson |  |  | 61.4 |  | 1988 | 2018 | [32 empty] | Bayonne Plant Holdings, LLC | 100 | Bayonne Plant Holdings, LLC | 100 | Non-regulated | Dropped - Retired/Planned Retirement by 06/2028 | PB1: HRSG1
Longview Fibre | 54562_G_4 | 54562 | G | 4 |  | Non-Fossil Waste |  |  | Washington |  | Cowlitz |  |  | 10 |  | 1949 | 2018 | [32 empty] | Longview Fibre Co | 100 | Longview Fibre Co | 100 | Non-regulated | Dropped - Retired/Planned Retirement by 06/2028 | PB12 | PB13 | PB16 | RF15 | RF18
GRS Pine Bend | 55598_G_1 | 55598 | G | 1 |  | Landfill Gas |  |  | Minnesota |  | Dakota |  |  | 3.8 |  | 1996 | 2018 | [32 empty] | Pine Bend LLC | 100 | Pine Bend LLC | 100 | Non-regulated | Dropped - Retired/Planned Retirement by 06/2028
GRS Pine Bend | 55598_G_2 | 55598 | G | 2 |  | Landfill Gas |  |  | Minnesota |  | Dakota |  |  | 3.8 |  | 1996 | 2018 | [32 empty] | Pine Bend LLC | 100 | Pine Bend LLC | 100 | Non-regulated | Dropped - Retired/Planned Retirement by 06/2028
Windy Ridge Generating Facility | 58055_G_2 | 58055 | G | 2 |  | Non-Fossil Waste |  |  | Indiana |  | Jasper |  |  | 0.6 |  | 2012 | 2018 | [32 empty] | T&M Limited Partnership | 100 | T&M Limited Partnership | 100 | Non-regulated | Dropped - Retired/Planned Retirement by 06/2028
Port Arthur Steam Energy | 58823_G_STG | 58823 | G | STG |  | Non-Fossil Waste |  |  | Texas |  | Jefferson |  |  | 5 |  | 2005 | 2018 | [32 empty] | Port Arthur Steam Energy LP | 100 | Port Arthur Steam Energy LP | 100 | Non-regulated | Dropped - Retired/Planned Retirement by 06/2028
Etiwanda Generating Station | 331_G_3 | 331 | G | 3 |  | O/G Steam |  |  | California |  | San Bernardino |  |  | 320 |  | 1963 | 2018 | [32 empty] | GenOn California South, LP | 100 | GenOn California South, LP | 100 | Non-regulated | Dropped - Retired/Planned Retirement by 06/2028
Etiwanda Generating Station | 331_G_4 | 331 | G | 4 |  | O/G Steam |  |  | California |  | San Bernardino |  |  | 320 |  | 1963 | 2018 | [32 empty] | GenOn California South, LP | 100 | GenOn California South, LP | 100 | Non-regulated | Dropped - Retired/Planned Retirement by 06/2028
Bellevue | 1126_G_1 | 1126 | G | 1 |  | Combustion Turbine |  |  | Iowa |  | Jackson |  |  | 0.5 |  | 1947 | 2018 | [32 empty] | City of Bellevue - (IA) | 100 | City of Bellevue - (IA) | 100 | Regulated | Dropped - Retired/Planned Retirement by 06/2028
PSEG Sewaren Generating Station | 2411_G_1 | 2411 | G | 1 |  | O/G Steam |  |  | New Jersey |  | Middlesex |  |  | 102.8 |  | 1948 | 2018 | [32 empty] | Sewaren Generating Station | 100 | Sewaren Generating Station | 100 | Non-regulated | Dropped - Retired/Planned Retirement by 06/2028 | bar: PB1
PSEG Sewaren Generating Station | 2411_G_2 | 2411 | G | 2 |  | O/G Steam |  |  | New Jersey |  | Middlesex |  |  | 118 |  | 1948 | 2018 | [32 empty] | Sewaren Generating Station | 100 | Sewaren Generating Station | 100 | Non-regulated | Dropped - Retired/Planned Retirement by 06/2028 | PB1: 2
PSEG Sewaren Generating Station | 2411_G_3 | 2411 | G | 3 |  | O/G Steam |  |  | New Jersey |  | Middlesex |  |  | 106.2 |  | 1949 | 2018 | [32 empty] | Sewaren Generating Station | 100 | Sewaren Generating Station | 100 | Non-regulated | Dropped - Retired/Planned Retirement by 06/2028 | PB1: 3
PSEG Sewaren Generating Station | 2411_G_4 | 2411 | G | 4 |  | O/G Steam |  |  | New Jersey |  | Middlesex |  |  | 123.6 |  | 1951 | 2018 | [32 empty] | Sewaren Generating Station | 100 | Sewaren Generating Station | 100 | Non-regulated | Dropped - Retired/Planned Retirement by 06/2028 | PB1: 4
Darlington County | 3250_G_5 | 3250 | G | 5 |  | Combustion Turbine |  |  | South Carolina |  | Darlington |  |  | 51 |  | 1975 | 2018 | [32 empty] | Duke Energy Progress - (NC) | 100 | Duke Energy Progress - (NC) | 100 | Regulated | Dropped - Retired/Planned Retirement by 06/2028
Great Falls (SC) | 3259_G_3 | 3259 | G | 3 |  | Hydro |  |  | South Carolina |  | Chester |  |  | 3 |  | 1907 | 2018 | [32 empty] | Duke Energy Carolinas, LLC | 100 | Duke Energy Carolinas, LLC | 100 | Regulated | Dropped - Retired/Planned Retirement by 06/2028
Great Falls (SC) | 3259_G_4 | 3259 | G | 4 |  | Hydro |  |  | South Carolina |  | Chester |  |  | 3 |  | 1907 | 2018 | [32 empty] | Duke Energy Carolinas, LLC | 100 | Duke Energy Carolinas, LLC | 100 | Regulated | Dropped - Retired/Planned Retirement by 06/2028
Great Falls (SC) | 3259_G_7 | 3259 | G | 7 |  | Hydro |  |  | South Carolina |  | Chester |  |  | 3 |  | 1907 | 2018 | [32 empty] | Duke Energy Carolinas, LLC | 100 | Duke Energy Carolinas, LLC | 100 | Regulated | Dropped - Retired/Planned Retirement by 06/2028
Great Falls (SC) | 3259_G_8 | 3259 | G | 8 |  | Hydro |  |  | South Carolina |  | Chester |  |  | 3 |  | 1907 | 2018 | [32 empty] | Duke Energy Carolinas, LLC | 100 | Duke Energy Carolinas, LLC | 100 | Regulated | Dropped - Retired/Planned Retirement by 06/2028
Rocky Creek | 3266_G_1 | 3266 | G | 1 |  | Hydro |  |  | South Carolina |  | Fairfield |  |  | 2.9 |  | 1909 | 2018 | [32 empty] | Duke Energy Carolinas, LLC | 100 | Duke Energy Carolinas, LLC | 100 | Regulated | Dropped - Retired/Planned Retirement by 06/2028
Rocky Creek | 3266_G_2 | 3266 | G | 2 |  | Hydro |  |  | South Carolina |  | Fairfield |  |  | 2.9 |  | 1909 | 2018 | [32 empty] | Duke Energy Carolinas, LLC | 100 | Duke Energy Carolinas, LLC | 100 | Regulated | Dropped - Retired/Planned Retirement by 06/2028
Rocky Creek | 3266_G_3 | 3266 | G | 3 |  | Hydro |  |  | South Carolina |  | Fairfield |  |  | 2.9 |  | 1909 | 2018 | [32 empty] | Duke Energy Carolinas, LLC | 100 | Duke Energy Carolinas, LLC | 100 | Regulated | Dropped - Retired/Planned Retirement by 06/2028
Rocky Creek | 3266_G_4 | 3266 | G | 4 |  | Hydro |  |  | South Carolina |  | Fairfield |  |  | 2.9 |  | 1909 | 2018 | [32 empty] | Duke Energy Carolinas, LLC | 100 | Duke Energy Carolinas, LLC | 100 | Regulated | Dropped - Retired/Planned Retirement by 06/2028
Rocky Creek | 3266_G_5 | 3266 | G | 5 |  | Hydro |  |  | South Carolina |  | Fairfield |  |  | 4.8 |  | 1909 | 2018 | [32 empty] | Duke Energy Carolinas, LLC | 100 | Duke Energy Carolinas, LLC | 100 | Regulated | Dropped - Retired/Planned Retirement by 06/2028
Rocky Creek | 3266_G_6 | 3266 | G | 6 |  | Hydro |  |  | South Carolina |  | Fairfield |  |  | 4.8 |  | 1909 | 2018 | [32 empty] | Duke Energy Carolinas, LLC | 100 | Duke Energy Carolinas, LLC | 100 | Regulated | Dropped - Retired/Planned Retirement by 06/2028
Rocky Creek | 3266_G_7 | 3266 | G | 7 |  | Hydro |  |  | South Carolina |  | Fairfield |  |  | 2.9 |  | 1909 | 2018 | [32 empty] | Duke Energy Carolinas, LLC | 100 | Duke Energy Carolinas, LLC | 100 | Regulated | Dropped - Retired/Planned Retirement by 06/2028
Rocky Creek | 3266_G_8 | 3266 | G | 8 |  | Hydro |  |  | South Carolina |  | Fairfield |  |  | 2.9 |  | 1909 | 2018 | [32 empty] | Duke Energy Carolinas, LLC | 100 | Duke Energy Carolinas, LLC | 100 | Regulated | Dropped - Retired/Planned Retirement by 06/2028
Morris Genco LLC | 55774_G_MO4 | 55774 | G | MO4 |  | Landfill Gas |  |  | Illinois |  | Grundy |  |  | 1 |  | 2012 | 2018 | [32 empty] | Illinois Electricial Gen Partn | 100 | Illinois Electricial Gen Partn | 100 | Non-regulated | Dropped - Retired/Planned Retirement by 06/2028
Morris Genco LLC | 55774_G_MO5 | 55774 | G | MO5 |  | Landfill Gas |  |  | Illinois |  | Grundy |  |  | 1 |  | 2012 | 2018 | [32 empty] | Illinois Electricial Gen Partn | 100 | Illinois Electricial Gen Partn | 100 | Non-regulated | Dropped - Retired/Planned Retirement by 06/2028
Evergreen Community Power | 58023_G_ECP | 58023 | G | ECP |  | Biomass |  |  | Pennsylvania |  | Berks |  |  | 25 |  | 2009 | 2018 | [32 empty] | Evergreen Community Power, LLC | 100 | Evergreen Community Power, LLC | 100 | Non-regulated | Dropped - Retired/Planned Retirement by 06/2028
Windy Ridge Generating Facility | 58055_G_1 | 58055 | G | 1 |  | Non-Fossil Waste |  |  | Indiana |  | Jasper |  |  | 0.6 |  | 2012 | 2018 | [32 empty] | T&M Limited Partnership | 100 | T&M Limited Partnership | 100 | Non-regulated | Dropped - Retired/Planned Retirement by 06/2028
KRS II Koloa Solar | 58640_G_BESS3 | 58640 | G | BESS3 |  | Energy Storage |  |  | Hawaii |  | Kauai |  |  | 1.5 |  | 2014 | [33 empty] | Kauai Island Utility Cooperative | 100 | Kauai Island Utility Cooperative | 100 | Regulated | Dropped - in Alaska or in Hawaii or Puerto Rico
Colby City of | 1272_G_3 | 1272 | G | 3 |  | Combustion Turbine |  |  | Kansas |  | Thomas |  |  | 1.8 |  | 1963 | 2018 | [32 empty] | City of Colby - (KS) | 100 | City of Colby - (KS) | 100 | Regulated | Dropped - Retired/Planned Retirement by 06/2028
Macon | 2141_G_3 | 2141 | G | 3 |  | Combustion Turbine |  |  | Missouri |  | Macon |  |  | 4.6 |  | 1971 | 2018 | [32 empty] | City of Macon - (MO) | 100 | City of Macon - (MO) | 100 | Regulated | Dropped - Retired/Planned Retirement by 06/2028
Pleasant Prairie | 6170_G_1 | 6170 | G | 1 |  | Coal Steam |  |  | Wisconsin |  | Kenosha |  |  | 594 |  | 1980 | 2018 | [32 empty] | Wisconsin Electric Power Co | 100 | Wisconsin Electric Power Co | 100 | Regulated | Dropped - Retired/Planned Retirement by 06/2028 | bar: PB1
Pleasant Prairie | 6170_G_2 | 6170 | G | 2 |  | Coal Steam |  |  | Wisconsin |  | Kenosha |  |  | 594 |  | 1985 | 2018 | [32 empty] | Wisconsin Electric Power Co | 100 | Wisconsin Electric Power Co | 100 | Regulated | Dropped - Retired/Planned Retirement by 06/2028 | PB1: 2
Pleasant Prairie | 6170_G_3 | 6170 | G | 3 |  | Combustion Turbine |  |  | Wisconsin |  | Kenosha |  |  | 2 |  | 1985 | 2018 | [32 empty] | Wisconsin Electric Power Co | 100 | Wisconsin Electric Power Co | 100 | Regulated | Dropped - Retired/Planned Retirement by 06/2028
Hooper Bay | 6319_G_3A | 6319 | G | 3A |  | Combustion Turbine |  |  | Alaska |  | Bethel |  |  | 0.3 |  | 1988 | [33 empty] | Alaska Village Elec Coop, Inc | 100 | Alaska Village Elec Coop, Inc | 100 | Regulated | Dropped - in Alaska or in Hawaii or Puerto Rico
Altamont Gas Recovery | 50571_G_GEN3 | 50571 | G | GEN3 |  | Landfill Gas |  |  | California |  | Alameda |  |  | 1.3 |  | 2002 | 2018 | [32 empty] | WM Renewable Energy LLC | 100 | WM Renewable Energy LLC | 100 | Non-regulated | Dropped - Retired/Planned Retirement by 06/2028
Altamont Gas Recovery | 50571_G_GEN4 | 50571 | G | GEN4 |  | Landfill Gas |  |  | California |  | Alameda |  |  | 1.3 |  | 2002 | 2018 | [32 empty] | WM Renewable Energy LLC | 100 | WM Renewable Energy LLC | 100 | Non-regulated | Dropped - Retired/Planned Retirement by 06/2028
Panduit Tinley Park | 54932_G_GEN1 | 54932 | G | GEN1 |  | Combustion Turbine |  |  | Illinois |  | Cook |  |  | 0.7 |  | 1994 | [33 empty] | Panduit Corp | 100 | Panduit Corp | 100 | Non-regulated | Dropped - Plant is identified as onsite because it is a net buyer of electricity in 2021
Panduit Tinley Park | 54932_G_GEN2 | 54932 | G | GEN2 |  | Combustion Turbine |  |  | Illinois |  | Cook |  |  | 0.7 |  | 1994 | [33 empty] | Panduit Corp | 100 | Panduit Corp | 100 | Non-regulated | Dropped - Plant is identified as onsite because it is a net buyer of electricity in 2021
Pilot Station | 57058_G_UNIT1 | 57058 | G | UNIT1 |  | Combustion Turbine |  |  | Alaska |  | Kusilvak |  |  | 0.4 |  | 1998 | [33 empty] | Alaska Village Elec Coop, Inc | 100 | Alaska Village Elec Coop, Inc | 100 | Regulated | Dropped - in Alaska or in Hawaii or Puerto Rico
Consumer Operations LLC | 57759_G_STG1 | 57759 | G | STG1 |  | O/G Steam |  |  | Washington |  | Clark |  |  | 16.3 |  | 1995 | 2018 | [32 empty] | Georgia-Pacific Consumer Operations (Camas) LLC | 100 | Georgia-Pacific Consumer Operations (Camas) LLC | 100 | Non-regulated | Dropped - Retired/Planned Retirement by 06/2028
South Campus Solar | 59922_G_SG333 | 59922 | G | SG333 |  | Solar PV |  |  | Delaware |  | New Castle |  |  | 0.3 |  | 2011 | [33 empty] | JPMorgan Chase Bank | 100 | JPMorgan Chase Bank | 100 | Non-regulated | Dropped - Plant is identified as onsite because it is a net buyer of electricity in 2021
South Campus Solar | 59922_G_SG500 | 59922 | G | SG500 |  | Solar PV |  |  | Delaware |  | New Castle |  |  | 0.5 |  | 2011 | [33 empty] | JPMorgan Chase Bank | 100 | JPMorgan Chase Bank | 100 | Non-regulated | Dropped - Plant is identified as onsite because it is a net buyer of electricity in 2021
Willow Glen | 1394_G_2 | 1394 | G | 2 |  | O/G Steam |  |  | Louisiana |  | Iberville |  |  | 180 |  | 1964 | 2018 | [32 empty] | Entergy Louisiana LLC | 100 | Entergy Louisiana LLC | 100 | Regulated | Dropped - Retired/Planned Retirement by 06/2028 | PB1: 2
Willow Glen | 1394_G_4 | 1394 | G | 4 |  | O/G Steam |  |  | Louisiana |  | Iberville |  |  | 482 |  | 1973 | 2018 | [32 empty] | Entergy Louisiana LLC | 100 | Entergy Louisiana LLC | 100 | Regulated | Dropped - Retired/Planned Retirement by 06/2028 | PB1: 4
Jack Watson | 2049_G_3 | 2049 | G | 3 |  | O/G Steam |  |  | Mississippi |  | Harrison |  |  | 107 |  | 1962 | 2018 | [32 empty] | Mississippi Power Co | 100 | Mississippi Power Co | 100 | Regulated | Dropped - Retired/Planned Retirement by 06/2028 | PB1: 3
Benndale | 2068_G_1 | 2068 | G | 1 |  | Combustion Turbine |  |  | Mississippi |  | George |  |  | 14 |  | 1969 | 2018 | [32 empty] | Cooperative Energy | 100 | Cooperative Energy | 100 | Regulated | Dropped - Retired/Planned Retirement by 06/2028
Deshler | 2234_G_1A | 2234 | G | 1A |  | Combustion Turbine |  |  | Nebraska |  | Thayer |  |  | 0.3 |  | 2001 | 2018 | [32 empty] | City of Deshler - (NE) | 100 | City of Deshler - (NE) | 100 | Regulated | Dropped - Retired/Planned Retirement by 06/2028
Deshler | 2234_G_2 | 2234 | G | 2 |  | Combustion Turbine |  |  | Nebraska |  | Thayer |  |  | 0.2 |  | 1950 | 2018 | [32 empty] | City of Deshler - (NE) | 100 | City of Deshler - (NE) | 100 | Regulated | Dropped - Retired/Planned Retirement by 06/2028
Allen | 3393_G_1 | 3393 | G | 1 |  | Coal Steam |  |  | Tennessee |  | Shelby |  |  | 247 |  | 1959 | 2018 | [32 empty] | Tennessee Valley Authority | 100 | Tennessee Valley Authority | 100 | Regulated | Dropped - Retired/Planned Retirement by 06/2028 | bar: PB1
Allen | 3393_G_2 | 3393 | G | 2 |  | Coal Steam |  |  | Tennessee |  | Shelby |  |  | 247 |  | 1959 | 2018 | [32 empty] | Tennessee Valley Authority | 100 | Tennessee Valley Authority | 100 | Regulated | Dropped - Retired/Planned Retirement by 06/2028 | PB1: 2
Allen | 3393_G_3 | 3393 | G | 3 |  | Coal Steam |  |  | Tennessee |  | Shelby |  |  | 247 |  | 1959 | 2018 | [32 empty] | Tennessee Valley Authority | 100 | Tennessee Valley Authority | 100 | Regulated | Dropped - Retired/Planned Retirement by 06/2028 | PB1: 3
Pine Street | 7806_G_1 | 7806 | G | 1 |  | Combustion Turbine |  |  | Michigan |  | Huron |  |  | 1 |  | 1969 | 2018 | [32 empty] | Village of Sebewaing - (MI) | 100 | Village of Sebewaing - (MI) | 100 | Regulated | Dropped - Retired/Planned Retirement by 06/2028
Pine Street | 7806_G_2 | 7806 | G | 2 |  | Combustion Turbine |  |  | Michigan |  | Huron |  |  | 1 |  | 1969 | 2018 | [32 empty] | Village of Sebewaing - (MI) | 100 | Village of Sebewaing - (MI) | 100 | Regulated | Dropped - Retired/Planned Retirement by 06/2028
Pine Street | 7806_G_3 | 7806 | G | 3 |  | Combustion Turbine |  |  | Michigan |  | Huron |  |  | 1 |  | 1988 | 2018 | [32 empty] | Village of Sebewaing - (MI) | 100 | Village of Sebewaing - (MI) | 100 | Regulated | Dropped - Retired/Planned Retirement by 06/2028
Pine Street | 7806_G_4 | 7806 | G | 4 |  | Combustion Turbine |  |  | Michigan |  | Huron |  |  | 1 |  | 1988 | 2018 | [32 empty] | Village of Sebewaing - (MI) | 100 | Village of Sebewaing - (MI) | 100 | Regulated | Dropped - Retired/Planned Retirement by 06/2028
Pine Street | 7806_G_5 | 7806 | G | 5 |  | Combustion Turbine |  |  | Michigan |  | Huron |  |  | 1.2 |  | 1996 | 2018 | [32 empty] | Village of Sebewaing - (MI) | 100 | Village of Sebewaing - (MI) | 100 | Regulated | Dropped - Retired/Planned Retirement by 06/2028
Pine Street | 7806_G_6 | 7806 | G | 6 |  | Combustion Turbine |  |  | Michigan |  | Huron |  |  | 1.2 |  | 1996 | 2018 | [32 empty] | Village of Sebewaing - (MI) | 100 | Village of Sebewaing - (MI) | 100 | Regulated | Dropped - Retired/Planned Retirement by 06/2028
Sierra Pacific Quincy Facility | 50112_G_GEN1 | 50112 | G | GEN1 |  | Biomass |  |  | California |  | Plumas |  |  | 23.3 |  | 1986 | 2018 | [32 empty] | Sierra Pacific Industries | 100 | Sierra Pacific Industries | 100 | Non-regulated | Dropped - Retired/Planned Retirement by 06/2028
Sierra Pacific Quincy Facility | 50112_G_GEN2 | 50112 | G | GEN2 |  | Biomass |  |  | California |  | Plumas |  |  | 3.2 |  | 1999 | 2018 | [32 empty] | Sierra Pacific Industries | 100 | Sierra Pacific Industries | 100 | Non-regulated | Dropped - Retired/Planned Retirement by 06/2028
Sierra Pacific Sonora | 54517_G_GEN2 | 54517 | G | GEN2 |  | Biomass |  |  | California |  | Tuolumne |  |  | 6 |  | 2001 | 2018 | [32 empty] | Sierra Pacific Industries | 100 | Sierra Pacific Industries | 100 | Non-regulated | Dropped - Retired/Planned Retirement by 06/2028
Tuscola Station | 55245_G_TG2 | 55245 | G | TG2 |  | O/G Steam |  |  | Illinois |  | Douglas |  |  | 4.9 |  | 1953 | [33 empty] | DTE Tuscola, LLC | 100 | DTE Tuscola, LLC | 100 | Non-regulated | Dropped - Plant is identified as onsite because it is a net buyer of electricity in 2021 | PB1: 1; PB2: 3; PB3: 4
Brady | 55991_G_TG-1 | 55991 | G | TG-1 |  | Geothermal |  |  | Nevada |  | Churchill |  |  | 7.5 |  | 1992 | 2018 | [32 empty] | Brady Power Partners | 100 | Brady Power Partners | 100 | Non-regulated | Dropped - Retired/Planned Retirement by 06/2028
Brady | 55991_G_TG-2 | 55991 | G | TG-2 |  | Geothermal |  |  | Nevada |  | Churchill |  |  | 7.5 |  | 1992 | 2018 | [32 empty] | Brady Power Partners | 100 | Brady Power Partners | 100 | Non-regulated | Dropped - Retired/Planned Retirement by 06/2028
Brady | 55991_G_TG-3 | 55991 | G | TG-3 |  | Geothermal |  |  | Nevada |  | Churchill |  |  | 6.3 |  | 1992 | 2018 | [32 empty] | Brady Power Partners | 100 | Brady Power Partners | 100 | Non-regulated | Dropped - Retired/Planned Retirement by 06/2028
Bristol Myers Squibb Wallingford | 58948_G_DG12 | 58948 | G | DG12 |  | Combustion Turbine |  |  | Connecticut |  | New Haven |  |  | 0.8 |  | 1987 | 2018 | [32 empty] | 5 Research Parkway Wallingford LLC | 100 | 5 Research Parkway Wallingford LLC | 100 | Non-regulated | Dropped - Retired/Planned Retirement by 06/2028
Bristol Myers Squibb Wallingford | 58948_G_DG3 | 58948 | G | DG3 |  | Combustion Turbine |  |  | Connecticut |  | New Haven |  |  | 1.8 |  | 2002 | 2018 | [32 empty] | 5 Research Parkway Wallingford LLC | 100 | 5 Research Parkway Wallingford LLC | 100 | Non-regulated | Dropped - Retired/Planned Retirement by 06/2028
Bristol Myers Squibb Wallingford | 58948_G_SOL | 58948 | G | SOL |  | Combustion Turbine |  |  | Connecticut |  | New Haven |  |  | 4.6 |  | 1998 | 2018 | [32 empty] | 5 Research Parkway Wallingford LLC | 100 | 5 Research Parkway Wallingford LLC | 100 | Non-regulated | Dropped - Retired/Planned Retirement by 06/2028
Mandalay | 345_G_03 | 345 | G | 03 |  | Combustion Turbine |  |  | California |  | Ventura |  |  | 130 |  | 1970 | 2018 | [32 empty] | GenOn California South, LP | 100 | GenOn California South, LP | 100 | Non-regulated | Dropped - Retired/Planned Retirement by 06/2028
Mandalay | 345_G_1 | 345 | G | 1 |  | O/G Steam |  |  | California |  | Ventura |  |  | 215 |  | 1959 | 2018 | [32 empty] | GenOn California South, LP | 100 | GenOn California South, LP | 100 | Non-regulated | Dropped - Retired/Planned Retirement by 06/2028
Mandalay | 345_G_2 | 345 | G | 2 |  | O/G Steam |  |  | California |  | Ventura |  |  | 215 |  | 1959 | 2018 | [32 empty] | GenOn California South, LP | 100 | GenOn California South, LP | 100 | Non-regulated | Dropped - Retired/Planned Retirement by 06/2028
Broadway (IN) | 1011_G_1 | 1011 | G | 1 |  | Combustion Turbine |  |  | Indiana |  | Vanderburgh |  |  | 50 |  | 1971 | 2018 | [32 empty] | Southern Indiana Gas & Elec Co | 100 | Southern Indiana Gas & Elec Co | 100 | Regulated | Dropped - Retired/Planned Retirement by 06/2028
Brunner Island | 3140_G_BID1 | 3140 | G | BID1 |  | Combustion Turbine |  |  | Pennsylvania |  | York |  |  | 2.7 |  | 1967 | 2018 | [32 empty] | Brunner Island LLC | 100 | Brunner Island LLC | 100 | Non-regulated | Dropped - Retired/Planned Retirement by 06/2028
Brunner Island | 3140_G_BID2 | 3140 | G | BID2 |  | Combustion Turbine |  |  | Pennsylvania |  | York |  |  | 2.7 |  | 1967 | 2018 | [32 empty] | Brunner Island LLC | 100 | Brunner Island LLC | 100 | Non-regulated | Dropped - Retired/Planned Retirement by 06/2028
Brunner Island | 3140_G_BID3 | 3140 | G | BID3 |  | Combustion Turbine |  |  | Pennsylvania |  | York |  |  | 2 |  | 1967 | 2018 | [32 empty] | Brunner Island LLC | 100 | Brunner Island LLC | 100 | Non-regulated | Dropped - Retired/Planned Retirement by 06/2028
Big Brown | 3497_G_1 | 3497 | G | 1 |  | Coal Steam |  |  | Texas |  | Freestone |  |  | 606 |  | 1971 | 2018 | [32 empty] | Luminant Generation Company LLC | 100 | Luminant Generation Company LLC | 100 | Non-regulated | Dropped - Retired/Planned Retirement by 06/2028 | bar: PB1
Big Brown | 3497_G_2 | 3497 | G | 2 |  | Coal Steam |  |  | Texas |  | Freestone |  |  | 602 |  | 1972 | 2018 | [32 empty] | Luminant Generation Company LLC | 100 | Luminant Generation Company LLC | 100 | Non-regulated | Dropped - Retired/Planned Retirement by 06/2028 | PB1: 2
Durant | 6220_G_6A | 6220 | G | 6A |  | Combustion Turbine |  |  | Iowa |  | Cedar |  |  | 2.1 |  | 1970 | 2018 | [32 empty] | City of Durant - (IA) | 100 | City of Durant - (IA) | 100 | Regulated | Dropped - Retired/Planned Retirement by 06/2028
Central Utility Plant | 50876_G_GEN1 | 50876 | G | GEN1 |  | Combined Cycle |  |  | California |  | Los Angeles |  |  | 23.6 |  | 1988 | 2018 | [32 empty] | Metropolitan State Hospital | 100 | Metropolitan State Hospital | 100 | Non-regulated | Dropped - Retired/Planned Retirement by 06/2028
Central Utility Plant | 50876_G_GEN2 | 50876 | G | GEN2 |  | Combined Cycle |  |  | California |  | Los Angeles |  |  | 3.7 |  | 1988 | 2018 | [32 empty] | Metropolitan State Hospital | 100 | Metropolitan State Hospital | 100 | Non-regulated | Dropped - Retired/Planned Retirement by 06/2028
Atascocita | 55526_G_GEN1 | 55526 | G | GEN1 |  | Landfill Gas |  |  | Texas |  | Harris |  |  | 1.7 |  | 2003 | 2018 | [32 empty] | TX LFG Energy, LP | 100 | TX LFG Energy, LP | 100 | Non-regulated | Dropped - Retired/Planned Retirement by 06/2028
Atascocita | 55526_G_GEN2 | 55526 | G | GEN2 |  | Landfill Gas |  |  | Texas |  | Harris |  |  | 1.7 |  | 2003 | 2018 | [32 empty] | TX LFG Energy, LP | 100 | TX LFG Energy, LP | 100 | Non-regulated | Dropped - Retired/Planned Retirement by 06/2028
Atascocita | 55526_G_GEN3 | 55526 | G | GEN3 |  | Landfill Gas |  |  | Texas |  | Harris |  |  | 1.7 |  | 2003 | 2018 | [32 empty] | TX LFG Energy, LP | 100 | TX LFG Energy, LP | 100 | Non-regulated | Dropped - Retired/Planned Retirement by 06/2028
Atascocita | 55526_G_GEN4 | 55526 | G | GEN4 |  | Landfill Gas |  |  | Texas |  | Harris |  |  | 1.7 |  | 2003 | 2018 | [32 empty] | TX LFG Energy, LP | 100 | TX LFG Energy, LP | 100 | Non-regulated | Dropped - Retired/Planned Retirement by 06/2028
Atascocita | 55526_G_GEN6 | 55526 | G | GEN6 |  | Landfill Gas |  |  | Texas |  | Harris |  |  | 1.7 |  | 2004 | 2018 | [32 empty] | TX LFG Energy, LP | 100 | TX LFG Energy, LP | 100 | Non-regulated | Dropped - Retired/Planned Retirement by 06/2028
Mallard Lake Electric | 55592_G_1 | 55592 | G | 1 |  | Landfill Gas |  |  | Illinois |  | DuPage |  |  | 3.8 |  | 1997 | 2018 | [32 empty] | Gas Recovery Services-IL Inc | 100 | Gas Recovery Services-IL Inc | 100 | Non-regulated | Dropped - Retired/Planned Retirement by 06/2028
Mallard Lake Electric | 55592_G_2 | 55592 | G | 2 |  | Landfill Gas |  |  | Illinois |  | DuPage |  |  | 3.8 |  | 1997 | 2018 | [32 empty] | Gas Recovery Services-IL Inc | 100 | Gas Recovery Services-IL Inc | 100 | Non-regulated | Dropped - Retired/Planned Retirement by 06/2028
Mallard Lake Electric | 55592_G_4 | 55592 | G | 4 |  | Landfill Gas |  |  | Illinois |  | DuPage |  |  | 7.6 |  | 1997 | 2018 | [32 empty] | Gas Recovery Services-IL Inc | 100 | Gas Recovery Services-IL Inc | 100 | Non-regulated | Dropped - Retired/Planned Retirement by 06/2028
John Street 1, 3, 4 & 5 | 56256_G_JS 3 | 56256 | G | JS 3 |  | Combustion Turbine |  |  | Connecticut |  | New Haven |  |  | 2 |  | 2006 | 2018 | [32 empty] | Connecticut Mun Elec Engy Coop | 100 | Connecticut Mun Elec Engy Coop | 100 | Regulated | Dropped - Retired/Planned Retirement by 06/2028
John Street 1, 3, 4 & 5 | 56256_G_JS 4 | 56256 | G | JS 4 |  | Combustion Turbine |  |  | Connecticut |  | New Haven |  |  | 2 |  | 2006 | 2018 | [32 empty] | Connecticut Mun Elec Engy Coop | 100 | Connecticut Mun Elec Engy Coop | 100 | Regulated | Dropped - Retired/Planned Retirement by 06/2028
John Street 1, 3, 4 & 5 | 56256_G_JS 5 | 56256 | G | JS 5 |  | Combustion Turbine |  |  | Connecticut |  | New Haven |  |  | 2 |  | 2007 | 2018 | [32 empty] | Connecticut Mun Elec Engy Coop | 100 | Connecticut Mun Elec Engy Coop | 100 | Regulated | Dropped - Retired/Planned Retirement by 06/2028
Heat Plant 770 | 57926_G_HP | 57926 | G | HP |  | O/G Steam |  |  | Ohio |  | Greene |  |  | 1.2 |  | 2003 | 2018 | [32 empty] | Wright Patterson AFB | 100 | Wright Patterson AFB | 100 | Non-regulated | Dropped - Retired/Planned Retirement by 06/2028
Heat Plant 770 | 57926_G_LP | 57926 | G | LP |  | O/G Steam |  |  | Ohio |  | Greene |  |  | 0.8 |  | 2003 | 2018 | [32 empty] | Wright Patterson AFB | 100 | Wright Patterson AFB | 100 | Non-regulated | Dropped - Retired/Planned Retirement by 06/2028
St Johns River Power Park | 207_G_1 | 207 | G | 1 |  | Coal Steam |  |  | Florida |  | Duval |  |  | 626 |  | 1987 | 2018 | [32 empty] | JEA | 100 | JEA | 100 | Regulated | Dropped - Retired/Planned Retirement by 06/2028 | bar: PB1
St Johns River Power Park | 207_G_2 | 207 | G | 2 |  | Coal Steam |  |  | Florida |  | Duval |  |  | 626 |  | 1988 | 2018 | [32 empty] | JEA | 80 | JEA | 80 | Regulated | Dropped - Retired/Planned Retirement by 06/2028 | PB1: 2
Kilarc | 253_G_2 | 253 | G | 2 |  | Hydro |  |  | California |  | Shasta |  |  | 1.6 |  | 1904 | 2018 | [32 empty] | Pacific Gas & Electric Co. | 100 | Pacific Gas & Electric Co. | 100 | Regulated | Dropped - Retired/Planned Retirement by 06/2028
Kirksville | 2083_G_1 | 2083 | G | 1 |  | Combustion Turbine |  |  | Missouri |  | Adair |  |  | 13 |  | 1967 | 2018 | [32 empty] | Union Electric Co - (MO) | 100 | Union Electric Co - (MO) | 100 | Regulated | Dropped - Retired/Planned Retirement by 06/2028
Monticello | 6147_G_1 | 6147 | G | 1 |  | Coal Steam |  |  | Texas |  | Titus |  |  | 535 |  | 1974 | 2018 | [32 empty] | Luminant Generation Company LLC | 100 | Luminant Generation Company LLC | 100 | Non-regulated | Dropped - Retired/Planned Retirement by 06/2028 | bar: PB1
Monticello | 6147_G_2 | 6147 | G | 2 |  | Coal Steam |  |  | Texas |  | Titus |  |  | 535 |  | 1975 | 2018 | [32 empty] | Luminant Generation Company LLC | 100 | Luminant Generation Company LLC | 100 | Non-regulated | Dropped - Retired/Planned Retirement by 06/2028 | PB1: 2
Monticello | 6147_G_3 | 6147 | G | 3 |  | Coal Steam |  |  | Texas |  | Titus |  |  | 795 |  | 1995 | 2018 | [32 empty] | Luminant Generation Company LLC | 100 | Luminant Generation Company LLC | 100 | Non-regulated | Dropped - Retired/Planned Retirement by 06/2028 | PB1: 3
Valdez | 6306_G_7 | 6306 | G | 7 |  | Combustion Turbine |  |  | Alaska |  | Valdez Cordova |  |  | 2.8 |  | 1976 | [33 empty] | Copper Valley Elec Assn, Inc | 100 | Copper Valley Elec Assn, Inc | 100 | Regulated | Dropped - in Alaska or in Hawaii or Puerto Rico
Sandow No 4 | 6648_G_4 | 6648 | G | 4 |  | Coal Steam |  |  | Texas |  | Milam |  |  | 600 |  | 1981 | 2018 | [32 empty] | Luminant Generation Company LLC | 100 | Luminant Generation Company LLC | 100 | Non-regulated | Dropped - Retired/Planned Retirement by 06/2028 | PB1: 4
Elizabethtown Power LLC | 10380_G_GEN1 | 10380 | G | GEN1 |  | Coal Steam |  |  | North Carolina |  | Bladen |  |  | 32 |  | 1985 | 2018 | [32 empty] | North Carolina Renewable Power | 100 | North Carolina Renewable Power | 100 | Non-regulated | Dropped - Retired/Planned Retirement by 06/2028
Waste Energy Services | 50077_G_CAT1 | 50077 | G | CAT1 |  | Landfill Gas |  |  | Michigan |  | Wayne |  |  | 0.5 |  | 1986 | 2018 | [32 empty] | Waste Energy Services Inc | 100 | Waste Energy Services Inc | 100 | Non-regulated | Dropped - Retired/Planned Retirement by 06/2028
Waste Energy Services | 50077_G_CAT2 | 50077 | G | CAT2 |  | Landfill Gas |  |  | Michigan |  | Wayne |  |  | 0.3 |  | 1986 | 2018 | [32 empty] | Waste Energy Services Inc | 100 | Waste Energy Services Inc | 100 | Non-regulated | Dropped - Retired/Planned Retirement by 06/2028
Waste Energy Services | 50077_G_CAT3 | 50077 | G | CAT3 |  | Landfill Gas |  |  | Michigan |  | Wayne |  |  | 0.3 |  | 1986 | 2018 | [32 empty] | Waste Energy Services Inc | 100 | Waste Energy Services Inc | 100 | Non-regulated | Dropped - Retired/Planned Retirement by 06/2028
Waste Energy Services | 50077_G_CAT4 | 50077 | G | CAT4 |  | Landfill Gas |  |  | Michigan |  | Wayne |  |  | 0.3 |  | 1986 | 2018 | [32 empty] | Waste Energy Services Inc | 100 | Waste Energy Services Inc | 100 | Non-regulated | Dropped - Retired/Planned Retirement by 06/2028
Sandow No 5 | 52071_G_5 | 52071 | G | 5 |  | Coal Steam |  |  | Texas |  | Milam |  |  | 600 |  | 2010 | 2018 | [32 empty] | Luminant Generation Company LLC | 100 | Luminant Generation Company LLC | 100 | Non-regulated | Dropped - Retired/Planned Retirement by 06/2028 | bar: PB1 to PB2
Works 4 | 54364_G_L2PG | 54364 | G | L2PG |  | Combustion Turbine |  |  | Texas |  | Wichita |  |  | 1.1 |  | 1980 | [33 empty] | Vitro Architectural Glass | 100 | Vitro Architectural Glass | 100 | Non-regulated | Dropped - Plant is identified as onsite because it is a net buyer of electricity in 2021
St Josephs Hospital | 54534_G_0001 | 54534 | G | 0001 |  | Combustion Turbine |  |  | Florida |  | Hillsborough |  |  | 1.6 |  | 1993 | 2018 | [32 empty] | St Joseph's Hospital | 100 | St Joseph's Hospital | 100 | Non-regulated | Dropped - Retired/Planned Retirement by 06/2028
Binghamton Cogen | 55600_G_1 | 55600 | G | 1 |  | Combustion Turbine |  |  | New York |  | Broome |  |  | 42 |  | 1992 | 2018 | [32 empty] | City of Binghamton | 100 | City of Binghamton | 100 | Non-regulated | Dropped - Retired/Planned Retirement by 06/2028
NCAH Central Utility Plant | 58265_G_S-7A | 58265 | G | S-7A |  | Combustion Turbine |  |  | Iowa |  | Story |  |  | 1 |  | 2000 | [33 empty] | National Animal Disease Center | 100 | National Animal Disease Center | 100 | Non-regulated | Dropped - Plant is identified as onsite because it is a net buyer of electricity in 2021
Brevig Mission | 60260_G_3 | 60260 | G | 3 |  | Combustion Turbine |  |  | Alaska |  | Nome |  |  | 0.5 |  | 2010 | [33 empty] | Alaska Village Elec Coop, Inc | 100 | Alaska Village Elec Coop, Inc | 100 | Regulated | Dropped - in Alaska or in Hawaii or Puerto Rico
Kearny | 303_G_KEA3 | 303 | G | KEA3 |  | Combustion Turbine |  |  | California |  | San Diego |  |  | 61 |  | 1969 | 2017 | [32 empty] | NRG Cabrillo Power Ops Inc | 100 | NRG Cabrillo Power Ops Inc | 100 | Non-regulated | Dropped - Retired/Planned Retirement by 06/2028
Shoshone Falls | 818_G_1 | 818 | G | 1 |  | Hydro |  |  | Idaho |  | Jerome |  |  | 0.1 |  | 1909 | 2017 | [32 empty] | Idaho Power Co | 100 | Idaho Power Co | 100 | Regulated | Dropped - Retired/Planned Retirement by 06/2028
Shoshone Falls | 818_G_2 | 818 | G | 2 |  | Hydro |  |  | Idaho |  | Jerome |  |  | 11.1 |  | 1907 | 2017 | [32 empty] | Idaho Power Co | 100 | Idaho Power Co | 100 | Regulated | Dropped - Retired/Planned Retirement by 06/2028
Thousand Springs | 820_G_1 | 820 | G | 1 |  | Hydro |  |  | Idaho |  | Gooding |  |  | 1 |  | 1912 | 2017 | [32 empty] | Idaho Power Co | 100 | Idaho Power Co | 100 | Regulated | Dropped - Retired/Planned Retirement by 06/2028
Thousand Springs | 820_G_2 | 820 | G | 2 |  | Hydro |  |  | Idaho |  | Gooding |  |  | 1 |  | 1912 | 2017 | [32 empty] | Idaho Power Co | 100 | Idaho Power Co | 100 | Regulated | Dropped - Retired/Planned Retirement by 06/2028
Baldwin City Plant No 1 | 1262_G_3 | 1262 | G | 3 |  | Combustion Turbine |  |  | Kansas |  | Douglas |  |  | 0.7 |  | 1956 | 2017 | [32 empty] | City of Baldwin City- (KS) | 100 | City of Baldwin City- (KS) | 100 | Regulated | Dropped - Retired/Planned Retirement by 06/2028
Hutchinson Plant #1 | 1980_G_2 | 1980 | G | 2 |  | Combustion Turbine |  |  | Minnesota |  | McLeod |  |  | 2 |  | 1958 | 2017 | [32 empty] | Hutchinson Utilities Comm | 100 | Hutchinson Utilities Comm | 100 | Regulated | Dropped - Retired/Planned Retirement by 06/2028
James River Power Station | 2161_G_1 | 2161 | G | 1 |  | Coal Steam |  |  | Missouri |  | Greene |  |  | 21 |  | 1957 | 2017 | [32 empty] | City Utilities of Springfield - (MO) | 100 | City Utilities of Springfield - (MO) | 100 | Regulated | Dropped - Retired/Planned Retirement by 06/2028 | bar: PB1
James River Power Station | 2161_G_2 | 2161 | G | 2 |  | Coal Steam |  |  | Missouri |  | Greene |  |  | 21 |  | 1957 | 2017 | [32 empty] | City Utilities of Springfield - (MO) | 100 | City Utilities of Springfield - (MO) | 100 | Regulated | Dropped - Retired/Planned Retirement by 06/2028 | PB1: 2
James River Power Station | 2161_G_3 | 2161 | G | 3 |  | Coal Steam |  |  | Missouri |  | Greene |  |  | 41 |  | 1960 | 2017 | [32 empty] | City Utilities of Springfield - (MO) | 100 | City Utilities of Springfield - (MO) | 100 | Regulated | Dropped - Retired/Planned Retirement by 06/2028 | PB1: 3
San Juan | 2451_G_2 | 2451 | G | 2 |  | Coal Steam |  |  | New Mexico |  | San Juan |  |  | 340 |  | 1973 | 2017 | [32 empty] | Public Service Co of NM | 50 | Public Service Co of NM | 50 | Regulated | Dropped - Retired/Planned Retirement by 06/2028 | PB1: 2
San Juan | 2451_G_3 | 2451 | G | 3 |  | Coal Steam |  |  | New Mexico |  | San Juan |  |  | 497 |  | 1979 | 2017 | [32 empty] | Public Service Co of NM | 50 | Public Service Co of NM | 50 | Regulated | Dropped - Retired/Planned Retirement by 06/2028 | PB1: 3
Carlsbad | 2453_G_5 | 2453 | G | 5 |  | Combustion Turbine |  |  | New Mexico |  | Eddy |  |  | 10 |  | 1977 | 2017 | [32 empty] | Southwestern Public Service Co | 100 | Southwestern Public Service Co | 100 | Regulated | Dropped - Retired/Planned Retirement by 06/2028
Charles P Keller | 2695_G_8 | 2695 | G | 8 |  | Combustion Turbine |  |  | New York |  | Nassau |  |  | 2.7 |  | 1950 | 2017 | [32 empty] | Village of Rockville Centre - (NY) | 100 | Village of Rockville Centre - (NY) | 100 | Regulated | Dropped - Retired/Planned Retirement by 06/2028
Mustang | 2953_G_3 | 2953 | G | 3 |  | O/G Steam |  |  | Oklahoma |  | Canadian |  |  | 133 |  | 1955 | 2017 | [32 empty] | Oklahoma Gas & Electric Co | 100 | Oklahoma Gas & Electric Co | 100 | Regulated | Dropped - Retired/Planned Retirement by 06/2028 | PB1: 3
Mustang | 2953_G_4 | 2953 | G | 4 |  | O/G Steam |  |  | Oklahoma |  | Canadian |  |  | 253 |  | 1959 | 2017 | [32 empty] | Oklahoma Gas & Electric Co | 100 | Oklahoma Gas & Electric Co | 100 | Regulated | Dropped - Retired/Planned Retirement by 06/2028 | PB1: 4
Johnsonville | 3406_G_1 | 3406 | G | 1 |  | Coal Steam |  |  | Tennessee |  | Humphreys |  |  | 107 |  | 1951 | 2017 | [32 empty] | Tennessee Valley Authority | 100 | Tennessee Valley Authority | 100 | Regulated | Dropped - Retired/Planned Retirement by 06/2028 | bar: PB1
Johnsonville | 3406_G_2 | 3406 | G | 2 |  | Coal Steam |  |  | Tennessee |  | Humphreys |  |  | 107 |  | 1951 | 2017 | [32 empty] | Tennessee Valley Authority | 100 | Tennessee Valley Authority | 100 | Regulated | Dropped - Retired/Planned Retirement by 06/2028 | PB1: 2
Johnsonville | 3406_G_3 | 3406 | G | 3 |  | Coal Steam |  |  | Tennessee |  | Humphreys |  |  | 107 |  | 1952 | 2017 | [32 empty] | Tennessee Valley Authority | 100 | Tennessee Valley Authority | 100 | Regulated | Dropped - Retired/Planned Retirement by 06/2028 | PB1: 3
Johnsonville | 3406_G_4 | 3406 | G | 4 |  | Coal Steam |  |  | Tennessee |  | Humphreys |  |  | 107 |  | 1952 | 2017 | [32 empty] | Tennessee Valley Authority | 100 | Tennessee Valley Authority | 100 | Regulated | Dropped - Retired/Planned Retirement by 06/2028 | PB1: 4
Greens Bayou | 3464_G_5 | 3464 | G | 5 |  | O/G Steam |  |  | Texas |  | Harris |  |  | 406 |  | 1973 | 2017 | [32 empty] | NRG Texas Power LLC | 100 | NRG Texas Power LLC | 100 | Non-regulated | Dropped - Retired/Planned Retirement by 06/2028 | PB1: GBY5
Sam Bertron | 3468_G_3 | 3468 | G | 3 |  | O/G Steam |  |  | Texas |  | Harris |  |  | 230 |  | 1959 | 2017 | [32 empty] | NRG Texas Power LLC | 100 | NRG Texas Power LLC | 100 | Non-regulated | Dropped - Retired/Planned Retirement by 06/2028 | PB1: SRB3
Sam Bertron | 3468_G_4 | 3468 | G | 4 |  | O/G Steam |  |  | Texas |  | Harris |  |  | 230 |  | 1960 | 2017 | [32 empty] | NRG Texas Power LLC | 100 | NRG Texas Power LLC | 100 | Non-regulated | Dropped - Retired/Planned Retirement by 06/2028 | PB1: SRB4
Sam Bertron | 3468_G_GT2 | 3468 | G | GT2 |  | Combustion Turbine |  |  | Texas |  | Harris |  |  | 13 |  | 1967 | 2017 | [32 empty] | NRG Texas Power LLC | 100 | NRG Texas Power LLC | 100 | Non-regulated | Dropped - Retired/Planned Retirement by 06/2028
Weatherford | 3624_G_1 | 3624 | G | 1 |  | Combustion Turbine |  |  | Texas |  | Parker |  |  | 0.1 |  | 1940 | 2017 | [32 empty] | Weatherford Mun Utility System | 100 | Weatherford Mun Utility System | 100 | Regulated | Dropped - Retired/Planned Retirement by 06/2028
Weatherford | 3624_G_2 | 3624 | G | 2 |  | Combustion Turbine |  |  | Texas |  | Parker |  |  | 0.1 |  | 1940 | 2017 | [32 empty] | Weatherford Mun Utility System | 100 | Weatherford Mun Utility System | 100 | Regulated | Dropped - Retired/Planned Retirement by 06/2028
Weatherford | 3624_G_3 | 3624 | G | 3 |  | Combustion Turbine |  |  | Texas |  | Parker |  |  | 0.1 |  | 1940 | 2017 | [32 empty] | Weatherford Mun Utility System | 100 | Weatherford Mun Utility System | 100 | Regulated | Dropped - Retired/Planned Retirement by 06/2028
Weatherford | 3624_G_4 | 3624 | G | 4 |  | Combustion Turbine |  |  | Texas |  | Parker |  |  | 0.6 |  | 1945 | 2017 | [32 empty] | Weatherford Mun Utility System | 100 | Weatherford Mun Utility System | 100 | Regulated | Dropped - Retired/Planned Retirement by 06/2028
Weatherford | 3624_G_6 | 3624 | G | 6 |  | Combustion Turbine |  |  | Texas |  | Parker |  |  | 1.2 |  | 1948 | 2017 | [32 empty] | Weatherford Mun Utility System | 100 | Weatherford Mun Utility System | 100 | Regulated | Dropped - Retired/Planned Retirement by 06/2028
Weatherford | 3624_G_7 | 3624 | G | 7 |  | Combustion Turbine |  |  | Texas |  | Parker |  |  | 1.1 |  | 1953 | 2017 | [32 empty] | Weatherford Mun Utility System | 100 | Weatherford Mun Utility System | 100 | Regulated | Dropped - Retired/Planned Retirement by 06/2028
Weatherford | 3624_G_8 | 3624 | G | 8 |  | Combustion Turbine |  |  | Texas |  | Parker |  |  | 1.1 |  | 1953 | 2017 | [32 empty] | Weatherford Mun Utility System | 100 | Weatherford Mun Utility System | 100 | Regulated | Dropped - Retired/Planned Retirement by 06/2028
Kanawha River | 3936_G_1 | 3936 | G | 1 |  | Coal Steam |  |  | West Virginia |  | Kanawha |  |  | 200 |  | 1953 | 2017 | [32 empty] | Appalachian Power Co | 100 | Appalachian Power Co | 100 | Regulated | Dropped - Retired/Planned Retirement by 06/2028 | bar: PB1
Kanawha River | 3936_G_2 | 3936 | G | 2 |  | Coal Steam |  |  | West Virginia |  | Kanawha |  |  | 200 |  | 1953 | 2017 | [32 empty] | Appalachian Power Co | 100 | Appalachian Power Co | 100 | Regulated | Dropped - Retired/Planned Retirement by 06/2028 | PB1: 2
Northern States Flambeau | 3984_G_1 | 3984 | G | 1 |  | Combustion Turbine |  |  | Wisconsin |  | Price |  |  | 12 |  | 1969 | 2017 | [32 empty] | Northern States Power Co - Minnesota | 100 | Northern States Power Co - Minnesota | 100 | Regulated | Dropped - Retired/Planned Retirement by 06/2028
Manitowoc | 4125_G_IC2 | 4125 | G | IC2 |  | Combustion Turbine |  |  | Wisconsin |  | Manitowoc |  |  | 5 |  | 1985 | 2017 | [32 empty] | Manitowoc Public Utilities | 100 | Manitowoc Public Utilities | 100 | Regulated | Dropped - Retired/Planned Retirement by 06/2028
Pulp Mill Power House | 10074_G_GEN1 | 10074 | G | GEN1 |  | Non-Fossil Waste |  |  | California |  | Humboldt |  |  | 20 |  | 1965 | 2017 | [32 empty] | Humboldt Bay Harbor Rec & Con Dist | 100 | Humboldt Bay Harbor Rec & Con Dist | 100 | Non-regulated | Dropped - Retired/Planned Retirement by 06/2028
Corona Energy Partners, Ltd | 10635_G_GEN1 | 10635 | G | GEN1 |  | Combustion Turbine |  |  | California |  | Riverside |  |  | 40 |  | 1988 | 2017 | [32 empty] | WGP Redwood Holdings, LLC | 100 | WGP Redwood Holdings, LLC | 100 | Non-regulated | Dropped - Retired/Planned Retirement by 06/2028
HGST San Jose Standby Generator | 50024_G_50MW | 50024 | G | 50MW |  | Combustion Turbine |  |  | California |  | Santa Clara |  |  | 42 |  | 1984 | 2017 | [32 empty] | HGST a Western Digital Company | 100 | HGST a Western Digital Company | 100 | Non-regulated | Dropped - Retired/Planned Retirement by 06/2028
Clewiston Sugar House | 50482_G_TG5 | 50482 | G | TG5 |  | Biomass |  |  | Florida |  | Hendry |  |  | 11 |  | 1997 | 2017 | [32 empty] | United States Sugar Corp | 100 | United States Sugar Corp | 100 | Non-regulated | Dropped - Retired/Planned Retirement by 06/2028 | PB1: B1; PB2: B2; PB3: B3; PB4: B4
Ormesa IH | 50762_G_OE11 | 50762 | G | OE11 |  | Geothermal |  |  | California |  | Imperial |  |  | 0.6 |  | 1989 | 2017 | [32 empty] | Ormat Nevada Inc | 100 | Ormat Nevada Inc | 100 | Non-regulated | Dropped - Retired/Planned Retirement by 06/2028
Ormesa IH | 50762_G_OE12 | 50762 | G | OE12 |  | Geothermal |  |  | California |  | Imperial |  |  | 0.6 |  | 1989 | 2017 | [32 empty] | Ormat Nevada Inc | 100 | Ormat Nevada Inc | 100 | Non-regulated | Dropped - Retired/Planned Retirement by 06/2028
Ormesa IH | 50762_G_OE13 | 50762 | G | OE13 |  | Geothermal |  |  | California |  | Imperial |  |  | 1 |  | 1989 | 2017 | [32 empty] | Ormat Nevada Inc | 100 | Ormat Nevada Inc | 100 | Non-regulated | Dropped - Retired/Planned Retirement by 06/2028
Ormesa IH | 50762_G_OE14 | 50762 | G | OE14 |  | Geothermal |  |  | California |  | Imperial |  |  | 0.6 |  | 1989 | 2017 | [32 empty] | Ormat Nevada Inc | 100 | Ormat Nevada Inc | 100 | Non-regulated | Dropped - Retired/Planned Retirement by 06/2028
Ormesa IH | 50762_G_OE15 | 50762 | G | OE15 |  | Geothermal |  |  | California |  | Imperial |  |  | 0.6 |  | 1989 | 2017 | [32 empty] | Ormat Nevada Inc | 100 | Ormat Nevada Inc | 100 | Non-regulated | Dropped - Retired/Planned Retirement by 06/2028
Ormesa IH | 50762_G_OE16 | 50762 | G | OE16 |  | Geothermal |  |  | California |  | Imperial |  |  | 1 |  | 1989 | 2017 | [32 empty] | Ormat Nevada Inc | 100 | Ormat Nevada Inc | 100 | Non-regulated | Dropped - Retired/Planned Retirement by 06/2028
Ormesa IH | 50762_G_OE21 | 50762 | G | OE21 |  | Geothermal |  |  | California |  | Imperial |  |  | 0.6 |  | 1989 | 2017 | [32 empty] | Ormat Nevada Inc | 100 | Ormat Nevada Inc | 100 | Non-regulated | Dropped - Retired/Planned Retirement by 06/2028
Ormesa IH | 50762_G_OE22 | 50762 | G | OE22 |  | Geothermal |  |  | California |  | Imperial |  |  | 0.6 |  | 1989 | 2017 | [32 empty] | Ormat Nevada Inc | 100 | Ormat Nevada Inc | 100 | Non-regulated | Dropped - Retired/Planned Retirement by 06/2028
Ormesa IH | 50762_G_OE23 | 50762 | G | OE23 |  | Geothermal |  |  | California |  | Imperial |  |  | 0.6 |  | 1989 | 2017 | [32 empty] | Ormat Nevada Inc | 100 | Ormat Nevada Inc | 100 | Non-regulated | Dropped - Retired/Planned Retirement by 06/2028
Ormesa IH | 50762_G_OE24 | 50762 | G | OE24 |  | Geothermal |  |  | California |  | Imperial |  |  | 0.6 |  | 1989 | 2017 | [32 empty] | Ormat Nevada Inc | 100 | Ormat Nevada Inc | 100 | Non-regulated | Dropped - Retired/Planned Retirement by 06/2028
Ormesa IH | 50762_G_OE25 | 50762 | G | OE25 |  | Geothermal |  |  | California |  | Imperial |  |  | 0.6 |  | 1989 | 2017 | [32 empty] | Ormat Nevada Inc | 100 | Ormat Nevada Inc | 100 | Non-regulated | Dropped - Retired/Planned Retirement by 06/2028
Ormesa IH | 50762_G_OE26 | 50762 | G | OE26 |  | Geothermal |  |  | California |  | Imperial |  |  | 0.6 |  | 1989 | 2017 | [32 empty] | Ormat Nevada Inc | 100 | Ormat Nevada Inc | 100 | Non-regulated | Dropped - Retired/Planned Retirement by 06/2028
Ormesa IE | 50764_G_OE10 | 50764 | G | OE10 |  | Geothermal |  |  | California |  | Imperial |  |  | 0.6 |  | 1988 | 2017 | [32 empty] | Ormat Nevada Inc | 100 | Ormat Nevada Inc | 100 | Non-regulated | Dropped - Retired/Planned Retirement by 06/2028
Ormesa IE | 50764_G_OE11 | 50764 | G | OE11 |  | Geothermal |  |  | California |  | Imperial |  |  | 1 |  | 1988 | 2017 | [32 empty] | Ormat Nevada Inc | 100 | Ormat Nevada Inc | 100 | Non-regulated | Dropped - Retired/Planned Retirement by 06/2028
Ormesa IE | 50764_G_OE12 | 50764 | G | OE12 |  | Geothermal |  |  | California |  | Imperial |  |  | 0.6 |  | 1988 | 2017 | [32 empty] | Ormat Nevada Inc | 100 | Ormat Nevada Inc | 100 | Non-regulated | Dropped - Retired/Planned Retirement by 06/2028
Ormesa IE | 50764_G_OEC1 | 50764 | G | OEC1 |  | Geothermal |  |  | California |  | Imperial |  |  | 1 |  | 1988 | 2017 | [32 empty] | Ormat Nevada Inc | 100 | Ormat Nevada Inc | 100 | Non-regulated | Dropped - Retired/Planned Retirement by 06/2028
Ormesa IE | 50764_G_OEC2 | 50764 | G | OEC2 |  | Geothermal |  |  | California |  | Imperial |  |  | 0.6 |  | 1988 | 2017 | [32 empty] | Ormat Nevada Inc | 100 | Ormat Nevada Inc | 100 | Non-regulated | Dropped - Retired/Planned Retirement by 06/2028
Ormesa IE | 50764_G_OEC3 | 50764 | G | OEC3 |  | Geothermal |  |  | California |  | Imperial |  |  | 1 |  | 1988 | 2017 | [32 empty] | Ormat Nevada Inc | 100 | Ormat Nevada Inc | 100 | Non-regulated | Dropped - Retired/Planned Retirement by 06/2028
Ormesa IE | 50764_G_OEC4 | 50764 | G | OEC4 |  | Geothermal |  |  | California |  | Imperial |  |  | 0.6 |  | 1988 | 2017 | [32 empty] | Ormat Nevada Inc | 100 | Ormat Nevada Inc | 100 | Non-regulated | Dropped - Retired/Planned Retirement by 06/2028
Ormesa IE | 50764_G_OEC5 | 50764 | G | OEC5 |  | Geothermal |  |  | California |  | Imperial |  |  | 1 |  | 1988 | 2017 | [32 empty] | Ormat Nevada Inc | 100 | Ormat Nevada Inc | 100 | Non-regulated | Dropped - Retired/Planned Retirement by 06/2028
Ormesa IE | 50764_G_OEC6 | 50764 | G | OEC6 |  | Geothermal |  |  | California |  | Imperial |  |  | 0.6 |  | 1988 | 2017 | [32 empty] | Ormat Nevada Inc | 100 | Ormat Nevada Inc | 100 | Non-regulated | Dropped - Retired/Planned Retirement by 06/2028
Ormesa IE | 50764_G_OEC7 | 50764 | G | OEC7 |  | Geothermal |  |  | California |  | Imperial |  |  | 1 |  | 1988 | 2017 | [32 empty] | Ormat Nevada Inc | 100 | Ormat Nevada Inc | 100 | Non-regulated | Dropped - Retired/Planned Retirement by 06/2028
Ormesa IE | 50764_G_OEC8 | 50764 | G | OEC8 |  | Geothermal |  |  | California |  | Imperial |  |  | 0.6 |  | 1988 | 2017 | [32 empty] | Ormat Nevada Inc | 100 | Ormat Nevada Inc | 100 | Non-regulated | Dropped - Retired/Planned Retirement by 06/2028
Ormesa IE | 50764_G_OEC9 | 50764 | G | OEC9 |  | Geothermal |  |  | California |  | Imperial |  |  | 1 |  | 1988 | 2017 | [32 empty] | Ormat Nevada Inc | 100 | Ormat Nevada Inc | 100 | Non-regulated | Dropped - Retired/Planned Retirement by 06/2028
Westwind Trust | 54258_G_WIN1 | 54258 | G | WIN1 |  | Onshore Wind |  |  | California |  | Riverside |  |  | 16 |  | 1986 | 2017 | [32 empty] | New Dimension Energy Company, LLC | 100 | New Dimension Energy Company, LLC | 100 | Non-regulated | Dropped - Retired/Planned Retirement by 06/2028
Benedum Plant | 54458_G_BG3A | 54458 | G | BG3A |  | Combustion Turbine |  |  | Texas |  | Upton |  |  | 1 |  | 1996 | 2017 | [32 empty] | Targa Pipeline Mid-Continent WestTex LLC | 100 | Targa Pipeline Mid-Continent WestTex LLC | 100 | Non-regulated | Dropped - Retired/Planned Retirement by 06/2028
Benedum Plant | 54458_G_BG6 | 54458 | G | BG6 |  | Combustion Turbine |  |  | Texas |  | Upton |  |  | 1 |  | 1998 | 2017 | [32 empty] | Targa Pipeline Mid-Continent WestTex LLC | 100 | Targa Pipeline Mid-Continent WestTex LLC | 100 | Non-regulated | Dropped - Retired/Planned Retirement by 06/2028
Graphic Packaging International | 54561_G_GT-G | 54561 | G | GT-G |  | Combined Cycle |  |  | California |  | SANTA CLARA |  |  | 23 |  | 1985 | 2017 | [32 empty] | Graphic Packaging International Inc | 100 | Graphic Packaging International Inc | 100 | Non-regulated | Dropped - Retired/Planned Retirement by 06/2028
Graphic Packaging International | 54561_G_ST-G | 54561 | G | ST-G |  | Combined Cycle |  |  | California |  | SANTA CLARA |  |  | 3 |  | 1986 | 2017 | [32 empty] | Graphic Packaging International Inc | 100 | Graphic Packaging International Inc | 100 | Non-regulated | Dropped - Retired/Planned Retirement by 06/2028
Oklahoma State University | 54779_G_GEN1 | 54779 | G | GEN1 |  | O/G Steam |  |  | Oklahoma |  | Payne |  |  | 1.6 |  | 1950 | 2017 | [32 empty] | Oklahoma State University | 100 | Oklahoma State University | 100 | Non-regulated | Dropped - Retired/Planned Retirement by 06/2028
Oklahoma State University | 54779_G_GEN2 | 54779 | G | GEN2 |  | O/G Steam |  |  | Oklahoma |  | Payne |  |  | 1.6 |  | 1950 | 2017 | [32 empty] | Oklahoma State University | 100 | Oklahoma State University | 100 | Non-regulated | Dropped - Retired/Planned Retirement by 06/2028
Oklahoma State University | 54779_G_GEN4 | 54779 | G | GEN4 |  | O/G Steam |  |  | Oklahoma |  | Payne |  |  | 5.2 |  | 1958 | 2017 | [32 empty] | Oklahoma State University | 100 | Oklahoma State University | 100 | Non-regulated | Dropped - Retired/Planned Retirement by 06/2028
Shepherd Center | 54813_G_6 | 54813 | G | 6 |  | Combustion Turbine |  |  | Georgia |  | Fulton |  |  | 0.6 |  | 2010 | 2017 | [32 empty] | Shepherd Center | 100 | Shepherd Center | 100 | Non-regulated | Dropped - Retired/Planned Retirement by 06/2028
Streator Energy Partners LLC | 55760_G_ST1 | 55760 | G | ST1 |  | Landfill Gas |  |  | Illinois |  | Livingston |  |  | 0.9 |  | 1999 | 2017 | [32 empty] | Illinois Electricial Gen Partn | 100 | Illinois Electricial Gen Partn | 100 | Non-regulated | Dropped - Retired/Planned Retirement by 06/2028
Dixon/Lee Energy Partners LLC | 55763_G_DX1 | 55763 | G | DX1 |  | Landfill Gas |  |  | Illinois |  | Lee |  |  | 0.9 |  | 1999 | 2017 | [32 empty] | Illinois Electricial Gen Partn | 100 | Illinois Electricial Gen Partn | 100 | Non-regulated | Dropped - Retired/Planned Retirement by 06/2028
Dixon/Lee Energy Partners LLC | 55763_G_DX2 | 55763 | G | DX2 |  | Landfill Gas |  |  | Illinois |  | Lee |  |  | 0.9 |  | 1999 | 2017 | [32 empty] | Illinois Electricial Gen Partn | 100 | Illinois Electricial Gen Partn | 100 | Non-regulated | Dropped - Retired/Planned Retirement by 06/2028
Dixon/Lee Energy Partners LLC | 55763_G_DX3 | 55763 | G | DX3 |  | Landfill Gas |  |  | Illinois |  | Lee |  |  | 0.9 |  | 1999 | 2017 | [32 empty] | Illinois Electricial Gen Partn | 100 | Illinois Electricial Gen Partn | 100 | Non-regulated | Dropped - Retired/Planned Retirement by 06/2028
Dixon/Lee Energy Partners LLC | 55763_G_DX4 | 55763 | G | DX4 |  | Landfill Gas |  |  | Illinois |  | Lee |  |  | 0.9 |  | 1999 | 2017 | [32 empty] | Illinois Electricial Gen Partn | 100 | Illinois Electricial Gen Partn | 100 | Non-regulated | Dropped - Retired/Planned Retirement by 06/2028
Barre | 55776_G_BA1 | 55776 | G | BA1 |  | Landfill Gas |  |  | Massachusetts |  | Worcester |  |  | 0.4 |  | 1996 | 2017 | [32 empty] | Zapco Energy Tactics Corp | 100 | Zapco Energy Tactics Corp | 100 | Non-regulated | Dropped - Retired/Planned Retirement by 06/2028
Barre | 55776_G_BA2 | 55776 | G | BA2 |  | Landfill Gas |  |  | Massachusetts |  | Worcester |  |  | 0.4 |  | 1996 | 2017 | [32 empty] | Zapco Energy Tactics Corp | 100 | Zapco Energy Tactics Corp | 100 | Non-regulated | Dropped - Retired/Planned Retirement by 06/2028
NEO Freehold Gen LLC | 56169_G_UNT1 | 56169 | G | UNT1 |  | Combustion Turbine |  |  | New Jersey |  | Monmouth |  |  | 1.1 |  | 1997 | 2017 | [32 empty] | NEO Freehold Gen LLC | 100 | NEO Freehold Gen LLC | 100 | Non-regulated | Dropped - Retired/Planned Retirement by 06/2028
NEO Freehold Gen LLC | 56169_G_UNT2 | 56169 | G | UNT2 |  | Combustion Turbine |  |  | New Jersey |  | Monmouth |  |  | 1.1 |  | 1997 | 2017 | [32 empty] | NEO Freehold Gen LLC | 100 | NEO Freehold Gen LLC | 100 | Non-regulated | Dropped - Retired/Planned Retirement by 06/2028
Kasigluk | 57066_G_UNIT1 | 57066 | G | UNIT1 |  | Combustion Turbine |  |  | Alaska |  | Bethel |  |  | 0.4 |  | 2006 | [33 empty] | Alaska Village Elec Coop, Inc | 100 | Alaska Village Elec Coop, Inc | 100 | Regulated | Dropped - in Alaska or in Hawaii or Puerto Rico
Shasta Renewable Resources Plant | 57857_G_1 | 57857 | G | 1 |  | Biomass |  |  | California |  | Shasta |  |  | 5.5 |  | 2012 | 2017 | [32 empty] | Shasta Renewable Resources LLC | 100 | Shasta Renewable Resources LLC | 100 | Non-regulated | Dropped - Retired/Planned Retirement by 06/2028
AES ES Tait | 58826_G_TTES | 58826 | G | TTES |  | Energy Storage |  |  | Ohio |  | Montgomery |  |  | 20 |  | 2013 | 2017 | [32 empty] | Fluence | 100 | Fluence | 100 | Non-regulated | Dropped - Retired/Planned Retirement by 06/2028
Centerville | 1105_G_1 | 1105 | G | 1 |  | Combustion Turbine |  |  | Iowa |  | Appanoose |  |  | 2 |  | 1963 | 2017 | [32 empty] | Interstate Power and Light Co | 100 | Interstate Power and Light Co | 100 | Regulated | Dropped - Retired/Planned Retirement by 06/2028
Centerville | 1105_G_2 | 1105 | G | 2 |  | Combustion Turbine |  |  | Iowa |  | Appanoose |  |  | 1.7 |  | 1963 | 2017 | [32 empty] | Interstate Power and Light Co | 100 | Interstate Power and Light Co | 100 | Regulated | Dropped - Retired/Planned Retirement by 06/2028
Centerville | 1105_G_3 | 1105 | G | 3 |  | Combustion Turbine |  |  | Iowa |  | Appanoose |  |  | 1.9 |  | 1963 | 2017 | [32 empty] | Interstate Power and Light Co | 100 | Interstate Power and Light Co | 100 | Regulated | Dropped - Retired/Planned Retirement by 06/2028
Centerville | 1105_G_GT1 | 1105 | G | GT1 |  | Combustion Turbine |  |  | Iowa |  | Appanoose |  |  | 20.3 |  | 1990 | 2017 | [32 empty] | Interstate Power and Light Co | 100 | Interstate Power and Light Co | 100 | Regulated | Dropped - Retired/Planned Retirement by 06/2028
Centerville | 1105_G_GT2 | 1105 | G | GT2 |  | Combustion Turbine |  |  | Iowa |  | Appanoose |  |  | 26.3 |  | 1990 | 2017 | [32 empty] | Interstate Power and Light Co | 100 | Interstate Power and Light Co | 100 | Regulated | Dropped - Retired/Planned Retirement by 06/2028
St Clair | 1743_G_4 | 1743 | G | 4 |  | Coal Steam |  |  | Michigan |  | St Clair |  |  | 151 |  | 1954 | 2017 | [32 empty] | DTE Electric Company | 100 | DTE Electric Company | 100 | Regulated | Dropped - Retired/Planned Retirement by 06/2028 | PB1: 4
Fox Lake | 1888_G_1 | 1888 | G | 1 |  | O/G Steam |  |  | Minnesota |  | Martin |  |  | 12.5 |  | 1950 | 2017 | [32 empty] | Interstate Power and Light Co | 100 | Interstate Power and Light Co | 100 | Regulated | Dropped - Retired/Planned Retirement by 06/2028 | PB1: 1; PB2: 2
Fox Lake | 1888_G_3 | 1888 | G | 3 |  | O/G Steam |  |  | Minnesota |  | Martin |  |  | 79.6 |  | 1962 | 2017 | [32 empty] | Interstate Power and Light Co | 100 | Interstate Power and Light Co | 100 | Regulated | Dropped - Retired/Planned Retirement by 06/2028 | PB1: 3
Hauser | 2185_G_HAU4 | 2185 | G | HAU4 |  | Hydro |  |  | Montana |  | Lewis and Clark |  |  | 3 |  | 1911 | 2017 | [32 empty] | NorthWestern Energy (MT Hydro) | 100 | NorthWestern Energy (MT Hydro) | 100 | Regulated | Dropped - Retired/Planned Retirement by 06/2028
Ravenswood | 2500_G_GT33 | 2500 | G | GT33 |  | Combustion Turbine |  |  | New York |  | Queens |  |  | 42.9 |  | 1969 | 2017 | [32 empty] | Ravenswood Operations LLC | 100 | Ravenswood Operations LLC | 100 | Non-regulated | Dropped - Retired/Planned Retirement by 06/2028
Salem Energy Systems LLC | 54984_G_UNT1 | 54984 | G | UNT1 |  | Landfill Gas |  |  | North Carolina |  | Forsyth |  |  | 3.3 |  | 1996 | 2017 | [32 empty] | Salem Energy Systems LLC | 100 | Salem Energy Systems LLC | 100 | Non-regulated | Dropped - Retired/Planned Retirement by 06/2028
Helios Plaza CHP Plant | 59378_G_GEN1 | 59378 | G | GEN1 |  | Combustion Turbine |  |  | Texas |  | Harris |  |  | 4.3 |  | 2010 | 2017 | [32 empty] | BP Helios Plaza | 100 | BP Helios Plaza | 100 | Non-regulated | Dropped - Retired/Planned Retirement by 06/2028
S O Purdom | 689_G_GT1 | 689 | G | GT1 |  | Combustion Turbine |  |  | Florida |  | Wakulla |  |  | 10 |  | 1963 | 2017 | [32 empty] | City of Tallahassee - (FL) | 100 | City of Tallahassee - (FL) | 100 | Regulated | Dropped - Retired/Planned Retirement by 06/2028
J M Stuart | 2850_G_1 | 2850 | G | 1 |  | Coal Steam |  |  | Ohio |  | Adams |  |  | 577 |  | 1971 | 2017 | [32 empty] | Dayton Power & Light Co | 100 | Dayton Power & Light Co | 100 | Regulated | Dropped - Retired/Planned Retirement by 06/2028
Port Lions Microgrid | 6282_G_1 | 6282 | G | 1 |  | Combustion Turbine |  |  | Alaska |  | Kodiak Island |  |  | 0.3 |  | 1968 | [33 empty] | Kodiak Electric Assn Inc | 100 | Kodiak Electric Assn Inc | 100 | Regulated | Dropped - in Alaska or in Hawaii or Puerto Rico
Port Lions Microgrid | 6282_G_2 | 6282 | G | 2 |  | Combustion Turbine |  |  | Alaska |  | Kodiak Island |  |  | 0.2 |  | 1968 | [33 empty] | Kodiak Electric Assn Inc | 100 | Kodiak Electric Assn Inc | 100 | Regulated | Dropped - in Alaska or in Hawaii or Puerto Rico
Port Lions Microgrid | 6282_G_3 | 6282 | G | 3 |  | Combustion Turbine |  |  | Alaska |  | Kodiak Island |  |  | 0.2 |  | 1971 | [33 empty] | Kodiak Electric Assn Inc | 100 | Kodiak Electric Assn Inc | 100 | Regulated | Dropped - in Alaska or in Hawaii or Puerto Rico
Port Lions Microgrid | 6282_G_4 | 6282 | G | 4 |  | Combustion Turbine |  |  | Alaska |  | Kodiak Island |  |  | 0.2 |  | 1975 | [33 empty] | Kodiak Electric Assn Inc | 100 | Kodiak Electric Assn Inc | 100 | Regulated | Dropped - in Alaska or in Hawaii or Puerto Rico
Westside Landfill Gas Recovery | 57020_G_GEN3 | 57020 | G | GEN3 |  | Landfill Gas |  |  | Texas |  | Parker |  |  | 1.6 |  | 2010 | 2017 | [32 empty] | WM Renewable Energy LLC | 100 | WM Renewable Energy LLC | 100 | Non-regulated | Dropped - Retired/Planned Retirement by 06/2028
Borel | 328_G_1 | 328 | G | 1 |  | Hydro |  |  | California |  | Kern |  |  | 2.1 |  | 1904 | 2017 | [32 empty] | Southern California Edison Co | 100 | Southern California Edison Co | 100 | Regulated | Dropped - Retired/Planned Retirement by 06/2028
Borel | 328_G_2 | 328 | G | 2 |  | Hydro |  |  | California |  | Kern |  |  | 2.5 |  | 1904 | 2017 | [32 empty] | Southern California Edison Co | 100 | Southern California Edison Co | 100 | Regulated | Dropped - Retired/Planned Retirement by 06/2028
Borel | 328_G_3 | 328 | G | 3 |  | Hydro |  |  | California |  | Kern |  |  | 6 |  | 1932 | 2017 | [32 empty] | Southern California Edison Co | 100 | Southern California Edison Co | 100 | Regulated | Dropped - Retired/Planned Retirement by 06/2028
Valmont | 477_G_5 | 477 | G | 5 |  | Coal Steam |  |  | Colorado |  | Boulder |  |  | 184 |  | 1964 | 2017 | [32 empty] | Public Service Co of Colorado | 100 | Public Service Co of Colorado | 100 | Regulated | Dropped - Retired/Planned Retirement by 06/2028 | PB1: 5
C W Burdick | 2241_G_3 | 2241 | G | 3 |  | O/G Steam |  |  | Nebraska |  | Hall |  |  | 54 |  | 1972 | 2017 | [32 empty] | City of Grand Island - (NE) | 100 | City of Grand Island - (NE) | 100 | Regulated | Dropped - Retired/Planned Retirement by 06/2028 | PB1: B-3
Seldovia | 6283_G_6 | 6283 | G | 6 |  | Combustion Turbine |  |  | Alaska |  | Kenai Peninsula |  |  | 1.2 |  | 2004 | [33 empty] | Homer Electric Assn Inc | 100 | Homer Electric Assn Inc | 100 | Regulated | Dropped - in Alaska or in Hawaii or Puerto Rico
Kake | 7464_G_1A | 7464 | G | 1A |  | Combustion Turbine |  |  | Alaska |  | Wrangell Petersburg |  |  | 0.5 |  | 2012 | [33 empty] | Inside Passage Elec Coop, Inc | 100 | Inside Passage Elec Coop, Inc | 100 | Regulated | Dropped - in Alaska or in Hawaii or Puerto Rico
Kake | 7464_G_3A | 7464 | G | 3A |  | Combustion Turbine |  |  | Alaska |  | Wrangell Petersburg |  |  | 0.8 |  | 1993 | [33 empty] | Inside Passage Elec Coop, Inc | 100 | Inside Passage Elec Coop, Inc | 100 | Regulated | Dropped - in Alaska or in Hawaii or Puerto Rico
RCWMD Badlands Landfill Gas Project | 55820_G_GEN1 | 55820 | G | GEN1 |  | Landfill Gas |  |  | California |  | Riverside |  |  | 1 |  | 2001 | 2017 | [32 empty] | Riverside County Waste Management Dept | 100 | Riverside County Waste Management Dept | 100 | Non-regulated | Dropped - Retired/Planned Retirement by 06/2028
Lake Mills Gas Recovery | 56521_G_GEN6 | 56521 | G | GEN6 |  | Landfill Gas |  |  | Iowa |  | Winnebago |  |  | 0.8 |  | 2006 | 2017 | [32 empty] | WM Renewable Energy LLC | 100 | WM Renewable Energy LLC | 100 | Non-regulated | Dropped - Retired/Planned Retirement by 06/2028
Petersburg | 91_G_IC2 | 91 | G | IC2 |  | Combustion Turbine |  |  | Alaska |  | Wrangell Petersburg |  |  | 0.2 |  | 1972 | [33 empty] | Petersburg Borough - (AK) | 100 | Petersburg Borough - (AK) | 100 | Regulated | Dropped - in Alaska or in Hawaii or Puerto Rico
Carlyle | 936_G_1 | 936 | G | 1 |  | Combustion Turbine |  |  | Illinois |  | Clinton |  |  | 3 |  | 1971 | 2017 | [32 empty] | City of Carlyle - (IL) | 100 | City of Carlyle - (IL) | 100 | Regulated | Dropped - Retired/Planned Retirement by 06/2028
Minden | 1447_G_1 | 1447 | G | 1 |  | O/G Steam |  |  | Louisiana |  | Webster |  |  | 12.5 |  | 1966 | 2017 | [32 empty] | City of Minden - (LA) | 100 | City of Minden - (LA) | 100 | Regulated | Dropped - Retired/Planned Retirement by 06/2028
Minden | 1447_G_2 | 1447 | G | 2 |  | O/G Steam |  |  | Louisiana |  | Webster |  |  | 12.5 |  | 1968 | 2017 | [32 empty] | City of Minden - (LA) | 100 | City of Minden - (LA) | 100 | Regulated | Dropped - Retired/Planned Retirement by 06/2028
Minden | 1447_G_6 | 1447 | G | 6 |  | Combustion Turbine |  |  | Louisiana |  | Webster |  |  | 1.8 |  | 1962 | 2017 | [32 empty] | City of Minden - (LA) | 100 | City of Minden - (LA) | 100 | Regulated | Dropped - Retired/Planned Retirement by 06/2028
Paulding | 2071_G_1 | 2071 | G | 1 |  | Combustion Turbine |  |  | Mississippi |  | Jasper |  |  | 16 |  | 1972 | 2017 | [32 empty] | Cooperative Energy | 100 | Cooperative Energy | 100 | Regulated | Dropped - Retired/Planned Retirement by 06/2028
Pearsall | 3630_G_1 | 3630 | G | 1 |  | O/G Steam |  |  | Texas |  | Frio |  |  | 23 |  | 1961 | 2017 | [32 empty] | South Texas Electric Coop, Inc | 100 | South Texas Electric Coop, Inc | 100 | Regulated | Dropped - Retired/Planned Retirement by 06/2028 | bar: PB1
Pearsall | 3630_G_2 | 3630 | G | 2 |  | O/G Steam |  |  | Texas |  | Frio |  |  | 23 |  | 1961 | 2017 | [32 empty] | South Texas Electric Coop, Inc | 100 | South Texas Electric Coop, Inc | 100 | Regulated | Dropped - Retired/Planned Retirement by 06/2028 | PB1: 2
Pearsall | 3630_G_3 | 3630 | G | 3 |  | O/G Steam |  |  | Texas |  | Frio |  |  | 23 |  | 1961 | 2017 | [32 empty] | South Texas Electric Coop, Inc | 100 | South Texas Electric Coop, Inc | 100 | Regulated | Dropped - Retired/Planned Retirement by 06/2028 | PB1: 3
Wanapum | 3888_G_8 | 3888 | G | 8 |  | Hydro |  |  | Washington |  | Grant |  |  | 103.8 |  | 1963 | 2017 | [32 empty] | PUD No 2 of Grant County | 100 | PUD No 2 of Grant County | 100 | Regulated | Dropped - Retired/Planned Retirement by 06/2028
Johnson | 6579_G_1 | 6579 | G | 1 |  | Combustion Turbine |  |  | Kansas |  | Stanton |  |  | 0.6 |  | 1959 | 2017 | [32 empty] | City of Johnson - (KS) | 100 | City of Johnson - (KS) | 100 | Regulated | Dropped - Retired/Planned Retirement by 06/2028
Johnson | 6579_G_2 | 6579 | G | 2 |  | Combustion Turbine |  |  | Kansas |  | Stanton |  |  | 0.7 |  | 1963 | 2017 | [32 empty] | City of Johnson - (KS) | 100 | City of Johnson - (KS) | 100 | Regulated | Dropped - Retired/Planned Retirement by 06/2028
Johnson | 6579_G_4 | 6579 | G | 4 |  | Combustion Turbine |  |  | Kansas |  | Stanton |  |  | 0.5 |  | 1954 | 2017 | [32 empty] | City of Johnson - (KS) | 100 | City of Johnson - (KS) | 100 | Regulated | Dropped - Retired/Planned Retirement by 06/2028
Johnson | 6579_G_5 | 6579 | G | 5 |  | Combustion Turbine |  |  | Kansas |  | Stanton |  |  | 0.3 |  | 1950 | 2017 | [32 empty] | City of Johnson - (KS) | 100 | City of Johnson - (KS) | 100 | Regulated | Dropped - Retired/Planned Retirement by 06/2028
Johnson | 6579_G_7 | 6579 | G | 7 |  | Combustion Turbine |  |  | Kansas |  | Stanton |  |  | 1.2 |  | 1983 | 2017 | [32 empty] | City of Johnson - (KS) | 100 | City of Johnson - (KS) | 100 | Regulated | Dropped - Retired/Planned Retirement by 06/2028
Johnson | 6579_G_8 | 6579 | G | 8 |  | Combustion Turbine |  |  | Kansas |  | Stanton |  |  | 1.1 |  | 1993 | 2017 | [32 empty] | City of Johnson - (KS) | 100 | City of Johnson - (KS) | 100 | Regulated | Dropped - Retired/Planned Retirement by 06/2028
Johnson | 6579_G_IC6 | 6579 | G | IC6 |  | Combustion Turbine |  |  | Kansas |  | Stanton |  |  | 1.2 |  | 1986 | 2017 | [32 empty] | City of Johnson - (KS) | 100 | City of Johnson - (KS) | 100 | Regulated | Dropped - Retired/Planned Retirement by 06/2028
Grinnell | 7137_G_1 | 7137 | G | 1 |  | Combustion Turbine |  |  | Iowa |  | Poweshiek |  |  | 26.2 |  | 1990 | 2017 | [32 empty] | Interstate Power and Light Co | 100 | Interstate Power and Light Co | 100 | Regulated | Dropped - Retired/Planned Retirement by 06/2028
Grinnell | 7137_G_2 | 7137 | G | 2 |  | Combustion Turbine |  |  | Iowa |  | Poweshiek |  |  | 20.9 |  | 1991 | 2017 | [32 empty] | Interstate Power and Light Co | 100 | Interstate Power and Light Co | 100 | Regulated | Dropped - Retired/Planned Retirement by 06/2028
United Hospital | 7378_G_1 | 7378 | G | 1 |  | Combustion Turbine |  |  | Minnesota |  | Ramsey |  |  | 1.6 |  | 1992 | 2017 | [32 empty] | Northern States Power Co - Minnesota | 100 | Northern States Power Co - Minnesota | 100 | Regulated | Dropped - Retired/Planned Retirement by 06/2028
United Hospital | 7378_G_2 | 7378 | G | 2 |  | Combustion Turbine |  |  | Minnesota |  | Ramsey |  |  | 1.6 |  | 1992 | 2017 | [32 empty] | Northern States Power Co - Minnesota | 100 | Northern States Power Co - Minnesota | 100 | Regulated | Dropped - Retired/Planned Retirement by 06/2028
United Hospital | 7378_G_3 | 7378 | G | 3 |  | Combustion Turbine |  |  | Minnesota |  | Ramsey |  |  | 1.6 |  | 1992 | 2017 | [32 empty] | Northern States Power Co - Minnesota | 100 | Northern States Power Co - Minnesota | 100 | Regulated | Dropped - Retired/Planned Retirement by 06/2028
Hampton Facility | 10108_G_GEN1 | 10108 | G | GEN1 |  | Combustion Turbine |  |  | New Hampshire |  | Rockingham |  |  | 0.5 |  | 1978 | [33 empty] | Foss Manufacturing Company LLC | 100 | Foss Manufacturing Company LLC | 100 | Non-regulated | Dropped - Plant is identified as onsite because it is a net buyer of electricity in 2021
Hampton Facility | 10108_G_GEN2 | 10108 | G | GEN2 |  | Combustion Turbine |  |  | New Hampshire |  | Rockingham |  |  | 0.5 |  | 1978 | [33 empty] | Foss Manufacturing Company LLC | 100 | Foss Manufacturing Company LLC | 100 | Non-regulated | Dropped - Plant is identified as onsite because it is a net buyer of electricity in 2021
Hampton Facility | 10108_G_GEN3 | 10108 | G | GEN3 |  | Combustion Turbine |  |  | New Hampshire |  | Rockingham |  |  | 0.7 |  | 1980 | [33 empty] | Foss Manufacturing Company LLC | 100 | Foss Manufacturing Company LLC | 100 | Non-regulated | Dropped - Plant is identified as onsite because it is a net buyer of electricity in 2021
Hampton Facility | 10108_G_GEN4 | 10108 | G | GEN4 |  | Combustion Turbine |  |  | New Hampshire |  | Rockingham |  |  | 0.7 |  | 1981 | [33 empty] | Foss Manufacturing Company LLC | 100 | Foss Manufacturing Company LLC | 100 | Non-regulated | Dropped - Plant is identified as onsite because it is a net buyer of electricity in 2021
Hampton Facility | 10108_G_GEN5 | 10108 | G | GEN5 |  | Combustion Turbine |  |  | New Hampshire |  | Rockingham |  |  | 0.7 |  | 1984 | [33 empty] | Foss Manufacturing Company LLC | 100 | Foss Manufacturing Company LLC | 100 | Non-regulated | Dropped - Plant is identified as onsite because it is a net buyer of electricity in 2021
Marina Landfill Gas | 10748_G_U3J16 | 10748 | G | U3J16 |  | Landfill Gas |  |  | California |  | Monterey |  |  | 0.9 |  | 2017 | 2017 | [32 empty] | Monterey Regional Waste Mgmt | 100 | Monterey Regional Waste Mgmt | 100 | Non-regulated | Dropped - Retired/Planned Retirement by 06/2028
West Point (PA) | 52149_G_GEN6 | 52149 | G | GEN6 |  | Combustion Turbine |  |  | Pennsylvania |  | Montgomery |  |  | 1.2 |  | 1993 | [33 empty] | Merck & Co Inc-West Point | 100 | Merck & Co Inc-West Point | 100 | Non-regulated | Dropped - Plant is identified as onsite because it is a net buyer of electricity in 2021
Two Pine Landfill Gas Recovery | 56523_G_GEN6 | 56523 | G | GEN6 |  | Landfill Gas |  |  | Arkansas |  | Pulaski |  |  | 0.8 |  | 2006 | 2017 | [32 empty] | WM Renewable Energy LLC | 100 | WM Renewable Energy LLC | 100 | Non-regulated | Dropped - Retired/Planned Retirement by 06/2028
City of Tulare Water Facility | 59395_G_DFC30 | 59395 | G | DFC30 |  | Fuel Cell |  |  | California |  | Tulare |  |  | 1.1 |  | 2007 | [33 empty] | City of Tulare Water Pollution Control | 100 | City of Tulare Water Pollution Control | 100 | Non-regulated | Dropped - Plant is identified as onsite because it is a net buyer of electricity in 2021
L V Sutton Steam | 2713_G_GTA | 2713 | G | GTA |  | Combustion Turbine |  |  | North Carolina |  | New Hanover |  |  | 23 |  | 1969 | 2017 | [32 empty] | Duke Energy Progress - (NC) | 100 | Duke Energy Progress - (NC) | 100 | Regulated | Dropped - Retired/Planned Retirement by 06/2028
L V Sutton Steam | 2713_G_GTB | 2713 | G | GTB |  | Combustion Turbine |  |  | North Carolina |  | New Hanover |  |  | 25 |  | 1969 | 2017 | [32 empty] | Duke Energy Progress - (NC) | 100 | Duke Energy Progress - (NC) | 100 | Regulated | Dropped - Retired/Planned Retirement by 06/2028
Noorvik | 6330_G_2A | 6330 | G | 2A |  | Combustion Turbine |  |  | Alaska |  | Northwest Arctic |  |  | 0.4 |  | 1999 | [33 empty] | Alaska Village Elec Coop, Inc | 100 | Alaska Village Elec Coop, Inc | 100 | Regulated | Dropped - in Alaska or in Hawaii or Puerto Rico
Kankakee Gas Recovery | 54659_G_GEN1 | 54659 | G | GEN1 |  | Landfill Gas |  |  | Illinois |  | Kankakee |  |  | 0.8 |  | 1992 | 2017 | [32 empty] | WM Illinois Renewable Energy LLC | 100 | WM Illinois Renewable Energy LLC | 100 | Non-regulated | Dropped - Retired/Planned Retirement by 06/2028
Kankakee Gas Recovery | 54659_G_GEN2 | 54659 | G | GEN2 |  | Landfill Gas |  |  | Illinois |  | Kankakee |  |  | 0.8 |  | 1992 | 2017 | [32 empty] | WM Illinois Renewable Energy LLC | 100 | WM Illinois Renewable Energy LLC | 100 | Non-regulated | Dropped - Retired/Planned Retirement by 06/2028
Dubuque | 1046_G_3 | 1046 | G | 3 |  | O/G Steam |  |  | Iowa |  | Dubuque |  |  | 31.8 |  | 1952 | 2017 | [32 empty] | Interstate Power and Light Co | 100 | Interstate Power and Light Co | 100 | Regulated | Dropped - Retired/Planned Retirement by 06/2028 | PB1: 1; PB2: 5; PB3: 6
Dubuque | 1046_G_4 | 1046 | G | 4 |  | O/G Steam |  |  | Iowa |  | Dubuque |  |  | 38 |  | 1959 | 2017 | [32 empty] | Interstate Power and Light Co | 100 | Interstate Power and Light Co | 100 | Regulated | Dropped - Retired/Planned Retirement by 06/2028 | bar: PB1
Dubuque | 1046_G_IC1 | 1046 | G | IC1 |  | Combustion Turbine |  |  | Iowa |  | Dubuque |  |  | 2 |  | 1966 | 2017 | [32 empty] | Interstate Power and Light Co | 100 | Interstate Power and Light Co | 100 | Regulated | Dropped - Retired/Planned Retirement by 06/2028
Dubuque | 1046_G_IC2 | 1046 | G | IC2 |  | Combustion Turbine |  |  | Iowa |  | Dubuque |  |  | 1.4 |  | 1966 | 2017 | [32 empty] | Interstate Power and Light Co | 100 | Interstate Power and Light Co | 100 | Regulated | Dropped - Retired/Planned Retirement by 06/2028
Sutherland | 1077_G_1 | 1077 | G | 1 |  | O/G Steam |  |  | Iowa |  | Marshall |  |  | 22 |  | 1955 | 2017 | [32 empty] | Interstate Power and Light Co | 100 | Interstate Power and Light Co | 100 | Regulated | Dropped - Retired/Planned Retirement by 06/2028 | bar: PB1
Sutherland | 1077_G_3 | 1077 | G | 3 |  | O/G Steam |  |  | Iowa |  | Marshall |  |  | 80.8 |  | 1961 | 2017 | [32 empty] | Interstate Power and Light Co | 100 | Interstate Power and Light Co | 100 | Regulated | Dropped - Retired/Planned Retirement by 06/2028 | PB1: 3
Sterlington | 1404_G_7C | 1404 | G | 7C |  | Combined Cycle |  |  | Louisiana |  | Ouachita |  |  | 47.6 |  | 1974 | 2017 | [32 empty] | Entergy Louisiana LLC | 100 | Entergy Louisiana LLC | 100 | Regulated | Dropped - Retired/Planned Retirement by 06/2028 | PB1: 7AB
Brayton Point | 1619_G_1 | 1619 | G | 1 |  | Coal Steam |  |  | Massachusetts |  | Bristol |  |  | 225.2 |  | 1963 | 2017 | [32 empty] | Brayton Point Energy LLC | 100 | Brayton Point Energy LLC | 100 | Non-regulated | Dropped - Retired/Planned Retirement by 06/2028
Brayton Point | 1619_G_2 | 1619 | G | 2 |  | Coal Steam |  |  | Massachusetts |  | Bristol |  |  | 237.8 |  | 1964 | 2017 | [32 empty] | Brayton Point Energy LLC | 100 | Brayton Point Energy LLC | 100 | Non-regulated | Dropped - Retired/Planned Retirement by 06/2028
Brayton Point | 1619_G_3 | 1619 | G | 3 |  | Coal Steam |  |  | Massachusetts |  | Bristol |  |  | 575 |  | 1969 | 2017 | [32 empty] | Brayton Point Energy LLC | 100 | Brayton Point Energy LLC | 100 | Non-regulated | Dropped - Retired/Planned Retirement by 06/2028
Brayton Point | 1619_G_4 | 1619 | G | 4 |  | O/G Steam |  |  | Massachusetts |  | Bristol |  |  | 435 |  | 1974 | 2017 | [32 empty] | Brayton Point Energy LLC | 100 | Brayton Point Energy LLC | 100 | Non-regulated | Dropped - Retired/Planned Retirement by 06/2028
James De Young | 1830_G_4 | 1830 | G | 4 |  | Coal Steam |  |  | Michigan |  | Ottawa |  |  | 20.5 |  | 1962 | 2017 | [32 empty] | City of Holland | 100 | City of Holland | 100 | Regulated | Dropped - Retired/Planned Retirement by 06/2028 | PB1: 4
James De Young | 1830_G_5 | 1830 | G | 5 |  | Coal Steam |  |  | Michigan |  | Ottawa |  |  | 27 |  | 1969 | 2017 | [32 empty] | City of Holland | 100 | City of Holland | 100 | Regulated | Dropped - Retired/Planned Retirement by 06/2028 | PB1: 5
Vestaburg | 1881_G_6 | 1881 | G | 6 |  | Combustion Turbine |  |  | Michigan |  | Montcalm |  |  | 3 |  | 1959 | 2017 | [32 empty] | Wolverine Power Supply Coop | 100 | Wolverine Power Supply Coop | 100 | Regulated | Dropped - Retired/Planned Retirement by 06/2028
Vestaburg | 1881_G_7 | 1881 | G | 7 |  | Combustion Turbine |  |  | Michigan |  | Montcalm |  |  | 3 |  | 1960 | 2017 | [32 empty] | Wolverine Power Supply Coop | 100 | Wolverine Power Supply Coop | 100 | Regulated | Dropped - Retired/Planned Retirement by 06/2028
Sibley | 2094_G_1 | 2094 | G | 1 |  | Coal Steam |  |  | Missouri |  | Jackson |  |  | 42.2 |  | 1960 | 2017 | [32 empty] | Evergy Missouri West | 100 | Evergy Missouri West | 100 | Regulated | Dropped - Retired/Planned Retirement by 06/2028 | bar: PB1
PSEG Hudson Generating Station | 2403_G_2 | 2403 | G | 2 |  | O/G Steam |  |  | New Jersey |  | Hudson |  |  | 620 |  | 1968 | 2017 | [32 empty] | PSEG Fossil LLC | 100 | PSEG Fossil LLC | 100 | Non-regulated | Dropped - Retired/Planned Retirement by 06/2028 | PB1: 2
PSEG Mercer Generating Station | 2408_G_1 | 2408 | G | 1 |  | Coal Steam |  |  | New Jersey |  | Mercer |  |  | 316 |  | 1960 | 2017 | [32 empty] | PSEG Fossil LLC | 100 | PSEG Fossil LLC | 100 | Non-regulated | Dropped - Retired/Planned Retirement by 06/2028 | bar: PB1
PSEG Mercer Generating Station | 2408_G_2 | 2408 | G | 2 |  | Coal Steam |  |  | New Jersey |  | Mercer |  |  | 316 |  | 1961 | 2017 | [32 empty] | PSEG Fossil LLC | 100 | PSEG Fossil LLC | 100 | Non-regulated | Dropped - Retired/Planned Retirement by 06/2028 | PB1: 2
Darlington County | 3250_G_9 | 3250 | G | 9 |  | Combustion Turbine |  |  | South Carolina |  | Darlington |  |  | 50 |  | 1974 | 2017 | [32 empty] | Duke Energy Progress - (NC) | 100 | Duke Energy Progress - (NC) | 100 | Regulated | Dropped - Retired/Planned Retirement by 06/2028
Bunge Oil | 52034_G_1 | 52034 | G | 1 |  | Combustion Turbine |  |  | Illinois |  | Kankakee |  |  | 2.8 |  | 1990 | 2017 | [32 empty] | CSL Behring LLC | 100 | CSL Behring LLC | 100 | Non-regulated | Dropped - Retired/Planned Retirement by 06/2028
EXC Wind 1 | 56557_G_1 | 56557 | G | 1 |  | Onshore Wind |  |  | Texas |  | Hansford |  |  | 10 |  | 2006 | 2017 | [32 empty] | Exelon Wind 1, LLC | 100 | Exelon Wind 1, LLC | 100 | Non-regulated | Dropped - Retired/Planned Retirement by 06/2028
EXC Wind 2 | 56558_G_JDW2 | 56558 | G | JDW2 |  | Onshore Wind |  |  | Texas |  | Hansford |  |  | 10 |  | 2006 | 2017 | [32 empty] | Exelon Wind 2, LLC | 100 | Exelon Wind 2, LLC | 100 | Non-regulated | Dropped - Retired/Planned Retirement by 06/2028
EXC Wind 3 | 56559_G_JDW3 | 56559 | G | JDW3 |  | Onshore Wind |  |  | Texas |  | Hansford |  |  | 10 |  | 2006 | 2017 | [32 empty] | Exelon Wind 3, LLC | 100 | Exelon Wind 3, LLC | 100 | Non-regulated | Dropped - Retired/Planned Retirement by 06/2028
Town of Falmouth WWTP | 57654_G_WIND1 | 57654 | G | WIND1 |  | Onshore Wind |  |  | Massachusetts |  | Barnstable |  |  | 0.8 |  | 2010 | 2017 | [32 empty] | Town of Falmouth | 100 | Town of Falmouth | 100 | Non-regulated | Dropped - Retired/Planned Retirement by 06/2028
Town of Falmouth WWTP | 57654_G_WIND2 | 57654 | G | WIND2 |  | Onshore Wind |  |  | Massachusetts |  | Barnstable |  |  | 0.8 |  | 2012 | 2017 | [32 empty] | Town of Falmouth | 100 | Town of Falmouth | 100 | Non-regulated | Dropped - Retired/Planned Retirement by 06/2028
McKee Run | 599_G_1 | 599 | G | 1 |  | O/G Steam |  |  | Delaware |  | Kent |  |  | 17.1 |  | 1962 | 2017 | [32 empty] | City of Dover - (DE) | 100 | City of Dover - (DE) | 100 | Non-regulated | Dropped - Retired/Planned Retirement by 06/2028 | bar: PB1
McKee Run | 599_G_2 | 599 | G | 2 |  | O/G Steam |  |  | Delaware |  | Kent |  |  | 17.4 |  | 1962 | 2017 | [32 empty] | City of Dover - (DE) | 100 | City of Dover - (DE) | 100 | Non-regulated | Dropped - Retired/Planned Retirement by 06/2028 | PB1: 2
Arvah B Hopkins | 688_G_GT1 | 688 | G | GT1 |  | Combustion Turbine |  |  | Florida |  | Leon |  |  | 12 |  | 1970 | 2017 | [32 empty] | City of Tallahassee - (FL) | 100 | City of Tallahassee - (FL) | 100 | Regulated | Dropped - Retired/Planned Retirement by 06/2028
Arvah B Hopkins | 688_G_GT2 | 688 | G | GT2 |  | Combustion Turbine |  |  | Florida |  | Leon |  |  | 24 |  | 1972 | 2017 | [32 empty] | City of Tallahassee - (FL) | 100 | City of Tallahassee - (FL) | 100 | Regulated | Dropped - Retired/Planned Retirement by 06/2028
Lincoln | 1300_G_6 | 1300 | G | 6 |  | Combustion Turbine |  |  | Kansas |  | Lincoln |  |  | 2.2 |  | 1979 | 2017 | [32 empty] | City of Lincoln Center - (KS) | 100 | City of Lincoln Center - (KS) | 100 | Regulated | Dropped - Retired/Planned Retirement by 06/2028
Blooming Prairie | 1966_G_1 | 1966 | G | 1 |  | Combustion Turbine |  |  | Minnesota |  | Steele |  |  | 0.3 |  | 1937 | 2017 | [32 empty] | City of Blooming Prairie - (MN) | 100 | City of Blooming Prairie - (MN) | 100 | Regulated | Dropped - Retired/Planned Retirement by 06/2028
Blooming Prairie | 1966_G_2 | 1966 | G | 2 |  | Combustion Turbine |  |  | Minnesota |  | Steele |  |  | 0.7 |  | 1947 | 2017 | [32 empty] | City of Blooming Prairie - (MN) | 100 | City of Blooming Prairie - (MN) | 100 | Regulated | Dropped - Retired/Planned Retirement by 06/2028
Wasatch Energy Systems Energy Recovery | 55302_G_1 | 55302 | G | 1 |  | Municipal Solid Waste |  |  | Utah |  | Davis |  |  | 1.6 |  | 1986 | 2017 | [32 empty] | Wasatch Integrated Waste Management | 100 | Wasatch Integrated Waste Management | 100 | Non-regulated | Dropped - Retired/Planned Retirement by 06/2028
Kimball Wind | 56106_G_1 | 56106 | G | 1 |  | Onshore Wind |  |  | Nebraska |  | Kimball |  |  | 10.5 |  | 2002 | 2017 | [32 empty] | Kimball Wind, LLC | 100 | Kimball Wind, LLC | 100 | Non-regulated | Dropped - Retired/Planned Retirement by 06/2028
Seven Mile Creek LFG | 56149_G_1 | 56149 | G | 1 |  | Landfill Gas |  |  | Wisconsin |  | Eau Claire |  |  | 0.8 |  | 2004 | 2017 | [32 empty] | Dairyland Power Coop | 100 | Dairyland Power Coop | 100 | Regulated | Dropped - Retired/Planned Retirement by 06/2028
Seven Mile Creek LFG | 56149_G_2 | 56149 | G | 2 |  | Landfill Gas |  |  | Wisconsin |  | Eau Claire |  |  | 0.8 |  | 2004 | 2017 | [32 empty] | Dairyland Power Coop | 100 | Dairyland Power Coop | 100 | Regulated | Dropped - Retired/Planned Retirement by 06/2028
Seven Mile Creek LFG | 56149_G_3 | 56149 | G | 3 |  | Landfill Gas |  |  | Wisconsin |  | Eau Claire |  |  | 0.8 |  | 2004 | 2017 | [32 empty] | Dairyland Power Coop | 100 | Dairyland Power Coop | 100 | Regulated | Dropped - Retired/Planned Retirement by 06/2028
Seven Mile Creek LFG | 56149_G_4 | 56149 | G | 4 |  | Landfill Gas |  |  | Wisconsin |  | Eau Claire |  |  | 1 |  | 2008 | 2017 | [32 empty] | Dairyland Power Coop | 100 | Dairyland Power Coop | 100 | Regulated | Dropped - Retired/Planned Retirement by 06/2028
Encina | 302_G_ST1 | 302 | G | ST1 |  | O/G Steam |  |  | California |  | San Diego |  |  | 106 |  | 1954 | 2017 | [32 empty] | NRG Cabrillo Power Ops Inc | 100 | NRG Cabrillo Power Ops Inc | 100 | Non-regulated | Dropped - Retired/Planned Retirement by 06/2028
Grand Valley Project Power Plant | 473_G_2 | 473 | G | 2 |  | Hydro |  |  | Colorado |  | Mesa |  |  | 1.6 |  | 1932 | 2017 | [32 empty] | Orchard Mesa Irrigation District | 100 | Orchard Mesa Irrigation District | 100 | Regulated | Dropped - Retired/Planned Retirement by 06/2028
Paradise | 1378_G_1 | 1378 | G | 1 |  | Coal Steam |  |  | Kentucky |  | Muhlenberg |  |  | 628 |  | 1963 | 2017 | [32 empty] | Tennessee Valley Authority | 100 | Tennessee Valley Authority | 100 | Regulated | Dropped - Retired/Planned Retirement by 06/2028 | bar: PB1
Paradise | 1378_G_2 | 1378 | G | 2 |  | Coal Steam |  |  | Kentucky |  | Muhlenberg |  |  | 602 |  | 1963 | 2017 | [32 empty] | Tennessee Valley Authority | 100 | Tennessee Valley Authority | 100 | Regulated | Dropped - Retired/Planned Retirement by 06/2028 | PB1: 2
Louis Doc Bonin | 1443_G_1 | 1443 | G | 1 |  | O/G Steam |  |  | Louisiana |  | Lafayette |  |  | 40 |  | 1965 | 2017 | [32 empty] | Lafayette Utilities System | 100 | Lafayette Utilities System | 100 | Regulated | Dropped - Retired/Planned Retirement by 06/2028 | bar: PB1
Louis Doc Bonin | 1443_G_2 | 1443 | G | 2 |  | O/G Steam |  |  | Louisiana |  | Lafayette |  |  | 70 |  | 1970 | 2017 | [32 empty] | Lafayette Utilities System | 100 | Lafayette Utilities System | 100 | Regulated | Dropped - Retired/Planned Retirement by 06/2028 | PB1: 2
Louis Doc Bonin | 1443_G_3 | 1443 | G | 3 |  | O/G Steam |  |  | Louisiana |  | Lafayette |  |  | 146 |  | 1977 | 2017 | [32 empty] | Lafayette Utilities System | 100 | Lafayette Utilities System | 100 | Regulated | Dropped - Retired/Planned Retirement by 06/2028 | PB1: 3
McKinley Paper Co. - Washington Mill | 58352_G_G-11 | 58352 | G | G-11 |  | Biomass |  |  | Washington |  | Clallam |  |  | 12.6 |  | 2013 | 2017 | [32 empty] | McKinley Paper Co. - Washington Mill | 100 | McKinley Paper Co. - Washington Mill | 100 | Non-regulated | Dropped - Retired/Planned Retirement by 06/2028
Rantoul | 958_G_7 | 958 | G | 7 |  | Combustion Turbine |  |  | Illinois |  | Champaign |  |  | 4.7 |  | 1967 | 2017 | [32 empty] | Village of Rantoul - (IL) | 100 | Village of Rantoul - (IL) | 100 | Regulated | Dropped - Retired/Planned Retirement by 06/2028
Rantoul | 958_G_8 | 958 | G | 8 |  | Combustion Turbine |  |  | Illinois |  | Champaign |  |  | 3 |  | 1964 | 2017 | [32 empty] | Village of Rantoul - (IL) | 100 | Village of Rantoul - (IL) | 100 | Regulated | Dropped - Retired/Planned Retirement by 06/2028
Fairbury | 2236_G_1 | 2236 | G | 1 |  | O/G Steam |  |  | Nebraska |  | Jefferson |  |  | 3.8 |  | 1948 | 2017 | [32 empty] | City of Fairbury | 100 | City of Fairbury | 100 | Regulated | Dropped - Retired/Planned Retirement by 06/2028
Fairbury | 2236_G_2 | 2236 | G | 2 |  | O/G Steam |  |  | Nebraska |  | Jefferson |  |  | 2.5 |  | 1938 | 2017 | [32 empty] | City of Fairbury | 100 | City of Fairbury | 100 | Regulated | Dropped - Retired/Planned Retirement by 06/2028
Fairbury | 2236_G_4 | 2236 | G | 4 |  | O/G Steam |  |  | Nebraska |  | Jefferson |  |  | 12.5 |  | 1965 | 2017 | [32 empty] | City of Fairbury | 100 | City of Fairbury | 100 | Regulated | Dropped - Retired/Planned Retirement by 06/2028
Reid Gardner | 2324_G_4 | 2324 | G | 4 |  | Coal Steam |  |  | Nevada |  | Clark |  |  | 257 |  | 1983 | 2017 | [32 empty] | Nevada Power Co | 100 | Nevada Power Co | 100 | Regulated | Dropped - Retired/Planned Retirement by 06/2028 | PB1: 4
Ravenswood | 2500_G_GT7 | 2500 | G | GT7 |  | Combustion Turbine |  |  | New York |  | Queens |  |  | 22 |  | 1969 | 2017 | [32 empty] | Ravenswood Operations LLC | 100 | Ravenswood Operations LLC | 100 | Non-regulated | Dropped - Retired/Planned Retirement by 06/2028
L V Sutton Steam | 2713_G_GT1 | 2713 | G | GT1 |  | Combustion Turbine |  |  | North Carolina |  | New Hanover |  |  | 11 |  | 1968 | 2017 | [32 empty] | Duke Energy Progress - (NC) | 100 | Duke Energy Progress - (NC) | 100 | Regulated | Dropped - Retired/Planned Retirement by 06/2028
Stanton | 2824_G_1 | 2824 | G | 1 |  | Coal Steam |  |  | North Dakota |  | Mercer |  |  | 187.2 |  | 1967 | 2017 | [32 empty] | Great River Energy | 100 | Great River Energy | 100 | Regulated | Dropped - Retired/Planned Retirement by 06/2028 | PB1: 1; PB2: 10
Stanton | 2824_G_2 | 2824 | G | 2 |  | Combustion Turbine |  |  | North Dakota |  | Mercer |  |  | 1 |  | 1986 | 2017 | [32 empty] | Great River Energy | 100 | Great River Energy | 100 | Regulated | Dropped - Retired/Planned Retirement by 06/2028
Horseshoe Lake | 2951_G_GT7 | 2951 | G | GT7 |  | Combustion Turbine |  |  | Oklahoma |  | Oklahoma |  |  | 27 |  | 1963 | 2017 | [32 empty] | Oklahoma Gas & Electric Co | 100 | Oklahoma Gas & Electric Co | 100 | Regulated | Dropped - Retired/Planned Retirement by 06/2028
Juneau | 8050_G_31 | 8050 | G | 31 |  | Combustion Turbine |  |  | Wisconsin |  | Juneau |  |  | 12.6 |  | 2003 | 2017 | [32 empty] | Wisconsin River Power Company | 100 | Wisconsin River Power Company | 100 | Regulated | Dropped - Retired/Planned Retirement by 06/2028
Jesup Plant | 10560_G_GEN3 | 10560 | G | GEN3 |  | Non-Fossil Waste |  |  | Georgia |  | Wayne |  |  | 7 |  | 1957 | [33 empty] | Rayonier Advanced Materials | 100 | Rayonier Advanced Materials | 100 | Non-regulated | Dropped - Plant is identified as onsite because it is a net buyer of electricity in 2021 | PACKB | POWB | POWB2 | POWB3 | POWB4 | POWB5 | RB5
Georgia-Pacific Brewton Mill | 54789_G_1TG | 54789 | G | 1TG |  | Non-Fossil Waste |  |  | Alabama |  | Escambia |  |  | 12.5 |  | 1957 | [33 empty] | Georgia-Pacific Brewton LLC | 100 | Georgia-Pacific Brewton LLC | 100 | Non-regulated | Dropped - Plant is identified as onsite because it is a net buyer of electricity in 2021 | 1PB | 1RB | 2PB | 2RB | 3PB | 3RB
Clear Lake Cogeneration Ltd | 10741_G_G102 | 10741 | G | G102 |  | Combined Cycle |  |  | Texas |  | Harris |  |  | 100 |  | 1985 | 2017 | [32 empty] | Clear Lake Cogeneration LP | 100 | Clear Lake Cogeneration LP | 100 | Non-regulated | Dropped - Retired/Planned Retirement by 06/2028
Clear Lake Cogeneration Ltd | 10741_G_G103 | 10741 | G | G103 |  | Combined Cycle |  |  | Texas |  | Harris |  |  | 100 |  | 1985 | 2017 | [32 empty] | Clear Lake Cogeneration LP | 100 | Clear Lake Cogeneration LP | 100 | Non-regulated | Dropped - Retired/Planned Retirement by 06/2028
Clear Lake Cogeneration Ltd | 10741_G_G104 | 10741 | G | G104 |  | Combined Cycle |  |  | Texas |  | Harris |  |  | 100 |  | 1985 | 2017 | [32 empty] | Clear Lake Cogeneration LP | 100 | Clear Lake Cogeneration LP | 100 | Non-regulated | Dropped - Retired/Planned Retirement by 06/2028
Clear Lake Cogeneration Ltd | 10741_G_S101 | 10741 | G | S101 |  | Combined Cycle |  |  | Texas |  | Harris |  |  | 50.3 |  | 1985 | 2017 | [32 empty] | Clear Lake Cogeneration LP | 100 | Clear Lake Cogeneration LP | 100 | Non-regulated | Dropped - Retired/Planned Retirement by 06/2028
Clear Lake Cogeneration Ltd | 10741_G_S102 | 10741 | G | S102 |  | Combined Cycle |  |  | Texas |  | Harris |  |  | 12.1 |  | 1985 | 2017 | [32 empty] | Clear Lake Cogeneration LP | 100 | Clear Lake Cogeneration LP | 100 | Non-regulated | Dropped - Retired/Planned Retirement by 06/2028
Roanoke Valley Energy Facility I | 54035_G_GEN1 | 54035 | G | GEN1 |  | Coal Steam |  |  | North Carolina |  | Halifax |  |  | 165 |  | 1994 | 2017 | [32 empty] | Westmoreland Partners | 100 | Westmoreland Partners | 100 | Non-regulated | Dropped - Retired/Planned Retirement by 06/2028
Roanoke Valley Energy Facility II | 54755_G_GEN2 | 54755 | G | GEN2 |  | Coal Steam |  |  | North Carolina |  | Halifax |  |  | 44 |  | 1995 | 2017 | [32 empty] | Westmoreland Partners | 100 | Westmoreland Partners | 100 | Non-regulated | Dropped - Retired/Planned Retirement by 06/2028
Thiele Kaolin Sandersville | 54841_G_G1 | 54841 | G | G1 |  | Combustion Turbine |  |  | Georgia |  | Washington |  |  | 1.1 |  | 1991 | 2017 | [32 empty] | Thiele Kaolin Co | 100 | Thiele Kaolin Co | 100 | Non-regulated | Dropped - Retired/Planned Retirement by 06/2028
Thiele Kaolin Sandersville | 54841_G_G2 | 54841 | G | G2 |  | Combustion Turbine |  |  | Georgia |  | Washington |  |  | 1.1 |  | 1991 | 2017 | [32 empty] | Thiele Kaolin Co | 100 | Thiele Kaolin Co | 100 | Non-regulated | Dropped - Retired/Planned Retirement by 06/2028
Thiele Kaolin Reedy Creek | 54849_G_G1 | 54849 | G | G1 |  | Combustion Turbine |  |  | Georgia |  | Glascock |  |  | 1.1 |  | 1993 | 2017 | [32 empty] | Thiele Kaolin Co | 100 | Thiele Kaolin Co | 100 | Non-regulated | Dropped - Retired/Planned Retirement by 06/2028
Thiele Kaolin Reedy Creek | 54849_G_G2 | 54849 | G | G2 |  | Combustion Turbine |  |  | Georgia |  | Glascock |  |  | 1.1 |  | 1993 | 2017 | [32 empty] | Thiele Kaolin Co | 100 | Thiele Kaolin Co | 100 | Non-regulated | Dropped - Retired/Planned Retirement by 06/2028
Tri Center Naniwa Energy | 55494_G_CT3 | 55494 | G | CT3 |  | Combustion Turbine |  |  | Nevada |  | Storey |  |  | 50 |  | 2001 | 2017 | [32 empty] | Naniwa Energy LLC | 100 | Naniwa Energy LLC | 100 | Non-regulated | Dropped - Retired/Planned Retirement by 06/2028
Tri Center Naniwa Energy | 55494_G_CT4 | 55494 | G | CT4 |  | Combustion Turbine |  |  | Nevada |  | Storey |  |  | 50 |  | 2001 | 2017 | [32 empty] | Naniwa Energy LLC | 100 | Naniwa Energy LLC | 100 | Non-regulated | Dropped - Retired/Planned Retirement by 06/2028
Tri Center Naniwa Energy | 55494_G_CT5 | 55494 | G | CT5 |  | Combustion Turbine |  |  | Nevada |  | Storey |  |  | 50 |  | 2001 | 2017 | [32 empty] | Naniwa Energy LLC | 100 | Naniwa Energy LLC | 100 | Non-regulated | Dropped - Retired/Planned Retirement by 06/2028
Tri Center Naniwa Energy | 55494_G_CT6 | 55494 | G | CT6 |  | Combustion Turbine |  |  | Nevada |  | Storey |  |  | 50 |  | 2001 | 2017 | [32 empty] | Naniwa Energy LLC | 100 | Naniwa Energy LLC | 100 | Non-regulated | Dropped - Retired/Planned Retirement by 06/2028
SJ/SC WPCP | 56080_G_E2 | 56080 | G | E2 |  | Non-Fossil Waste |  |  | California |  | Santa Clara |  |  | 0.8 |  | 1953 | [33 empty] | San Jose/Santa Clara Water P C | 100 | San Jose/Santa Clara Water P C | 100 | Non-regulated | Dropped - Plant is identified as onsite because it is a net buyer of electricity in 2021
SJ/SC WPCP | 56080_G_E5 | 56080 | G | E5 |  | Non-Fossil Waste |  |  | California |  | Santa Clara |  |  | 1.8 |  | 1963 | [33 empty] | San Jose/Santa Clara Water P C | 100 | San Jose/Santa Clara Water P C | 100 | Non-regulated | Dropped - Plant is identified as onsite because it is a net buyer of electricity in 2021
Frey Farm Landfill | 56510_G_GEN1 | 56510 | G | GEN1 | NA | Landfill Gas |  |  | Pennsylvania |  | Lancaster |  |  | 1.6 |  | 2006 | [33 empty] | NextEra Renewable Fuels, LLC | 100 | NextEra Renewable Fuels, LLC | 100 | Non-regulated | Dropped - Lack of model plants
Pittsburg Power | 271_G_5 | 271 | G | 5 |  | O/G Steam |  |  | California |  | Contra Costa |  |  | 312 |  | 1960 | 2017 | [32 empty] | NRG Delta LLC | 100 | NRG Delta LLC | 100 | Non-regulated | Dropped - Retired/Planned Retirement by 06/2028
Pittsburg Power | 271_G_6 | 271 | G | 6 |  | O/G Steam |  |  | California |  | Contra Costa |  |  | 317 |  | 1961 | 2017 | [32 empty] | NRG Delta LLC | 100 | NRG Delta LLC | 100 | Non-regulated | Dropped - Retired/Planned Retirement by 06/2028
Pittsburg Power | 271_G_7 | 271 | G | 7 |  | O/G Steam |  |  | California |  | Contra Costa |  |  | 682 |  | 1972 | 2017 | [32 empty] | NRG Delta LLC | 100 | NRG Delta LLC | 100 | Non-regulated | Dropped - Retired/Planned Retirement by 06/2028
Trinidad (CO) | 511_G_1 | 511 | G | 1 |  | Coal Steam |  |  | Colorado |  | Las Animas |  |  | 3.8 |  | 1950 | 2017 | [32 empty] | City of Trinidad - (CO) | 100 | City of Trinidad - (CO) | 100 | Regulated | Dropped - Retired/Planned Retirement by 06/2028
R S Nelson | 1393_G_3 | 1393 | G | 3 |  | O/G Steam |  |  | Louisiana |  | Calcasieu |  |  | 146 |  | 1960 | 2017 | [32 empty] | Entergy Louisiana LLC | 100 | Entergy Louisiana LLC | 100 | Regulated | Dropped - Retired/Planned Retirement by 06/2028 | PB1: 3
Truman | 2015_G_1 | 2015 | G | 1 |  | Combustion Turbine |  |  | Minnesota |  | Martin |  |  | 0.2 |  | 1938 | 2017 | [32 empty] | City of Truman | 100 | City of Truman | 100 | Regulated | Dropped - Retired/Planned Retirement by 06/2028
Truman | 2015_G_2 | 2015 | G | 2 |  | Combustion Turbine |  |  | Minnesota |  | Martin |  |  | 0.2 |  | 1938 | 2017 | [32 empty] | City of Truman | 100 | City of Truman | 100 | Regulated | Dropped - Retired/Planned Retirement by 06/2028
Truman | 2015_G_4 | 2015 | G | 4 |  | Combustion Turbine |  |  | Minnesota |  | Martin |  |  | 0.7 |  | 1954 | 2017 | [32 empty] | City of Truman | 100 | City of Truman | 100 | Regulated | Dropped - Retired/Planned Retirement by 06/2028
Truman | 2015_G_5 | 2015 | G | 5 |  | Combustion Turbine |  |  | Minnesota |  | Martin |  |  | 0.8 |  | 1961 | 2017 | [32 empty] | City of Truman | 100 | City of Truman | 100 | Regulated | Dropped - Retired/Planned Retirement by 06/2028
Block Island | 6567_G_26 | 6567 | G | 26 |  | Combustion Turbine |  |  | Rhode Island |  | Washington |  |  | 1.8 |  | 2012 | 2017 | [32 empty] | Block Island Utility District | 100 | Block Island Utility District | 100 | Regulated | Dropped - Retired/Planned Retirement by 06/2028
Bucksport Generation LLC | 50243_G_GEN2 | 50243 | G | GEN2 |  | Biomass |  |  | Maine |  | Hancock |  |  | 21 |  | 1965 | 2017 | [32 empty] | Bucksport Generation LLC | 100 | Bucksport Generation LLC | 100 | Non-regulated | Dropped - Retired/Planned Retirement by 06/2028 | 5 | 6 | 7 | 8 | 9
Pure Hedge LLC | 50736_G_GEN1 | 50736 | G | GEN1 |  | Tires |  |  | Connecticut |  | Windham |  |  | 26 |  | 1991 | 2017 | [32 empty] | ReEnergy Holdings LLC | 100 | ReEnergy Holdings LLC | 100 | Non-regulated | Dropped - Retired/Planned Retirement by 06/2028 | bar: PB1 to PB2
Viking Energy of Northumberland | 50771_G_GEN1 | 50771 | G | GEN1 |  | Biomass |  |  | Pennsylvania |  | Northumberland |  |  | 16.2 |  | 1988 | 2017 | [32 empty] | Viking Energy Corp | 100 | Viking Energy Corp | 100 | Non-regulated | Dropped - Retired/Planned Retirement by 06/2028
Toyon Power Station | 54327_G_TOY3 | 54327 | G | TOY3 |  | Landfill Gas |  |  | California |  | Los Angeles |  |  | 1.7 |  | 1986 | 2017 | [32 empty] | Toyon Landfill Gas Conversion, LLC | 100 | Toyon Landfill Gas Conversion, LLC | 100 | Non-regulated | Dropped - Retired/Planned Retirement by 06/2028
Toyon Power Station | 54327_G_TOY5 | 54327 | G | TOY5 |  | Landfill Gas |  |  | California |  | Los Angeles |  |  | 1.7 |  | 1986 | 2017 | [32 empty] | Toyon Landfill Gas Conversion, LLC | 100 | Toyon Landfill Gas Conversion, LLC | 100 | Non-regulated | Dropped - Retired/Planned Retirement by 06/2028
Freeport McMoRan | 54734_G_10 | 54734 | G | 10 |  | Combustion Turbine |  |  | New Mexico |  | Grant |  |  | 2.9 |  | 1971 | [33 empty] | Freeport McMoRan Inc | 100 | Freeport McMoRan Inc | 100 | Non-regulated | Dropped - Plant is identified as onsite because it is a net buyer of electricity in 2021
Freeport McMoRan | 54734_G_2 | 54734 | G | 2 |  | Combustion Turbine |  |  | New Mexico |  | Grant |  |  | 2.9 |  | 1967 | [33 empty] | Freeport McMoRan Inc | 100 | Freeport McMoRan Inc | 100 | Non-regulated | Dropped - Plant is identified as onsite because it is a net buyer of electricity in 2021
Freeport McMoRan | 54734_G_5 | 54734 | G | 5 |  | Combustion Turbine |  |  | New Mexico |  | Grant |  |  | 2.9 |  | 1967 | [33 empty] | Freeport McMoRan Inc | 100 | Freeport McMoRan Inc | 100 | Non-regulated | Dropped - Plant is identified as onsite because it is a net buyer of electricity in 2021
Freeport McMoRan | 54734_G_6 | 54734 | G | 6 |  | Combustion Turbine |  |  | New Mexico |  | Grant |  |  | 2.9 |  | 1967 | [33 empty] | Freeport McMoRan Inc | 100 | Freeport McMoRan Inc | 100 | Non-regulated | Dropped - Plant is identified as onsite because it is a net buyer of electricity in 2021
Freeport McMoRan | 54734_G_9 | 54734 | G | 9 |  | Combustion Turbine |  |  | New Mexico |  | Grant |  |  | 2.9 |  | 1971 | [33 empty] | Freeport McMoRan Inc | 100 | Freeport McMoRan Inc | 100 | Non-regulated | Dropped - Plant is identified as onsite because it is a net buyer of electricity in 2021
Lignetics of Maine, LLC. | 55034_G_0001 | 55034 | G | 0001 |  | Biomass |  |  | Maine |  | Franklin |  |  | 0.4 |  | 1980 | 2017 | [32 empty] | Lignetics of Maine, LLC. | 100 | Lignetics of Maine, LLC. | 100 | Non-regulated | Dropped - Retired/Planned Retirement by 06/2028
Lignetics of Maine, LLC. | 55034_G_0002 | 55034 | G | 0002 |  | Biomass |  |  | Maine |  | Franklin |  |  | 0.5 |  | 2004 | 2017 | [32 empty] | Lignetics of Maine, LLC. | 100 | Lignetics of Maine, LLC. | 100 | Non-regulated | Dropped - Retired/Planned Retirement by 06/2028
Des Plaines Gas Recovery | 56418_G_DP1 | 56418 | G | DP1 |  | Landfill Gas |  |  | Illinois |  | Cook |  |  | 1.8 |  | 2004 | 2017 | [32 empty] | Sexton Energy LLC | 100 | Sexton Energy LLC | 100 | Non-regulated | Dropped - Retired/Planned Retirement by 06/2028
Des Plaines Gas Recovery | 56418_G_DP2 | 56418 | G | DP2 |  | Landfill Gas |  |  | Illinois |  | Cook |  |  | 1.8 |  | 2004 | 2017 | [32 empty] | Sexton Energy LLC | 100 | Sexton Energy LLC | 100 | Non-regulated | Dropped - Retired/Planned Retirement by 06/2028
Moretown | 56891_G_GEN 1 | 56891 | G | GEN 1 |  | Landfill Gas |  |  | Vermont |  | Washington |  |  | 1.6 |  | 2008 | 2017 | [32 empty] | NextEra Renewable Fuels, LLC | 100 | NextEra Renewable Fuels, LLC | 100 | Non-regulated | Dropped - Retired/Planned Retirement by 06/2028
SABIC Innovative Plastics Mt. Vernon | 58063_G_1 | 58063 | G | 1 |  | Coal Steam |  |  | Indiana |  | Posey |  |  | 3 |  | 1996 | [33 empty] | SABIC IP Mt. Vernon, LLC | 100 | SABIC IP Mt. Vernon, LLC | 100 | Non-regulated | Dropped - Plant is identified as onsite because it is a net buyer of electricity in 2021
Hank Nikkels Plant 1 | 75_G_1 | 75 | G | 1 |  | Combustion Turbine |  |  | Alaska |  | Anchorage |  |  | 14 |  | 1962 | [33 empty] | Chugach Electric Assn Inc | 100 | Chugach Electric Assn Inc | 100 | Regulated | Dropped - in Alaska or in Hawaii or Puerto Rico
Hank Nikkels Plant 1 | 75_G_2 | 75 | G | 2 |  | Combustion Turbine |  |  | Alaska |  | Anchorage |  |  | 14 |  | 1962 | [33 empty] | Chugach Electric Assn Inc | 100 | Chugach Electric Assn Inc | 100 | Regulated | Dropped - in Alaska or in Hawaii or Puerto Rico
Dynegy Moss Landing Power Plant Hybrid | 260_G_6 | 260 | G | 6 |  | O/G Steam |  |  | California |  | Monterey |  |  | 754 |  | 1967 | 2016 | [32 empty] | Dynegy -Moss Landing LLC | 100 | Dynegy -Moss Landing LLC | 100 | Non-regulated | Dropped - Retired/Planned Retirement by 06/2028 | PB1: 6-1
Dynegy Moss Landing Power Plant Hybrid | 260_G_7 | 260 | G | 7 |  | O/G Steam |  |  | California |  | Monterey |  |  | 755 |  | 1968 | 2016 | [32 empty] | Dynegy -Moss Landing LLC | 100 | Dynegy -Moss Landing LLC | 100 | Non-regulated | Dropped - Retired/Planned Retirement by 06/2028 | PB1: 7-1
El Cajon | 301_G_ENCI | 301 | G | ENCI |  | Combustion Turbine |  |  | California |  | San Diego |  |  | 16 |  | 1968 | 2016 | [32 empty] | NRG Cabrillo Power Ops Inc | 100 | NRG Cabrillo Power Ops Inc | 100 | Non-regulated | Dropped - Retired/Planned Retirement by 06/2028
Miramar | 305_G_MRGT | 305 | G | MRGT |  | Combustion Turbine |  |  | California |  | San Diego |  |  | 36 |  | 1972 | 2016 | [32 empty] | NRG Cabrillo Power Ops Inc | 100 | NRG Cabrillo Power Ops Inc | 100 | Non-regulated | Dropped - Retired/Planned Retirement by 06/2028
Broadway (CA) | 420_G_B3 | 420 | G | B3 |  | O/G Steam |  |  | California |  | Los Angeles |  |  | 71 |  | 1965 | 2016 | [32 empty] | City of Pasadena - (CA) | 100 | City of Pasadena - (CA) | 100 | Regulated | Dropped - Retired/Planned Retirement by 06/2028 | bar: PB1
Martin Drake | 492_G_5 | 492 | G | 5 |  | Coal Steam |  |  | Colorado |  | El Paso |  |  | 46 |  | 1962 | 2016 | [32 empty] | City of Colorado Springs - (CO) | 100 | City of Colorado Springs - (CO) | 100 | Regulated | Dropped - Retired/Planned Retirement by 06/2028 | PB1: 5
Fort Myers | 612_G_11 | 612 | G | 11 |  | Combustion Turbine |  |  | Florida |  | Lee |  |  | 54 |  | 1974 | 2016 | [32 empty] | Florida Power & Light Co | 100 | Florida Power & Light Co | 100 | Regulated | Dropped - Retired/Planned Retirement by 06/2028
Fort Myers | 612_G_12 | 612 | G | 12 |  | Combustion Turbine |  |  | Florida |  | Lee |  |  | 54 |  | 1974 | 2016 | [32 empty] | Florida Power & Light Co | 100 | Florida Power & Light Co | 100 | Regulated | Dropped - Retired/Planned Retirement by 06/2028
Fort Myers | 612_G_3 | 612 | G | 3 |  | Combustion Turbine |  |  | Florida |  | Lee |  |  | 54 |  | 1974 | 2016 | [32 empty] | Florida Power & Light Co | 100 | Florida Power & Light Co | 100 | Regulated | Dropped - Retired/Planned Retirement by 06/2028
Fort Myers | 612_G_4 | 612 | G | 4 |  | Combustion Turbine |  |  | Florida |  | Lee |  |  | 54 |  | 1974 | 2016 | [32 empty] | Florida Power & Light Co | 100 | Florida Power & Light Co | 100 | Regulated | Dropped - Retired/Planned Retirement by 06/2028
Fort Myers | 612_G_5 | 612 | G | 5 |  | Combustion Turbine |  |  | Florida |  | Lee |  |  | 54 |  | 1974 | 2016 | [32 empty] | Florida Power & Light Co | 100 | Florida Power & Light Co | 100 | Regulated | Dropped - Retired/Planned Retirement by 06/2028
Fort Myers | 612_G_6 | 612 | G | 6 |  | Combustion Turbine |  |  | Florida |  | Lee |  |  | 54 |  | 1974 | 2016 | [32 empty] | Florida Power & Light Co | 100 | Florida Power & Light Co | 100 | Regulated | Dropped - Retired/Planned Retirement by 06/2028
Fort Myers | 612_G_7 | 612 | G | 7 |  | Combustion Turbine |  |  | Florida |  | Lee |  |  | 54 |  | 1974 | 2016 | [32 empty] | Florida Power & Light Co | 100 | Florida Power & Light Co | 100 | Regulated | Dropped - Retired/Planned Retirement by 06/2028
Fort Myers | 612_G_8 | 612 | G | 8 |  | Combustion Turbine |  |  | Florida |  | Lee |  |  | 54 |  | 1974 | 2016 | [32 empty] | Florida Power & Light Co | 100 | Florida Power & Light Co | 100 | Regulated | Dropped - Retired/Planned Retirement by 06/2028
Fort Myers | 612_G_G10 | 612 | G | G10 |  | Combustion Turbine |  |  | Florida |  | Lee |  |  | 54 |  | 1974 | 2016 | [32 empty] | Florida Power & Light Co | 100 | Florida Power & Light Co | 100 | Regulated | Dropped - Retired/Planned Retirement by 06/2028
Fort Myers | 612_G_GT2 | 612 | G | GT2 |  | Combustion Turbine |  |  | Florida |  | Lee |  |  | 54 |  | 1974 | 2016 | [32 empty] | Florida Power & Light Co | 100 | Florida Power & Light Co | 100 | Regulated | Dropped - Retired/Planned Retirement by 06/2028
Lauderdale | 613_G_1 | 613 | G | 1 |  | Combustion Turbine |  |  | Florida |  | Broward |  |  | 35 |  | 1970 | 2016 | [32 empty] | Florida Power & Light Co | 100 | Florida Power & Light Co | 100 | Regulated | Dropped - Retired/Planned Retirement by 06/2028
Lauderdale | 613_G_10 | 613 | G | 10 |  | Combustion Turbine |  |  | Florida |  | Broward |  |  | 35 |  | 1970 | 2016 | [32 empty] | Florida Power & Light Co | 100 | Florida Power & Light Co | 100 | Regulated | Dropped - Retired/Planned Retirement by 06/2028
Lauderdale | 613_G_11 | 613 | G | 11 |  | Combustion Turbine |  |  | Florida |  | Broward |  |  | 35 |  | 1970 | 2016 | [32 empty] | Florida Power & Light Co | 100 | Florida Power & Light Co | 100 | Regulated | Dropped - Retired/Planned Retirement by 06/2028
Lauderdale | 613_G_12 | 613 | G | 12 |  | Combustion Turbine |  |  | Florida |  | Broward |  |  | 35 |  | 1970 | 2016 | [32 empty] | Florida Power & Light Co | 100 | Florida Power & Light Co | 100 | Regulated | Dropped - Retired/Planned Retirement by 06/2028
Lauderdale | 613_G_13 | 613 | G | 13 |  | Combustion Turbine |  |  | Florida |  | Broward |  |  | 35 |  | 1972 | 2016 | [32 empty] | Florida Power & Light Co | 100 | Florida Power & Light Co | 100 | Regulated | Dropped - Retired/Planned Retirement by 06/2028
Lauderdale | 613_G_14 | 613 | G | 14 |  | Combustion Turbine |  |  | Florida |  | Broward |  |  | 35 |  | 1972 | 2016 | [32 empty] | Florida Power & Light Co | 100 | Florida Power & Light Co | 100 | Regulated | Dropped - Retired/Planned Retirement by 06/2028
Lauderdale | 613_G_15 | 613 | G | 15 |  | Combustion Turbine |  |  | Florida |  | Broward |  |  | 35 |  | 1972 | 2016 | [32 empty] | Florida Power & Light Co | 100 | Florida Power & Light Co | 100 | Regulated | Dropped - Retired/Planned Retirement by 06/2028
Lauderdale | 613_G_16 | 613 | G | 16 |  | Combustion Turbine |  |  | Florida |  | Broward |  |  | 35 |  | 1972 | 2016 | [32 empty] | Florida Power & Light Co | 100 | Florida Power & Light Co | 100 | Regulated | Dropped - Retired/Planned Retirement by 06/2028
Lauderdale | 613_G_17 | 613 | G | 17 |  | Combustion Turbine |  |  | Florida |  | Broward |  |  | 35 |  | 1972 | 2016 | [32 empty] | Florida Power & Light Co | 100 | Florida Power & Light Co | 100 | Regulated | Dropped - Retired/Planned Retirement by 06/2028
Lauderdale | 613_G_18 | 613 | G | 18 |  | Combustion Turbine |  |  | Florida |  | Broward |  |  | 35 |  | 1972 | 2016 | [32 empty] | Florida Power & Light Co | 100 | Florida Power & Light Co | 100 | Regulated | Dropped - Retired/Planned Retirement by 06/2028
Lauderdale | 613_G_19 | 613 | G | 19 |  | Combustion Turbine |  |  | Florida |  | Broward |  |  | 35 |  | 1972 | 2016 | [32 empty] | Florida Power & Light Co | 100 | Florida Power & Light Co | 100 | Regulated | Dropped - Retired/Planned Retirement by 06/2028
Lauderdale | 613_G_2 | 613 | G | 2 |  | Combustion Turbine |  |  | Florida |  | Broward |  |  | 35 |  | 1970 | 2016 | [32 empty] | Florida Power & Light Co | 100 | Florida Power & Light Co | 100 | Regulated | Dropped - Retired/Planned Retirement by 06/2028
Lauderdale | 613_G_20 | 613 | G | 20 |  | Combustion Turbine |  |  | Florida |  | Broward |  |  | 35 |  | 1972 | 2016 | [32 empty] | Florida Power & Light Co | 100 | Florida Power & Light Co | 100 | Regulated | Dropped - Retired/Planned Retirement by 06/2028
Lauderdale | 613_G_21 | 613 | G | 21 |  | Combustion Turbine |  |  | Florida |  | Broward |  |  | 35 |  | 1972 | 2016 | [32 empty] | Florida Power & Light Co | 100 | Florida Power & Light Co | 100 | Regulated | Dropped - Retired/Planned Retirement by 06/2028
Lauderdale | 613_G_22 | 613 | G | 22 |  | Combustion Turbine |  |  | Florida |  | Broward |  |  | 35 |  | 1972 | 2016 | [32 empty] | Florida Power & Light Co | 100 | Florida Power & Light Co | 100 | Regulated | Dropped - Retired/Planned Retirement by 06/2028
Lauderdale | 613_G_23 | 613 | G | 23 |  | Combustion Turbine |  |  | Florida |  | Broward |  |  | 35 |  | 1972 | 2016 | [32 empty] | Florida Power & Light Co | 100 | Florida Power & Light Co | 100 | Regulated | Dropped - Retired/Planned Retirement by 06/2028
Lauderdale | 613_G_24 | 613 | G | 24 |  | Combustion Turbine |  |  | Florida |  | Broward |  |  | 35 |  | 1972 | 2016 | [32 empty] | Florida Power & Light Co | 100 | Florida Power & Light Co | 100 | Regulated | Dropped - Retired/Planned Retirement by 06/2028
Lauderdale | 613_G_4 | 613 | G | 4 |  | Combustion Turbine |  |  | Florida |  | Broward |  |  | 35 |  | 1970 | 2016 | [32 empty] | Florida Power & Light Co | 100 | Florida Power & Light Co | 100 | Regulated | Dropped - Retired/Planned Retirement by 06/2028
Lauderdale | 613_G_6 | 613 | G | 6 |  | Combustion Turbine |  |  | Florida |  | Broward |  |  | 35 |  | 1970 | 2016 | [32 empty] | Florida Power & Light Co | 100 | Florida Power & Light Co | 100 | Regulated | Dropped - Retired/Planned Retirement by 06/2028
Lauderdale | 613_G_7 | 613 | G | 7 |  | Combustion Turbine |  |  | Florida |  | Broward |  |  | 35 |  | 1970 | 2016 | [32 empty] | Florida Power & Light Co | 100 | Florida Power & Light Co | 100 | Regulated | Dropped - Retired/Planned Retirement by 06/2028
Lauderdale | 613_G_8 | 613 | G | 8 |  | Combustion Turbine |  |  | Florida |  | Broward |  |  | 35 |  | 1970 | 2016 | [32 empty] | Florida Power & Light Co | 100 | Florida Power & Light Co | 100 | Regulated | Dropped - Retired/Planned Retirement by 06/2028
Lauderdale | 613_G_9 | 613 | G | 9 |  | Combustion Turbine |  |  | Florida |  | Broward |  |  | 35 |  | 1970 | 2016 | [32 empty] | Florida Power & Light Co | 100 | Florida Power & Light Co | 100 | Regulated | Dropped - Retired/Planned Retirement by 06/2028
Port Everglades | 617_G_10 | 617 | G | 10 |  | Combustion Turbine |  |  | Florida |  | Broward |  |  | 35 |  | 1971 | 2016 | [32 empty] | Florida Power & Light Co | 100 | Florida Power & Light Co | 100 | Regulated | Dropped - Retired/Planned Retirement by 06/2028
Port Everglades | 617_G_11 | 617 | G | 11 |  | Combustion Turbine |  |  | Florida |  | Broward |  |  | 35 |  | 1971 | 2016 | [32 empty] | Florida Power & Light Co | 100 | Florida Power & Light Co | 100 | Regulated | Dropped - Retired/Planned Retirement by 06/2028
Port Everglades | 617_G_12 | 617 | G | 12 |  | Combustion Turbine |  |  | Florida |  | Broward |  |  | 35 |  | 1971 | 2016 | [32 empty] | Florida Power & Light Co | 100 | Florida Power & Light Co | 100 | Regulated | Dropped - Retired/Planned Retirement by 06/2028
Port Everglades | 617_G_6 | 617 | G | 6 |  | Combustion Turbine |  |  | Florida |  | Broward |  |  | 35 |  | 1971 | 2016 | [32 empty] | Florida Power & Light Co | 100 | Florida Power & Light Co | 100 | Regulated | Dropped - Retired/Planned Retirement by 06/2028
Port Everglades | 617_G_7 | 617 | G | 7 |  | Combustion Turbine |  |  | Florida |  | Broward |  |  | 35 |  | 1971 | 2016 | [32 empty] | Florida Power & Light Co | 100 | Florida Power & Light Co | 100 | Regulated | Dropped - Retired/Planned Retirement by 06/2028
Port Everglades | 617_G_8 | 617 | G | 8 |  | Combustion Turbine |  |  | Florida |  | Broward |  |  | 35 |  | 1971 | 2016 | [32 empty] | Florida Power & Light Co | 100 | Florida Power & Light Co | 100 | Regulated | Dropped - Retired/Planned Retirement by 06/2028
Port Everglades | 617_G_9 | 617 | G | 9 |  | Combustion Turbine |  |  | Florida |  | Broward |  |  | 35 |  | 1971 | 2016 | [32 empty] | Florida Power & Light Co | 100 | Florida Power & Light Co | 100 | Regulated | Dropped - Retired/Planned Retirement by 06/2028
Port Everglades | 617_G_GT1 | 617 | G | GT1 |  | Combustion Turbine |  |  | Florida |  | Broward |  |  | 35 |  | 1971 | 2016 | [32 empty] | Florida Power & Light Co | 100 | Florida Power & Light Co | 100 | Regulated | Dropped - Retired/Planned Retirement by 06/2028
Port Everglades | 617_G_GT2 | 617 | G | GT2 |  | Combustion Turbine |  |  | Florida |  | Broward |  |  | 35 |  | 1971 | 2016 | [32 empty] | Florida Power & Light Co | 100 | Florida Power & Light Co | 100 | Regulated | Dropped - Retired/Planned Retirement by 06/2028
Port Everglades | 617_G_GT3 | 617 | G | GT3 |  | Combustion Turbine |  |  | Florida |  | Broward |  |  | 35 |  | 1971 | 2016 | [32 empty] | Florida Power & Light Co | 100 | Florida Power & Light Co | 100 | Regulated | Dropped - Retired/Planned Retirement by 06/2028
Port Everglades | 617_G_GT4 | 617 | G | GT4 |  | Combustion Turbine |  |  | Florida |  | Broward |  |  | 35 |  | 1971 | 2016 | [32 empty] | Florida Power & Light Co | 100 | Florida Power & Light Co | 100 | Regulated | Dropped - Retired/Planned Retirement by 06/2028
Port Everglades | 617_G_GT5 | 617 | G | GT5 |  | Combustion Turbine |  |  | Florida |  | Broward |  |  | 35 |  | 1971 | 2016 | [32 empty] | Florida Power & Light Co | 100 | Florida Power & Light Co | 100 | Regulated | Dropped - Retired/Planned Retirement by 06/2028
Suwannee River | 638_G_1 | 638 | G | 1 |  | O/G Steam |  |  | Florida |  | Suwannee |  |  | 28 |  | 1953 | 2016 | [32 empty] | Duke Energy Florida, LLC | 100 | Duke Energy Florida, LLC | 100 | Regulated | Dropped - Retired/Planned Retirement by 06/2028 | bar: PB1
Suwannee River | 638_G_2 | 638 | G | 2 |  | O/G Steam |  |  | Florida |  | Suwannee |  |  | 29 |  | 1954 | 2016 | [32 empty] | Duke Energy Florida, LLC | 100 | Duke Energy Florida, LLC | 100 | Regulated | Dropped - Retired/Planned Retirement by 06/2028 | PB1: 2
Suwannee River | 638_G_3 | 638 | G | 3 |  | O/G Steam |  |  | Florida |  | Suwannee |  |  | 71 |  | 1956 | 2016 | [32 empty] | Duke Energy Florida, LLC | 100 | Duke Energy Florida, LLC | 100 | Regulated | Dropped - Retired/Planned Retirement by 06/2028 | PB1: 3
Wabash River | 1010_G_6 | 1010 | G | 6 |  | Coal Steam |  |  | Indiana |  | Vigo |  |  | 318 |  | 1968 | 2016 | [32 empty] | Duke Energy Indiana, LLC | 100 | Duke Energy Indiana, LLC | 100 | Regulated | Dropped - Retired/Planned Retirement by 06/2028 | PB1: 6
Wabash River | 1010_G_71 | 1010 | G | 71 |  | Combustion Turbine |  |  | Indiana |  | Vigo |  |  | 3 |  | 1967 | 2016 | [32 empty] | Duke Energy Indiana, LLC | 100 | Duke Energy Indiana, LLC | 100 | Regulated | Dropped - Retired/Planned Retirement by 06/2028
Wabash River | 1010_G_72 | 1010 | G | 72 |  | Combustion Turbine |  |  | Indiana |  | Vigo |  |  | 3 |  | 1967 | 2016 | [32 empty] | Duke Energy Indiana, LLC | 100 | Duke Energy Indiana, LLC | 100 | Regulated | Dropped - Retired/Planned Retirement by 06/2028
Wabash River | 1010_G_73 | 1010 | G | 73 |  | Combustion Turbine |  |  | Indiana |  | Vigo |  |  | 2 |  | 1967 | 2016 | [32 empty] | Duke Energy Indiana, LLC | 100 | Duke Energy Indiana, LLC | 100 | Regulated | Dropped - Retired/Planned Retirement by 06/2028
Atlantic | 1124_G_1 | 1124 | G | 1 |  | Combustion Turbine |  |  | Iowa |  | Cass |  |  | 4 |  | 1966 | 2016 | [32 empty] | Atlantic Municipal Utilities | 100 | Atlantic Municipal Utilities | 100 | Regulated | Dropped - Retired/Planned Retirement by 06/2028
River Rouge | 1740_G_1 | 1740 | G | 1 |  | O/G Steam |  |  | Michigan |  | Wayne |  |  | 206 |  | 1956 | 2016 | [32 empty] | DTE Energy Services | 100 | DTE Energy Services | 100 | Regulated | Dropped - Retired/Planned Retirement by 06/2028 | bar: PB1
Marshall (MO) | 2144_G_5 | 2144 | G | 5 |  | Coal Steam |  |  | Missouri |  | Saline |  |  | 16 |  | 1967 | 2016 | [32 empty] | City of Marshall - (MO) | 100 | City of Marshall - (MO) | 100 | Regulated | Dropped - Retired/Planned Retirement by 06/2028 | PB1: 3; PB2: 5
DeBary | 6046_G_P1 | 6046 | G | P1 |  | Combustion Turbine |  |  | Florida |  | Volusia |  |  | 54 |  | 1976 | 2016 | [32 empty] | Duke Energy Florida, LLC | 100 | Duke Energy Florida, LLC | 100 | Regulated | Dropped - Retired/Planned Retirement by 06/2028
George M Sullivan Generation Plant 2 | 6559_G_5 | 6559 | G | 5 |  | Combined Cycle |  |  | Alaska |  | Anchorage |  |  | 33.8 |  | 1975 | [33 empty] | Chugach Electric Assn Inc | 100 | Chugach Electric Assn Inc | 100 | Regulated | Dropped - in Alaska or in Hawaii or Puerto Rico
George M Sullivan Generation Plant 2 | 6559_G_6 | 6559 | G | 6 |  | Combined Cycle |  |  | Alaska |  | Anchorage |  |  | 34 |  | 1979 | [33 empty] | Chugach Electric Assn Inc | 100 | Chugach Electric Assn Inc | 100 | Regulated | Dropped - in Alaska or in Hawaii or Puerto Rico | PB1: 5B; PB2: 7GB
Honeywell Farms | 10125_G_1 | 10125 | G | 1 |  | Combustion Turbine |  |  | New York |  | Queens |  |  | 0.8 |  | 1992 | 2016 | [32 empty] | Honeywell Farm Inc | 100 | Honeywell Farm Inc | 100 | Non-regulated | Dropped - Retired/Planned Retirement by 06/2028
Honeywell Farms | 10125_G_2 | 10125 | G | 2 |  | Combustion Turbine |  |  | New York |  | Queens |  |  | 0.8 |  | 1992 | 2016 | [32 empty] | Honeywell Farm Inc | 100 | Honeywell Farm Inc | 100 | Non-regulated | Dropped - Retired/Planned Retirement by 06/2028
Honeywell Farms | 10125_G_3 | 10125 | G | 3 |  | Combustion Turbine |  |  | New York |  | Queens |  |  | 0.8 |  | 1974 | 2016 | [32 empty] | Honeywell Farm Inc | 100 | Honeywell Farm Inc | 100 | Non-regulated | Dropped - Retired/Planned Retirement by 06/2028
Honeywell Farms | 10125_G_4 | 10125 | G | 4 |  | Combustion Turbine |  |  | New York |  | Queens |  |  | 0.8 |  | 1974 | 2016 | [32 empty] | Honeywell Farm Inc | 100 | Honeywell Farm Inc | 100 | Non-regulated | Dropped - Retired/Planned Retirement by 06/2028
Honeywell Farms | 10125_G_5 | 10125 | G | 5 |  | Combustion Turbine |  |  | New York |  | Queens |  |  | 0.8 |  | 1990 | 2016 | [32 empty] | Honeywell Farm Inc | 100 | Honeywell Farm Inc | 100 | Non-regulated | Dropped - Retired/Planned Retirement by 06/2028
Honeywell Farms | 10125_G_6 | 10125 | G | 6 |  | Combustion Turbine |  |  | New York |  | Queens |  |  | 0.4 |  | 1990 | 2016 | [32 empty] | Honeywell Farm Inc | 100 | Honeywell Farm Inc | 100 | Non-regulated | Dropped - Retired/Planned Retirement by 06/2028
West Ford Flat Power Plant | 10199_G_WFF1 | 10199 | G | WFF1 |  | Geothermal |  |  | California |  | Lake |  |  | 19 |  | 1988 | 2016 | [32 empty] | Geysers Power Co LLC | 100 | Geysers Power Co LLC | 100 | Non-regulated | Dropped - Retired/Planned Retirement by 06/2028
West Ford Flat Power Plant | 10199_G_WFF2 | 10199 | G | WFF2 |  | Geothermal |  |  | California |  | Lake |  |  | 19 |  | 1988 | 2016 | [32 empty] | Geysers Power Co LLC | 100 | Geysers Power Co LLC | 100 | Non-regulated | Dropped - Retired/Planned Retirement by 06/2028
GRS Coyote Canyon | 10395_G_GEN1 | 10395 | G | GEN1 |  | Landfill Gas |  |  | California |  | Orange |  |  | 17 |  | 1989 | 2016 | [32 empty] | Coyote Canyon Energy LLC | 100 | Coyote Canyon Energy LLC | 100 | Non-regulated | Dropped - Retired/Planned Retirement by 06/2028
Puente Hills Energy Recovery | 10472_G_GEN3 | 10472 | G | GEN3 |  | Landfill Gas |  |  | California |  | Los Angeles |  |  | 2.7 |  | 2006 | 2016 | [32 empty] | Los Angeles County Sanitation | 100 | Los Angeles County Sanitation | 100 | Non-regulated | Dropped - Retired/Planned Retirement by 06/2028
Puente Hills Energy Recovery | 10472_G_GEN4 | 10472 | G | GEN4 |  | Landfill Gas |  |  | California |  | Los Angeles |  |  | 2.7 |  | 2006 | 2016 | [32 empty] | Los Angeles County Sanitation | 100 | Los Angeles County Sanitation | 100 | Non-regulated | Dropped - Retired/Planned Retirement by 06/2028
Puente Hills Energy Recovery | 10472_G_GEN5 | 10472 | G | GEN5 |  | Landfill Gas |  |  | California |  | Los Angeles |  |  | 2.7 |  | 2006 | 2016 | [32 empty] | Los Angeles County Sanitation | 100 | Los Angeles County Sanitation | 100 | Non-regulated | Dropped - Retired/Planned Retirement by 06/2028
Hawaiian Comm & Sugar Puunene Mill | 10604_G_PUU3 | 10604 | G | PUU3 |  | Biomass |  |  | Hawaii |  | Maui |  |  | 10 |  | 1972 | [33 empty] | Alexander & Baldwin, Inc. | 100 | Alexander & Baldwin, Inc. | 100 | Non-regulated | Dropped - in Alaska or in Hawaii or Puerto Rico
Hawaiian Comm & Sugar Puunene Mill | 10604_G_PUU4 | 10604 | G | PUU4 |  | Biomass |  |  | Hawaii |  | Maui |  |  | 20 |  | 1982 | [33 empty] | Alexander & Baldwin, Inc. | 100 | Alexander & Baldwin, Inc. | 100 | Non-regulated | Dropped - in Alaska or in Hawaii or Puerto Rico
Hawaiian Comm & Sugar Puunene Mill | 10604_G_PUU5 | 10604 | G | PUU5 |  | Biomass |  |  | Hawaii |  | Maui |  |  | 16.1 |  | 2000 | [33 empty] | Alexander & Baldwin, Inc. | 100 | Alexander & Baldwin, Inc. | 100 | Non-regulated | Dropped - in Alaska or in Hawaii or Puerto Rico
Cedar Bay Generating Company LP | 10672_G_GEN1 | 10672 | G | GEN1 |  | Coal Steam |  |  | Florida |  | Duval |  |  | 250 |  | 1994 | 2016 | [32 empty] | Cedar Bay Operating Services LLC | 100 | Cedar Bay Operating Services LLC | 100 | Non-regulated | Dropped - Retired/Planned Retirement by 06/2028
Aliso Water Management Agency | 10820_G_GEN1 | 10820 | G | GEN1 |  | Non-Fossil Waste |  |  | California |  | Orange |  |  | 0.4 |  | 1997 | 2016 | [32 empty] | South Orange Co Wastewtr Auth | 100 | South Orange Co Wastewtr Auth | 100 | Non-regulated | Dropped - Retired/Planned Retirement by 06/2028
Aliso Water Management Agency | 10820_G_GEN2 | 10820 | G | GEN2 |  | Non-Fossil Waste |  |  | California |  | Orange |  |  | 0.4 |  | 1997 | 2016 | [32 empty] | South Orange Co Wastewtr Auth | 100 | South Orange Co Wastewtr Auth | 100 | Non-regulated | Dropped - Retired/Planned Retirement by 06/2028
WPS Power Niagara | 50202_G_GEN1 | 50202 | G | GEN1 |  | Biomass |  |  | New York |  | Niagara |  |  | 41.1 |  | 1991 | 2016 | [32 empty] | Niagara Generation LLC | 100 | Niagara Generation LLC | 100 | Non-regulated | Dropped - Retired/Planned Retirement by 06/2028
Pixelle Specialty Solutions LLC - Spring Grove Facility | 50397_G_GEN2 | 50397 | G | GEN2 |  | O/G Steam |  |  | Pennsylvania |  | York |  |  | 4 |  | 1975 | 2016 | [32 empty] | Pixelle Specialty Solutions LLC - (PA) | 100 | Pixelle Specialty Solutions LLC - (PA) | 100 | Non-regulated | Dropped - Retired/Planned Retirement by 06/2028 | PB1: 1PB035; PB2: 3PB033; PB3: 4PB034
Thermo Greeley | 50709_G_GEN1 | 50709 | G | GEN1 |  | Combustion Turbine |  |  | Colorado |  | Weld |  |  | 30.1 |  | 1996 | 2016 | [32 empty] | Thermo Greeley LLC | 100 | Thermo Greeley LLC | 100 | Non-regulated | Dropped - Retired/Planned Retirement by 06/2028
Rolls Royce | 54286_G_N8OT | 54286 | G | N8OT |  | Landfill Gas |  |  | Indiana |  | Marion |  |  | 4 |  | 2000 | 2016 | [32 empty] | Rolls Royce Corp | 100 | Rolls Royce Corp | 100 | Non-regulated | Dropped - Retired/Planned Retirement by 06/2028
MM Lopez Energy | 55161_G_UNT2 | 55161 | G | UNT2 |  | Landfill Gas |  |  | California |  | Los Angeles |  |  | 2.7 |  | 1998 | 2016 | [32 empty] | MM Lopez Energy LLC | 100 | MM Lopez Energy LLC | 100 | Non-regulated | Dropped - Retired/Planned Retirement by 06/2028
Mid Valley Plant | 56170_G_UNT1 | 56170 | G | UNT1 |  | Landfill Gas |  |  | California |  | San Bernardino |  |  | 1.3 |  | 2003 | 2016 | [32 empty] | NM Mid Valley Genco LLC | 100 | NM Mid Valley Genco LLC | 100 | Non-regulated | Dropped - Retired/Planned Retirement by 06/2028
Mid Valley Plant | 56170_G_UNT2 | 56170 | G | UNT2 |  | Landfill Gas |  |  | California |  | San Bernardino |  |  | 1.3 |  | 2003 | 2016 | [32 empty] | NM Mid Valley Genco LLC | 100 | NM Mid Valley Genco LLC | 100 | Non-regulated | Dropped - Retired/Planned Retirement by 06/2028
AC Landfill Energy LLC | 57845_G_UNIT3 | 57845 | G | UNIT3 |  | Landfill Gas |  |  | New Jersey |  | Atlantic |  |  | 1.8 |  | 2005 | 2016 | [32 empty] | AC Landfill Energy LLC | 100 | AC Landfill Energy LLC | 100 | Non-regulated | Dropped - Retired/Planned Retirement by 06/2028
WC Landfill Energy LLC | 57848_G_GEN1 | 57848 | G | GEN1 |  | Landfill Gas |  |  | New Jersey |  | Warren |  |  | 2 |  | 2006 | 2016 | [32 empty] | Republic Services Renewable Energy, LLC | 50 | Republic Services Renewable Energy, LLC | 50 | Non-regulated | Dropped - Retired/Planned Retirement by 06/2028
Wentzville Assembly & Contiguous | 57932_G_GEN1 | 57932 | G | GEN1 |  | O/G Steam |  |  | Missouri |  | St Charles |  |  | 3 |  | 1981 | 2016 | [32 empty] | General Motors LLC | 100 | General Motors LLC | 100 | Non-regulated | Dropped - Retired/Planned Retirement by 06/2028
City of Tulare Water Facility | 59395_G_PV302 | 59395 | G | PV302 |  | Solar PV |  |  | California |  | Tulare |  |  | 0.1 |  | 2007 | [33 empty] | City of Tulare Water Pollution Control | 100 | City of Tulare Water Pollution Control | 100 | Non-regulated | Dropped - Plant is identified as onsite because it is a net buyer of electricity in 2021
Nine Mile Point | 1403_G_3 | 1403 | G | 3 |  | O/G Steam |  |  | Louisiana |  | Jefferson |  |  | 100.4 |  | 1955 | 2016 | [32 empty] | Entergy Louisiana LLC | 100 | Entergy Louisiana LLC | 100 | Regulated | Dropped - Retired/Planned Retirement by 06/2028 | PB1: 3
White Pine Electric Power | 10148_G_GEN1 | 10148 | G | GEN1 |  | O/G Steam |  |  | Michigan |  | Ontonagon |  |  | 18 |  | 1954 | 2016 | [32 empty] | White Pine Electric Power LLC | 100 | White Pine Electric Power LLC | 100 | Non-regulated | Dropped - Retired/Planned Retirement by 06/2028
Rupert Cogen Project | 54579_G_1002 | 54579 | G | 1002 |  | Combined Cycle |  |  | Idaho |  | Minidoka |  |  | 10.4 |  | 1996 | 2016 | [32 empty] | Energy Operations Group | 100 | Energy Operations Group | 100 | Non-regulated | Dropped - Retired/Planned Retirement by 06/2028
Buffalo Ridge Windplant WPP 1993 | 54794_G_EXIS | 54794 | G | EXIS |  | Onshore Wind |  |  | Minnesota |  | Lincoln |  |  | 21.9 |  | 1994 | 2016 | [32 empty] | Shaw Creek Solar | 100 | Shaw Creek Solar | 100 | Non-regulated | Dropped - Retired/Planned Retirement by 06/2028
Tulsa LFG LLC | 57828_G_GEN2 | 57828 | G | GEN2 |  | Landfill Gas |  |  | Oklahoma |  | Osage |  |  | 1.4 |  | 2013 | 2016 | [32 empty] | Tulsa LFG LLC | 100 | Tulsa LFG LLC | 100 | Non-regulated | Dropped - Retired/Planned Retirement by 06/2028
MTSU Power Co-Gen Plant | 58179_G_SG-01 | 58179 | G | SG-01 |  | Combustion Turbine |  |  | Tennessee |  | Rutherford |  |  | 2 |  | 2004 | [33 empty] | Middle Tennessee State University | 100 | Middle Tennessee State University | 100 | Non-regulated | Dropped - Plant is identified as onsite because it is a net buyer of electricity in 2021
MTSU Power Co-Gen Plant | 58179_G_SG-02 | 58179 | G | SG-02 |  | Combustion Turbine |  |  | Tennessee |  | Rutherford |  |  | 2 |  | 2004 | [33 empty] | Middle Tennessee State University | 100 | Middle Tennessee State University | 100 | Non-regulated | Dropped - Plant is identified as onsite because it is a net buyer of electricity in 2021
MTSU Power Co-Gen Plant | 58179_G_SG-03 | 58179 | G | SG-03 |  | Combustion Turbine |  |  | Tennessee |  | Rutherford |  |  | 2 |  | 2004 | [33 empty] | Middle Tennessee State University | 100 | Middle Tennessee State University | 100 | Non-regulated | Dropped - Plant is identified as onsite because it is a net buyer of electricity in 2021
MTSU Power Co-Gen Plant | 58179_G_SG-04 | 58179 | G | SG-04 |  | Combustion Turbine |  |  | Tennessee |  | Rutherford |  |  | 2 |  | 2004 | [33 empty] | Middle Tennessee State University | 100 | Middle Tennessee State University | 100 | Non-regulated | Dropped - Plant is identified as onsite because it is a net buyer of electricity in 2021
MTSU Power Co-Gen Plant | 58179_G_SG-05 | 58179 | G | SG-05 |  | Combustion Turbine |  |  | Tennessee |  | Rutherford |  |  | 2 |  | 2004 | [33 empty] | Middle Tennessee State University | 100 | Middle Tennessee State University | 100 | Non-regulated | Dropped - Plant is identified as onsite because it is a net buyer of electricity in 2021
Turkey Point | 621_G_ST1 | 621 | G | ST1 |  | O/G Steam |  |  | Florida |  | Miami Dade |  |  | 396 |  | 1967 | 2016 | [32 empty] | Florida Power & Light Co | 100 | Florida Power & Light Co | 100 | Regulated | Dropped - Retired/Planned Retirement by 06/2028 | PB1: PTP1
Willow Glen | 1394_G_1 | 1394 | G | 1 |  | O/G Steam |  |  | Louisiana |  | Iberville |  |  | 152 |  | 1960 | 2016 | [32 empty] | Entergy Louisiana LLC | 100 | Entergy Louisiana LLC | 100 | Regulated | Dropped - Retired/Planned Retirement by 06/2028 | bar: PB1
Willow Glen | 1394_G_3 | 1394 | G | 3 |  | O/G Steam |  |  | Louisiana |  | Iberville |  |  | 450 |  | 1968 | 2016 | [32 empty] | Entergy Louisiana LLC | 100 | Entergy Louisiana LLC | 100 | Regulated | Dropped - Retired/Planned Retirement by 06/2028 | PB1: 3
Willow Glen | 1394_G_5 | 1394 | G | 5 |  | O/G Steam |  |  | Louisiana |  | Iberville |  |  | 485 |  | 1976 | 2016 | [32 empty] | Entergy Louisiana LLC | 100 | Entergy Louisiana LLC | 100 | Regulated | Dropped - Retired/Planned Retirement by 06/2028 | PB1: 5
Exelon L Street | 1587_G_GT1 | 1587 | G | GT1 |  | Combustion Turbine |  |  | Massachusetts |  | Suffolk |  |  | 16 |  | 1966 | 2016 | [32 empty] | Constellation Power, Inc | 100 | Constellation Power, Inc | 100 | Non-regulated | Dropped - Retired/Planned Retirement by 06/2028
Grand Haven Diesel Plant | 1826_G_2 | 1826 | G | 2 |  | Combustion Turbine |  |  | Michigan |  | Ottawa |  |  | 2.3 |  | 1942 | 2016 | [32 empty] | City of Grand Haven - (MI) | 100 | City of Grand Haven - (MI) | 100 | Regulated | Dropped - Retired/Planned Retirement by 06/2028
Grand Haven Diesel Plant | 1826_G_5 | 1826 | G | 5 |  | Combustion Turbine |  |  | Michigan |  | Ottawa |  |  | 3.2 |  | 1954 | 2016 | [32 empty] | City of Grand Haven - (MI) | 100 | City of Grand Haven - (MI) | 100 | Regulated | Dropped - Retired/Planned Retirement by 06/2028
Grand Haven Diesel Plant | 1826_G_6 | 1826 | G | 6 |  | Combustion Turbine |  |  | Michigan |  | Ottawa |  |  | 2.8 |  | 1948 | 2016 | [32 empty] | City of Grand Haven - (MI) | 100 | City of Grand Haven - (MI) | 100 | Regulated | Dropped - Retired/Planned Retirement by 06/2028
Grand Haven Diesel Plant | 1826_G_7 | 1826 | G | 7 |  | Combustion Turbine |  |  | Michigan |  | Ottawa |  |  | 5.1 |  | 1952 | 2016 | [32 empty] | City of Grand Haven - (MI) | 100 | City of Grand Haven - (MI) | 100 | Regulated | Dropped - Retired/Planned Retirement by 06/2028
Fort Calhoun | 2289_G_1 | 2289 | G | 1 |  | Nuclear |  |  | Nebraska |  | Washington |  |  | 482.8 |  | 1973 | 2016 | [32 empty] | Omaha Public Power District | 100 | Omaha Public Power District | 100 | Regulated | Dropped - Retired/Planned Retirement by 06/2028 | PB1: NSS1
Sabine | 3459_G_2 | 3459 | G | 2 |  | O/G Steam |  |  | Texas |  | Orange |  |  | 204.4 |  | 1962 | 2016 | [32 empty] | Entergy Texas Inc. | 100 | Entergy Texas Inc. | 100 | Regulated | Dropped - Retired/Planned Retirement by 06/2028 | PB1: 2
Galena Electric Utility | 7437_G_6 | 7437 | G | 6 |  | Combustion Turbine |  |  | Alaska |  | Yukon Koyukuk |  |  | 0.5 |  | 2013 | [33 empty] | Galena Electric Utility | 100 | Galena Electric Utility | 100 | Regulated | Dropped - in Alaska or in Hawaii or Puerto Rico
Sherwin Alumina | 54291_G_1 | 54291 | G | 1 |  | Non-Fossil Waste |  |  | Texas |  | Nueces |  |  | 6 |  | 1953 | 2016 | [32 empty] | Sherwin Alumina Company | 100 | Sherwin Alumina Company | 100 | Non-regulated | Dropped - Retired/Planned Retirement by 06/2028
Sherwin Alumina | 54291_G_2 | 54291 | G | 2 |  | Non-Fossil Waste |  |  | Texas |  | Nueces |  |  | 6 |  | 1953 | 2016 | [32 empty] | Sherwin Alumina Company | 100 | Sherwin Alumina Company | 100 | Non-regulated | Dropped - Retired/Planned Retirement by 06/2028
Sherwin Alumina | 54291_G_3 | 54291 | G | 3 |  | Non-Fossil Waste |  |  | Texas |  | Nueces |  |  | 6 |  | 1957 | 2016 | [32 empty] | Sherwin Alumina Company | 100 | Sherwin Alumina Company | 100 | Non-regulated | Dropped - Retired/Planned Retirement by 06/2028
Sherwin Alumina | 54291_G_4 | 54291 | G | 4 |  | Non-Fossil Waste |  |  | Texas |  | Nueces |  |  | 6 |  | 1958 | 2016 | [32 empty] | Sherwin Alumina Company | 100 | Sherwin Alumina Company | 100 | Non-regulated | Dropped - Retired/Planned Retirement by 06/2028
University of Texas at San Antonio | 54606_G_GEN1 | 54606 | G | GEN1 |  | Combustion Turbine |  |  | Texas |  | Bexar |  |  | 3.3 |  | 1980 | 2016 | [32 empty] | Win-Sam Inc | 100 | Win-Sam Inc | 100 | Non-regulated | Dropped - Retired/Planned Retirement by 06/2028
CenturyLink Regional HQ | 54882_G_GEN1 | 54882 | G | GEN1 |  | Combustion Turbine |  |  | North Carolina |  | Franklin |  |  | 0.6 |  | 1993 | 2016 | [32 empty] | Franklin Charter, LLC | 100 | Franklin Charter, LLC | 100 | Non-regulated | Dropped - Retired/Planned Retirement by 06/2028
Frontera Energy Center | 55098_G_GEN1 | 55098 | G | GEN1 | 3883 | Combined Cycle |  |  | Texas |  | Hidalgo |  |  | 177 |  | 1999 | [33 empty] | Frontera Generation Limited Partnership | 100 | Frontera Generation Limited Partnership | 100 | Non-regulated | Dropped - Lack of model plants
Frontera Energy Center | 55098_G_GEN2 | 55098 | G | GEN2 | 3884 | Combined Cycle |  |  | Texas |  | Hidalgo |  |  | 177 |  | 1999 | [33 empty] | Frontera Generation Limited Partnership | 100 | Frontera Generation Limited Partnership | 100 | Non-regulated | Dropped - Lack of model plants
Frontera Energy Center | 55098_G_GEN3 | 55098 | G | GEN3 | 3883 | Combined Cycle |  |  | Texas |  | Hidalgo |  |  | 181 |  | 2000 | [33 empty] | Frontera Generation Limited Partnership | 100 | Frontera Generation Limited Partnership | 100 | Non-regulated | Dropped - Lack of model plants
Kennecott Power Plant | 56163_G_1 | 56163 | G | 1 |  | Coal Steam |  |  | Utah |  | Salt Lake |  |  | 50 |  | 1943 | 2016 | [32 empty] | Kennecott Utah Copper | 100 | Kennecott Utah Copper | 100 | Non-regulated | Dropped - Retired/Planned Retirement by 06/2028 | PB1: 1; PB2: 2; PB3: 3
Kennecott Power Plant | 56163_G_2 | 56163 | G | 2 |  | Coal Steam |  |  | Utah |  | Salt Lake |  |  | 25 |  | 1943 | 2016 | [32 empty] | Kennecott Utah Copper | 100 | Kennecott Utah Copper | 100 | Non-regulated | Dropped - Retired/Planned Retirement by 06/2028 | PB1: 1; PB2: 2; PB3: 3
Kennecott Power Plant | 56163_G_3 | 56163 | G | 3 |  | Coal Steam |  |  | Utah |  | Salt Lake |  |  | 25 |  | 1946 | 2016 | [32 empty] | Kennecott Utah Copper | 100 | Kennecott Utah Copper | 100 | Non-regulated | Dropped - Retired/Planned Retirement by 06/2028 | PB1: 1; PB2: 2; PB3: 3
Indian River BioEnergy Center | 58648_G_ST803 | 58648 | G | ST803 |  | O/G Steam |  |  | Florida |  | Indian River |  |  | 6.4 |  | 2013 | 2016 | [32 empty] | INEOS New Planet BioEnergy | 100 | INEOS New Planet BioEnergy | 100 | Non-regulated | Dropped - Retired/Planned Retirement by 06/2028
Teche | 1400_G_1 | 1400 | G | 1 |  | O/G Steam |  |  | Louisiana |  | St Mary |  |  | 15 |  | 1953 | 2016 | [32 empty] | Cleco Power LLC | 100 | Cleco Power LLC | 100 | Regulated | Dropped - Retired/Planned Retirement by 06/2028 | bar: PB1
C W Burdick | 2241_G_1 | 2241 | G | 1 |  | O/G Steam |  |  | Nebraska |  | Hall |  |  | 16.5 |  | 1957 | 2016 | [32 empty] | City of Grand Island - (NE) | 100 | City of Grand Island - (NE) | 100 | Regulated | Dropped - Retired/Planned Retirement by 06/2028 | PB1: B-1
C W Burdick | 2241_G_2 | 2241 | G | 2 |  | O/G Steam |  |  | Nebraska |  | Hall |  |  | 22 |  | 1963 | 2016 | [32 empty] | City of Grand Island - (NE) | 100 | City of Grand Island - (NE) | 100 | Regulated | Dropped - Retired/Planned Retirement by 06/2028 | PB1: B-2
Newton | 6017_G_2 | 6017 | G | 2 |  | Coal Steam |  |  | Illinois |  | Jasper |  |  | 600 |  | 1982 | 2016 | [32 empty] | Illinois Power Generating Co | 100 | Illinois Power Generating Co | 100 | Non-regulated | Dropped - Retired/Planned Retirement by 06/2028 | PB1: 2
Kalaheo Hydro | 10412_G_KAL | 10412 | G | KAL |  | Hydro |  |  | Hawaii |  | Kauai |  |  | 1.1 |  | 1928 | [33 empty] | BBCP Kauai Operating LLC | 100 | BBCP Kauai Operating LLC | 100 | Non-regulated | Dropped - in Alaska or in Hawaii or Puerto Rico
LaO Energy Systems | 52006_G_GEN7 | 52006 | G | GEN7 |  | Combined Cycle |  |  | Louisiana |  | Iberville |  |  | 95 |  | 1982 | 2016 | [32 empty] | Dow Chemical Co | 100 | Dow Chemical Co | 100 | Non-regulated | Dropped - Retired/Planned Retirement by 06/2028
El Sobrante Gas Recovery | 56534_G_GEN1 | 56534 | G | GEN1 |  | Landfill Gas |  |  | California |  | Riverside |  |  | 1.3 |  | 2004 | 2016 | [32 empty] | Waste Management Energy Solutions Inc | 100 | Waste Management Energy Solutions Inc | 100 | Non-regulated | Dropped - Retired/Planned Retirement by 06/2028
El Sobrante Gas Recovery | 56534_G_GEN2 | 56534 | G | GEN2 |  | Landfill Gas |  |  | California |  | Riverside |  |  | 1.3 |  | 2004 | 2016 | [32 empty] | Waste Management Energy Solutions Inc | 100 | Waste Management Energy Solutions Inc | 100 | Non-regulated | Dropped - Retired/Planned Retirement by 06/2028
El Sobrante Gas Recovery | 56534_G_GEN3 | 56534 | G | GEN3 |  | Landfill Gas |  |  | California |  | Riverside |  |  | 1.3 |  | 2004 | 2016 | [32 empty] | Waste Management Energy Solutions Inc | 100 | Waste Management Energy Solutions Inc | 100 | Non-regulated | Dropped - Retired/Planned Retirement by 06/2028
Waste Management Simi Valley LFGTE | 56535_G_GEN1 | 56535 | G | GEN1 |  | Landfill Gas |  |  | California |  | Ventura |  |  | 1.3 |  | 2004 | 2016 | [32 empty] | Waste Management Energy Solutions Inc | 100 | Waste Management Energy Solutions Inc | 100 | Non-regulated | Dropped - Retired/Planned Retirement by 06/2028
Waste Management Simi Valley LFGTE | 56535_G_GEN2 | 56535 | G | GEN2 |  | Landfill Gas |  |  | California |  | Ventura |  |  | 1.3 |  | 2004 | 2016 | [32 empty] | Waste Management Energy Solutions Inc | 100 | Waste Management Energy Solutions Inc | 100 | Non-regulated | Dropped - Retired/Planned Retirement by 06/2028
Green Machine | 59282_G_BBX00 | 59282 | G | BBX00 |  | Fuel Cell |  |  | Maryland |  | Anne Arundel |  |  | 1.6 |  | 2013 | 2016 | [32 empty] | U.S. Government | 100 | U.S. Government | 100 | Non-regulated | Dropped - Retired/Planned Retirement by 06/2028
Mitchell (GA) | 727_G_3 | 727 | G | 3 |  | Coal Steam |  |  | Georgia |  | Dougherty |  |  | 155 |  | 1964 | 2016 | [32 empty] | Georgia Power Co | 100 | Georgia Power Co | 100 | Regulated | Dropped - Retired/Planned Retirement by 06/2028 | PB1: 3
Mitchell (GA) | 727_G_4A | 727 | G | 4A |  | Combustion Turbine |  |  | Georgia |  | Dougherty |  |  | 31 |  | 1971 | 2016 | [32 empty] | Georgia Power Co | 100 | Georgia Power Co | 100 | Regulated | Dropped - Retired/Planned Retirement by 06/2028
Mitchell (GA) | 727_G_4B | 727 | G | 4B |  | Combustion Turbine |  |  | Georgia |  | Dougherty |  |  | 31 |  | 1971 | 2016 | [32 empty] | Georgia Power Co | 100 | Georgia Power Co | 100 | Regulated | Dropped - Retired/Planned Retirement by 06/2028
Kraft | 733_G_PWA | 733 | G | PWA |  | Combustion Turbine |  |  | Georgia |  | Chatham |  |  | 17 |  | 1969 | 2016 | [32 empty] | Georgia Power Co | 100 | Georgia Power Co | 100 | Regulated | Dropped - Retired/Planned Retirement by 06/2028
Wanapum | 3888_G_3 | 3888 | G | 3 |  | Hydro |  |  | Washington |  | Grant |  |  | 103.8 |  | 1963 | 2016 | [32 empty] | PUD No 2 of Grant County | 100 | PUD No 2 of Grant County | 100 | Regulated | Dropped - Retired/Planned Retirement by 06/2028
MVUT | 10600_G_GEN1 | 10600 | G | GEN1 |  | Combustion Turbine |  |  | California |  | San Diego |  |  | 3.1 |  | 1982 | 2016 | [32 empty] | MVUT 27 Owner LLC | 100 | MVUT 27 Owner LLC | 100 | Non-regulated | Dropped - Retired/Planned Retirement by 06/2028
Marina Landfill Gas | 10748_G_U3J98 | 10748 | G | U3J98 |  | Landfill Gas |  |  | California |  | Monterey |  |  | 1 |  | 1998 | 2016 | [32 empty] | Monterey Regional Waste Mgmt | 100 | Monterey Regional Waste Mgmt | 100 | Non-regulated | Dropped - Retired/Planned Retirement by 06/2028
ReEnergy Chateaugay Power Station | 50277_G_GEN1 | 50277 | G | GEN1 |  | Biomass |  |  | New York |  | Franklin |  |  | 18 |  | 1993 | 2016 | [32 empty] | ReEnergy Chateaugay LLC | 100 | ReEnergy Chateaugay LLC | 100 | Non-regulated | Dropped - Retired/Planned Retirement by 06/2028
Santa Clara (85C) | 50534_G_WGNS | 50534 | G | WGNS |  | Onshore Wind |  |  | California |  | Alameda |  |  | 18 |  | 1986 | 2016 | [32 empty] | AES Distributed Energy | 100 | AES Distributed Energy | 100 | Non-regulated | Dropped - Retired/Planned Retirement by 06/2028
Des Moines Wastewater Reclamation Fac | 50932_G_01 | 50932 | G | 01 |  | Non-Fossil Waste |  |  | Iowa |  | Polk |  |  | 0.6 |  | 1991 | [33 empty] | Des Moines Metro WRF | 100 | Des Moines Metro WRF | 100 | Non-regulated | Dropped - Plant is identified as onsite because it is a net buyer of electricity in 2021
Des Moines Wastewater Reclamation Fac | 50932_G_02 | 50932 | G | 02 |  | Non-Fossil Waste |  |  | Iowa |  | Polk |  |  | 0.6 |  | 1991 | [33 empty] | Des Moines Metro WRF | 100 | Des Moines Metro WRF | 100 | Non-regulated | Dropped - Plant is identified as onsite because it is a net buyer of electricity in 2021
Des Moines Wastewater Reclamation Fac | 50932_G_03 | 50932 | G | 03 |  | Non-Fossil Waste |  |  | Iowa |  | Polk |  |  | 0.6 |  | 1991 | [33 empty] | Des Moines Metro WRF | 100 | Des Moines Metro WRF | 100 | Non-regulated | Dropped - Plant is identified as onsite because it is a net buyer of electricity in 2021
Winnebago County Landfill Gas | 50936_G_EG1 | 50936 | G | EG1 |  | Landfill Gas |  |  | Wisconsin |  | Winnebago |  |  | 0.9 |  | 2000 | 2016 | [32 empty] | Winnebago County | 100 | Winnebago County | 100 | Non-regulated | Dropped - Retired/Planned Retirement by 06/2028
Alakanuk | 57053_G_UNIT1 | 57053 | G | UNIT1 |  | Combustion Turbine |  |  | Alaska |  | Kusilvak |  |  | 0.4 |  | 2008 | [33 empty] | Alaska Village Elec Coop, Inc | 100 | Alaska Village Elec Coop, Inc | 100 | Regulated | Dropped - in Alaska or in Hawaii or Puerto Rico
Alakanuk | 57053_G_UNIT2 | 57053 | G | UNIT2 |  | Combustion Turbine |  |  | Alaska |  | Kusilvak |  |  | 0.5 |  | 1999 | [33 empty] | Alaska Village Elec Coop, Inc | 100 | Alaska Village Elec Coop, Inc | 100 | Regulated | Dropped - in Alaska or in Hawaii or Puerto Rico
Alakanuk | 57053_G_UNIT3 | 57053 | G | UNIT3 |  | Combustion Turbine |  |  | Alaska |  | Kusilvak |  |  | 0.4 |  | 1993 | [33 empty] | Alaska Village Elec Coop, Inc | 100 | Alaska Village Elec Coop, Inc | 100 | Regulated | Dropped - in Alaska or in Hawaii or Puerto Rico
Nine Mile Gas Processing Plant | 57132_G_1 | 57132 | G | 1 |  | Combustion Turbine |  |  | Oklahoma |  | Dewey |  |  | 2 |  | 2001 | 2016 | [32 empty] | Midcoast G&P (Oklahoma) LP | 100 | Midcoast G&P (Oklahoma) LP | 100 | Non-regulated | Dropped - Retired/Planned Retirement by 06/2028
Nine Mile Gas Processing Plant | 57132_G_2 | 57132 | G | 2 |  | Combustion Turbine |  |  | Oklahoma |  | Dewey |  |  | 2.1 |  | 2001 | 2016 | [32 empty] | Midcoast G&P (Oklahoma) LP | 100 | Midcoast G&P (Oklahoma) LP | 100 | Non-regulated | Dropped - Retired/Planned Retirement by 06/2028
Nine Mile Gas Processing Plant | 57132_G_3 | 57132 | G | 3 |  | Combustion Turbine |  |  | Oklahoma |  | Dewey |  |  | 2.1 |  | 2001 | 2016 | [32 empty] | Midcoast G&P (Oklahoma) LP | 100 | Midcoast G&P (Oklahoma) LP | 100 | Non-regulated | Dropped - Retired/Planned Retirement by 06/2028
Beacon Power Flywheel System 2 | 57712_G_TYN2 | 57712 | G | TYN2 |  | Energy Storage |  |  | Massachusetts |  | Middlesex |  |  | 2 |  | 2009 | 2016 | [32 empty] | Beacon Power LLC | 100 | Beacon Power LLC | 100 | Non-regulated | Dropped - Retired/Planned Retirement by 06/2028
Twin Falls (MI) | 1784_G_1 | 1784 | G | 1 |  | Hydro |  |  | Michigan |  | Dickinson |  |  | 1.3 |  | 1912 | 2016 | [32 empty] | Wisconsin Electric Power Co | 100 | Wisconsin Electric Power Co | 100 | Regulated | Dropped - Retired/Planned Retirement by 06/2028
Twin Falls (MI) | 1784_G_2 | 1784 | G | 2 |  | Hydro |  |  | Michigan |  | Dickinson |  |  | 1.3 |  | 1912 | 2016 | [32 empty] | Wisconsin Electric Power Co | 100 | Wisconsin Electric Power Co | 100 | Regulated | Dropped - Retired/Planned Retirement by 06/2028
Twin Falls (MI) | 1784_G_3 | 1784 | G | 3 |  | Hydro |  |  | Michigan |  | Dickinson |  |  | 1.3 |  | 1912 | 2016 | [32 empty] | Wisconsin Electric Power Co | 100 | Wisconsin Electric Power Co | 100 | Regulated | Dropped - Retired/Planned Retirement by 06/2028
Twin Falls (MI) | 1784_G_4 | 1784 | G | 4 |  | Hydro |  |  | Michigan |  | Dickinson |  |  | 1.2 |  | 1916 | 2016 | [32 empty] | Wisconsin Electric Power Co | 100 | Wisconsin Electric Power Co | 100 | Regulated | Dropped - Retired/Planned Retirement by 06/2028
Twin Falls (MI) | 1784_G_5 | 1784 | G | 5 |  | Hydro |  |  | Michigan |  | Dickinson |  |  | 1.2 |  | 1916 | 2016 | [32 empty] | Wisconsin Electric Power Co | 100 | Wisconsin Electric Power Co | 100 | Regulated | Dropped - Retired/Planned Retirement by 06/2028
Sweatt | 2048_G_1 | 2048 | G | 1 |  | O/G Steam |  |  | Mississippi |  | Lauderdale |  |  | 46 |  | 1951 | 2016 | [32 empty] | Mississippi Power Co | 100 | Mississippi Power Co | 100 | Regulated | Dropped - Retired/Planned Retirement by 06/2028 | bar: PB1
Sweatt | 2048_G_2 | 2048 | G | 2 |  | O/G Steam |  |  | Mississippi |  | Lauderdale |  |  | 46 |  | 1953 | 2016 | [32 empty] | Mississippi Power Co | 100 | Mississippi Power Co | 100 | Regulated | Dropped - Retired/Planned Retirement by 06/2028 | PB1: 2
Marshall (MO) | 2144_G_4 | 2144 | G | 4 |  | Coal Steam |  |  | Missouri |  | Saline |  |  | 5.8 |  | 1956 | 2016 | [32 empty] | City of Marshall - (MO) | 100 | City of Marshall - (MO) | 100 | Regulated | Dropped - Retired/Planned Retirement by 06/2028 | PB1: 3; PB2: 4
TalenEnergy Martins Creek LLC Harrisburg | 3143_G_CTG4 | 3143 | G | CTG4 |  | Combustion Turbine |  |  | Pennsylvania |  | Dauphin |  |  | 14 |  | 1967 | 2016 | [32 empty] | TalenEnergy Martins Creek LLC | 100 | TalenEnergy Martins Creek LLC | 100 | Non-regulated | Dropped - Retired/Planned Retirement by 06/2028
Block Island | 6567_G_22 | 6567 | G | 22 |  | Combustion Turbine |  |  | Rhode Island |  | Washington |  |  | 1.2 |  | 1999 | 2016 | [32 empty] | Block Island Utility District | 100 | Block Island Utility District | 100 | Regulated | Dropped - Retired/Planned Retirement by 06/2028
Tipton | 8106_G_4 | 8106 | G | 4 |  | Combustion Turbine |  |  | Iowa |  | Cedar |  |  | 0.3 |  | 1955 | 2016 | [32 empty] | City of Tipton - (IA) | 100 | City of Tipton - (IA) | 100 | Regulated | Dropped - Retired/Planned Retirement by 06/2028
Marina Landfill Gas | 10748_G_U4J08 | 10748 | G | U4J08 |  | Landfill Gas |  |  | California |  | Monterey |  |  | 1.4 |  | 2009 | 2016 | [32 empty] | Monterey Regional Waste Mgmt | 100 | Monterey Regional Waste Mgmt | 100 | Non-regulated | Dropped - Retired/Planned Retirement by 06/2028
American Eagle Paper Mills | 50284_G_TG3 | 50284 | G | TG3 |  | Coal Steam |  |  | Pennsylvania |  | Blair |  |  | 2.5 |  | 1929 | 2016 | [32 empty] | American Eagle Paper Mills | 100 | American Eagle Paper Mills | 100 | Non-regulated | Dropped - Retired/Planned Retirement by 06/2028
American Eagle Paper Mills | 50284_G_TG4 | 50284 | G | TG4 |  | Coal Steam |  |  | Pennsylvania |  | Blair |  |  | 4.5 |  | 1930 | 2016 | [32 empty] | American Eagle Paper Mills | 100 | American Eagle Paper Mills | 100 | Non-regulated | Dropped - Retired/Planned Retirement by 06/2028
American Eagle Paper Mills | 50284_G_TG5 | 50284 | G | TG5 |  | Coal Steam |  |  | Pennsylvania |  | Blair |  |  | 3 |  | 1936 | 2016 | [32 empty] | American Eagle Paper Mills | 100 | American Eagle Paper Mills | 100 | Non-regulated | Dropped - Retired/Planned Retirement by 06/2028
American Eagle Paper Mills | 50284_G_TG6 | 50284 | G | TG6 |  | Coal Steam |  |  | Pennsylvania |  | Blair |  |  | 7 |  | 1958 | 2016 | [32 empty] | American Eagle Paper Mills | 100 | American Eagle Paper Mills | 100 | Non-regulated | Dropped - Retired/Planned Retirement by 06/2028
General Mills West Chicago | 54924_G_1 | 54924 | G | 1 |  | Combustion Turbine |  |  | Illinois |  | DuPage |  |  | 0.8 |  | 1994 | 2016 | [32 empty] | General Mills Inc | 100 | General Mills Inc | 100 | Non-regulated | Dropped - Retired/Planned Retirement by 06/2028
General Mills West Chicago | 54924_G_2 | 54924 | G | 2 |  | Combustion Turbine |  |  | Illinois |  | DuPage |  |  | 0.8 |  | 1994 | 2016 | [32 empty] | General Mills Inc | 100 | General Mills Inc | 100 | Non-regulated | Dropped - Retired/Planned Retirement by 06/2028
General Mills West Chicago | 54924_G_3 | 54924 | G | 3 |  | Combustion Turbine |  |  | Illinois |  | DuPage |  |  | 0.8 |  | 1994 | 2016 | [32 empty] | General Mills Inc | 100 | General Mills Inc | 100 | Non-regulated | Dropped - Retired/Planned Retirement by 06/2028
General Mills West Chicago | 54924_G_4 | 54924 | G | 4 |  | Combustion Turbine |  |  | Illinois |  | DuPage |  |  | 0.8 |  | 1994 | 2016 | [32 empty] | General Mills Inc | 100 | General Mills Inc | 100 | Non-regulated | Dropped - Retired/Planned Retirement by 06/2028
General Mills West Chicago | 54924_G_5 | 54924 | G | 5 |  | Combustion Turbine |  |  | Illinois |  | DuPage |  |  | 0.8 |  | 1994 | 2016 | [32 empty] | General Mills Inc | 100 | General Mills Inc | 100 | Non-regulated | Dropped - Retired/Planned Retirement by 06/2028
General Mills West Chicago | 54924_G_6 | 54924 | G | 6 |  | Combustion Turbine |  |  | Illinois |  | DuPage |  |  | 0.8 |  | 1994 | 2016 | [32 empty] | General Mills Inc | 100 | General Mills Inc | 100 | Non-regulated | Dropped - Retired/Planned Retirement by 06/2028
General Mills West Chicago | 54924_G_7 | 54924 | G | 7 |  | Combustion Turbine |  |  | Illinois |  | DuPage |  |  | 0.8 |  | 1994 | 2016 | [32 empty] | General Mills Inc | 100 | General Mills Inc | 100 | Non-regulated | Dropped - Retired/Planned Retirement by 06/2028
General Mills West Chicago | 54924_G_8 | 54924 | G | 8 |  | Combustion Turbine |  |  | Illinois |  | DuPage |  |  | 0.8 |  | 1994 | 2016 | [32 empty] | General Mills Inc | 100 | General Mills Inc | 100 | Non-regulated | Dropped - Retired/Planned Retirement by 06/2028
Mabelvale | 171_G_1 | 171 | G | 1 |  | Combustion Turbine |  |  | Arkansas |  | Pulaski |  |  | 14.1 |  | 1970 | 2016 | [32 empty] | Entergy Arkansas LLC | 100 | Entergy Arkansas LLC | 100 | Regulated | Dropped - Retired/Planned Retirement by 06/2028
Mabelvale | 171_G_3 | 171 | G | 3 |  | Combustion Turbine |  |  | Arkansas |  | Pulaski |  |  | 14.1 |  | 1970 | 2016 | [32 empty] | Entergy Arkansas LLC | 100 | Entergy Arkansas LLC | 100 | Regulated | Dropped - Retired/Planned Retirement by 06/2028
Michoud | 1409_G_2 | 1409 | G | 2 |  | O/G Steam |  |  | Louisiana |  | Orleans |  |  | 241.6 |  | 1963 | 2016 | [32 empty] | Entergy New Orleans, LLC | 100 | Entergy New Orleans, LLC | 100 | Regulated | Dropped - Retired/Planned Retirement by 06/2028 | PB1: 2
Michoud | 1409_G_3 | 1409 | G | 3 |  | O/G Steam |  |  | Louisiana |  | Orleans |  |  | 543.8 |  | 1967 | 2016 | [32 empty] | Entergy New Orleans, LLC | 100 | Entergy New Orleans, LLC | 100 | Regulated | Dropped - Retired/Planned Retirement by 06/2028 | PB1: 1; PB2: 3
River Rouge | 1740_G_2 | 1740 | G | 2 |  | Coal Steam |  |  | Michigan |  | Wayne |  |  | 251 |  | 1957 | 2016 | [32 empty] | DTE Electric Company | 100 | DTE Electric Company | 100 | Regulated | Dropped - Retired/Planned Retirement by 06/2028 | PB1: 2
James De Young | 1830_G_3 | 1830 | G | 3 |  | Coal Steam |  |  | Michigan |  | Ottawa |  |  | 10.5 |  | 1951 | 2016 | [32 empty] | City of Holland | 100 | City of Holland | 100 | Regulated | Dropped - Retired/Planned Retirement by 06/2028 | PB1: 3
Austin Northeast | 1961_G_1 | 1961 | G | 1 |  | O/G Steam |  |  | Minnesota |  | Mower |  |  | 28 |  | 1971 | 2016 | [32 empty] | City of Austin - (MN) | 100 | City of Austin - (MN) | 100 | Regulated | Dropped - Retired/Planned Retirement by 06/2028
Boomer Lake Station | 3000_G_2 | 3000 | G | 2 |  | O/G Steam |  |  | Oklahoma |  | Payne |  |  | 13 |  | 1959 | 2016 | [32 empty] | Stillwater Utilities Authority | 100 | Stillwater Utilities Authority | 100 | Regulated | Dropped - Retired/Planned Retirement by 06/2028 | PB1: 1; PB2: 2
Provo | 3686_G_4 | 3686 | G | 4 |  | O/G Steam |  |  | Utah |  | Utah |  |  | 9.2 |  | 1949 | 2016 | [32 empty] | Provo City Corp | 100 | Provo City Corp | 100 | Regulated | Dropped - Retired/Planned Retirement by 06/2028
Provo | 3686_G_5 | 3686 | G | 5 |  | Combustion Turbine |  |  | Utah |  | Utah |  |  | 2.5 |  | 1980 | 2016 | [32 empty] | Provo City Corp | 100 | Provo City Corp | 100 | Regulated | Dropped - Retired/Planned Retirement by 06/2028
Provo | 3686_G_6 | 3686 | G | 6 |  | Combustion Turbine |  |  | Utah |  | Utah |  |  | 2.5 |  | 1980 | 2016 | [32 empty] | Provo City Corp | 100 | Provo City Corp | 100 | Regulated | Dropped - Retired/Planned Retirement by 06/2028
Provo | 3686_G_7 | 3686 | G | 7 |  | Combustion Turbine |  |  | Utah |  | Utah |  |  | 2.5 |  | 1980 | 2016 | [32 empty] | Provo City Corp | 100 | Provo City Corp | 100 | Regulated | Dropped - Retired/Planned Retirement by 06/2028
Provo | 3686_G_8 | 3686 | G | 8 |  | Combustion Turbine |  |  | Utah |  | Utah |  |  | 2.5 |  | 1980 | 2016 | [32 empty] | Provo City Corp | 100 | Provo City Corp | 100 | Regulated | Dropped - Retired/Planned Retirement by 06/2028
Valdez | 6306_G_1 | 6306 | G | 1 |  | Combustion Turbine |  |  | Alaska |  | Valdez Cordova |  |  | 0.5 |  | 1967 | [33 empty] | Copper Valley Elec Assn, Inc | 100 | Copper Valley Elec Assn, Inc | 100 | Regulated | Dropped - in Alaska or in Hawaii or Puerto Rico
Valdez | 6306_G_2 | 6306 | G | 2 |  | Combustion Turbine |  |  | Alaska |  | Valdez Cordova |  |  | 0.5 |  | 1967 | [33 empty] | Copper Valley Elec Assn, Inc | 100 | Copper Valley Elec Assn, Inc | 100 | Regulated | Dropped - in Alaska or in Hawaii or Puerto Rico
Valdez | 6306_G_3 | 6306 | G | 3 |  | Combustion Turbine |  |  | Alaska |  | Valdez Cordova |  |  | 0.5 |  | 1967 | [33 empty] | Copper Valley Elec Assn, Inc | 100 | Copper Valley Elec Assn, Inc | 100 | Regulated | Dropped - in Alaska or in Hawaii or Puerto Rico
Emmonak | 6314_G_5a | 6314 | G | 5a |  | Combustion Turbine |  |  | Alaska |  | Kusilvak |  |  | 0.5 |  | 2005 | [33 empty] | Alaska Village Elec Coop, Inc | 100 | Alaska Village Elec Coop, Inc | 100 | Regulated | Dropped - in Alaska or in Hawaii or Puerto Rico
Hooper Bay | 6319_G_5 | 6319 | G | 5 |  | Combustion Turbine |  |  | Alaska |  | Bethel |  |  | 0.5 |  | 1991 | [33 empty] | Alaska Village Elec Coop, Inc | 100 | Alaska Village Elec Coop, Inc | 100 | Regulated | Dropped - in Alaska or in Hawaii or Puerto Rico
Georgia-Pacific Palatka Operations | 10611_G_GEN2 | 10611 | G | GEN2 |  | O/G Steam |  |  | Florida |  | Putnam |  |  | 7 |  | 1956 | [33 empty] | Georgia-Pacific Consr Ops LLC-Palatka | 100 | Georgia-Pacific Consr Ops LLC-Palatka | 100 | Non-regulated | Dropped - Plant is identified as onsite because it is a net buyer of electricity in 2021 | PB1: 7
Aliso Water Management Agency | 10820_G_GEN3 | 10820 | G | GEN3 |  | Non-Fossil Waste |  |  | California |  | Orange |  |  | 0.4 |  | 1997 | 2016 | [32 empty] | South Orange Co Wastewtr Auth | 100 | South Orange Co Wastewtr Auth | 100 | Non-regulated | Dropped - Retired/Planned Retirement by 06/2028
San Joaquin Cogen | 50062_G_GEN1 | 50062 | G | GEN1 |  | Combustion Turbine |  |  | California |  | San Joaquin |  |  | 48 |  | 1990 | 2016 | [32 empty] | San Joaquin LLC | 100 | San Joaquin LLC | 100 | Non-regulated | Dropped - Retired/Planned Retirement by 06/2028
Glenns Ferry Cogen Facility | 54578_G_1001 | 54578 | G | 1001 |  | Combined Cycle |  |  | Idaho |  | Elmore |  |  | 10.4 |  | 1996 | 2016 | [32 empty] | Energy Operations Group | 100 | Energy Operations Group | 100 | Non-regulated | Dropped - Retired/Planned Retirement by 06/2028
Hueco Mountain Wind Ranch | 55578_G_EXIS | 55578 | G | EXIS |  | Onshore Wind |  |  | Texas |  | Hudspeth |  |  | 1.3 |  | 2001 | 2016 | [32 empty] | El Paso Electric Co | 100 | El Paso Electric Co | 100 | Regulated | Dropped - Retired/Planned Retirement by 06/2028
Harrisonburg Power Plant | 56006_G_ST-1 | 56006 | G | ST-1 |  | O/G Steam |  |  | Virginia |  | Harrisonburg City |  |  | 2.7 |  | 1997 | 2016 | [32 empty] | City of Harrisonburg - (VA) | 100 | City of Harrisonburg - (VA) | 100 | Regulated | Dropped - Retired/Planned Retirement by 06/2028
Wood River | 898_G_4 | 898 | G | 4 |  | Coal Steam |  |  | Illinois |  | Madison |  |  | 89 |  | 1954 | 2016 | [32 empty] | Dynegy Midwest Generation Inc | 100 | Dynegy Midwest Generation Inc | 100 | Non-regulated | Dropped - Retired/Planned Retirement by 06/2028 | PB1: 4
Wood River | 898_G_5 | 898 | G | 5 |  | Coal Steam |  |  | Illinois |  | Madison |  |  | 371 |  | 1964 | 2016 | [32 empty] | Dynegy Midwest Generation Inc | 100 | Dynegy Midwest Generation Inc | 100 | Non-regulated | Dropped - Retired/Planned Retirement by 06/2028 | PB1: 5
Riverside (MD) | 1559_G_4 | 1559 | G | 4 |  | O/G Steam |  |  | Maryland |  | Baltimore |  |  | 74 |  | 1951 | 2016 | [32 empty] | Constellation Power Source Generation, LLC | 100 | Constellation Power Source Generation, LLC | 100 | Non-regulated | Dropped - Retired/Planned Retirement by 06/2028 | PB1: 4
Wyandotte | 1866_G_5 | 1866 | G | 5 |  | O/G Steam |  |  | Michigan |  | Wayne |  |  | 22 |  | 1958 | 2016 | [32 empty] | Wyandotte Municipal Serv Comm | 100 | Wyandotte Municipal Serv Comm | 100 | Regulated | Dropped - Retired/Planned Retirement by 06/2028
Wyandotte | 1866_G_6 | 1866 | G | 6 |  | O/G Steam |  |  | Michigan |  | Wayne |  |  | 7.5 |  | 1969 | 2016 | [32 empty] | Wyandotte Municipal Serv Comm | 100 | Wyandotte Municipal Serv Comm | 100 | Regulated | Dropped - Retired/Planned Retirement by 06/2028 | PB1: 8
B L England | 2378_G_IC1 | 2378 | G | IC1 |  | Combustion Turbine |  |  | New Jersey |  | Cape May |  |  | 2 |  | 1961 | 2016 | [32 empty] | RC Cape May Holdings LLC | 100 | RC Cape May Holdings LLC | 100 | Non-regulated | Dropped - Retired/Planned Retirement by 06/2028
B L England | 2378_G_IC2 | 2378 | G | IC2 |  | Combustion Turbine |  |  | New Jersey |  | Cape May |  |  | 2 |  | 1961 | 2016 | [32 empty] | RC Cape May Holdings LLC | 100 | RC Cape May Holdings LLC | 100 | Non-regulated | Dropped - Retired/Planned Retirement by 06/2028
B L England | 2378_G_IC3 | 2378 | G | IC3 |  | Combustion Turbine |  |  | New Jersey |  | Cape May |  |  | 2 |  | 1961 | 2016 | [32 empty] | RC Cape May Holdings LLC | 100 | RC Cape May Holdings LLC | 100 | Non-regulated | Dropped - Retired/Planned Retirement by 06/2028
B L England | 2378_G_IC4 | 2378 | G | IC4 |  | Combustion Turbine |  |  | New Jersey |  | Cape May |  |  | 2 |  | 1961 | 2016 | [32 empty] | RC Cape May Holdings LLC | 100 | RC Cape May Holdings LLC | 100 | Non-regulated | Dropped - Retired/Planned Retirement by 06/2028
Avon Lake | 2836_G_7 | 2836 | G | 7 |  | Coal Steam |  |  | Ohio |  | Lorain |  |  | 70 |  | 1949 | 2016 | [32 empty] | GenOn Power Midwest, LP | 100 | GenOn Power Midwest, LP | 100 | Non-regulated | Dropped - Retired/Planned Retirement by 06/2028 | PB1: 10
Endicott Station | 4259_G_1 | 4259 | G | 1 |  | Coal Steam |  |  | Michigan |  | Hillsdale |  |  | 55 |  | 1982 | 2016 | [32 empty] | Michigan South Central Power Agency | 100 | Michigan South Central Power Agency | 100 | Regulated | Dropped - Retired/Planned Retirement by 06/2028
Jasper 2 | 6225_G_1 | 6225 | G | 1 |  | Coal Steam |  |  | Indiana |  | Dubois |  |  | 13.6 |  | 1968 | 2016 | [32 empty] | City of Jasper - (IN) | 100 | City of Jasper - (IN) | 100 | Regulated | Dropped - Retired/Planned Retirement by 06/2028
Portsmouth Genco LLC | 10071_G_GEN1 | 10071 | G | GEN1 |  | Coal Steam |  |  | Virginia |  | Portsmouth City |  |  | 57.5 |  | 1988 | 2016 | [32 empty] | Portsmouth Operating Services LLC | 100 | Portsmouth Operating Services LLC | 100 | Non-regulated | Dropped - Retired/Planned Retirement by 06/2028
Portsmouth Genco LLC | 10071_G_GEN2 | 10071 | G | GEN2 |  | Coal Steam |  |  | Virginia |  | Portsmouth City |  |  | 57.5 |  | 1988 | 2016 | [32 empty] | Portsmouth Operating Services LLC | 100 | Portsmouth Operating Services LLC | 100 | Non-regulated | Dropped - Retired/Planned Retirement by 06/2028
Grossmont Hospital | 10115_G_GEN1 | 10115 | G | GEN1 |  | Combustion Turbine |  |  | California |  | San Diego |  |  | 0.8 |  | 1983 | 2016 | [32 empty] | Sharp Grossmont Hospital | 100 | Sharp Grossmont Hospital | 100 | Non-regulated | Dropped - Retired/Planned Retirement by 06/2028
Grossmont Hospital | 10115_G_GEN2 | 10115 | G | GEN2 |  | Combustion Turbine |  |  | California |  | San Diego |  |  | 0.8 |  | 1983 | 2016 | [32 empty] | Sharp Grossmont Hospital | 100 | Sharp Grossmont Hospital | 100 | Non-regulated | Dropped - Retired/Planned Retirement by 06/2028
Anson Abenaki Hydros | 10186_G_STG1 | 10186 | G | STG1 |  | O/G Steam |  |  | Maine |  | Somerset |  |  | 2 |  | 1994 | 2016 | [32 empty] | Eagle Creek Madison Hydro, LLC | 100 | Eagle Creek Madison Hydro, LLC | 100 | Non-regulated | Dropped - Retired/Planned Retirement by 06/2028
Wabash Valley Power IGCC | 57842_G_1 | 57842 | G | 1 | 720 | IGCC |  |  | Indiana |  | Vigo |  |  | 85 |  | 1953 | 2016 | [32 empty] | Wabash Valley Power Assn, Inc | 100 | Wabash Valley Power Assn, Inc | 100 | Regulated | Dropped - Retired/Planned Retirement by 06/2028 | PB1: 1; PB2: 1HRSG
WSACC Power Generation Facility | 58518_G_1 | 58518 | G | 1 |  | Non-Fossil Waste |  |  | North Carolina |  | Cabarrus |  |  | 0.8 |  | 2014 | 2016 | [32 empty] | WSACC | 100 | WSACC | 100 | Non-regulated | Dropped - Retired/Planned Retirement by 06/2028
Hidden View Dairy, LLC | 59260_G_HV2 | 59260 | G | HV2 |  | Non-Fossil Waste |  |  | Indiana |  | Jasper |  |  | 0.3 |  | 2007 | [33 empty] | T&M Limited Partnership | 100 | T&M Limited Partnership | 100 | Non-regulated | Dropped - Plant is identified as onsite because it is a net buyer of electricity in 2021
Colbert | 47_G_1 | 47 | G | 1 |  | Coal Steam |  |  | Alabama |  | Colbert |  |  | 178 |  | 1955 | 2016 | [32 empty] | Tennessee Valley Authority | 100 | Tennessee Valley Authority | 100 | Regulated | Dropped - Retired/Planned Retirement by 06/2028 | bar: PB1
Colbert | 47_G_2 | 47 | G | 2 |  | Coal Steam |  |  | Alabama |  | Colbert |  |  | 178 |  | 1955 | 2016 | [32 empty] | Tennessee Valley Authority | 100 | Tennessee Valley Authority | 100 | Regulated | Dropped - Retired/Planned Retirement by 06/2028 | PB1: 2
Colbert | 47_G_3 | 47 | G | 3 |  | Coal Steam |  |  | Alabama |  | Colbert |  |  | 178 |  | 1955 | 2016 | [32 empty] | Tennessee Valley Authority | 100 | Tennessee Valley Authority | 100 | Regulated | Dropped - Retired/Planned Retirement by 06/2028 | PB1: 3
Colbert | 47_G_4 | 47 | G | 4 |  | Coal Steam |  |  | Alabama |  | Colbert |  |  | 178 |  | 1955 | 2016 | [32 empty] | Tennessee Valley Authority | 100 | Tennessee Valley Authority | 100 | Regulated | Dropped - Retired/Planned Retirement by 06/2028 | PB1: 4
Colbert | 47_G_5 | 47 | G | 5 |  | Coal Steam |  |  | Alabama |  | Colbert |  |  | 472 |  | 1965 | 2016 | [32 empty] | Tennessee Valley Authority | 100 | Tennessee Valley Authority | 100 | Regulated | Dropped - Retired/Planned Retirement by 06/2028 | PB1: 5
Eagle Valley (IN) | 991_G_3 | 991 | G | 3 |  | Coal Steam |  |  | Indiana |  | Morgan |  |  | 40 |  | 1951 | 2016 | [32 empty] | AES Indiana | 100 | AES Indiana | 100 | Regulated | Dropped - Retired/Planned Retirement by 06/2028 | PB1: 3
Eagle Valley (IN) | 991_G_4 | 991 | G | 4 |  | Coal Steam |  |  | Indiana |  | Morgan |  |  | 56 |  | 1953 | 2016 | [32 empty] | AES Indiana | 100 | AES Indiana | 100 | Regulated | Dropped - Retired/Planned Retirement by 06/2028 | PB1: 4
Eagle Valley (IN) | 991_G_5 | 991 | G | 5 |  | Coal Steam |  |  | Indiana |  | Morgan |  |  | 62 |  | 1953 | 2016 | [32 empty] | AES Indiana | 100 | AES Indiana | 100 | Regulated | Dropped - Retired/Planned Retirement by 06/2028 | PB1: 5
Eagle Valley (IN) | 991_G_6 | 991 | G | 6 |  | Coal Steam |  |  | Indiana |  | Morgan |  |  | 99 |  | 1956 | 2016 | [32 empty] | AES Indiana | 100 | AES Indiana | 100 | Regulated | Dropped - Retired/Planned Retirement by 06/2028 | PB1: 6
Eagle Valley (IN) | 991_G_IC1 | 991 | G | IC1 |  | Combustion Turbine |  |  | Indiana |  | Morgan |  |  | 3 |  | 1967 | 2016 | [32 empty] | AES Indiana | 100 | AES Indiana | 100 | Regulated | Dropped - Retired/Planned Retirement by 06/2028
Wabash River | 1010_G_2 | 1010 | G | 2 |  | Coal Steam |  |  | Indiana |  | Vigo |  |  | 85 |  | 1953 | 2016 | [32 empty] | Duke Energy Indiana, LLC | 100 | Duke Energy Indiana, LLC | 100 | Regulated | Dropped - Retired/Planned Retirement by 06/2028 | PB1: 2
Wabash River | 1010_G_3 | 1010 | G | 3 |  | Coal Steam |  |  | Indiana |  | Vigo |  |  | 85 |  | 1954 | 2016 | [32 empty] | Duke Energy Indiana, LLC | 100 | Duke Energy Indiana, LLC | 100 | Regulated | Dropped - Retired/Planned Retirement by 06/2028 | PB1: 3
Wabash River | 1010_G_4 | 1010 | G | 4 |  | Coal Steam |  |  | Indiana |  | Vigo |  |  | 85 |  | 1955 | 2016 | [32 empty] | Duke Energy Indiana, LLC | 100 | Duke Energy Indiana, LLC | 100 | Regulated | Dropped - Retired/Planned Retirement by 06/2028 | PB1: 4
Wabash River | 1010_G_5 | 1010 | G | 5 |  | Coal Steam |  |  | Indiana |  | Vigo |  |  | 95 |  | 1956 | 2016 | [32 empty] | Duke Energy Indiana, LLC | 100 | Duke Energy Indiana, LLC | 100 | Regulated | Dropped - Retired/Planned Retirement by 06/2028 | PB1: 5
George Neal North | 1091_G_1 | 1091 | G | 1 |  | Coal Steam |  |  | Iowa |  | Woodbury |  |  | 134.3 |  | 1964 | 2016 | [32 empty] | MidAmerican Energy Co | 100 | MidAmerican Energy Co | 100 | Regulated | Dropped - Retired/Planned Retirement by 06/2028 | bar: PB1
George Neal North | 1091_G_2 | 1091 | G | 2 |  | Coal Steam |  |  | Iowa |  | Woodbury |  |  | 283.7 |  | 1972 | 2016 | [32 empty] | MidAmerican Energy Co | 100 | MidAmerican Energy Co | 100 | Regulated | Dropped - Retired/Planned Retirement by 06/2028 | PB1: 2
Dale | 1385_G_3 | 1385 | G | 3 |  | Coal Steam |  |  | Kentucky |  | Clark |  |  | 74 |  | 1957 | 2016 | [32 empty] | East Kentucky Power Coop, Inc | 100 | East Kentucky Power Coop, Inc | 100 | Regulated | Dropped - Retired/Planned Retirement by 06/2028 | PB1: 3
Dale | 1385_G_4 | 1385 | G | 4 |  | Coal Steam |  |  | Kentucky |  | Clark |  |  | 75 |  | 1960 | 2016 | [32 empty] | East Kentucky Power Coop, Inc | 100 | East Kentucky Power Coop, Inc | 100 | Regulated | Dropped - Retired/Planned Retirement by 06/2028 | PB1: 4
B C Cobb | 1695_G_4 | 1695 | G | 4 |  | Coal Steam |  |  | Michigan |  | Muskegon |  |  | 156 |  | 1956 | 2016 | [32 empty] | Consumers Energy Co - (MI) | 100 | Consumers Energy Co - (MI) | 100 | Regulated | Dropped - Retired/Planned Retirement by 06/2028 | PB1: 4
B C Cobb | 1695_G_5 | 1695 | G | 5 |  | Coal Steam |  |  | Michigan |  | Muskegon |  |  | 156 |  | 1957 | 2016 | [32 empty] | Consumers Energy Co - (MI) | 100 | Consumers Energy Co - (MI) | 100 | Regulated | Dropped - Retired/Planned Retirement by 06/2028 | PB1: 5
J C Weadock | 1720_G_7 | 1720 | G | 7 |  | Coal Steam |  |  | Michigan |  | Bay |  |  | 152 |  | 1955 | 2016 | [32 empty] | Consumers Energy Co - (MI) | 100 | Consumers Energy Co - (MI) | 100 | Regulated | Dropped - Retired/Planned Retirement by 06/2028 | PB1: 7
J C Weadock | 1720_G_8 | 1720 | G | 8 |  | Coal Steam |  |  | Michigan |  | Bay |  |  | 151 |  | 1958 | 2016 | [32 empty] | Consumers Energy Co - (MI) | 100 | Consumers Energy Co - (MI) | 100 | Regulated | Dropped - Retired/Planned Retirement by 06/2028 | PB1: 7; PB2: 8
J R Whiting | 1723_G_1 | 1723 | G | 1 |  | Coal Steam |  |  | Michigan |  | Monroe |  |  | 102 |  | 1952 | 2016 | [32 empty] | Consumers Energy Co - (MI) | 100 | Consumers Energy Co - (MI) | 100 | Regulated | Dropped - Retired/Planned Retirement by 06/2028 | bar: PB1
J R Whiting | 1723_G_2 | 1723 | G | 2 |  | Coal Steam |  |  | Michigan |  | Monroe |  |  | 95 |  | 1952 | 2016 | [32 empty] | Consumers Energy Co - (MI) | 100 | Consumers Energy Co - (MI) | 100 | Regulated | Dropped - Retired/Planned Retirement by 06/2028 | PB1: 2
J R Whiting | 1723_G_3 | 1723 | G | 3 |  | Coal Steam |  |  | Michigan |  | Monroe |  |  | 122 |  | 1953 | 2016 | [32 empty] | Consumers Energy Co - (MI) | 100 | Consumers Energy Co - (MI) | 100 | Regulated | Dropped - Retired/Planned Retirement by 06/2028 | PB1: 3
Trenton Channel | 1745_G_7 | 1745 | G | 7 |  | Coal Steam |  |  | Michigan |  | Wayne |  |  | 110 |  | 1949 | 2016 | [32 empty] | DTE Electric Company | 100 | DTE Electric Company | 100 | Regulated | Dropped - Retired/Planned Retirement by 06/2028 | PB1: 16; PB2: 17; PB3: 18; PB4: 19
Lanesboro | 1987_G_3 | 1987 | G | 3 |  | Combustion Turbine |  |  | Minnesota |  | Fillmore |  |  | 0.8 |  | 1928 | 2016 | [32 empty] | Lanesboro Public Utility Comm | 100 | Lanesboro Public Utility Comm | 100 | Regulated | Dropped - Retired/Planned Retirement by 06/2028
Montrose | 2080_G_1 | 2080 | G | 1 |  | Coal Steam |  |  | Missouri |  | Henry |  |  | 170 |  | 1958 | 2016 | [32 empty] | Evergy Metro | 100 | Evergy Metro | 100 | Regulated | Dropped - Retired/Planned Retirement by 06/2028 | bar: PB1
Columbia (MO) | 2123_G_5 | 2123 | G | 5 |  | Coal Steam |  |  | Missouri |  | Boone |  |  | 16.5 |  | 1957 | 2016 | [32 empty] | City of Columbia - (MO) | 100 | City of Columbia - (MO) | 100 | Regulated | Dropped - Retired/Planned Retirement by 06/2028 | PB1: 6; PB2: 7
Laurel | 2249_G_4 | 2249 | G | 4 |  | Combustion Turbine |  |  | Nebraska |  | Cedar |  |  | 0.3 |  | 1960 | 2016 | [32 empty] | City of Laurel - (NE) | 100 | City of Laurel - (NE) | 100 | Regulated | Dropped - Retired/Planned Retirement by 06/2028
Northeastern | 2963_G_4 | 2963 | G | 4 |  | Coal Steam |  |  | Oklahoma |  | Rogers |  |  | 460 |  | 1980 | 2016 | [32 empty] | Public Service Co of Oklahoma | 100 | Public Service Co of Oklahoma | 100 | Regulated | Dropped - Retired/Planned Retirement by 06/2028 | PB1: 3314
Silas Ray | 3559_G_5 | 3559 | G | 5 |  | O/G Steam |  |  | Texas |  | Cameron |  |  | 18 |  | 1952 | 2016 | [32 empty] | Brownsville Public Utilities Board | 100 | Brownsville Public Utilities Board | 100 | Regulated | Dropped - Retired/Planned Retirement by 06/2028 | PB1: SR5
Welsh | 6139_G_2 | 6139 | G | 2 |  | Coal Steam |  |  | Texas |  | Titus |  |  | 528 |  | 1980 | 2016 | [32 empty] | Southwestern Electric Power Co | 100 | Southwestern Electric Power Co | 100 | Regulated | Dropped - Retired/Planned Retirement by 06/2028 | PB1: 2
Milwaukee County | 7549_G_1 | 7549 | G | 1 |  | Coal Steam |  |  | Wisconsin |  | Milwaukee |  |  | 7 |  | 1955 | 2016 | [32 empty] | Wisconsin Electric Power Co | 100 | Wisconsin Electric Power Co | 100 | Regulated | Dropped - Retired/Planned Retirement by 06/2028 | PB1: 1; PB2: 2; PB3: 3
Port Townsend Paper | 50544_G_GEN4 | 50544 | G | GEN4 |  | Non-Fossil Waste |  |  | Washington |  | Jefferson |  |  | 3 |  | 1929 | [33 empty] | Port Townsend Paper Co | 100 | Port Townsend Paper Co | 100 | Non-regulated | Dropped - Plant is identified as onsite because it is a net buyer of electricity in 2021 | PB1: 10PB; PB2: 1RB; PB3: PKB
Baytown | 55551_G_UNT1 | 55551 | G | UNT1 |  | Landfill Gas |  |  | Texas |  | Chambers |  |  | 1 |  | 2003 | 2016 | [32 empty] | TX LFG Energy, LP | 100 | TX LFG Energy, LP | 100 | Non-regulated | Dropped - Retired/Planned Retirement by 06/2028
Baytown | 55551_G_UNT2 | 55551 | G | UNT2 |  | Landfill Gas |  |  | Texas |  | Chambers |  |  | 1 |  | 2003 | 2016 | [32 empty] | TX LFG Energy, LP | 100 | TX LFG Energy, LP | 100 | Non-regulated | Dropped - Retired/Planned Retirement by 06/2028
Baytown | 55551_G_UNT3 | 55551 | G | UNT3 |  | Landfill Gas |  |  | Texas |  | Chambers |  |  | 1 |  | 2003 | 2016 | [32 empty] | TX LFG Energy, LP | 100 | TX LFG Energy, LP | 100 | Non-regulated | Dropped - Retired/Planned Retirement by 06/2028
Baytown | 55551_G_UNT4 | 55551 | G | UNT4 |  | Landfill Gas |  |  | Texas |  | Chambers |  |  | 1 |  | 2003 | 2016 | [32 empty] | TX LFG Energy, LP | 100 | TX LFG Energy, LP | 100 | Non-regulated | Dropped - Retired/Planned Retirement by 06/2028
Bluebonnet | 55552_G_UNT1 | 55552 | G | UNT1 |  | Landfill Gas |  |  | Texas |  | Harris |  |  | 1 |  | 2003 | 2016 | [32 empty] | TX LFG Energy, LP | 100 | TX LFG Energy, LP | 100 | Non-regulated | Dropped - Retired/Planned Retirement by 06/2028
Bluebonnet | 55552_G_UNT2 | 55552 | G | UNT2 |  | Landfill Gas |  |  | Texas |  | Harris |  |  | 1 |  | 2003 | 2016 | [32 empty] | TX LFG Energy, LP | 100 | TX LFG Energy, LP | 100 | Non-regulated | Dropped - Retired/Planned Retirement by 06/2028
Bluebonnet | 55552_G_UNT3 | 55552 | G | UNT3 |  | Landfill Gas |  |  | Texas |  | Harris |  |  | 1 |  | 2003 | 2016 | [32 empty] | TX LFG Energy, LP | 100 | TX LFG Energy, LP | 100 | Non-regulated | Dropped - Retired/Planned Retirement by 06/2028
Bluebonnet | 55552_G_UNT4 | 55552 | G | UNT4 |  | Landfill Gas |  |  | Texas |  | Harris |  |  | 1 |  | 2003 | 2016 | [32 empty] | TX LFG Energy, LP | 100 | TX LFG Energy, LP | 100 | Non-regulated | Dropped - Retired/Planned Retirement by 06/2028
GRS Sunset Farms | 55588_G_1 | 55588 | G | 1 |  | Landfill Gas |  |  | Texas |  | Travis |  |  | 0.9 |  | 1996 | 2016 | [32 empty] | Gas Recovery Systems Inc | 100 | Gas Recovery Systems Inc | 100 | Non-regulated | Dropped - Retired/Planned Retirement by 06/2028
GRS Sunset Farms | 55588_G_2 | 55588 | G | 2 |  | Landfill Gas |  |  | Texas |  | Travis |  |  | 0.9 |  | 1996 | 2016 | [32 empty] | Gas Recovery Systems Inc | 100 | Gas Recovery Systems Inc | 100 | Non-regulated | Dropped - Retired/Planned Retirement by 06/2028
GRS Sunset Farms | 55588_G_3 | 55588 | G | 3 |  | Landfill Gas |  |  | Texas |  | Travis |  |  | 0.9 |  | 1996 | 2016 | [32 empty] | Gas Recovery Systems Inc | 100 | Gas Recovery Systems Inc | 100 | Non-regulated | Dropped - Retired/Planned Retirement by 06/2028
GRS Sunset Farms | 55588_G_4 | 55588 | G | 4 |  | Landfill Gas |  |  | Texas |  | Travis |  |  | 0.9 |  | 2004 | 2016 | [32 empty] | Gas Recovery Systems Inc | 100 | Gas Recovery Systems Inc | 100 | Non-regulated | Dropped - Retired/Planned Retirement by 06/2028
East. Michigan Univ. Heating Plant | 59452_G_COGEN | 59452 | G | COGEN |  | Combustion Turbine |  |  | Michigan |  | Washtenaw |  |  | 4.1 |  | 1987 | [33 empty] | East. Michigan Univ. Heating Plant | 100 | East. Michigan Univ. Heating Plant | 100 | Non-regulated | Dropped - Plant is identified as onsite because it is a net buyer of electricity in 2021
G E Turner | 629_G_P1 | 629 | G | P1 |  | Combustion Turbine |  |  | Florida |  | Volusia |  |  | 10 |  | 1970 | 2016 | [32 empty] | Duke Energy Florida, LLC | 100 | Duke Energy Florida, LLC | 100 | Regulated | Dropped - Retired/Planned Retirement by 06/2028
G E Turner | 629_G_P2 | 629 | G | P2 |  | Combustion Turbine |  |  | Florida |  | Volusia |  |  | 10 |  | 1970 | 2016 | [32 empty] | Duke Energy Florida, LLC | 100 | Duke Energy Florida, LLC | 100 | Regulated | Dropped - Retired/Planned Retirement by 06/2028
G E Turner | 629_G_P4 | 629 | G | P4 |  | Combustion Turbine |  |  | Florida |  | Volusia |  |  | 59 |  | 1974 | 2016 | [32 empty] | Duke Energy Florida, LLC | 100 | Duke Energy Florida, LLC | 100 | Regulated | Dropped - Retired/Planned Retirement by 06/2028
Rio Pinar | 637_G_P1 | 637 | G | P1 |  | Combustion Turbine |  |  | Florida |  | Orange |  |  | 12 |  | 1970 | 2016 | [32 empty] | Duke Energy Florida, LLC | 100 | Duke Energy Florida, LLC | 100 | Regulated | Dropped - Retired/Planned Retirement by 06/2028
Lansing Smith | 643_G_1 | 643 | G | 1 |  | Coal Steam |  |  | Florida |  | Bay |  |  | 162 |  | 1965 | 2016 | [32 empty] | Florida Power & Light Co | 100 | Florida Power & Light Co | 100 | Regulated | Dropped - Retired/Planned Retirement by 06/2028 | bar: PB1
Lansing Smith | 643_G_2 | 643 | G | 2 |  | Coal Steam |  |  | Florida |  | Bay |  |  | 195 |  | 1967 | 2016 | [32 empty] | Florida Power & Light Co | 100 | Florida Power & Light Co | 100 | Regulated | Dropped - Retired/Planned Retirement by 06/2028 | PB1: 2
Palmyra Municipal | 2150_G_2 | 2150 | G | 2 |  | Combustion Turbine |  |  | Missouri |  | Marion |  |  | 0.4 |  | 1953 | 2016 | [32 empty] | City of Palmyra - (MO) | 100 | City of Palmyra - (MO) | 100 | Regulated | Dropped - Retired/Planned Retirement by 06/2028
Palmyra Municipal | 2150_G_3 | 2150 | G | 3 |  | Combustion Turbine |  |  | Missouri |  | Marion |  |  | 1.2 |  | 1966 | 2016 | [32 empty] | City of Palmyra - (MO) | 100 | City of Palmyra - (MO) | 100 | Regulated | Dropped - Retired/Planned Retirement by 06/2028
Palmyra Municipal | 2150_G_4 | 2150 | G | 4 |  | Combustion Turbine |  |  | Missouri |  | Marion |  |  | 0.7 |  | 1959 | 2016 | [32 empty] | City of Palmyra - (MO) | 100 | City of Palmyra - (MO) | 100 | Regulated | Dropped - Retired/Planned Retirement by 06/2028
Palmyra Municipal | 2150_G_6 | 2150 | G | 6 |  | Combustion Turbine |  |  | Missouri |  | Marion |  |  | 2 |  | 1971 | 2016 | [32 empty] | City of Palmyra - (MO) | 100 | City of Palmyra - (MO) | 100 | Regulated | Dropped - Retired/Planned Retirement by 06/2028
Palmyra Municipal | 2150_G_IC7 | 2150 | G | IC7 |  | Combustion Turbine |  |  | Missouri |  | Marion |  |  | 1.7 |  | 1985 | 2016 | [32 empty] | City of Palmyra - (MO) | 100 | City of Palmyra - (MO) | 100 | Regulated | Dropped - Retired/Planned Retirement by 06/2028
Chappell | 2230_G_1 | 2230 | G | 1 |  | Combustion Turbine |  |  | Nebraska |  | Deuel |  |  | 0.1 |  | 1940 | 2016 | [32 empty] | City of Chappell - (NE) | 100 | City of Chappell - (NE) | 100 | Regulated | Dropped - Retired/Planned Retirement by 06/2028
Laurel | 2249_G_3 | 2249 | G | 3 |  | Combustion Turbine |  |  | Nebraska |  | Cedar |  |  | 0.5 |  | 1965 | 2016 | [32 empty] | City of Laurel - (NE) | 100 | City of Laurel - (NE) | 100 | Regulated | Dropped - Retired/Planned Retirement by 06/2028
C R Huntley Generating Station | 2549_G_67 | 2549 | G | 67 |  | Coal Steam |  |  | New York |  | Erie |  |  | 190 |  | 1957 | 2016 | [32 empty] | NRG Huntley Operations Inc | 100 | NRG Huntley Operations Inc | 100 | Non-regulated | Dropped - Retired/Planned Retirement by 06/2028
C R Huntley Generating Station | 2549_G_S68 | 2549 | G | S68 |  | Coal Steam |  |  | New York |  | Erie |  |  | 190 |  | 1958 | 2016 | [32 empty] | NRG Huntley Operations Inc | 100 | NRG Huntley Operations Inc | 100 | Non-regulated | Dropped - Retired/Planned Retirement by 06/2028
D G Hunter | 6558_G_3 | 6558 | G | 3 |  | O/G Steam |  |  | Louisiana |  | Rapides |  |  | 50 |  | 1965 | 2016 | [32 empty] | City of Alexandria - (LA) | 100 | City of Alexandria - (LA) | 100 | Regulated | Dropped - Retired/Planned Retirement by 06/2028 | PB1: 3
D G Hunter | 6558_G_4 | 6558 | G | 4 |  | O/G Steam |  |  | Louisiana |  | Rapides |  |  | 80 |  | 1974 | 2016 | [32 empty] | City of Alexandria - (LA) | 100 | City of Alexandria - (LA) | 100 | Regulated | Dropped - Retired/Planned Retirement by 06/2028 | PB1: 4
Palmyra Municipal 2 | 7304_G_IC10 | 7304 | G | IC10 |  | Combustion Turbine |  |  | Missouri |  | Marion |  |  | 3.5 |  | 1991 | 2016 | [32 empty] | City of Palmyra - (MO) | 100 | City of Palmyra - (MO) | 100 | Regulated | Dropped - Retired/Planned Retirement by 06/2028
Palmyra Municipal 2 | 7304_G_IC9 | 7304 | G | IC9 |  | Combustion Turbine |  |  | Missouri |  | Marion |  |  | 3.5 |  | 1991 | 2016 | [32 empty] | City of Palmyra - (MO) | 100 | City of Palmyra - (MO) | 100 | Regulated | Dropped - Retired/Planned Retirement by 06/2028
Warm Springs Forest Products | 50426_G_GEN1 | 50426 | G | GEN1 |  | Biomass |  |  | Oregon |  | Jefferson |  |  | 2.6 |  | 1977 | 2016 | [32 empty] | Warm Springs Forest Prod Indst | 100 | Warm Springs Forest Prod Indst | 100 | Non-regulated | Dropped - Retired/Planned Retirement by 06/2028
Warm Springs Forest Products | 50426_G_GEN2 | 50426 | G | GEN2 |  | Biomass |  |  | Oregon |  | Jefferson |  |  | 2.6 |  | 1977 | 2016 | [32 empty] | Warm Springs Forest Prod Indst | 100 | Warm Springs Forest Prod Indst | 100 | Non-regulated | Dropped - Retired/Planned Retirement by 06/2028
Warm Springs Forest Products | 50426_G_GEN3 | 50426 | G | GEN3 |  | Biomass |  |  | Oregon |  | Jefferson |  |  | 2.6 |  | 1977 | 2016 | [32 empty] | Warm Springs Forest Prod Indst | 100 | Warm Springs Forest Prod Indst | 100 | Non-regulated | Dropped - Retired/Planned Retirement by 06/2028
Vanderbilt University Power Plant | 52048_G_GT1 | 52048 | G | GT1 |  | Combustion Turbine |  |  | Tennessee |  | Davidson |  |  | 4 |  | 2002 | [33 empty] | Vanderbilt University | 100 | Vanderbilt University | 100 | Non-regulated | Dropped - Plant is identified as onsite because it is a net buyer of electricity in 2021
Milagro Cogeneration Plant | 54814_G_GENA | 54814 | G | GENA |  | Combustion Turbine |  |  | New Mexico |  | San Juan |  |  | 30.4 |  | 1981 | 2016 | [32 empty] | Harvest Midstream Co | 100 | Harvest Midstream Co | 100 | Non-regulated | Dropped - Retired/Planned Retirement by 06/2028
Milagro Cogeneration Plant | 54814_G_GENB | 54814 | G | GENB |  | Combustion Turbine |  |  | New Mexico |  | San Juan |  |  | 30.4 |  | 1981 | 2016 | [32 empty] | Harvest Midstream Co | 100 | Harvest Midstream Co | 100 | Non-regulated | Dropped - Retired/Planned Retirement by 06/2028
Milagro Cogeneration Plant | 54814_G_GO1A | 54814 | G | GO1A |  | Combustion Turbine |  |  | New Mexico |  | San Juan |  |  | 30.4 |  | 1996 | 2016 | [32 empty] | Harvest Midstream Co | 100 | Harvest Midstream Co | 100 | Non-regulated | Dropped - Retired/Planned Retirement by 06/2028
Milagro Cogeneration Plant | 54814_G_GO1B | 54814 | G | GO1B |  | Combustion Turbine |  |  | New Mexico |  | San Juan |  |  | 30.4 |  | 1996 | 2016 | [32 empty] | Harvest Midstream Co | 100 | Harvest Midstream Co | 100 | Non-regulated | Dropped - Retired/Planned Retirement by 06/2028
Harford Waste to Energy Facility | 54935_G_001 | 54935 | G | 001 |  | Municipal Solid Waste |  |  | Maryland |  | Harford |  |  | 1.1 |  | 1987 | 2016 | [32 empty] | Energy Recovery Operations, Inc | 100 | Energy Recovery Operations, Inc | 100 | Non-regulated | Dropped - Retired/Planned Retirement by 06/2028
Portsmouth Wind Turbine | 57350_G_WTG-1 | 57350 | G | WTG-1 |  | Onshore Wind |  |  | Rhode Island |  | Newport |  |  | 1.5 |  | 2009 | 2016 | [32 empty] | Town of Portsmouth | 100 | Town of Portsmouth | 100 | Non-regulated | Dropped - Retired/Planned Retirement by 06/2028
McKinney LFG | 57508_G_GEN1 | 57508 | G | GEN1 |  | Landfill Gas |  |  | Texas |  | Collin |  |  | 1.4 |  | 2011 | 2016 | [32 empty] | McKinney LFG LLC | 100 | McKinney LFG LLC | 100 | Non-regulated | Dropped - Retired/Planned Retirement by 06/2028
McKinney LFG | 57508_G_GEN2 | 57508 | G | GEN2 |  | Landfill Gas |  |  | Texas |  | Collin |  |  | 1.4 |  | 2011 | 2016 | [32 empty] | McKinney LFG LLC | 100 | McKinney LFG LLC | 100 | Non-regulated | Dropped - Retired/Planned Retirement by 06/2028
Mesa Solar Array | 58466_G_MSA1 | 58466 | G | MSA1 |  | Solar PV |  |  | Arizona |  | Maricopa |  |  | 4 |  | 2013 | 2016 | [32 empty] | Apple, Inc | 100 | Apple, Inc | 100 | Non-regulated | Dropped - Retired/Planned Retirement by 06/2028
Coggon | 1132_G_IC1 | 1132 | G | IC1 |  | Combustion Turbine |  |  | Iowa |  | Linn |  |  | 0.6 |  | 1957 | 2016 | [32 empty] | Coggon Municipal Light Plant | 100 | Coggon Municipal Light Plant | 100 | Regulated | Dropped - Retired/Planned Retirement by 06/2028
Quindaro | 1295_G_GT1 | 1295 | G | GT1 |  | Combustion Turbine |  |  | Kansas |  | Wyandotte |  |  | 13 |  | 1969 | 2016 | [32 empty] | City of Kansas City - (KS) | 100 | City of Kansas City - (KS) | 100 | Regulated | Dropped - Retired/Planned Retirement by 06/2028
St Francis | 1321_G_3 | 1321 | G | 3 |  | Combustion Turbine |  |  | Kansas |  | Cheyenne |  |  | 0.8 |  | 1960 | 2016 | [32 empty] | City of St Francis - (KS) | 100 | City of St Francis - (KS) | 100 | Regulated | Dropped - Retired/Planned Retirement by 06/2028
Perryman | 1556_G_GT2 | 1556 | G | GT2 |  | Combustion Turbine |  |  | Maryland |  | Harford |  |  | 51 |  | 1972 | 2016 | [32 empty] | Constellation Power Source Generation, LLC | 100 | Constellation Power Source Generation, LLC | 100 | Non-regulated | Dropped - Retired/Planned Retirement by 06/2028
Permian Basin | 3494_G_5 | 3494 | G | 5 |  | O/G Steam |  |  | Texas |  | Ward |  |  | 112 |  | 1958 | 2016 | [32 empty] | Luminant Generation Company LLC | 100 | Luminant Generation Company LLC | 100 | Non-regulated | Dropped - Retired/Planned Retirement by 06/2028 | PB1: 5
Permian Basin | 3494_G_6 | 3494 | G | 6 |  | O/G Steam |  |  | Texas |  | Ward |  |  | 515 |  | 1973 | 2016 | [32 empty] | Luminant Gen Co LLC Fin Holding | 100 | Luminant Gen Co LLC Fin Holding | 100 | Non-regulated | Dropped - Retired/Planned Retirement by 06/2028 | PB1: 6
New Milford Gas Recovery | 50564_G_GEN3 | 50564 | G | GEN3 |  | Landfill Gas |  |  | Connecticut |  | Litchfield |  |  | 0.8 |  | 2008 | 2016 | [32 empty] | WM Renewable Energy LLC | 100 | WM Renewable Energy LLC | 100 | Non-regulated | Dropped - Retired/Planned Retirement by 06/2028
Uncasville Mill | 50801_G_GEN1 | 50801 | G | GEN1 |  | O/G Steam |  |  | Connecticut |  | New London |  |  | 1.3 |  | 1990 | 2016 | [32 empty] | RockTenn-Uncasville | 100 | RockTenn-Uncasville | 100 | Non-regulated | Dropped - Retired/Planned Retirement by 06/2028
R & R Lumber | 50945_G_ST1 | 50945 | G | ST1 |  | Biomass |  |  | Oregon |  | Josephine |  |  | 1.4 |  | 2008 | 2016 | [32 empty] | Rough and Ready Lumber Company | 100 | Rough and Ready Lumber Company | 100 | Non-regulated | Dropped - Retired/Planned Retirement by 06/2028
Franklin/Grays | 56017_G_GT1 | 56017 | G | GT1 |  | Combustion Turbine |  |  | Washington |  | Franklin |  |  | 10.5 |  | 2002 | 2016 | [32 empty] | PUD No 1 of Franklin County | 100 | PUD No 1 of Franklin County | 100 | Regulated | Dropped - Retired/Planned Retirement by 06/2028
Franklin/Grays | 56017_G_GT2 | 56017 | G | GT2 |  | Combustion Turbine |  |  | Washington |  | Franklin |  |  | 10.5 |  | 2002 | 2016 | [32 empty] | PUD No 1 of Franklin County | 100 | PUD No 1 of Franklin County | 100 | Regulated | Dropped - Retired/Planned Retirement by 06/2028
Franklin/Grays | 56017_G_GT3 | 56017 | G | GT3 |  | Combustion Turbine |  |  | Washington |  | Franklin |  |  | 10.5 |  | 2002 | 2016 | [32 empty] | PUD No 1 of Franklin County | 100 | PUD No 1 of Franklin County | 100 | Regulated | Dropped - Retired/Planned Retirement by 06/2028
Franklin/Grays | 56017_G_GT4 | 56017 | G | GT4 |  | Combustion Turbine |  |  | Washington |  | Franklin |  |  | 10.5 |  | 2002 | 2016 | [32 empty] | PUD No 1 of Franklin County | 100 | PUD No 1 of Franklin County | 100 | Regulated | Dropped - Retired/Planned Retirement by 06/2028
North Hollywood | 57854_G_2T3 | 57854 | G | 2T3 |  | Hydro |  |  | California |  | Los Angeles |  |  | 0.5 |  | 1993 | 2016 | [32 empty] | Los Angeles Department of Water & Power | 100 | Los Angeles Department of Water & Power | 100 | Regulated | Dropped - Retired/Planned Retirement by 06/2028
Buena Vista Biomass Power | 58472_G_1 | 58472 | G | 1 |  | Biomass |  |  | California |  | Amador |  |  | 17.8 |  | 2012 | 2016 | [32 empty] | Buena Vista Biomass LLC | 100 | Buena Vista Biomass LLC | 100 | Non-regulated | Dropped - Retired/Planned Retirement by 06/2028 | bar: PB1
Logansport | 1032_G_4 | 1032 | G | 4 |  | Coal Steam |  |  | Indiana |  | Cass |  |  | 16.5 |  | 1958 | 2016 | [32 empty] | City of Logansport - (IN) | 100 | City of Logansport - (IN) | 100 | Regulated | Dropped - Retired/Planned Retirement by 06/2028
Logansport | 1032_G_5 | 1032 | G | 5 |  | Coal Steam |  |  | Indiana |  | Cass |  |  | 22 |  | 1964 | 2016 | [32 empty] | City of Logansport - (IN) | 100 | City of Logansport - (IN) | 100 | Regulated | Dropped - Retired/Planned Retirement by 06/2028
Logansport | 1032_G_6 | 1032 | G | 6 |  | Combustion Turbine |  |  | Indiana |  | Cass |  |  | 15 |  | 1969 | 2016 | [32 empty] | City of Logansport - (IN) | 100 | City of Logansport - (IN) | 100 | Regulated | Dropped - Retired/Planned Retirement by 06/2028
Mulvane Power Plant | 1308_G_1 | 1308 | G | 1 |  | Combustion Turbine |  |  | Kansas |  | Sumner |  |  | 0.2 |  | 1949 | 2016 | [32 empty] | City of Mulvane - (KS) | 100 | City of Mulvane - (KS) | 100 | Regulated | Dropped - Retired/Planned Retirement by 06/2028
Mulvane Power Plant | 1308_G_2 | 1308 | G | 2 |  | Combustion Turbine |  |  | Kansas |  | Sumner |  |  | 0.2 |  | 1945 | 2016 | [32 empty] | City of Mulvane - (KS) | 100 | City of Mulvane - (KS) | 100 | Regulated | Dropped - Retired/Planned Retirement by 06/2028
Mulvane Power Plant | 1308_G_3 | 1308 | G | 3 |  | Combustion Turbine |  |  | Kansas |  | Sumner |  |  | 1.2 |  | 1963 | 2016 | [32 empty] | City of Mulvane - (KS) | 100 | City of Mulvane - (KS) | 100 | Regulated | Dropped - Retired/Planned Retirement by 06/2028
Mulvane Power Plant | 1308_G_4 | 1308 | G | 4 |  | Combustion Turbine |  |  | Kansas |  | Sumner |  |  | 1.2 |  | 1958 | 2016 | [32 empty] | City of Mulvane - (KS) | 100 | City of Mulvane - (KS) | 100 | Regulated | Dropped - Retired/Planned Retirement by 06/2028
Mulvane Power Plant | 1308_G_5 | 1308 | G | 5 |  | Combustion Turbine |  |  | Kansas |  | Sumner |  |  | 0.6 |  | 1955 | 2016 | [32 empty] | City of Mulvane - (KS) | 100 | City of Mulvane - (KS) | 100 | Regulated | Dropped - Retired/Planned Retirement by 06/2028
Mulvane Power Plant | 1308_G_6 | 1308 | G | 6 |  | Combustion Turbine |  |  | Kansas |  | Sumner |  |  | 1.9 |  | 1967 | 2016 | [32 empty] | City of Mulvane - (KS) | 100 | City of Mulvane - (KS) | 100 | Regulated | Dropped - Retired/Planned Retirement by 06/2028
Mulvane Power Plant | 1308_G_7 | 1308 | G | 7 |  | Combustion Turbine |  |  | Kansas |  | Sumner |  |  | 0.6 |  | 2004 | 2016 | [32 empty] | City of Mulvane - (KS) | 100 | City of Mulvane - (KS) | 100 | Regulated | Dropped - Retired/Planned Retirement by 06/2028
Mulvane Power Plant | 1308_G_8 | 1308 | G | 8 |  | Combustion Turbine |  |  | Kansas |  | Sumner |  |  | 0.5 |  | 2004 | 2016 | [32 empty] | City of Mulvane - (KS) | 100 | City of Mulvane - (KS) | 100 | Regulated | Dropped - Retired/Planned Retirement by 06/2028
Escanaba | 1771_G_1 | 1771 | G | 1 |  | Coal Steam |  |  | Michigan |  | Delta |  |  | 13 |  | 1958 | 2016 | [32 empty] | Escanaba Operating Services LLC | 100 | Escanaba Operating Services LLC | 100 | Regulated | Dropped - Retired/Planned Retirement by 06/2028
Escanaba | 1771_G_2 | 1771 | G | 2 |  | Coal Steam |  |  | Michigan |  | Delta |  |  | 13 |  | 1958 | 2016 | [32 empty] | Escanaba Operating Services LLC | 100 | Escanaba Operating Services LLC | 100 | Regulated | Dropped - Retired/Planned Retirement by 06/2028
Escanaba | 1771_G_3 | 1771 | G | 3 |  | Combustion Turbine |  |  | Michigan |  | Delta |  |  | 12.5 |  | 2003 | 2016 | [32 empty] | Escanaba Operating Services LLC | 100 | Escanaba Operating Services LLC | 100 | Regulated | Dropped - Retired/Planned Retirement by 06/2028
Missouri City | 2171_G_1 | 2171 | G | 1 |  | Coal Steam |  |  | Missouri |  | Clay |  |  | 19 |  | 1954 | 2016 | [32 empty] | City of Independence - (MO) | 100 | City of Independence - (MO) | 100 | Regulated | Dropped - Retired/Planned Retirement by 06/2028 | bar: PB1
Missouri City | 2171_G_2 | 2171 | G | 2 |  | Coal Steam |  |  | Missouri |  | Clay |  |  | 19 |  | 1954 | 2016 | [32 empty] | City of Independence - (MO) | 100 | City of Independence - (MO) | 100 | Regulated | Dropped - Retired/Planned Retirement by 06/2028 | PB1: 2
Coal Creek | 6030_G_3 | 6030 | G | 3 |  | Combustion Turbine |  |  | North Dakota |  | McLean |  |  | 3 |  | 1979 | 2016 | [32 empty] | Rainbow Energy Center | 100 | Rainbow Energy Center | 100 | Regulated | Dropped - Retired/Planned Retirement by 06/2028
Cutrale Citrus Juices USA I | 10020_G_GEN2 | 10020 | G | GEN2 |  | Combustion Turbine |  |  | Florida |  | Lake |  |  | 4.3 |  | 2010 | [33 empty] | Cutrale Citrus Juices USA Inc | 100 | Cutrale Citrus Juices USA Inc | 100 | Non-regulated | Dropped - Plant is identified as onsite because it is a net buyer of electricity in 2021
Hampton Facility | 10108_G_GEN6 | 10108 | G | GEN6 |  | Combustion Turbine |  |  | New Hampshire |  | Rockingham |  |  | 0.7 |  | 1990 | [33 empty] | Foss Manufacturing Company LLC | 100 | Foss Manufacturing Company LLC | 100 | Non-regulated | Dropped - Plant is identified as onsite because it is a net buyer of electricity in 2021
Central Plant | 10280_G_ENG2 | 10280 | G | ENG2 |  | Combustion Turbine |  |  | South Carolina |  | GREENVILLE |  |  | 1.1 |  | 1987 | [33 empty] | Bob Jones University | 100 | Bob Jones University | 100 | Non-regulated | Dropped - Plant is identified as onsite because it is a net buyer of electricity in 2021
Central Plant | 10280_G_ENG4 | 10280 | G | ENG4 |  | Combustion Turbine |  |  | South Carolina |  | GREENVILLE |  |  | 1.1 |  | 1987 | [33 empty] | Bob Jones University | 100 | Bob Jones University | 100 | Non-regulated | Dropped - Plant is identified as onsite because it is a net buyer of electricity in 2021
Domtar Paper Co LLC Plymouth NC | 50189_G_TG8 | 50189 | G | TG8 |  | Non-Fossil Waste |  |  | North Carolina |  | Martin |  |  | 23.8 |  | 1964 | 2016 | [32 empty] | Domtar Paper Company LLC | 100 | Domtar Paper Company LLC | 100 | Non-regulated | Dropped - Retired/Planned Retirement by 06/2028 | PB1: 1CB; PB2: PKG
Oildale Energy LLC | 54371_G_ODC1 | 54371 | G | ODC1 |  | Combustion Turbine |  |  | California |  | Kern |  |  | 40 |  | 1984 | 2016 | [32 empty] | Oildale Energy LLC | 100 | Oildale Energy LLC | 100 | Non-regulated | Dropped - Retired/Planned Retirement by 06/2028
MPEA Energy Center | 55067_G_GEN1 | 55067 | G | GEN1 |  | Combustion Turbine |  |  | Illinois |  | Cook |  |  | 1.1 |  | 1997 | 2016 | [32 empty] | Metropolitan Pier and Exposition Auth | 100 | Metropolitan Pier and Exposition Auth | 100 | Non-regulated | Dropped - Retired/Planned Retirement by 06/2028
MPEA Energy Center | 55067_G_GEN2 | 55067 | G | GEN2 |  | Combustion Turbine |  |  | Illinois |  | Cook |  |  | 1.1 |  | 1997 | 2016 | [32 empty] | Metropolitan Pier and Exposition Auth | 100 | Metropolitan Pier and Exposition Auth | 100 | Non-regulated | Dropped - Retired/Planned Retirement by 06/2028
MPEA Energy Center | 55067_G_GEN3 | 55067 | G | GEN3 |  | Combustion Turbine |  |  | Illinois |  | Cook |  |  | 1.1 |  | 1997 | 2016 | [32 empty] | Metropolitan Pier and Exposition Auth | 100 | Metropolitan Pier and Exposition Auth | 100 | Non-regulated | Dropped - Retired/Planned Retirement by 06/2028
SPFT - Newberg Cogen | 56124_G_TG2 | 56124 | G | TG2 |  | Biomass |  |  | Oregon |  | Yamhill |  |  | 11.9 |  | 1980 | 2016 | [32 empty] | SP Fiber Technologies NW LLC | 100 | SP Fiber Technologies NW LLC | 100 | Non-regulated | Dropped - Retired/Planned Retirement by 06/2028
Fauquier Landfill Gas | 56318_G_1 | 56318 | G | 1 |  | Landfill Gas |  |  | Virginia |  | Fauquier |  |  | 1 |  | 2004 | 2016 | [32 empty] | Fauquier Landfill Gas, LLC | 100 | Fauquier Landfill Gas, LLC | 100 | Non-regulated | Dropped - Retired/Planned Retirement by 06/2028
Fauquier Landfill Gas | 56318_G_2 | 56318 | G | 2 |  | Landfill Gas |  |  | Virginia |  | Fauquier |  |  | 1 |  | 2004 | 2016 | [32 empty] | Fauquier Landfill Gas, LLC | 100 | Fauquier Landfill Gas, LLC | 100 | Non-regulated | Dropped - Retired/Planned Retirement by 06/2028
Kearny | 303_G_KEA2 | 303 | G | KEA2 |  | Combustion Turbine |  |  | California |  | San Diego |  |  | 59 |  | 1969 | 2015 | [32 empty] | NRG Cabrillo Power Ops Inc | 100 | NRG Cabrillo Power Ops Inc | 100 | Non-regulated | Dropped - Retired/Planned Retirement by 06/2028
El Segundo Power | 330_G_4 | 330 | G | 4 |  | O/G Steam |  |  | California |  | Los Angeles |  |  | 335 |  | 1965 | 2015 | [32 empty] | NRG El Segundo Operations Inc | 100 | NRG El Segundo Operations Inc | 100 | Non-regulated | Dropped - Retired/Planned Retirement by 06/2028 | PB1: 4
Scattergood | 404_G_3 | 404 | G | 3 |  | O/G Steam |  |  | California |  | Los Angeles |  |  | 445 |  | 1974 | 2015 | [32 empty] | Los Angeles Department of Water & Power | 100 | Los Angeles Department of Water & Power | 100 | Regulated | Dropped - Retired/Planned Retirement by 06/2028 | PB1: 3
Zuni | 478_G_2 | 478 | G | 2 |  | O/G Steam |  |  | Colorado |  | Denver |  |  | 60 |  | 1954 | 2015 | [32 empty] | Public Service Co of Colorado | 100 | Public Service Co of Colorado | 100 | Regulated | Dropped - Retired/Planned Retirement by 06/2028 | PB1: 1; PB2: 2; PB3: 3
C D McIntosh Jr | 676_G_ST1 | 676 | G | ST1 |  | O/G Steam |  |  | Florida |  | Polk |  |  | 85 |  | 1971 | 2015 | [32 empty] | City of Lakeland - (FL) | 100 | City of Lakeland - (FL) | 100 | Regulated | Dropped - Retired/Planned Retirement by 06/2028 | bar: PB1
E D Edwards | 856_G_1 | 856 | G | 1 |  | Coal Steam |  |  | Illinois |  | Peoria |  |  | 95 |  | 1960 | 2015 | [32 empty] | Illinois Power Resources Generating LLC | 100 | Illinois Power Resources Generating LLC | 100 | Non-regulated | Dropped - Retired/Planned Retirement by 06/2028 | bar: PB1
Peru (IN) | 1037_G_2 | 1037 | G | 2 |  | Coal Steam |  |  | Indiana |  | Miami |  |  | 20 |  | 1959 | 2015 | [32 empty] | City of Peru - (IN) | 100 | City of Peru - (IN) | 100 | Regulated | Dropped - Retired/Planned Retirement by 06/2028 | PB1: 2
Peru (IN) | 1037_G_3 | 1037 | G | 3 |  | Coal Steam |  |  | Indiana |  | Miami |  |  | 12 |  | 1949 | 2015 | [32 empty] | City of Peru - (IN) | 100 | City of Peru - (IN) | 100 | Regulated | Dropped - Retired/Planned Retirement by 06/2028 | PB1: 5
Eckert Station | 1831_G_3 | 1831 | G | 3 |  | Coal Steam |  |  | Michigan |  | Ingham |  |  | 30.6 |  | 1960 | 2015 | [32 empty] | Lansing Board of Water and Light | 100 | Lansing Board of Water and Light | 100 | Regulated | Dropped - Retired/Planned Retirement by 06/2028 | PB1: 3
Silver Lake | 2008_G_1 | 2008 | G | 1 |  | Coal Steam |  |  | Minnesota |  | Olmsted |  |  | 6.6 |  | 1948 | 2015 | [32 empty] | Rochester Public Utilities | 100 | Rochester Public Utilities | 100 | Regulated | Dropped - Retired/Planned Retirement by 06/2028 | bar: PB1
Silver Lake | 2008_G_2 | 2008 | G | 2 |  | Coal Steam |  |  | Minnesota |  | Olmsted |  |  | 7 |  | 1953 | 2015 | [32 empty] | Rochester Public Utilities | 100 | Rochester Public Utilities | 100 | Regulated | Dropped - Retired/Planned Retirement by 06/2028 | PB1: 2
Silver Lake | 2008_G_3 | 2008 | G | 3 |  | Coal Steam |  |  | Minnesota |  | Olmsted |  |  | 20 |  | 1962 | 2015 | [32 empty] | Rochester Public Utilities | 100 | Rochester Public Utilities | 100 | Regulated | Dropped - Retired/Planned Retirement by 06/2028 | PB1: 3
Silver Lake | 2008_G_4 | 2008 | G | 4 |  | Coal Steam |  |  | Minnesota |  | Olmsted |  |  | 46.4 |  | 1969 | 2015 | [32 empty] | Rochester Public Utilities | 100 | Rochester Public Utilities | 100 | Regulated | Dropped - Retired/Planned Retirement by 06/2028 | PB1: 4
Chamois | 2169_G_1 | 2169 | G | 1 |  | Coal Steam |  |  | Missouri |  | Osage |  |  | 16 |  | 1953 | 2015 | [32 empty] | Central Electric Power Coop - (MO) | 100 | Central Electric Power Coop - (MO) | 100 | Regulated | Dropped - Retired/Planned Retirement by 06/2028
Chamois | 2169_G_2 | 2169 | G | 2 |  | Coal Steam |  |  | Missouri |  | Osage |  |  | 47 |  | 1960 | 2015 | [32 empty] | Central Electric Power Coop - (MO) | 100 | Central Electric Power Coop - (MO) | 100 | Regulated | Dropped - Retired/Planned Retirement by 06/2028
Mustang | 2953_G_1 | 2953 | G | 1 |  | O/G Steam |  |  | Oklahoma |  | Canadian |  |  | 82 |  | 1950 | 2015 | [32 empty] | Oklahoma Gas & Electric Co | 100 | Oklahoma Gas & Electric Co | 100 | Regulated | Dropped - Retired/Planned Retirement by 06/2028 | bar: PB1
Mustang | 2953_G_2 | 2953 | G | 2 |  | O/G Steam |  |  | Oklahoma |  | Canadian |  |  | 63 |  | 1951 | 2015 | [32 empty] | Oklahoma Gas & Electric Co | 100 | Oklahoma Gas & Electric Co | 100 | Regulated | Dropped - Retired/Planned Retirement by 06/2028 | PB1: 2
Seminole | 2956_G_GT1 | 2956 | G | GT1 |  | Combustion Turbine |  |  | Oklahoma |  | Seminole |  |  | 23 |  | 1971 | 2015 | [32 empty] | Oklahoma Gas & Electric Co | 100 | Oklahoma Gas & Electric Co | 100 | Regulated | Dropped - Retired/Planned Retirement by 06/2028
Johnsonville | 3406_G_10 | 3406 | G | 10 |  | Coal Steam |  |  | Tennessee |  | Humphreys |  |  | 141 |  | 1959 | 2015 | [32 empty] | Tennessee Valley Authority | 100 | Tennessee Valley Authority | 100 | Regulated | Dropped - Retired/Planned Retirement by 06/2028 | PB1: 10
Johnsonville | 3406_G_5 | 3406 | G | 5 |  | Coal Steam |  |  | Tennessee |  | Humphreys |  |  | 107 |  | 1952 | 2015 | [32 empty] | Tennessee Valley Authority | 100 | Tennessee Valley Authority | 100 | Regulated | Dropped - Retired/Planned Retirement by 06/2028 | PB1: 5
Johnsonville | 3406_G_6 | 3406 | G | 6 |  | Coal Steam |  |  | Tennessee |  | Humphreys |  |  | 107 |  | 1953 | 2015 | [32 empty] | Tennessee Valley Authority | 100 | Tennessee Valley Authority | 100 | Regulated | Dropped - Retired/Planned Retirement by 06/2028 | PB1: 6
Johnsonville | 3406_G_7 | 3406 | G | 7 |  | Coal Steam |  |  | Tennessee |  | Humphreys |  |  | 141 |  | 1958 | 2015 | [32 empty] | Tennessee Valley Authority | 100 | Tennessee Valley Authority | 100 | Regulated | Dropped - Retired/Planned Retirement by 06/2028 | PB1: 7
Johnsonville | 3406_G_8 | 3406 | G | 8 |  | Coal Steam |  |  | Tennessee |  | Humphreys |  |  | 141 |  | 1959 | 2015 | [32 empty] | Tennessee Valley Authority | 100 | Tennessee Valley Authority | 100 | Regulated | Dropped - Retired/Planned Retirement by 06/2028 | PB1: 8
Johnsonville | 3406_G_9 | 3406 | G | 9 |  | Coal Steam |  |  | Tennessee |  | Humphreys |  |  | 141 |  | 1959 | 2015 | [32 empty] | Tennessee Valley Authority | 100 | Tennessee Valley Authority | 100 | Regulated | Dropped - Retired/Planned Retirement by 06/2028 | PB1: 9
J Robert Massengale | 3604_G_4 | 3604 | G | 4 |  | O/G Steam |  |  | Texas |  | Lubbock |  |  | 10 |  | 1952 | 2015 | [32 empty] | City of Lubbock - (TX) | 100 | City of Lubbock - (TX) | 100 | Regulated | Dropped - Retired/Planned Retirement by 06/2028 | PB1: 4
J Robert Massengale | 3604_G_5 | 3604 | G | 5 |  | O/G Steam |  |  | Texas |  | Lubbock |  |  | 10 |  | 1953 | 2015 | [32 empty] | City of Lubbock - (TX) | 100 | City of Lubbock - (TX) | 100 | Regulated | Dropped - Retired/Planned Retirement by 06/2028 | PB1: 5
Clinch River | 3775_G_3 | 3775 | G | 3 |  | Coal Steam |  |  | Virginia |  | Russell |  |  | 230 |  | 1961 | 2015 | [32 empty] | Appalachian Power Co | 100 | Appalachian Power Co | 100 | Regulated | Dropped - Retired/Planned Retirement by 06/2028 | PB1: 3
Edgewater | 4050_G_3 | 4050 | G | 3 |  | Coal Steam |  |  | Wisconsin |  | Sheboygan |  |  | 47.2 |  | 1951 | 2015 | [32 empty] | Wisconsin Power & Light Co | 100 | Wisconsin Power & Light Co | 100 | Regulated | Dropped - Retired/Planned Retirement by 06/2028 | PB1: 3
Nelson Dewey Generating Station | 4054_G_1 | 4054 | G | 1 |  | Coal Steam |  |  | Wisconsin |  | Grant |  |  | 103.9 |  | 1959 | 2015 | [32 empty] | Wisconsin Power & Light Co | 100 | Wisconsin Power & Light Co | 100 | Regulated | Dropped - Retired/Planned Retirement by 06/2028 | bar: PB1
Nelson Dewey Generating Station | 4054_G_2 | 4054 | G | 2 |  | Coal Steam |  |  | Wisconsin |  | Grant |  |  | 105.2 |  | 1962 | 2015 | [32 empty] | Wisconsin Power & Light Co | 100 | Wisconsin Power & Light Co | 100 | Regulated | Dropped - Retired/Planned Retirement by 06/2028 | PB1: 2
Mountain Village | 6329_G_4 | 6329 | G | 4 |  | Combustion Turbine |  |  | Alaska |  | Bethel |  |  | 0.6 |  | 1982 | [33 empty] | Alaska Village Elec Coop, Inc | 100 | Alaska Village Elec Coop, Inc | 100 | Regulated | Dropped - in Alaska or in Hawaii or Puerto Rico
Shipman | 6478_G_3 | 6478 | G | 3 |  | O/G Steam |  |  | Hawaii |  | Hawaii |  |  | 7.5 |  | 1955 | [33 empty] | Hawaii Electric Light Co Inc | 100 | Hawaii Electric Light Co Inc | 100 | Regulated | Dropped - in Alaska or in Hawaii or Puerto Rico | PB1: 3
Shipman | 6478_G_4 | 6478 | G | 4 |  | O/G Steam |  |  | Hawaii |  | Hawaii |  |  | 7.5 |  | 1958 | [33 empty] | Hawaii Electric Light Co Inc | 100 | Hawaii Electric Light Co Inc | 100 | Regulated | Dropped - in Alaska or in Hawaii or Puerto Rico | PB1: 4
Ponnequin | 7937_G_30 | 7937 | G | 30 |  | Onshore Wind |  |  | Colorado |  | Weld |  |  | 9.9 |  | 2001 | 2015 | [32 empty] | Public Service Co of Colorado | 100 | Public Service Co of Colorado | 100 | Regulated | Dropped - Retired/Planned Retirement by 06/2028
Ponnequin | 7937_G_8 | 7937 | G | 8 |  | Onshore Wind |  |  | Colorado |  | Weld |  |  | 15.4 |  | 1999 | 2015 | [32 empty] | Public Service Co of Colorado | 100 | Public Service Co of Colorado | 100 | Regulated | Dropped - Retired/Planned Retirement by 06/2028
General Mills Operations Lodi | 10031_G_1 | 10031 | G | 1 |  | Combustion Turbine |  |  | California |  | San Joaquin |  |  | 3.2 |  | 1984 | 2015 | [32 empty] | General Mills Operations Inc | 100 | General Mills Operations Inc | 100 | Non-regulated | Dropped - Retired/Planned Retirement by 06/2028
Powertrain Warren General Motors | 10032_G_GT1 | 10032 | G | GT1 |  | Combustion Turbine |  |  | Michigan |  | Macomb |  |  | 2.7 |  | 1988 | 2015 | [32 empty] | General Motors Corp-Warren | 100 | General Motors Corp-Warren | 100 | Non-regulated | Dropped - Retired/Planned Retirement by 06/2028
Cutrale Citrus Juices USA II | 10188_G_GEN5 | 10188 | G | GEN5 |  | Combustion Turbine |  |  | Florida |  | Polk |  |  | 3 |  | 2010 | [33 empty] | Cutrale Citrus Juices USA Inc | 100 | Cutrale Citrus Juices USA Inc | 100 | Non-regulated | Dropped - Plant is identified as onsite because it is a net buyer of electricity in 2021
Sunray 2 | 10437_G_GEN1 | 10437 | G | GEN1 |  | Solar Thermal |  |  | California |  | San Bernardino |  |  | 13.8 |  | 1984 | 2015 | [32 empty] | CRE-Sunray California LLC Delaware | 100 | CRE-Sunray California LLC Delaware | 100 | Non-regulated | Dropped - Retired/Planned Retirement by 06/2028 | PB1: 1SH
Sunray 3 | 10438_G_GEN1 | 10438 | G | GEN1 |  | Solar Thermal |  |  | California |  | San Bernardino |  |  | 30 |  | 1985 | 2015 | [32 empty] | Sunray Energy Inc | 100 | Sunray Energy Inc | 100 | Non-regulated | Dropped - Retired/Planned Retirement by 06/2028 | PB1: 2U100
VC Porterdale Hydroelectric | 50242_G_TB-1 | 50242 | G | TB-1 |  | Hydro |  |  | Georgia |  | Newton |  |  | 1.2 |  | 1982 | 2015 | [32 empty] | VC Porterdale Hydroelectric, LLC | 100 | VC Porterdale Hydroelectric, LLC | 100 | Non-regulated | Dropped - Retired/Planned Retirement by 06/2028
VC Porterdale Hydroelectric | 50242_G_TB-2 | 50242 | G | TB-2 |  | Hydro |  |  | Georgia |  | Newton |  |  | 1.2 |  | 1982 | 2015 | [32 empty] | VC Porterdale Hydroelectric, LLC | 100 | VC Porterdale Hydroelectric, LLC | 100 | Non-regulated | Dropped - Retired/Planned Retirement by 06/2028
Fairfield Works | 50730_G_GEN1 | 50730 | G | GEN1 |  | Fossil Waste |  |  | Alabama |  | Jefferson |  |  | 20 |  | 1928 | 2015 | [32 empty] | United States Steel Corporation | 100 | United States Steel Corporation | 100 | Non-regulated | Dropped - Retired/Planned Retirement by 06/2028
Fairfield Works | 50730_G_GEN2 | 50730 | G | GEN2 |  | Fossil Waste |  |  | Alabama |  | Jefferson |  |  | 20 |  | 1928 | 2015 | [32 empty] | United States Steel Corporation | 100 | United States Steel Corporation | 100 | Non-regulated | Dropped - Retired/Planned Retirement by 06/2028
Fairfield Works | 50730_G_GEN3 | 50730 | G | GEN3 |  | Fossil Waste |  |  | Alabama |  | Jefferson |  |  | 20 |  | 1941 | 2015 | [32 empty] | United States Steel Corporation | 100 | United States Steel Corporation | 100 | Non-regulated | Dropped - Retired/Planned Retirement by 06/2028
Fairfield Works | 50730_G_GEN4 | 50730 | G | GEN4 |  | Fossil Waste |  |  | Alabama |  | Jefferson |  |  | 20 |  | 1995 | 2015 | [32 empty] | United States Steel Corporation | 100 | United States Steel Corporation | 100 | Non-regulated | Dropped - Retired/Planned Retirement by 06/2028
RockTenn Coshocton Mill | 50811_G_GEN1 | 50811 | G | GEN1 |  | Biomass |  |  | Ohio |  | Coshocton |  |  | 12 |  | 1981 | 2015 | [32 empty] | RockTenn CP LLC Coshocton | 100 | RockTenn CP LLC Coshocton | 100 | Non-regulated | Dropped - Retired/Planned Retirement by 06/2028
Lincoln Paper & Tissue | 54587_G_TG-3 | 54587 | G | TG-3 |  | Biomass |  |  | Maine |  | Penobscot |  |  | 9 |  | 2007 | 2015 | [32 empty] | Lincoln Paper and Tissue, LLC | 100 | Lincoln Paper and Tissue, LLC | 100 | Non-regulated | Dropped - Retired/Planned Retirement by 06/2028
Mingo Junction Energy Center | 55611_G_GEN1 | 55611 | G | GEN1 |  | Fossil Waste |  |  | Ohio |  | Jefferson |  |  | 30 |  | 1998 | 2015 | [32 empty] | AE Operations LLC | 100 | AE Operations LLC | 100 | Non-regulated | Dropped - Retired/Planned Retirement by 06/2028
Roxana Resource Recovery | 55759_G_RX1 | 55759 | G | RX1 |  | Landfill Gas |  |  | Illinois |  | Madison |  |  | 0.9 |  | 1999 | 2015 | [32 empty] | Illinois Electricial Gen Partn | 100 | Illinois Electricial Gen Partn | 100 | Non-regulated | Dropped - Retired/Planned Retirement by 06/2028
Roxana Resource Recovery | 55759_G_RX2 | 55759 | G | RX2 |  | Landfill Gas |  |  | Illinois |  | Madison |  |  | 0.9 |  | 1999 | 2015 | [32 empty] | Illinois Electricial Gen Partn | 100 | Illinois Electricial Gen Partn | 100 | Non-regulated | Dropped - Retired/Planned Retirement by 06/2028
Roxana Resource Recovery | 55759_G_RX3 | 55759 | G | RX3 |  | Landfill Gas |  |  | Illinois |  | Madison |  |  | 0.9 |  | 1999 | 2015 | [32 empty] | Illinois Electricial Gen Partn | 100 | Illinois Electricial Gen Partn | 100 | Non-regulated | Dropped - Retired/Planned Retirement by 06/2028
Roxana Resource Recovery | 55759_G_RX4 | 55759 | G | RX4 |  | Landfill Gas |  |  | Illinois |  | Madison |  |  | 0.9 |  | 1999 | 2015 | [32 empty] | Illinois Electricial Gen Partn | 100 | Illinois Electricial Gen Partn | 100 | Non-regulated | Dropped - Retired/Planned Retirement by 06/2028
Brickyard Energy Partners LLC | 55762_G_BR1 | 55762 | G | BR1 |  | Landfill Gas |  |  | Illinois |  | Vermilion |  |  | 0.9 |  | 1999 | 2015 | [32 empty] | Illinois Electricial Gen Partn | 100 | Illinois Electricial Gen Partn | 100 | Non-regulated | Dropped - Retired/Planned Retirement by 06/2028
Brickyard Energy Partners LLC | 55762_G_BR2 | 55762 | G | BR2 |  | Landfill Gas |  |  | Illinois |  | Vermilion |  |  | 0.9 |  | 1999 | 2015 | [32 empty] | Illinois Electricial Gen Partn | 100 | Illinois Electricial Gen Partn | 100 | Non-regulated | Dropped - Retired/Planned Retirement by 06/2028
Brickyard Energy Partners LLC | 55762_G_BR3 | 55762 | G | BR3 |  | Landfill Gas |  |  | Illinois |  | Vermilion |  |  | 0.9 |  | 1999 | 2015 | [32 empty] | Illinois Electricial Gen Partn | 100 | Illinois Electricial Gen Partn | 100 | Non-regulated | Dropped - Retired/Planned Retirement by 06/2028
Brickyard Energy Partners LLC | 55762_G_BR5 | 55762 | G | BR5 |  | Landfill Gas |  |  | Illinois |  | Vermilion |  |  | 0.9 |  | 2014 | 2015 | [32 empty] | Illinois Electricial Gen Partn | 100 | Illinois Electricial Gen Partn | 100 | Non-regulated | Dropped - Retired/Planned Retirement by 06/2028
Upper Rock Energy Partners LLC | 55764_G_UR1 | 55764 | G | UR1 |  | Landfill Gas |  |  | Illinois |  | Rock Island |  |  | 0.9 |  | 2000 | 2015 | [32 empty] | Illinois Electricial Gen Partn | 100 | Illinois Electricial Gen Partn | 100 | Non-regulated | Dropped - Retired/Planned Retirement by 06/2028
Upper Rock Energy Partners LLC | 55764_G_UR2 | 55764 | G | UR2 |  | Landfill Gas |  |  | Illinois |  | Rock Island |  |  | 0.9 |  | 2000 | 2015 | [32 empty] | Illinois Electricial Gen Partn | 100 | Illinois Electricial Gen Partn | 100 | Non-regulated | Dropped - Retired/Planned Retirement by 06/2028
Upper Rock Energy Partners LLC | 55764_G_UR3 | 55764 | G | UR3 |  | Landfill Gas |  |  | Illinois |  | Rock Island |  |  | 0.9 |  | 2000 | 2015 | [32 empty] | Illinois Electricial Gen Partn | 100 | Illinois Electricial Gen Partn | 100 | Non-regulated | Dropped - Retired/Planned Retirement by 06/2028
Upper Rock Energy Partners LLC | 55764_G_UR4 | 55764 | G | UR4 |  | Landfill Gas |  |  | Illinois |  | Rock Island |  |  | 0.9 |  | 2003 | 2015 | [32 empty] | Illinois Electricial Gen Partn | 100 | Illinois Electricial Gen Partn | 100 | Non-regulated | Dropped - Retired/Planned Retirement by 06/2028
L J Trust | 56216_G_LJT2 | 56216 | G | LJT2 |  | Onshore Wind |  |  | Iowa |  | Osceola |  |  | 2 |  | 2011 | 2015 | [32 empty] | Wind Energy America Inc | 100 | Wind Energy America Inc | 100 | Non-regulated | Dropped - Retired/Planned Retirement by 06/2028
Zachary Ridge LLC | 56218_G_ZR2 | 56218 | G | ZR2 |  | Onshore Wind |  |  | Iowa |  | Osceola |  |  | 2 |  | 2010 | 2015 | [32 empty] | Wind Energy America Inc | 100 | Wind Energy America Inc | 100 | Non-regulated | Dropped - Retired/Planned Retirement by 06/2028
The Charleston Clean Energy Facility | 57587_G_1 | 57587 | G | 1 |  | Landfill Gas |  |  | West Virginia |  | Kanawha |  |  | 1.1 |  | 2011 | 2015 | [32 empty] | Charleston Clean Energy LLC | 100 | Charleston Clean Energy LLC | 100 | Non-regulated | Dropped - Retired/Planned Retirement by 06/2028
The Charleston Clean Energy Facility | 57587_G_2 | 57587 | G | 2 |  | Landfill Gas |  |  | West Virginia |  | Kanawha |  |  | 1.1 |  | 2011 | 2015 | [32 empty] | Charleston Clean Energy LLC | 100 | Charleston Clean Energy LLC | 100 | Non-regulated | Dropped - Retired/Planned Retirement by 06/2028
Mercy Medical Center | 58163_G_2 | 58163 | G | 2 |  | Combustion Turbine |  |  | New York |  | Nassau |  |  | 0.4 |  | 1992 | [33 empty] | Mercy Medical Center | 100 | Mercy Medical Center | 100 | Non-regulated | Dropped - Plant is identified as onsite because it is a net buyer of electricity in 2021
IDE 1 LLC | 58967_G_UNIT1 | 58967 | G | UNIT1 |  | Non-Fossil Waste |  |  | Idaho |  | Jerome |  |  | 0.8 |  | 2012 | 2015 | [32 empty] | CH4 Power Inc | 100 | CH4 Power Inc | 100 | Non-regulated | Dropped - Retired/Planned Retirement by 06/2028
IDE 1 LLC | 58967_G_UNIT2 | 58967 | G | UNIT2 |  | Non-Fossil Waste |  |  | Idaho |  | Jerome |  |  | 0.8 |  | 2012 | 2015 | [32 empty] | CH4 Power Inc | 100 | CH4 Power Inc | 100 | Non-regulated | Dropped - Retired/Planned Retirement by 06/2028
IDE 1 LLC | 58967_G_UNIT3 | 58967 | G | UNIT3 |  | Non-Fossil Waste |  |  | Idaho |  | Jerome |  |  | 0.8 |  | 2012 | 2015 | [32 empty] | CH4 Power Inc | 100 | CH4 Power Inc | 100 | Non-regulated | Dropped - Retired/Planned Retirement by 06/2028
IDE 2 LLC | 58968_G_UNIT1 | 58968 | G | UNIT1 |  | Non-Fossil Waste |  |  | Idaho |  | Jerome |  |  | 1.5 |  | 2012 | 2015 | [32 empty] | CH4 Power Inc | 100 | CH4 Power Inc | 100 | Non-regulated | Dropped - Retired/Planned Retirement by 06/2028
IDE 2 LLC | 58968_G_UNIT2 | 58968 | G | UNIT2 |  | Non-Fossil Waste |  |  | Idaho |  | Jerome |  |  | 1.5 |  | 2012 | 2015 | [32 empty] | CH4 Power Inc | 100 | CH4 Power Inc | 100 | Non-regulated | Dropped - Retired/Planned Retirement by 06/2028
IDE 2 LLC | 58968_G_UNIT3 | 58968 | G | UNIT3 |  | Non-Fossil Waste |  |  | Idaho |  | Jerome |  |  | 1.5 |  | 2012 | 2015 | [32 empty] | CH4 Power Inc | 100 | CH4 Power Inc | 100 | Non-regulated | Dropped - Retired/Planned Retirement by 06/2028
IDE 3 LLC | 58969_G_UNIT1 | 58969 | G | UNIT1 |  | Non-Fossil Waste |  |  | Idaho |  | Gooding |  |  | 0.8 |  | 2012 | 2015 | [32 empty] | CH4 Power Inc | 100 | CH4 Power Inc | 100 | Non-regulated | Dropped - Retired/Planned Retirement by 06/2028
IDE 3 LLC | 58969_G_UNIT2 | 58969 | G | UNIT2 |  | Non-Fossil Waste |  |  | Idaho |  | Gooding |  |  | 0.8 |  | 2012 | 2015 | [32 empty] | CH4 Power Inc | 100 | CH4 Power Inc | 100 | Non-regulated | Dropped - Retired/Planned Retirement by 06/2028
IDE 4 LLC | 58970_G_UNIT1 | 58970 | G | UNIT1 |  | Non-Fossil Waste |  |  | Idaho |  | Jerome |  |  | 1.1 |  | 2013 | 2015 | [32 empty] | CH4 Power Inc | 100 | CH4 Power Inc | 100 | Non-regulated | Dropped - Retired/Planned Retirement by 06/2028
IDE 4 LLC | 58970_G_UNIT2 | 58970 | G | UNIT2 |  | Non-Fossil Waste |  |  | Idaho |  | Jerome |  |  | 1.1 |  | 2013 | 2015 | [32 empty] | CH4 Power Inc | 100 | CH4 Power Inc | 100 | Non-regulated | Dropped - Retired/Planned Retirement by 06/2028
IDE 4 LLC | 58970_G_UNIT3 | 58970 | G | UNIT3 |  | Non-Fossil Waste |  |  | Idaho |  | Jerome |  |  | 1.1 |  | 2013 | 2015 | [32 empty] | CH4 Power Inc | 100 | CH4 Power Inc | 100 | Non-regulated | Dropped - Retired/Planned Retirement by 06/2028
California Dairy Energy I LLC | 58971_G_UNIT1 | 58971 | G | UNIT1 |  | Non-Fossil Waste |  |  | California |  | Tulare |  |  | 1.1 |  | 2012 | 2015 | [32 empty] | CH4 Power Inc | 100 | CH4 Power Inc | 100 | Non-regulated | Dropped - Retired/Planned Retirement by 06/2028
California Dairy Energy I LLC | 58971_G_UNIT2 | 58971 | G | UNIT2 |  | Non-Fossil Waste |  |  | California |  | Tulare |  |  | 1.1 |  | 2012 | 2015 | [32 empty] | CH4 Power Inc | 100 | CH4 Power Inc | 100 | Non-regulated | Dropped - Retired/Planned Retirement by 06/2028
California Dairy Energy I LLC | 58971_G_UNIT3 | 58971 | G | UNIT3 |  | Non-Fossil Waste |  |  | California |  | Tulare |  |  | 1.1 |  | 2012 | 2015 | [32 empty] | CH4 Power Inc | 100 | CH4 Power Inc | 100 | Non-regulated | Dropped - Retired/Planned Retirement by 06/2028
Framingham State University Plant | 59717_G_MSC | 59717 | G | MSC |  | Combustion Turbine |  |  | Massachusetts |  | Middlesex |  |  | 0.3 |  | 1974 | 2015 | [32 empty] | Framingham State University | 100 | Framingham State University | 100 | Non-regulated | Dropped - Retired/Planned Retirement by 06/2028
Cholla | 113_G_2 | 113 | G | 2 |  | Coal Steam |  |  | Arizona |  | Navajo |  |  | 260 |  | 1978 | 2015 | [32 empty] | Arizona Public Service Co | 100 | Arizona Public Service Co | 100 | Regulated | Dropped - Retired/Planned Retirement by 06/2028 | PB1: 2
Vero Beach Municipal Power Plant | 693_G_1 | 693 | G | 1 |  | O/G Steam |  |  | Florida |  | Indian River |  |  | 13 |  | 1961 | 2015 | [32 empty] | City of Vero Beach - (FL) | 100 | City of Vero Beach - (FL) | 100 | Regulated | Dropped - Retired/Planned Retirement by 06/2028
Vero Beach Municipal Power Plant | 693_G_2 | 693 | G | 2 |  | Combined Cycle |  |  | Florida |  | Indian River |  |  | 13 |  | 1964 | 2015 | [32 empty] | City of Vero Beach - (FL) | 100 | City of Vero Beach - (FL) | 100 | Regulated | Dropped - Retired/Planned Retirement by 06/2028
Vero Beach Municipal Power Plant | 693_G_5 | 693 | G | 5 |  | Combined Cycle |  |  | Florida |  | Indian River |  |  | 35 |  | 1992 | 2015 | [32 empty] | City of Vero Beach - (FL) | 100 | City of Vero Beach - (FL) | 100 | Regulated | Dropped - Retired/Planned Retirement by 06/2028
Phillips | 748_G_1 | 748 | G | 1 |  | Combustion Turbine |  |  | Florida |  | Highlands |  |  | 18 |  | 1983 | 2015 | [32 empty] | Tampa Electric Co | 100 | Tampa Electric Co | 100 | Regulated | Dropped - Retired/Planned Retirement by 06/2028
Phillips | 748_G_2 | 748 | G | 2 |  | Combustion Turbine |  |  | Florida |  | Highlands |  |  | 18 |  | 1983 | 2015 | [32 empty] | Tampa Electric Co | 100 | Tampa Electric Co | 100 | Regulated | Dropped - Retired/Planned Retirement by 06/2028
Hutchinson Energy Center | 1248_G_ST4 | 1248 | G | ST4 |  | O/G Steam |  |  | Kansas |  | Reno |  |  | 176 |  | 1965 | 2015 | [32 empty] | Evergy Kansas Central, Inc | 100 | Evergy Kansas Central, Inc | 100 | Regulated | Dropped - Retired/Planned Retirement by 06/2028 | PB1: 4
Lawrence Energy Center | 1250_G_3 | 1250 | G | 3 |  | Coal Steam |  |  | Kansas |  | Douglas |  |  | 48 |  | 1955 | 2015 | [32 empty] | Evergy Kansas Central, Inc | 100 | Evergy Kansas Central, Inc | 100 | Regulated | Dropped - Retired/Planned Retirement by 06/2028 | PB1: 3
Tecumseh Energy Center | 1252_G_8 | 1252 | G | 8 |  | Coal Steam |  |  | Kansas |  | Shawnee |  |  | 130 |  | 1962 | 2015 | [32 empty] | Evergy Kansas Central, Inc | 100 | Evergy Kansas Central, Inc | 100 | Regulated | Dropped - Retired/Planned Retirement by 06/2028 | PB1: 10
Moose Lake | 1996_G_2 | 1996 | G | 2 |  | Combustion Turbine |  |  | Minnesota |  | Carlton |  |  | 1.1 |  | 1952 | 2015 | [32 empty] | Moose Lake Water & Light Comm | 100 | Moose Lake Water & Light Comm | 100 | Regulated | Dropped - Retired/Planned Retirement by 06/2028
Darlington County | 3250_G_11 | 3250 | G | 11 |  | Combustion Turbine |  |  | South Carolina |  | Darlington |  |  | 52 |  | 1974 | 2015 | [32 empty] | Duke Energy Progress - (NC) | 100 | Duke Energy Progress - (NC) | 100 | Regulated | Dropped - Retired/Planned Retirement by 06/2028
Philip Sporn | 3938_G_1 | 3938 | G | 1 |  | Coal Steam |  |  | West Virginia |  | Mason |  |  | 145 |  | 1950 | 2015 | [32 empty] | Appalachian Power Co | 100 | Appalachian Power Co | 100 | Regulated | Dropped - Retired/Planned Retirement by 06/2028 | PB1: 11
Philip Sporn | 3938_G_2 | 3938 | G | 2 |  | Coal Steam |  |  | West Virginia |  | Mason |  |  | 145 |  | 1950 | 2015 | [32 empty] | Ohio Power Co | 100 | Ohio Power Co | 100 | Regulated | Dropped - Retired/Planned Retirement by 06/2028 | PB1: 21
Philip Sporn | 3938_G_3 | 3938 | G | 3 |  | Coal Steam |  |  | West Virginia |  | Mason |  |  | 145 |  | 1951 | 2015 | [32 empty] | Appalachian Power Co | 100 | Appalachian Power Co | 100 | Regulated | Dropped - Retired/Planned Retirement by 06/2028 | PB1: 31
Philip Sporn | 3938_G_4 | 3938 | G | 4 |  | Coal Steam |  |  | West Virginia |  | Mason |  |  | 145 |  | 1952 | 2015 | [32 empty] | Ohio Power Co | 100 | Ohio Power Co | 100 | Regulated | Dropped - Retired/Planned Retirement by 06/2028 | PB1: 41
E J Stoneman Station | 4146_G_1 | 4146 | G | 1 |  | Biomass |  |  | Wisconsin |  | Grant |  |  | 15 |  | 1952 | 2015 | [32 empty] | DTE Stoneman LLC | 100 | DTE Stoneman LLC | 100 | Non-regulated | Dropped - Retired/Planned Retirement by 06/2028
E J Stoneman Station | 4146_G_2 | 4146 | G | 2 |  | Biomass |  |  | Wisconsin |  | Grant |  |  | 35 |  | 1952 | 2015 | [32 empty] | DTE Stoneman LLC | 100 | DTE Stoneman LLC | 100 | Non-regulated | Dropped - Retired/Planned Retirement by 06/2028
Stowe Power Production Plant | 50578_G_GEN2 | 50578 | G | GEN2 |  | Landfill Gas |  |  | Pennsylvania |  | Montgomery |  |  | 2.9 |  | 1991 | 2015 | [32 empty] | WM Renewable Energy LLC | 100 | WM Renewable Energy LLC | 100 | Non-regulated | Dropped - Retired/Planned Retirement by 06/2028
Altamont Pass Windplant | 50712_G_GEN1 | 50712 | G | GEN1 |  | Onshore Wind |  |  | California |  | Alameda |  |  | 332.5 |  | 1983 | 2015 | [32 empty] | Kenetech Windpower Inc | 100 | Kenetech Windpower Inc | 100 | Non-regulated | Dropped - Retired/Planned Retirement by 06/2028
Quantum Lake Power LP | 54423_G_GT1 | 54423 | G | GT1 |  | Combined Cycle |  |  | Florida |  | Lake |  |  | 48.5 |  | 1993 | 2015 | [32 empty] | Quantum Lake Power, LP | 100 | Quantum Lake Power, LP | 100 | Non-regulated | Dropped - Retired/Planned Retirement by 06/2028
Quantum Lake Power LP | 54423_G_GT2 | 54423 | G | GT2 |  | Combined Cycle |  |  | Florida |  | Lake |  |  | 48.5 |  | 1993 | 2015 | [32 empty] | Quantum Lake Power, LP | 100 | Quantum Lake Power, LP | 100 | Non-regulated | Dropped - Retired/Planned Retirement by 06/2028
Quantum Lake Power LP | 54423_G_ST1 | 54423 | G | ST1 |  | Combined Cycle |  |  | Florida |  | Lake |  |  | 24 |  | 1993 | 2015 | [32 empty] | Quantum Lake Power, LP | 100 | Quantum Lake Power, LP | 100 | Non-regulated | Dropped - Retired/Planned Retirement by 06/2028
Difwind Farms Ltd VIII | 54687_G_EXIS | 54687 | G | EXIS |  | Onshore Wind |  |  | California |  | Kern |  |  | 15 |  | 1987 | 2015 | [32 empty] | EDF Renewable Asset Holdings, Inc. | 100 | EDF Renewable Asset Holdings, Inc. | 100 | Non-regulated | Dropped - Retired/Planned Retirement by 06/2028
Green Mountain Storage, LLC | 55370_G_N60 | 55370 | G | N60 |  | Onshore Wind |  |  | Pennsylvania |  | Somerset |  |  | 10.4 |  | 2000 | 2015 | [32 empty] | Green Mountain Storage, LLC | 100 | Green Mountain Storage, LLC | 100 | Non-regulated | Dropped - Retired/Planned Retirement by 06/2028
Partnership Station | 55893_G_1 | 55893 | G | 1 |  | Combustion Turbine |  |  | Florida |  | Hillsborough |  |  | 3 |  | 2001 | 2015 | [32 empty] | Tampa Electric Co | 100 | Tampa Electric Co | 100 | Regulated | Dropped - Retired/Planned Retirement by 06/2028
Partnership Station | 55893_G_2 | 55893 | G | 2 |  | Combustion Turbine |  |  | Florida |  | Hillsborough |  |  | 3 |  | 2001 | 2015 | [32 empty] | Tampa Electric Co | 100 | Tampa Electric Co | 100 | Regulated | Dropped - Retired/Planned Retirement by 06/2028
SPFT - Newberg Cogen | 56124_G_TG1 | 56124 | G | TG1 |  | Biomass |  |  | Oregon |  | Yamhill |  |  | 4.5 |  | 1979 | 2015 | [32 empty] | SP Fiber Technologies NW LLC | 100 | SP Fiber Technologies NW LLC | 100 | Non-regulated | Dropped - Retired/Planned Retirement by 06/2028
Kraft | 733_G_2 | 733 | G | 2 |  | Coal Steam |  |  | Georgia |  | Chatham |  |  | 52 |  | 1961 | 2015 | [32 empty] | Georgia Power Co | 100 | Georgia Power Co | 100 | Regulated | Dropped - Retired/Planned Retirement by 06/2028 | PB1: 2
Kraft | 733_G_3 | 733 | G | 3 |  | Coal Steam |  |  | Georgia |  | Chatham |  |  | 101 |  | 1965 | 2015 | [32 empty] | Georgia Power Co | 100 | Georgia Power Co | 100 | Regulated | Dropped - Retired/Planned Retirement by 06/2028 | PB1: 3
Kraft | 733_G_4 | 733 | G | 4 |  | O/G Steam |  |  | Georgia |  | Chatham |  |  | 115 |  | 1972 | 2015 | [32 empty] | Georgia Power Co | 100 | Georgia Power Co | 100 | Regulated | Dropped - Retired/Planned Retirement by 06/2028 | PB1: 4
Kraft | 733_G_ST1 | 733 | G | ST1 |  | Coal Steam |  |  | Georgia |  | Chatham |  |  | 48 |  | 1958 | 2015 | [32 empty] | Georgia Power Co | 100 | Georgia Power Co | 100 | Regulated | Dropped - Retired/Planned Retirement by 06/2028 | bar: PB1
Green River | 1357_G_3 | 1357 | G | 3 |  | Coal Steam |  |  | Kentucky |  | Muhlenberg |  |  | 68 |  | 1954 | 2015 | [32 empty] | Kentucky Utilities Co | 100 | Kentucky Utilities Co | 100 | Regulated | Dropped - Retired/Planned Retirement by 06/2028 | PB1: 4
Green River | 1357_G_4 | 1357 | G | 4 |  | Coal Steam |  |  | Kentucky |  | Muhlenberg |  |  | 93 |  | 1959 | 2015 | [32 empty] | Kentucky Utilities Co | 100 | Kentucky Utilities Co | 100 | Regulated | Dropped - Retired/Planned Retirement by 06/2028 | PB1: 5
Franklin (LA) | 1435_G_GT1 | 1435 | G | GT1 |  | Combustion Turbine |  |  | Louisiana |  | St Mary |  |  | 8 |  | 1973 | 2015 | [32 empty] | Cleco Power LLC | 100 | Cleco Power LLC | 100 | Regulated | Dropped - Retired/Planned Retirement by 06/2028
Jefferies | 3319_G_1 | 3319 | G | 1 |  | Fossil Waste |  |  | South Carolina |  | Berkeley |  |  | 42 |  | 1954 | 2015 | [32 empty] | South Carolina Public Service Authority | 100 | South Carolina Public Service Authority | 100 | Regulated | Dropped - Retired/Planned Retirement by 06/2028 | bar: PB1
Jefferies | 3319_G_2 | 3319 | G | 2 |  | Fossil Waste |  |  | South Carolina |  | Berkeley |  |  | 42 |  | 1954 | 2015 | [32 empty] | South Carolina Public Service Authority | 100 | South Carolina Public Service Authority | 100 | Regulated | Dropped - Retired/Planned Retirement by 06/2028 | PB1: 2
Valley (TX) | 3508_G_1 | 3508 | G | 1 |  | O/G Steam |  |  | Texas |  | Fannin |  |  | 174 |  | 1962 | 2015 | [32 empty] | Valley NG Power Company LLC | 100 | Valley NG Power Company LLC | 100 | Non-regulated | Dropped - Retired/Planned Retirement by 06/2028
Valley (TX) | 3508_G_2 | 3508 | G | 2 |  | O/G Steam |  |  | Texas |  | Fannin |  |  | 520 |  | 1967 | 2015 | [32 empty] | Valley NG Power Company LLC | 100 | Valley NG Power Company LLC | 100 | Non-regulated | Dropped - Retired/Planned Retirement by 06/2028
Valley (TX) | 3508_G_3 | 3508 | G | 3 |  | O/G Steam |  |  | Texas |  | Fannin |  |  | 375 |  | 1971 | 2015 | [32 empty] | Valley NG Power Company LLC | 100 | Valley NG Power Company LLC | 100 | Non-regulated | Dropped - Retired/Planned Retirement by 06/2028
John Deere Harvester Works | 10039_G_GEN6 | 10039 | G | GEN6 |  | Coal Steam |  |  | Illinois |  | Rock Island |  |  | 2.5 |  | 1960 | 2015 | [32 empty] | John Deere Harvester Works Co | 100 | John Deere Harvester Works Co | 100 | Non-regulated | Dropped - Retired/Planned Retirement by 06/2028
Boise Cascade International Falls | 10486_G_GEN1 | 10486 | G | GEN1 |  | Non-Fossil Waste |  |  | Minnesota |  | Koochiching |  |  | 4 |  | 1927 | [33 empty] | Boise White Paper LLC | 100 | Boise White Paper LLC | 100 | Non-regulated | Dropped - Plant is identified as onsite because it is a net buyer of electricity in 2021 | PB1: 1; PB2: 2; PB3: 3; PB4: RECBLR
Boise Cascade International Falls | 10486_G_GEN2 | 10486 | G | GEN2 |  | Non-Fossil Waste |  |  | Minnesota |  | Koochiching |  |  | 4 |  | 1927 | [33 empty] | Boise White Paper LLC | 100 | Boise White Paper LLC | 100 | Non-regulated | Dropped - Plant is identified as onsite because it is a net buyer of electricity in 2021 | PB1: 1; PB2: 2; PB3: 3; PB4: RECBLR
Boise Cascade International Falls | 10486_G_GEN3 | 10486 | G | GEN3 |  | Non-Fossil Waste |  |  | Minnesota |  | Koochiching |  |  | 7.5 |  | 1948 | [33 empty] | Boise White Paper LLC | 100 | Boise White Paper LLC | 100 | Non-regulated | Dropped - Plant is identified as onsite because it is a net buyer of electricity in 2021 | PB1: 1; PB2: 2; PB3: 3; PB4: RECBLR
Boise Cascade International Falls | 10486_G_GEN4 | 10486 | G | GEN4 |  | Non-Fossil Waste |  |  | Minnesota |  | Koochiching |  |  | 7.5 |  | 1947 | [33 empty] | Boise White Paper LLC | 100 | Boise White Paper LLC | 100 | Non-regulated | Dropped - Plant is identified as onsite because it is a net buyer of electricity in 2021 | PB1: 1; PB2: 2; PB3: 3; PB4: RECBLR
Westrock Hodge (LA) | 50810_G_NO 6 | 50810 | G | NO 6 |  | Non-Fossil Waste |  |  | Louisiana |  | Jackson |  |  | 5 |  | 1952 | [33 empty] | Westrock (LA) | 100 | Westrock (LA) | 100 | Non-regulated | Dropped - Plant is identified as onsite because it is a net buyer of electricity in 2021 | PB1: 2RB; PB2: 3RB; PB3: CB; PB4: PB
Western Power & Steam Inc | 54410_G_STG | 54410 | G | STG |  | Combined Cycle |  |  | California |  | Kern |  |  | 8.3 |  | 1990 | 2015 | [32 empty] | Western Power and Steam II LLC | 100 | Western Power and Steam II LLC | 100 | Non-regulated | Dropped - Retired/Planned Retirement by 06/2028
Shepherd Center | 54813_G_5 | 54813 | G | 5 |  | Combustion Turbine |  |  | Georgia |  | Fulton |  |  | 0.6 |  | 2009 | 2015 | [32 empty] | Shepherd Center | 100 | Shepherd Center | 100 | Non-regulated | Dropped - Retired/Planned Retirement by 06/2028
Bayer CropScience Institute Plant | 57917_G_2 | 57917 | G | 2 |  | Coal Steam |  |  | West Virginia |  | Kanawha |  |  | 6.3 |  | 1961 | 2015 | [32 empty] | Bayer CropScience | 100 | Bayer CropScience | 100 | Non-regulated | Dropped - Retired/Planned Retirement by 06/2028
Widows Creek | 50_G_7 | 50 | G | 7 |  | Coal Steam |  |  | Alabama |  | Jackson |  |  | 473 |  | 1961 | 2015 | [32 empty] | Tennessee Valley Authority | 100 | Tennessee Valley Authority | 100 | Regulated | Dropped - Retired/Planned Retirement by 06/2028 | PB1: 7
Widows Creek | 50_G_8 | 50 | G | 8 |  | Coal Steam |  |  | Alabama |  | Jackson |  |  | 465 |  | 1965 | 2015 | [32 empty] | Tennessee Valley Authority | 100 | Tennessee Valley Authority | 100 | Regulated | Dropped - Retired/Planned Retirement by 06/2028 | PB1: 8
Eckert Station | 1831_G_1 | 1831 | G | 1 |  | Coal Steam |  |  | Michigan |  | Ingham |  |  | 32.9 |  | 1954 | 2015 | [32 empty] | Lansing Board of Water and Light | 100 | Lansing Board of Water and Light | 100 | Regulated | Dropped - Retired/Planned Retirement by 06/2028 | bar: PB1
FirstEnergy R E Burger | 2864_G_A1 | 2864 | G | A1 |  | Combustion Turbine |  |  | Ohio |  | Belmont |  |  | 2 |  | 1972 | 2015 | [32 empty] | FirstEnergy Generation Corp | 100 | FirstEnergy Generation Corp | 100 | Non-regulated | Dropped - Retired/Planned Retirement by 06/2028
FirstEnergy R E Burger | 2864_G_B1 | 2864 | G | B1 |  | Combustion Turbine |  |  | Ohio |  | Belmont |  |  | 2 |  | 1972 | 2015 | [32 empty] | FirstEnergy Generation Corp | 100 | FirstEnergy Generation Corp | 100 | Non-regulated | Dropped - Retired/Planned Retirement by 06/2028
FirstEnergy R E Burger | 2864_G_B2 | 2864 | G | B2 |  | Combustion Turbine |  |  | Ohio |  | Belmont |  |  | 3 |  | 1972 | 2015 | [32 empty] | FirstEnergy Generation Corp | 100 | FirstEnergy Generation Corp | 100 | Non-regulated | Dropped - Retired/Planned Retirement by 06/2028
Olmstead | 3655_G_1 | 3655 | G | 1 |  | Hydro |  |  | Utah |  | Utah |  |  | 2.3 |  | 1910 | 2015 | [32 empty] | U S Bureau of Reclamation | 100 | U S Bureau of Reclamation | 100 | Regulated | Dropped - Retired/Planned Retirement by 06/2028
Olmstead | 3655_G_2 | 3655 | G | 2 |  | Hydro |  |  | Utah |  | Utah |  |  | 2.3 |  | 1910 | 2015 | [32 empty] | U S Bureau of Reclamation | 100 | U S Bureau of Reclamation | 100 | Regulated | Dropped - Retired/Planned Retirement by 06/2028
Olmstead | 3655_G_4 | 3655 | G | 4 |  | Hydro |  |  | Utah |  | Utah |  |  | 5.4 |  | 1922 | 2015 | [32 empty] | U S Bureau of Reclamation | 100 | U S Bureau of Reclamation | 100 | Regulated | Dropped - Retired/Planned Retirement by 06/2028
Bayou Cogen Plant | 10298_G_GEN2 | 10298 | G | GEN2 |  | Combustion Turbine |  |  | Texas |  | Harris |  |  | 65 |  | 1984 | 2015 | [32 empty] | Air Liquide Large Industries U S LP | 100 | Air Liquide Large Industries U S LP | 100 | Non-regulated | Dropped - Retired/Planned Retirement by 06/2028
Coastal Carolina Clean Power | 10381_G_GEN1 | 10381 | G | GEN1 |  | Biomass |  |  | North Carolina |  | Duplin |  |  | 27 |  | 1986 | 2015 | [32 empty] | Carlyle/Riverstone Renewable Energy | 100 | Carlyle/Riverstone Renewable Energy | 100 | Non-regulated | Dropped - Retired/Planned Retirement by 06/2028
Spadra Landfill Gas to Energy | 10471_G_GEN1 | 10471 | G | GEN1 |  | Landfill Gas |  |  | California |  | Los Angeles |  |  | 5 |  | 1990 | 2015 | [32 empty] | Los Angeles County Sanitation | 100 | Los Angeles County Sanitation | 100 | Non-regulated | Dropped - Retired/Planned Retirement by 06/2028 | PB1: SMB001
Greenville Steam | 54852_G_1 | 54852 | G | 1 |  | Biomass |  |  | Maine |  | Piscataquis |  |  | 16 |  | 1988 | 2015 | [32 empty] | Gallop Power Greenville, LLC | 100 | Gallop Power Greenville, LLC | 100 | Non-regulated | Dropped - Retired/Planned Retirement by 06/2028
Aspen Biomass Power Plant | 56931_G_GEN7 | 56931 | G | GEN7 |  | Biomass |  |  | Texas |  | Angelina |  |  | 50 |  | 2011 | 2015 | [32 empty] | Aspen Power LLC | 100 | Aspen Power LLC | 100 | Non-regulated | Dropped - Retired/Planned Retirement by 06/2028
Bayer CropScience Institute Plant | 57917_G_1 | 57917 | G | 1 |  | Coal Steam |  |  | West Virginia |  | Kanawha |  |  | 6.3 |  | 1958 | 2015 | [32 empty] | Bayer CropScience | 100 | Bayer CropScience | 100 | Non-regulated | Dropped - Retired/Planned Retirement by 06/2028
Goddard Steam Plant | 57944_G_1 | 57944 | G | 1 |  | O/G Steam |  |  | Maryland |  | Charles |  |  | 5 |  | 1957 | 2015 | [32 empty] | Naval Facilities Engineering Command | 100 | Naval Facilities Engineering Command | 100 | Non-regulated | Dropped - Retired/Planned Retirement by 06/2028
Goddard Steam Plant | 57944_G_2 | 57944 | G | 2 |  | O/G Steam |  |  | Maryland |  | Charles |  |  | 5 |  | 1957 | 2015 | [32 empty] | Naval Facilities Engineering Command | 100 | Naval Facilities Engineering Command | 100 | Non-regulated | Dropped - Retired/Planned Retirement by 06/2028
Great Lakes Central Power Plant | 59884_G_GTG-1 | 59884 | G | GTG-1 |  | Combustion Turbine |  |  | Illinois |  | Lake |  |  | 4.5 |  | 2005 | 2015 | [32 empty] | NAVFAC Midlant PWD Great Lakes | 100 | NAVFAC Midlant PWD Great Lakes | 100 | Non-regulated | Dropped - Retired/Planned Retirement by 06/2028
Great Lakes Central Power Plant | 59884_G_GTG-2 | 59884 | G | GTG-2 |  | Combustion Turbine |  |  | Illinois |  | Lake |  |  | 4.5 |  | 2005 | 2015 | [32 empty] | NAVFAC Midlant PWD Great Lakes | 100 | NAVFAC Midlant PWD Great Lakes | 100 | Non-regulated | Dropped - Retired/Planned Retirement by 06/2028
Great Lakes Central Power Plant | 59884_G_STG-1 | 59884 | G | STG-1 |  | O/G Steam |  |  | Illinois |  | Lake |  |  | 0.5 |  | 1998 | 2015 | [32 empty] | NAVFAC Midlant PWD Great Lakes | 100 | NAVFAC Midlant PWD Great Lakes | 100 | Non-regulated | Dropped - Retired/Planned Retirement by 06/2028
Great Lakes Central Power Plant | 59884_G_STG-2 | 59884 | G | STG-2 |  | O/G Steam |  |  | Illinois |  | Lake |  |  | 0.5 |  | 1998 | 2015 | [32 empty] | NAVFAC Midlant PWD Great Lakes | 100 | NAVFAC Midlant PWD Great Lakes | 100 | Non-regulated | Dropped - Retired/Planned Retirement by 06/2028
Barry | 3_G_3 | 3 | G | 3 |  | Coal Steam |  |  | Alabama |  | Mobile |  |  | 249 |  | 1959 | 2015 | [32 empty] | Alabama Power Co | 100 | Alabama Power Co | 100 | Regulated | Dropped - Retired/Planned Retirement by 06/2028 | PB1: 3
Gorgas | 8_G_6 | 8 | G | 6 |  | Coal Steam |  |  | Alabama |  | Walker |  |  | 103 |  | 1951 | 2015 | [32 empty] | Alabama Power Co | 100 | Alabama Power Co | 100 | Regulated | Dropped - Retired/Planned Retirement by 06/2028 | PB1: 6
Gorgas | 8_G_7 | 8 | G | 7 |  | Coal Steam |  |  | Alabama |  | Walker |  |  | 104 |  | 1952 | 2015 | [32 empty] | Alabama Power Co | 100 | Alabama Power Co | 100 | Regulated | Dropped - Retired/Planned Retirement by 06/2028 | PB1: 7
Cherokee | 469_G_3 | 469 | G | 3 |  | Coal Steam |  |  | Colorado |  | Adams |  |  | 152 |  | 1962 | 2015 | [32 empty] | Public Service Co of Colorado | 100 | Public Service Co of Colorado | 100 | Regulated | Dropped - Retired/Planned Retirement by 06/2028 | PB1: 3
Wanapum | 3888_G_6 | 3888 | G | 6 |  | Hydro |  |  | Washington |  | Grant |  |  | 103.8 |  | 1963 | 2015 | [32 empty] | PUD No 2 of Grant County | 100 | PUD No 2 of Grant County | 100 | Regulated | Dropped - Retired/Planned Retirement by 06/2028
International | 6293_G_3 | 6293 | G | 3 |  | Combustion Turbine |  |  | Alaska |  | Anchorage |  |  | 16.7 |  | 1969 | [33 empty] | Chugach Electric Assn Inc | 100 | Chugach Electric Assn Inc | 100 | Regulated | Dropped - in Alaska or in Hawaii or Puerto Rico
Gwitchyaa Zhee | 7174_G_2A | 7174 | G | 2A |  | Combustion Turbine |  |  | Alaska |  | Yukon Koyukuk |  |  | 0.3 |  | 2012 | [33 empty] | Gwitchyaa Zhee Utility Co | 100 | Gwitchyaa Zhee Utility Co | 100 | Regulated | Dropped - in Alaska or in Hawaii or Puerto Rico
Gwitchyaa Zhee | 7174_G_4A | 7174 | G | 4A |  | Combustion Turbine |  |  | Alaska |  | Yukon Koyukuk |  |  | 0.3 |  | 2011 | [33 empty] | Gwitchyaa Zhee Utility Co | 100 | Gwitchyaa Zhee Utility Co | 100 | Regulated | Dropped - in Alaska or in Hawaii or Puerto Rico
Gwitchyaa Zhee | 7174_G_6 | 7174 | G | 6 |  | Combustion Turbine |  |  | Alaska |  | Yukon Koyukuk |  |  | 0.3 |  | 2009 | [33 empty] | Gwitchyaa Zhee Utility Co | 100 | Gwitchyaa Zhee Utility Co | 100 | Regulated | Dropped - in Alaska or in Hawaii or Puerto Rico
Alliant Techsystems | 7376_G_1 | 7376 | G | 1 |  | Combustion Turbine |  |  | Minnesota |  | Hennepin |  |  | 1.6 |  | 1994 | 2015 | [32 empty] | Northern States Power Co - Minnesota | 100 | Northern States Power Co - Minnesota | 100 | Regulated | Dropped - Retired/Planned Retirement by 06/2028
Bear Canyon Power Plant | 10469_G_BVC1 | 10469 | G | BVC1 |  | Geothermal |  |  | California |  | Lake |  |  | 12.2 |  | 1988 | 2015 | [32 empty] | Geysers Power Co LLC | 100 | Geysers Power Co LLC | 100 | Non-regulated | Dropped - Retired/Planned Retirement by 06/2028
Bear Canyon Power Plant | 10469_G_BVC2 | 10469 | G | BVC2 |  | Geothermal |  |  | California |  | Lake |  |  | 12.2 |  | 1988 | 2015 | [32 empty] | Geysers Power Co LLC | 100 | Geysers Power Co LLC | 100 | Non-regulated | Dropped - Retired/Planned Retirement by 06/2028
NewYork-Presbyterian Brooklyn Methodist Hospital | 52091_G_3A | 52091 | G | 3A |  | Combustion Turbine |  |  | New York |  | Kings |  |  | 0.7 |  | 1991 | 2015 | [32 empty] | NewYork-Presbyterian Brooklyn Methodist Hospital | 100 | NewYork-Presbyterian Brooklyn Methodist Hospital | 100 | Non-regulated | Dropped - Retired/Planned Retirement by 06/2028
NewYork-Presbyterian Brooklyn Methodist Hospital | 52091_G_4C | 52091 | G | 4C |  | Combustion Turbine |  |  | New York |  | Kings |  |  | 0.7 |  | 1991 | 2015 | [32 empty] | NewYork-Presbyterian Brooklyn Methodist Hospital | 100 | NewYork-Presbyterian Brooklyn Methodist Hospital | 100 | Non-regulated | Dropped - Retired/Planned Retirement by 06/2028
Noatak | 57051_G_UNIT5 | 57051 | G | UNIT5 |  | Combustion Turbine |  |  | Alaska |  | Northwest Arctic |  |  | 0.4 |  | 1990 | [33 empty] | Alaska Village Elec Coop, Inc | 100 | Alaska Village Elec Coop, Inc | 100 | Regulated | Dropped - in Alaska or in Hawaii or Puerto Rico
St. Michael | 57061_G_UNIT1 | 57061 | G | UNIT1 |  | Combustion Turbine |  |  | Alaska |  | Nome |  |  | 0.5 |  | 2005 | [33 empty] | Alaska Village Elec Coop, Inc | 100 | Alaska Village Elec Coop, Inc | 100 | Regulated | Dropped - in Alaska or in Hawaii or Puerto Rico
St. Michael | 57061_G_UNIT2 | 57061 | G | UNIT2 |  | Combustion Turbine |  |  | Alaska |  | Nome |  |  | 0.3 |  | 2000 | [33 empty] | Alaska Village Elec Coop, Inc | 100 | Alaska Village Elec Coop, Inc | 100 | Regulated | Dropped - in Alaska or in Hawaii or Puerto Rico
St. Michael | 57061_G_UNIT3 | 57061 | G | UNIT3 |  | Combustion Turbine |  |  | Alaska |  | Nome |  |  | 0.2 |  | 1995 | [33 empty] | Alaska Village Elec Coop, Inc | 100 | Alaska Village Elec Coop, Inc | 100 | Regulated | Dropped - in Alaska or in Hawaii or Puerto Rico
Highwood Generating Station | 57480_G_GTG1 | 57480 | G | GTG1 |  | Combustion Turbine |  |  | Montana |  | Cascade |  |  | 40.5 |  | 2012 | 2015 | [32 empty] | S Montana Elec Gen and Trans Coop Inc | 100 | S Montana Elec Gen and Trans Coop Inc | 100 | Regulated | Dropped - Retired/Planned Retirement by 06/2028
Bos Dairy, LLC | 57625_G_BOS1 | 57625 | G | BOS1 |  | Non-Fossil Waste |  |  | Indiana |  | Jasper |  |  | 0.3 |  | 2005 | [33 empty] | T&M Limited Partnership | 100 | T&M Limited Partnership | 100 | Non-regulated | Dropped - Plant is identified as onsite because it is a net buyer of electricity in 2021
Ocotillo | 116_G_PV1 | 116 | G | PV1 |  | Solar PV |  |  | Arizona |  | Maricopa |  |  | 0.1 |  | 1998 | 2015 | [32 empty] | Arizona Public Service Co | 100 | Arizona Public Service Co | 100 | Regulated | Dropped - Retired/Planned Retirement by 06/2028
Ocotillo | 116_G_PV2 | 116 | G | PV2 |  | Solar PV |  |  | Arizona |  | Maricopa |  |  | 0.1 |  | 1999 | 2015 | [32 empty] | Arizona Public Service Co | 100 | Arizona Public Service Co | 100 | Regulated | Dropped - Retired/Planned Retirement by 06/2028
Ocotillo | 116_G_PVM | 116 | G | PVM |  | Solar PV |  |  | Arizona |  | Maricopa |  |  | 0.4 |  | 1988 | 2015 | [32 empty] | Arizona Public Service Co | 100 | Arizona Public Service Co | 100 | Regulated | Dropped - Retired/Planned Retirement by 06/2028
Craig (AK) | 421_G_3A | 421 | G | 3A |  | Combustion Turbine |  |  | Alaska |  | Prince of Wales Ketchikan |  |  | 1.6 |  | 1991 | [33 empty] | Alaska Power and Telephone Co | 100 | Alaska Power and Telephone Co | 100 | Regulated | Dropped - in Alaska or in Hawaii or Puerto Rico
G E Turner | 629_G_P3 | 629 | G | P3 |  | Combustion Turbine |  |  | Florida |  | Volusia |  |  | 53 |  | 1974 | 2015 | [32 empty] | Duke Energy Florida, LLC | 100 | Duke Energy Florida, LLC | 100 | Regulated | Dropped - Retired/Planned Retirement by 06/2028
Hills | 1889_G_1 | 1889 | G | 1 |  | Combustion Turbine |  |  | Minnesota |  | Rock |  |  | 2 |  | 1996 | 2015 | [32 empty] | Interstate Power and Light Co | 100 | Interstate Power and Light Co | 100 | Regulated | Dropped - Retired/Planned Retirement by 06/2028
Hills | 1889_G_2 | 1889 | G | 2 |  | Combustion Turbine |  |  | Minnesota |  | Rock |  |  | 2 |  | 1960 | 2015 | [32 empty] | Interstate Power and Light Co | 100 | Interstate Power and Light Co | 100 | Regulated | Dropped - Retired/Planned Retirement by 06/2028
Jack Watson | 2049_G_1 | 2049 | G | 1 |  | O/G Steam |  |  | Mississippi |  | Harrison |  |  | 76 |  | 1957 | 2015 | [32 empty] | Mississippi Power Co | 100 | Mississippi Power Co | 100 | Regulated | Dropped - Retired/Planned Retirement by 06/2028 | bar: PB1
Jack Watson | 2049_G_2 | 2049 | G | 2 |  | O/G Steam |  |  | Mississippi |  | Harrison |  |  | 76 |  | 1960 | 2015 | [32 empty] | Mississippi Power Co | 100 | Mississippi Power Co | 100 | Regulated | Dropped - Retired/Planned Retirement by 06/2028 | PB1: 2
Tri Cities | 7998_G_TC1 | 7998 | G | TC1 |  | Landfill Gas |  |  | Arizona |  | Maricopa |  |  | 0.8 |  | 2001 | 2015 | [32 empty] | Salt River Project | 100 | Salt River Project | 100 | Regulated | Dropped - Retired/Planned Retirement by 06/2028
Tri Cities | 7998_G_TC2 | 7998 | G | TC2 |  | Landfill Gas |  |  | Arizona |  | Maricopa |  |  | 0.8 |  | 2001 | 2015 | [32 empty] | Salt River Project | 100 | Salt River Project | 100 | Regulated | Dropped - Retired/Planned Retirement by 06/2028
Tri Cities | 7998_G_TC3 | 7998 | G | TC3 |  | Landfill Gas |  |  | Arizona |  | Maricopa |  |  | 0.8 |  | 2001 | 2015 | [32 empty] | Salt River Project | 100 | Salt River Project | 100 | Regulated | Dropped - Retired/Planned Retirement by 06/2028
Tri Cities | 7998_G_TC4 | 7998 | G | TC4 |  | Landfill Gas |  |  | Arizona |  | Maricopa |  |  | 0.8 |  | 2001 | 2015 | [32 empty] | Salt River Project | 100 | Salt River Project | 100 | Regulated | Dropped - Retired/Planned Retirement by 06/2028
Tri Cities | 7998_G_TC5 | 7998 | G | TC5 |  | Landfill Gas |  |  | Arizona |  | Maricopa |  |  | 0.8 |  | 2001 | 2015 | [32 empty] | Salt River Project | 100 | Salt River Project | 100 | Regulated | Dropped - Retired/Planned Retirement by 06/2028
Wheelabrator North Broward | 54033_G_GEN1 | 54033 | G | GEN1 |  | Municipal Solid Waste |  |  | Florida |  | Broward |  |  | 56 |  | 1991 | 2015 | [32 empty] | WM Renewable Energy LLC | 100 | WM Renewable Energy LLC | 100 | Non-regulated | Dropped - Retired/Planned Retirement by 06/2028 | PB1: BLR1; PB2: BLR2; PB3: BLR3
Toyon Power Station | 54327_G_TOY4 | 54327 | G | TOY4 |  | Landfill Gas |  |  | California |  | Los Angeles |  |  | 1.7 |  | 1986 | 2015 | [32 empty] | Toyon Landfill Gas Conversion, LLC | 100 | Toyon Landfill Gas Conversion, LLC | 100 | Non-regulated | Dropped - Retired/Planned Retirement by 06/2028
Sierra Pacific Anderson Facility | 55049_G_GEN1 | 55049 | G | GEN1 |  | Biomass |  |  | California |  | Shasta |  |  | 3.9 |  | 1999 | 2015 | [32 empty] | Sierra Pacific Industries | 100 | Sierra Pacific Industries | 100 | Non-regulated | Dropped - Retired/Planned Retirement by 06/2028
Tanners Creek | 988_G_1 | 988 | G | 1 |  | Coal Steam |  |  | Indiana |  | Dearborn |  |  | 145 |  | 1951 | 2015 | [32 empty] | Indiana Michigan Power Co | 100 | Indiana Michigan Power Co | 100 | Regulated | Dropped - Retired/Planned Retirement by 06/2028 | bar: PB1
Tanners Creek | 988_G_2 | 988 | G | 2 |  | Coal Steam |  |  | Indiana |  | Dearborn |  |  | 145 |  | 1952 | 2015 | [32 empty] | Indiana Michigan Power Co | 100 | Indiana Michigan Power Co | 100 | Regulated | Dropped - Retired/Planned Retirement by 06/2028 | bar: PB1
Tanners Creek | 988_G_3 | 988 | G | 3 |  | Coal Steam |  |  | Indiana |  | Dearborn |  |  | 200 |  | 1954 | 2015 | [32 empty] | Indiana Michigan Power Co | 100 | Indiana Michigan Power Co | 100 | Regulated | Dropped - Retired/Planned Retirement by 06/2028 | bar: PB1
Tanners Creek | 988_G_4 | 988 | G | 4 |  | Coal Steam |  |  | Indiana |  | Dearborn |  |  | 500 |  | 1964 | 2015 | [32 empty] | Indiana Michigan Power Co | 100 | Indiana Michigan Power Co | 100 | Regulated | Dropped - Retired/Planned Retirement by 06/2028 | bar: PB1
Riverton | 1239_G_8 | 1239 | G | 8 |  | O/G Steam |  |  | Kansas |  | Cherokee |  |  | 54 |  | 1954 | 2015 | [32 empty] | Empire District Electric Co | 100 | Empire District Electric Co | 100 | Regulated | Dropped - Retired/Planned Retirement by 06/2028 | PB1: 40
Riverton | 1239_G_9 | 1239 | G | 9 |  | Combustion Turbine |  |  | Kansas |  | Cherokee |  |  | 12 |  | 1964 | 2015 | [32 empty] | Empire District Electric Co | 100 | Empire District Electric Co | 100 | Regulated | Dropped - Retired/Planned Retirement by 06/2028
Cane Run | 1363_G_4 | 1363 | G | 4 |  | Coal Steam |  |  | Kentucky |  | Jefferson |  |  | 155 |  | 1962 | 2015 | [32 empty] | Louisville Gas & Electric Co | 100 | Louisville Gas & Electric Co | 100 | Regulated | Dropped - Retired/Planned Retirement by 06/2028 | PB1: 4
Cane Run | 1363_G_5 | 1363 | G | 5 |  | Coal Steam |  |  | Kentucky |  | Jefferson |  |  | 168 |  | 1966 | 2015 | [32 empty] | Louisville Gas & Electric Co | 100 | Louisville Gas & Electric Co | 100 | Regulated | Dropped - Retired/Planned Retirement by 06/2028 | PB1: 5
Little Gypsy | 1402_G_1 | 1402 | G | 1 |  | O/G Steam |  |  | Louisiana |  | St Charles |  |  | 227.9 |  | 1961 | 2015 | [32 empty] | Entergy Louisiana LLC | 100 | Entergy Louisiana LLC | 100 | Regulated | Dropped - Retired/Planned Retirement by 06/2028 | bar: PB1
Morgan City | 1449_G_3 | 1449 | G | 3 |  | O/G Steam |  |  | Louisiana |  | St Mary |  |  | 18 |  | 1970 | 2015 | [32 empty] | Morgan City - (LA) | 100 | Morgan City - (LA) | 100 | Regulated | Dropped - Retired/Planned Retirement by 06/2028 | PB1: 3
Morgan City | 1449_G_4 | 1449 | G | 4 |  | O/G Steam |  |  | Louisiana |  | St Mary |  |  | 33 |  | 1970 | 2015 | [32 empty] | Morgan City - (LA) | 100 | Morgan City - (LA) | 100 | Regulated | Dropped - Retired/Planned Retirement by 06/2028 | PB1: 4
Plaquemine | 1455_G_1 | 1455 | G | 1 |  | O/G Steam |  |  | Louisiana |  | Iberville |  |  | 17.5 |  | 1971 | 2015 | [32 empty] | City of Plaquemine - (LA) | 100 | City of Plaquemine - (LA) | 100 | Regulated | Dropped - Retired/Planned Retirement by 06/2028 | bar: PB1
Plaquemine | 1455_G_2 | 1455 | G | 2 |  | O/G Steam |  |  | Louisiana |  | Iberville |  |  | 20.4 |  | 1976 | 2015 | [32 empty] | City of Plaquemine - (LA) | 100 | City of Plaquemine - (LA) | 100 | Regulated | Dropped - Retired/Planned Retirement by 06/2028 | PB1: 2
Butler Municipal Power Plant | 2115_G_3 | 2115 | G | 3 |  | Combustion Turbine |  |  | Missouri |  | Bates |  |  | 0.6 |  | 1946 | 2015 | [32 empty] | City of Butler - (MO) | 100 | City of Butler - (MO) | 100 | Regulated | Dropped - Retired/Planned Retirement by 06/2028
Bergen Generating Station | 2398_G_3 | 2398 | G | 3 |  | Combustion Turbine |  |  | New Jersey |  | Bergen |  |  | 21 |  | 1967 | 2015 | [32 empty] | Bergen Generating Station | 100 | Bergen Generating Station | 100 | Non-regulated | Dropped - Retired/Planned Retirement by 06/2028
PSEG Burlington Generating Station | 2399_G_111 | 2399 | G | 111 |  | Combustion Turbine |  |  | New Jersey |  | Burlington |  |  | 46 |  | 1972 | 2015 | [32 empty] | Burlington Generating Station | 100 | Burlington Generating Station | 100 | Non-regulated | Dropped - Retired/Planned Retirement by 06/2028
PSEG Burlington Generating Station | 2399_G_112 | 2399 | G | 112 |  | Combustion Turbine |  |  | New Jersey |  | Burlington |  |  | 46 |  | 1972 | 2015 | [32 empty] | Burlington Generating Station | 100 | Burlington Generating Station | 100 | Non-regulated | Dropped - Retired/Planned Retirement by 06/2028
PSEG Burlington Generating Station | 2399_G_113 | 2399 | G | 113 |  | Combustion Turbine |  |  | New Jersey |  | Burlington |  |  | 46 |  | 1972 | 2015 | [32 empty] | Burlington Generating Station | 100 | Burlington Generating Station | 100 | Non-regulated | Dropped - Retired/Planned Retirement by 06/2028
PSEG Burlington Generating Station | 2399_G_114 | 2399 | G | 114 |  | Combustion Turbine |  |  | New Jersey |  | Burlington |  |  | 46 |  | 1972 | 2015 | [32 empty] | Burlington Generating Station | 100 | Burlington Generating Station | 100 | Non-regulated | Dropped - Retired/Planned Retirement by 06/2028
PSEG Burlington Generating Station | 2399_G_8 | 2399 | G | 8 |  | Combustion Turbine |  |  | New Jersey |  | Burlington |  |  | 22 |  | 1967 | 2015 | [32 empty] | Burlington Generating Station | 100 | Burlington Generating Station | 100 | Non-regulated | Dropped - Retired/Planned Retirement by 06/2028
PSEG Edison Generating Station | 2400_G_11 | 2400 | G | 11 |  | Combustion Turbine |  |  | New Jersey |  | Middlesex |  |  | 43 |  | 1971 | 2015 | [32 empty] | PSEG Fossil LLC | 100 | PSEG Fossil LLC | 100 | Non-regulated | Dropped - Retired/Planned Retirement by 06/2028
PSEG Edison Generating Station | 2400_G_12 | 2400 | G | 12 |  | Combustion Turbine |  |  | New Jersey |  | Middlesex |  |  | 43 |  | 1971 | 2015 | [32 empty] | PSEG Fossil LLC | 100 | PSEG Fossil LLC | 100 | Non-regulated | Dropped - Retired/Planned Retirement by 06/2028
PSEG Edison Generating Station | 2400_G_13 | 2400 | G | 13 |  | Combustion Turbine |  |  | New Jersey |  | Middlesex |  |  | 43 |  | 1971 | 2015 | [32 empty] | PSEG Fossil LLC | 100 | PSEG Fossil LLC | 100 | Non-regulated | Dropped - Retired/Planned Retirement by 06/2028
PSEG Edison Generating Station | 2400_G_14 | 2400 | G | 14 |  | Combustion Turbine |  |  | New Jersey |  | Middlesex |  |  | 43 |  | 1971 | 2015 | [32 empty] | PSEG Fossil LLC | 100 | PSEG Fossil LLC | 100 | Non-regulated | Dropped - Retired/Planned Retirement by 06/2028
PSEG Edison Generating Station | 2400_G_21 | 2400 | G | 21 |  | Combustion Turbine |  |  | New Jersey |  | Middlesex |  |  | 43 |  | 1971 | 2015 | [32 empty] | PSEG Fossil LLC | 100 | PSEG Fossil LLC | 100 | Non-regulated | Dropped - Retired/Planned Retirement by 06/2028
PSEG Edison Generating Station | 2400_G_22 | 2400 | G | 22 |  | Combustion Turbine |  |  | New Jersey |  | Middlesex |  |  | 43 |  | 1971 | 2015 | [32 empty] | PSEG Fossil LLC | 100 | PSEG Fossil LLC | 100 | Non-regulated | Dropped - Retired/Planned Retirement by 06/2028
PSEG Edison Generating Station | 2400_G_23 | 2400 | G | 23 |  | Combustion Turbine |  |  | New Jersey |  | Middlesex |  |  | 43 |  | 1971 | 2015 | [32 empty] | PSEG Fossil LLC | 100 | PSEG Fossil LLC | 100 | Non-regulated | Dropped - Retired/Planned Retirement by 06/2028
PSEG Edison Generating Station | 2400_G_24 | 2400 | G | 24 |  | Combustion Turbine |  |  | New Jersey |  | Middlesex |  |  | 43 |  | 1971 | 2015 | [32 empty] | PSEG Fossil LLC | 100 | PSEG Fossil LLC | 100 | Non-regulated | Dropped - Retired/Planned Retirement by 06/2028
PSEG Edison Generating Station | 2400_G_31 | 2400 | G | 31 |  | Combustion Turbine |  |  | New Jersey |  | Middlesex |  |  | 43 |  | 1971 | 2015 | [32 empty] | PSEG Fossil LLC | 100 | PSEG Fossil LLC | 100 | Non-regulated | Dropped - Retired/Planned Retirement by 06/2028
PSEG Edison Generating Station | 2400_G_32 | 2400 | G | 32 |  | Combustion Turbine |  |  | New Jersey |  | Middlesex |  |  | 43 |  | 1971 | 2015 | [32 empty] | PSEG Fossil LLC | 100 | PSEG Fossil LLC | 100 | Non-regulated | Dropped - Retired/Planned Retirement by 06/2028
PSEG Edison Generating Station | 2400_G_33 | 2400 | G | 33 |  | Combustion Turbine |  |  | New Jersey |  | Middlesex |  |  | 43 |  | 1971 | 2015 | [32 empty] | PSEG Fossil LLC | 100 | PSEG Fossil LLC | 100 | Non-regulated | Dropped - Retired/Planned Retirement by 06/2028
PSEG Edison Generating Station | 2400_G_34 | 2400 | G | 34 |  | Combustion Turbine |  |  | New Jersey |  | Middlesex |  |  | 43 |  | 1971 | 2015 | [32 empty] | PSEG Fossil LLC | 100 | PSEG Fossil LLC | 100 | Non-regulated | Dropped - Retired/Planned Retirement by 06/2028
PSEG Essex Generating Station | 2401_G_101 | 2401 | G | 101 |  | Combustion Turbine |  |  | New Jersey |  | Essex |  |  | 43 |  | 1971 | 2015 | [32 empty] | Essex Generating Station | 100 | Essex Generating Station | 100 | Non-regulated | Dropped - Retired/Planned Retirement by 06/2028
PSEG Essex Generating Station | 2401_G_102 | 2401 | G | 102 |  | Combustion Turbine |  |  | New Jersey |  | Essex |  |  | 43 |  | 1971 | 2015 | [32 empty] | Essex Generating Station | 100 | Essex Generating Station | 100 | Non-regulated | Dropped - Retired/Planned Retirement by 06/2028
PSEG Essex Generating Station | 2401_G_103 | 2401 | G | 103 |  | Combustion Turbine |  |  | New Jersey |  | Essex |  |  | 43 |  | 1971 | 2015 | [32 empty] | Essex Generating Station | 100 | Essex Generating Station | 100 | Non-regulated | Dropped - Retired/Planned Retirement by 06/2028
PSEG Essex Generating Station | 2401_G_104 | 2401 | G | 104 |  | Combustion Turbine |  |  | New Jersey |  | Essex |  |  | 43 |  | 1971 | 2015 | [32 empty] | Essex Generating Station | 100 | Essex Generating Station | 100 | Non-regulated | Dropped - Retired/Planned Retirement by 06/2028
PSEG Essex Generating Station | 2401_G_111 | 2401 | G | 111 |  | Combustion Turbine |  |  | New Jersey |  | Essex |  |  | 46 |  | 1971 | 2015 | [32 empty] | Essex Generating Station | 100 | Essex Generating Station | 100 | Non-regulated | Dropped - Retired/Planned Retirement by 06/2028
PSEG Essex Generating Station | 2401_G_112 | 2401 | G | 112 |  | Combustion Turbine |  |  | New Jersey |  | Essex |  |  | 46 |  | 1971 | 2015 | [32 empty] | Essex Generating Station | 100 | Essex Generating Station | 100 | Non-regulated | Dropped - Retired/Planned Retirement by 06/2028
PSEG Essex Generating Station | 2401_G_113 | 2401 | G | 113 |  | Combustion Turbine |  |  | New Jersey |  | Essex |  |  | 46 |  | 1971 | 2015 | [32 empty] | Essex Generating Station | 100 | Essex Generating Station | 100 | Non-regulated | Dropped - Retired/Planned Retirement by 06/2028
PSEG Essex Generating Station | 2401_G_114 | 2401 | G | 114 |  | Combustion Turbine |  |  | New Jersey |  | Essex |  |  | 46 |  | 1971 | 2015 | [32 empty] | Essex Generating Station | 100 | Essex Generating Station | 100 | Non-regulated | Dropped - Retired/Planned Retirement by 06/2028
PSEG Mercer Generating Station | 2408_G_3 | 2408 | G | 3 |  | Combustion Turbine |  |  | New Jersey |  | Mercer |  |  | 115 |  | 1967 | 2015 | [32 empty] | PSEG Fossil LLC | 100 | PSEG Fossil LLC | 100 | Non-regulated | Dropped - Retired/Planned Retirement by 06/2028
PSEG National Park Generating Station | 2409_G_1 | 2409 | G | 1 |  | Combustion Turbine |  |  | New Jersey |  | Gloucester |  |  | 21 |  | 1969 | 2015 | [32 empty] | PSEG Fossil LLC | 100 | PSEG Fossil LLC | 100 | Non-regulated | Dropped - Retired/Planned Retirement by 06/2028
PSEG Sewaren Generating Station | 2411_G_6 | 2411 | G | 6 |  | Combustion Turbine |  |  | New Jersey |  | Middlesex |  |  | 105 |  | 1965 | 2015 | [32 empty] | Sewaren Generating Station | 100 | Sewaren Generating Station | 100 | Non-regulated | Dropped - Retired/Planned Retirement by 06/2028
Miami Fort | 2832_G_6 | 2832 | G | 6 |  | Coal Steam |  |  | Ohio |  | Hamilton |  |  | 163 |  | 1960 | 2015 | [32 empty] | Duke Energy Ohio Inc | 100 | Duke Energy Ohio Inc | 100 | Non-regulated | Dropped - Retired/Planned Retirement by 06/2028 | PB1: 6
O H Hutchings | 2848_G_1 | 2848 | G | 1 |  | Coal Steam |  |  | Ohio |  | Montgomery |  |  | 58 |  | 1948 | 2015 | [32 empty] | Kimura Power LLC | 100 | Kimura Power LLC | 100 | Non-regulated | Dropped - Retired/Planned Retirement by 06/2028 | PB1: H-1
O H Hutchings | 2848_G_2 | 2848 | G | 2 |  | Coal Steam |  |  | Ohio |  | Montgomery |  |  | 55 |  | 1949 | 2015 | [32 empty] | Kimura Power LLC | 100 | Kimura Power LLC | 100 | Non-regulated | Dropped - Retired/Planned Retirement by 06/2028 | PB1: H-2
O H Hutchings | 2848_G_3 | 2848 | G | 3 |  | Coal Steam |  |  | Ohio |  | Montgomery |  |  | 63 |  | 1950 | 2015 | [32 empty] | Kimura Power LLC | 100 | Kimura Power LLC | 100 | Non-regulated | Dropped - Retired/Planned Retirement by 06/2028 | PB1: H-3
O H Hutchings | 2848_G_5 | 2848 | G | 5 |  | Coal Steam |  |  | Ohio |  | Montgomery |  |  | 63 |  | 1952 | 2015 | [32 empty] | Kimura Power LLC | 100 | Kimura Power LLC | 100 | Non-regulated | Dropped - Retired/Planned Retirement by 06/2028 | PB1: H-5
O H Hutchings | 2848_G_6 | 2848 | G | 6 |  | Coal Steam |  |  | Ohio |  | Montgomery |  |  | 63 |  | 1953 | 2015 | [32 empty] | Kimura Power LLC | 100 | Kimura Power LLC | 100 | Non-regulated | Dropped - Retired/Planned Retirement by 06/2028 | PB1: H-6
Boomer Lake Station | 3000_G_1 | 3000 | G | 1 |  | O/G Steam |  |  | Oklahoma |  | Payne |  |  | 11.5 |  | 1956 | 2015 | [32 empty] | Stillwater Utilities Authority | 100 | Stillwater Utilities Authority | 100 | Regulated | Dropped - Retired/Planned Retirement by 06/2028 | PB1: 1; PB2: 2
Glen Lyn | 3776_G_5 | 3776 | G | 5 |  | Coal Steam |  |  | Virginia |  | Giles |  |  | 90 |  | 1944 | 2015 | [32 empty] | Appalachian Power Co | 100 | Appalachian Power Co | 100 | Regulated | Dropped - Retired/Planned Retirement by 06/2028 | PB1: 51; PB2: 52
Glen Lyn | 3776_G_6 | 3776 | G | 6 |  | Coal Steam |  |  | Virginia |  | Giles |  |  | 235 |  | 1957 | 2015 | [32 empty] | Appalachian Power Co | 100 | Appalachian Power Co | 100 | Regulated | Dropped - Retired/Planned Retirement by 06/2028 | PB1: 6
Pulliam | 4072_G_5 | 4072 | G | 5 |  | Coal Steam |  |  | Wisconsin |  | Brown |  |  | 47.7 |  | 1949 | 2015 | [32 empty] | Wisconsin Public Service Corp | 100 | Wisconsin Public Service Corp | 100 | Regulated | Dropped - Retired/Planned Retirement by 06/2028 | PB1: 5
Pulliam | 4072_G_6 | 4072 | G | 6 |  | Coal Steam |  |  | Wisconsin |  | Brown |  |  | 69.8 |  | 1951 | 2015 | [32 empty] | Wisconsin Public Service Corp | 100 | Wisconsin Public Service Corp | 100 | Regulated | Dropped - Retired/Planned Retirement by 06/2028 | PB1: 6
Weston | 4078_G_1 | 4078 | G | 1 |  | Coal Steam |  |  | Wisconsin |  | Marathon |  |  | 50.7 |  | 1954 | 2015 | [32 empty] | Wisconsin Public Service Corp | 100 | Wisconsin Public Service Corp | 100 | Regulated | Dropped - Retired/Planned Retirement by 06/2028 | bar: PB1
Cutrale Citrus Juices USA II | 10188_G_GEN4 | 10188 | G | GEN4 |  | Combustion Turbine |  |  | Florida |  | Polk |  |  | 4.3 |  | 2010 | [33 empty] | Cutrale Citrus Juices USA Inc | 100 | Cutrale Citrus Juices USA Inc | 100 | Non-regulated | Dropped - Plant is identified as onsite because it is a net buyer of electricity in 2021
Central Plant | 10280_G_ENG3 | 10280 | G | ENG3 |  | Combustion Turbine |  |  | South Carolina |  | GREENVILLE |  |  | 1.1 |  | 1987 | [33 empty] | Bob Jones University | 100 | Bob Jones University | 100 | Non-regulated | Dropped - Plant is identified as onsite because it is a net buyer of electricity in 2021
Copper Dam Plant | 10323_G_GEN1 | 10323 | G | GEN1 |  | Hydro |  |  | Oregon |  | Hood River |  |  | 1 |  | 1986 | 2015 | [32 empty] | Farmer's Irrigation District | 100 | Farmer's Irrigation District | 100 | Non-regulated | Dropped - Retired/Planned Retirement by 06/2028
Copper Dam Plant | 10323_G_GEN2 | 10323 | G | GEN2 |  | Hydro |  |  | Oregon |  | Hood River |  |  | 0.5 |  | 1986 | 2015 | [32 empty] | Farmer's Irrigation District | 100 | Farmer's Irrigation District | 100 | Non-regulated | Dropped - Retired/Planned Retirement by 06/2028
Pfizer Groton Plant | 54236_G_TG 2 | 54236 | G | TG 2 |  | O/G Steam |  |  | Connecticut |  | New London |  |  | 2.5 |  | 1948 | [33 empty] | Pfizer Inc | 100 | Pfizer Inc | 100 | Non-regulated | Dropped - Plant is identified as onsite because it is a net buyer of electricity in 2021 | BLR1 | BLR2 | BLR3 | BLR4 | BLR5 | BLR8 | HRSG1
HF Sinclair Puget Sound Refining | 54268_G_STG1 | 54268 | G | STG1 |  | Combined Cycle |  |  | Washington |  | Skagit |  |  | 26 |  | 1993 | 2015 | [32 empty] | HF Sinclair Corporation | 100 | HF Sinclair Corporation | 100 | Non-regulated | Dropped - Retired/Planned Retirement by 06/2028 | PB1: E101; PB2: E201; PB3: E301
DeKalb County Green Energy Facility | 57013_G_1 | 57013 | G | 1 |  | Landfill Gas |  |  | Georgia |  | DeKalb |  |  | 1.6 |  | 2006 | 2015 | [32 empty] | DeKalb County GA | 100 | DeKalb County GA | 100 | Non-regulated | Dropped - Retired/Planned Retirement by 06/2028
DeKalb County Green Energy Facility | 57013_G_2 | 57013 | G | 2 |  | Landfill Gas |  |  | Georgia |  | DeKalb |  |  | 1.6 |  | 2006 | 2015 | [32 empty] | DeKalb County GA | 100 | DeKalb County GA | 100 | Non-regulated | Dropped - Retired/Planned Retirement by 06/2028
LIRR Malverne Wayside Energy Storage Sys | 60479_G_BA1 | 60479 | G | BA1 |  | Energy Storage |  |  | New York |  | Nassau |  |  | 1 |  | 2014 | 2015 | [32 empty] | Electrical Power worX Corp | 100 | Electrical Power worX Corp | 100 | Non-regulated | Dropped - Retired/Planned Retirement by 06/2028
LIRR Malverne Wayside Energy Storage Sys | 60479_G_BA2 | 60479 | G | BA2 |  | Energy Storage |  |  | New York |  | Nassau |  |  | 1 |  | 2014 | 2015 | [32 empty] | Electrical Power worX Corp | 100 | Electrical Power worX Corp | 100 | Non-regulated | Dropped - Retired/Planned Retirement by 06/2028
Vero Beach Municipal Power Plant | 693_G_4 | 693 | G | 4 |  | O/G Steam |  |  | Florida |  | Indian River |  |  | 56 |  | 1976 | 2015 | [32 empty] | City of Vero Beach - (FL) | 100 | City of Vero Beach - (FL) | 100 | Regulated | Dropped - Retired/Planned Retirement by 06/2028
Big Sandy | 1353_G_2 | 1353 | G | 2 |  | Coal Steam |  |  | Kentucky |  | Lawrence |  |  | 800 |  | 1969 | 2015 | [32 empty] | Kentucky Power Co | 100 | Kentucky Power Co | 100 | Regulated | Dropped - Retired/Planned Retirement by 06/2028 | PB1: BSU2
B C Cobb | 1695_G_1 | 1695 | G | 1 |  | O/G Steam |  |  | Michigan |  | Muskegon |  |  | 54 |  | 1948 | 2015 | [32 empty] | Consumers Energy Co - (MI) | 100 | Consumers Energy Co - (MI) | 100 | Regulated | Dropped - Retired/Planned Retirement by 06/2028 | PB1: 1; PB2: 2; PB3: 3
B C Cobb | 1695_G_2 | 1695 | G | 2 |  | O/G Steam |  |  | Michigan |  | Muskegon |  |  | 65 |  | 1948 | 2015 | [32 empty] | Consumers Energy Co - (MI) | 100 | Consumers Energy Co - (MI) | 100 | Regulated | Dropped - Retired/Planned Retirement by 06/2028 | PB1: 1; PB2: 2; PB3: 3
B C Cobb | 1695_G_3 | 1695 | G | 3 |  | O/G Steam |  |  | Michigan |  | Muskegon |  |  | 68 |  | 1950 | 2015 | [32 empty] | Consumers Energy Co - (MI) | 100 | Consumers Energy Co - (MI) | 100 | Regulated | Dropped - Retired/Planned Retirement by 06/2028 | PB1: 1; PB2: 2; PB3: 3
Thetford | 1719_G_1 | 1719 | G | 1 |  | Combustion Turbine |  |  | Michigan |  | Genesee |  |  | 22 |  | 1970 | 2015 | [32 empty] | Consumers Energy Co - (MI) | 100 | Consumers Energy Co - (MI) | 100 | Regulated | Dropped - Retired/Planned Retirement by 06/2028
J C Weadock | 1720_G_A | 1720 | G | A |  | Combustion Turbine |  |  | Michigan |  | Bay |  |  | 13 |  | 1968 | 2015 | [32 empty] | Consumers Energy Co - (MI) | 100 | Consumers Energy Co - (MI) | 100 | Regulated | Dropped - Retired/Planned Retirement by 06/2028
J R Whiting | 1723_G_A | 1723 | G | A |  | Combustion Turbine |  |  | Michigan |  | Monroe |  |  | 13 |  | 1968 | 2015 | [32 empty] | Consumers Energy Co - (MI) | 100 | Consumers Energy Co - (MI) | 100 | Regulated | Dropped - Retired/Planned Retirement by 06/2028
Marshall (MI) | 1844_G_IC2 | 1844 | G | IC2 |  | Combustion Turbine |  |  | Michigan |  | Calhoun |  |  | 0.9 |  | 1953 | 2015 | [32 empty] | City of Marshall - (MI) | 100 | City of Marshall - (MI) | 100 | Regulated | Dropped - Retired/Planned Retirement by 06/2028
Marshall (MI) | 1844_G_IC4 | 1844 | G | IC4 |  | Combustion Turbine |  |  | Michigan |  | Calhoun |  |  | 0.7 |  | 1942 | 2015 | [32 empty] | City of Marshall - (MI) | 100 | City of Marshall - (MI) | 100 | Regulated | Dropped - Retired/Planned Retirement by 06/2028
Cedar Station | 2380_G_CED1 | 2380 | G | CED1 |  | Combustion Turbine |  |  | New Jersey |  | Ocean |  |  | 42.7 |  | 1972 | 2015 | [32 empty] | Calpine New Jersey Generation LLC | 100 | Calpine New Jersey Generation LLC | 100 | Non-regulated | Dropped - Retired/Planned Retirement by 06/2028
Cedar Station | 2380_G_CED2 | 2380 | G | CED2 |  | Combustion Turbine |  |  | New Jersey |  | Ocean |  |  | 22.7 |  | 1972 | 2015 | [32 empty] | Calpine New Jersey Generation LLC | 100 | Calpine New Jersey Generation LLC | 100 | Non-regulated | Dropped - Retired/Planned Retirement by 06/2028
Middle Station | 2382_G_MID1 | 2382 | G | MID1 |  | Combustion Turbine |  |  | New Jersey |  | Cape May |  |  | 19.2 |  | 1970 | 2015 | [32 empty] | Calpine New Jersey Generation LLC | 100 | Calpine New Jersey Generation LLC | 100 | Non-regulated | Dropped - Retired/Planned Retirement by 06/2028
Middle Station | 2382_G_MID2 | 2382 | G | MID2 |  | Combustion Turbine |  |  | New Jersey |  | Cape May |  |  | 19.4 |  | 1970 | 2015 | [32 empty] | Calpine New Jersey Generation LLC | 100 | Calpine New Jersey Generation LLC | 100 | Non-regulated | Dropped - Retired/Planned Retirement by 06/2028
Middle Station | 2382_G_MID3 | 2382 | G | MID3 |  | Combustion Turbine |  |  | New Jersey |  | Cape May |  |  | 34.8 |  | 1971 | 2015 | [32 empty] | Calpine New Jersey Generation LLC | 100 | Calpine New Jersey Generation LLC | 100 | Non-regulated | Dropped - Retired/Planned Retirement by 06/2028
Missouri Avenue | 2383_G_MISB | 2383 | G | MISB |  | Combustion Turbine |  |  | New Jersey |  | Atlantic |  |  | 18.5 |  | 1969 | 2015 | [32 empty] | Calpine New Jersey Generation LLC | 100 | Calpine New Jersey Generation LLC | 100 | Non-regulated | Dropped - Retired/Planned Retirement by 06/2028
Missouri Avenue | 2383_G_MISC | 2383 | G | MISC |  | Combustion Turbine |  |  | New Jersey |  | Atlantic |  |  | 20.5 |  | 1969 | 2015 | [32 empty] | Calpine New Jersey Generation LLC | 100 | Calpine New Jersey Generation LLC | 100 | Non-regulated | Dropped - Retired/Planned Retirement by 06/2028
Missouri Avenue | 2383_G_MISD | 2383 | G | MISD |  | Combustion Turbine |  |  | New Jersey |  | Atlantic |  |  | 20.5 |  | 1969 | 2015 | [32 empty] | Calpine New Jersey Generation LLC | 100 | Calpine New Jersey Generation LLC | 100 | Non-regulated | Dropped - Retired/Planned Retirement by 06/2028
Werner | 2385_G_GT1 | 2385 | G | GT1 |  | Combustion Turbine |  |  | New Jersey |  | Middlesex |  |  | 46 |  | 1972 | 2015 | [32 empty] | GenOn REMA, LLC | 100 | GenOn REMA, LLC | 100 | Non-regulated | Dropped - Retired/Planned Retirement by 06/2028
Werner | 2385_G_GT2 | 2385 | G | GT2 |  | Combustion Turbine |  |  | New Jersey |  | Middlesex |  |  | 46 |  | 1972 | 2015 | [32 empty] | GenOn REMA, LLC | 100 | GenOn REMA, LLC | 100 | Non-regulated | Dropped - Retired/Planned Retirement by 06/2028
Werner | 2385_G_GT3 | 2385 | G | GT3 |  | Combustion Turbine |  |  | New Jersey |  | Middlesex |  |  | 46 |  | 1972 | 2015 | [32 empty] | GenOn REMA, LLC | 100 | GenOn REMA, LLC | 100 | Non-regulated | Dropped - Retired/Planned Retirement by 06/2028
Werner | 2385_G_GT4 | 2385 | G | GT4 |  | Combustion Turbine |  |  | New Jersey |  | Middlesex |  |  | 46 |  | 1972 | 2015 | [32 empty] | GenOn REMA, LLC | 100 | GenOn REMA, LLC | 100 | Non-regulated | Dropped - Retired/Planned Retirement by 06/2028
Gilbert | 2393_G_C1 | 2393 | G | C1 |  | Combustion Turbine |  |  | New Jersey |  | Hunterdon |  |  | 20 |  | 1970 | 2015 | [32 empty] | Gilbert Power, LLC | 100 | Gilbert Power, LLC | 100 | Non-regulated | Dropped - Retired/Planned Retirement by 06/2028
Gilbert | 2393_G_C2 | 2393 | G | C2 |  | Combustion Turbine |  |  | New Jersey |  | Hunterdon |  |  | 22 |  | 1970 | 2015 | [32 empty] | Gilbert Power, LLC | 100 | Gilbert Power, LLC | 100 | Non-regulated | Dropped - Retired/Planned Retirement by 06/2028
Gilbert | 2393_G_C3 | 2393 | G | C3 |  | Combustion Turbine |  |  | New Jersey |  | Hunterdon |  |  | 22 |  | 1970 | 2015 | [32 empty] | Gilbert Power, LLC | 100 | Gilbert Power, LLC | 100 | Non-regulated | Dropped - Retired/Planned Retirement by 06/2028
Gilbert | 2393_G_C4 | 2393 | G | C4 |  | Combustion Turbine |  |  | New Jersey |  | Hunterdon |  |  | 22 |  | 1970 | 2015 | [32 empty] | Gilbert Power, LLC | 100 | Gilbert Power, LLC | 100 | Non-regulated | Dropped - Retired/Planned Retirement by 06/2028
PSEG Essex Generating Station | 2401_G_121 | 2401 | G | 121 |  | Combustion Turbine |  |  | New Jersey |  | Essex |  |  | 46 |  | 1971 | 2015 | [32 empty] | Essex Generating Station | 100 | Essex Generating Station | 100 | Non-regulated | Dropped - Retired/Planned Retirement by 06/2028
PSEG Essex Generating Station | 2401_G_122 | 2401 | G | 122 |  | Combustion Turbine |  |  | New Jersey |  | Essex |  |  | 46 |  | 1971 | 2015 | [32 empty] | Essex Generating Station | 100 | Essex Generating Station | 100 | Non-regulated | Dropped - Retired/Planned Retirement by 06/2028
PSEG Essex Generating Station | 2401_G_123 | 2401 | G | 123 |  | Combustion Turbine |  |  | New Jersey |  | Essex |  |  | 46 |  | 1971 | 2015 | [32 empty] | Essex Generating Station | 100 | Essex Generating Station | 100 | Non-regulated | Dropped - Retired/Planned Retirement by 06/2028
PSEG Essex Generating Station | 2401_G_124 | 2401 | G | 124 |  | Combustion Turbine |  |  | New Jersey |  | Essex |  |  | 46 |  | 1971 | 2015 | [32 empty] | Essex Generating Station | 100 | Essex Generating Station | 100 | Non-regulated | Dropped - Retired/Planned Retirement by 06/2028
Picway | 2843_G_5 | 2843 | G | 5 |  | Coal Steam |  |  | Ohio |  | Pickaway |  |  | 95 |  | 1955 | 2015 | [32 empty] | AEP Generation Resources Inc | 100 | AEP Generation Resources Inc | 100 | Non-regulated | Dropped - Retired/Planned Retirement by 06/2028 | PB1: 9
Muskingum River | 2872_G_1 | 2872 | G | 1 |  | Coal Steam |  |  | Ohio |  | Morgan |  |  | 190 |  | 1953 | 2015 | [32 empty] | AEP Generation Resources Inc | 100 | AEP Generation Resources Inc | 100 | Non-regulated | Dropped - Retired/Planned Retirement by 06/2028 | bar: PB1
Muskingum River | 2872_G_2 | 2872 | G | 2 |  | Coal Steam |  |  | Ohio |  | Morgan |  |  | 190 |  | 1954 | 2015 | [32 empty] | AEP Generation Resources Inc | 100 | AEP Generation Resources Inc | 100 | Non-regulated | Dropped - Retired/Planned Retirement by 06/2028 | PB1: 2
Muskingum River | 2872_G_3 | 2872 | G | 3 |  | Coal Steam |  |  | Ohio |  | Morgan |  |  | 205 |  | 1957 | 2015 | [32 empty] | AEP Generation Resources Inc | 100 | AEP Generation Resources Inc | 100 | Non-regulated | Dropped - Retired/Planned Retirement by 06/2028 | PB1: 3
Muskingum River | 2872_G_4 | 2872 | G | 4 |  | Coal Steam |  |  | Ohio |  | Morgan |  |  | 205 |  | 1958 | 2015 | [32 empty] | AEP Generation Resources Inc | 100 | AEP Generation Resources Inc | 100 | Non-regulated | Dropped - Retired/Planned Retirement by 06/2028 | PB1: 4
Muskingum River | 2872_G_5 | 2872 | G | 5 |  | Coal Steam |  |  | Ohio |  | Morgan |  |  | 585 |  | 1968 | 2015 | [32 empty] | AEP Generation Resources Inc | 100 | AEP Generation Resources Inc | 100 | Non-regulated | Dropped - Retired/Planned Retirement by 06/2028 | PB1: 5
Kammer | 3947_G_1 | 3947 | G | 1 |  | Coal Steam |  |  | West Virginia |  | Marshall |  |  | 200 |  | 1958 | 2015 | [32 empty] | AEP Generation Resources Inc | 100 | AEP Generation Resources Inc | 100 | Non-regulated | Dropped - Retired/Planned Retirement by 06/2028 | bar: PB1
Kammer | 3947_G_2 | 3947 | G | 2 |  | Coal Steam |  |  | West Virginia |  | Marshall |  |  | 200 |  | 1958 | 2015 | [32 empty] | AEP Generation Resources Inc | 100 | AEP Generation Resources Inc | 100 | Non-regulated | Dropped - Retired/Planned Retirement by 06/2028 | PB1: 2
Kammer | 3947_G_3 | 3947 | G | 3 |  | Coal Steam |  |  | West Virginia |  | Marshall |  |  | 200 |  | 1959 | 2015 | [32 empty] | AEP Generation Resources Inc | 100 | AEP Generation Resources Inc | 100 | Non-regulated | Dropped - Retired/Planned Retirement by 06/2028 | PB1: 3
Glen Gardner | 8227_G_1 | 8227 | G | 1 |  | Combustion Turbine |  |  | New Jersey |  | Hunterdon |  |  | 18 |  | 1971 | 2015 | [32 empty] | GenOn REMA, LLC | 100 | GenOn REMA, LLC | 100 | Non-regulated | Dropped - Retired/Planned Retirement by 06/2028
Glen Gardner | 8227_G_2 | 8227 | G | 2 |  | Combustion Turbine |  |  | New Jersey |  | Hunterdon |  |  | 18 |  | 1971 | 2015 | [32 empty] | GenOn REMA, LLC | 100 | GenOn REMA, LLC | 100 | Non-regulated | Dropped - Retired/Planned Retirement by 06/2028
Glen Gardner | 8227_G_3 | 8227 | G | 3 |  | Combustion Turbine |  |  | New Jersey |  | Hunterdon |  |  | 18 |  | 1971 | 2015 | [32 empty] | GenOn REMA, LLC | 100 | GenOn REMA, LLC | 100 | Non-regulated | Dropped - Retired/Planned Retirement by 06/2028
Glen Gardner | 8227_G_4 | 8227 | G | 4 |  | Combustion Turbine |  |  | New Jersey |  | Hunterdon |  |  | 18 |  | 1971 | 2015 | [32 empty] | GenOn REMA, LLC | 100 | GenOn REMA, LLC | 100 | Non-regulated | Dropped - Retired/Planned Retirement by 06/2028
Glen Gardner | 8227_G_5 | 8227 | G | 5 |  | Combustion Turbine |  |  | New Jersey |  | Hunterdon |  |  | 18 |  | 1971 | 2015 | [32 empty] | GenOn REMA, LLC | 100 | GenOn REMA, LLC | 100 | Non-regulated | Dropped - Retired/Planned Retirement by 06/2028
Glen Gardner | 8227_G_6 | 8227 | G | 6 |  | Combustion Turbine |  |  | New Jersey |  | Hunterdon |  |  | 18 |  | 1971 | 2015 | [32 empty] | GenOn REMA, LLC | 100 | GenOn REMA, LLC | 100 | Non-regulated | Dropped - Retired/Planned Retirement by 06/2028
Glen Gardner | 8227_G_7 | 8227 | G | 7 |  | Combustion Turbine |  |  | New Jersey |  | Hunterdon |  |  | 18 |  | 1971 | 2015 | [32 empty] | GenOn REMA, LLC | 100 | GenOn REMA, LLC | 100 | Non-regulated | Dropped - Retired/Planned Retirement by 06/2028
Glen Gardner | 8227_G_8 | 8227 | G | 8 |  | Combustion Turbine |  |  | New Jersey |  | Hunterdon |  |  | 18 |  | 1971 | 2015 | [32 empty] | GenOn REMA, LLC | 100 | GenOn REMA, LLC | 100 | Non-regulated | Dropped - Retired/Planned Retirement by 06/2028
John Deere Harvester Works | 10039_G_GEN7 | 10039 | G | GEN7 |  | Coal Steam |  |  | Illinois |  | Rock Island |  |  | 0.8 |  | 2003 | 2015 | [32 empty] | John Deere Harvester Works Co | 100 | John Deere Harvester Works Co | 100 | Non-regulated | Dropped - Retired/Planned Retirement by 06/2028
Taconite Harbor Energy Center | 10075_G_GEN3 | 10075 | G | GEN3 |  | Coal Steam |  |  | Minnesota |  | Cook |  |  | 83.6 |  | 1967 | 2015 | [32 empty] | ALLETE, Inc. | 100 | ALLETE, Inc. | 100 | Regulated | Dropped - Retired/Planned Retirement by 06/2028 | PB1: 3
Iowa Methodist Medical Center | 10655_G_1 | 10655 | G | 1 |  | Combustion Turbine |  |  | Iowa |  | Polk |  |  | 1.5 |  | 1987 | 2015 | [32 empty] | Iowa Methodist Medical Center | 100 | Iowa Methodist Medical Center | 100 | Non-regulated | Dropped - Retired/Planned Retirement by 06/2028
Iowa Methodist Medical Center | 10655_G_2 | 10655 | G | 2 |  | Combustion Turbine |  |  | Iowa |  | Polk |  |  | 1.5 |  | 1987 | 2015 | [32 empty] | Iowa Methodist Medical Center | 100 | Iowa Methodist Medical Center | 100 | Non-regulated | Dropped - Retired/Planned Retirement by 06/2028
Iowa Methodist Medical Center | 10655_G_3 | 10655 | G | 3 |  | Combustion Turbine |  |  | Iowa |  | Polk |  |  | 0.5 |  | 1987 | 2015 | [32 empty] | Iowa Methodist Medical Center | 100 | Iowa Methodist Medical Center | 100 | Non-regulated | Dropped - Retired/Planned Retirement by 06/2028
AES Beaver Valley Partners Beaver Valley | 10676_G_GEN2 | 10676 | G | GEN2 |  | Coal Steam |  |  | Pennsylvania |  | Beaver |  |  | 32 |  | 1987 | 2015 | [32 empty] | AES Beaver Valley | 100 | AES Beaver Valley | 100 | Non-regulated | Dropped - Retired/Planned Retirement by 06/2028
AES Beaver Valley Partners Beaver Valley | 10676_G_GEN3 | 10676 | G | GEN3 |  | Coal Steam |  |  | Pennsylvania |  | Beaver |  |  | 114 |  | 1987 | 2015 | [32 empty] | AES Beaver Valley | 100 | AES Beaver Valley | 100 | Non-regulated | Dropped - Retired/Planned Retirement by 06/2028
ESI Project | 50819_G_GEN1 | 50819 | G | GEN1 |  | Onshore Wind |  |  | California |  | Alameda |  |  | 1.2 |  | 1981 | 2015 | [32 empty] | New Dimension Energy Company, LLC | 100 | New Dimension Energy Company, LLC | 100 | Non-regulated | Dropped - Retired/Planned Retirement by 06/2028
Sierra Nevada Brewing Co Hybrid | 58585_G_FCE | 58585 | G | FCE |  | Fuel Cell |  |  | California |  | Butte |  |  | 1 |  | 2005 | [33 empty] | Sierra Nevada Brewing Co | 100 | Sierra Nevada Brewing Co | 100 | Non-regulated | Dropped - Plant is identified as onsite because it is a net buyer of electricity in 2021
IFF Hazlet | 60709_G_ROOF | 60709 | G | ROOF |  | Solar PV |  |  | New Jersey |  | Monmouth |  |  | 0.6 |  | 2014 | 2015 | [32 empty] | MN8 Energy LLC | 100 | MN8 Energy LLC | 100 | Non-regulated | Dropped - Retired/Planned Retirement by 06/2028
Beluga | 96_G_8 | 96 | G | 8 |  | Combined Cycle |  |  | Alaska |  | Kenai Peninsula |  |  | 44 |  | 1982 | [33 empty] | Chugach Electric Assn Inc | 100 | Chugach Electric Assn Inc | 100 | Regulated | Dropped - in Alaska or in Hawaii or Puerto Rico | PB1: 8
Scholz | 642_G_1 | 642 | G | 1 |  | Coal Steam |  |  | Florida |  | Jackson |  |  | 46 |  | 1953 | 2015 | [32 empty] | Florida Power & Light Co | 100 | Florida Power & Light Co | 100 | Regulated | Dropped - Retired/Planned Retirement by 06/2028 | bar: PB1
Scholz | 642_G_2 | 642 | G | 2 |  | Coal Steam |  |  | Florida |  | Jackson |  |  | 46 |  | 1953 | 2015 | [32 empty] | Florida Power & Light Co | 100 | Florida Power & Light Co | 100 | Regulated | Dropped - Retired/Planned Retirement by 06/2028 | PB1: 2
Harllee Branch | 709_G_1 | 709 | G | 1 |  | Coal Steam |  |  | Georgia |  | Putnam |  |  | 266 |  | 1965 | 2015 | [32 empty] | Georgia Power Co | 100 | Georgia Power Co | 100 | Regulated | Dropped - Retired/Planned Retirement by 06/2028 | bar: PB1
Harllee Branch | 709_G_3 | 709 | G | 3 |  | Coal Steam |  |  | Georgia |  | Putnam |  |  | 488 |  | 1968 | 2015 | [32 empty] | Georgia Power Co | 100 | Georgia Power Co | 100 | Regulated | Dropped - Retired/Planned Retirement by 06/2028 | PB1: 3
Harllee Branch | 709_G_4 | 709 | G | 4 |  | Coal Steam |  |  | Georgia |  | Putnam |  |  | 507 |  | 1969 | 2015 | [32 empty] | Georgia Power Co | 100 | Georgia Power Co | 100 | Regulated | Dropped - Retired/Planned Retirement by 06/2028 | PB1: 4
McManus | 715_G_1 | 715 | G | 1 |  | O/G Steam |  |  | Georgia |  | Glynn |  |  | 43 |  | 1952 | 2015 | [32 empty] | Georgia Power Co | 100 | Georgia Power Co | 100 | Regulated | Dropped - Retired/Planned Retirement by 06/2028 | bar: PB1
McManus | 715_G_2 | 715 | G | 2 |  | O/G Steam |  |  | Georgia |  | Glynn |  |  | 79 |  | 1959 | 2015 | [32 empty] | Georgia Power Co | 100 | Georgia Power Co | 100 | Regulated | Dropped - Retired/Planned Retirement by 06/2028 | PB1: 2
Yates | 728_G_1 | 728 | G | 1 |  | Coal Steam |  |  | Georgia |  | Coweta |  |  | 97 |  | 1950 | 2015 | [32 empty] | Georgia Power Co | 100 | Georgia Power Co | 100 | Regulated | Dropped - Retired/Planned Retirement by 06/2028 | PB1: Y1BR
Yates | 728_G_2 | 728 | G | 2 |  | Coal Steam |  |  | Georgia |  | Coweta |  |  | 103 |  | 1950 | 2015 | [32 empty] | Georgia Power Co | 100 | Georgia Power Co | 100 | Regulated | Dropped - Retired/Planned Retirement by 06/2028 | PB1: Y2BR
Yates | 728_G_3 | 728 | G | 3 |  | Coal Steam |  |  | Georgia |  | Coweta |  |  | 111 |  | 1952 | 2015 | [32 empty] | Georgia Power Co | 100 | Georgia Power Co | 100 | Regulated | Dropped - Retired/Planned Retirement by 06/2028 | PB1: Y3BR
Yates | 728_G_4 | 728 | G | 4 |  | Coal Steam |  |  | Georgia |  | Coweta |  |  | 133 |  | 1957 | 2015 | [32 empty] | Georgia Power Co | 100 | Georgia Power Co | 100 | Regulated | Dropped - Retired/Planned Retirement by 06/2028 | PB1: Y4BR
Yates | 728_G_5 | 728 | G | 5 |  | Coal Steam |  |  | Georgia |  | Coweta |  |  | 135 |  | 1958 | 2015 | [32 empty] | Georgia Power Co | 100 | Georgia Power Co | 100 | Regulated | Dropped - Retired/Planned Retirement by 06/2028 | PB1: Y5BR
Will County | 884_G_3 | 884 | G | 3 |  | Coal Steam |  |  | Illinois |  | Will |  |  | 251 |  | 1957 | 2015 | [32 empty] | Midwest Generations EME LLC | 100 | Midwest Generations EME LLC | 100 | Non-regulated | Dropped - Retired/Planned Retirement by 06/2028 | PB1: 3
Cane Run | 1363_G_6 | 1363 | G | 6 |  | Coal Steam |  |  | Kentucky |  | Jefferson |  |  | 240 |  | 1969 | 2015 | [32 empty] | Louisville Gas & Electric Co | 100 | Louisville Gas & Electric Co | 100 | Regulated | Dropped - Retired/Planned Retirement by 06/2028 | PB1: 6
Dale | 1385_G_1 | 1385 | G | 1 |  | Coal Steam |  |  | Kentucky |  | Clark |  |  | 23 |  | 1954 | 2015 | [32 empty] | East Kentucky Power Coop, Inc | 100 | East Kentucky Power Coop, Inc | 100 | Regulated | Dropped - Retired/Planned Retirement by 06/2028 | bar: PB1
Dale | 1385_G_2 | 1385 | G | 2 |  | Coal Steam |  |  | Kentucky |  | Clark |  |  | 23 |  | 1954 | 2015 | [32 empty] | East Kentucky Power Coop, Inc | 100 | East Kentucky Power Coop, Inc | 100 | Regulated | Dropped - Retired/Planned Retirement by 06/2028 | PB1: 2
Trenton Channel | 1745_G_8 | 1745 | G | 8 |  | Coal Steam |  |  | Michigan |  | Wayne |  |  | 100 |  | 1950 | 2015 | [32 empty] | DTE Electric Company | 100 | DTE Electric Company | 100 | Regulated | Dropped - Retired/Planned Retirement by 06/2028 | PB1: 16; PB2: 17; PB3: 18; PB4: 19
Black Dog | 1904_G_3 | 1904 | G | 3 |  | Coal Steam |  |  | Minnesota |  | Dakota |  |  | 79 |  | 1955 | 2015 | [32 empty] | Northern States Power Co - Minnesota | 100 | Northern States Power Co - Minnesota | 100 | Regulated | Dropped - Retired/Planned Retirement by 06/2028 | PB1: 3
Black Dog | 1904_G_4 | 1904 | G | 4 |  | Coal Steam |  |  | Minnesota |  | Dakota |  |  | 153 |  | 1960 | 2015 | [32 empty] | Northern States Power Co - Minnesota | 100 | Northern States Power Co - Minnesota | 100 | Regulated | Dropped - Retired/Planned Retirement by 06/2028 | PB1: 4
Key City | 1914_G_1 | 1914 | G | 1 |  | Combustion Turbine |  |  | Minnesota |  | Blue Earth |  |  | 8 |  | 1970 | 2015 | [32 empty] | Northern States Power Co - Minnesota | 100 | Northern States Power Co - Minnesota | 100 | Regulated | Dropped - Retired/Planned Retirement by 06/2028
Key City | 1914_G_2 | 1914 | G | 2 |  | Combustion Turbine |  |  | Minnesota |  | Blue Earth |  |  | 8 |  | 1970 | 2015 | [32 empty] | Northern States Power Co - Minnesota | 100 | Northern States Power Co - Minnesota | 100 | Regulated | Dropped - Retired/Planned Retirement by 06/2028
Key City | 1914_G_3 | 1914 | G | 3 |  | Combustion Turbine |  |  | Minnesota |  | Blue Earth |  |  | 13 |  | 1970 | 2015 | [32 empty] | Northern States Power Co - Minnesota | 100 | Northern States Power Co - Minnesota | 100 | Regulated | Dropped - Retired/Planned Retirement by 06/2028
Key City | 1914_G_4 | 1914 | G | 4 |  | Combustion Turbine |  |  | Minnesota |  | Blue Earth |  |  | 13 |  | 1970 | 2015 | [32 empty] | Northern States Power Co - Minnesota | 100 | Northern States Power Co - Minnesota | 100 | Regulated | Dropped - Retired/Planned Retirement by 06/2028
Odessa | 2148_G_3 | 2148 | G | 3 |  | Combustion Turbine |  |  | Missouri |  | Lafayette |  |  | 1.8 |  | 1965 | 2015 | [32 empty] | City of Odessa - (MO) | 100 | City of Odessa - (MO) | 100 | Regulated | Dropped - Retired/Planned Retirement by 06/2028
Odessa | 2148_G_6 | 2148 | G | 6 |  | Combustion Turbine |  |  | Missouri |  | Lafayette |  |  | 2.7 |  | 1981 | 2015 | [32 empty] | City of Odessa - (MO) | 100 | City of Odessa - (MO) | 100 | Regulated | Dropped - Retired/Planned Retirement by 06/2028
Odessa | 2148_G_IC4 | 2148 | G | IC4 |  | Combustion Turbine |  |  | Missouri |  | Lafayette |  |  | 0.8 |  | 1986 | 2015 | [32 empty] | City of Odessa - (MO) | 100 | City of Odessa - (MO) | 100 | Regulated | Dropped - Retired/Planned Retirement by 06/2028
FirstEnergy Ashtabula | 2835_G_5 | 2835 | G | 5 |  | Coal Steam |  |  | Ohio |  | Ashtabula |  |  | 244 |  | 1958 | 2015 | [32 empty] | FirstEnergy Generation Corp | 100 | FirstEnergy Generation Corp | 100 | Non-regulated | Dropped - Retired/Planned Retirement by 06/2028
FirstEnergy Eastlake | 2837_G_1 | 2837 | G | 1 |  | Coal Steam |  |  | Ohio |  | Lake |  |  | 132 |  | 1953 | 2015 | [32 empty] | FirstEnergy Generation Corp | 100 | FirstEnergy Generation Corp | 100 | Non-regulated | Dropped - Retired/Planned Retirement by 06/2028
FirstEnergy Eastlake | 2837_G_2 | 2837 | G | 2 |  | Coal Steam |  |  | Ohio |  | Lake |  |  | 132 |  | 1953 | 2015 | [32 empty] | FirstEnergy Generation Corp | 100 | FirstEnergy Generation Corp | 100 | Non-regulated | Dropped - Retired/Planned Retirement by 06/2028
FirstEnergy Eastlake | 2837_G_3 | 2837 | G | 3 |  | Coal Steam |  |  | Ohio |  | Lake |  |  | 132 |  | 1954 | 2015 | [32 empty] | FirstEnergy Generation Corp | 100 | FirstEnergy Generation Corp | 100 | Non-regulated | Dropped - Retired/Planned Retirement by 06/2028
FirstEnergy Lake Shore | 2838_G_18 | 2838 | G | 18 |  | Coal Steam |  |  | Ohio |  | Cuyahoga |  |  | 245 |  | 1962 | 2015 | [32 empty] | FirstEnergy Generation Corp | 100 | FirstEnergy Generation Corp | 100 | Non-regulated | Dropped - Retired/Planned Retirement by 06/2028
FirstEnergy Lake Shore | 2838_G_IC1 | 2838 | G | IC1 |  | Combustion Turbine |  |  | Ohio |  | Cuyahoga |  |  | 2 |  | 1966 | 2015 | [32 empty] | FirstEnergy Generation Corp | 100 | FirstEnergy Generation Corp | 100 | Non-regulated | Dropped - Retired/Planned Retirement by 06/2028
FirstEnergy Lake Shore | 2838_G_IC2 | 2838 | G | IC2 |  | Combustion Turbine |  |  | Ohio |  | Cuyahoga |  |  | 2 |  | 1966 | 2015 | [32 empty] | FirstEnergy Generation Corp | 100 | FirstEnergy Generation Corp | 100 | Non-regulated | Dropped - Retired/Planned Retirement by 06/2028
Carbon | 3644_G_1 | 3644 | G | 1 |  | Coal Steam |  |  | Utah |  | Carbon |  |  | 67 |  | 1954 | 2015 | [32 empty] | PacifiCorp | 100 | PacifiCorp | 100 | Regulated | Dropped - Retired/Planned Retirement by 06/2028 | bar: PB1
Carbon | 3644_G_2 | 3644 | G | 2 |  | Coal Steam |  |  | Utah |  | Carbon |  |  | 105 |  | 1957 | 2015 | [32 empty] | PacifiCorp | 100 | PacifiCorp | 100 | Regulated | Dropped - Retired/Planned Retirement by 06/2028 | PB1: 2
White Pine Electric Power | 10148_G_GEN2 | 10148 | G | GEN2 |  | O/G Steam |  |  | Michigan |  | Ontonagon |  |  | 18 |  | 1954 | 2015 | [32 empty] | White Pine Electric Power LLC | 100 | White Pine Electric Power LLC | 100 | Non-regulated | Dropped - Retired/Planned Retirement by 06/2028
Juniata Locomotive Shop | 10302_G_GEN1 | 10302 | G | GEN1 |  | Coal Steam |  |  | Pennsylvania |  | Blair |  |  | 0.4 |  | 1955 | [33 empty] | Norfork Southern Corp | 100 | Norfork Southern Corp | 100 | Non-regulated | Dropped - Plant is identified as onsite because it is a net buyer of electricity in 2021
Juniata Locomotive Shop | 10302_G_GEN2 | 10302 | G | GEN2 |  | Coal Steam |  |  | Pennsylvania |  | Blair |  |  | 0.3 |  | 1955 | [33 empty] | Norfork Southern Corp | 100 | Norfork Southern Corp | 100 | Non-regulated | Dropped - Plant is identified as onsite because it is a net buyer of electricity in 2021
Altamont Midway Ltd | 50001_G_WTGS | 50001 | G | WTGS |  | Onshore Wind |  |  | California |  | San Joaquin |  |  | 10.9 |  | 1984 | 2015 | [32 empty] | Biscoe Owner, LLC | 100 | Biscoe Owner, LLC | 100 | Non-regulated | Dropped - Retired/Planned Retirement by 06/2028
Oceanside Energy | 50348_G_OS3 | 50348 | G | OS3 |  | Landfill Gas |  |  | New York |  | Nassau |  |  | 0.6 |  | 1990 | 2015 | [32 empty] | Zapco Energy Tactics Corp | 100 | Zapco Energy Tactics Corp | 100 | Non-regulated | Dropped - Retired/Planned Retirement by 06/2028
Covanta Wallingford Energy | 50664_G_GEN1 | 50664 | G | GEN1 |  | Municipal Solid Waste |  |  | Connecticut |  | New Haven |  |  | 8.4 |  | 1988 | 2015 | [32 empty] | Covanta Projects LP | 100 | Covanta Projects LP | 100 | Non-regulated | Dropped - Retired/Planned Retirement by 06/2028
Dyer Road | 50818_G_GEN1 | 50818 | G | GEN1 |  | Onshore Wind |  |  | California |  | San Joaquin |  |  | 10.5 |  | 1983 | 2015 | [32 empty] | New Dimension Energy Company, LLC | 100 | New Dimension Energy Company, LLC | 100 | Non-regulated | Dropped - Retired/Planned Retirement by 06/2028
New Albany Energy Facility | 55080_G_1 | 55080 | G | 1 |  | Combustion Turbine |  |  | Mississippi |  | Union |  |  | 60 |  | 1999 | 2015 | [32 empty] | BTEC Turbines LP | 100 | BTEC Turbines LP | 100 | Non-regulated | Dropped - Retired/Planned Retirement by 06/2028
New Albany Energy Facility | 55080_G_2 | 55080 | G | 2 |  | Combustion Turbine |  |  | Mississippi |  | Union |  |  | 60 |  | 1999 | 2015 | [32 empty] | BTEC Turbines LP | 100 | BTEC Turbines LP | 100 | Non-regulated | Dropped - Retired/Planned Retirement by 06/2028
New Albany Energy Facility | 55080_G_3 | 55080 | G | 3 |  | Combustion Turbine |  |  | Mississippi |  | Union |  |  | 60 |  | 1999 | 2015 | [32 empty] | BTEC Turbines LP | 100 | BTEC Turbines LP | 100 | Non-regulated | Dropped - Retired/Planned Retirement by 06/2028
New Albany Energy Facility | 55080_G_4 | 55080 | G | 4 |  | Combustion Turbine |  |  | Mississippi |  | Union |  |  | 60 |  | 1999 | 2015 | [32 empty] | BTEC Turbines LP | 100 | BTEC Turbines LP | 100 | Non-regulated | Dropped - Retired/Planned Retirement by 06/2028
New Albany Energy Facility | 55080_G_5 | 55080 | G | 5 |  | Combustion Turbine |  |  | Mississippi |  | Union |  |  | 60 |  | 1999 | 2015 | [32 empty] | BTEC Turbines LP | 100 | BTEC Turbines LP | 100 | Non-regulated | Dropped - Retired/Planned Retirement by 06/2028
New Albany Energy Facility | 55080_G_6 | 55080 | G | 6 |  | Combustion Turbine |  |  | Mississippi |  | Union |  |  | 60 |  | 1999 | 2015 | [32 empty] | BTEC Turbines LP | 100 | BTEC Turbines LP | 100 | Non-regulated | Dropped - Retired/Planned Retirement by 06/2028
SJ/SC WPCP | 56080_G_E3 | 56080 | G | E3 |  | Non-Fossil Waste |  |  | California |  | Santa Clara |  |  | 0.8 |  | 1953 | [33 empty] | San Jose/Santa Clara Water P C | 100 | San Jose/Santa Clara Water P C | 100 | Non-regulated | Dropped - Plant is identified as onsite because it is a net buyer of electricity in 2021
Lopez Canyon | 57730_G_1 | 57730 | G | 1 |  | Landfill Gas |  |  | California |  | Los Angeles |  |  | 1.5 |  | 2002 | 2015 | [32 empty] | MM Lopez Energy LLC | 100 | MM Lopez Energy LLC | 100 | Non-regulated | Dropped - Retired/Planned Retirement by 06/2028
Suzlon Project VIII LLC | 57741_G_SP95 | 57741 | G | SP95 |  | Onshore Wind |  |  | Texas |  | Hartley |  |  | 2.1 |  | 2011 | 2015 | [32 empty] | Suzlon Project VIII LLC | 100 | Suzlon Project VIII LLC | 100 | Non-regulated | Dropped - Retired/Planned Retirement by 06/2028
Colton Plant | 57907_G_1 | 57907 | G | 1 |  | Coal Steam |  |  | California |  | San Bernardino |  |  | 14.3 |  | 1985 | 2015 | [32 empty] | California Portland Cement Co | 100 | California Portland Cement Co | 100 | Non-regulated | Dropped - Retired/Planned Retirement by 06/2028
Colton Plant | 57907_G_2 | 57907 | G | 2 |  | Coal Steam |  |  | California |  | San Bernardino |  |  | 14.3 |  | 1985 | 2015 | [32 empty] | California Portland Cement Co | 100 | California Portland Cement Co | 100 | Non-regulated | Dropped - Retired/Planned Retirement by 06/2028
Osceola (AR) | 172_G_13 | 172 | G | 13 |  | Combustion Turbine |  |  | Arkansas |  | Mississippi |  |  | 1.6 |  | 1999 | 2015 | [32 empty] | City of Osceola - (AR) | 100 | City of Osceola - (AR) | 100 | Regulated | Dropped - Retired/Planned Retirement by 06/2028
Osceola (AR) | 172_G_14 | 172 | G | 14 |  | Combustion Turbine |  |  | Arkansas |  | Mississippi |  |  | 1.6 |  | 1999 | 2015 | [32 empty] | City of Osceola - (AR) | 100 | City of Osceola - (AR) | 100 | Regulated | Dropped - Retired/Planned Retirement by 06/2028
Frank E Ratts | 1043_G_1 | 1043 | G | 1 |  | Coal Steam |  |  | Indiana |  | Pike |  |  | 110 |  | 1970 | 2015 | [32 empty] | Hoosier Energy R E C, Inc | 100 | Hoosier Energy R E C, Inc | 100 | Regulated | Dropped - Retired/Planned Retirement by 06/2028 | PB1: 1SG1
Frank E Ratts | 1043_G_2 | 1043 | G | 2 |  | Coal Steam |  |  | Indiana |  | Pike |  |  | 100 |  | 1970 | 2015 | [32 empty] | Hoosier Energy R E C, Inc | 100 | Hoosier Energy R E C, Inc | 100 | Regulated | Dropped - Retired/Planned Retirement by 06/2028 | PB1: 2SG1
Walter Scott Jr Energy Center | 1082_G_1 | 1082 | G | 1 |  | Coal Steam |  |  | Iowa |  | Pottawattamie |  |  | 37.4 |  | 1954 | 2015 | [32 empty] | MidAmerican Energy Co | 100 | MidAmerican Energy Co | 100 | Regulated | Dropped - Retired/Planned Retirement by 06/2028
Walter Scott Jr Energy Center | 1082_G_2 | 1082 | G | 2 |  | Coal Steam |  |  | Iowa |  | Pottawattamie |  |  | 80.8 |  | 1958 | 2015 | [32 empty] | MidAmerican Energy Co | 100 | MidAmerican Energy Co | 100 | Regulated | Dropped - Retired/Planned Retirement by 06/2028
Medway | 1474_G_IC1 | 1474 | G | IC1 |  | Combustion Turbine |  |  | Maine |  | Penobscot |  |  | 2 |  | 1960 | 2015 | [32 empty] | Versant Power | 100 | Versant Power | 100 | Regulated | Dropped - Retired/Planned Retirement by 06/2028
Medway | 1474_G_IC2 | 1474 | G | IC2 |  | Combustion Turbine |  |  | Maine |  | Penobscot |  |  | 2 |  | 1960 | 2015 | [32 empty] | Versant Power | 100 | Versant Power | 100 | Regulated | Dropped - Retired/Planned Retirement by 06/2028
Medway | 1474_G_IC3 | 1474 | G | IC3 |  | Combustion Turbine |  |  | Maine |  | Penobscot |  |  | 2 |  | 1960 | 2015 | [32 empty] | Versant Power | 100 | Versant Power | 100 | Regulated | Dropped - Retired/Planned Retirement by 06/2028
Medway | 1474_G_IC4 | 1474 | G | IC4 |  | Combustion Turbine |  |  | Maine |  | Penobscot |  |  | 2 |  | 1960 | 2015 | [32 empty] | Versant Power | 100 | Versant Power | 100 | Regulated | Dropped - Retired/Planned Retirement by 06/2028
J E Corette Plant | 2187_G_1 | 2187 | G | 1 |  | Coal Steam |  |  | Montana |  | Yellowstone |  |  | 130 |  | 1968 | 2015 | [32 empty] | Talen Montana LLC | 100 | Talen Montana LLC | 100 | Non-regulated | Dropped - Retired/Planned Retirement by 06/2028 | PB1: 2
Animas | 2465_G_1 | 2465 | G | 1 |  | Combined Cycle |  |  | New Mexico |  | San Juan |  |  | 3 |  | 1955 | 2015 | [32 empty] | City of Farmington - (NM) | 100 | City of Farmington - (NM) | 100 | Regulated | Dropped - Retired/Planned Retirement by 06/2028 | PB1: HRSG1
Animas | 2465_G_2 | 2465 | G | 2 |  | Combined Cycle |  |  | New Mexico |  | San Juan |  |  | 3 |  | 1955 | 2015 | [32 empty] | City of Farmington - (NM) | 100 | City of Farmington - (NM) | 100 | Regulated | Dropped - Retired/Planned Retirement by 06/2028 | PB1: HRSG1
Cardinal Cogen | 10168_G_GTG1 | 10168 | G | GTG1 |  | Combined Cycle |  |  | California |  | Santa Clara |  |  | 42.1 |  | 1987 | 2015 | [32 empty] | Cardinal Cogen Inc | 100 | Cardinal Cogen Inc | 100 | Non-regulated | Dropped - Retired/Planned Retirement by 06/2028
Cardinal Cogen | 10168_G_STG1 | 10168 | G | STG1 |  | Combined Cycle |  |  | California |  | Santa Clara |  |  | 9.4 |  | 1988 | 2015 | [32 empty] | Cardinal Cogen Inc | 100 | Cardinal Cogen Inc | 100 | Non-regulated | Dropped - Retired/Planned Retirement by 06/2028
Beacon Power Flywheel System 1 | 57711_G_TYN1 | 57711 | G | TYN1 |  | Energy Storage |  |  | Massachusetts |  | Middlesex |  |  | 1 |  | 2008 | 2015 | [32 empty] | Beacon Power LLC | 100 | Beacon Power LLC | 100 | Non-regulated | Dropped - Retired/Planned Retirement by 06/2028
Cross Oil Refining & Marketing, Inc | 58077_G_CROSS | 58077 | G | CROSS |  | Combustion Turbine |  |  | Arkansas |  | Union |  |  | 3.5 |  | 1999 | 2015 | [32 empty] | Martin Midstream Partnership,LP | 100 | Martin Midstream Partnership,LP | 100 | Non-regulated | Dropped - Retired/Planned Retirement by 06/2028
West Campus Steam Plant | 58194_G_WC 2 | 58194 | G | WC 2 |  | Coal Steam |  |  | Pennsylvania |  | Centre |  |  | 0.5 |  | 1938 | [33 empty] | Penn State University | 100 | Penn State University | 100 | Non-regulated | Dropped - Plant is identified as onsite because it is a net buyer of electricity in 2021
West Campus Steam Plant | 58194_G_WC 3 | 58194 | G | WC 3 |  | Coal Steam |  |  | Pennsylvania |  | Centre |  |  | 0.6 |  | 1949 | [33 empty] | Penn State University | 100 | Penn State University | 100 | Non-regulated | Dropped - Plant is identified as onsite because it is a net buyer of electricity in 2021
Howard Bend | 2102_G_1 | 2102 | G | 1 |  | Combustion Turbine |  |  | Missouri |  | St Louis |  |  | 39 |  | 1973 | 2015 | [32 empty] | Union Electric Co - (MO) | 100 | Union Electric Co - (MO) | 100 | Regulated | Dropped - Retired/Planned Retirement by 06/2028
Cargill Corn Wet Milling Plant | 10729_G_GEN1 | 10729 | G | GEN1 |  | Coal Steam |  |  | Tennessee |  | Shelby |  |  | 10.3 |  | 1985 | 2015 | [32 empty] | Cargill Inc | 100 | Cargill Inc | 100 | Non-regulated | Dropped - Retired/Planned Retirement by 06/2028
DeSoto County Plant | 55422_G_DES1 | 55422 | G | DES1 |  | Combustion Turbine |  |  | Florida |  | DeSoto |  |  | 159 |  | 2002 | 2015 | [32 empty] | LS Power Development LLC | 100 | LS Power Development LLC | 100 | Non-regulated | Dropped - Retired/Planned Retirement by 06/2028
DeSoto County Plant | 55422_G_DES2 | 55422 | G | DES2 |  | Combustion Turbine |  |  | Florida |  | DeSoto |  |  | 161 |  | 2002 | 2015 | [32 empty] | LS Power Development LLC | 100 | LS Power Development LLC | 100 | Non-regulated | Dropped - Retired/Planned Retirement by 06/2028
Mason County LFGTE | 56977_G_1 | 56977 | G | 1 |  | Landfill Gas |  |  | Kentucky |  | Mason |  |  | 1.6 |  | 2009 | 2015 | [32 empty] | East Kentucky Power Coop, Inc | 100 | East Kentucky Power Coop, Inc | 100 | Regulated | Dropped - Retired/Planned Retirement by 06/2028
Minden | 1447_G_3 | 1447 | G | 3 |  | Combustion Turbine |  |  | Louisiana |  | Webster |  |  | 2 |  | 1955 | 2015 | [32 empty] | City of Minden - (LA) | 100 | City of Minden - (LA) | 100 | Regulated | Dropped - Retired/Planned Retirement by 06/2028
Minden | 1447_G_4 | 1447 | G | 4 |  | Combustion Turbine |  |  | Louisiana |  | Webster |  |  | 2 |  | 1955 | 2015 | [32 empty] | City of Minden - (LA) | 100 | City of Minden - (LA) | 100 | Regulated | Dropped - Retired/Planned Retirement by 06/2028
Minden | 1447_G_5 | 1447 | G | 5 |  | Combustion Turbine |  |  | Louisiana |  | Webster |  |  | 1.3 |  | 1962 | 2015 | [32 empty] | City of Minden - (LA) | 100 | City of Minden - (LA) | 100 | Regulated | Dropped - Retired/Planned Retirement by 06/2028
Minden | 1447_G_7 | 1447 | G | 7 |  | Combustion Turbine |  |  | Louisiana |  | Webster |  |  | 1.8 |  | 1962 | 2015 | [32 empty] | City of Minden - (LA) | 100 | City of Minden - (LA) | 100 | Regulated | Dropped - Retired/Planned Retirement by 06/2028
Howland Hydro Station | 1472_G_HL01 | 1472 | G | HL01 |  | Hydro |  |  | Maine |  | Penobscot |  |  | 0.6 |  | 1921 | 2015 | [32 empty] | Penobscot River Restoration Trust | 100 | Penobscot River Restoration Trust | 100 | Non-regulated | Dropped - Retired/Planned Retirement by 06/2028
Howland Hydro Station | 1472_G_HL02 | 1472 | G | HL02 |  | Hydro |  |  | Maine |  | Penobscot |  |  | 0.6 |  | 1916 | 2015 | [32 empty] | Penobscot River Restoration Trust | 100 | Penobscot River Restoration Trust | 100 | Non-regulated | Dropped - Retired/Planned Retirement by 06/2028
Howland Hydro Station | 1472_G_HL03 | 1472 | G | HL03 |  | Hydro |  |  | Maine |  | Penobscot |  |  | 0.6 |  | 1916 | 2015 | [32 empty] | Penobscot River Restoration Trust | 100 | Penobscot River Restoration Trust | 100 | Non-regulated | Dropped - Retired/Planned Retirement by 06/2028
Chesapeake | 3803_G_3 | 3803 | G | 3 |  | Coal Steam |  |  | Virginia |  | Chesapeake |  |  | 156 |  | 1959 | 2015 | [32 empty] | Virginia Electric & Power Co | 100 | Virginia Electric & Power Co | 100 | Regulated | Dropped - Retired/Planned Retirement by 06/2028 | PB1: 3
Chesapeake | 3803_G_ST1 | 3803 | G | ST1 |  | Coal Steam |  |  | Virginia |  | Chesapeake |  |  | 111 |  | 1953 | 2015 | [32 empty] | Virginia Electric & Power Co | 100 | Virginia Electric & Power Co | 100 | Regulated | Dropped - Retired/Planned Retirement by 06/2028 | bar: PB1
Chesapeake | 3803_G_ST2 | 3803 | G | ST2 |  | Coal Steam |  |  | Virginia |  | Chesapeake |  |  | 111 |  | 1954 | 2015 | [32 empty] | Virginia Electric & Power Co | 100 | Virginia Electric & Power Co | 100 | Regulated | Dropped - Retired/Planned Retirement by 06/2028 | PB1: 2
Chesapeake | 3803_G_ST4 | 3803 | G | ST4 |  | Coal Steam |  |  | Virginia |  | Chesapeake |  |  | 217 |  | 1962 | 2015 | [32 empty] | Virginia Electric & Power Co | 100 | Virginia Electric & Power Co | 100 | Regulated | Dropped - Retired/Planned Retirement by 06/2028 | PB1: 4
Bayou Cogen Plant | 10298_G_GEN4 | 10298 | G | GEN4 |  | Combustion Turbine |  |  | Texas |  | Harris |  |  | 65 |  | 1985 | 2015 | [32 empty] | Air Liquide Large Industries U S LP | 100 | Air Liquide Large Industries U S LP | 100 | Non-regulated | Dropped - Retired/Planned Retirement by 06/2028
Morton Salt Rittman | 54335_G_GEN1 | 54335 | G | GEN1 |  | Coal Steam |  |  | Ohio |  | Wayne |  |  | 1.5 |  | 1978 | [33 empty] | Morton Salt Inc | 100 | Morton Salt Inc | 100 | Non-regulated | Dropped - Plant is identified as onsite because it is a net buyer of electricity in 2021
Presence Saint Mary of Nazareth Hospital | 54886_G_GEN2 | 54886 | G | GEN2 |  | Combustion Turbine |  |  | Illinois |  | Cook |  |  | 0.8 |  | 1993 | 2015 | [32 empty] | Presence Health | 100 | Presence Health | 100 | Non-regulated | Dropped - Retired/Planned Retirement by 06/2028
Albany Brewery | 57936_G_GEN1 | 57936 | G | GEN1 |  | Coal Steam |  |  | Georgia |  | Dougherty |  |  | 2.5 |  | 1979 | 2015 | [32 empty] | Miller Coors LLC | 100 | Miller Coors LLC | 100 | Non-regulated | Dropped - Retired/Planned Retirement by 06/2028
Kearny | 303_G_KEA1 | 303 | G | KEA1 |  | Combustion Turbine |  |  | California |  | San Diego |  |  | 16 |  | 1972 | 2014 | [32 empty] | NRG Cabrillo Power Ops Inc | 100 | NRG Cabrillo Power Ops Inc | 100 | Non-regulated | Dropped - Retired/Planned Retirement by 06/2028
Coolwater | 329_G_1 | 329 | G | 1 |  | O/G Steam |  |  | California |  | San Bernardino |  |  | 65 |  | 1961 | 2014 | [32 empty] | GenOn California South, LP | 100 | GenOn California South, LP | 100 | Non-regulated | Dropped - Retired/Planned Retirement by 06/2028
Coolwater | 329_G_2 | 329 | G | 2 |  | O/G Steam |  |  | California |  | San Bernardino |  |  | 82 |  | 1964 | 2014 | [32 empty] | GenOn California South, LP | 100 | GenOn California South, LP | 100 | Non-regulated | Dropped - Retired/Planned Retirement by 06/2028
Coolwater | 329_G_30 | 329 | G | 30 |  | Combined Cycle |  |  | California |  | San Bernardino |  |  | 99 |  | 1978 | 2014 | [32 empty] | GenOn California South, LP | 100 | GenOn California South, LP | 100 | Non-regulated | Dropped - Retired/Planned Retirement by 06/2028
Coolwater | 329_G_31 | 329 | G | 31 |  | Combined Cycle |  |  | California |  | San Bernardino |  |  | 73 |  | 1978 | 2014 | [32 empty] | GenOn California South, LP | 100 | GenOn California South, LP | 100 | Non-regulated | Dropped - Retired/Planned Retirement by 06/2028
Coolwater | 329_G_32 | 329 | G | 32 |  | Combined Cycle |  |  | California |  | San Bernardino |  |  | 73 |  | 1978 | 2014 | [32 empty] | GenOn California South, LP | 100 | GenOn California South, LP | 100 | Non-regulated | Dropped - Retired/Planned Retirement by 06/2028
Coolwater | 329_G_40 | 329 | G | 40 |  | Combined Cycle |  |  | California |  | San Bernardino |  |  | 99 |  | 1978 | 2014 | [32 empty] | GenOn California South, LP | 100 | GenOn California South, LP | 100 | Non-regulated | Dropped - Retired/Planned Retirement by 06/2028
Coolwater | 329_G_41 | 329 | G | 41 |  | Combined Cycle |  |  | California |  | San Bernardino |  |  | 73.5 |  | 1978 | 2014 | [32 empty] | GenOn California South, LP | 100 | GenOn California South, LP | 100 | Non-regulated | Dropped - Retired/Planned Retirement by 06/2028
Coolwater | 329_G_42 | 329 | G | 42 |  | Combined Cycle |  |  | California |  | San Bernardino |  |  | 73.5 |  | 1978 | 2014 | [32 empty] | GenOn California South, LP | 100 | GenOn California South, LP | 100 | Non-regulated | Dropped - Retired/Planned Retirement by 06/2028
Rantoul | 958_G_2 | 958 | G | 2 |  | Combustion Turbine |  |  | Illinois |  | Champaign |  |  | 0.7 |  | 1951 | 2014 | [32 empty] | Village of Rantoul - (IL) | 100 | Village of Rantoul - (IL) | 100 | Regulated | Dropped - Retired/Planned Retirement by 06/2028
Rantoul | 958_G_4 | 958 | G | 4 |  | Combustion Turbine |  |  | Illinois |  | Champaign |  |  | 0.7 |  | 1954 | 2014 | [32 empty] | Village of Rantoul - (IL) | 100 | Village of Rantoul - (IL) | 100 | Regulated | Dropped - Retired/Planned Retirement by 06/2028
Murray Gill | 1242_G_1 | 1242 | G | 1 |  | O/G Steam |  |  | Kansas |  | Sedgwick |  |  | 37 |  | 1952 | 2014 | [32 empty] | Evergy Kansas South, Inc | 100 | Evergy Kansas South, Inc | 100 | Regulated | Dropped - Retired/Planned Retirement by 06/2028 | bar: PB1
Murray Gill | 1242_G_2 | 1242 | G | 2 |  | O/G Steam |  |  | Kansas |  | Sedgwick |  |  | 48 |  | 1954 | 2014 | [32 empty] | Evergy Kansas South, Inc | 100 | Evergy Kansas South, Inc | 100 | Regulated | Dropped - Retired/Planned Retirement by 06/2028 | PB1: 2
Jetmore | 1292_G_1 | 1292 | G | 1 |  | Combustion Turbine |  |  | Kansas |  | Hodgeman |  |  | 1 |  | 1960 | 2014 | [32 empty] | City of Jetmore | 100 | City of Jetmore | 100 | Regulated | Dropped - Retired/Planned Retirement by 06/2028
Jetmore | 1292_G_2 | 1292 | G | 2 |  | Combustion Turbine |  |  | Kansas |  | Hodgeman |  |  | 0.4 |  | 1951 | 2014 | [32 empty] | City of Jetmore | 100 | City of Jetmore | 100 | Regulated | Dropped - Retired/Planned Retirement by 06/2028
Jetmore | 1292_G_5 | 1292 | G | 5 |  | Combustion Turbine |  |  | Kansas |  | Hodgeman |  |  | 1.5 |  | 1966 | 2014 | [32 empty] | City of Jetmore | 100 | City of Jetmore | 100 | Regulated | Dropped - Retired/Planned Retirement by 06/2028
Jetmore | 1292_G_6 | 1292 | G | 6 |  | Combustion Turbine |  |  | Kansas |  | Hodgeman |  |  | 1.2 |  | 1966 | 2014 | [32 empty] | City of Jetmore | 100 | City of Jetmore | 100 | Regulated | Dropped - Retired/Planned Retirement by 06/2028
Jetmore | 1292_G_7 | 1292 | G | 7 |  | Combustion Turbine |  |  | Kansas |  | Hodgeman |  |  | 0.9 |  | 1966 | 2014 | [32 empty] | City of Jetmore | 100 | City of Jetmore | 100 | Regulated | Dropped - Retired/Planned Retirement by 06/2028
Lieberman | 1417_G_1 | 1417 | G | 1 |  | O/G Steam |  |  | Louisiana |  | Caddo |  |  | 25 |  | 1947 | 2014 | [32 empty] | Southwestern Electric Power Co | 100 | Southwestern Electric Power Co | 100 | Regulated | Dropped - Retired/Planned Retirement by 06/2028 | bar: PB1
Reid Gardner | 2324_G_1 | 2324 | G | 1 |  | Coal Steam |  |  | Nevada |  | Clark |  |  | 100 |  | 1965 | 2014 | [32 empty] | Nevada Power Co | 100 | Nevada Power Co | 100 | Regulated | Dropped - Retired/Planned Retirement by 06/2028 | bar: PB1
Reid Gardner | 2324_G_2 | 2324 | G | 2 |  | Coal Steam |  |  | Nevada |  | Clark |  |  | 100 |  | 1968 | 2014 | [32 empty] | Nevada Power Co | 100 | Nevada Power Co | 100 | Regulated | Dropped - Retired/Planned Retirement by 06/2028 | PB1: 2
Reid Gardner | 2324_G_3 | 2324 | G | 3 |  | Coal Steam |  |  | Nevada |  | Clark |  |  | 98 |  | 1976 | 2014 | [32 empty] | Nevada Power Co | 100 | Nevada Power Co | 100 | Regulated | Dropped - Retired/Planned Retirement by 06/2028 | PB1: 3
Tracy | 2336_G_ST1 | 2336 | G | ST1 |  | O/G Steam |  |  | Nevada |  | Storey |  |  | 53 |  | 1963 | 2014 | [32 empty] | Sierra Pacific Power Co | 100 | Sierra Pacific Power Co | 100 | Regulated | Dropped - Retired/Planned Retirement by 06/2028 | bar: PB1
Tracy | 2336_G_ST2 | 2336 | G | ST2 |  | O/G Steam |  |  | Nevada |  | Storey |  |  | 83 |  | 1965 | 2014 | [32 empty] | Sierra Pacific Power Co | 100 | Sierra Pacific Power Co | 100 | Regulated | Dropped - Retired/Planned Retirement by 06/2028 | PB1: 2
Walter C Beckjord | 2830_G_GT1 | 2830 | G | GT1 |  | Combustion Turbine |  |  | Ohio |  | Clermont |  |  | 47 |  | 1972 | 2014 | [32 empty] | Duke Energy Ohio Inc | 100 | Duke Energy Ohio Inc | 100 | Regulated | Dropped - Retired/Planned Retirement by 06/2028
Walter C Beckjord | 2830_G_GT2 | 2830 | G | GT2 |  | Combustion Turbine |  |  | Ohio |  | Clermont |  |  | 47 |  | 1972 | 2014 | [32 empty] | Duke Energy Ohio Inc | 100 | Duke Energy Ohio Inc | 100 | Regulated | Dropped - Retired/Planned Retirement by 06/2028
Walter C Beckjord | 2830_G_GT3 | 2830 | G | GT3 |  | Combustion Turbine |  |  | Ohio |  | Clermont |  |  | 47 |  | 1972 | 2014 | [32 empty] | Duke Energy Ohio Inc | 100 | Duke Energy Ohio Inc | 100 | Regulated | Dropped - Retired/Planned Retirement by 06/2028
Walter C Beckjord | 2830_G_GT4 | 2830 | G | GT4 |  | Combustion Turbine |  |  | Ohio |  | Clermont |  |  | 47 |  | 1972 | 2014 | [32 empty] | Duke Energy Ohio Inc | 100 | Duke Energy Ohio Inc | 100 | Regulated | Dropped - Retired/Planned Retirement by 06/2028
Lake Creek | 3502_G_D1 | 3502 | G | D1 |  | Combustion Turbine |  |  | Texas |  | McLennan |  |  | 2 |  | 1966 | 2014 | [32 empty] | Luminant Generation Company LLC | 100 | Luminant Generation Company LLC | 100 | Non-regulated | Dropped - Retired/Planned Retirement by 06/2028
Lake Creek | 3502_G_D2 | 3502 | G | D2 |  | Combustion Turbine |  |  | Texas |  | McLennan |  |  | 2 |  | 1966 | 2014 | [32 empty] | Luminant Gen Co LLC Fin Holding | 100 | Luminant Gen Co LLC Fin Holding | 100 | Non-regulated | Dropped - Retired/Planned Retirement by 06/2028
Lake Creek | 3502_G_D3 | 3502 | G | D3 |  | Combustion Turbine |  |  | Texas |  | McLennan |  |  | 2 |  | 1966 | 2014 | [32 empty] | Luminant Gen Co LLC Fin Holding | 100 | Luminant Gen Co LLC Fin Holding | 100 | Non-regulated | Dropped - Retired/Planned Retirement by 06/2028
Lake Creek | 3502_G_ST1 | 3502 | G | ST1 |  | O/G Steam |  |  | Texas |  | McLennan |  |  | 87 |  | 1953 | 2014 | [32 empty] | Luminant Generation Company LLC | 100 | Luminant Generation Company LLC | 100 | Non-regulated | Dropped - Retired/Planned Retirement by 06/2028 | bar: PB1
Lake Creek | 3502_G_ST2 | 3502 | G | ST2 |  | O/G Steam |  |  | Texas |  | McLennan |  |  | 230 |  | 1959 | 2014 | [32 empty] | Luminant Gen Co LLC Fin Holding | 100 | Luminant Gen Co LLC Fin Holding | 100 | Non-regulated | Dropped - Retired/Planned Retirement by 06/2028 | PB1: 2
North Texas | 3627_G_1 | 3627 | G | 1 |  | O/G Steam |  |  | Texas |  | Parker |  |  | 16.5 |  | 1958 | 2014 | [32 empty] | Brazos Electric Power Coop Inc | 100 | Brazos Electric Power Coop Inc | 100 | Regulated | Dropped - Retired/Planned Retirement by 06/2028 | bar: PB1
North Texas | 3627_G_2 | 3627 | G | 2 |  | O/G Steam |  |  | Texas |  | Parker |  |  | 16.5 |  | 1958 | 2014 | [32 empty] | Brazos Electric Power Coop Inc | 100 | Brazos Electric Power Coop Inc | 100 | Regulated | Dropped - Retired/Planned Retirement by 06/2028 | PB1: 2
Vermont Yankee | 3751_G_1 | 3751 | G | 1 |  | Nuclear |  |  | Vermont |  | Windham |  |  | 612.4 |  | 1972 | 2014 | [32 empty] | Entergy Nuclear Vermont Yankee | 100 | Entergy Nuclear Vermont Yankee | 100 | Non-regulated | Dropped - Retired/Planned Retirement by 06/2028
Putnam | 6246_G_1GT1 | 6246 | G | 1GT1 |  | Combined Cycle |  |  | Florida |  | Putnam |  |  | 85 |  | 1978 | 2014 | [32 empty] | Florida Power & Light Co | 100 | Florida Power & Light Co | 100 | Regulated | Dropped - Retired/Planned Retirement by 06/2028
Putnam | 6246_G_1GT2 | 6246 | G | 1GT2 |  | Combined Cycle |  |  | Florida |  | Putnam |  |  | 85 |  | 1978 | 2014 | [32 empty] | Florida Power & Light Co | 100 | Florida Power & Light Co | 100 | Regulated | Dropped - Retired/Planned Retirement by 06/2028
Putnam | 6246_G_1ST | 6246 | G | 1ST |  | Combined Cycle |  |  | Florida |  | Putnam |  |  | 249 |  | 1978 | 2014 | [32 empty] | Florida Power & Light Co | 100 | Florida Power & Light Co | 100 | Regulated | Dropped - Retired/Planned Retirement by 06/2028 | PB1: HRSG11; PB2: HRSG12
Putnam | 6246_G_2GT1 | 6246 | G | 2GT1 |  | Combined Cycle |  |  | Florida |  | Putnam |  |  | 85 |  | 1977 | 2014 | [32 empty] | Florida Power & Light Co | 100 | Florida Power & Light Co | 100 | Regulated | Dropped - Retired/Planned Retirement by 06/2028
Putnam | 6246_G_2GT2 | 6246 | G | 2GT2 |  | Combined Cycle |  |  | Florida |  | Putnam |  |  | 85 |  | 1977 | 2014 | [32 empty] | Florida Power & Light Co | 100 | Florida Power & Light Co | 100 | Regulated | Dropped - Retired/Planned Retirement by 06/2028
Putnam | 6246_G_2ST | 6246 | G | 2ST |  | Combined Cycle |  |  | Florida |  | Putnam |  |  | 249 |  | 1977 | 2014 | [32 empty] | Florida Power & Light Co | 100 | Florida Power & Light Co | 100 | Regulated | Dropped - Retired/Planned Retirement by 06/2028 | PB1: HRSG21; PB2: HRSG22
Oilseed Plant | 10515_G_GEN1 | 10515 | G | GEN1 |  | Coal Steam |  |  | Virginia |  | Chesapeake City |  |  | 1.6 |  | 1985 | 2014 | [32 empty] | Perdue Agribusiness | 100 | Perdue Agribusiness | 100 | Non-regulated | Dropped - Retired/Planned Retirement by 06/2028
Brainerd Public Utilities | 50636_G_VPLS | 50636 | G | VPLS |  | Coal Steam |  |  | Minnesota |  | Crow Wing |  |  | 0.6 |  | 1959 | 2014 | [32 empty] | Brainerd Public Utilities | 100 | Brainerd Public Utilities | 100 | Regulated | Dropped - Retired/Planned Retirement by 06/2028
West Point (PA) | 52149_G_GEN1 | 52149 | G | GEN1 |  | O/G Steam |  |  | Pennsylvania |  | Montgomery |  |  | 3 |  | 1987 | [33 empty] | Merck & Co Inc-West Point | 100 | Merck & Co Inc-West Point | 100 | Non-regulated | Dropped - Plant is identified as onsite because it is a net buyer of electricity in 2021 | bar: PB1
West Texas Windplant | 54966_G_WIND | 54966 | G | WIND |  | Onshore Wind |  |  | Texas |  | Culberson |  |  | 30 |  | 1995 | 2014 | [32 empty] | WindPower Partners, 1994, L.P. | 100 | WindPower Partners, 1994, L.P. | 100 | Non-regulated | Dropped - Retired/Planned Retirement by 06/2028
MM Tomoka Farms Energy | 55162_G_UNT1 | 55162 | G | UNT1 |  | Landfill Gas |  |  | Florida |  | Volusia |  |  | 1.9 |  | 1998 | 2014 | [32 empty] | MM Tomoka Farms Energy LLC | 100 | MM Tomoka Farms Energy LLC | 100 | Non-regulated | Dropped - Retired/Planned Retirement by 06/2028
Hospira Inc | 55788_G_GEN1 | 55788 | G | GEN1 |  | Combustion Turbine |  |  | New York |  | ERIE |  |  | 1.1 |  | 1995 | 2013 | [32 empty] | Hospira Inc | 100 | Hospira Inc | 100 | Non-regulated | Dropped - Retired/Planned Retirement by 06/2028
Hospira Inc | 55788_G_GEN2 | 55788 | G | GEN2 |  | Combustion Turbine |  |  | New York |  | ERIE |  |  | 1.1 |  | 1995 | 2013 | [32 empty] | Hospira Inc | 100 | Hospira Inc | 100 | Non-regulated | Dropped - Retired/Planned Retirement by 06/2028
Millinocket Mill | 55829_G_M1S1 | 55829 | G | M1S1 |  | O/G Steam |  |  | Maine |  | Penobscot |  |  | 14.5 |  | 1957 | 2013 | [32 empty] | HC-50 MAIN STREET, LLC | 100 | HC-50 MAIN STREET, LLC | 100 | Non-regulated | Dropped - Retired/Planned Retirement by 06/2028
Millinocket Mill | 55829_G_M1S2 | 55829 | G | M1S2 |  | O/G Steam |  |  | Maine |  | Penobscot |  |  | 14.5 |  | 1957 | 2013 | [32 empty] | HC-50 MAIN STREET, LLC | 100 | HC-50 MAIN STREET, LLC | 100 | Non-regulated | Dropped - Retired/Planned Retirement by 06/2028
Millinocket Mill | 55829_G_M1S3 | 55829 | G | M1S3 |  | O/G Steam |  |  | Maine |  | Penobscot |  |  | 29.3 |  | 1968 | 2013 | [32 empty] | HC-50 MAIN STREET, LLC | 100 | HC-50 MAIN STREET, LLC | 100 | Non-regulated | Dropped - Retired/Planned Retirement by 06/2028
Millinocket Mill | 55829_G_M1S4 | 55829 | G | M1S4 |  | O/G Steam |  |  | Maine |  | Penobscot |  |  | 21.8 |  | 1970 | 2013 | [32 empty] | HC-50 MAIN STREET, LLC | 100 | HC-50 MAIN STREET, LLC | 100 | Non-regulated | Dropped - Retired/Planned Retirement by 06/2028
Colville Indian Plywood & Veneer | 56191_G_Gen1 | 56191 | G | Gen1 |  | Biomass |  |  | Washington |  | Okanogan |  |  | 5 |  | 2002 | 2013 | [32 empty] | Colville Indian Plywood & Veneer | 100 | Colville Indian Plywood & Veneer | 100 | Non-regulated | Dropped - Retired/Planned Retirement by 06/2028
Colville Indian Plywood & Veneer | 56191_G_Gen2 | 56191 | G | Gen2 |  | Biomass |  |  | Washington |  | Okanogan |  |  | 7.5 |  | 2002 | 2013 | [32 empty] | Colville Indian Plywood & Veneer | 100 | Colville Indian Plywood & Veneer | 100 | Non-regulated | Dropped - Retired/Planned Retirement by 06/2028
Westex Windpower Facility | 56402_G_1 | 56402 | G | 1 |  | Onshore Wind |  |  | Texas |  | HOWARD |  |  | 7 |  | 1999 | 2013 | [32 empty] | West Texas Renewables LP | 100 | West Texas Renewables LP | 100 | Non-regulated | Dropped - Retired/Planned Retirement by 06/2028
Santa Rita Jail Hybrid | 58625_G_SRJFC | 58625 | G | SRJFC |  | Fuel Cell |  |  | California |  | Alameda |  |  | 1 |  | 2006 | 2013 | [32 empty] | Fuel Cell Energy | 100 | Fuel Cell Energy | 100 | Non-regulated | Dropped - Retired/Planned Retirement by 06/2028
Robert E Ritchie | 173_G_2 | 173 | G | 2 |  | O/G Steam |  |  | Arkansas |  | Phillips |  |  | 544 |  | 1968 | 2013 | [32 empty] | Entergy Power, LLC | 100 | Entergy Power, LLC | 100 | Regulated | Dropped - Retired/Planned Retirement by 06/2028 | PB1: 2
Independence (IA) | 1149_G_1A | 1149 | G | 1A |  | Combustion Turbine |  |  | Iowa |  | Buchanan |  |  | 1.8 |  | 2000 | 2013 | [32 empty] | City of Independence - (IA) | 100 | City of Independence - (IA) | 100 | Regulated | Dropped - Retired/Planned Retirement by 06/2028
Fair Station | 1218_G_1 | 1218 | G | 1 |  | Coal Steam |  |  | Iowa |  | Muscatine |  |  | 23 |  | 1960 | 2013 | [32 empty] | Central Iowa Power Cooperative | 100 | Central Iowa Power Cooperative | 100 | Regulated | Dropped - Retired/Planned Retirement by 06/2028 | bar: PB1
Fair Station | 1218_G_2 | 1218 | G | 2 |  | Coal Steam |  |  | Iowa |  | Muscatine |  |  | 41 |  | 1967 | 2013 | [32 empty] | Central Iowa Power Cooperative | 100 | Central Iowa Power Cooperative | 100 | Regulated | Dropped - Retired/Planned Retirement by 06/2028 | PB1: 2
Gaylord - Consumers | 1706_G_4 | 1706 | G | 4 |  | Combustion Turbine |  |  | Michigan |  | Otsego |  |  | 12 |  | 1966 | 2013 | [32 empty] | Consumers Energy Co - (MI) | 100 | Consumers Energy Co - (MI) | 100 | Regulated | Dropped - Retired/Planned Retirement by 06/2028
Dayton (MI) | 1727_G_1 | 1727 | G | 1 |  | Combustion Turbine |  |  | Michigan |  | Wayne |  |  | 2 |  | 1966 | 2013 | [32 empty] | DTE Electric Company | 100 | DTE Electric Company | 100 | Regulated | Dropped - Retired/Planned Retirement by 06/2028
Dayton (MI) | 1727_G_2 | 1727 | G | 2 |  | Combustion Turbine |  |  | Michigan |  | Wayne |  |  | 2 |  | 1966 | 2013 | [32 empty] | DTE Electric Company | 100 | DTE Electric Company | 100 | Regulated | Dropped - Retired/Planned Retirement by 06/2028
Dayton (MI) | 1727_G_3 | 1727 | G | 3 |  | Combustion Turbine |  |  | Michigan |  | Wayne |  |  | 2 |  | 1966 | 2013 | [32 empty] | DTE Electric Company | 100 | DTE Electric Company | 100 | Regulated | Dropped - Retired/Planned Retirement by 06/2028
Dayton (MI) | 1727_G_4 | 1727 | G | 4 |  | Combustion Turbine |  |  | Michigan |  | Wayne |  |  | 2 |  | 1966 | 2013 | [32 empty] | DTE Electric Company | 100 | DTE Electric Company | 100 | Regulated | Dropped - Retired/Planned Retirement by 06/2028
Dayton (MI) | 1727_G_5 | 1727 | G | 5 |  | Combustion Turbine |  |  | Michigan |  | Wayne |  |  | 2 |  | 1966 | 2013 | [32 empty] | DTE Electric Company | 100 | DTE Electric Company | 100 | Regulated | Dropped - Retired/Planned Retirement by 06/2028
Harbor Beach | 1731_G_1 | 1731 | G | 1 |  | Coal Steam |  |  | Michigan |  | Huron |  |  | 95 |  | 1968 | 2013 | [32 empty] | DTE Electric Company | 100 | DTE Electric Company | 100 | Regulated | Dropped - Retired/Planned Retirement by 06/2028 | bar: PB1
Harbor Beach | 1731_G_IC1 | 1731 | G | IC1 |  | Combustion Turbine |  |  | Michigan |  | Huron |  |  | 2 |  | 1967 | 2013 | [32 empty] | DTE Electric Company | 100 | DTE Electric Company | 100 | Regulated | Dropped - Retired/Planned Retirement by 06/2028
Harbor Beach | 1731_G_IC2 | 1731 | G | IC2 |  | Combustion Turbine |  |  | Michigan |  | Huron |  |  | 2 |  | 1967 | 2013 | [32 empty] | DTE Electric Company | 100 | DTE Electric Company | 100 | Regulated | Dropped - Retired/Planned Retirement by 06/2028
Coldwater | 1819_G_IC5 | 1819 | G | IC5 |  | Combustion Turbine |  |  | Michigan |  | Branch |  |  | 6 |  | 1978 | 2013 | [32 empty] | Coldwater Board of Public Util | 100 | Coldwater Board of Public Util | 100 | Regulated | Dropped - Retired/Planned Retirement by 06/2028
L V Sutton Steam | 2713_G_1 | 2713 | G | 1 |  | Coal Steam |  |  | North Carolina |  | New Hanover |  |  | 97 |  | 1954 | 2013 | [32 empty] | Duke Energy Progress - (NC) | 100 | Duke Energy Progress - (NC) | 100 | Regulated | Dropped - Retired/Planned Retirement by 06/2028 | bar: PB1
L V Sutton Steam | 2713_G_2 | 2713 | G | 2 |  | Coal Steam |  |  | North Carolina |  | New Hanover |  |  | 90 |  | 1955 | 2013 | [32 empty] | Duke Energy Progress - (NC) | 100 | Duke Energy Progress - (NC) | 100 | Regulated | Dropped - Retired/Planned Retirement by 06/2028 | PB1: 2
L V Sutton Steam | 2713_G_3 | 2713 | G | 3 |  | Coal Steam |  |  | North Carolina |  | New Hanover |  |  | 366 |  | 1972 | 2013 | [32 empty] | Duke Energy Progress - (NC) | 100 | Duke Energy Progress - (NC) | 100 | Regulated | Dropped - Retired/Planned Retirement by 06/2028 | PB1: 3
Shelby Municipal Light Plant | 2943_G_1 | 2943 | G | 1 |  | Coal Steam |  |  | Ohio |  | Richland |  |  | 12 |  | 1968 | 2013 | [32 empty] | City of Shelby - (OH) | 100 | City of Shelby - (OH) | 100 | Regulated | Dropped - Retired/Planned Retirement by 06/2028 | PB1: 1; PB2: 2
Shelby Municipal Light Plant | 2943_G_2 | 2943 | G | 2 |  | Coal Steam |  |  | Ohio |  | Richland |  |  | 12 |  | 1973 | 2013 | [32 empty] | City of Shelby - (OH) | 100 | City of Shelby - (OH) | 100 | Regulated | Dropped - Retired/Planned Retirement by 06/2028 | PB1: 1; PB2: 2
Shelby Municipal Light Plant | 2943_G_4 | 2943 | G | 4 |  | Coal Steam |  |  | Ohio |  | Richland |  |  | 7 |  | 1954 | 2013 | [32 empty] | City of Shelby - (OH) | 100 | City of Shelby - (OH) | 100 | Regulated | Dropped - Retired/Planned Retirement by 06/2028 | PB1: 4
Canadys Steam | 3280_G_2 | 3280 | G | 2 |  | Coal Steam |  |  | South Carolina |  | Colleton |  |  | 115 |  | 1964 | 2013 | [32 empty] | Dominion Energy South Carolina, Inc | 100 | Dominion Energy South Carolina, Inc | 100 | Regulated | Dropped - Retired/Planned Retirement by 06/2028 | PB1: CAN2
Canadys Steam | 3280_G_3 | 3280 | G | 3 |  | Coal Steam |  |  | South Carolina |  | Colleton |  |  | 180 |  | 1967 | 2013 | [32 empty] | Dominion Energy South Carolina, Inc | 100 | Dominion Energy South Carolina, Inc | 100 | Regulated | Dropped - Retired/Planned Retirement by 06/2028 | PB1: CAN3
5 in 1 Dam Hydroelectric | 10171_G_GEN1 | 10171 | G | GEN1 |  | Hydro |  |  | Iowa |  | Linn |  |  | 0.7 |  | 1986 | 2013 | [32 empty] | Cedar Rapids Hydro Dam | 100 | Cedar Rapids Hydro Dam | 100 | Non-regulated | Dropped - Retired/Planned Retirement by 06/2028
5 in 1 Dam Hydroelectric | 10171_G_GEN2 | 10171 | G | GEN2 |  | Hydro |  |  | Iowa |  | Linn |  |  | 0.7 |  | 1986 | 2013 | [32 empty] | Cedar Rapids Hydro Dam | 100 | Cedar Rapids Hydro Dam | 100 | Non-regulated | Dropped - Retired/Planned Retirement by 06/2028
5 in 1 Dam Hydroelectric | 10171_G_GEN3 | 10171 | G | GEN3 |  | Hydro |  |  | Iowa |  | Linn |  |  | 0.7 |  | 1986 | 2013 | [32 empty] | Cedar Rapids Hydro Dam | 100 | Cedar Rapids Hydro Dam | 100 | Non-regulated | Dropped - Retired/Planned Retirement by 06/2028
GRS Newby I | 10388_G_1 | 10388 | G | 1 |  | Landfill Gas |  |  | California |  | Santa Clara |  |  | 0.5 |  | 1984 | 2013 | [32 empty] | Gas Recovery Systems Inc | 100 | Gas Recovery Systems Inc | 100 | Non-regulated | Dropped - Retired/Planned Retirement by 06/2028
GRS Newby I | 10388_G_2 | 10388 | G | 2 |  | Landfill Gas |  |  | California |  | Santa Clara |  |  | 0.5 |  | 1984 | 2013 | [32 empty] | Gas Recovery Systems Inc | 100 | Gas Recovery Systems Inc | 100 | Non-regulated | Dropped - Retired/Planned Retirement by 06/2028
GRS Newby I | 10388_G_3 | 10388 | G | 3 |  | Landfill Gas |  |  | California |  | Santa Clara |  |  | 0.5 |  | 1984 | 2013 | [32 empty] | Gas Recovery Systems Inc | 100 | Gas Recovery Systems Inc | 100 | Non-regulated | Dropped - Retired/Planned Retirement by 06/2028
GRS Newby I | 10388_G_4 | 10388 | G | 4 |  | Landfill Gas |  |  | California |  | Santa Clara |  |  | 0.5 |  | 1984 | 2013 | [32 empty] | Gas Recovery Systems Inc | 100 | Gas Recovery Systems Inc | 100 | Non-regulated | Dropped - Retired/Planned Retirement by 06/2028
GRS Menlo Park | 10391_G_1 | 10391 | G | 1 |  | Landfill Gas |  |  | California |  | San Mateo |  |  | 0.5 |  | 1982 | 2013 | [32 empty] | Marsh Road Power LLC | 100 | Marsh Road Power LLC | 100 | Non-regulated | Dropped - Retired/Planned Retirement by 06/2028
GRS Menlo Park | 10391_G_2 | 10391 | G | 2 |  | Landfill Gas |  |  | California |  | San Mateo |  |  | 0.5 |  | 1982 | 2013 | [32 empty] | Marsh Road Power LLC | 100 | Marsh Road Power LLC | 100 | Non-regulated | Dropped - Retired/Planned Retirement by 06/2028
GRS Menlo Park | 10391_G_3 | 10391 | G | 3 |  | Landfill Gas |  |  | California |  | San Mateo |  |  | 0.5 |  | 1982 | 2013 | [32 empty] | Marsh Road Power LLC | 100 | Marsh Road Power LLC | 100 | Non-regulated | Dropped - Retired/Planned Retirement by 06/2028
GRS Menlo Park | 10391_G_4 | 10391 | G | 4 |  | Landfill Gas |  |  | California |  | San Mateo |  |  | 0.5 |  | 1982 | 2013 | [32 empty] | Marsh Road Power LLC | 100 | Marsh Road Power LLC | 100 | Non-regulated | Dropped - Retired/Planned Retirement by 06/2028
Merck Sharp & Dohme Cogen Facility | 54970_G_GEN1 | 54970 | G | GEN1 |  | Combustion Turbine |  |  | New Jersey |  | Union |  |  | 3.4 |  | 1994 | 2013 | [32 empty] | Merck Sharp & Dohme Corp | 100 | Merck Sharp & Dohme Corp | 100 | Non-regulated | Dropped - Retired/Planned Retirement by 06/2028
Merck Sharp & Dohme Cogen Facility | 54970_G_GEN2 | 54970 | G | GEN2 |  | Combustion Turbine |  |  | New Jersey |  | Union |  |  | 4.2 |  | 1999 | 2013 | [32 empty] | Merck Sharp & Dohme Corp | 100 | Merck Sharp & Dohme Corp | 100 | Non-regulated | Dropped - Retired/Planned Retirement by 06/2028
Mallard Ridge Gas Recovery | 55013_G_GEN3 | 55013 | G | GEN3 |  | Landfill Gas |  |  | Wisconsin |  | Walworth |  |  | 0.8 |  | 1997 | 2013 | [32 empty] | Advanced Disposal Srvcs Mallard Ridge Landfill LLC | 100 | Advanced Disposal Srvcs Mallard Ridge Landfill LLC | 100 | Non-regulated | Dropped - Retired/Planned Retirement by 06/2028
MM Tomoka Farms Energy | 55162_G_UNT2 | 55162 | G | UNT2 |  | Landfill Gas |  |  | Florida |  | Volusia |  |  | 1.9 |  | 1998 | 2014 | [32 empty] | MM Tomoka Farms Energy LLC | 100 | MM Tomoka Farms Energy LLC | 100 | Non-regulated | Dropped - Retired/Planned Retirement by 06/2028
Sierra SunTower Solar Gen Station | 57323_G_UNIT1 | 57323 | G | UNIT1 |  | Solar Thermal |  |  | California |  | Los Angeles |  |  | 3.2 |  | 2009 | 2014 | [32 empty] | Sierra SunTower LLC | 100 | Sierra SunTower LLC | 100 | Non-regulated | Dropped - Retired/Planned Retirement by 06/2028
Alta Municipal Utilities | 1121_G_3 | 1121 | G | 3 |  | Combustion Turbine |  |  | Iowa |  | Buena Vista |  |  | 1 |  | 1990 | 2014 | [32 empty] | City of Alta - (IA) | 100 | City of Alta - (IA) | 100 | Regulated | Dropped - Retired/Planned Retirement by 06/2028
W S Lee | 3264_G_1 | 3264 | G | 1 |  | Coal Steam |  |  | South Carolina |  | Anderson |  |  | 100 |  | 1951 | 2014 | [32 empty] | Duke Energy Carolinas, LLC | 100 | Duke Energy Carolinas, LLC | 100 | Regulated | Dropped - Retired/Planned Retirement by 06/2028 | bar: PB1
W S Lee | 3264_G_2 | 3264 | G | 2 |  | Coal Steam |  |  | South Carolina |  | Anderson |  |  | 100 |  | 1951 | 2014 | [32 empty] | Duke Energy Carolinas, LLC | 100 | Duke Energy Carolinas, LLC | 100 | Regulated | Dropped - Retired/Planned Retirement by 06/2028 | PB1: 2
South Norwalk Electric | 6598_G_6 | 6598 | G | 6 |  | Combustion Turbine |  |  | Connecticut |  | FAIRFIELD |  |  | 1.1 |  | 1990 | 2014 | [32 empty] | City of South Norwalk - (CT) | 100 | City of South Norwalk - (CT) | 100 | Regulated | Dropped - Retired/Planned Retirement by 06/2028
Rio Bravo Poso | 10769_G_UP8 | 10769 | G | UP8 |  | Coal Steam |  |  | California |  | Kern |  |  | 33 |  | 1989 | 2014 | [32 empty] | Rio Bravo Poso | 100 | Rio Bravo Poso | 100 | Non-regulated | Dropped - Retired/Planned Retirement by 06/2028
Difwind Farms Ltd VII | 10815_G_GEN1 | 10815 | G | GEN1 |  | Onshore Wind |  |  | California |  | Alameda |  |  | 21 |  | 1987 | 2014 | [32 empty] | EDF Renewable Asset Holdings, Inc. | 100 | EDF Renewable Asset Holdings, Inc. | 100 | Non-regulated | Dropped - Retired/Planned Retirement by 06/2028
Vanderbilt University Power Plant | 52048_G_GEN1 | 52048 | G | GEN1 |  | Coal Steam |  |  | Tennessee |  | Davidson |  |  | 6.5 |  | 1988 | [33 empty] | Vanderbilt University | 100 | Vanderbilt University | 100 | Non-regulated | Dropped - Plant is identified as onsite because it is a net buyer of electricity in 2021 | 7 | 8 | 9 | HRSG1 | HRSG2
Central District Wastewater Treat Plant | 54623_G_2 | 54623 | G | 2 |  | Non-Fossil Waste |  |  | Florida |  | Miami Dade |  |  | 1.2 |  | 1989 | [33 empty] | Miami Dade Water & Sewer Dept | 100 | Miami Dade Water & Sewer Dept | 100 | Non-regulated | Dropped - Plant is identified as onsite because it is a net buyer of electricity in 2021
Ridgeview | 55925_G_GEN3 | 55925 | G | GEN3 |  | Landfill Gas |  |  | Wisconsin |  | Manitowoc |  |  | 0.8 |  | 2002 | 2014 | [32 empty] | Bio-Energy Partners | 100 | Bio-Energy Partners | 100 | Non-regulated | Dropped - Retired/Planned Retirement by 06/2028
Ridgeview | 55925_G_GEN4 | 55925 | G | GEN4 |  | Landfill Gas |  |  | Wisconsin |  | Manitowoc |  |  | 0.8 |  | 2003 | 2014 | [32 empty] | Bio-Energy Partners | 100 | Bio-Energy Partners | 100 | Non-regulated | Dropped - Retired/Planned Retirement by 06/2028
Timberline Trail Gas Recovery | 56525_G_GEN1 | 56525 | G | GEN1 |  | Landfill Gas |  |  | Wisconsin |  | Rusk |  |  | 0.8 |  | 2006 | 2014 | [32 empty] | WM Renewable Energy LLC | 100 | WM Renewable Energy LLC | 100 | Non-regulated | Dropped - Retired/Planned Retirement by 06/2028
Vero Beach Municipal Power Plant | 693_G_3 | 693 | G | 3 |  | O/G Steam |  |  | Florida |  | Indian River |  |  | 33 |  | 1971 | 2014 | [32 empty] | City of Vero Beach - (FL) | 100 | City of Vero Beach - (FL) | 100 | Regulated | Dropped - Retired/Planned Retirement by 06/2028
Walter C Beckjord | 2830_G_5 | 2830 | G | 5 |  | Coal Steam |  |  | Ohio |  | Clermont |  |  | 238 |  | 1962 | 2014 | [32 empty] | Duke Energy Ohio Inc | 100 | Duke Energy Ohio Inc | 100 | Regulated | Dropped - Retired/Planned Retirement by 06/2028 | PB1: 5
Walter C Beckjord | 2830_G_6 | 2830 | G | 6 |  | Coal Steam |  |  | Ohio |  | Clermont |  |  | 414 |  | 1969 | 2014 | [32 empty] | Dayton Power & Light Co | 50 | Dayton Power & Light Co | 50 | Regulated | Dropped - Retired/Planned Retirement by 06/2028 | PB1: 6
Alma | 4140_G_5 | 4140 | G | 5 |  | Coal Steam |  |  | Wisconsin |  | Buffalo |  |  | 62.1 |  | 1960 | 2014 | [32 empty] | Dairyland Power Coop | 100 | Dairyland Power Coop | 100 | Regulated | Dropped - Retired/Planned Retirement by 06/2028 | bar: PB1
ACE Cogeneration Facility | 10002_G_GEN1 | 10002 | G | GEN1 |  | Coal Steam |  |  | California |  | San Bernardino |  |  | 101.2 |  | 1990 | 2014 | [32 empty] | ACE Cogeneration Co | 100 | ACE Cogeneration Co | 100 | Non-regulated | Dropped - Retired/Planned Retirement by 06/2028
Kinsleys Landfill | 10045_G_0011 | 10045 | G | 0011 |  | Landfill Gas |  |  | New Jersey |  | GLOUCESTER |  |  | 0.5 |  | 1985 | 2014 | [32 empty] | Kinsley's Landfill Inc | 100 | Kinsley's Landfill Inc | 100 | Non-regulated | Dropped - Retired/Planned Retirement by 06/2028
Kinsleys Landfill | 10045_G_0012 | 10045 | G | 0012 |  | Landfill Gas |  |  | New Jersey |  | GLOUCESTER |  |  | 0.5 |  | 1985 | 2014 | [32 empty] | Kinsley's Landfill Inc | 100 | Kinsley's Landfill Inc | 100 | Non-regulated | Dropped - Retired/Planned Retirement by 06/2028
Kinsleys Landfill | 10045_G_0013 | 10045 | G | 0013 |  | Landfill Gas |  |  | New Jersey |  | GLOUCESTER |  |  | 0.5 |  | 1985 | 2014 | [32 empty] | Kinsley's Landfill Inc | 100 | Kinsley's Landfill Inc | 100 | Non-regulated | Dropped - Retired/Planned Retirement by 06/2028
Kinsleys Landfill | 10045_G_0014 | 10045 | G | 0014 |  | Landfill Gas |  |  | New Jersey |  | GLOUCESTER |  |  | 0.5 |  | 1985 | 2014 | [32 empty] | Kinsley's Landfill Inc | 100 | Kinsley's Landfill Inc | 100 | Non-regulated | Dropped - Retired/Planned Retirement by 06/2028
PInova Inc | 10120_G_GEN6 | 10120 | G | GEN6 |  | Biomass |  |  | Georgia |  | GLYNN |  |  | 2 |  | 1989 | [33 empty] | Pinova Inc. | 100 | Pinova Inc. | 100 | Non-regulated | Dropped - Plant is identified as onsite because it is a net buyer of electricity in 2021
AG Processing Inc | 10223_G_E.C. | 10223 | G | E.C. |  | Coal Steam |  |  | Iowa |  | Wright |  |  | 8.5 |  | 1982 | 2014 | [32 empty] | Ag Processing Inc | 100 | Ag Processing Inc | 100 | Non-regulated | Dropped - Retired/Planned Retirement by 06/2028
Consumer Operations LLC | 10360_G_GEN10 | 10360 | G | GEN10 |  | Coal Steam |  |  | Wisconsin |  | Brown |  |  | 26.4 |  | 2005 | [33 empty] | Georgia-Pacific Consumer Oper. Green Bay LLC | 100 | Georgia-Pacific Consumer Oper. Green Bay LLC | 100 | Non-regulated | Dropped - Plant is identified as onsite because it is a net buyer of electricity in 2021 | B25 | B26 | B27 | B28 | B29
Consumer Operations LLC | 10360_G_GEN5 | 10360 | G | GEN5 |  | Coal Steam |  |  | Wisconsin |  | Brown |  |  | 7.5 |  | 1954 | [33 empty] | Georgia-Pacific Consumer Oper. Green Bay LLC | 100 | Georgia-Pacific Consumer Oper. Green Bay LLC | 100 | Non-regulated | Dropped - Plant is identified as onsite because it is a net buyer of electricity in 2021 | B24 | B25 | B26 | B27 | B28 | B29
Whiting Mill | 10476_G_GEN4 | 10476 | G | GEN4 |  | Coal Steam |  |  | Wisconsin |  | Portage |  |  | 4.1 |  | 1951 | 2014 | [32 empty] | Verso Corporation | 100 | Verso Corporation | 100 | Non-regulated | Dropped - Retired/Planned Retirement by 06/2028
Rio Bravo Jasmin | 10768_G_UP9 | 10768 | G | UP9 |  | Coal Steam |  |  | California |  | Kern |  |  | 33 |  | 1989 | 2014 | [32 empty] | Rio Bravo Jasmin | 100 | Rio Bravo Jasmin | 100 | Non-regulated | Dropped - Retired/Planned Retirement by 06/2028
Texas City Plant Union Carbide | 50153_G_GTG | 50153 | G | GTG |  | Combustion Turbine |  |  | Texas |  | Galveston |  |  | 32 |  | 1996 | [33 empty] | Union Carbide Corp-Texas City | 100 | Union Carbide Corp-Texas City | 100 | Non-regulated | Dropped - Plant is identified as onsite because it is a net buyer of electricity in 2021
Valero Energy Port Arthur Refinery | 52108_G_GEN1 | 52108 | G | GEN1 |  | Combined Cycle |  |  | Texas |  | JEFFERSON |  |  | 14 |  | 1975 | 2014 | [32 empty] | Valero Energy Corporation | 100 | Valero Energy Corporation | 100 | Non-regulated | Dropped - Retired/Planned Retirement by 06/2028
Valero Energy Port Arthur Refinery | 52108_G_GEN2 | 52108 | G | GEN2 |  | Combustion Turbine |  |  | Texas |  | JEFFERSON |  |  | 12 |  | 1966 | 2014 | [32 empty] | Valero Energy Corporation | 100 | Valero Energy Corporation | 100 | Non-regulated | Dropped - Retired/Planned Retirement by 06/2028
Valero Energy Port Arthur Refinery | 52108_G_GEN4 | 52108 | G | GEN4 |  | Fossil Waste |  |  | Texas |  | JEFFERSON |  |  | 10 |  | 1943 | 2014 | [32 empty] | Valero Energy Corporation | 100 | Valero Energy Corporation | 100 | Non-regulated | Dropped - Retired/Planned Retirement by 06/2028
Valero Energy Port Arthur Refinery | 52108_G_GEN5 | 52108 | G | GEN5 |  | Fossil Waste |  |  | Texas |  | JEFFERSON |  |  | 10 |  | 1928 | 2014 | [32 empty] | Valero Energy Corporation | 100 | Valero Energy Corporation | 100 | Non-regulated | Dropped - Retired/Planned Retirement by 06/2028
Valero Energy Port Arthur Refinery | 52108_G_GEN6 | 52108 | G | GEN6 |  | Fossil Waste |  |  | Texas |  | JEFFERSON |  |  | 10 |  | 1954 | 2014 | [32 empty] | Valero Energy Corporation | 100 | Valero Energy Corporation | 100 | Non-regulated | Dropped - Retired/Planned Retirement by 06/2028
Valero Energy Port Arthur Refinery | 52108_G_GEN7 | 52108 | G | GEN7 |  | Fossil Waste |  |  | Texas |  | JEFFERSON |  |  | 10 |  | 1951 | 2014 | [32 empty] | Valero Energy Corporation | 100 | Valero Energy Corporation | 100 | Non-regulated | Dropped - Retired/Planned Retirement by 06/2028
Central District Wastewater Treat Plant | 54623_G_1 | 54623 | G | 1 |  | Non-Fossil Waste |  |  | Florida |  | Miami Dade |  |  | 1.2 |  | 1989 | [33 empty] | Miami Dade Water & Sewer Dept | 100 | Miami Dade Water & Sewer Dept | 100 | Non-regulated | Dropped - Plant is identified as onsite because it is a net buyer of electricity in 2021
BNWRD | 56176_G_1 | 56176 | G | 1 |  | Combustion Turbine |  |  | Illinois |  | McLean |  |  | 1.8 |  | 2000 | 2014 | [32 empty] | Corn Belt Energy Corporation | 100 | Corn Belt Energy Corporation | 100 | Regulated | Dropped - Retired/Planned Retirement by 06/2028
Patterson Pass | 56213_G_WND1 | 56213 | G | WND1 |  | Onshore Wind |  |  | California |  | Alameda |  |  | 8.1 |  | 1985 | 2014 | [32 empty] | Volkar, Coombs Partners | 40 | Volkar, Coombs Partners | 40 | Non-regulated | Dropped - Retired/Planned Retirement by 06/2028
Patterson Pass | 56213_G_WND2 | 56213 | G | WND2 |  | Onshore Wind |  |  | California |  | Alameda |  |  | 13.8 |  | 1987 | 2014 | [32 empty] | Volkar, Coombs Partners | 40 | Volkar, Coombs Partners | 40 | Non-regulated | Dropped - Retired/Planned Retirement by 06/2028
Winnebago Energy Center LLC | 56780_G_1 | 56780 | G | 1 |  | Landfill Gas |  |  | Illinois |  | WINNEBAGO |  |  | 1.6 |  | 2007 | 2014 | [32 empty] | Winnebago Energy Center LLC | 100 | Winnebago Energy Center LLC | 100 | Non-regulated | Dropped - Retired/Planned Retirement by 06/2028
Winnebago Energy Center LLC | 56780_G_2 | 56780 | G | 2 |  | Landfill Gas |  |  | Illinois |  | WINNEBAGO |  |  | 1.6 |  | 2007 | 2014 | [32 empty] | Winnebago Energy Center LLC | 100 | Winnebago Energy Center LLC | 100 | Non-regulated | Dropped - Retired/Planned Retirement by 06/2028
Winnebago Energy Center LLC | 56780_G_3 | 56780 | G | 3 |  | Landfill Gas |  |  | Illinois |  | WINNEBAGO |  |  | 1.6 |  | 2007 | 2014 | [32 empty] | Winnebago Energy Center LLC | 100 | Winnebago Energy Center LLC | 100 | Non-regulated | Dropped - Retired/Planned Retirement by 06/2028
Winnebago Energy Center LLC | 56780_G_4 | 56780 | G | 4 |  | Landfill Gas |  |  | Illinois |  | WINNEBAGO |  |  | 1.6 |  | 2007 | 2014 | [32 empty] | Winnebago Energy Center LLC | 100 | Winnebago Energy Center LLC | 100 | Non-regulated | Dropped - Retired/Planned Retirement by 06/2028
Sheraton SD East Tower | 57592_G_45 | 57592 | G | 45 |  | Fuel Cell |  |  | California |  | San Diego |  |  | 0.3 |  | 2005 | 2014 | [32 empty] | Alliance Star Energy LLC | 100 | Alliance Star Energy LLC | 100 | Non-regulated | Dropped - Retired/Planned Retirement by 06/2028
Sheraton SD East Tower | 57592_G_47 | 57592 | G | 47 |  | Fuel Cell |  |  | California |  | San Diego |  |  | 0.3 |  | 2005 | 2014 | [32 empty] | Alliance Star Energy LLC | 100 | Alliance Star Energy LLC | 100 | Non-regulated | Dropped - Retired/Planned Retirement by 06/2028
Sheraton SD East Tower | 57592_G_50 | 57592 | G | 50 |  | Fuel Cell |  |  | California |  | San Diego |  |  | 0.3 |  | 2005 | 2014 | [32 empty] | Alliance Star Energy LLC | 100 | Alliance Star Energy LLC | 100 | Non-regulated | Dropped - Retired/Planned Retirement by 06/2028
Sheraton SD East Tower | 57592_G_51 | 57592 | G | 51 |  | Fuel Cell |  |  | California |  | San Diego |  |  | 0.3 |  | 2005 | 2014 | [32 empty] | Alliance Star Energy LLC | 100 | Alliance Star Energy LLC | 100 | Non-regulated | Dropped - Retired/Planned Retirement by 06/2028
Arizona Western College PV | 57765_G_GV1 | 57765 | G | GV1 |  | Solar PV |  |  | Arizona |  | Yuma |  |  | 0.5 |  | 2011 | 2014 | [32 empty] | AES Distributed Energy | 100 | AES Distributed Energy | 100 | Non-regulated | Dropped - Retired/Planned Retirement by 06/2028
Arizona Western College PV | 57765_G_GV2 | 57765 | G | GV2 |  | Solar PV |  |  | Arizona |  | Yuma |  |  | 0.5 |  | 2011 | 2014 | [32 empty] | AES Distributed Energy | 100 | AES Distributed Energy | 100 | Non-regulated | Dropped - Retired/Planned Retirement by 06/2028
Lamar Plant | 508_G_5 | 508 | G | 5 |  | Combustion Turbine |  |  | Colorado |  | Prowers |  |  | 4.2 |  | 2001 | 2014 | [32 empty] | Arkansas River Power Authority | 100 | Arkansas River Power Authority | 100 | Regulated | Dropped - Retired/Planned Retirement by 06/2028
Lamar Plant | 508_G_6 | 508 | G | 6 |  | Coal Steam |  |  | Colorado |  | Prowers |  |  | 15 |  | 2009 | 2014 | [32 empty] | Arkansas River Power Authority | 100 | Arkansas River Power Authority | 100 | Regulated | Dropped - Retired/Planned Retirement by 06/2028 | PB1: 4
Riverton | 1239_G_7 | 1239 | G | 7 |  | O/G Steam |  |  | Kansas |  | Cherokee |  |  | 38 |  | 1950 | 2014 | [32 empty] | Empire District Electric Co | 100 | Empire District Electric Co | 100 | Regulated | Dropped - Retired/Planned Retirement by 06/2028 | PB1: 39
Coldwater | 1819_G_IC4 | 1819 | G | IC4 |  | Combustion Turbine |  |  | Michigan |  | Branch |  |  | 2.5 |  | 1974 | 2014 | [32 empty] | Coldwater Board of Public Util | 100 | Coldwater Board of Public Util | 100 | Regulated | Dropped - Retired/Planned Retirement by 06/2028
Alma | 4140_G_4 | 4140 | G | 4 |  | Coal Steam |  |  | Wisconsin |  | Buffalo |  |  | 40.4 |  | 1957 | 2014 | [32 empty] | Dairyland Power Coop | 100 | Dairyland Power Coop | 100 | Regulated | Dropped - Retired/Planned Retirement by 06/2028 | bar: PB1
John Deere Harvester Works | 10039_G_GEN2 | 10039 | G | GEN2 |  | Coal Steam |  |  | Illinois |  | Rock Island |  |  | 2 |  | 1940 | 2014 | [32 empty] | John Deere Harvester Works Co | 100 | John Deere Harvester Works Co | 100 | Non-regulated | Dropped - Retired/Planned Retirement by 06/2028
Bayou Cogen Plant | 10298_G_GEN3 | 10298 | G | GEN3 |  | Combustion Turbine |  |  | Texas |  | Harris |  |  | 65 |  | 1985 | 2014 | [32 empty] | Air Liquide Large Industries U S LP | 100 | Air Liquide Large Industries U S LP | 100 | Non-regulated | Dropped - Retired/Planned Retirement by 06/2028
Entenmanns Energy Center | 54541_G_1 | 54541 | G | 1 |  | Combustion Turbine |  |  | New York |  | Suffolk |  |  | 1.3 |  | 1994 | 2014 | [32 empty] | PE Bay Shore LLC | 100 | PE Bay Shore LLC | 100 | Non-regulated | Dropped - Retired/Planned Retirement by 06/2028
Entenmanns Energy Center | 54541_G_2 | 54541 | G | 2 |  | Combustion Turbine |  |  | New York |  | Suffolk |  |  | 1.3 |  | 1994 | 2014 | [32 empty] | PE Bay Shore LLC | 100 | PE Bay Shore LLC | 100 | Non-regulated | Dropped - Retired/Planned Retirement by 06/2028
Entenmanns Energy Center | 54541_G_3 | 54541 | G | 3 |  | Combustion Turbine |  |  | New York |  | Suffolk |  |  | 1.3 |  | 1994 | 2014 | [32 empty] | PE Bay Shore LLC | 100 | PE Bay Shore LLC | 100 | Non-regulated | Dropped - Retired/Planned Retirement by 06/2028
Entenmanns Energy Center | 54541_G_4 | 54541 | G | 4 |  | Combustion Turbine |  |  | New York |  | Suffolk |  |  | 1.3 |  | 1994 | 2014 | [32 empty] | PE Bay Shore LLC | 100 | PE Bay Shore LLC | 100 | Non-regulated | Dropped - Retired/Planned Retirement by 06/2028
Ausra Kimberlina Solar Generation | 56943_G_1 | 56943 | G | 1 |  | Solar Thermal |  |  | California |  | Kern |  |  | 3.5 |  | 2009 | 2014 | [32 empty] | Ausra CA I LLC | 100 | Ausra CA I LLC | 100 | Non-regulated | Dropped - Retired/Planned Retirement by 06/2028
NCAH Central Utility Plant | 58265_G_EP-2 | 58265 | G | EP-2 |  | Combustion Turbine |  |  | Iowa |  | Story |  |  | 0.6 |  | 1996 | [33 empty] | National Veterinary Services Laboratory | 100 | National Veterinary Services Laboratory | 100 | Non-regulated | Dropped - Plant is identified as onsite because it is a net buyer of electricity in 2021
ACI Energy Partners LLC | 58442_G_GEN1 | 58442 | G | GEN1 |  | Combustion Turbine |  |  | New Jersey |  | Atlantic |  |  | 7.2 |  | 2012 | 2014 | [32 empty] | ACI Energy Partners LLC | 100 | ACI Energy Partners LLC | 100 | Non-regulated | Dropped - Retired/Planned Retirement by 06/2028
Blue Lake Hydro | 93_G_1 | 93 | G | 1 |  | Hydro |  |  | Alaska |  | Sitka |  |  | 3.5 |  | 1961 | [33 empty] | City & Borough of Sitka - (AK) | 100 | City & Borough of Sitka - (AK) | 100 | Regulated | Dropped - in Alaska or in Hawaii or Puerto Rico
Blue Lake Hydro | 93_G_2 | 93 | G | 2 |  | Hydro |  |  | Alaska |  | Sitka |  |  | 3.5 |  | 1961 | [33 empty] | City & Borough of Sitka - (AK) | 100 | City & Borough of Sitka - (AK) | 100 | Regulated | Dropped - in Alaska or in Hawaii or Puerto Rico
PSEG Kearny Generating Station | 2404_G_9 | 2404 | G | 9 |  | Combustion Turbine |  |  | New Jersey |  | Hudson |  |  | 21 |  | 1967 | 2014 | [32 empty] | Kearny Generating Station | 100 | Kearny Generating Station | 100 | Non-regulated | Dropped - Retired/Planned Retirement by 06/2028
Wanapum | 3888_G_9 | 3888 | G | 9 |  | Hydro |  |  | Washington |  | Grant |  |  | 103.8 |  | 1964 | 2014 | [32 empty] | PUD No 2 of Grant County | 100 | PUD No 2 of Grant County | 100 | Regulated | Dropped - Retired/Planned Retirement by 06/2028
Yakutat | 6637_G_4A | 6637 | G | 4A |  | Combustion Turbine |  |  | Alaska |  | Yakutat |  |  | 1.1 |  | 1993 | [33 empty] | Alaska Village Elec Coop, Inc | 100 | Alaska Village Elec Coop, Inc | 100 | Regulated | Dropped - in Alaska or in Hawaii or Puerto Rico
Santa Maria Cogen Plant | 10733_G_GEN1 | 10733 | G | GEN1 |  | Combustion Turbine |  |  | California |  | Santa Barbara |  |  | 7 |  | 1989 | 2014 | [32 empty] | Wellhead Services, Inc | 100 | Wellhead Services, Inc | 100 | Non-regulated | Dropped - Retired/Planned Retirement by 06/2028
Suwannee River Chemical Complex | 50473_G_SRC | 50473 | G | SRC |  | Energy Storage |  |  | Florida |  | Hamilton |  |  | 27.3 |  | 1986 | 2014 | [32 empty] | White Springs Agrici Chem Inc | 100 | White Springs Agrici Chem Inc | 100 | Non-regulated | Dropped - Retired/Planned Retirement by 06/2028 | bar: PB1 to PB2
Versailles Mill | 54657_G_NO1 | 54657 | G | NO1 |  | O/G Steam |  |  | Connecticut |  | New London |  |  | 14 |  | 1962 | 2014 | [32 empty] | Fusion Paperboard Connecticut LLC | 100 | Fusion Paperboard Connecticut LLC | 100 | Non-regulated | Dropped - Retired/Planned Retirement by 06/2028
Nashua Plant | 55006_G_UNT1 | 55006 | G | UNT1 |  | Landfill Gas |  |  | New Hampshire |  | Hillsborough |  |  | 2 |  | 1996 | 2014 | [32 empty] | NextEra Renewable Fuels, LLC | 100 | NextEra Renewable Fuels, LLC | 100 | Non-regulated | Dropped - Retired/Planned Retirement by 06/2028
Delaware Mountain Windfarm | 55399_G_01 | 55399 | G | 01 |  | Onshore Wind |  |  | Texas |  | Culberson |  |  | 23.3 |  | 1999 | 2014 | [32 empty] | Delaware Mountain LP | 100 | Delaware Mountain LP | 100 | Non-regulated | Dropped - Retired/Planned Retirement by 06/2028
Widows Creek | 50_G_1 | 50 | G | 1 |  | Coal Steam |  |  | Alabama |  | Jackson |  |  | 111 |  | 1952 | 2014 | [32 empty] | Tennessee Valley Authority | 100 | Tennessee Valley Authority | 100 | Regulated | Dropped - Retired/Planned Retirement by 06/2028 | bar: PB1
Widows Creek | 50_G_2 | 50 | G | 2 |  | Coal Steam |  |  | Alabama |  | Jackson |  |  | 111 |  | 1952 | 2014 | [32 empty] | Tennessee Valley Authority | 100 | Tennessee Valley Authority | 100 | Regulated | Dropped - Retired/Planned Retirement by 06/2028 | PB1: 2
Widows Creek | 50_G_4 | 50 | G | 4 |  | Coal Steam |  |  | Alabama |  | Jackson |  |  | 111 |  | 1953 | 2014 | [32 empty] | Tennessee Valley Authority | 100 | Tennessee Valley Authority | 100 | Regulated | Dropped - Retired/Planned Retirement by 06/2028 | PB1: 4
Widows Creek | 50_G_6 | 50 | G | 6 |  | Coal Steam |  |  | Alabama |  | Jackson |  |  | 111 |  | 1954 | 2014 | [32 empty] | Tennessee Valley Authority | 100 | Tennessee Valley Authority | 100 | Regulated | Dropped - Retired/Planned Retirement by 06/2028 | PB1: 6
Marshall (MO) | 2144_G_3 | 2144 | G | 3 |  | O/G Steam |  |  | Missouri |  | Saline |  |  | 3.9 |  | 1948 | 2014 | [32 empty] | City of Marshall - (MO) | 100 | City of Marshall - (MO) | 100 | Regulated | Dropped - Retired/Planned Retirement by 06/2028 | PB1: 3; PB2: 4
Sunbury Generation LP | 3152_G_1 | 3152 | G | 1 |  | Coal Steam |  |  | Pennsylvania |  | Snyder |  |  | 80 |  | 1949 | 2014 | [32 empty] | Sunbury Generation LP | 100 | Sunbury Generation LP | 100 | Non-regulated | Dropped - Retired/Planned Retirement by 06/2028 | 1A | 1B | 2A | 2B | 3
Sunbury Generation LP | 3152_G_2 | 3152 | G | 2 |  | Coal Steam |  |  | Pennsylvania |  | Snyder |  |  | 80 |  | 1949 | 2014 | [32 empty] | Sunbury Generation LP | 100 | Sunbury Generation LP | 100 | Non-regulated | Dropped - Retired/Planned Retirement by 06/2028 | 1A | 1B | 2A | 2B | 3
Sunbury Generation LP | 3152_G_3 | 3152 | G | 3 |  | Coal Steam |  |  | Pennsylvania |  | Snyder |  |  | 94 |  | 1951 | 2014 | [32 empty] | Sunbury Generation LP | 100 | Sunbury Generation LP | 100 | Non-regulated | Dropped - Retired/Planned Retirement by 06/2028 | 1A | 1B | 2A | 2B | 3
Sunbury Generation LP | 3152_G_4 | 3152 | G | 4 |  | Coal Steam |  |  | Pennsylvania |  | Snyder |  |  | 128 |  | 1953 | 2014 | [32 empty] | Sunbury Generation LP | 100 | Sunbury Generation LP | 100 | Non-regulated | Dropped - Retired/Planned Retirement by 06/2028 | PB1: 4
Bryan (TX) | 3561_G_3 | 3561 | G | 3 |  | O/G Steam |  |  | Texas |  | Brazos |  |  | 12 |  | 1955 | 2014 | [32 empty] | City of Bryan - (TX) | 100 | City of Bryan - (TX) | 100 | Regulated | Dropped - Retired/Planned Retirement by 06/2028 | PB1: 3
Bryan (TX) | 3561_G_4 | 3561 | G | 4 |  | O/G Steam |  |  | Texas |  | Brazos |  |  | 22 |  | 1958 | 2014 | [32 empty] | City of Bryan - (TX) | 100 | City of Bryan - (TX) | 100 | Regulated | Dropped - Retired/Planned Retirement by 06/2028 | PB1: 4
Bryan (TX) | 3561_G_5 | 3561 | G | 5 |  | O/G Steam |  |  | Texas |  | Brazos |  |  | 25 |  | 1966 | 2014 | [32 empty] | City of Bryan - (TX) | 100 | City of Bryan - (TX) | 100 | Regulated | Dropped - Retired/Planned Retirement by 06/2028 | PB1: 5
Bryan (TX) | 3561_G_6 | 3561 | G | 6 |  | O/G Steam |  |  | Texas |  | Brazos |  |  | 50 |  | 1969 | 2014 | [32 empty] | City of Bryan - (TX) | 100 | City of Bryan - (TX) | 100 | Regulated | Dropped - Retired/Planned Retirement by 06/2028 | PB1: 6
Loma Linda University Cogen | 10206_G_GEN3 | 10206 | G | GEN3 |  | Combined Cycle |  |  | California |  | San Bernardino |  |  | 1.2 |  | 1980 | [33 empty] | Loma Linda University | 100 | Loma Linda University | 100 | Non-regulated | Dropped - Plant is identified as onsite because it is a net buyer of electricity in 2021
Sierra Power | 50068_G_WEST | 50068 | G | WEST |  | Biomass |  |  | California |  | TULARE |  |  | 7 |  | 1985 | 2014 | [32 empty] | Sierra Power Corp | 100 | Sierra Power Corp | 100 | Non-regulated | Dropped - Retired/Planned Retirement by 06/2028
Trinity Oaks Energy | 57877_G_UNT1 | 57877 | G | UNT1 |  | Landfill Gas |  |  | Texas |  | Dallas |  |  | 1.5 |  | 2009 | 2014 | [32 empty] | Trinity Oaks Energy LLC | 100 | Trinity Oaks Energy LLC | 100 | Non-regulated | Dropped - Retired/Planned Retirement by 06/2028
Trinity Oaks Energy | 57877_G_UNT2 | 57877 | G | UNT2 |  | Landfill Gas |  |  | Texas |  | Dallas |  |  | 1.5 |  | 2009 | 2014 | [32 empty] | Trinity Oaks Energy LLC | 100 | Trinity Oaks Energy LLC | 100 | Non-regulated | Dropped - Retired/Planned Retirement by 06/2028
Fort Worth Methane | 57878_G_UNT1 | 57878 | G | UNT1 |  | Landfill Gas |  |  | Texas |  | Tarrant |  |  | 1.5 |  | 2006 | 2014 | [32 empty] | Fort Worth Methane LLC | 100 | Fort Worth Methane LLC | 100 | Non-regulated | Dropped - Retired/Planned Retirement by 06/2028
CJTS Energy Center | 58365_G_UNIT1 | 58365 | G | UNIT1 |  | Fuel Cell |  |  | Connecticut |  | Middlesex |  |  | 0.2 |  | 2001 | 2014 | [32 empty] | Ameresco Select Inc | 100 | Ameresco Select Inc | 100 | Non-regulated | Dropped - Retired/Planned Retirement by 06/2028
CJTS Energy Center | 58365_G_UNIT2 | 58365 | G | UNIT2 |  | Fuel Cell |  |  | Connecticut |  | Middlesex |  |  | 0.2 |  | 2001 | 2014 | [32 empty] | Ameresco Select Inc | 100 | Ameresco Select Inc | 100 | Non-regulated | Dropped - Retired/Planned Retirement by 06/2028
CJTS Energy Center | 58365_G_UNIT3 | 58365 | G | UNIT3 |  | Fuel Cell |  |  | Connecticut |  | Middlesex |  |  | 0.2 |  | 2001 | 2014 | [32 empty] | Ameresco Select Inc | 100 | Ameresco Select Inc | 100 | Non-regulated | Dropped - Retired/Planned Retirement by 06/2028
CJTS Energy Center | 58365_G_UNIT5 | 58365 | G | UNIT5 |  | Fuel Cell |  |  | Connecticut |  | Middlesex |  |  | 0.2 |  | 2001 | 2014 | [32 empty] | Ameresco Select Inc | 100 | Ameresco Select Inc | 100 | Non-regulated | Dropped - Retired/Planned Retirement by 06/2028
Shawnee | 1379_G_10 | 1379 | G | 10 |  | Coal Steam |  |  | Kentucky |  | McCracken |  |  | 124 |  | 1956 | 2014 | [32 empty] | Tennessee Valley Authority | 100 | Tennessee Valley Authority | 100 | Regulated | Dropped - Retired/Planned Retirement by 06/2028 | PB1: 10
Riverside (MD) | 1559_G_GT6 | 1559 | G | GT6 |  | Combustion Turbine |  |  | Maryland |  | Baltimore |  |  | 115 |  | 1970 | 2014 | [32 empty] | Constellation Power Source Generation, LLC | 100 | Constellation Power Source Generation, LLC | 100 | Non-regulated | Dropped - Retired/Planned Retirement by 06/2028
Mount Tom | 1606_G_1 | 1606 | G | 1 |  | Coal Steam |  |  | Massachusetts |  | Hampden |  |  | 143.6 |  | 1960 | 2014 | [32 empty] | Pinetree Power- Tamworth LLC. | 100 | Pinetree Power- Tamworth LLC. | 100 | Non-regulated | Dropped - Retired/Planned Retirement by 06/2028
Salem Harbor | 1626_G_1 | 1626 | G | 1 |  | Coal Steam |  |  | Massachusetts |  | Essex |  |  | 79.7 |  | 1952 | 2014 | [32 empty] | Footprint Salem Harbor OP LLC | 100 | Footprint Salem Harbor OP LLC | 100 | Non-regulated | Dropped - Retired/Planned Retirement by 06/2028 | bar: PB1
Salem Harbor | 1626_G_2 | 1626 | G | 2 |  | Coal Steam |  |  | Massachusetts |  | Essex |  |  | 78 |  | 1952 | 2014 | [32 empty] | Footprint Salem Harbor OP LLC | 100 | Footprint Salem Harbor OP LLC | 100 | Non-regulated | Dropped - Retired/Planned Retirement by 06/2028 | PB1: 2
Salem Harbor | 1626_G_3 | 1626 | G | 3 |  | Coal Steam |  |  | Massachusetts |  | Essex |  |  | 149.8 |  | 1958 | 2014 | [32 empty] | Footprint Salem Harbor OP LLC | 100 | Footprint Salem Harbor OP LLC | 100 | Non-regulated | Dropped - Retired/Planned Retirement by 06/2028 | PB1: 3
Salem Harbor | 1626_G_4 | 1626 | G | 4 |  | O/G Steam |  |  | Massachusetts |  | Essex |  |  | 436.8 |  | 1972 | 2014 | [32 empty] | Footprint Salem Harbor OP LLC | 100 | Footprint Salem Harbor OP LLC | 100 | Non-regulated | Dropped - Retired/Planned Retirement by 06/2028 | PB1: 4
Deepwater | 2384_G_1 | 2384 | G | 1 |  | O/G Steam |  |  | New Jersey |  | Salem |  |  | 78.9 |  | 1958 | 2014 | [32 empty] | Calpine New Jersey Generation LLC | 100 | Calpine New Jersey Generation LLC | 100 | Non-regulated | Dropped - Retired/Planned Retirement by 06/2028 | bar: PB1
Deepwater | 2384_G_6 | 2384 | G | 6 |  | O/G Steam |  |  | New Jersey |  | Salem |  |  | 81.2 |  | 1954 | 2014 | [32 empty] | Calpine New Jersey Generation LLC | 100 | Calpine New Jersey Generation LLC | 100 | Non-regulated | Dropped - Retired/Planned Retirement by 06/2028 | PB1: 8
PSEG Burlington Generating Station | 2399_G_91 | 2399 | G | 91 |  | Combustion Turbine |  |  | New Jersey |  | Burlington |  |  | 46.6 |  | 1972 | 2014 | [32 empty] | Burlington Generating Station | 100 | Burlington Generating Station | 100 | Non-regulated | Dropped - Retired/Planned Retirement by 06/2028
PSEG Burlington Generating Station | 2399_G_92 | 2399 | G | 92 |  | Combustion Turbine |  |  | New Jersey |  | Burlington |  |  | 47.3 |  | 1972 | 2014 | [32 empty] | Burlington Generating Station | 100 | Burlington Generating Station | 100 | Non-regulated | Dropped - Retired/Planned Retirement by 06/2028
PSEG Burlington Generating Station | 2399_G_93 | 2399 | G | 93 |  | Combustion Turbine |  |  | New Jersey |  | Burlington |  |  | 46.8 |  | 1972 | 2014 | [32 empty] | Burlington Generating Station | 100 | Burlington Generating Station | 100 | Non-regulated | Dropped - Retired/Planned Retirement by 06/2028
PSEG Burlington Generating Station | 2399_G_94 | 2399 | G | 94 |  | Combustion Turbine |  |  | New Jersey |  | Burlington |  |  | 46 |  | 1972 | 2014 | [32 empty] | Burlington Generating Station | 100 | Burlington Generating Station | 100 | Non-regulated | Dropped - Retired/Planned Retirement by 06/2028
Portland (PA) | 3113_G_1 | 3113 | G | 1 |  | O/G Steam |  |  | Pennsylvania |  | Northampton |  |  | 151 |  | 1958 | 2014 | [32 empty] | Portland Power, LLC | 100 | Portland Power, LLC | 100 | Non-regulated | Dropped - Retired/Planned Retirement by 06/2028 | bar: PB1
Highmore | 3343_G_1 | 3343 | G | 1 |  | Combustion Turbine |  |  | South Dakota |  | Hyde |  |  | 0.6 |  | 1948 | 2014 | [32 empty] | NorthWestern Energy - (SD) | 100 | NorthWestern Energy - (SD) | 100 | Regulated | Dropped - Retired/Planned Retirement by 06/2028
Highmore | 3343_G_2 | 3343 | G | 2 |  | Combustion Turbine |  |  | South Dakota |  | Hyde |  |  | 1.3 |  | 1960 | 2014 | [32 empty] | NorthWestern Energy - (SD) | 100 | NorthWestern Energy - (SD) | 100 | Regulated | Dropped - Retired/Planned Retirement by 06/2028
Highmore | 3343_G_3 | 3343 | G | 3 |  | Combustion Turbine |  |  | South Dakota |  | Hyde |  |  | 2.6 |  | 1970 | 2014 | [32 empty] | NorthWestern Energy - (SD) | 100 | NorthWestern Energy - (SD) | 100 | Regulated | Dropped - Retired/Planned Retirement by 06/2028
Redfield | 3347_G_1 | 3347 | G | 1 |  | Combustion Turbine |  |  | South Dakota |  | Spink |  |  | 1.3 |  | 1962 | 2014 | [32 empty] | NorthWestern Energy - (SD) | 100 | NorthWestern Energy - (SD) | 100 | Regulated | Dropped - Retired/Planned Retirement by 06/2028
Redfield | 3347_G_2 | 3347 | G | 2 |  | Combustion Turbine |  |  | South Dakota |  | Spink |  |  | 1.3 |  | 1962 | 2014 | [32 empty] | NorthWestern Energy - (SD) | 100 | NorthWestern Energy - (SD) | 100 | Regulated | Dropped - Retired/Planned Retirement by 06/2028
Redfield | 3347_G_3 | 3347 | G | 3 |  | Combustion Turbine |  |  | South Dakota |  | Spink |  |  | 1.3 |  | 1962 | 2014 | [32 empty] | NorthWestern Energy - (SD) | 100 | NorthWestern Energy - (SD) | 100 | Regulated | Dropped - Retired/Planned Retirement by 06/2028
John Sevier | 3405_G_3 | 3405 | G | 3 |  | Coal Steam |  |  | Tennessee |  | Hawkins |  |  | 176 |  | 1956 | 2014 | [32 empty] | Tennessee Valley Authority | 100 | Tennessee Valley Authority | 100 | Regulated | Dropped - Retired/Planned Retirement by 06/2028 | PB1: 3
John Sevier | 3405_G_4 | 3405 | G | 4 |  | Coal Steam |  |  | Tennessee |  | Hawkins |  |  | 176 |  | 1957 | 2014 | [32 empty] | Tennessee Valley Authority | 100 | Tennessee Valley Authority | 100 | Regulated | Dropped - Retired/Planned Retirement by 06/2028 | PB1: 4
Menasha | 4127_G_3 | 4127 | G | 3 |  | Coal Steam |  |  | Wisconsin |  | WINNEBAGO |  |  | 7.5 |  | 1954 | 2014 | [32 empty] | City of Menasha - (WI) | 100 | City of Menasha - (WI) | 100 | Non-regulated | Dropped - Retired/Planned Retirement by 06/2028
Menasha | 4127_G_4 | 4127 | G | 4 |  | Coal Steam |  |  | Wisconsin |  | WINNEBAGO |  |  | 12.5 |  | 1964 | 2014 | [32 empty] | City of Menasha - (WI) | 100 | City of Menasha - (WI) | 100 | Non-regulated | Dropped - Retired/Planned Retirement by 06/2028
Menasha | 4127_G_5 | 4127 | G | 5 |  | Coal Steam |  |  | Wisconsin |  | WINNEBAGO |  |  | 6.9 |  | 2006 | 2014 | [32 empty] | City of Menasha - (WI) | 100 | City of Menasha - (WI) | 100 | Non-regulated | Dropped - Retired/Planned Retirement by 06/2028
Menasha | 4127_G_IC1 | 4127 | G | IC1 |  | Combustion Turbine |  |  | Wisconsin |  | WINNEBAGO |  |  | 1 |  | 1949 | 2014 | [32 empty] | City of Menasha - (WI) | 100 | City of Menasha - (WI) | 100 | Non-regulated | Dropped - Retired/Planned Retirement by 06/2028
Louisiana Sugar Refining | 10301_G_GEN1 | 10301 | G | GEN1 |  | O/G Steam |  |  | Louisiana |  | St James |  |  | 0.6 |  | 1930 | [33 empty] | Louisiana Sugar Refining LLC | 100 | Louisiana Sugar Refining LLC | 100 | Non-regulated | Dropped - Plant is identified as onsite because it is a net buyer of electricity in 2021
Municipal Cogen Plant | 50674_G_GEN1 | 50674 | G | GEN1 |  | Combustion Turbine |  |  | California |  | Riverside |  |  | 0.6 |  | 1985 | [33 empty] | Palm Springs City of | 100 | Palm Springs City of | 100 | Non-regulated | Dropped - Plant is identified as onsite because it is a net buyer of electricity in 2021
Municipal Cogen Plant | 50674_G_GEN2 | 50674 | G | GEN2 |  | Combustion Turbine |  |  | California |  | Riverside |  |  | 0.6 |  | 1985 | [33 empty] | Palm Springs City of | 100 | Palm Springs City of | 100 | Non-regulated | Dropped - Plant is identified as onsite because it is a net buyer of electricity in 2021
Delta (CO) | 496_G_1 | 496 | G | 1 |  | Combustion Turbine |  |  | Colorado |  | Delta |  |  | 0.8 |  | 1945 | 2014 | [32 empty] | City of Delta - (CO) | 100 | City of Delta - (CO) | 100 | Regulated | Dropped - Retired/Planned Retirement by 06/2028
Delta (CO) | 496_G_2 | 496 | G | 2 |  | Combustion Turbine |  |  | Colorado |  | Delta |  |  | 0.4 |  | 1939 | 2014 | [32 empty] | City of Delta - (CO) | 100 | City of Delta - (CO) | 100 | Regulated | Dropped - Retired/Planned Retirement by 06/2028
Delta (CO) | 496_G_3 | 496 | G | 3 |  | Combustion Turbine |  |  | Colorado |  | Delta |  |  | 0.1 |  | 1938 | 2014 | [32 empty] | City of Delta - (CO) | 100 | City of Delta - (CO) | 100 | Regulated | Dropped - Retired/Planned Retirement by 06/2028
Delta (CO) | 496_G_4 | 496 | G | 4 |  | Combustion Turbine |  |  | Colorado |  | Delta |  |  | 0.1 |  | 1937 | 2014 | [32 empty] | City of Delta - (CO) | 100 | City of Delta - (CO) | 100 | Regulated | Dropped - Retired/Planned Retirement by 06/2028
Delta (CO) | 496_G_5 | 496 | G | 5 |  | Combustion Turbine |  |  | Colorado |  | Delta |  |  | 0.1 |  | 1937 | 2014 | [32 empty] | City of Delta - (CO) | 100 | City of Delta - (CO) | 100 | Regulated | Dropped - Retired/Planned Retirement by 06/2028
Delta (CO) | 496_G_6 | 496 | G | 6 |  | Combustion Turbine |  |  | Colorado |  | Delta |  |  | 1.2 |  | 1949 | 2014 | [32 empty] | City of Delta - (CO) | 100 | City of Delta - (CO) | 100 | Regulated | Dropped - Retired/Planned Retirement by 06/2028
Delta (CO) | 496_G_7 | 496 | G | 7 |  | Combustion Turbine |  |  | Colorado |  | Delta |  |  | 1.8 |  | 1956 | 2014 | [32 empty] | City of Delta - (CO) | 100 | City of Delta - (CO) | 100 | Regulated | Dropped - Retired/Planned Retirement by 06/2028
Carmi | 937_G_6 | 937 | G | 6 |  | Combustion Turbine |  |  | Illinois |  | White |  |  | 0.5 |  | 1939 | 2014 | [32 empty] | City of Carmi - (IL) | 100 | City of Carmi - (IL) | 100 | Regulated | Dropped - Retired/Planned Retirement by 06/2028
CC Perry K | 992_G_4 | 992 | G | 4 |  | O/G Steam |  |  | Indiana |  | Marion |  |  | 10 |  | 1925 | 2014 | [32 empty] | Citizens Thermal Energy | 100 | Citizens Thermal Energy | 100 | Non-regulated | Dropped - Retired/Planned Retirement by 06/2028
Bar Harbor | 1466_G_2 | 1466 | G | 2 |  | Combustion Turbine |  |  | Maine |  | Hancock |  |  | 2 |  | 1961 | 2014 | [32 empty] | Versant Power | 100 | Versant Power | 100 | Regulated | Dropped - Retired/Planned Retirement by 06/2028
Bar Harbor | 1466_G_4 | 1466 | G | 4 |  | Combustion Turbine |  |  | Maine |  | Hancock |  |  | 2 |  | 1961 | 2014 | [32 empty] | Versant Power | 100 | Versant Power | 100 | Regulated | Dropped - Retired/Planned Retirement by 06/2028
Potter Station 2 | 1660_G_IC1 | 1660 | G | IC1 |  | Combustion Turbine |  |  | Massachusetts |  | Norfolk |  |  | 2.3 |  | 1963 | 2014 | [32 empty] | Town of Braintree - (MA) | 100 | Town of Braintree - (MA) | 100 | Regulated | Dropped - Retired/Planned Retirement by 06/2028
B L England | 2378_G_1 | 2378 | G | 1 |  | Coal Steam |  |  | New Jersey |  | Cape May |  |  | 113 |  | 1962 | 2014 | [32 empty] | RC Cape May Holdings LLC | 100 | RC Cape May Holdings LLC | 100 | Non-regulated | Dropped - Retired/Planned Retirement by 06/2028
Brunot Island | 3096_G_1B | 3096 | G | 1B |  | Combustion Turbine |  |  | Pennsylvania |  | Allegheny |  |  | 15 |  | 1972 | 2014 | [32 empty] | Brunot Island Power, LLC | 100 | Brunot Island Power, LLC | 100 | Non-regulated | Dropped - Retired/Planned Retirement by 06/2028
Brunot Island | 3096_G_1C | 3096 | G | 1C |  | Combustion Turbine |  |  | Pennsylvania |  | Allegheny |  |  | 15 |  | 1972 | 2014 | [32 empty] | Brunot Island Power, LLC | 100 | Brunot Island Power, LLC | 100 | Non-regulated | Dropped - Retired/Planned Retirement by 06/2028
Togiak | 6348_G_4a | 6348 | G | 4a |  | Combustion Turbine |  |  | Alaska |  | Dillingham |  |  | 0.5 |  | 2004 | [33 empty] | Alaska Village Elec Coop, Inc | 100 | Alaska Village Elec Coop, Inc | 100 | Regulated | Dropped - in Alaska or in Hawaii or Puerto Rico
Asbury Park Press | 10157_G_ENG1 | 10157 | G | ENG1 |  | Combustion Turbine |  |  | New Jersey |  | Monmouth |  |  | 0.7 |  | 1987 | 2014 | [32 empty] | Asbury Park Press Inc | 100 | Asbury Park Press Inc | 100 | Non-regulated | Dropped - Retired/Planned Retirement by 06/2028
Asbury Park Press | 10157_G_ENG2 | 10157 | G | ENG2 |  | Combustion Turbine |  |  | New Jersey |  | Monmouth |  |  | 0.7 |  | 1987 | 2014 | [32 empty] | Asbury Park Press Inc | 100 | Asbury Park Press Inc | 100 | Non-regulated | Dropped - Retired/Planned Retirement by 06/2028
International Paper Courtland Mill | 50245_G_ABB | 50245 | G | ABB |  | Non-Fossil Waste |  |  | Alabama |  | Lawrence |  |  | 62 |  | 1991 | 2014 | [32 empty] | International Paper Co-Courtld | 100 | International Paper Co-Courtld | 100 | Non-regulated | Dropped - Retired/Planned Retirement by 06/2028
International Paper Courtland Mill | 50245_G_GE | 50245 | G | GE |  | Non-Fossil Waste |  |  | Alabama |  | Lawrence |  |  | 27 |  | 1993 | 2014 | [32 empty] | International Paper Co-Courtld | 100 | International Paper Co-Courtld | 100 | Non-regulated | Dropped - Retired/Planned Retirement by 06/2028
Quantum Auburndale Power LP | 54658_G_CT | 54658 | G | CT |  | Combined Cycle |  |  | Florida |  | Polk |  |  | 111.3 |  | 1994 | 2014 | [32 empty] | Quantum Auburndale Power, LP | 100 | Quantum Auburndale Power, LP | 100 | Non-regulated | Dropped - Retired/Planned Retirement by 06/2028
Quantum Auburndale Power LP | 54658_G_ST | 54658 | G | ST |  | Combined Cycle |  |  | Florida |  | Polk |  |  | 44 |  | 1994 | 2014 | [32 empty] | Quantum Auburndale Power, LP | 100 | Quantum Auburndale Power, LP | 100 | Non-regulated | Dropped - Retired/Planned Retirement by 06/2028
Milliken Plant | 56171_G_UNT1 | 56171 | G | UNT1 |  | Landfill Gas |  |  | California |  | San Bernardino |  |  | 1.1 |  | 2003 | 2014 | [32 empty] | MM Milliken Genco LLC | 100 | MM Milliken Genco LLC | 100 | Non-regulated | Dropped - Retired/Planned Retirement by 06/2028
Milliken Plant | 56171_G_UNT2 | 56171 | G | UNT2 |  | Landfill Gas |  |  | California |  | San Bernardino |  |  | 1.1 |  | 2003 | 2014 | [32 empty] | MM Milliken Genco LLC | 100 | MM Milliken Genco LLC | 100 | Non-regulated | Dropped - Retired/Planned Retirement by 06/2028
Missouri S&T - Power Plant | 58923_G_500K | 58923 | G | 500K |  | Coal Steam |  |  | Missouri |  | Phelps |  |  | 0.2 |  | 1951 | 2014 | [32 empty] | Missouri University of Science and Technology | 100 | Missouri University of Science and Technology | 100 | Non-regulated | Dropped - Retired/Planned Retirement by 06/2028
Norwalk Hospital Plant | 63673_G_EU-01 | 63673 | G | EU-01 |  | Combustion Turbine |  |  | Connecticut |  | Fairfield |  |  | 1.2 |  | 1992 | [33 empty] | Norwalk Hospital | 100 | Norwalk Hospital | 100 | Non-regulated | Dropped - Plant is identified as onsite because it is a net buyer of electricity in 2021
Mistersky | 1822_G_6 | 1822 | G | 6 |  | O/G Steam |  |  | Michigan |  | Wayne |  |  | 50 |  | 1958 | 2014 | [32 empty] | City of Detroit - (MI) | 100 | City of Detroit - (MI) | 100 | Regulated | Dropped - Retired/Planned Retirement by 06/2028
Mistersky | 1822_G_7 | 1822 | G | 7 |  | O/G Steam |  |  | Michigan |  | Wayne |  |  | 60 |  | 1979 | 2014 | [32 empty] | City of Detroit - (MI) | 100 | City of Detroit - (MI) | 100 | Regulated | Dropped - Retired/Planned Retirement by 06/2028
Mistersky | 1822_G_GT1 | 1822 | G | GT1 |  | Combustion Turbine |  |  | Michigan |  | Wayne |  |  | 25 |  | 1974 | 2014 | [32 empty] | City of Detroit - (MI) | 100 | City of Detroit - (MI) | 100 | Regulated | Dropped - Retired/Planned Retirement by 06/2028
SECC | 7730_G_1 | 7730 | G | 1 |  | Combustion Turbine |  |  | Colorado |  | El Paso |  |  | 1.1 |  | 1998 | 2014 | [32 empty] | City of Colorado Springs - (CO) | 100 | City of Colorado Springs - (CO) | 100 | Regulated | Dropped - Retired/Planned Retirement by 06/2028
Union Carbide South Charleston | 50151_G_GEN8 | 50151 | G | GEN8 |  | O/G Steam |  |  | West Virginia |  | Kanawha |  |  | 5.6 |  | 1953 | 2014 | [32 empty] | Union Carbide C&P-Charleston | 100 | Union Carbide C&P-Charleston | 100 | Non-regulated | Dropped - Retired/Planned Retirement by 06/2028
International Paper Co. - New Bern Mill | 50188_G_TG1 | 50188 | G | TG1 |  | Non-Fossil Waste |  |  | North Carolina |  | Craven |  |  | 29.7 |  | 1969 | [33 empty] | International Paper Co. - New Bern Mill | 100 | International Paper Co. - New Bern Mill | 100 | Non-regulated | Dropped - Plant is identified as onsite because it is a net buyer of electricity in 2021 | PB1: PB1; PB2: PB2; PB3: RB
Central Power Plant | 50621_G_GEN3 | 50621 | G | GEN3 |  | O/G Steam |  |  | Rhode Island |  | Providence |  |  | 2 |  | 1958 | 2014 | [32 empty] | State of Rhode Island | 100 | State of Rhode Island | 100 | Non-regulated | Dropped - Retired/Planned Retirement by 06/2028
South District Wastewater Treatment Plt | 54624_G_2 | 54624 | G | 2 |  | Energy Storage |  |  | Florida |  | Miami Dade |  |  | 0.8 |  | 1991 | [33 empty] | Miami Dade Water & Sewer Dept | 100 | Miami Dade Water & Sewer Dept | 100 | Non-regulated | Dropped - Plant is identified as onsite because it is a net buyer of electricity in 2021
South District Wastewater Treatment Plt | 54624_G_3 | 54624 | G | 3 |  | Energy Storage |  |  | Florida |  | Miami Dade |  |  | 0.8 |  | 1991 | [33 empty] | Miami Dade Water & Sewer Dept | 100 | Miami Dade Water & Sewer Dept | 100 | Non-regulated | Dropped - Plant is identified as onsite because it is a net buyer of electricity in 2021
Auburn LFG Energy Facility | 57636_G_2 | 57636 | G | 2 |  | Landfill Gas |  |  | New York |  | Cayuga |  |  | 1.1 |  | 2010 | 2014 | [32 empty] | City of Auburn, New York | 100 | City of Auburn, New York | 100 | Non-regulated | Dropped - Retired/Planned Retirement by 06/2028
Lansing | 1047_G_IC1 | 1047 | G | IC1 |  | Combustion Turbine |  |  | Iowa |  | Allamakee |  |  | 1.2 |  | 1970 | 2014 | [32 empty] | Interstate Power and Light Co | 100 | Interstate Power and Light Co | 100 | Regulated | Dropped - Retired/Planned Retirement by 06/2028
Lansing | 1047_G_IC2 | 1047 | G | IC2 |  | Combustion Turbine |  |  | Iowa |  | Allamakee |  |  | 1.1 |  | 1971 | 2014 | [32 empty] | Interstate Power and Light Co | 100 | Interstate Power and Light Co | 100 | Regulated | Dropped - Retired/Planned Retirement by 06/2028
B E Morrow | 1696_G_A | 1696 | G | A |  | Combustion Turbine |  |  | Michigan |  | Kalamazoo |  |  | 13 |  | 1968 | 2014 | [32 empty] | Consumers Energy Co - (MI) | 100 | Consumers Energy Co - (MI) | 100 | Regulated | Dropped - Retired/Planned Retirement by 06/2028
B E Morrow | 1696_G_B | 1696 | G | B |  | Combustion Turbine |  |  | Michigan |  | Kalamazoo |  |  | 11 |  | 1969 | 2014 | [32 empty] | Consumers Energy Co - (MI) | 100 | Consumers Energy Co - (MI) | 100 | Regulated | Dropped - Retired/Planned Retirement by 06/2028
Eckert Station | 1831_G_2 | 1831 | G | 2 |  | Coal Steam |  |  | Michigan |  | Ingham |  |  | 31.6 |  | 1958 | 2014 | [32 empty] | Lansing Board of Water and Light | 100 | Lansing Board of Water and Light | 100 | Regulated | Dropped - Retired/Planned Retirement by 06/2028 | PB1: 2
Oberlin (OH) | 2933_G_5 | 2933 | G | 5 |  | Combustion Turbine |  |  | Ohio |  | Lorain |  |  | 2 |  | 1951 | 2014 | [32 empty] | City of Oberlin - (OH) | 100 | City of Oberlin - (OH) | 100 | Regulated | Dropped - Retired/Planned Retirement by 06/2028
Elrama Power Plant | 3098_G_1 | 3098 | G | 1 |  | Coal Steam |  |  | Pennsylvania |  | Washington |  |  | 93 |  | 1952 | 2014 | [32 empty] | GenOn Power Midwest, LP | 100 | GenOn Power Midwest, LP | 100 | Non-regulated | Dropped - Retired/Planned Retirement by 06/2028 | bar: PB1
Elrama Power Plant | 3098_G_2 | 3098 | G | 2 |  | Coal Steam |  |  | Pennsylvania |  | Washington |  |  | 93 |  | 1953 | 2014 | [32 empty] | GenOn Power Midwest, LP | 100 | GenOn Power Midwest, LP | 100 | Non-regulated | Dropped - Retired/Planned Retirement by 06/2028 | PB1: 2
Elrama Power Plant | 3098_G_3 | 3098 | G | 3 |  | Coal Steam |  |  | Pennsylvania |  | Washington |  |  | 103 |  | 1954 | 2014 | [32 empty] | GenOn Power Midwest, LP | 100 | GenOn Power Midwest, LP | 100 | Non-regulated | Dropped - Retired/Planned Retirement by 06/2028 | PB1: 3
Elrama Power Plant | 3098_G_4 | 3098 | G | 4 |  | Coal Steam |  |  | Pennsylvania |  | Washington |  |  | 171 |  | 1960 | 2014 | [32 empty] | GenOn Power Midwest, LP | 100 | GenOn Power Midwest, LP | 100 | Non-regulated | Dropped - Retired/Planned Retirement by 06/2028 | PB1: 4
Ben French | 3325_G_ST1 | 3325 | G | ST1 |  | Coal Steam |  |  | South Dakota |  | Pennington |  |  | 21.6 |  | 1960 | 2014 | [32 empty] | Black Hills Power, Inc. | 100 | Black Hills Power, Inc. | 100 | Regulated | Dropped - Retired/Planned Retirement by 06/2028 | bar: PB1
Morris Sheppard | 3557_G_1 | 3557 | G | 1 |  | Hydro |  |  | Texas |  | Palo Pinto |  |  | 12 |  | 1942 | 2014 | [32 empty] | Brazos River Authority | 100 | Brazos River Authority | 100 | Regulated | Dropped - Retired/Planned Retirement by 06/2028
Morris Sheppard | 3557_G_2 | 3557 | G | 2 |  | Hydro |  |  | Texas |  | Palo Pinto |  |  | 12 |  | 1942 | 2014 | [32 empty] | Brazos River Authority | 100 | Brazos River Authority | 100 | Regulated | Dropped - Retired/Planned Retirement by 06/2028
Neil Simpson | 4150_G_5 | 4150 | G | 5 |  | Coal Steam |  |  | Wyoming |  | Campbell |  |  | 14.6 |  | 1959 | 2014 | [32 empty] | Black Hills Power, Inc. | 100 | Black Hills Power, Inc. | 100 | Regulated | Dropped - Retired/Planned Retirement by 06/2028 | PB1: 5
Osage (WY) | 4151_G_1 | 4151 | G | 1 |  | Coal Steam |  |  | Wyoming |  | Weston |  |  | 10.1 |  | 1948 | 2014 | [32 empty] | Black Hills Power, Inc. | 100 | Black Hills Power, Inc. | 100 | Regulated | Dropped - Retired/Planned Retirement by 06/2028 | bar: PB1
Osage (WY) | 4151_G_2 | 4151 | G | 2 |  | Coal Steam |  |  | Wyoming |  | Weston |  |  | 10.1 |  | 1950 | 2014 | [32 empty] | Black Hills Power, Inc. | 100 | Black Hills Power, Inc. | 100 | Regulated | Dropped - Retired/Planned Retirement by 06/2028 | PB1: 2
Osage (WY) | 4151_G_3 | 4151 | G | 3 |  | Coal Steam |  |  | Wyoming |  | Weston |  |  | 10.1 |  | 1952 | 2014 | [32 empty] | Black Hills Power, Inc. | 100 | Black Hills Power, Inc. | 100 | Regulated | Dropped - Retired/Planned Retirement by 06/2028 | PB1: 3
Selawik | 6341_G_3A | 6341 | G | 3A |  | Combustion Turbine |  |  | Alaska |  | Northwest Arctic |  |  | 0.8 |  | 1996 | [33 empty] | Alaska Village Elec Coop, Inc | 100 | Alaska Village Elec Coop, Inc | 100 | Regulated | Dropped - in Alaska or in Hawaii or Puerto Rico
Vanderbilt University Power Plant | 52048_G_GEN2 | 52048 | G | GEN2 |  | Coal Steam |  |  | Tennessee |  | Davidson |  |  | 4.5 |  | 1989 | [33 empty] | Vanderbilt University | 100 | Vanderbilt University | 100 | Non-regulated | Dropped - Plant is identified as onsite because it is a net buyer of electricity in 2021 | 7 | 8 | 9 | HRSG1 | HRSG2
Hoover Company | 55536_G_0542 | 55536 | G | 0542 |  | Combustion Turbine |  |  | Texas |  | El Paso |  |  | 1.8 |  | 1997 | 2014 | [32 empty] | Hoover Inc | 100 | Hoover Inc | 100 | Non-regulated | Dropped - Retired/Planned Retirement by 06/2028
Hoover Company | 55536_G_0543 | 55536 | G | 0543 |  | Combustion Turbine |  |  | Texas |  | El Paso |  |  | 1.8 |  | 1997 | 2014 | [32 empty] | Hoover Inc | 100 | Hoover Inc | 100 | Non-regulated | Dropped - Retired/Planned Retirement by 06/2028
Hoover Company | 55536_G_0544 | 55536 | G | 0544 |  | Combustion Turbine |  |  | Texas |  | El Paso |  |  | 1.8 |  | 2002 | 2014 | [32 empty] | Hoover Inc | 100 | Hoover Inc | 100 | Non-regulated | Dropped - Retired/Planned Retirement by 06/2028
Hoover Company | 55536_G_0545 | 55536 | G | 0545 |  | Combustion Turbine |  |  | Texas |  | El Paso |  |  | 1.8 |  | 2002 | 2014 | [32 empty] | Hoover Inc | 100 | Hoover Inc | 100 | Non-regulated | Dropped - Retired/Planned Retirement by 06/2028
Stebbins | 57055_G_UNIT1 | 57055 | G | UNIT1 |  | Combustion Turbine |  |  | Alaska |  | Nome |  |  | 0.5 |  | 2007 | [33 empty] | Alaska Village Elec Coop, Inc | 100 | Alaska Village Elec Coop, Inc | 100 | Regulated | Dropped - in Alaska or in Hawaii or Puerto Rico
Stebbins | 57055_G_UNIT2 | 57055 | G | UNIT2 |  | Combustion Turbine |  |  | Alaska |  | Nome |  |  | 0.4 |  | 1992 | [33 empty] | Alaska Village Elec Coop, Inc | 100 | Alaska Village Elec Coop, Inc | 100 | Regulated | Dropped - in Alaska or in Hawaii or Puerto Rico
Stebbins | 57055_G_UNIT3 | 57055 | G | UNIT3 |  | Combustion Turbine |  |  | Alaska |  | Nome |  |  | 0.3 |  | 1990 | [33 empty] | Alaska Village Elec Coop, Inc | 100 | Alaska Village Elec Coop, Inc | 100 | Regulated | Dropped - in Alaska or in Hawaii or Puerto Rico
Dynegy Morro Bay LLC | 259_G_1 | 259 | G | 1 |  | O/G Steam |  |  | California |  | San Luis Obispo |  |  | 163 |  | 1956 | 2014 | [32 empty] | Dynegy Morro Bay LLC | 100 | Dynegy Morro Bay LLC | 100 | Non-regulated | Dropped - Retired/Planned Retirement by 06/2028
Dynegy Morro Bay LLC | 259_G_2 | 259 | G | 2 |  | O/G Steam |  |  | California |  | San Luis Obispo |  |  | 163 |  | 1955 | 2014 | [32 empty] | Dynegy Morro Bay LLC | 100 | Dynegy Morro Bay LLC | 100 | Non-regulated | Dropped - Retired/Planned Retirement by 06/2028
Dynegy Morro Bay LLC | 259_G_3 | 259 | G | 3 |  | O/G Steam |  |  | California |  | San Luis Obispo |  |  | 337 |  | 1962 | 2014 | [32 empty] | Dynegy Morro Bay LLC | 100 | Dynegy Morro Bay LLC | 100 | Non-regulated | Dropped - Retired/Planned Retirement by 06/2028
Dynegy Morro Bay LLC | 259_G_4 | 259 | G | 4 |  | O/G Steam |  |  | California |  | San Luis Obispo |  |  | 336 |  | 1963 | 2014 | [32 empty] | Dynegy Morro Bay LLC | 100 | Dynegy Morro Bay LLC | 100 | Non-regulated | Dropped - Retired/Planned Retirement by 06/2028
Bancroft | 1125_G_4 | 1125 | G | 4 |  | Combustion Turbine |  |  | Iowa |  | Kossuth |  |  | 0.3 |  | 1948 | 2014 | [32 empty] | Bancroft Municipal Utilities | 100 | Bancroft Municipal Utilities | 100 | Regulated | Dropped - Retired/Planned Retirement by 06/2028
Blue Valley | 2132_G_GT1 | 2132 | G | GT1 |  | Combustion Turbine |  |  | Missouri |  | Jackson |  |  | 50 |  | 1976 | 2014 | [32 empty] | City of Independence - (MO) | 100 | City of Independence - (MO) | 100 | Regulated | Dropped - Retired/Planned Retirement by 06/2028
Laurel | 2249_G_6 | 2249 | G | 6 |  | Combustion Turbine |  |  | Nebraska |  | Cedar |  |  | 0.2 |  | 1956 | 2014 | [32 empty] | City of Laurel - (NE) | 100 | City of Laurel - (NE) | 100 | Regulated | Dropped - Retired/Planned Retirement by 06/2028
Rochester 9 | 2644_G_2 | 2644 | G | 2 |  | Combustion Turbine |  |  | New York |  | Monroe |  |  | 14 |  | 1969 | 2014 | [32 empty] | Rochester Gas & Electric Corp | 100 | Rochester Gas & Electric Corp | 100 | Regulated | Dropped - Retired/Planned Retirement by 06/2028
Walter C Beckjord | 2830_G_4 | 2830 | G | 4 |  | Coal Steam |  |  | Ohio |  | Clermont |  |  | 150 |  | 1958 | 2014 | [32 empty] | Duke Energy Ohio Inc | 100 | Duke Energy Ohio Inc | 100 | Regulated | Dropped - Retired/Planned Retirement by 06/2028 | PB1: 4
Girvin Landfill | 7705_G_1 | 7705 | G | 1 |  | Landfill Gas |  |  | Florida |  | Duval |  |  | 3 |  | 1997 | 2014 | [32 empty] | JEA | 100 | JEA | 100 | Regulated | Dropped - Retired/Planned Retirement by 06/2028
Gillum | 7891_G_1 | 7891 | G | 1 |  | Combustion Turbine |  |  | Illinois |  | McLean |  |  | 1.8 |  | 2000 | 2014 | [32 empty] | Corn Belt Energy Corporation | 100 | Corn Belt Energy Corporation | 100 | Regulated | Dropped - Retired/Planned Retirement by 06/2028
Gillum | 7891_G_2 | 7891 | G | 2 |  | Combustion Turbine |  |  | Illinois |  | McLean |  |  | 1.8 |  | 2000 | 2014 | [32 empty] | Corn Belt Energy Corporation | 100 | Corn Belt Energy Corporation | 100 | Regulated | Dropped - Retired/Planned Retirement by 06/2028
South District Wastewater Treatment Plt | 54624_G_1 | 54624 | G | 1 |  | Energy Storage |  |  | Florida |  | Miami Dade |  |  | 0.8 |  | 1991 | [33 empty] | Miami Dade Water & Sewer Dept | 100 | Miami Dade Water & Sewer Dept | 100 | Non-regulated | Dropped - Plant is identified as onsite because it is a net buyer of electricity in 2021
Bridgeport Station | 568_G_2 | 568 | G | 2 |  | O/G Steam |  |  | Connecticut |  | Fairfield |  |  | 130.5 |  | 1961 | 2014 | [32 empty] | Public Service Elec & Gas Co | 100 | Public Service Elec & Gas Co | 100 | Non-regulated | Dropped - Retired/Planned Retirement by 06/2028 | PB1: BHB2
Indian River Generating Station | 594_G_3 | 594 | G | 3 |  | Coal Steam |  |  | Delaware |  | Sussex |  |  | 165 |  | 1970 | 2014 | [32 empty] | Indian River Power LLC | 100 | Indian River Power LLC | 100 | Non-regulated | Dropped - Retired/Planned Retirement by 06/2028 | PB1: 3
Honolulu | 764_G_H8 | 764 | G | H8 |  | O/G Steam |  |  | Hawaii |  | Honolulu |  |  | 48.6 |  | 1954 | [33 empty] | Hawaiian Electric Co Inc | 100 | Hawaiian Electric Co Inc | 100 | Regulated | Dropped - in Alaska or in Hawaii or Puerto Rico | PB1: 16
Honolulu | 764_G_H9 | 764 | G | H9 |  | O/G Steam |  |  | Hawaii |  | Honolulu |  |  | 51.7 |  | 1957 | [33 empty] | Hawaiian Electric Co Inc | 100 | Hawaiian Electric Co Inc | 100 | Regulated | Dropped - in Alaska or in Hawaii or Puerto Rico | PB1: 17
Coggon | 1132_G_4 | 1132 | G | 4 |  | Combustion Turbine |  |  | Iowa |  | Linn |  |  | 0.6 |  | 1987 | 2014 | [32 empty] | Coggon Municipal Light Plant | 100 | Coggon Municipal Light Plant | 100 | Regulated | Dropped - Retired/Planned Retirement by 06/2028
Preston (IA) | 1176_G_1 | 1176 | G | 1 |  | Combustion Turbine |  |  | Iowa |  | Jackson |  |  | 0.7 |  | 1968 | 2014 | [32 empty] | City of Preston | 100 | City of Preston | 100 | Regulated | Dropped - Retired/Planned Retirement by 06/2028
Preston (IA) | 1176_G_2 | 1176 | G | 2 |  | Combustion Turbine |  |  | Iowa |  | Jackson |  |  | 0.7 |  | 1968 | 2014 | [32 empty] | City of Preston | 100 | City of Preston | 100 | Regulated | Dropped - Retired/Planned Retirement by 06/2028
Ashland | 1259_G_4 | 1259 | G | 4 |  | Combustion Turbine |  |  | Kansas |  | Clark |  |  | 1.1 |  | 1958 | 2014 | [32 empty] | City of Ashland - (KS) | 100 | City of Ashland - (KS) | 100 | Regulated | Dropped - Retired/Planned Retirement by 06/2028
Wright | 2063_G_W1 | 2063 | G | W1 |  | O/G Steam |  |  | Mississippi |  | Leflore |  |  | 8.3 |  | 1948 | 2014 | [32 empty] | Greenwood Utilities Comm | 100 | Greenwood Utilities Comm | 100 | Regulated | Dropped - Retired/Planned Retirement by 06/2028
Wright | 2063_G_W2 | 2063 | G | W2 |  | O/G Steam |  |  | Mississippi |  | Leflore |  |  | 5.3 |  | 1952 | 2014 | [32 empty] | Greenwood Utilities Comm | 100 | Greenwood Utilities Comm | 100 | Regulated | Dropped - Retired/Planned Retirement by 06/2028
Wright | 2063_G_W3 | 2063 | G | W3 |  | O/G Steam |  |  | Mississippi |  | Leflore |  |  | 5.3 |  | 1955 | 2014 | [32 empty] | Greenwood Utilities Comm | 100 | Greenwood Utilities Comm | 100 | Regulated | Dropped - Retired/Planned Retirement by 06/2028
Bountiful City | 3665_G_IC8 | 3665 | G | IC8 |  | Combustion Turbine |  |  | Utah |  | Davis |  |  | 7 |  | 1986 | 2014 | [32 empty] | City of Bountiful | 100 | City of Bountiful | 100 | Regulated | Dropped - Retired/Planned Retirement by 06/2028
Parkside | 7888_G_2 | 7888 | G | 2 |  | Combustion Turbine |  |  | Illinois |  | McLean |  |  | 1.8 |  | 2000 | 2014 | [32 empty] | Corn Belt Energy Corporation | 100 | Corn Belt Energy Corporation | 100 | Regulated | Dropped - Retired/Planned Retirement by 06/2028
Parkside | 7888_G_3 | 7888 | G | 3 |  | Combustion Turbine |  |  | Illinois |  | McLean |  |  | 1.8 |  | 2000 | 2014 | [32 empty] | Corn Belt Energy Corporation | 100 | Corn Belt Energy Corporation | 100 | Regulated | Dropped - Retired/Planned Retirement by 06/2028
Parkside | 7888_G_4 | 7888 | G | 4 |  | Combustion Turbine |  |  | Illinois |  | McLean |  |  | 1.8 |  | 2002 | 2014 | [32 empty] | Corn Belt Energy Corporation | 100 | Corn Belt Energy Corporation | 100 | Regulated | Dropped - Retired/Planned Retirement by 06/2028
Bayou Cogen Plant | 10298_G_GEN1 | 10298 | G | GEN1 |  | Combustion Turbine |  |  | Texas |  | Harris |  |  | 65 |  | 1984 | 2014 | [32 empty] | Air Liquide Large Industries U S LP | 100 | Air Liquide Large Industries U S LP | 100 | Non-regulated | Dropped - Retired/Planned Retirement by 06/2028
Gilman Mill | 10608_G_GEN5 | 10608 | G | GEN5 |  | Biomass |  |  | Vermont |  | Essex |  |  | 3.7 |  | 1982 | 2014 | [32 empty] | Ampersand Gilman Hydro LP | 100 | Ampersand Gilman Hydro LP | 100 | Non-regulated | Dropped - Retired/Planned Retirement by 06/2028
Mojave Cogen | 10850_G_GEN1 | 10850 | G | GEN1 |  | Combined Cycle |  |  | California |  | Kern |  |  | 41 |  | 1990 | 2014 | [32 empty] | Energy Operation Group | 100 | Energy Operation Group | 100 | Non-regulated | Dropped - Retired/Planned Retirement by 06/2028
Mojave Cogen | 10850_G_GEN2 | 10850 | G | GEN2 |  | Combined Cycle |  |  | California |  | Kern |  |  | 15.3 |  | 1990 | 2014 | [32 empty] | Energy Operation Group | 100 | Energy Operation Group | 100 | Non-regulated | Dropped - Retired/Planned Retirement by 06/2028
Piney Creek Project | 54144_G_GEN1 | 54144 | G | GEN1 |  | Coal Steam |  |  | Pennsylvania |  | CLARION |  |  | 32.5 |  | 1992 | 2014 | [32 empty] | Colmac Clarion Inc | 100 | Colmac Clarion Inc | 100 | Non-regulated | Dropped - Retired/Planned Retirement by 06/2028
Sinclair Oil Refinery | 54374_G_NO1 | 54374 | G | NO1 |  | O/G Steam |  |  | Wyoming |  | Carbon |  |  | 0.4 |  | 1925 | [33 empty] | HF Sinclair Parco Refining LLC | 100 | HF Sinclair Parco Refining LLC | 100 | Non-regulated | Dropped - Plant is identified as onsite because it is a net buyer of electricity in 2021
Santa Rita Jail Hybrid | 58625_G_SRJPV | 58625 | G | SRJPV |  | Solar PV |  |  | California |  | Alameda |  |  | 0.7 |  | 2001 | 2014 | [32 empty] | County of Alameda GSA | 100 | County of Alameda GSA | 100 | Non-regulated | Dropped - Retired/Planned Retirement by 06/2028
Westminster Place | 59830_G_GEN1 | 59830 | G | GEN1 |  | Combustion Turbine |  |  | Illinois |  | Cook |  |  | 2.4 |  | 2001 | 2014 | [32 empty] | Westminster Place | 100 | Westminster Place | 100 | Non-regulated | Dropped - Retired/Planned Retirement by 06/2028
Cecil Lynch | 167_G_3 | 167 | G | 3 |  | O/G Steam |  |  | Arkansas |  | Pulaski |  |  | 110 |  | 1954 | 2013 | [32 empty] | Entergy Arkansas LLC | 100 | Entergy Arkansas LLC | 100 | Regulated | Dropped - Retired/Planned Retirement by 06/2028 | PB1: 3
Harvey Couch | 169_G_2 | 169 | G | 2 |  | O/G Steam |  |  | Arkansas |  | Lafayette |  |  | 123 |  | 1954 | 2013 | [32 empty] | Entergy Arkansas LLC | 100 | Entergy Arkansas LLC | 100 | Regulated | Dropped - Retired/Planned Retirement by 06/2028 | PB1: 2
Lake Catherine | 170_G_1 | 170 | G | 1 |  | O/G Steam |  |  | Arkansas |  | Hot Spring |  |  | 47 |  | 1950 | 2013 | [32 empty] | Entergy Arkansas LLC | 100 | Entergy Arkansas LLC | 100 | Regulated | Dropped - Retired/Planned Retirement by 06/2028 | bar: PB1
Lake Catherine | 170_G_2 | 170 | G | 2 |  | O/G Steam |  |  | Arkansas |  | Hot Spring |  |  | 45 |  | 1950 | 2013 | [32 empty] | Entergy Arkansas LLC | 100 | Entergy Arkansas LLC | 100 | Regulated | Dropped - Retired/Planned Retirement by 06/2028 | PB1: 2
Lake Catherine | 170_G_3 | 170 | G | 3 |  | O/G Steam |  |  | Arkansas |  | Hot Spring |  |  | 96 |  | 1953 | 2013 | [32 empty] | Entergy Arkansas LLC | 100 | Entergy Arkansas LLC | 100 | Regulated | Dropped - Retired/Planned Retirement by 06/2028 | PB1: 3
Mabelvale | 171_G_2 | 171 | G | 2 |  | Combustion Turbine |  |  | Arkansas |  | Pulaski |  |  | 14 |  | 1970 | 2013 | [32 empty] | Entergy Arkansas LLC | 100 | Entergy Arkansas LLC | 100 | Regulated | Dropped - Retired/Planned Retirement by 06/2028
Mabelvale | 171_G_4 | 171 | G | 4 |  | Combustion Turbine |  |  | Arkansas |  | Pulaski |  |  | 14 |  | 1970 | 2013 | [32 empty] | Entergy Arkansas LLC | 100 | Entergy Arkansas LLC | 100 | Regulated | Dropped - Retired/Planned Retirement by 06/2028
Pueblo | 460_G_5 | 460 | G | 5 |  | O/G Steam |  |  | Colorado |  | Pueblo |  |  | 7 |  | 2001 | 2013 | [32 empty] | Black Hills Colorado Electric, LLC | 100 | Black Hills Colorado Electric, LLC | 100 | Regulated | Dropped - Retired/Planned Retirement by 06/2028 | PB1: 41
Pueblo | 460_G_6 | 460 | G | 6 |  | O/G Steam |  |  | Colorado |  | Pueblo |  |  | 15 |  | 1949 | 2013 | [32 empty] | Black Hills Colorado Electric, LLC | 100 | Black Hills Colorado Electric, LLC | 100 | Regulated | Dropped - Retired/Planned Retirement by 06/2028 | PB1: 49
W N Clark | 462_G_1 | 462 | G | 1 |  | Coal Steam |  |  | Colorado |  | Fremont |  |  | 16 |  | 1955 | 2013 | [32 empty] | Black Hills Colorado Electric, LLC | 100 | Black Hills Colorado Electric, LLC | 100 | Regulated | Dropped - Retired/Planned Retirement by 06/2028 | PB1: 55
W N Clark | 462_G_2 | 462 | G | 2 |  | Coal Steam |  |  | Colorado |  | Fremont |  |  | 24.9 |  | 1959 | 2013 | [32 empty] | Black Hills Colorado Electric, LLC | 100 | Black Hills Colorado Electric, LLC | 100 | Regulated | Dropped - Retired/Planned Retirement by 06/2028 | PB1: 59
Arapahoe | 465_G_3 | 465 | G | 3 |  | Coal Steam |  |  | Colorado |  | Denver |  |  | 35 |  | 1951 | 2013 | [32 empty] | Public Service Co of Colorado | 100 | Public Service Co of Colorado | 100 | Regulated | Dropped - Retired/Planned Retirement by 06/2028 | PB1: 3
Arapahoe | 465_G_4 | 465 | G | 4 |  | Coal Steam |  |  | Colorado |  | Denver |  |  | 109 |  | 1955 | 2013 | [32 empty] | Public Service Co of Colorado | 100 | Public Service Co of Colorado | 100 | Regulated | Dropped - Retired/Planned Retirement by 06/2028 | PB1: 4
Turkey Point | 621_G_ST2 | 621 | G | ST2 |  | O/G Steam |  |  | Florida |  | Miami Dade |  |  | 392 |  | 1968 | 2013 | [32 empty] | Florida Power & Light Co | 100 | Florida Power & Light Co | 100 | Regulated | Dropped - Retired/Planned Retirement by 06/2028 | PB1: PTP2
Smith Street | 679_G_10 | 679 | G | 10 |  | Combustion Turbine |  |  | Florida |  | Volusia |  |  | 2 |  | 1967 | 2013 | [32 empty] | New Smyrna Beach Utilities Commission | 100 | New Smyrna Beach Utilities Commission | 100 | Regulated | Dropped - Retired/Planned Retirement by 06/2028
Smith Street | 679_G_11 | 679 | G | 11 |  | Combustion Turbine |  |  | Florida |  | Volusia |  |  | 2 |  | 1967 | 2013 | [32 empty] | New Smyrna Beach Utilities Commission | 100 | New Smyrna Beach Utilities Commission | 100 | Regulated | Dropped - Retired/Planned Retirement by 06/2028
Smith Street | 679_G_3 | 679 | G | 3 |  | Combustion Turbine |  |  | Florida |  | Volusia |  |  | 0.8 |  | 1946 | 2013 | [32 empty] | New Smyrna Beach Utilities Commission | 100 | New Smyrna Beach Utilities Commission | 100 | Regulated | Dropped - Retired/Planned Retirement by 06/2028
Smith Street | 679_G_4 | 679 | G | 4 |  | Combustion Turbine |  |  | Florida |  | Volusia |  |  | 1 |  | 1950 | 2013 | [32 empty] | New Smyrna Beach Utilities Commission | 100 | New Smyrna Beach Utilities Commission | 100 | Regulated | Dropped - Retired/Planned Retirement by 06/2028
Smith Street | 679_G_6 | 679 | G | 6 |  | Combustion Turbine |  |  | Florida |  | Volusia |  |  | 1.8 |  | 1955 | 2013 | [32 empty] | New Smyrna Beach Utilities Commission | 100 | New Smyrna Beach Utilities Commission | 100 | Regulated | Dropped - Retired/Planned Retirement by 06/2028
Smith Street | 679_G_7 | 679 | G | 7 |  | Combustion Turbine |  |  | Florida |  | Volusia |  |  | 1.8 |  | 1956 | 2013 | [32 empty] | New Smyrna Beach Utilities Commission | 100 | New Smyrna Beach Utilities Commission | 100 | Regulated | Dropped - Retired/Planned Retirement by 06/2028
Smith Street | 679_G_8 | 679 | G | 8 |  | Combustion Turbine |  |  | Florida |  | Volusia |  |  | 1.1 |  | 1960 | 2013 | [32 empty] | New Smyrna Beach Utilities Commission | 100 | New Smyrna Beach Utilities Commission | 100 | Regulated | Dropped - Retired/Planned Retirement by 06/2028
Smith Street | 679_G_9 | 679 | G | 9 |  | Combustion Turbine |  |  | Florida |  | Volusia |  |  | 2 |  | 1967 | 2013 | [32 empty] | New Smyrna Beach Utilities Commission | 100 | New Smyrna Beach Utilities Commission | 100 | Regulated | Dropped - Retired/Planned Retirement by 06/2028
W E Swoope | 681_G_2 | 681 | G | 2 |  | Combustion Turbine |  |  | Florida |  | Volusia |  |  | 0.9 |  | 1981 | 2013 | [32 empty] | New Smyrna Beach Utilities Commission | 100 | New Smyrna Beach Utilities Commission | 100 | Regulated | Dropped - Retired/Planned Retirement by 06/2028
W E Swoope | 681_G_3 | 681 | G | 3 |  | Combustion Turbine |  |  | Florida |  | Volusia |  |  | 2 |  | 1982 | 2013 | [32 empty] | New Smyrna Beach Utilities Commission | 100 | New Smyrna Beach Utilities Commission | 100 | Regulated | Dropped - Retired/Planned Retirement by 06/2028
W E Swoope | 681_G_4 | 681 | G | 4 |  | Combustion Turbine |  |  | Florida |  | Volusia |  |  | 2.2 |  | 1982 | 2013 | [32 empty] | New Smyrna Beach Utilities Commission | 100 | New Smyrna Beach Utilities Commission | 100 | Regulated | Dropped - Retired/Planned Retirement by 06/2028
S O Purdom | 689_G_7 | 689 | G | 7 |  | O/G Steam |  |  | Florida |  | Wakulla |  |  | 48 |  | 1966 | 2013 | [32 empty] | City of Tallahassee - (FL) | 100 | City of Tallahassee - (FL) | 100 | Regulated | Dropped - Retired/Planned Retirement by 06/2028 | PB1: 7
Rantoul | 958_G_1 | 958 | G | 1 |  | Combustion Turbine |  |  | Illinois |  | Champaign |  |  | 0.7 |  | 1951 | 2013 | [32 empty] | Village of Rantoul - (IL) | 100 | Village of Rantoul - (IL) | 100 | Regulated | Dropped - Retired/Planned Retirement by 06/2028
La Porte | 1156_G_2 | 1156 | G | 2 |  | Combustion Turbine |  |  | Iowa |  | Black Hawk |  |  | 1.1 |  | 1963 | 2013 | [32 empty] | La Porte City Utilities | 100 | La Porte City Utilities | 100 | Regulated | Dropped - Retired/Planned Retirement by 06/2028
La Porte | 1156_G_5 | 1156 | G | 5 |  | Combustion Turbine |  |  | Iowa |  | Black Hawk |  |  | 0.8 |  | 1956 | 2013 | [32 empty] | La Porte City Utilities | 100 | La Porte City Utilities | 100 | Regulated | Dropped - Retired/Planned Retirement by 06/2028
Herington | 1283_G_1 | 1283 | G | 1 |  | Combustion Turbine |  |  | Kansas |  | Dickinson |  |  | 1.6 |  | 1968 | 2013 | [32 empty] | City of Herington - (KS) | 100 | City of Herington - (KS) | 100 | Regulated | Dropped - Retired/Planned Retirement by 06/2028
Herington | 1283_G_2 | 1283 | G | 2 |  | Combustion Turbine |  |  | Kansas |  | Dickinson |  |  | 1 |  | 1962 | 2013 | [32 empty] | City of Herington - (KS) | 100 | City of Herington - (KS) | 100 | Regulated | Dropped - Retired/Planned Retirement by 06/2028
Herington | 1283_G_3 | 1283 | G | 3 |  | Combustion Turbine |  |  | Kansas |  | Dickinson |  |  | 3.1 |  | 1973 | 2013 | [32 empty] | City of Herington - (KS) | 100 | City of Herington - (KS) | 100 | Regulated | Dropped - Retired/Planned Retirement by 06/2028
Herington | 1283_G_5 | 1283 | G | 5 |  | Combustion Turbine |  |  | Kansas |  | Dickinson |  |  | 0.9 |  | 1951 | 2013 | [32 empty] | City of Herington - (KS) | 100 | City of Herington - (KS) | 100 | Regulated | Dropped - Retired/Planned Retirement by 06/2028
Great Bend - Midwest Energy | 1334_G_1 | 1334 | G | 1 |  | Combustion Turbine |  |  | Kansas |  | Barton |  |  | 1 |  | 1947 | 2013 | [32 empty] | Midwest Energy Inc - (KS) | 100 | Midwest Energy Inc - (KS) | 100 | Regulated | Dropped - Retired/Planned Retirement by 06/2028
Great Bend - Midwest Energy | 1334_G_2 | 1334 | G | 2 |  | Combustion Turbine |  |  | Kansas |  | Barton |  |  | 1 |  | 1947 | 2013 | [32 empty] | Midwest Energy Inc - (KS) | 100 | Midwest Energy Inc - (KS) | 100 | Regulated | Dropped - Retired/Planned Retirement by 06/2028
Great Bend - Midwest Energy | 1334_G_3 | 1334 | G | 3 |  | Combustion Turbine |  |  | Kansas |  | Barton |  |  | 1 |  | 1949 | 2013 | [32 empty] | Midwest Energy Inc - (KS) | 100 | Midwest Energy Inc - (KS) | 100 | Regulated | Dropped - Retired/Planned Retirement by 06/2028
Great Bend - Midwest Energy | 1334_G_4 | 1334 | G | 4 |  | Combustion Turbine |  |  | Kansas |  | Barton |  |  | 1 |  | 1949 | 2013 | [32 empty] | Midwest Energy Inc - (KS) | 100 | Midwest Energy Inc - (KS) | 100 | Regulated | Dropped - Retired/Planned Retirement by 06/2028
Great Bend - Midwest Energy | 1334_G_5 | 1334 | G | 5 |  | Combustion Turbine |  |  | Kansas |  | Barton |  |  | 3 |  | 1954 | 2013 | [32 empty] | Midwest Energy Inc - (KS) | 100 | Midwest Energy Inc - (KS) | 100 | Regulated | Dropped - Retired/Planned Retirement by 06/2028
Garden City | 1336_G_GC3 | 1336 | G | GC3 |  | O/G Steam |  |  | Kansas |  | Finney |  |  | 8.7 |  | 1962 | 2013 | [32 empty] | Sunflower Electric Power Corp | 100 | Sunflower Electric Power Corp | 100 | Regulated | Dropped - Retired/Planned Retirement by 06/2028 | PB1: GC3
Haefling | 1358_G_3 | 1358 | G | 3 |  | Combustion Turbine |  |  | Kentucky |  | Fayette |  |  | 12 |  | 1970 | 2013 | [32 empty] | Kentucky Utilities Co | 100 | Kentucky Utilities Co | 100 | Regulated | Dropped - Retired/Planned Retirement by 06/2028
Austin Downtown | 1960_G_5 | 1960 | G | 5 |  | Combustion Turbine |  |  | Minnesota |  | Mower |  |  | 5.4 |  | 1961 | 2013 | [32 empty] | City of Austin - (MN) | 100 | City of Austin - (MN) | 100 | Regulated | Dropped - Retired/Planned Retirement by 06/2028
Asbury | 2076_G_2 | 2076 | G | 2 |  | Coal Steam |  |  | Missouri |  | Jasper |  |  | 14.5 |  | 1986 | 2013 | [32 empty] | Empire District Electric Co | 100 | Empire District Electric Co | 100 | Regulated | Dropped - Retired/Planned Retirement by 06/2028 | bar: PB1
Vandalia | 2165_G_1 | 2165 | G | 1 |  | Combustion Turbine |  |  | Missouri |  | Audrain |  |  | 1 |  | 1967 | 2013 | [32 empty] | City of Vandalia - (MO) | 100 | City of Vandalia - (MO) | 100 | Regulated | Dropped - Retired/Planned Retirement by 06/2028
Vandalia | 2165_G_10 | 2165 | G | 10 |  | Combustion Turbine |  |  | Missouri |  | Audrain |  |  | 1.1 |  | 1984 | 2013 | [32 empty] | City of Vandalia - (MO) | 100 | City of Vandalia - (MO) | 100 | Regulated | Dropped - Retired/Planned Retirement by 06/2028
Vandalia | 2165_G_11 | 2165 | G | 11 |  | Combustion Turbine |  |  | Missouri |  | Audrain |  |  | 1 |  | 1993 | 2013 | [32 empty] | City of Vandalia - (MO) | 100 | City of Vandalia - (MO) | 100 | Regulated | Dropped - Retired/Planned Retirement by 06/2028
Vandalia | 2165_G_12 | 2165 | G | 12 |  | Combustion Turbine |  |  | Missouri |  | Audrain |  |  | 1 |  | 1993 | 2013 | [32 empty] | City of Vandalia - (MO) | 100 | City of Vandalia - (MO) | 100 | Regulated | Dropped - Retired/Planned Retirement by 06/2028
Vandalia | 2165_G_4A | 2165 | G | 4A |  | Combustion Turbine |  |  | Missouri |  | Audrain |  |  | 1 |  | 1996 | 2013 | [32 empty] | City of Vandalia - (MO) | 100 | City of Vandalia - (MO) | 100 | Regulated | Dropped - Retired/Planned Retirement by 06/2028
Vandalia | 2165_G_5A | 2165 | G | 5A |  | Combustion Turbine |  |  | Missouri |  | Audrain |  |  | 1 |  | 1996 | 2013 | [32 empty] | City of Vandalia - (MO) | 100 | City of Vandalia - (MO) | 100 | Regulated | Dropped - Retired/Planned Retirement by 06/2028
Vandalia | 2165_G_8 | 2165 | G | 8 |  | Combustion Turbine |  |  | Missouri |  | Audrain |  |  | 0.8 |  | 1957 | 2013 | [32 empty] | City of Vandalia - (MO) | 100 | City of Vandalia - (MO) | 100 | Regulated | Dropped - Retired/Planned Retirement by 06/2028
Vandalia | 2165_G_9 | 2165 | G | 9 |  | Combustion Turbine |  |  | Missouri |  | Audrain |  |  | 1.1 |  | 1977 | 2013 | [32 empty] | City of Vandalia - (MO) | 100 | City of Vandalia - (MO) | 100 | Regulated | Dropped - Retired/Planned Retirement by 06/2028
Four Corners | 2442_G_1 | 2442 | G | 1 |  | Coal Steam |  |  | New Mexico |  | San Juan |  |  | 170 |  | 1963 | 2013 | [32 empty] | Arizona Public Service Co | 100 | Arizona Public Service Co | 100 | Regulated | Dropped - Retired/Planned Retirement by 06/2028 | bar: PB1
Four Corners | 2442_G_2 | 2442 | G | 2 |  | Coal Steam |  |  | New Mexico |  | San Juan |  |  | 170 |  | 1963 | 2013 | [32 empty] | Arizona Public Service Co | 100 | Arizona Public Service Co | 100 | Regulated | Dropped - Retired/Planned Retirement by 06/2028 | PB1: 2
Four Corners | 2442_G_3 | 2442 | G | 3 |  | Coal Steam |  |  | New Mexico |  | San Juan |  |  | 220 |  | 1964 | 2013 | [32 empty] | Arizona Public Service Co | 100 | Arizona Public Service Co | 100 | Regulated | Dropped - Retired/Planned Retirement by 06/2028 | PB1: 3
West Charleston | 3753_G_IC3 | 3753 | G | IC3 |  | Combustion Turbine |  |  | Vermont |  | Orleans |  |  | 0.9 |  | 1956 | 2013 | [32 empty] | Barton Village, Inc | 100 | Barton Village, Inc | 100 | Regulated | Dropped - Retired/Planned Retirement by 06/2028
West Charleston | 3753_G_IC4 | 3753 | G | IC4 |  | Combustion Turbine |  |  | Vermont |  | Orleans |  |  | 0.9 |  | 1956 | 2013 | [32 empty] | Barton Village, Inc | 100 | Barton Village, Inc | 100 | Regulated | Dropped - Retired/Planned Retirement by 06/2028
DeCordova Steam Electric Station | 8063_G_1 | 8063 | G | 1 |  | O/G Steam |  |  | Texas |  | Hood |  |  | 771 |  | 1975 | 2013 | [32 empty] | Luminant Generation Company LLC | 100 | Luminant Generation Company LLC | 100 | Non-regulated | Dropped - Retired/Planned Retirement by 06/2028 | bar: PB1
Worcester Energy | 10165_G_GEN1 | 10165 | G | GEN1 |  | Biomass |  |  | Maine |  | Washington |  |  | 4 |  | 1989 | 2013 | [32 empty] | Worcester Energy Partners Inc | 100 | Worcester Energy Partners Inc | 100 | Non-regulated | Dropped - Retired/Planned Retirement by 06/2028
Worcester Energy | 10165_G_GEN2 | 10165 | G | GEN2 |  | Biomass |  |  | Maine |  | Washington |  |  | 13 |  | 1989 | 2013 | [32 empty] | Worcester Energy Partners Inc | 100 | Worcester Energy Partners Inc | 100 | Non-regulated | Dropped - Retired/Planned Retirement by 06/2028
Guadalupe Power Plant | 10390_G_1 | 10390 | G | 1 |  | Landfill Gas |  |  | California |  | Santa Clara |  |  | 0.5 |  | 1983 | 2013 | [32 empty] | Guadalupe Power LLC | 100 | Guadalupe Power LLC | 100 | Non-regulated | Dropped - Retired/Planned Retirement by 06/2028
Guadalupe Power Plant | 10390_G_2 | 10390 | G | 2 |  | Landfill Gas |  |  | California |  | Santa Clara |  |  | 0.5 |  | 1983 | 2013 | [32 empty] | Guadalupe Power LLC | 100 | Guadalupe Power LLC | 100 | Non-regulated | Dropped - Retired/Planned Retirement by 06/2028
Guadalupe Power Plant | 10390_G_3 | 10390 | G | 3 |  | Landfill Gas |  |  | California |  | Santa Clara |  |  | 0.5 |  | 1983 | 2013 | [32 empty] | Guadalupe Power LLC | 100 | Guadalupe Power LLC | 100 | Non-regulated | Dropped - Retired/Planned Retirement by 06/2028
Guadalupe Power Plant | 10390_G_4 | 10390 | G | 4 |  | Landfill Gas |  |  | California |  | Santa Clara |  |  | 1 |  | 1987 | 2013 | [32 empty] | Guadalupe Power LLC | 100 | Guadalupe Power LLC | 100 | Non-regulated | Dropped - Retired/Planned Retirement by 06/2028
Red Shield Envir Old Town Facility | 10700_G_TG2 | 10700 | G | TG2 |  | O/G Steam |  |  | Maine |  | Penobscot |  |  | 3 |  | 1956 | [33 empty] | ND Paper, Inc. | 100 | ND Paper, Inc. | 100 | Non-regulated | Dropped - Plant is identified as onsite because it is a net buyer of electricity in 2021 | PB1: BLR2
Red Shield Envir Old Town Facility | 10700_G_TG5 | 10700 | G | TG5 |  | Combustion Turbine |  |  | Maine |  | Penobscot |  |  | 8.8 |  | 2002 | [33 empty] | ND Paper, Inc. | 100 | ND Paper, Inc. | 100 | Non-regulated | Dropped - Plant is identified as onsite because it is a net buyer of electricity in 2021
Covington Facility | 50900_G_GEN2 | 50900 | G | GEN2 |  | Coal Steam |  |  | Virginia |  | Alleghany |  |  | 10.5 |  | 1946 | 2013 | [32 empty] | WestRock Corp | 100 | WestRock Corp | 100 | Non-regulated | Dropped - Retired/Planned Retirement by 06/2028 | PB1: 7PB; PB2: 8PB
Montclair Cogen Facility | 54708_G_1 | 54708 | G | 1 |  | Combustion Turbine |  |  | New Jersey |  | Essex |  |  | 3.7 |  | 1993 | 2013 | [32 empty] | Montclair State Univ Cogen | 100 | Montclair State Univ Cogen | 100 | Non-regulated | Dropped - Retired/Planned Retirement by 06/2028
Modern Landfill Production Plant | 55142_G_GEN2 | 55142 | G | GEN2 |  | Landfill Gas |  |  | Pennsylvania |  | York |  |  | 3 |  | 1998 | 2013 | [32 empty] | Modern Power LLC | 100 | Modern Power LLC | 100 | Non-regulated | Dropped - Retired/Planned Retirement by 06/2028
Ponnequin Phase 1 | 55203_G_EXIS | 55203 | G | EXIS |  | Onshore Wind |  |  | Colorado |  | Weld |  |  | 5.2 |  | 1998 | 2013 | [32 empty] | Ponnequin Acquisitions, LLC | 100 | Ponnequin Acquisitions, LLC | 100 | Non-regulated | Dropped - Retired/Planned Retirement by 06/2028
Leviton Manufacturing | 55637_G_GEN1 | 55637 | G | GEN1 |  | Combustion Turbine |  |  | Texas |  | EL PASO |  |  | 1.8 |  | 2000 | 2013 | [32 empty] | Leviton Manufacturing Inc | 100 | Leviton Manufacturing Inc | 100 | Non-regulated | Dropped - Retired/Planned Retirement by 06/2028
Modern Landfill Production Plant | 55142_G_GEN3 | 55142 | G | GEN3 |  | Landfill Gas |  |  | Pennsylvania |  | York |  |  | 3 |  | 1998 | 2013 | [32 empty] | Modern Power LLC | 100 | Modern Power LLC | 100 | Non-regulated | Dropped - Retired/Planned Retirement by 06/2028
Modern Landfill Production Plant | 55142_G_GEN4 | 55142 | G | GEN4 |  | Landfill Gas |  |  | Pennsylvania |  | York |  |  | 3 |  | 1998 | 2013 | [32 empty] | Modern Power LLC | 100 | Modern Power LLC | 100 | Non-regulated | Dropped - Retired/Planned Retirement by 06/2028
John R Kelly | 664_G_7 | 664 | G | 7 |  | O/G Steam |  |  | Florida |  | Alachua |  |  | 23.2 |  | 1961 | 2013 | [32 empty] | Gainesville Regional Utilities | 100 | Gainesville Regional Utilities | 100 | Regulated | Dropped - Retired/Planned Retirement by 06/2028 | PB1: JRK7
John R Kelly | 664_G_GT1 | 664 | G | GT1 |  | Combustion Turbine |  |  | Florida |  | Alachua |  |  | 14 |  | 1968 | 2013 | [32 empty] | Gainesville Regional Utilities | 100 | Gainesville Regional Utilities | 100 | Regulated | Dropped - Retired/Planned Retirement by 06/2028
John R Kelly | 664_G_GT2 | 664 | G | GT2 |  | Combustion Turbine |  |  | Florida |  | Alachua |  |  | 14 |  | 1968 | 2013 | [32 empty] | Gainesville Regional Utilities | 100 | Gainesville Regional Utilities | 100 | Regulated | Dropped - Retired/Planned Retirement by 06/2028
John R Kelly | 664_G_GT3 | 664 | G | GT3 |  | Combustion Turbine |  |  | Florida |  | Alachua |  |  | 14 |  | 1969 | 2013 | [32 empty] | Gainesville Regional Utilities | 100 | Gainesville Regional Utilities | 100 | Regulated | Dropped - Retired/Planned Retirement by 06/2028
Dean H Mitchell | 996_G_9A | 996 | G | 9A |  | Combustion Turbine |  |  | Indiana |  | Lake |  |  | 17 |  | 1966 | 2013 | [32 empty] | Northern Indiana Pub Serv Co | 100 | Northern Indiana Pub Serv Co | 100 | Regulated | Dropped - Retired/Planned Retirement by 06/2028
Walter C Beckjord | 2830_G_2 | 2830 | G | 2 |  | Coal Steam |  |  | Ohio |  | Clermont |  |  | 94 |  | 1953 | 2013 | [32 empty] | Duke Energy Ohio Inc | 100 | Duke Energy Ohio Inc | 100 | Regulated | Dropped - Retired/Planned Retirement by 06/2028 | PB1: 2
Walter C Beckjord | 2830_G_3 | 2830 | G | 3 |  | Coal Steam |  |  | Ohio |  | Clermont |  |  | 128 |  | 1954 | 2013 | [32 empty] | Duke Energy Ohio Inc | 100 | Duke Energy Ohio Inc | 100 | Regulated | Dropped - Retired/Planned Retirement by 06/2028 | PB1: 3
Hatfields Ferry Power Station | 3179_G_1 | 3179 | G | 1 |  | Coal Steam |  |  | Pennsylvania |  | Greene |  |  | 530 |  | 1969 | 2013 | [32 empty] | Allegheny Energy Supply Co LLC | 100 | Allegheny Energy Supply Co LLC | 100 | Non-regulated | Dropped - Retired/Planned Retirement by 06/2028
Hatfields Ferry Power Station | 3179_G_2 | 3179 | G | 2 |  | Coal Steam |  |  | Pennsylvania |  | Greene |  |  | 530 |  | 1970 | 2013 | [32 empty] | Allegheny Energy Supply Co LLC | 100 | Allegheny Energy Supply Co LLC | 100 | Non-regulated | Dropped - Retired/Planned Retirement by 06/2028
Hatfields Ferry Power Station | 3179_G_3 | 3179 | G | 3 |  | Coal Steam |  |  | Pennsylvania |  | Greene |  |  | 530 |  | 1971 | 2013 | [32 empty] | Allegheny Energy Supply Co LLC | 100 | Allegheny Energy Supply Co LLC | 100 | Non-regulated | Dropped - Retired/Planned Retirement by 06/2028
FirstEnergy Mitchell Power Station | 3181_G_2 | 3181 | G | 2 |  | O/G Steam |  |  | Pennsylvania |  | Washington |  |  | 82 |  | 1949 | 2013 | [32 empty] | Allegheny Energy Supply Co LLC | 100 | Allegheny Energy Supply Co LLC | 100 | Non-regulated | Dropped - Retired/Planned Retirement by 06/2028
FirstEnergy Mitchell Power Station | 3181_G_3 | 3181 | G | 3 |  | Coal Steam |  |  | Pennsylvania |  | Washington |  |  | 278 |  | 1963 | 2013 | [32 empty] | Allegheny Energy Supply Co LLC | 100 | Allegheny Energy Supply Co LLC | 100 | Non-regulated | Dropped - Retired/Planned Retirement by 06/2028
Wanapum | 3888_G_10 | 3888 | G | 10 |  | Hydro |  |  | Washington |  | Grant |  |  | 103.8 |  | 1963 | 2013 | [32 empty] | PUD No 2 of Grant County | 100 | PUD No 2 of Grant County | 100 | Regulated | Dropped - Retired/Planned Retirement by 06/2028
NSB Point Hope Utility | 7485_G_PG1 | 7485 | G | PG1 |  | Combustion Turbine |  |  | Alaska |  | North Slope |  |  | 0.3 |  | 1987 | [33 empty] | North Slope Borough Power & Light | 100 | North Slope Borough Power & Light | 100 | Regulated | Dropped - in Alaska or in Hawaii or Puerto Rico
NSB Point Hope Utility | 7485_G_PG2 | 7485 | G | PG2 |  | Combustion Turbine |  |  | Alaska |  | North Slope |  |  | 0.3 |  | 1987 | [33 empty] | North Slope Borough Power & Light | 100 | North Slope Borough Power & Light | 100 | Regulated | Dropped - in Alaska or in Hawaii or Puerto Rico
Central Utilities Plant LAX | 10048_G_GEN1 | 10048 | G | GEN1 |  | Combustion Turbine |  |  | California |  | Los Angeles |  |  | 3.5 |  | 1985 | 2013 | [32 empty] | LAX Airport | 100 | LAX Airport | 100 | Non-regulated | Dropped - Retired/Planned Retirement by 06/2028
Central Utilities Plant LAX | 10048_G_GEN2 | 10048 | G | GEN2 |  | Combustion Turbine |  |  | California |  | Los Angeles |  |  | 3.5 |  | 1985 | 2013 | [32 empty] | LAX Airport | 100 | LAX Airport | 100 | Non-regulated | Dropped - Retired/Planned Retirement by 06/2028
Warren Lumber Mill | 50640_G_GEN6 | 50640 | G | GEN6 |  | Biomass |  |  | Arkansas |  | Bradley |  |  | 10 |  | 1991 | 2013 | [32 empty] | Potlatch Land and Lumber LLC | 100 | Potlatch Land and Lumber LLC | 100 | Non-regulated | Dropped - Retired/Planned Retirement by 06/2028
Covington Facility | 50900_G_GEN1 | 50900 | G | GEN1 |  | Coal Steam |  |  | Virginia |  | Alleghany |  |  | 10.5 |  | 1939 | 2013 | [32 empty] | WestRock Corp | 100 | WestRock Corp | 100 | Non-regulated | Dropped - Retired/Planned Retirement by 06/2028 | PB1: 7PB; PB2: 8PB
Mallard Ridge Gas Recovery | 55013_G_GEN2 | 55013 | G | GEN2 |  | Landfill Gas |  |  | Wisconsin |  | Walworth |  |  | 0.8 |  | 1996 | 2013 | [32 empty] | Advanced Disposal Srvcs Mallard Ridge Landfill LLC | 100 | Advanced Disposal Srvcs Mallard Ridge Landfill LLC | 100 | Non-regulated | Dropped - Retired/Planned Retirement by 06/2028
Colton Plant | 56167_G_UNT1 | 56167 | G | UNT1 |  | Landfill Gas |  |  | California |  | San Bernardino |  |  | 1.3 |  | 2003 | 2013 | [32 empty] | MM Colton Genco | 100 | MM Colton Genco | 100 | Non-regulated | Dropped - Retired/Planned Retirement by 06/2028
MillerCoors Trenton Brewery | 58059_G_GE | 58059 | G | GE |  | Coal Steam |  |  | Ohio |  | Butler |  |  | 8 |  | 1992 | 2013 | [32 empty] | MillerCoors LLC Trenton Brewery | 100 | MillerCoors LLC Trenton Brewery | 100 | Non-regulated | Dropped - Retired/Planned Retirement by 06/2028
MillerCoors Trenton Brewery | 58059_G_MURR | 58059 | G | MURR |  | Coal Steam |  |  | Ohio |  | Butler |  |  | 3 |  | 1992 | 2013 | [32 empty] | MillerCoors LLC Trenton Brewery | 100 | MillerCoors LLC Trenton Brewery | 100 | Non-regulated | Dropped - Retired/Planned Retirement by 06/2028
Harllee Branch | 709_G_2 | 709 | G | 2 |  | Coal Steam |  |  | Georgia |  | Putnam |  |  | 325 |  | 1967 | 2013 | [32 empty] | Georgia Power Co | 100 | Georgia Power Co | 100 | Regulated | Dropped - Retired/Planned Retirement by 06/2028 | PB1: 2
Thetford | 1719_G_5 | 1719 | G | 5 |  | Combustion Turbine |  |  | Michigan |  | Genesee |  |  | 15 |  | 1971 | 2013 | [32 empty] | Consumers Energy Co - (MI) | 100 | Consumers Energy Co - (MI) | 100 | Regulated | Dropped - Retired/Planned Retirement by 06/2028
Thetford | 1719_G_6 | 1719 | G | 6 |  | Combustion Turbine |  |  | Michigan |  | Genesee |  |  | 15 |  | 1971 | 2013 | [32 empty] | Consumers Energy Co - (MI) | 100 | Consumers Energy Co - (MI) | 100 | Regulated | Dropped - Retired/Planned Retirement by 06/2028
Thetford | 1719_G_7 | 1719 | G | 7 |  | Combustion Turbine |  |  | Michigan |  | Genesee |  |  | 14 |  | 1971 | 2013 | [32 empty] | Consumers Energy Co - (MI) | 100 | Consumers Energy Co - (MI) | 100 | Regulated | Dropped - Retired/Planned Retirement by 06/2028
Thetford | 1719_G_8 | 1719 | G | 8 |  | Combustion Turbine |  |  | Michigan |  | Genesee |  |  | 11 |  | 1971 | 2013 | [32 empty] | Consumers Energy Co - (MI) | 100 | Consumers Energy Co - (MI) | 100 | Regulated | Dropped - Retired/Planned Retirement by 06/2028
Thetford | 1719_G_9 | 1719 | G | 9 |  | Combustion Turbine |  |  | Michigan |  | Genesee |  |  | 12 |  | 1971 | 2013 | [32 empty] | Consumers Energy Co - (MI) | 100 | Consumers Energy Co - (MI) | 100 | Regulated | Dropped - Retired/Planned Retirement by 06/2028
Titus | 3115_G_1 | 3115 | G | 1 |  | Coal Steam |  |  | Pennsylvania |  | Berks |  |  | 72 |  | 1951 | 2013 | [32 empty] | Titus Power, LLC | 100 | Titus Power, LLC | 100 | Non-regulated | Dropped - Retired/Planned Retirement by 06/2028 | bar: PB1
Titus | 3115_G_2 | 3115 | G | 2 |  | Coal Steam |  |  | Pennsylvania |  | Berks |  |  | 72 |  | 1951 | 2013 | [32 empty] | Titus Power, LLC | 100 | Titus Power, LLC | 100 | Non-regulated | Dropped - Retired/Planned Retirement by 06/2028 | PB1: 2
Titus | 3115_G_3 | 3115 | G | 3 |  | Coal Steam |  |  | Pennsylvania |  | Berks |  |  | 72 |  | 1953 | 2013 | [32 empty] | Titus Power, LLC | 100 | Titus Power, LLC | 100 | Non-regulated | Dropped - Retired/Planned Retirement by 06/2028 | PB1: 3
Moore County | 3483_G_3 | 3483 | G | 3 |  | O/G Steam |  |  | Texas |  | Moore |  |  | 46 |  | 1954 | 2013 | [32 empty] | Southwestern Public Service Co | 100 | Southwestern Public Service Co | 100 | Regulated | Dropped - Retired/Planned Retirement by 06/2028 | PB1: 3
Thomas C Ferguson | 4937_G_1 | 4937 | G | 1 |  | O/G Steam |  |  | Texas |  | Llano |  |  | 350 |  | 1974 | 2013 | [32 empty] | Lower Colorado River Authority | 100 | Lower Colorado River Authority | 100 | Regulated | Dropped - Retired/Planned Retirement by 06/2028 | bar: PB1
Waverly Municipal Electric North Plant | 6554_G_5 | 6554 | G | 5 |  | Combustion Turbine |  |  | Iowa |  | Bremer |  |  | 1.2 |  | 1948 | 2013 | [32 empty] | Waverly Municipal Elec Utility | 100 | Waverly Municipal Elec Utility | 100 | Regulated | Dropped - Retired/Planned Retirement by 06/2028
Waverly Municipal Electric North Plant | 6554_G_6 | 6554 | G | 6 |  | Combustion Turbine |  |  | Iowa |  | Bremer |  |  | 1.3 |  | 1952 | 2013 | [32 empty] | Waverly Municipal Elec Utility | 100 | Waverly Municipal Elec Utility | 100 | Regulated | Dropped - Retired/Planned Retirement by 06/2028
John Deere Harvester Works | 10039_G_GEN4 | 10039 | G | GEN4 |  | Coal Steam |  |  | Illinois |  | Rock Island |  |  | 2.5 |  | 1949 | 2013 | [32 empty] | John Deere Harvester Works Co | 100 | John Deere Harvester Works Co | 100 | Non-regulated | Dropped - Retired/Planned Retirement by 06/2028
AES Deepwater | 10670_G_GEN1 | 10670 | G | GEN1 |  | Coal Steam |  |  | Texas |  | Harris |  |  | 138 |  | 1986 | 2013 | [32 empty] | AES Deepwater Inc | 100 | AES Deepwater Inc | 100 | Non-regulated | Dropped - Retired/Planned Retirement by 06/2028
AES Deepwater | 10670_G_REDST | 10670 | G | REDST |  | Energy Storage |  |  | Texas |  | Harris |  |  | 1 |  | 2010 | 2013 | [32 empty] | AES Deepwater Inc | 100 | AES Deepwater Inc | 100 | Non-regulated | Dropped - Retired/Planned Retirement by 06/2028
Jackson County Resource Recovery | 10722_G_1 | 10722 | G | 1 |  | Municipal Solid Waste |  |  | Michigan |  | Jackson |  |  | 3 |  | 1987 | 2013 | [32 empty] | Jackson County Res Recovery | 100 | Jackson County Res Recovery | 100 | Non-regulated | Dropped - Retired/Planned Retirement by 06/2028
Koppers Susquehanna Plant | 10731_G_GEN1 | 10731 | G | GEN1 |  | Biomass |  |  | Pennsylvania |  | LYCOMING |  |  | 12 |  | 1988 | 2013 | [32 empty] | Koppers Inc - Susquehanna | 100 | Koppers Inc - Susquehanna | 100 | Non-regulated | Dropped - Retired/Planned Retirement by 06/2028
Lowell Cogeneration Company LP | 10802_G_GEN1 | 10802 | G | GEN1 |  | Combined Cycle |  |  | Massachusetts |  | Middlesex |  |  | 20 |  | 1988 | 2013 | [32 empty] | Lowell Cogeneration Co LP | 100 | Lowell Cogeneration Co LP | 100 | Non-regulated | Dropped - Retired/Planned Retirement by 06/2028
Lowell Cogeneration Company LP | 10802_G_GEN2 | 10802 | G | GEN2 |  | Combined Cycle |  |  | Massachusetts |  | Middlesex |  |  | 8.5 |  | 1988 | 2013 | [32 empty] | Lowell Cogeneration Co LP | 100 | Lowell Cogeneration Co LP | 100 | Non-regulated | Dropped - Retired/Planned Retirement by 06/2028
Park 500 Philip Morris USA | 50275_G_TG2 | 50275 | G | TG2 |  | Coal Steam |  |  | Virginia |  | Chesterfield |  |  | 6.1 |  | 1984 | [33 empty] | Philip Morris USA - Park 500 | 100 | Philip Morris USA - Park 500 | 100 | Non-regulated | Dropped - Plant is identified as onsite because it is a net buyer of electricity in 2021 | PB1: 2
Syracuse Energy | 50651_G_GEN1 | 50651 | G | GEN1 |  | Coal Steam |  |  | New York |  | Onondaga |  |  | 62.8 |  | 1991 | 2013 | [32 empty] | Syracuse Energy Corp | 100 | Syracuse Energy Corp | 100 | Non-regulated | Dropped - Retired/Planned Retirement by 06/2028
Syracuse Energy | 50651_G_GEN2 | 50651 | G | GEN2 |  | Coal Steam |  |  | New York |  | Onondaga |  |  | 11 |  | 2002 | 2013 | [32 empty] | Syracuse Energy Corp | 100 | Syracuse Energy Corp | 100 | Non-regulated | Dropped - Retired/Planned Retirement by 06/2028
Wheelabrator Claremont Facility | 50872_G_GEN1 | 50872 | G | GEN1 |  | Municipal Solid Waste |  |  | New Hampshire |  | Sullivan |  |  | 4.5 |  | 1987 | 2013 | [32 empty] | Wheelabrator Environmental Systems | 100 | Wheelabrator Environmental Systems | 100 | Non-regulated | Dropped - Retired/Planned Retirement by 06/2028 | bar: PB1 to PB2
GRS Richmond | 55587_G_1 | 55587 | G | 1 |  | Landfill Gas |  |  | Virginia |  | Henrico |  |  | 0.9 |  | 1993 | 2013 | [32 empty] | Richmond LLC | 100 | Richmond LLC | 100 | Non-regulated | Dropped - Retired/Planned Retirement by 06/2028
GRS Richmond | 55587_G_2 | 55587 | G | 2 |  | Landfill Gas |  |  | Virginia |  | Henrico |  |  | 0.9 |  | 1993 | 2013 | [32 empty] | Richmond LLC | 100 | Richmond LLC | 100 | Non-regulated | Dropped - Retired/Planned Retirement by 06/2028
GRS Richmond | 55587_G_3 | 55587 | G | 3 |  | Landfill Gas |  |  | Virginia |  | Henrico |  |  | 0.9 |  | 1993 | 2013 | [32 empty] | Richmond LLC | 100 | Richmond LLC | 100 | Non-regulated | Dropped - Retired/Planned Retirement by 06/2028
AD Srvcs Glacier Ridge Landfill, LLC | 55817_G_NO 1 | 55817 | G | NO 1 |  | Landfill Gas |  |  | Wisconsin |  | Dodge |  |  | 0.9 |  | 2001 | 2013 | [32 empty] | AD Srvcs Glacier Ridge Landfill, LLC. | 100 | AD Srvcs Glacier Ridge Landfill, LLC. | 100 | Non-regulated | Dropped - Retired/Planned Retirement by 06/2028
AD Srvcs Glacier Ridge Landfill, LLC | 55817_G_NO 2 | 55817 | G | NO 2 |  | Landfill Gas |  |  | Wisconsin |  | Dodge |  |  | 0.9 |  | 2001 | 2013 | [32 empty] | AD Srvcs Glacier Ridge Landfill, LLC. | 100 | AD Srvcs Glacier Ridge Landfill, LLC. | 100 | Non-regulated | Dropped - Retired/Planned Retirement by 06/2028
GE - Tehachapi | 57566_G_1.6PR | 57566 | G | 1.6PR |  | Onshore Wind |  |  | California |  | Kern |  |  | 1.6 |  | 2011 | 2013 | [32 empty] | GE Wind Energy LLC | 100 | GE Wind Energy LLC | 100 | Non-regulated | Dropped - Retired/Planned Retirement by 06/2028
Riverside | 1081_G_3HS | 1081 | G | 3HS |  | Coal Steam |  |  | Iowa |  | Scott |  |  | 4 |  | 1949 | 2013 | [32 empty] | MidAmerican Energy Co | 100 | MidAmerican Energy Co | 100 | Regulated | Dropped - Retired/Planned Retirement by 06/2028
Independence (IA) | 1149_G_3A | 1149 | G | 3A |  | Combustion Turbine |  |  | Iowa |  | Buchanan |  |  | 1.8 |  | 1996 | 2013 | [32 empty] | City of Independence - (IA) | 100 | City of Independence - (IA) | 100 | Regulated | Dropped - Retired/Planned Retirement by 06/2028
Independence (IA) | 1149_G_3B | 1149 | G | 3B |  | Combustion Turbine |  |  | Iowa |  | Buchanan |  |  | 1.8 |  | 1996 | 2013 | [32 empty] | City of Independence - (IA) | 100 | City of Independence - (IA) | 100 | Regulated | Dropped - Retired/Planned Retirement by 06/2028
Independence (IA) | 1149_G_4A | 1149 | G | 4A |  | Combustion Turbine |  |  | Iowa |  | Buchanan |  |  | 1.8 |  | 2000 | 2013 | [32 empty] | City of Independence - (IA) | 100 | City of Independence - (IA) | 100 | Regulated | Dropped - Retired/Planned Retirement by 06/2028
Independence (IA) | 1149_G_4B | 1149 | G | 4B |  | Combustion Turbine |  |  | Iowa |  | Buchanan |  |  | 1.8 |  | 2000 | 2013 | [32 empty] | City of Independence - (IA) | 100 | City of Independence - (IA) | 100 | Regulated | Dropped - Retired/Planned Retirement by 06/2028
Kotzebue Hybrid | 6304_G_11 | 6304 | G | 11 |  | Combustion Turbine |  |  | Alaska |  | NORTHWEST ARCTIC |  |  | 1 |  | 1994 | [33 empty] | Kotzebue Electric Assn Inc | 100 | Kotzebue Electric Assn Inc | 100 | Regulated | Dropped - in Alaska or in Hawaii or Puerto Rico
Selawik | 6341_G_2A | 6341 | G | 2A |  | Combustion Turbine |  |  | Alaska |  | Northwest Arctic |  |  | 0.5 |  | 2005 | [33 empty] | Alaska Village Elec Coop, Inc | 100 | Alaska Village Elec Coop, Inc | 100 | Regulated | Dropped - in Alaska or in Hawaii or Puerto Rico
General Electric Aircraft Engines | 10029_G_GEN8 | 10029 | G | GEN8 |  | Combustion Turbine |  |  | Massachusetts |  | Essex |  |  | 19.1 |  | 1972 | [33 empty] | General Electric Aircraft Engines | 100 | General Electric Aircraft Engines | 100 | Non-regulated | Dropped - Plant is identified as onsite because it is a net buyer of electricity in 2021
Archer Daniels Midland Peoria | 10866_G_GEN1 | 10866 | G | GEN1 |  | Coal Steam |  |  | Illinois |  | Peoria |  |  | 1.5 |  | 1934 | [33 empty] | BioUrja Renewables LLC | 100 | BioUrja Renewables LLC | 100 | Non-regulated | Dropped - Plant is identified as onsite because it is a net buyer of electricity in 2021 | 1 | 10 | 11 | 12 | 13 | 14 | 2 | 3 | 5 | 9
International Paper Courtland Mill | 50245_G_GT | 50245 | G | GT |  | Combustion Turbine |  |  | Alabama |  | Lawrence |  |  | 30 |  | 1990 | 2013 | [32 empty] | International Paper Co-Courtld | 100 | International Paper Co-Courtld | 100 | Non-regulated | Dropped - Retired/Planned Retirement by 06/2028
Thermo Power & Electric | 50676_G_GEN1 | 50676 | G | GEN1 |  | Combined Cycle |  |  | Colorado |  | Weld |  |  | 30 |  | 1988 | 2013 | [32 empty] | Thermo Power & Electric LLC | 100 | Thermo Power & Electric LLC | 100 | Non-regulated | Dropped - Retired/Planned Retirement by 06/2028
Thermo Power & Electric | 50676_G_GEN2 | 50676 | G | GEN2 |  | Combined Cycle |  |  | Colorado |  | Weld |  |  | 30 |  | 1988 | 2013 | [32 empty] | Thermo Power & Electric LLC | 100 | Thermo Power & Electric LLC | 100 | Non-regulated | Dropped - Retired/Planned Retirement by 06/2028
Thermo Power & Electric | 50676_G_GEN3 | 50676 | G | GEN3 |  | Combined Cycle |  |  | Colorado |  | Weld |  |  | 8 |  | 1988 | 2013 | [32 empty] | Thermo Power & Electric LLC | 100 | Thermo Power & Electric LLC | 100 | Non-regulated | Dropped - Retired/Planned Retirement by 06/2028
Wythe Park Power Petersburg Plant | 54045_G_1 | 54045 | G | 1 |  | Fossil Waste |  |  | Virginia |  | Petersburg City |  |  | 3 |  | 1989 | 2013 | [32 empty] | Wythe Park Power Inc | 100 | Wythe Park Power Inc | 100 | Non-regulated | Dropped - Retired/Planned Retirement by 06/2028
Harris Energy Realty | 54981_G_GILD | 54981 | G | GILD |  | Hydro |  |  | Massachusetts |  | Hampden |  |  | 0.3 |  | 1982 | 2013 | [32 empty] | City of Holyoke Gas and Electric Dept. | 100 | City of Holyoke Gas and Electric Dept. | 100 | Regulated | Dropped - Retired/Planned Retirement by 06/2028
Harris Energy Realty | 54981_G_TOM | 54981 | G | TOM |  | Hydro |  |  | Massachusetts |  | Hampden |  |  | 0.4 |  | 1982 | 2013 | [32 empty] | City of Holyoke Gas and Electric Dept. | 100 | City of Holyoke Gas and Electric Dept. | 100 | Regulated | Dropped - Retired/Planned Retirement by 06/2028
Kahuku Wind Power LLC | 57087_G_2 | 57087 | G | 2 |  | Energy Storage |  |  | Hawaii |  | Honolulu |  |  | 15 |  | 2011 | [33 empty] | Evergreen Wind, LLC | 100 | Evergreen Wind, LLC | 100 | Non-regulated | Dropped - in Alaska or in Hawaii or Puerto Rico
Silver Grove | 57955_G_1 | 57955 | G | 1 |  | Combustion Turbine |  |  | Kentucky |  | Campbell |  |  | 4.3 |  | 2001 | 2013 | [32 empty] | DTE Silver Grove LLC | 100 | DTE Silver Grove LLC | 100 | Non-regulated | Dropped - Retired/Planned Retirement by 06/2028
Widows Creek | 50_G_3 | 50 | G | 3 |  | Coal Steam |  |  | Alabama |  | Jackson |  |  | 111 |  | 1952 | 2013 | [32 empty] | Tennessee Valley Authority | 100 | Tennessee Valley Authority | 100 | Regulated | Dropped - Retired/Planned Retirement by 06/2028 | PB1: 3
Widows Creek | 50_G_5 | 50 | G | 5 |  | Coal Steam |  |  | Alabama |  | Jackson |  |  | 111 |  | 1954 | 2013 | [32 empty] | Tennessee Valley Authority | 100 | Tennessee Valley Authority | 100 | Regulated | Dropped - Retired/Planned Retirement by 06/2028 | PB1: 5
Saguaro | 118_G_1 | 118 | G | 1 |  | O/G Steam |  |  | Arizona |  | Pinal |  |  | 110 |  | 1954 | 2013 | [32 empty] | Arizona Public Service Co | 100 | Arizona Public Service Co | 100 | Regulated | Dropped - Retired/Planned Retirement by 06/2028 | bar: PB1
Saguaro | 118_G_2 | 118 | G | 2 |  | O/G Steam |  |  | Arizona |  | Pinal |  |  | 100 |  | 1955 | 2013 | [32 empty] | Arizona Public Service Co | 100 | Arizona Public Service Co | 100 | Regulated | Dropped - Retired/Planned Retirement by 06/2028 | PB1: 2
Alta Powerhouse | 214_G_2 | 214 | G | 2 |  | Hydro |  |  | California |  | Placer |  |  | 1 |  | 1902 | 2013 | [32 empty] | Pacific Gas & Electric Co. | 100 | Pacific Gas & Electric Co. | 100 | Regulated | Dropped - Retired/Planned Retirement by 06/2028
El Segundo Power | 330_G_3 | 330 | G | 3 |  | O/G Steam |  |  | California |  | Los Angeles |  |  | 335 |  | 1964 | 2013 | [32 empty] | NRG El Segundo Operations Inc | 100 | NRG El Segundo Operations Inc | 100 | Non-regulated | Dropped - Retired/Planned Retirement by 06/2028 | PB1: 3
Indian River Generating Station | 594_G_1 | 594 | G | 1 |  | Coal Steam |  |  | Delaware |  | Sussex |  |  | 89 |  | 1957 | 2013 | [32 empty] | Indian River Power LLC | 100 | Indian River Power LLC | 100 | Non-regulated | Dropped - Retired/Planned Retirement by 06/2028 | bar: PB1
Indian River Generating Station | 594_G_2 | 594 | G | 2 |  | Coal Steam |  |  | Delaware |  | Sussex |  |  | 89 |  | 1959 | 2013 | [32 empty] | Indian River Power LLC | 100 | Indian River Power LLC | 100 | Non-regulated | Dropped - Retired/Planned Retirement by 06/2028 | PB1: 2
Boulevard | 732_G_2 | 732 | G | 2 |  | Combustion Turbine |  |  | Georgia |  | Chatham |  |  | 14 |  | 1970 | 2013 | [32 empty] | Georgia Power Co | 100 | Georgia Power Co | 100 | Regulated | Dropped - Retired/Planned Retirement by 06/2028
Boulevard | 732_G_3 | 732 | G | 3 |  | Combustion Turbine |  |  | Georgia |  | Chatham |  |  | 14 |  | 1970 | 2013 | [32 empty] | Georgia Power Co | 100 | Georgia Power Co | 100 | Regulated | Dropped - Retired/Planned Retirement by 06/2028
Carmi | 937_G_5 | 937 | G | 5 |  | Combustion Turbine |  |  | Illinois |  | White |  |  | 0.5 |  | 1945 | 2013 | [32 empty] | City of Carmi - (IL) | 100 | City of Carmi - (IL) | 100 | Regulated | Dropped - Retired/Planned Retirement by 06/2028
Independence (IA) | 1149_G_1 | 1149 | G | 1 |  | Combustion Turbine |  |  | Iowa |  | Buchanan |  |  | 0.8 |  | 1949 | 2013 | [32 empty] | City of Independence - (IA) | 100 | City of Independence - (IA) | 100 | Regulated | Dropped - Retired/Planned Retirement by 06/2028
Independence (IA) | 1149_G_5 | 1149 | G | 5 |  | Combustion Turbine |  |  | Iowa |  | Buchanan |  |  | 2.3 |  | 1957 | 2013 | [32 empty] | City of Independence - (IA) | 100 | City of Independence - (IA) | 100 | Regulated | Dropped - Retired/Planned Retirement by 06/2028
Independence (IA) | 1149_G_6 | 1149 | G | 6 |  | Combustion Turbine |  |  | Iowa |  | Buchanan |  |  | 2.8 |  | 1964 | 2013 | [32 empty] | City of Independence - (IA) | 100 | City of Independence - (IA) | 100 | Regulated | Dropped - Retired/Planned Retirement by 06/2028
Independence (IA) | 1149_G_7 | 1149 | G | 7 |  | Combustion Turbine |  |  | Iowa |  | Buchanan |  |  | 5.8 |  | 1973 | 2013 | [32 empty] | City of Independence - (IA) | 100 | City of Independence - (IA) | 100 | Regulated | Dropped - Retired/Planned Retirement by 06/2028
Veazie Hydro Station | 1479_G_VZ01 | 1479 | G | VZ01 |  | Hydro |  |  | Maine |  | Penobscot |  |  | 0.7 |  | 1933 | 2013 | [32 empty] | Black Bear Hydro Partners LLC | 100 | Black Bear Hydro Partners LLC | 100 | Non-regulated | Dropped - Retired/Planned Retirement by 06/2028
Veazie Hydro Station | 1479_G_VZ02 | 1479 | G | VZ02 |  | Hydro |  |  | Maine |  | Penobscot |  |  | 0.3 |  | 1920 | 2013 | [32 empty] | Black Bear Hydro Partners LLC | 100 | Black Bear Hydro Partners LLC | 100 | Non-regulated | Dropped - Retired/Planned Retirement by 06/2028
Veazie Hydro Station | 1479_G_VZ03 | 1479 | G | VZ03 |  | Hydro |  |  | Maine |  | Penobscot |  |  | 0.3 |  | 1920 | 2013 | [32 empty] | Black Bear Hydro Partners LLC | 100 | Black Bear Hydro Partners LLC | 100 | Non-regulated | Dropped - Retired/Planned Retirement by 06/2028
Veazie Hydro Station | 1479_G_VZ04 | 1479 | G | VZ04 |  | Hydro |  |  | Maine |  | Penobscot |  |  | 0.3 |  | 1920 | 2013 | [32 empty] | Black Bear Hydro Partners LLC | 100 | Black Bear Hydro Partners LLC | 100 | Non-regulated | Dropped - Retired/Planned Retirement by 06/2028
Veazie Hydro Station | 1479_G_VZ05 | 1479 | G | VZ05 |  | Hydro |  |  | Maine |  | Penobscot |  |  | 0.3 |  | 1920 | 2013 | [32 empty] | Black Bear Hydro Partners LLC | 100 | Black Bear Hydro Partners LLC | 100 | Non-regulated | Dropped - Retired/Planned Retirement by 06/2028
Veazie Hydro Station | 1479_G_VZ06 | 1479 | G | VZ06 |  | Hydro |  |  | Maine |  | Penobscot |  |  | 0.3 |  | 1920 | 2013 | [32 empty] | Black Bear Hydro Partners LLC | 100 | Black Bear Hydro Partners LLC | 100 | Non-regulated | Dropped - Retired/Planned Retirement by 06/2028
Veazie Hydro Station | 1479_G_VZ07 | 1479 | G | VZ07 |  | Hydro |  |  | Maine |  | Penobscot |  |  | 0.3 |  | 1920 | 2013 | [32 empty] | Black Bear Hydro Partners LLC | 100 | Black Bear Hydro Partners LLC | 100 | Non-regulated | Dropped - Retired/Planned Retirement by 06/2028
Veazie Hydro Station | 1479_G_VZ08 | 1479 | G | VZ08 |  | Hydro |  |  | Maine |  | Penobscot |  |  | 0.3 |  | 1920 | 2013 | [32 empty] | Black Bear Hydro Partners LLC | 100 | Black Bear Hydro Partners LLC | 100 | Non-regulated | Dropped - Retired/Planned Retirement by 06/2028
Veazie Hydro Station | 1479_G_VZ09 | 1479 | G | VZ09 |  | Hydro |  |  | Maine |  | Penobscot |  |  | 0.3 |  | 1920 | 2013 | [32 empty] | Black Bear Hydro Partners LLC | 100 | Black Bear Hydro Partners LLC | 100 | Non-regulated | Dropped - Retired/Planned Retirement by 06/2028
Veazie Hydro Station | 1479_G_VZ10 | 1479 | G | VZ10 |  | Hydro |  |  | Maine |  | Penobscot |  |  | 0.3 |  | 1920 | 2013 | [32 empty] | Black Bear Hydro Partners LLC | 100 | Black Bear Hydro Partners LLC | 100 | Non-regulated | Dropped - Retired/Planned Retirement by 06/2028
Veazie Hydro Station | 1479_G_VZ11 | 1479 | G | VZ11 |  | Hydro |  |  | Maine |  | Penobscot |  |  | 0.3 |  | 1920 | 2013 | [32 empty] | Black Bear Hydro Partners LLC | 100 | Black Bear Hydro Partners LLC | 100 | Non-regulated | Dropped - Retired/Planned Retirement by 06/2028
Veazie Hydro Station | 1479_G_VZ12 | 1479 | G | VZ12 |  | Hydro |  |  | Maine |  | Penobscot |  |  | 0.3 |  | 1920 | 2013 | [32 empty] | Black Bear Hydro Partners LLC | 100 | Black Bear Hydro Partners LLC | 100 | Non-regulated | Dropped - Retired/Planned Retirement by 06/2028
Veazie Hydro Station | 1479_G_VZ13 | 1479 | G | VZ13 |  | Hydro |  |  | Maine |  | Penobscot |  |  | 0.3 |  | 1920 | 2013 | [32 empty] | Black Bear Hydro Partners LLC | 100 | Black Bear Hydro Partners LLC | 100 | Non-regulated | Dropped - Retired/Planned Retirement by 06/2028
Veazie Hydro Station | 1479_G_VZ15 | 1479 | G | VZ15 |  | Hydro |  |  | Maine |  | Penobscot |  |  | 0.5 |  | 1914 | 2013 | [32 empty] | Black Bear Hydro Partners LLC | 100 | Black Bear Hydro Partners LLC | 100 | Non-regulated | Dropped - Retired/Planned Retirement by 06/2028
Hillsdale | 1829_G_10 | 1829 | G | 10 |  | Combustion Turbine |  |  | Michigan |  | Hillsdale |  |  | 1.8 |  | 2008 | 2013 | [32 empty] | Hillsdale Board of Public Wks | 100 | Hillsdale Board of Public Wks | 100 | Regulated | Dropped - Retired/Planned Retirement by 06/2028
Hillsdale | 1829_G_7 | 1829 | G | 7 |  | Combustion Turbine |  |  | Michigan |  | Hillsdale |  |  | 1.5 |  | 2008 | 2013 | [32 empty] | Hillsdale Board of Public Wks | 100 | Hillsdale Board of Public Wks | 100 | Regulated | Dropped - Retired/Planned Retirement by 06/2028
Hillsdale | 1829_G_8 | 1829 | G | 8 |  | Combustion Turbine |  |  | Michigan |  | Hillsdale |  |  | 1.5 |  | 2008 | 2013 | [32 empty] | Hillsdale Board of Public Wks | 100 | Hillsdale Board of Public Wks | 100 | Regulated | Dropped - Retired/Planned Retirement by 06/2028
Hillsdale | 1829_G_9 | 1829 | G | 9 |  | Combustion Turbine |  |  | Michigan |  | Hillsdale |  |  | 1.8 |  | 2008 | 2013 | [32 empty] | Hillsdale Board of Public Wks | 100 | Hillsdale Board of Public Wks | 100 | Regulated | Dropped - Retired/Planned Retirement by 06/2028
Hooper Bay | 6319_G_4A | 6319 | G | 4A |  | Combustion Turbine |  |  | Alaska |  | Bethel |  |  | 0.3 |  | 1987 | [33 empty] | Alaska Village Elec Coop, Inc | 100 | Alaska Village Elec Coop, Inc | 100 | Regulated | Dropped - in Alaska or in Hawaii or Puerto Rico
NSB Point Lay Utility | 7486_G_PG1A | 7486 | G | PG1A |  | Combustion Turbine |  |  | Alaska |  | North Slope |  |  | 0.3 |  | 2000 | [33 empty] | North Slope Borough Power & Light | 100 | North Slope Borough Power & Light | 100 | Regulated | Dropped - in Alaska or in Hawaii or Puerto Rico
NSB Point Lay Utility | 7486_G_PG2A | 7486 | G | PG2A |  | Combustion Turbine |  |  | Alaska |  | North Slope |  |  | 0.3 |  | 2000 | [33 empty] | North Slope Borough Power & Light | 100 | North Slope Borough Power & Light | 100 | Regulated | Dropped - in Alaska or in Hawaii or Puerto Rico
NSB Point Lay Utility | 7486_G_PG3A | 7486 | G | PG3A |  | Combustion Turbine |  |  | Alaska |  | North Slope |  |  | 0.3 |  | 2002 | [33 empty] | North Slope Borough Power & Light | 100 | North Slope Borough Power & Light | 100 | Regulated | Dropped - in Alaska or in Hawaii or Puerto Rico
NSB Point Lay Utility | 7486_G_PG4A | 7486 | G | PG4A |  | Combustion Turbine |  |  | Alaska |  | North Slope |  |  | 0.3 |  | 2002 | [33 empty] | North Slope Borough Power & Light | 100 | North Slope Borough Power & Light | 100 | Regulated | Dropped - in Alaska or in Hawaii or Puerto Rico
NSB Point Lay Utility | 7486_G_PG5 | 7486 | G | PG5 |  | Combustion Turbine |  |  | Alaska |  | North Slope |  |  | 0.3 |  | 2002 | [33 empty] | North Slope Borough Power & Light | 100 | North Slope Borough Power & Light | 100 | Regulated | Dropped - in Alaska or in Hawaii or Puerto Rico
NSB Point Lay Utility | 7486_G_PG6 | 7486 | G | PG6 |  | Combustion Turbine |  |  | Alaska |  | North Slope |  |  | 0.3 |  | 2002 | [33 empty] | North Slope Borough Power & Light | 100 | North Slope Borough Power & Light | 100 | Regulated | Dropped - in Alaska or in Hawaii or Puerto Rico
Univ of Calif Santa Cruz Cogeneration | 50064_G_001 | 50064 | G | 001 |  | Combustion Turbine |  |  | California |  | Santa Cruz |  |  | 2.6 |  | 1985 | 2013 | [32 empty] | University of California Santa Cruz | 100 | University of California Santa Cruz | 100 | Non-regulated | Dropped - Retired/Planned Retirement by 06/2028
MMSD Jones Island Wastewater | 54851_G_GEN2 | 54851 | G | GEN2 |  | Combustion Turbine |  |  | Wisconsin |  | Milwaukee |  |  | 13 |  | 1971 | [33 empty] | Milwaukee Metro Sewerage Dist | 100 | Milwaukee Metro Sewerage Dist | 100 | Non-regulated | Dropped - Plant is identified as onsite because it is a net buyer of electricity in 2021
Oak Tree Farm Dairy Facility | 58221_G_1 | 58221 | G | 1 |  | Combustion Turbine |  |  | New York |  | Suffolk |  |  | 0.3 |  | 1985 | 2013 | [32 empty] | Oak Tree Farm Dairy, Inc. | 100 | Oak Tree Farm Dairy, Inc. | 100 | Non-regulated | Dropped - Retired/Planned Retirement by 06/2028
Oak Tree Farm Dairy Facility | 58221_G_2 | 58221 | G | 2 |  | Combustion Turbine |  |  | New York |  | Suffolk |  |  | 0.3 |  | 1985 | 2013 | [32 empty] | Oak Tree Farm Dairy, Inc. | 100 | Oak Tree Farm Dairy, Inc. | 100 | Non-regulated | Dropped - Retired/Planned Retirement by 06/2028
Oak Tree Farm Dairy Facility | 58221_G_3 | 58221 | G | 3 |  | Combustion Turbine |  |  | New York |  | Suffolk |  |  | 0.3 |  | 1985 | 2013 | [32 empty] | Oak Tree Farm Dairy, Inc. | 100 | Oak Tree Farm Dairy, Inc. | 100 | Non-regulated | Dropped - Retired/Planned Retirement by 06/2028
Oak Tree Farm Dairy Facility | 58221_G_4 | 58221 | G | 4 |  | Combustion Turbine |  |  | New York |  | Suffolk |  |  | 0.3 |  | 1985 | 2013 | [32 empty] | Oak Tree Farm Dairy, Inc. | 100 | Oak Tree Farm Dairy, Inc. | 100 | Non-regulated | Dropped - Retired/Planned Retirement by 06/2028
Cecil Lynch | 167_G_2 | 167 | G | 2 |  | O/G Steam |  |  | Arkansas |  | Pulaski |  |  | 60 |  | 1949 | 2013 | [32 empty] | Entergy Arkansas LLC | 100 | Entergy Arkansas LLC | 100 | Regulated | Dropped - Retired/Planned Retirement by 06/2028 | PB1: 2
Robert E Ritchie | 173_G_GT1 | 173 | G | GT1 |  | Combustion Turbine |  |  | Arkansas |  | Phillips |  |  | 16 |  | 1970 | 2013 | [32 empty] | Entergy Arkansas LLC | 100 | Entergy Arkansas LLC | 100 | Regulated | Dropped - Retired/Planned Retirement by 06/2028
San Onofre Nuclear Generating Station | 360_G_2 | 360 | G | 2 |  | Nuclear |  |  | California |  | San Diego |  |  | 1070 |  | 1983 | 2013 | [32 empty] | Southern California Edison Co | 78.21 | Southern California Edison Co | 78.21 | Regulated | Dropped - Retired/Planned Retirement by 06/2028 | PB1: NSS2
San Onofre Nuclear Generating Station | 360_G_3 | 360 | G | 3 |  | Nuclear |  |  | California |  | San Diego |  |  | 1080 |  | 1984 | 2013 | [32 empty] | Southern California Edison Co | 78.21 | Southern California Edison Co | 78.21 | Regulated | Dropped - Retired/Planned Retirement by 06/2028 | PB1: NSS3
Haynes | 400_G_5 | 400 | G | 5 |  | O/G Steam |  |  | California |  | Los Angeles |  |  | 292 |  | 1966 | 2013 | [32 empty] | Los Angeles Department of Water & Power | 100 | Los Angeles Department of Water & Power | 100 | Regulated | Dropped - Retired/Planned Retirement by 06/2028 | PB1: 5
Haynes | 400_G_6 | 400 | G | 6 |  | O/G Steam |  |  | California |  | Los Angeles |  |  | 238 |  | 1967 | 2013 | [32 empty] | Los Angeles Department of Water & Power | 100 | Los Angeles Department of Water & Power | 100 | Regulated | Dropped - Retired/Planned Retirement by 06/2028 | PB1: 6
NRG Norwalk Harbor | 548_G_1 | 548 | G | 1 |  | O/G Steam |  |  | Connecticut |  | Fairfield |  |  | 162 |  | 1960 | 2013 | [32 empty] | Norwalk Power LLC | 100 | Norwalk Power LLC | 100 | Non-regulated | Dropped - Retired/Planned Retirement by 06/2028
NRG Norwalk Harbor | 548_G_10 | 548 | G | 10 |  | Combustion Turbine |  |  | Connecticut |  | Fairfield |  |  | 11.9 |  | 1966 | 2013 | [32 empty] | Norwalk Power LLC | 100 | Norwalk Power LLC | 100 | Non-regulated | Dropped - Retired/Planned Retirement by 06/2028
NRG Norwalk Harbor | 548_G_2 | 548 | G | 2 |  | O/G Steam |  |  | Connecticut |  | Fairfield |  |  | 168 |  | 1963 | 2013 | [32 empty] | Norwalk Power LLC | 100 | Norwalk Power LLC | 100 | Non-regulated | Dropped - Retired/Planned Retirement by 06/2028
Harding Street | 990_G_3 | 990 | G | 3 |  | O/G Steam |  |  | Indiana |  | Marion |  |  | 35 |  | 1941 | 2013 | [32 empty] | AES Indiana | 100 | AES Indiana | 100 | Regulated | Dropped - Retired/Planned Retirement by 06/2028 | PB1: 9
Harding Street | 990_G_4 | 990 | G | 4 |  | O/G Steam |  |  | Indiana |  | Marion |  |  | 35 |  | 1947 | 2013 | [32 empty] | AES Indiana | 100 | AES Indiana | 100 | Regulated | Dropped - Retired/Planned Retirement by 06/2028 | PB1: 10
Harding Street | 990_G_GT3 | 990 | G | GT3 |  | Combustion Turbine |  |  | Indiana |  | Marion |  |  | 10 |  | 1973 | 2013 | [32 empty] | AES Indiana | 100 | AES Indiana | 100 | Regulated | Dropped - Retired/Planned Retirement by 06/2028
Eagle Valley (IN) | 991_G_2 | 991 | G | 2 |  | O/G Steam |  |  | Indiana |  | Morgan |  |  | 39 |  | 1950 | 2013 | [32 empty] | AES Indiana | 100 | AES Indiana | 100 | Regulated | Dropped - Retired/Planned Retirement by 06/2028 | PB1: 2
Eagle Valley (IN) | 991_G_ST1 | 991 | G | ST1 |  | O/G Steam |  |  | Indiana |  | Morgan |  |  | 39 |  | 1949 | 2013 | [32 empty] | AES Indiana | 100 | AES Indiana | 100 | Regulated | Dropped - Retired/Planned Retirement by 06/2028 | bar: PB1
Lansing | 1047_G_3 | 1047 | G | 3 |  | Coal Steam |  |  | Iowa |  | Allamakee |  |  | 29.4 |  | 1957 | 2013 | [32 empty] | Interstate Power and Light Co | 100 | Interstate Power and Light Co | 100 | Regulated | Dropped - Retired/Planned Retirement by 06/2028 | PB1: 1; PB2: 2; PB3: 3
Estherville | 1137_G_6 | 1137 | G | 6 |  | Combustion Turbine |  |  | Iowa |  | Emmet |  |  | 2 |  | 1950 | 2013 | [32 empty] | City of Estherville - (IA) | 100 | City of Estherville - (IA) | 100 | Regulated | Dropped - Retired/Planned Retirement by 06/2028
Brayton Point | 1619_G_IC1 | 1619 | G | IC1 |  | Combustion Turbine |  |  | Massachusetts |  | Bristol |  |  | 2.5 |  | 1967 | 2013 | [32 empty] | Brayton Point Energy LLC | 100 | Brayton Point Energy LLC | 100 | Non-regulated | Dropped - Retired/Planned Retirement by 06/2028
Brayton Point | 1619_G_IC2 | 1619 | G | IC2 |  | Combustion Turbine |  |  | Massachusetts |  | Bristol |  |  | 2.5 |  | 1967 | 2013 | [32 empty] | Brayton Point Energy LLC | 100 | Brayton Point Energy LLC | 100 | Non-regulated | Dropped - Retired/Planned Retirement by 06/2028
Brayton Point | 1619_G_IC3 | 1619 | G | IC3 |  | Combustion Turbine |  |  | Massachusetts |  | Bristol |  |  | 2.5 |  | 1967 | 2013 | [32 empty] | Brayton Point Energy LLC | 100 | Brayton Point Energy LLC | 100 | Non-regulated | Dropped - Retired/Planned Retirement by 06/2028
Brayton Point | 1619_G_IC4 | 1619 | G | IC4 |  | Combustion Turbine |  |  | Massachusetts |  | Bristol |  |  | 2.5 |  | 1967 | 2013 | [32 empty] | Brayton Point Energy LLC | 100 | Brayton Point Energy LLC | 100 | Non-regulated | Dropped - Retired/Planned Retirement by 06/2028
Plant No 1 Freeport | 2678_G_1 | 2678 | G | 1 |  | Combustion Turbine |  |  | New York |  | Nassau |  |  | 1.5 |  | 1941 | 2013 | [32 empty] | Village of Freeport - (NY) | 100 | Village of Freeport - (NY) | 100 | Regulated | Dropped - Retired/Planned Retirement by 06/2028
O H Hutchings | 2848_G_4 | 2848 | G | 4 |  | Coal Steam |  |  | Ohio |  | Montgomery |  |  | 63 |  | 1951 | 2013 | [32 empty] | Kimura Power LLC | 100 | Kimura Power LLC | 100 | Non-regulated | Dropped - Retired/Planned Retirement by 06/2028 | PB1: H-4
FirstEnergy Mad River | 2860_G_CTA | 2860 | G | CTA |  | Combustion Turbine |  |  | Ohio |  | Clark |  |  | 25 |  | 1972 | 2013 | [32 empty] | FirstEnergy Generation Corp | 100 | FirstEnergy Generation Corp | 100 | Non-regulated | Dropped - Retired/Planned Retirement by 06/2028
FirstEnergy Mad River | 2860_G_CTB | 2860 | G | CTB |  | Combustion Turbine |  |  | Ohio |  | Clark |  |  | 25 |  | 1972 | 2013 | [32 empty] | FirstEnergy Generation Corp | 100 | FirstEnergy Generation Corp | 100 | Non-regulated | Dropped - Retired/Planned Retirement by 06/2028
Portland (PA) | 3113_G_2 | 3113 | G | 2 |  | Coal Steam |  |  | Pennsylvania |  | Northampton |  |  | 226 |  | 1962 | 2013 | [32 empty] | Portland Power, LLC | 100 | Portland Power, LLC | 100 | Non-regulated | Dropped - Retired/Planned Retirement by 06/2028 | PB1: 2
Leon Creek | 3609_G_3 | 3609 | G | 3 |  | O/G Steam |  |  | Texas |  | Bexar |  |  | 60 |  | 1953 | 2013 | [32 empty] | City of San Antonio - (TX) | 100 | City of San Antonio - (TX) | 100 | Regulated | Dropped - Retired/Planned Retirement by 06/2028 | PB1: 3
Leon Creek | 3609_G_4 | 3609 | G | 4 |  | O/G Steam |  |  | Texas |  | Bexar |  |  | 95 |  | 1959 | 2013 | [32 empty] | City of San Antonio - (TX) | 100 | City of San Antonio - (TX) | 100 | Regulated | Dropped - Retired/Planned Retirement by 06/2028 | PB1: 4
Domtar Paper Company Rothschild | 50190_G_TG2 | 50190 | G | TG2 |  | O/G Steam |  |  | Wisconsin |  | Marathon |  |  | 4.7 |  | 1954 | [33 empty] | Domtar Paper Company Rothschild | 100 | Domtar Paper Company Rothschild | 100 | Non-regulated | Dropped - Plant is identified as onsite because it is a net buyer of electricity in 2021
Wheelabrator Lassen | 50298_G_GEN1 | 50298 | G | GEN1 |  | Combustion Turbine |  |  | California |  | Shasta |  |  | 42.7 |  | 1983 | 2013 | [32 empty] | Wheelabrator Environmental Systems | 100 | Wheelabrator Environmental Systems | 100 | Non-regulated | Dropped - Retired/Planned Retirement by 06/2028
Lincoln Paper & Tissue | 54587_G_WEST | 54587 | G | WEST |  | Non-Fossil Waste |  |  | Maine |  | Penobscot |  |  | 3.5 |  | 1957 | 2013 | [32 empty] | Lincoln Paper and Tissue, LLC | 100 | Lincoln Paper and Tissue, LLC | 100 | Non-regulated | Dropped - Retired/Planned Retirement by 06/2028
Mallard Ridge Gas Recovery | 55013_G_GEN1 | 55013 | G | GEN1 |  | Landfill Gas |  |  | Wisconsin |  | Walworth |  |  | 0.8 |  | 1996 | 2013 | [32 empty] | Advanced Disposal Srvcs Mallard Ridge Landfill LLC | 100 | Advanced Disposal Srvcs Mallard Ridge Landfill LLC | 100 | Non-regulated | Dropped - Retired/Planned Retirement by 06/2028
Ridgeview | 55925_G_GEN9 | 55925 | G | GEN9 |  | Landfill Gas |  |  | Wisconsin |  | Manitowoc |  |  | 0.8 |  | 2006 | 2013 | [32 empty] | Bio-Energy Partners | 100 | Bio-Energy Partners | 100 | Non-regulated | Dropped - Retired/Planned Retirement by 06/2028
Fox Valley Energy Center | 56037_G_1 | 56037 | G | 1 |  | Biomass |  |  | Wisconsin |  | Winnebago |  |  | 6.5 |  | 1999 | 2013 | [32 empty] | Fox Valley Energy Center LLC | 100 | Fox Valley Energy Center LLC | 100 | Non-regulated | Dropped - Retired/Planned Retirement by 06/2028
Prairie Horizon Agri Energy | 58183_G_T5687 | 58183 | G | T5687 |  | O/G Steam |  |  | Kansas |  | Phillips |  |  | 0.9 |  | 2008 | [33 empty] | Prairie Horizon Agri Energy LLC | 100 | Prairie Horizon Agri Energy LLC | 100 | Non-regulated | Dropped - Plant is identified as onsite because it is a net buyer of electricity in 2021
Cecil Lynch | 167_G_4 | 167 | G | 4 |  | Combustion Turbine |  |  | Arkansas |  | Pulaski |  |  | 5 |  | 1967 | 2013 | [32 empty] | Entergy Arkansas LLC | 100 | Entergy Arkansas LLC | 100 | Regulated | Dropped - Retired/Planned Retirement by 06/2028
Contra Costa | 228_G_6 | 228 | G | 6 |  | O/G Steam |  |  | California |  | Contra Costa |  |  | 335 |  | 1964 | 2013 | [32 empty] | NRG Delta LLC | 100 | NRG Delta LLC | 100 | Non-regulated | Dropped - Retired/Planned Retirement by 06/2028
Contra Costa | 228_G_7 | 228 | G | 7 |  | O/G Steam |  |  | California |  | Contra Costa |  |  | 337 |  | 1964 | 2013 | [32 empty] | NRG Delta LLC | 100 | NRG Delta LLC | 100 | Non-regulated | Dropped - Retired/Planned Retirement by 06/2028
Yuma | 524_G_1 | 524 | G | 1 |  | Combustion Turbine |  |  | Colorado |  | Yuma |  |  | 0.1 |  | 1937 | 2013 | [32 empty] | City of Yuma - (CO) | 100 | City of Yuma - (CO) | 100 | Regulated | Dropped - Retired/Planned Retirement by 06/2028
Yuma | 524_G_2 | 524 | G | 2 |  | Combustion Turbine |  |  | Colorado |  | Yuma |  |  | 0.1 |  | 1937 | 2013 | [32 empty] | City of Yuma - (CO) | 100 | City of Yuma - (CO) | 100 | Regulated | Dropped - Retired/Planned Retirement by 06/2028
Yuma | 524_G_3 | 524 | G | 3 |  | Combustion Turbine |  |  | Colorado |  | Yuma |  |  | 0.2 |  | 1938 | 2013 | [32 empty] | City of Yuma - (CO) | 100 | City of Yuma - (CO) | 100 | Regulated | Dropped - Retired/Planned Retirement by 06/2028
Yuma | 524_G_4 | 524 | G | 4 |  | Combustion Turbine |  |  | Colorado |  | Yuma |  |  | 0.5 |  | 1948 | 2013 | [32 empty] | City of Yuma - (CO) | 100 | City of Yuma - (CO) | 100 | Regulated | Dropped - Retired/Planned Retirement by 06/2028
G W Ivey | 665_G_10 | 665 | G | 10 |  | Combustion Turbine |  |  | Florida |  | Miami Dade |  |  | 2 |  | 1958 | 2013 | [32 empty] | City of Homestead - (FL) | 100 | City of Homestead - (FL) | 100 | Regulated | Dropped - Retired/Planned Retirement by 06/2028
G W Ivey | 665_G_11 | 665 | G | 11 |  | Combustion Turbine |  |  | Florida |  | Miami Dade |  |  | 3 |  | 1965 | 2013 | [32 empty] | City of Homestead - (FL) | 100 | City of Homestead - (FL) | 100 | Regulated | Dropped - Retired/Planned Retirement by 06/2028
G W Ivey | 665_G_12 | 665 | G | 12 |  | Combustion Turbine |  |  | Florida |  | Miami Dade |  |  | 3 |  | 1965 | 2013 | [32 empty] | City of Homestead - (FL) | 100 | City of Homestead - (FL) | 100 | Regulated | Dropped - Retired/Planned Retirement by 06/2028
G W Ivey | 665_G_18 | 665 | G | 18 |  | Combustion Turbine |  |  | Florida |  | Miami Dade |  |  | 8 |  | 1975 | 2013 | [32 empty] | City of Homestead - (FL) | 100 | City of Homestead - (FL) | 100 | Regulated | Dropped - Retired/Planned Retirement by 06/2028
G W Ivey | 665_G_8 | 665 | G | 8 |  | Combustion Turbine |  |  | Florida |  | Miami Dade |  |  | 2 |  | 1954 | 2013 | [32 empty] | City of Homestead - (FL) | 100 | City of Homestead - (FL) | 100 | Regulated | Dropped - Retired/Planned Retirement by 06/2028
G W Ivey | 665_G_9 | 665 | G | 9 |  | Combustion Turbine |  |  | Florida |  | Miami Dade |  |  | 2 |  | 1958 | 2013 | [32 empty] | City of Homestead - (FL) | 100 | City of Homestead - (FL) | 100 | Regulated | Dropped - Retired/Planned Retirement by 06/2028
Gowrie | 1141_G_1 | 1141 | G | 1 |  | Combustion Turbine |  |  | Iowa |  | Webster |  |  | 1.1 |  | 1959 | 2013 | [32 empty] | Gowrie Municipal Utilities | 100 | Gowrie Municipal Utilities | 100 | Regulated | Dropped - Retired/Planned Retirement by 06/2028
Gowrie | 1141_G_2 | 1141 | G | 2 |  | Combustion Turbine |  |  | Iowa |  | Webster |  |  | 1.1 |  | 1968 | 2013 | [32 empty] | Gowrie Municipal Utilities | 100 | Gowrie Municipal Utilities | 100 | Regulated | Dropped - Retired/Planned Retirement by 06/2028
Attica | 1260_G_1 | 1260 | G | 1 |  | Combustion Turbine |  |  | Kansas |  | Harper |  |  | 0.5 |  | 1954 | 2013 | [32 empty] | City of Attica - (KS) | 100 | City of Attica - (KS) | 100 | Regulated | Dropped - Retired/Planned Retirement by 06/2028
Attica | 1260_G_2 | 1260 | G | 2 |  | Combustion Turbine |  |  | Kansas |  | Harper |  |  | 0.9 |  | 1970 | 2013 | [32 empty] | City of Attica - (KS) | 100 | City of Attica - (KS) | 100 | Regulated | Dropped - Retired/Planned Retirement by 06/2028
Attica | 1260_G_4A | 1260 | G | 4A |  | Combustion Turbine |  |  | Kansas |  | Harper |  |  | 0.7 |  | 2003 | 2013 | [32 empty] | City of Attica - (KS) | 100 | City of Attica - (KS) | 100 | Regulated | Dropped - Retired/Planned Retirement by 06/2028
Attica | 1260_G_IC3 | 1260 | G | IC3 |  | Combustion Turbine |  |  | Kansas |  | Harper |  |  | 1 |  | 1984 | 2013 | [32 empty] | City of Attica - (KS) | 100 | City of Attica - (KS) | 100 | Regulated | Dropped - Retired/Planned Retirement by 06/2028
Veazie Hydro Station | 1479_G_VZ14 | 1479 | G | VZ14 |  | Hydro |  |  | Maine |  | Penobscot |  |  | 0.3 |  | 1920 | 2013 | [32 empty] | Black Bear Hydro Partners LLC | 100 | Black Bear Hydro Partners LLC | 100 | Non-regulated | Dropped - Retired/Planned Retirement by 06/2028
Benson City of | 1964_G_5 | 1964 | G | 5 |  | Combustion Turbine |  |  | Minnesota |  | Swift |  |  | 0.9 |  | 1948 | 2013 | [32 empty] | City of Benson - (MN) | 100 | City of Benson - (MN) | 100 | Regulated | Dropped - Retired/Planned Retirement by 06/2028
Benson City of | 1964_G_6 | 1964 | G | 6 |  | Combustion Turbine |  |  | Minnesota |  | Swift |  |  | 1.2 |  | 1955 | 2013 | [32 empty] | City of Benson - (MN) | 100 | City of Benson - (MN) | 100 | Regulated | Dropped - Retired/Planned Retirement by 06/2028
Glencoe | 1975_G_6 | 1975 | G | 6 |  | Combustion Turbine |  |  | Minnesota |  | McLeod |  |  | 1 |  | 1961 | 2013 | [32 empty] | Glencoe Light & Power Comm | 100 | Glencoe Light & Power Comm | 100 | Regulated | Dropped - Retired/Planned Retirement by 06/2028
Sidney (NE) | 2302_G_2 | 2302 | G | 2 |  | Combustion Turbine |  |  | Nebraska |  | Cheyenne |  |  | 2 |  | 1951 | 2013 | [32 empty] | City of Sidney - (NE) | 100 | City of Sidney - (NE) | 100 | Regulated | Dropped - Retired/Planned Retirement by 06/2028
Sutherland IC | 2306_G_1 | 2306 | G | 1 |  | Combustion Turbine |  |  | Nebraska |  | Lincoln |  |  | 0.5 |  | 1952 | 2013 | [32 empty] | Sutherland City of | 100 | Sutherland City of | 100 | Regulated | Dropped - Retired/Planned Retirement by 06/2028
Sutherland IC | 2306_G_2 | 2306 | G | 2 |  | Combustion Turbine |  |  | Nebraska |  | Lincoln |  |  | 0.9 |  | 1959 | 2013 | [32 empty] | Sutherland City of | 100 | Sutherland City of | 100 | Regulated | Dropped - Retired/Planned Retirement by 06/2028
Sutherland IC | 2306_G_4 | 2306 | G | 4 |  | Combustion Turbine |  |  | Nebraska |  | Lincoln |  |  | 1.4 |  | 1964 | 2013 | [32 empty] | Sutherland City of | 100 | Sutherland City of | 100 | Regulated | Dropped - Retired/Planned Retirement by 06/2028
Montauk | 2515_G_2 | 2515 | G | 2 |  | Combustion Turbine |  |  | New York |  | Suffolk |  |  | 2 |  | 1962 | 2013 | [32 empty] | National Grid Generation LLC | 100 | National Grid Generation LLC | 100 | Regulated | Dropped - Retired/Planned Retirement by 06/2028
Montauk | 2515_G_3 | 2515 | G | 3 |  | Combustion Turbine |  |  | New York |  | Suffolk |  |  | 2 |  | 1965 | 2013 | [32 empty] | National Grid Generation LLC | 100 | National Grid Generation LLC | 100 | Regulated | Dropped - Retired/Planned Retirement by 06/2028
Montauk | 2515_G_4 | 2515 | G | 4 |  | Combustion Turbine |  |  | New York |  | Suffolk |  |  | 2 |  | 1965 | 2013 | [32 empty] | National Grid Generation LLC | 100 | National Grid Generation LLC | 100 | Regulated | Dropped - Retired/Planned Retirement by 06/2028
Buck | 2720_G_5 | 2720 | G | 5 |  | Coal Steam |  |  | North Carolina |  | Rowan |  |  | 128 |  | 1953 | 2013 | [32 empty] | Duke Energy Carolinas, LLC | 100 | Duke Energy Carolinas, LLC | 100 | Regulated | Dropped - Retired/Planned Retirement by 06/2028 | PB1: 8
Buck | 2720_G_6 | 2720 | G | 6 |  | Coal Steam |  |  | North Carolina |  | Rowan |  |  | 128 |  | 1953 | 2013 | [32 empty] | Duke Energy Carolinas, LLC | 100 | Duke Energy Carolinas, LLC | 100 | Regulated | Dropped - Retired/Planned Retirement by 06/2028 | PB1: 9
Riverbend | 2732_G_4 | 2732 | G | 4 |  | Coal Steam |  |  | North Carolina |  | Gaston |  |  | 94 |  | 1952 | 2013 | [32 empty] | Duke Energy Carolinas, LLC | 100 | Duke Energy Carolinas, LLC | 100 | Regulated | Dropped - Retired/Planned Retirement by 06/2028 | PB1: 7
Riverbend | 2732_G_5 | 2732 | G | 5 |  | Coal Steam |  |  | North Carolina |  | Gaston |  |  | 94 |  | 1952 | 2013 | [32 empty] | Duke Energy Carolinas, LLC | 100 | Duke Energy Carolinas, LLC | 100 | Regulated | Dropped - Retired/Planned Retirement by 06/2028 | PB1: 8
Riverbend | 2732_G_6 | 2732 | G | 6 |  | Coal Steam |  |  | North Carolina |  | Gaston |  |  | 133 |  | 1954 | 2013 | [32 empty] | Duke Energy Carolinas, LLC | 100 | Duke Energy Carolinas, LLC | 100 | Regulated | Dropped - Retired/Planned Retirement by 06/2028 | PB1: 9
Riverbend | 2732_G_7 | 2732 | G | 7 |  | Coal Steam |  |  | North Carolina |  | Gaston |  |  | 133 |  | 1954 | 2013 | [32 empty] | Duke Energy Carolinas, LLC | 100 | Duke Energy Carolinas, LLC | 100 | Regulated | Dropped - Retired/Planned Retirement by 06/2028 | PB1: 10
Galena Electric Utility | 7437_G_2 | 7437 | G | 2 |  | Combustion Turbine |  |  | Alaska |  | Yukon Koyukuk |  |  | 0.7 |  | 1990 | [33 empty] | Galena Electric Utility | 100 | Galena Electric Utility | 100 | Regulated | Dropped - in Alaska or in Hawaii or Puerto Rico
Kewaunee | 8024_G_1 | 8024 | G | 1 |  | Nuclear |  |  | Wisconsin |  | Kewaunee |  |  | 566 |  | 1974 | 2013 | [32 empty] | Dominion Energy Kewaunee Inc. | 100 | Dominion Energy Kewaunee Inc. | 100 | Non-regulated | Dropped - Retired/Planned Retirement by 06/2028
GRS American Canyon | 10392_G_1 | 10392 | G | 1 |  | Landfill Gas |  |  | California |  | Napa |  |  | 0.7 |  | 1985 | 2013 | [32 empty] | Gas Recovery Systems Inc | 100 | Gas Recovery Systems Inc | 100 | Non-regulated | Dropped - Retired/Planned Retirement by 06/2028
GRS American Canyon | 10392_G_2 | 10392 | G | 2 |  | Landfill Gas |  |  | California |  | Napa |  |  | 0.7 |  | 1985 | 2013 | [32 empty] | Gas Recovery Systems Inc | 100 | Gas Recovery Systems Inc | 100 | Non-regulated | Dropped - Retired/Planned Retirement by 06/2028
Ridgewood Providence Power | 50365_G_GEN1 | 50365 | G | GEN1 |  | Landfill Gas |  |  | Rhode Island |  | Providence |  |  | 1.7 |  | 1990 | 2013 | [32 empty] | Rhode Island LFG Genco | 100 | Rhode Island LFG Genco | 100 | Non-regulated | Dropped - Retired/Planned Retirement by 06/2028
Ridgewood Providence Power | 50365_G_GEN2 | 50365 | G | GEN2 |  | Landfill Gas |  |  | Rhode Island |  | Providence |  |  | 1.7 |  | 1990 | 2013 | [32 empty] | Rhode Island LFG Genco | 100 | Rhode Island LFG Genco | 100 | Non-regulated | Dropped - Retired/Planned Retirement by 06/2028
Ridgewood Providence Power | 50365_G_GEN3 | 50365 | G | GEN3 |  | Landfill Gas |  |  | Rhode Island |  | Providence |  |  | 1.7 |  | 1990 | 2013 | [32 empty] | Rhode Island LFG Genco | 100 | Rhode Island LFG Genco | 100 | Non-regulated | Dropped - Retired/Planned Retirement by 06/2028
Ridgewood Providence Power | 50365_G_GEN4 | 50365 | G | GEN4 |  | Landfill Gas |  |  | Rhode Island |  | Providence |  |  | 1.7 |  | 1990 | 2013 | [32 empty] | Rhode Island LFG Genco | 100 | Rhode Island LFG Genco | 100 | Non-regulated | Dropped - Retired/Planned Retirement by 06/2028
Ridgewood Providence Power | 50365_G_GEN5 | 50365 | G | GEN5 |  | Landfill Gas |  |  | Rhode Island |  | Providence |  |  | 1.7 |  | 1990 | 2013 | [32 empty] | Rhode Island LFG Genco | 100 | Rhode Island LFG Genco | 100 | Non-regulated | Dropped - Retired/Planned Retirement by 06/2028
Ridgewood Providence Power | 50365_G_GEN6 | 50365 | G | GEN6 |  | Landfill Gas |  |  | Rhode Island |  | Providence |  |  | 1.7 |  | 1990 | 2013 | [32 empty] | Rhode Island LFG Genco | 100 | Rhode Island LFG Genco | 100 | Non-regulated | Dropped - Retired/Planned Retirement by 06/2028
Ridgewood Providence Power | 50365_G_GEN7 | 50365 | G | GEN7 |  | Landfill Gas |  |  | Rhode Island |  | Providence |  |  | 1.7 |  | 1990 | 2013 | [32 empty] | Rhode Island LFG Genco | 100 | Rhode Island LFG Genco | 100 | Non-regulated | Dropped - Retired/Planned Retirement by 06/2028
Ridgewood Providence Power | 50365_G_GEN8 | 50365 | G | GEN8 |  | Landfill Gas |  |  | Rhode Island |  | Providence |  |  | 1.7 |  | 1990 | 2013 | [32 empty] | Rhode Island LFG Genco | 100 | Rhode Island LFG Genco | 100 | Non-regulated | Dropped - Retired/Planned Retirement by 06/2028
Ridgewood Providence Power | 50365_G_GEN9 | 50365 | G | GEN9 |  | Landfill Gas |  |  | Rhode Island |  | Providence |  |  | 1.7 |  | 1997 | 2013 | [32 empty] | Rhode Island LFG Genco | 100 | Rhode Island LFG Genco | 100 | Non-regulated | Dropped - Retired/Planned Retirement by 06/2028
Water Filter Plant #2 | 55534_G_3516 | 55534 | G | 3516 |  | Combustion Turbine |  |  | North Carolina |  | Burke |  |  | 1.3 |  | 1992 | 2013 | [32 empty] | City of Morganton - (NC) | 100 | City of Morganton - (NC) | 100 | Regulated | Dropped - Retired/Planned Retirement by 06/2028
NAE Shaokatan Power | 56217_G_SPP2 | 56217 | G | SPP2 |  | Onshore Wind |  |  | Minnesota |  | Lincoln |  |  | 0.8 |  | 2011 | 2013 | [32 empty] | Wind Energy America Inc | 100 | Wind Energy America Inc | 100 | Non-regulated | Dropped - Retired/Planned Retirement by 06/2028
NAE Shaokatan Power | 56217_G_SPP3 | 56217 | G | SPP3 |  | Onshore Wind |  |  | Minnesota |  | Lincoln |  |  | 0.8 |  | 2010 | 2013 | [32 empty] | Wind Energy America Inc | 100 | Wind Energy America Inc | 100 | Non-regulated | Dropped - Retired/Planned Retirement by 06/2028
Bradley Gas Recovery | 56533_G_GEN1 | 56533 | G | GEN1 |  | Landfill Gas |  |  | California |  | Los Angeles |  |  | 1.3 |  | 2004 | 2013 | [32 empty] | Waste Management Energy Solutions Inc | 100 | Waste Management Energy Solutions Inc | 100 | Non-regulated | Dropped - Retired/Planned Retirement by 06/2028
Bradley Gas Recovery | 56533_G_GEN2 | 56533 | G | GEN2 |  | Landfill Gas |  |  | California |  | Los Angeles |  |  | 1.3 |  | 2004 | 2013 | [32 empty] | Waste Management Energy Solutions Inc | 100 | Waste Management Energy Solutions Inc | 100 | Non-regulated | Dropped - Retired/Planned Retirement by 06/2028
Bradley Gas Recovery | 56533_G_GEN3 | 56533 | G | GEN3 |  | Landfill Gas |  |  | California |  | Los Angeles |  |  | 1.3 |  | 2004 | 2013 | [32 empty] | Waste Management Energy Solutions Inc | 100 | Waste Management Energy Solutions Inc | 100 | Non-regulated | Dropped - Retired/Planned Retirement by 06/2028
Bradley Gas Recovery | 56533_G_GEN4 | 56533 | G | GEN4 |  | Landfill Gas |  |  | California |  | Los Angeles |  |  | 1.3 |  | 2004 | 2013 | [32 empty] | Waste Management Energy Solutions Inc | 100 | Waste Management Energy Solutions Inc | 100 | Non-regulated | Dropped - Retired/Planned Retirement by 06/2028
Bradley Gas Recovery | 56533_G_GEN5 | 56533 | G | GEN5 |  | Landfill Gas |  |  | California |  | Los Angeles |  |  | 1.3 |  | 2004 | 2013 | [32 empty] | Waste Management Energy Solutions Inc | 100 | Waste Management Energy Solutions Inc | 100 | Non-regulated | Dropped - Retired/Planned Retirement by 06/2028
AES Johnson City | 57972_G_JCP1 | 57972 | G | JCP1 |  | Energy Storage |  |  | New York |  | Broome |  |  | 8 |  | 2010 | 2013 | [32 empty] | AES ES Westover LLC | 100 | AES ES Westover LLC | 100 | Non-regulated | Dropped - Retired/Planned Retirement by 06/2028
Saguaro | 118_G_PV1 | 118 | G | PV1 |  | Solar Thermal |  |  | Arizona |  | Pinal |  |  | 1 |  | 2005 | 2013 | [32 empty] | Arizona Public Service Co | 100 | Arizona Public Service Co | 100 | Regulated | Dropped - Retired/Planned Retirement by 06/2028
Kerckhoff | 250_G_H2 | 250 | G | H2 |  | Hydro |  |  | California |  | Fresno |  |  | 12.6 |  | 1920 | 2013 | [32 empty] | Pacific Gas & Electric Co. | 100 | Pacific Gas & Electric Co. | 100 | Regulated | Dropped - Retired/Planned Retirement by 06/2028
Rancho Seco Solar | 529_G_1 | 529 | G | 1 |  | Solar PV |  |  | California |  | Sacramento |  |  | 1 |  | 1984 | 2013 | [32 empty] | Sacramento Municipal Util Dist | 100 | Sacramento Municipal Util Dist | 100 | Regulated | Dropped - Retired/Planned Retirement by 06/2028
Rancho Seco Solar | 529_G_2 | 529 | G | 2 |  | Solar PV |  |  | California |  | Sacramento |  |  | 1 |  | 1986 | 2013 | [32 empty] | Sacramento Municipal Util Dist | 100 | Sacramento Municipal Util Dist | 100 | Regulated | Dropped - Retired/Planned Retirement by 06/2028
Bowen | 703_G_6 | 703 | G | 6 |  | Combustion Turbine |  |  | Georgia |  | Bartow |  |  | 32 |  | 1971 | 2013 | [32 empty] | Georgia Power Co | 100 | Georgia Power Co | 100 | Regulated | Dropped - Retired/Planned Retirement by 06/2028
Veazie Hydro Station | 1479_G_VZ16 | 1479 | G | VZ16 |  | Hydro |  |  | Maine |  | Penobscot |  |  | 1.4 |  | 1938 | 2013 | [32 empty] | Black Bear Hydro Partners LLC | 100 | Black Bear Hydro Partners LLC | 100 | Non-regulated | Dropped - Retired/Planned Retirement by 06/2028
Veazie Hydro Station | 1479_G_VZ17 | 1479 | G | VZ17 |  | Hydro |  |  | Maine |  | Penobscot |  |  | 1.4 |  | 1938 | 2013 | [32 empty] | Black Bear Hydro Partners LLC | 100 | Black Bear Hydro Partners LLC | 100 | Non-regulated | Dropped - Retired/Planned Retirement by 06/2028
Trenton Diesel | 2163_G_1 | 2163 | G | 1 |  | Combustion Turbine |  |  | Missouri |  | Grundy |  |  | 0.3 |  | 1937 | 2013 | [32 empty] | Trenton Municipal Utilities - (MO) | 100 | Trenton Municipal Utilities - (MO) | 100 | Regulated | Dropped - Retired/Planned Retirement by 06/2028
Trenton Diesel | 2163_G_2 | 2163 | G | 2 |  | Combustion Turbine |  |  | Missouri |  | Grundy |  |  | 0.3 |  | 1937 | 2013 | [32 empty] | Trenton Municipal Utilities - (MO) | 100 | Trenton Municipal Utilities - (MO) | 100 | Regulated | Dropped - Retired/Planned Retirement by 06/2028
Rainbow (MT) | 2193_G_RAI1 | 2193 | G | RAI1 |  | Hydro |  |  | Montana |  | Cascade |  |  | 4 |  | 1910 | 2013 | [32 empty] | NorthWestern Energy (MT Hydro) | 100 | NorthWestern Energy (MT Hydro) | 100 | Regulated | Dropped - Retired/Planned Retirement by 06/2028
Rainbow (MT) | 2193_G_RAI2 | 2193 | G | RAI2 |  | Hydro |  |  | Montana |  | Cascade |  |  | 4 |  | 1910 | 2013 | [32 empty] | NorthWestern Energy (MT Hydro) | 100 | NorthWestern Energy (MT Hydro) | 100 | Regulated | Dropped - Retired/Planned Retirement by 06/2028
Rainbow (MT) | 2193_G_RAI3 | 2193 | G | RAI3 |  | Hydro |  |  | Montana |  | Cascade |  |  | 4 |  | 1910 | 2013 | [32 empty] | NorthWestern Energy (MT Hydro) | 100 | NorthWestern Energy (MT Hydro) | 100 | Regulated | Dropped - Retired/Planned Retirement by 06/2028
Rainbow (MT) | 2193_G_RAI4 | 2193 | G | RAI4 |  | Hydro |  |  | Montana |  | Cascade |  |  | 4 |  | 1910 | 2013 | [32 empty] | NorthWestern Energy (MT Hydro) | 100 | NorthWestern Energy (MT Hydro) | 100 | Regulated | Dropped - Retired/Planned Retirement by 06/2028
Rainbow (MT) | 2193_G_RAI5 | 2193 | G | RAI5 |  | Hydro |  |  | Montana |  | Cascade |  |  | 4 |  | 1910 | 2013 | [32 empty] | NorthWestern Energy (MT Hydro) | 100 | NorthWestern Energy (MT Hydro) | 100 | Regulated | Dropped - Retired/Planned Retirement by 06/2028
Rainbow (MT) | 2193_G_RAI6 | 2193 | G | RAI6 |  | Hydro |  |  | Montana |  | Cascade |  |  | 4 |  | 1910 | 2013 | [32 empty] | NorthWestern Energy (MT Hydro) | 100 | NorthWestern Energy (MT Hydro) | 100 | Regulated | Dropped - Retired/Planned Retirement by 06/2028
Rainbow (MT) | 2193_G_RAI7 | 2193 | G | RAI7 |  | Hydro |  |  | Montana |  | Cascade |  |  | 6 |  | 1917 | 2013 | [32 empty] | NorthWestern Energy (MT Hydro) | 100 | NorthWestern Energy (MT Hydro) | 100 | Regulated | Dropped - Retired/Planned Retirement by 06/2028
Rainbow (MT) | 2193_G_RAI8 | 2193 | G | RAI8 |  | Hydro |  |  | Montana |  | Cascade |  |  | 6 |  | 1917 | 2013 | [32 empty] | NorthWestern Energy (MT Hydro) | 100 | NorthWestern Energy (MT Hydro) | 100 | Regulated | Dropped - Retired/Planned Retirement by 06/2028
Crete | 2231_G_1 | 2231 | G | 1 |  | Combustion Turbine |  |  | Nebraska |  | Saline |  |  | 0.4 |  | 1939 | 2013 | [32 empty] | City of Crete | 100 | City of Crete | 100 | Regulated | Dropped - Retired/Planned Retirement by 06/2028
Crete | 2231_G_2 | 2231 | G | 2 |  | Combustion Turbine |  |  | Nebraska |  | Saline |  |  | 1.3 |  | 1955 | 2013 | [32 empty] | City of Crete | 100 | City of Crete | 100 | Regulated | Dropped - Retired/Planned Retirement by 06/2028
Crete | 2231_G_3 | 2231 | G | 3 |  | Combustion Turbine |  |  | Nebraska |  | Saline |  |  | 0.8 |  | 1951 | 2013 | [32 empty] | City of Crete | 100 | City of Crete | 100 | Regulated | Dropped - Retired/Planned Retirement by 06/2028
Crete | 2231_G_4 | 2231 | G | 4 |  | Combustion Turbine |  |  | Nebraska |  | Saline |  |  | 1 |  | 1947 | 2013 | [32 empty] | City of Crete | 100 | City of Crete | 100 | Regulated | Dropped - Retired/Planned Retirement by 06/2028
Crete | 2231_G_5 | 2231 | G | 5 |  | Combustion Turbine |  |  | Nebraska |  | Saline |  |  | 2.4 |  | 1963 | 2013 | [32 empty] | City of Crete | 100 | City of Crete | 100 | Regulated | Dropped - Retired/Planned Retirement by 06/2028
Crete | 2231_G_6 | 2231 | G | 6 |  | Combustion Turbine |  |  | Nebraska |  | Saline |  |  | 3.3 |  | 1965 | 2013 | [32 empty] | City of Crete | 100 | City of Crete | 100 | Regulated | Dropped - Retired/Planned Retirement by 06/2028
Mammoth G2 | 10481_G_T101 | 10481 | G | T101 |  | Geothermal |  |  | California |  | Mono |  |  | 3.8 |  | 1990 | 2013 | [32 empty] | Ormat Nevada Inc | 100 | Ormat Nevada Inc | 100 | Non-regulated | Dropped - Retired/Planned Retirement by 06/2028
Mammoth G2 | 10481_G_T102 | 10481 | G | T102 |  | Geothermal |  |  | California |  | Mono |  |  | 4.6 |  | 1990 | 2013 | [32 empty] | Ormat Nevada Inc | 100 | Ormat Nevada Inc | 100 | Non-regulated | Dropped - Retired/Planned Retirement by 06/2028
Mammoth G2 | 10481_G_T103 | 10481 | G | T103 |  | Geothermal |  |  | California |  | Mono |  |  | 4.2 |  | 1990 | 2013 | [32 empty] | Ormat Nevada Inc | 100 | Ormat Nevada Inc | 100 | Non-regulated | Dropped - Retired/Planned Retirement by 06/2028
Rittman Paperboard | 54235_G_GEN1 | 54235 | G | GEN1 |  | Coal Steam |  |  | Ohio |  | WAYNE |  |  | 3 |  | 1928 | 2013 | [32 empty] | Caraustar Industries Inc | 100 | Caraustar Industries Inc | 100 | Non-regulated | Dropped - Retired/Planned Retirement by 06/2028
Rittman Paperboard | 54235_G_GEN2 | 54235 | G | GEN2 |  | Coal Steam |  |  | Ohio |  | WAYNE |  |  | 5 |  | 1940 | 2013 | [32 empty] | Caraustar Industries Inc | 100 | Caraustar Industries Inc | 100 | Non-regulated | Dropped - Retired/Planned Retirement by 06/2028
Rittman Paperboard | 54235_G_GEN3 | 54235 | G | GEN3 |  | Coal Steam |  |  | Ohio |  | WAYNE |  |  | 6 |  | 1946 | 2013 | [32 empty] | Caraustar Industries Inc | 100 | Caraustar Industries Inc | 100 | Non-regulated | Dropped - Retired/Planned Retirement by 06/2028
South Georgia Medical Center | 54848_G_GEN1 | 54848 | G | GEN1 |  | Combustion Turbine |  |  | Georgia |  | Lowndes |  |  | 0.4 |  | 1986 | 2013 | [32 empty] | Lowndes County Hospital Authority | 100 | Lowndes County Hospital Authority | 100 | Non-regulated | Dropped - Retired/Planned Retirement by 06/2028
South Georgia Medical Center | 54848_G_GEN2 | 54848 | G | GEN2 |  | Combustion Turbine |  |  | Georgia |  | Lowndes |  |  | 0.4 |  | 1986 | 2013 | [32 empty] | Lowndes County Hospital Authority | 100 | Lowndes County Hospital Authority | 100 | Non-regulated | Dropped - Retired/Planned Retirement by 06/2028
South Georgia Medical Center | 54848_G_GEN3 | 54848 | G | GEN3 |  | Combustion Turbine |  |  | Georgia |  | Lowndes |  |  | 0.4 |  | 1986 | 2013 | [32 empty] | Lowndes County Hospital Authority | 100 | Lowndes County Hospital Authority | 100 | Non-regulated | Dropped - Retired/Planned Retirement by 06/2028
Ina Road Water Pollution Control Fac | 55257_G_1 | 55257 | G | 1 |  | Combustion Turbine |  |  | Arizona |  | PIMA |  |  | 0.6 |  | 1977 | 2013 | [32 empty] | PIMA County Wastewater Manage | 100 | PIMA County Wastewater Manage | 100 | Non-regulated | Dropped - Retired/Planned Retirement by 06/2028
Ina Road Water Pollution Control Fac | 55257_G_2 | 55257 | G | 2 |  | Combustion Turbine |  |  | Arizona |  | PIMA |  |  | 0.6 |  | 1977 | 2013 | [32 empty] | PIMA County Wastewater Manage | 100 | PIMA County Wastewater Manage | 100 | Non-regulated | Dropped - Retired/Planned Retirement by 06/2028
Ina Road Water Pollution Control Fac | 55257_G_3 | 55257 | G | 3 |  | Combustion Turbine |  |  | Arizona |  | PIMA |  |  | 0.6 |  | 1977 | 2013 | [32 empty] | PIMA County Wastewater Manage | 100 | PIMA County Wastewater Manage | 100 | Non-regulated | Dropped - Retired/Planned Retirement by 06/2028
Ina Road Water Pollution Control Fac | 55257_G_4 | 55257 | G | 4 |  | Combustion Turbine |  |  | Arizona |  | PIMA |  |  | 0.6 |  | 1977 | 2013 | [32 empty] | PIMA County Wastewater Manage | 100 | PIMA County Wastewater Manage | 100 | Non-regulated | Dropped - Retired/Planned Retirement by 06/2028
Ina Road Water Pollution Control Fac | 55257_G_5 | 55257 | G | 5 |  | Combustion Turbine |  |  | Arizona |  | PIMA |  |  | 0.6 |  | 1977 | 2013 | [32 empty] | PIMA County Wastewater Manage | 100 | PIMA County Wastewater Manage | 100 | Non-regulated | Dropped - Retired/Planned Retirement by 06/2028
Ina Road Water Pollution Control Fac | 55257_G_6 | 55257 | G | 6 |  | Combustion Turbine |  |  | Arizona |  | PIMA |  |  | 0.6 |  | 1977 | 2013 | [32 empty] | PIMA County Wastewater Manage | 100 | PIMA County Wastewater Manage | 100 | Non-regulated | Dropped - Retired/Planned Retirement by 06/2028
Ina Road Water Pollution Control Fac | 55257_G_7 | 55257 | G | 7 |  | Combustion Turbine |  |  | Arizona |  | PIMA |  |  | 0.6 |  | 1977 | 2013 | [32 empty] | PIMA County Wastewater Manage | 100 | PIMA County Wastewater Manage | 100 | Non-regulated | Dropped - Retired/Planned Retirement by 06/2028
Worcester County Renewable Energy | 56641_G_1 | 56641 | G | 1 |  | Landfill Gas |  |  | Maryland |  | Worcester |  |  | 1 |  | 2008 | 2013 | [32 empty] | Worcester County Renewable Energy LLC | 100 | Worcester County Renewable Energy LLC | 100 | Non-regulated | Dropped - Retired/Planned Retirement by 06/2028
Worcester County Renewable Energy | 56641_G_2 | 56641 | G | 2 |  | Landfill Gas |  |  | Maryland |  | Worcester |  |  | 1 |  | 2008 | 2013 | [32 empty] | Worcester County Renewable Energy LLC | 100 | Worcester County Renewable Energy LLC | 100 | Non-regulated | Dropped - Retired/Planned Retirement by 06/2028
CJTS Energy Center | 58365_G_UNIT4 | 58365 | G | UNIT4 |  | Fuel Cell |  |  | Connecticut |  | Middlesex |  |  | 0.2 |  | 2001 | 2013 | [32 empty] | Ameresco Select Inc | 100 | Ameresco Select Inc | 100 | Non-regulated | Dropped - Retired/Planned Retirement by 06/2028
CJTS Energy Center | 58365_G_UNIT6 | 58365 | G | UNIT6 |  | Fuel Cell |  |  | Connecticut |  | Middlesex |  |  | 0.2 |  | 2001 | 2013 | [32 empty] | Ameresco Select Inc | 100 | Ameresco Select Inc | 100 | Non-regulated | Dropped - Retired/Planned Retirement by 06/2028
Iola | 1291_G_11 | 1291 | G | 11 |  | Combustion Turbine |  |  | Kansas |  | Allen |  |  | 2 |  | 1988 | 2013 | [32 empty] | City of Iola - (KS) | 100 | City of Iola - (KS) | 100 | Regulated | Dropped - Retired/Planned Retirement by 06/2028
Iola | 1291_G_12 | 1291 | G | 12 |  | Combustion Turbine |  |  | Kansas |  | Allen |  |  | 2 |  | 1988 | 2013 | [32 empty] | City of Iola - (KS) | 100 | City of Iola - (KS) | 100 | Regulated | Dropped - Retired/Planned Retirement by 06/2028
Iola | 1291_G_13 | 1291 | G | 13 |  | Combustion Turbine |  |  | Kansas |  | Allen |  |  | 2 |  | 1988 | 2013 | [32 empty] | City of Iola - (KS) | 100 | City of Iola - (KS) | 100 | Regulated | Dropped - Retired/Planned Retirement by 06/2028
Conners Creek | 1726_G_1 | 1726 | G | 1 |  | Combustion Turbine |  |  | Michigan |  | Wayne |  |  | 2.3 |  | 1971 | 2013 | [32 empty] | DTE Electric Company | 100 | DTE Electric Company | 100 | Regulated | Dropped - Retired/Planned Retirement by 06/2028
Conners Creek | 1726_G_15 | 1726 | G | 15 |  | O/G Steam |  |  | Michigan |  | Wayne |  |  | 100 |  | 1951 | 2013 | [32 empty] | DTE Electric Company | 100 | DTE Electric Company | 100 | Regulated | Dropped - Retired/Planned Retirement by 06/2028 | PB1: 15; PB2: 16; PB3: 17; PB4: 18
Conners Creek | 1726_G_16 | 1726 | G | 16 |  | O/G Steam |  |  | Michigan |  | Wayne |  |  | 130 |  | 1951 | 2013 | [32 empty] | DTE Electric Company | 100 | DTE Electric Company | 100 | Regulated | Dropped - Retired/Planned Retirement by 06/2028 | PB1: 15; PB2: 16; PB3: 17; PB4: 18
Conners Creek | 1726_G_2 | 1726 | G | 2 |  | Combustion Turbine |  |  | Michigan |  | Wayne |  |  | 2.3 |  | 1971 | 2013 | [32 empty] | DTE Electric Company | 100 | DTE Electric Company | 100 | Regulated | Dropped - Retired/Planned Retirement by 06/2028
Cape Fear | 2708_G_1 | 2708 | G | 1 |  | Combined Cycle |  |  | North Carolina |  | Chatham |  |  | 11 |  | 1923 | 2013 | [32 empty] | Duke Energy Progress - (NC) | 100 | Duke Energy Progress - (NC) | 100 | Regulated | Dropped - Retired/Planned Retirement by 06/2028 | PB1: 1; PB2: 2
Cape Fear | 2708_G_1A | 2708 | G | 1A |  | Combined Cycle |  |  | North Carolina |  | Chatham |  |  | 11 |  | 1969 | 2013 | [32 empty] | Duke Energy Progress - (NC) | 100 | Duke Energy Progress - (NC) | 100 | Regulated | Dropped - Retired/Planned Retirement by 06/2028
Cape Fear | 2708_G_1B | 2708 | G | 1B |  | Combined Cycle |  |  | North Carolina |  | Chatham |  |  | 12 |  | 1969 | 2013 | [32 empty] | Duke Energy Progress - (NC) | 100 | Duke Energy Progress - (NC) | 100 | Regulated | Dropped - Retired/Planned Retirement by 06/2028
Cape Fear | 2708_G_2 | 2708 | G | 2 |  | Combined Cycle |  |  | North Carolina |  | Chatham |  |  | 7 |  | 1924 | 2013 | [32 empty] | Duke Energy Progress - (NC) | 100 | Duke Energy Progress - (NC) | 100 | Regulated | Dropped - Retired/Planned Retirement by 06/2028 | PB1: 1; PB2: 2
Cape Fear | 2708_G_2A | 2708 | G | 2A |  | Combined Cycle |  |  | North Carolina |  | Chatham |  |  | 12 |  | 1969 | 2013 | [32 empty] | Duke Energy Progress - (NC) | 100 | Duke Energy Progress - (NC) | 100 | Regulated | Dropped - Retired/Planned Retirement by 06/2028
H B Robinson | 3251_G_GT1 | 3251 | G | GT1 |  | Combustion Turbine |  |  | South Carolina |  | Darlington |  |  | 11 |  | 1968 | 2013 | [32 empty] | Duke Energy Progress - (NC) | 100 | Duke Energy Progress - (NC) | 100 | Regulated | Dropped - Retired/Planned Retirement by 06/2028
Cabot Holyoke | 9864_G_6 | 9864 | G | 6 |  | O/G Steam |  |  | Massachusetts |  | Hampden |  |  | 9.3 |  | 1955 | 2013 | [32 empty] | City of Holyoke Gas and Electric Dept. | 100 | City of Holyoke Gas and Electric Dept. | 100 | Regulated | Dropped - Retired/Planned Retirement by 06/2028 | PB1: 5; PB2: 6; PB3: 7; PB4: 8
Cabot Holyoke | 9864_G_8 | 9864 | G | 8 |  | O/G Steam |  |  | Massachusetts |  | Hampden |  |  | 9.3 |  | 1951 | 2013 | [32 empty] | City of Holyoke Gas and Electric Dept. | 100 | City of Holyoke Gas and Electric Dept. | 100 | Regulated | Dropped - Retired/Planned Retirement by 06/2028 | PB1: 5; PB2: 6; PB3: 7; PB4: 8
Menominee Acquisition | 52017_G_ST2 | 52017 | G | ST2 |  | Coal Steam |  |  | Michigan |  | Menominee |  |  | 2.5 |  | 1950 | 2013 | [32 empty] | Cellu Tissue Holdings Inc | 100 | Cellu Tissue Holdings Inc | 100 | Non-regulated | Dropped - Retired/Planned Retirement by 06/2028
Port Edwards Mill | 54103_G_GEN4 | 54103 | G | GEN4 |  | O/G Steam |  |  | Wisconsin |  | Wood |  |  | 1.8 |  | 1930 | 2013 | [32 empty] | Domtar Industries Inc | 100 | Domtar Industries Inc | 100 | Non-regulated | Dropped - Retired/Planned Retirement by 06/2028
Port Edwards Mill | 54103_G_GEN7 | 54103 | G | GEN7 |  | O/G Steam |  |  | Wisconsin |  | Wood |  |  | 4.7 |  | 1962 | 2013 | [32 empty] | Domtar Industries Inc | 100 | Domtar Industries Inc | 100 | Non-regulated | Dropped - Retired/Planned Retirement by 06/2028
Kamin LLC Wrens Mine | 55961_G_WM1 | 55961 | G | WM1 |  | Combustion Turbine |  |  | Georgia |  | Warren |  |  | 1 |  | 1988 | 2013 | [32 empty] | Kamin LLC | 100 | Kamin LLC | 100 | Non-regulated | Dropped - Retired/Planned Retirement by 06/2028
Kamin LLC Wrens Mine | 55961_G_WM2 | 55961 | G | WM2 |  | Combustion Turbine |  |  | Georgia |  | Warren |  |  | 1 |  | 1988 | 2013 | [32 empty] | Kamin LLC | 100 | Kamin LLC | 100 | Non-regulated | Dropped - Retired/Planned Retirement by 06/2028
Thermo No 1 | 57353_G_1 | 57353 | G | 1 |  | Geothermal |  |  | Utah |  | Beaver |  |  | 11 |  | 2009 | 2013 | [32 empty] | Thermo No 1 BE 01 LLC | 100 | Thermo No 1 BE 01 LLC | 100 | Non-regulated | Dropped - Retired/Planned Retirement by 06/2028
Jacksonville Developmental Center | 57918_G_1 | 57918 | G | 1 |  | Coal Steam |  |  | Illinois |  | Morgan |  |  | 0.7 |  | 1945 | 2013 | [32 empty] | State of Illinois | 100 | State of Illinois | 100 | Regulated | Dropped - Retired/Planned Retirement by 06/2028
Jacksonville Developmental Center | 57918_G_2 | 57918 | G | 2 |  | Coal Steam |  |  | Illinois |  | Morgan |  |  | 0.7 |  | 1945 | 2013 | [32 empty] | State of Illinois | 100 | State of Illinois | 100 | Regulated | Dropped - Retired/Planned Retirement by 06/2028
Jacksonville Developmental Center | 57918_G_3 | 57918 | G | 3 |  | Coal Steam |  |  | Illinois |  | Morgan |  |  | 2 |  | 1945 | 2013 | [32 empty] | State of Illinois | 100 | State of Illinois | 100 | Regulated | Dropped - Retired/Planned Retirement by 06/2028
Connecticut Valley Hospital Plant | 58176_G_ST#1 | 58176 | G | ST#1 |  | Combined Cycle |  |  | Connecticut |  | Middlesex |  |  | 0.7 |  | 1950 | 2013 | [32 empty] | Connecticut Valley Hospital | 100 | Connecticut Valley Hospital | 100 | Non-regulated | Dropped - Retired/Planned Retirement by 06/2028
Connecticut Valley Hospital Plant | 58176_G_ST#2 | 58176 | G | ST#2 |  | Combined Cycle |  |  | Connecticut |  | Middlesex |  |  | 0.5 |  | 1950 | 2013 | [32 empty] | Connecticut Valley Hospital | 100 | Connecticut Valley Hospital | 100 | Non-regulated | Dropped - Retired/Planned Retirement by 06/2028
Connecticut Valley Hospital Plant | 58176_G_ST#3 | 58176 | G | ST#3 |  | Combined Cycle |  |  | Connecticut |  | Middlesex |  |  | 0.5 |  | 1950 | 2013 | [32 empty] | Connecticut Valley Hospital | 100 | Connecticut Valley Hospital | 100 | Non-regulated | Dropped - Retired/Planned Retirement by 06/2028
Hamilton Moses | 168_G_1 | 168 | G | 1 |  | O/G Steam |  |  | Arkansas |  | St Francis |  |  | 67 |  | 1951 | 2013 | [32 empty] | Entergy Arkansas LLC | 100 | Entergy Arkansas LLC | 100 | Regulated | Dropped - Retired/Planned Retirement by 06/2028 | bar: PB1
Hamilton Moses | 168_G_2 | 168 | G | 2 |  | O/G Steam |  |  | Arkansas |  | St Francis |  |  | 67 |  | 1951 | 2013 | [32 empty] | Entergy Arkansas LLC | 100 | Entergy Arkansas LLC | 100 | Regulated | Dropped - Retired/Planned Retirement by 06/2028 | PB1: 2
Robert E Ritchie | 173_G_1 | 173 | G | 1 |  | O/G Steam |  |  | Arkansas |  | Phillips |  |  | 300 |  | 1961 | 2013 | [32 empty] | Entergy Arkansas LLC | 100 | Entergy Arkansas LLC | 100 | Regulated | Dropped - Retired/Planned Retirement by 06/2028 | bar: PB1
Crystal River | 628_G_3 | 628 | G | 3 |  | Nuclear |  |  | Florida |  | Citrus |  |  | 860 |  | 1977 | 2013 | [32 empty] | Duke Energy Florida, LLC | 91.78 | Duke Energy Florida, LLC | 91.78 | Regulated | Dropped - Retired/Planned Retirement by 06/2028 | PB1: NSS3
Tyrone | 1361_G_3 | 1361 | G | 3 |  | Coal Steam |  |  | Kentucky |  | Woodford |  |  | 71 |  | 1953 | 2013 | [32 empty] | Kentucky Utilities Co | 100 | Kentucky Utilities Co | 100 | Regulated | Dropped - Retired/Planned Retirement by 06/2028 | PB1: 5
Malden | 2142_G_1 | 2142 | G | 1 |  | Combustion Turbine |  |  | Missouri |  | Dunklin |  |  | 1.2 |  | 1951 | 2013 | [32 empty] | City of Malden - (MO) | 100 | City of Malden - (MO) | 100 | Regulated | Dropped - Retired/Planned Retirement by 06/2028
Kamin LLC Wrens Plant | 54880_G_WPH1 | 54880 | G | WPH1 |  | Combustion Turbine |  |  | Georgia |  | Jefferson |  |  | 1.1 |  | 1988 | [33 empty] | Kamin LLC | 100 | Kamin LLC | 100 | Non-regulated | Dropped - Plant is identified as onsite because it is a net buyer of electricity in 2021
Kamin LLC Wrens Plant | 54880_G_WPH2 | 54880 | G | WPH2 |  | Combustion Turbine |  |  | Georgia |  | Jefferson |  |  | 1.2 |  | 1989 | [33 empty] | Kamin LLC | 100 | Kamin LLC | 100 | Non-regulated | Dropped - Plant is identified as onsite because it is a net buyer of electricity in 2021
Kamin LLC Wrens Plant | 54880_G_WPH3 | 54880 | G | WPH3 |  | Combustion Turbine |  |  | Georgia |  | Jefferson |  |  | 1 |  | 1988 | [33 empty] | Kamin LLC | 100 | Kamin LLC | 100 | Non-regulated | Dropped - Plant is identified as onsite because it is a net buyer of electricity in 2021
Domain Integrated Energy System | 56373_G_DOMG1 | 56373 | G | DOMG1 |  | Combustion Turbine |  |  | Texas |  | Travis |  |  | 5 |  | 2004 | 2013 | [32 empty] | Austin Energy | 100 | Austin Energy | 100 | Regulated | Dropped - Retired/Planned Retirement by 06/2028
Coal Canyon | 226_G_1 | 226 | G | 1 |  | Hydro |  |  | California |  | Butte |  |  | 0.9 |  | 1907 | 2013 | [32 empty] | Pacific Gas & Electric Co. | 100 | Pacific Gas & Electric Co. | 100 | Regulated | Dropped - Retired/Planned Retirement by 06/2028
Port Everglades | 617_G_ST3 | 617 | G | ST3 |  | O/G Steam |  |  | Florida |  | Broward |  |  | 387 |  | 1964 | 2013 | [32 empty] | Florida Power & Light Co | 100 | Florida Power & Light Co | 100 | Regulated | Dropped - Retired/Planned Retirement by 06/2028 | PB1: PPE3
Port Everglades | 617_G_ST4 | 617 | G | ST4 |  | O/G Steam |  |  | Florida |  | Broward |  |  | 392 |  | 1965 | 2013 | [32 empty] | Florida Power & Light Co | 100 | Florida Power & Light Co | 100 | Regulated | Dropped - Retired/Planned Retirement by 06/2028 | PB1: PPE4
Oglesby | 894_G_1 | 894 | G | 1 |  | Combustion Turbine |  |  | Illinois |  | LaSalle |  |  | 13.5 |  | 1970 | 2013 | [32 empty] | Dynegy Midwest Generation Inc | 100 | Dynegy Midwest Generation Inc | 100 | Non-regulated | Dropped - Retired/Planned Retirement by 06/2028
Oglesby | 894_G_2 | 894 | G | 2 |  | Combustion Turbine |  |  | Illinois |  | LaSalle |  |  | 13.5 |  | 1970 | 2013 | [32 empty] | Dynegy Midwest Generation Inc | 100 | Dynegy Midwest Generation Inc | 100 | Non-regulated | Dropped - Retired/Planned Retirement by 06/2028
Oglesby | 894_G_3 | 894 | G | 3 |  | Combustion Turbine |  |  | Illinois |  | LaSalle |  |  | 13.5 |  | 1970 | 2013 | [32 empty] | Dynegy Midwest Generation Inc | 100 | Dynegy Midwest Generation Inc | 100 | Non-regulated | Dropped - Retired/Planned Retirement by 06/2028
Oglesby | 894_G_4 | 894 | G | 4 |  | Combustion Turbine |  |  | Illinois |  | LaSalle |  |  | 13.5 |  | 1970 | 2013 | [32 empty] | Dynegy Midwest Generation Inc | 100 | Dynegy Midwest Generation Inc | 100 | Non-regulated | Dropped - Retired/Planned Retirement by 06/2028
Stallings | 895_G_1 | 895 | G | 1 |  | Combustion Turbine |  |  | Illinois |  | Madison |  |  | 20.5 |  | 1970 | 2013 | [32 empty] | Dynegy Midwest Generation Inc | 100 | Dynegy Midwest Generation Inc | 100 | Non-regulated | Dropped - Retired/Planned Retirement by 06/2028
Stallings | 895_G_2 | 895 | G | 2 |  | Combustion Turbine |  |  | Illinois |  | Madison |  |  | 20.5 |  | 1970 | 2013 | [32 empty] | Dynegy Midwest Generation Inc | 100 | Dynegy Midwest Generation Inc | 100 | Non-regulated | Dropped - Retired/Planned Retirement by 06/2028
Stallings | 895_G_3 | 895 | G | 3 |  | Combustion Turbine |  |  | Illinois |  | Madison |  |  | 20.5 |  | 1970 | 2013 | [32 empty] | Dynegy Midwest Generation Inc | 100 | Dynegy Midwest Generation Inc | 100 | Non-regulated | Dropped - Retired/Planned Retirement by 06/2028
Stallings | 895_G_4 | 895 | G | 4 |  | Combustion Turbine |  |  | Illinois |  | Madison |  |  | 20.5 |  | 1970 | 2013 | [32 empty] | Dynegy Midwest Generation Inc | 100 | Dynegy Midwest Generation Inc | 100 | Non-regulated | Dropped - Retired/Planned Retirement by 06/2028
Rantoul | 958_G_3 | 958 | G | 3 |  | Combustion Turbine |  |  | Illinois |  | Champaign |  |  | 0.7 |  | 1953 | 2013 | [32 empty] | Village of Rantoul - (IL) | 100 | Village of Rantoul - (IL) | 100 | Regulated | Dropped - Retired/Planned Retirement by 06/2028
Monroe (MO) | 2146_G_2 | 2146 | G | 2 |  | Combustion Turbine |  |  | Missouri |  | Monroe |  |  | 1.3 |  | 1955 | 2013 | [32 empty] | City of Monroe City - (MO) | 100 | City of Monroe City - (MO) | 100 | Regulated | Dropped - Retired/Planned Retirement by 06/2028
Monroe (MO) | 2146_G_3 | 2146 | G | 3 |  | Combustion Turbine |  |  | Missouri |  | Monroe |  |  | 1.1 |  | 1964 | 2013 | [32 empty] | City of Monroe City - (MO) | 100 | City of Monroe City - (MO) | 100 | Regulated | Dropped - Retired/Planned Retirement by 06/2028
Monroe (MO) | 2146_G_4 | 2146 | G | 4 |  | Combustion Turbine |  |  | Missouri |  | Monroe |  |  | 1.1 |  | 1958 | 2013 | [32 empty] | City of Monroe City - (MO) | 100 | City of Monroe City - (MO) | 100 | Regulated | Dropped - Retired/Planned Retirement by 06/2028
Monroe (MO) | 2146_G_6 | 2146 | G | 6 |  | Combustion Turbine |  |  | Missouri |  | Monroe |  |  | 2 |  | 1971 | 2013 | [32 empty] | City of Monroe City - (MO) | 100 | City of Monroe City - (MO) | 100 | Regulated | Dropped - Retired/Planned Retirement by 06/2028
Monroe (MO) | 2146_G_7 | 2146 | G | 7 |  | Combustion Turbine |  |  | Missouri |  | Monroe |  |  | 2.2 |  | 1973 | 2013 | [32 empty] | City of Monroe City - (MO) | 100 | City of Monroe City - (MO) | 100 | Regulated | Dropped - Retired/Planned Retirement by 06/2028
Sidney (NE) | 2302_G_4 | 2302 | G | 4 |  | Combustion Turbine |  |  | Nebraska |  | Cheyenne |  |  | 0.8 |  | 1947 | 2013 | [32 empty] | City of Sidney - (NE) | 100 | City of Sidney - (NE) | 100 | Regulated | Dropped - Retired/Planned Retirement by 06/2028
Rocky River (SC) | 3305_G_IC1 | 3305 | G | IC1 |  | Combustion Turbine |  |  | South Carolina |  | Anderson |  |  | 1.1 |  | 1946 | 2013 | [32 empty] | City of Abbeville - (SC) | 100 | City of Abbeville - (SC) | 100 | Regulated | Dropped - Retired/Planned Retirement by 06/2028
Hydro III | 3675_G_HY3 | 3675 | G | HY3 |  | Hydro |  |  | Utah |  | Cache |  |  | 0.1 |  | 1992 | 2013 | [32 empty] | City of Logan - (UT) | 100 | City of Logan - (UT) | 100 | Regulated | Dropped - Retired/Planned Retirement by 06/2028
Transalta Centralia Generation | 3845_G_30 | 3845 | G | 30 |  | Combined Cycle |  |  | Washington |  | Lewis |  |  | 44 |  | 2002 | 2013 | [32 empty] | TransAlta Centralia Gen LLC | 100 | TransAlta Centralia Gen LLC | 100 | Non-regulated | Dropped - Retired/Planned Retirement by 06/2028
Transalta Centralia Generation | 3845_G_40 | 3845 | G | 40 |  | Combined Cycle |  |  | Washington |  | Lewis |  |  | 44 |  | 2002 | 2013 | [32 empty] | TransAlta Centralia Gen LLC | 100 | TransAlta Centralia Gen LLC | 100 | Non-regulated | Dropped - Retired/Planned Retirement by 06/2028
Transalta Centralia Generation | 3845_G_50 | 3845 | G | 50 |  | Combined Cycle |  |  | Washington |  | Lewis |  |  | 44 |  | 2002 | 2013 | [32 empty] | TransAlta Centralia Gen LLC | 100 | TransAlta Centralia Gen LLC | 100 | Non-regulated | Dropped - Retired/Planned Retirement by 06/2028
Transalta Centralia Generation | 3845_G_60 | 3845 | G | 60 |  | Combined Cycle |  |  | Washington |  | Lewis |  |  | 44 |  | 2002 | 2013 | [32 empty] | TransAlta Centralia Gen LLC | 100 | TransAlta Centralia Gen LLC | 100 | Non-regulated | Dropped - Retired/Planned Retirement by 06/2028
Transalta Centralia Generation | 3845_G_70 | 3845 | G | 70 |  | Combined Cycle |  |  | Washington |  | Lewis |  |  | 80 |  | 2002 | 2013 | [32 empty] | TransAlta Centralia Gen LLC | 100 | TransAlta Centralia Gen LLC | 100 | Non-regulated | Dropped - Retired/Planned Retirement by 06/2028 | PB1: 30; PB2: 40; PB3: 50; PB4: 60
Gabbs | 6514_G_1 | 6514 | G | 1 |  | Combustion Turbine |  |  | Nevada |  | Nye |  |  | 2.7 |  | 1969 | 2013 | [32 empty] | Sierra Pacific Power Co | 100 | Sierra Pacific Power Co | 100 | Regulated | Dropped - Retired/Planned Retirement by 06/2028
Gabbs | 6514_G_2 | 6514 | G | 2 |  | Combustion Turbine |  |  | Nevada |  | Nye |  |  | 2.7 |  | 1969 | 2013 | [32 empty] | Sierra Pacific Power Co | 100 | Sierra Pacific Power Co | 100 | Regulated | Dropped - Retired/Planned Retirement by 06/2028
Florence | 7337_G_1 | 7337 | G | 1 |  | Combustion Turbine |  |  | Vermont |  | Rutland |  |  | 3 |  | 1992 | 2013 | [32 empty] | Omya Inc | 100 | Omya Inc | 100 | Regulated | Dropped - Retired/Planned Retirement by 06/2028
Florence | 7337_G_2 | 7337 | G | 2 |  | Combustion Turbine |  |  | Vermont |  | Rutland |  |  | 2.9 |  | 1992 | 2013 | [32 empty] | Omya Inc | 100 | Omya Inc | 100 | Regulated | Dropped - Retired/Planned Retirement by 06/2028
Apogee Technology Inc | 10159_G_GEN1 | 10159 | G | GEN1 |  | Combustion Turbine |  |  | Pennsylvania |  | Allegheny |  |  | 10.7 |  | 1986 | 2013 | [32 empty] | Apogee Technology Inc | 100 | Apogee Technology Inc | 100 | Non-regulated | Dropped - Retired/Planned Retirement by 06/2028
Puente Hills Energy Recovery | 10472_G_GEN2 | 10472 | G | GEN2 |  | Landfill Gas |  |  | California |  | Los Angeles |  |  | 1.1 |  | 1984 | 2013 | [32 empty] | Los Angeles County Sanitation | 100 | Los Angeles County Sanitation | 100 | Non-regulated | Dropped - Retired/Planned Retirement by 06/2028
Southwest Texas State University | 50263_G_GEN1 | 50263 | G | GEN1 |  | Combustion Turbine |  |  | Texas |  | Hays |  |  | 6 |  | 1989 | 2013 | [32 empty] | Texas State University - San Marcos | 100 | Texas State University - San Marcos | 100 | Non-regulated | Dropped - Retired/Planned Retirement by 06/2028
Ridgewood Providence Power | 50365_G_PHI1 | 50365 | G | PHI1 |  | Landfill Gas |  |  | Rhode Island |  | Providence |  |  | 1.2 |  | 2004 | 2013 | [32 empty] | Rhode Island LFG Genco | 100 | Rhode Island LFG Genco | 100 | Non-regulated | Dropped - Retired/Planned Retirement by 06/2028
Ridgewood Providence Power | 50365_G_PHI2 | 50365 | G | PHI2 |  | Landfill Gas |  |  | Rhode Island |  | Providence |  |  | 1.2 |  | 2004 | 2013 | [32 empty] | Rhode Island LFG Genco | 100 | Rhode Island LFG Genco | 100 | Non-regulated | Dropped - Retired/Planned Retirement by 06/2028
Escondido Energy Center | 55538_G_GEN1 | 55538 | G | GEN1 |  | Combustion Turbine |  |  | California |  | San Diego |  |  | 33.6 |  | 2001 | 2013 | [32 empty] | MMC Escondido LLC | 100 | MMC Escondido LLC | 100 | Non-regulated | Dropped - Retired/Planned Retirement by 06/2028
GRS Pine Bend | 55598_G_3 | 55598 | G | 3 |  | Landfill Gas |  |  | Minnesota |  | Dakota |  |  | 6 |  | 1996 | 2013 | [32 empty] | Pine Bend LLC | 100 | Pine Bend LLC | 100 | Non-regulated | Dropped - Retired/Planned Retirement by 06/2028
Gates Peaker | 55875_G_GEN1 | 55875 | G | GEN1 |  | Combustion Turbine |  |  | California |  | Fresno |  |  | 33.3 |  | 2001 | 2013 | [32 empty] | Fresno Power Investors LP | 75 | Fresno Power Investors LP | 75 | Non-regulated | Dropped - Retired/Planned Retirement by 06/2028
Catskill Mts Energy Corporation | 57129_G_G1 | 57129 | G | G1 |  | Landfill Gas |  |  | New York |  | DELAWARE |  |  | 1.1 |  | 2008 | 2013 | [32 empty] | Delaware County Electric Coop, Inc | 100 | Delaware County Electric Coop, Inc | 100 | Non-regulated | Dropped - Retired/Planned Retirement by 06/2028
Abilene Energy Center Combustion Turbine | 1251_G_GT1 | 1251 | G | GT1 |  | Combustion Turbine |  |  | Kansas |  | Dickinson |  |  | 68 |  | 1973 | 2012 | [32 empty] | Evergy Kansas Central, Inc | 100 | Evergy Kansas Central, Inc | 100 | Regulated | Dropped - Retired/Planned Retirement by 06/2028
Pratt | 1317_G_3 | 1317 | G | 3 |  | O/G Steam |  |  | Kansas |  | Pratt |  |  | 5.8 |  | 1953 | 2012 | [32 empty] | City of Pratt- (KS) | 100 | City of Pratt- (KS) | 100 | Regulated | Dropped - Retired/Planned Retirement by 06/2028 | PB1: 4
Great Bend - Midwest Energy | 1334_G_6 | 1334 | G | 6 |  | Combustion Turbine |  |  | Kansas |  | Barton |  |  | 3 |  | 1954 | 2012 | [32 empty] | Midwest Energy Inc - (KS) | 100 | Midwest Energy Inc - (KS) | 100 | Regulated | Dropped - Retired/Planned Retirement by 06/2028
Morgan City | 1449_G_1 | 1449 | G | 1 |  | O/G Steam |  |  | Louisiana |  | St Mary |  |  | 5.8 |  | 1963 | 2012 | [32 empty] | Morgan City - (LA) | 100 | Morgan City - (LA) | 100 | Regulated | Dropped - Retired/Planned Retirement by 06/2028 | bar: PB1
Morgan City | 1449_G_2 | 1449 | G | 2 |  | O/G Steam |  |  | Louisiana |  | St Mary |  |  | 5.8 |  | 1963 | 2012 | [32 empty] | Morgan City - (LA) | 100 | Morgan City - (LA) | 100 | Regulated | Dropped - Retired/Planned Retirement by 06/2028 | PB1: 2
Austin Downtown | 1960_G_1 | 1960 | G | 1 |  | O/G Steam |  |  | Minnesota |  | Mower |  |  | 5.3 |  | 1940 | 2012 | [32 empty] | City of Austin - (MN) | 100 | City of Austin - (MN) | 100 | Regulated | Dropped - Retired/Planned Retirement by 06/2028
Austin Downtown | 1960_G_2 | 1960 | G | 2 |  | O/G Steam |  |  | Minnesota |  | Mower |  |  | 3.5 |  | 1935 | 2012 | [32 empty] | City of Austin - (MN) | 100 | City of Austin - (MN) | 100 | Regulated | Dropped - Retired/Planned Retirement by 06/2028
Austin Downtown | 1960_G_3 | 1960 | G | 3 |  | O/G Steam |  |  | Minnesota |  | Mower |  |  | 8.8 |  | 1946 | 2012 | [32 empty] | City of Austin - (MN) | 100 | City of Austin - (MN) | 100 | Regulated | Dropped - Retired/Planned Retirement by 06/2028
Austin Downtown | 1960_G_4 | 1960 | G | 4 |  | O/G Steam |  |  | Minnesota |  | Mower |  |  | 12.2 |  | 1955 | 2012 | [32 empty] | City of Austin - (MN) | 100 | City of Austin - (MN) | 100 | Regulated | Dropped - Retired/Planned Retirement by 06/2028
Eaton | 2046_G_1 | 2046 | G | 1 |  | O/G Steam |  |  | Mississippi |  | Forrest |  |  | 24.5 |  | 1945 | 2012 | [32 empty] | Mississippi Power Co | 100 | Mississippi Power Co | 100 | Regulated | Dropped - Retired/Planned Retirement by 06/2028 | bar: PB1
Eaton | 2046_G_2 | 2046 | G | 2 |  | O/G Steam |  |  | Mississippi |  | Forrest |  |  | 24.5 |  | 1947 | 2012 | [32 empty] | Mississippi Power Co | 100 | Mississippi Power Co | 100 | Regulated | Dropped - Retired/Planned Retirement by 06/2028 | PB1: 2
Eaton | 2046_G_3 | 2046 | G | 3 |  | O/G Steam |  |  | Mississippi |  | Forrest |  |  | 24.6 |  | 1949 | 2012 | [32 empty] | Mississippi Power Co | 100 | Mississippi Power Co | 100 | Regulated | Dropped - Retired/Planned Retirement by 06/2028 | PB1: 3
Delta (MS) | 2051_G_1 | 2051 | G | 1 |  | O/G Steam |  |  | Mississippi |  | Bolivar |  |  | 90 |  | 1953 | 2012 | [32 empty] | Entergy Mississippi LLC | 100 | Entergy Mississippi LLC | 100 | Regulated | Dropped - Retired/Planned Retirement by 06/2028 | bar: PB1
Delta (MS) | 2051_G_2 | 2051 | G | 2 |  | O/G Steam |  |  | Mississippi |  | Bolivar |  |  | 87 |  | 1953 | 2012 | [32 empty] | Entergy Mississippi LLC | 100 | Entergy Mississippi LLC | 100 | Regulated | Dropped - Retired/Planned Retirement by 06/2028 | PB1: 2
Grand Forks | 2821_G_1 | 2821 | G | 1 |  | Combustion Turbine |  |  | North Dakota |  | Grand Forks |  |  | 0.7 |  | 1941 | 2012 | [32 empty] | Minnkota Power Coop, Inc | 100 | Minnkota Power Coop, Inc | 100 | Regulated | Dropped - Retired/Planned Retirement by 06/2028
Grand Forks | 2821_G_10 | 2821 | G | 10 |  | Combustion Turbine |  |  | North Dakota |  | Grand Forks |  |  | 1.1 |  | 1949 | 2012 | [32 empty] | Minnkota Power Coop, Inc | 100 | Minnkota Power Coop, Inc | 100 | Regulated | Dropped - Retired/Planned Retirement by 06/2028
Grand Forks | 2821_G_11 | 2821 | G | 11 |  | Combustion Turbine |  |  | North Dakota |  | Grand Forks |  |  | 1.1 |  | 1949 | 2012 | [32 empty] | Minnkota Power Coop, Inc | 100 | Minnkota Power Coop, Inc | 100 | Regulated | Dropped - Retired/Planned Retirement by 06/2028
Grand Forks | 2821_G_2 | 2821 | G | 2 |  | Combustion Turbine |  |  | North Dakota |  | Grand Forks |  |  | 0.7 |  | 1941 | 2012 | [32 empty] | Minnkota Power Coop, Inc | 100 | Minnkota Power Coop, Inc | 100 | Regulated | Dropped - Retired/Planned Retirement by 06/2028
Grand Forks | 2821_G_3 | 2821 | G | 3 |  | Combustion Turbine |  |  | North Dakota |  | Grand Forks |  |  | 0.7 |  | 1941 | 2012 | [32 empty] | Minnkota Power Coop, Inc | 100 | Minnkota Power Coop, Inc | 100 | Regulated | Dropped - Retired/Planned Retirement by 06/2028
Grand Forks | 2821_G_4 | 2821 | G | 4 |  | Combustion Turbine |  |  | North Dakota |  | Grand Forks |  |  | 1 |  | 1946 | 2012 | [32 empty] | Minnkota Power Coop, Inc | 100 | Minnkota Power Coop, Inc | 100 | Regulated | Dropped - Retired/Planned Retirement by 06/2028
Grand Forks | 2821_G_5 | 2821 | G | 5 |  | Combustion Turbine |  |  | North Dakota |  | Grand Forks |  |  | 1 |  | 1946 | 2012 | [32 empty] | Minnkota Power Coop, Inc | 100 | Minnkota Power Coop, Inc | 100 | Regulated | Dropped - Retired/Planned Retirement by 06/2028
Grand Forks | 2821_G_6 | 2821 | G | 6 |  | Combustion Turbine |  |  | North Dakota |  | Grand Forks |  |  | 1 |  | 1946 | 2012 | [32 empty] | Minnkota Power Coop, Inc | 100 | Minnkota Power Coop, Inc | 100 | Regulated | Dropped - Retired/Planned Retirement by 06/2028
Grand Forks | 2821_G_7 | 2821 | G | 7 |  | Combustion Turbine |  |  | North Dakota |  | Grand Forks |  |  | 1.1 |  | 1949 | 2012 | [32 empty] | Minnkota Power Coop, Inc | 100 | Minnkota Power Coop, Inc | 100 | Regulated | Dropped - Retired/Planned Retirement by 06/2028
Grand Forks | 2821_G_8 | 2821 | G | 8 |  | Combustion Turbine |  |  | North Dakota |  | Grand Forks |  |  | 1.1 |  | 1949 | 2012 | [32 empty] | Minnkota Power Coop, Inc | 100 | Minnkota Power Coop, Inc | 100 | Regulated | Dropped - Retired/Planned Retirement by 06/2028
Grand Forks | 2821_G_9 | 2821 | G | 9 |  | Combustion Turbine |  |  | North Dakota |  | Grand Forks |  |  | 1.1 |  | 1949 | 2012 | [32 empty] | Minnkota Power Coop, Inc | 100 | Minnkota Power Coop, Inc | 100 | Regulated | Dropped - Retired/Planned Retirement by 06/2028
Harwood | 2822_G_2 | 2822 | G | 2 |  | Combustion Turbine |  |  | North Dakota |  | Cass |  |  | 1.6 |  | 1947 | 2012 | [32 empty] | Minnkota Power Coop, Inc | 100 | Minnkota Power Coop, Inc | 100 | Regulated | Dropped - Retired/Planned Retirement by 06/2028
Harwood | 2822_G_3 | 2822 | G | 3 |  | Combustion Turbine |  |  | North Dakota |  | Cass |  |  | 1.6 |  | 1947 | 2012 | [32 empty] | Minnkota Power Coop, Inc | 100 | Minnkota Power Coop, Inc | 100 | Regulated | Dropped - Retired/Planned Retirement by 06/2028
Conesville | 2840_G_3 | 2840 | G | 3 |  | Coal Steam |  |  | Ohio |  | Coshocton |  |  | 165 |  | 1962 | 2012 | [32 empty] | AEP Generation Resources Inc | 100 | AEP Generation Resources Inc | 100 | Non-regulated | Dropped - Retired/Planned Retirement by 06/2028 | PB1: 3
Lebanon | 2921_G_1 | 2921 | G | 1 |  | Combustion Turbine |  |  | Ohio |  | Warren |  |  | 0.7 |  | 1940 | 2012 | [32 empty] | City of Lebanon - (OH) | 100 | City of Lebanon - (OH) | 100 | Regulated | Dropped - Retired/Planned Retirement by 06/2028
Enid | 2950_G_1 | 2950 | G | 1 |  | Combustion Turbine |  |  | Oklahoma |  | Garfield |  |  | 11.1 |  | 1965 | 2012 | [32 empty] | Oklahoma Gas & Electric Co | 100 | Oklahoma Gas & Electric Co | 100 | Regulated | Dropped - Retired/Planned Retirement by 06/2028
Enid | 2950_G_2 | 2950 | G | 2 |  | Combustion Turbine |  |  | Oklahoma |  | Garfield |  |  | 10.5 |  | 1965 | 2012 | [32 empty] | Oklahoma Gas & Electric Co | 100 | Oklahoma Gas & Electric Co | 100 | Regulated | Dropped - Retired/Planned Retirement by 06/2028
Enid | 2950_G_3 | 2950 | G | 3 |  | Combustion Turbine |  |  | Oklahoma |  | Garfield |  |  | 11.5 |  | 1965 | 2012 | [32 empty] | Oklahoma Gas & Electric Co | 100 | Oklahoma Gas & Electric Co | 100 | Regulated | Dropped - Retired/Planned Retirement by 06/2028
Enid | 2950_G_4 | 2950 | G | 4 |  | Combustion Turbine |  |  | Oklahoma |  | Garfield |  |  | 10.5 |  | 1965 | 2012 | [32 empty] | Oklahoma Gas & Electric Co | 100 | Oklahoma Gas & Electric Co | 100 | Regulated | Dropped - Retired/Planned Retirement by 06/2028
Woodward | 2958_G_GT1 | 2958 | G | GT1 |  | Combustion Turbine |  |  | Oklahoma |  | Woodward |  |  | 9.5 |  | 1963 | 2012 | [32 empty] | Oklahoma Gas & Electric Co | 100 | Oklahoma Gas & Electric Co | 100 | Regulated | Dropped - Retired/Planned Retirement by 06/2028
Schuylkill Generating Station | 3169_G_1 | 3169 | G | 1 |  | O/G Steam |  |  | Pennsylvania |  | Philadelphia |  |  | 166 |  | 1958 | 2012 | [32 empty] | Constellation Power, Inc | 100 | Constellation Power, Inc | 100 | Non-regulated | Dropped - Retired/Planned Retirement by 06/2028 | bar: PB1
Schuylkill Generating Station | 3169_G_IC1 | 3169 | G | IC1 |  | Combustion Turbine |  |  | Pennsylvania |  | Philadelphia |  |  | 2.7 |  | 1967 | 2012 | [32 empty] | Constellation Power, Inc | 100 | Constellation Power, Inc | 100 | Non-regulated | Dropped - Retired/Planned Retirement by 06/2028
Canadys Steam | 3280_G_1 | 3280 | G | 1 |  | Coal Steam |  |  | South Carolina |  | Colleton |  |  | 105 |  | 1962 | 2012 | [32 empty] | Dominion Energy South Carolina, Inc | 100 | Dominion Energy South Carolina, Inc | 100 | Regulated | Dropped - Retired/Planned Retirement by 06/2028 | PB1: CAN1
Dolphus M Grainger | 3317_G_1 | 3317 | G | 1 |  | Coal Steam |  |  | South Carolina |  | Horry |  |  | 83 |  | 1966 | 2012 | [32 empty] | South Carolina Public Service Authority | 100 | South Carolina Public Service Authority | 100 | Regulated | Dropped - Retired/Planned Retirement by 06/2028 | bar: PB1
Dolphus M Grainger | 3317_G_2 | 3317 | G | 2 |  | Coal Steam |  |  | South Carolina |  | Horry |  |  | 83 |  | 1966 | 2012 | [32 empty] | South Carolina Public Service Authority | 100 | South Carolina Public Service Authority | 100 | Regulated | Dropped - Retired/Planned Retirement by 06/2028 | PB1: 2
Jefferies | 3319_G_3 | 3319 | G | 3 |  | Coal Steam |  |  | South Carolina |  | Berkeley |  |  | 152 |  | 1970 | 2012 | [32 empty] | South Carolina Public Service Authority | 100 | South Carolina Public Service Authority | 100 | Regulated | Dropped - Retired/Planned Retirement by 06/2028 | PB1: 3
Jefferies | 3319_G_4 | 3319 | G | 4 |  | Coal Steam |  |  | South Carolina |  | Berkeley |  |  | 150 |  | 1970 | 2012 | [32 empty] | South Carolina Public Service Authority | 100 | South Carolina Public Service Authority | 100 | Regulated | Dropped - Retired/Planned Retirement by 06/2028 | PB1: 4
John Sevier | 3405_G_1 | 3405 | G | 1 |  | Coal Steam |  |  | Tennessee |  | Hawkins |  |  | 176 |  | 1955 | 2012 | [32 empty] | Tennessee Valley Authority | 100 | Tennessee Valley Authority | 100 | Regulated | Dropped - Retired/Planned Retirement by 06/2028 | bar: PB1
John Sevier | 3405_G_2 | 3405 | G | 2 |  | Coal Steam |  |  | Tennessee |  | Hawkins |  |  | 176 |  | 1955 | 2012 | [32 empty] | Tennessee Valley Authority | 100 | Tennessee Valley Authority | 100 | Regulated | Dropped - Retired/Planned Retirement by 06/2028 | PB1: 2
Wanapum | 3888_G_1 | 3888 | G | 1 |  | Hydro |  |  | Washington |  | Grant |  |  | 103.8 |  | 1963 | 2012 | [32 empty] | PUD No 2 of Grant County | 100 | PUD No 2 of Grant County | 100 | Regulated | Dropped - Retired/Planned Retirement by 06/2028
NSB Nuiqsut Utility | 7484_G_PG4A | 7484 | G | PG4A |  | Combustion Turbine |  |  | Alaska |  | North Slope |  |  | 0.4 |  | 1999 | [33 empty] | North Slope Borough Power & Light | 100 | North Slope Borough Power & Light | 100 | Regulated | Dropped - in Alaska or in Hawaii or Puerto Rico
North Branch (WV) | 7537_G_1 | 7537 | G | 1 |  | Coal Steam |  |  | West Virginia |  | Grant |  |  | 74 |  | 1992 | 2012 | [32 empty] | Virginia Electric & Power Co | 100 | Virginia Electric & Power Co | 100 | Regulated | Dropped - Retired/Planned Retirement by 06/2028 | bar: PB1 to PB2
Roosevelt Biogas 1 | 7832_G_1 | 7832 | G | 1 |  | Landfill Gas |  |  | Washington |  | Klickitat |  |  | 2.1 |  | 1999 | 2012 | [32 empty] | PUD No 1 of Klickitat County | 100 | PUD No 1 of Klickitat County | 100 | Regulated | Dropped - Retired/Planned Retirement by 06/2028
Roosevelt Biogas 1 | 7832_G_2 | 7832 | G | 2 |  | Landfill Gas |  |  | Washington |  | Klickitat |  |  | 2.1 |  | 1999 | 2012 | [32 empty] | PUD No 1 of Klickitat County | 100 | PUD No 1 of Klickitat County | 100 | Regulated | Dropped - Retired/Planned Retirement by 06/2028
Roosevelt Biogas 1 | 7832_G_3 | 7832 | G | 3 |  | Landfill Gas |  |  | Washington |  | Klickitat |  |  | 2.1 |  | 1999 | 2012 | [32 empty] | PUD No 1 of Klickitat County | 100 | PUD No 1 of Klickitat County | 100 | Regulated | Dropped - Retired/Planned Retirement by 06/2028
Roosevelt Biogas 1 | 7832_G_4 | 7832 | G | 4 |  | Landfill Gas |  |  | Washington |  | Klickitat |  |  | 2.1 |  | 1999 | 2012 | [32 empty] | PUD No 1 of Klickitat County | 100 | PUD No 1 of Klickitat County | 100 | Regulated | Dropped - Retired/Planned Retirement by 06/2028
Roosevelt Biogas 1 | 7832_G_5 | 7832 | G | 5 |  | Landfill Gas |  |  | Washington |  | Klickitat |  |  | 2.1 |  | 2000 | 2012 | [32 empty] | PUD No 1 of Klickitat County | 100 | PUD No 1 of Klickitat County | 100 | Regulated | Dropped - Retired/Planned Retirement by 06/2028
Montgomery | 8025_G_1 | 8025 | G | 1 |  | Combustion Turbine |  |  | Minnesota |  | Le Sueur |  |  | 28.8 |  | 1974 | 2012 | [32 empty] | Interstate Power and Light Co | 100 | Interstate Power and Light Co | 100 | Regulated | Dropped - Retired/Planned Retirement by 06/2028
Maine Energy Recovery | 10338_G_MERC | 10338 | G | MERC |  | Municipal Solid Waste |  |  | Maine |  | York |  |  | 18 |  | 1987 | 2012 | [32 empty] | Maine Energy Recovery Co | 100 | Maine Energy Recovery Co | 100 | Non-regulated | Dropped - Retired/Planned Retirement by 06/2028
Klein Tools Chicago | 10498_G_17 | 10498 | G | 17 |  | Combustion Turbine |  |  | Illinois |  | Cook |  |  | 1.5 |  | 1986 | 2012 | [32 empty] | Klein Tools Inc | 100 | Klein Tools Inc | 100 | Non-regulated | Dropped - Retired/Planned Retirement by 06/2028
Pasadena | 10638_G_GEN1 | 10638 | G | GEN1 |  | Combustion Turbine |  |  | Texas |  | Harris |  |  | 2.6 |  | 1985 | 2012 | [32 empty] | Air Products LLC | 100 | Air Products LLC | 100 | Non-regulated | Dropped - Retired/Planned Retirement by 06/2028
AES Thames | 10675_G_GEN1 | 10675 | G | GEN1 |  | Coal Steam |  |  | Connecticut |  | New London |  |  | 181 |  | 1989 | 2012 | [32 empty] | AES Thames LLC | 100 | AES Thames LLC | 100 | Non-regulated | Dropped - Retired/Planned Retirement by 06/2028
Northwind Energy | 10738_G_GEN1 | 10738 | G | GEN1 |  | Onshore Wind |  |  | California |  | Contra Costa |  |  | 12.1 |  | 1986 | 2012 | [32 empty] | Northwind Energy Inc | 100 | Northwind Energy Inc | 100 | Non-regulated | Dropped - Retired/Planned Retirement by 06/2028
Archer Daniels Midland Peoria | 10866_G_GEN5 | 10866 | G | GEN5 |  | Coal Steam |  |  | Illinois |  | Peoria |  |  | 4 |  | 1985 | [33 empty] | BioUrja Renewables LLC | 100 | BioUrja Renewables LLC | 100 | Non-regulated | Dropped - Plant is identified as onsite because it is a net buyer of electricity in 2021 | 1 | 10 | 11 | 12 | 13 | 14 | 2 | 3 | 5 | 9
Rhinelander Mill | 50933_G_GEN3 | 50933 | G | GEN3 |  | O/G Steam |  |  | Wisconsin |  | Oneida |  |  | 0.6 |  | 1940 | [33 empty] | Ahlstrom-Munksjo | 100 | Ahlstrom-Munksjo | 100 | Non-regulated | Dropped - Plant is identified as onsite because it is a net buyer of electricity in 2021 | BLR1 | BLR2 | BLR3 | BLR4 | BLR5 | BLR7 | BLR8
Pacific Oroville Power Inc | 54469_G_GEN1 | 54469 | G | GEN1 |  | Biomass |  |  | California |  | Butte |  |  | 8.3 |  | 1985 | 2012 | [32 empty] | CCP Power Solutions | 100 | CCP Power Solutions | 100 | Non-regulated | Dropped - Retired/Planned Retirement by 06/2028
Pacific Oroville Power Inc | 54469_G_GEN2 | 54469 | G | GEN2 |  | Biomass |  |  | California |  | Butte |  |  | 8.3 |  | 1985 | 2012 | [32 empty] | CCP Power Solutions | 100 | CCP Power Solutions | 100 | Non-regulated | Dropped - Retired/Planned Retirement by 06/2028
Riveside Resource Recovery LLC | 55767_G_RO1 | 55767 | G | RO1 |  | Landfill Gas |  |  | Illinois |  | Will |  |  | 0.9 |  | 1997 | 2012 | [32 empty] | Illinois Electricial Gen Partn | 100 | Illinois Electricial Gen Partn | 100 | Non-regulated | Dropped - Retired/Planned Retirement by 06/2028
Brookhaven Facility | 55778_G_BH2 | 55778 | G | BH2 |  | Landfill Gas |  |  | New York |  | Suffolk |  |  | 1.2 |  | 1995 | 2012 | [32 empty] | WEHRAN Energy Corporation | 100 | WEHRAN Energy Corporation | 100 | Non-regulated | Dropped - Retired/Planned Retirement by 06/2028
Brookhaven Facility | 55778_G_BH3 | 55778 | G | BH3 |  | Landfill Gas |  |  | New York |  | Suffolk |  |  | 1.2 |  | 1995 | 2012 | [32 empty] | WEHRAN Energy Corporation | 100 | WEHRAN Energy Corporation | 100 | Non-regulated | Dropped - Retired/Planned Retirement by 06/2028
Brookhaven Facility | 55778_G_BH4 | 55778 | G | BH4 |  | Landfill Gas |  |  | New York |  | Suffolk |  |  | 1.2 |  | 1995 | 2012 | [32 empty] | WEHRAN Energy Corporation | 100 | WEHRAN Energy Corporation | 100 | Non-regulated | Dropped - Retired/Planned Retirement by 06/2028
AES Huntington Beach LLC | 335_G_3 | 335 | G | 3 |  | O/G Steam |  |  | California |  | Orange |  |  | 225 |  | 1961 | 2012 | [32 empty] | Edison Mission Energy | 100 | Edison Mission Energy | 100 | Non-regulated | Dropped - Retired/Planned Retirement by 06/2028 | bar: PB1
AES Huntington Beach LLC | 335_G_4 | 335 | G | 4 |  | O/G Steam |  |  | California |  | Orange |  |  | 227 |  | 1961 | 2012 | [32 empty] | Edison Mission Energy | 100 | Edison Mission Energy | 100 | Non-regulated | Dropped - Retired/Planned Retirement by 06/2028 | bar: PB1
Cutler | 610_G_5 | 610 | G | 5 |  | O/G Steam |  |  | Florida |  | Miami Dade |  |  | 68 |  | 1954 | 2012 | [32 empty] | Florida Power & Light Co | 100 | Florida Power & Light Co | 100 | Regulated | Dropped - Retired/Planned Retirement by 06/2028 | PB1: PCU5
Cutler | 610_G_6 | 610 | G | 6 |  | O/G Steam |  |  | Florida |  | Miami Dade |  |  | 137 |  | 1955 | 2012 | [32 empty] | Florida Power & Light Co | 100 | Florida Power & Light Co | 100 | Regulated | Dropped - Retired/Planned Retirement by 06/2028 | PB1: PCU6
Port Everglades | 617_G_ST1 | 617 | G | ST1 |  | O/G Steam |  |  | Florida |  | Broward |  |  | 213 |  | 1960 | 2012 | [32 empty] | Florida Power & Light Co | 100 | Florida Power & Light Co | 100 | Regulated | Dropped - Retired/Planned Retirement by 06/2028 | PB1: PPE1
Port Everglades | 617_G_ST2 | 617 | G | ST2 |  | O/G Steam |  |  | Florida |  | Broward |  |  | 213 |  | 1961 | 2012 | [32 empty] | Florida Power & Light Co | 100 | Florida Power & Light Co | 100 | Regulated | Dropped - Retired/Planned Retirement by 06/2028 | PB1: PPE2
Sanford | 620_G_3 | 620 | G | 3 |  | O/G Steam |  |  | Florida |  | Volusia |  |  | 138 |  | 1959 | 2012 | [32 empty] | Florida Power & Light Co | 100 | Florida Power & Light Co | 100 | Regulated | Dropped - Retired/Planned Retirement by 06/2028 | PB1: PSN3
Lowell | 1837_G_5 | 1837 | G | 5 |  | Combustion Turbine |  |  | Michigan |  | Kent |  |  | 1.1 |  | 1965 | 2012 | [32 empty] | City of Lowell - (MI) | 100 | City of Lowell - (MI) | 100 | Regulated | Dropped - Retired/Planned Retirement by 06/2028
Lowell | 1837_G_6 | 1837 | G | 6 |  | Combustion Turbine |  |  | Michigan |  | Kent |  |  | 1.1 |  | 1956 | 2012 | [32 empty] | City of Lowell - (MI) | 100 | City of Lowell - (MI) | 100 | Regulated | Dropped - Retired/Planned Retirement by 06/2028
Lowell | 1837_G_7 | 1837 | G | 7 |  | Combustion Turbine |  |  | Michigan |  | Kent |  |  | 1.4 |  | 1973 | 2012 | [32 empty] | City of Lowell - (MI) | 100 | City of Lowell - (MI) | 100 | Regulated | Dropped - Retired/Planned Retirement by 06/2028
Two Harbors | 2016_G_3 | 2016 | G | 3 |  | Combustion Turbine |  |  | Minnesota |  | Lake |  |  | 1.9 |  | 1972 | 2012 | [32 empty] | City of Two Harbors- (MN) | 100 | City of Two Harbors- (MN) | 100 | Regulated | Dropped - Retired/Planned Retirement by 06/2028
Animas | 2465_G_3 | 2465 | G | 3 |  | O/G Steam |  |  | New Mexico |  | San Juan |  |  | 9 |  | 1958 | 2012 | [32 empty] | City of Farmington - (NM) | 100 | City of Farmington - (NM) | 100 | Regulated | Dropped - Retired/Planned Retirement by 06/2028 | PB1: 3
Animas | 2465_G_ST4 | 2465 | G | ST4 |  | O/G Steam |  |  | New Mexico |  | San Juan |  |  | 16 |  | 1960 | 2012 | [32 empty] | City of Farmington - (NM) | 100 | City of Farmington - (NM) | 100 | Regulated | Dropped - Retired/Planned Retirement by 06/2028 | PB1: 4
Burney Mountain Power | 54219_G_GEN1 | 54219 | G | GEN1 |  | Biomass |  |  | California |  | Shasta |  |  | 9.8 |  | 1985 | 2012 | [32 empty] | CCP Power Solutions | 100 | CCP Power Solutions | 100 | Non-regulated | Dropped - Retired/Planned Retirement by 06/2028
Harris Energy Realty | 54981_G_C-AB | 54981 | G | C-AB |  | Hydro |  |  | Massachusetts |  | Hampden |  |  | 0.3 |  | 1982 | 2012 | [32 empty] | City of Holyoke Gas and Electric Dept. | 100 | City of Holyoke Gas and Electric Dept. | 100 | Regulated | Dropped - Retired/Planned Retirement by 06/2028
Harris Energy Realty | 54981_G_C-C | 54981 | G | C-C |  | Hydro |  |  | Massachusetts |  | Hampden |  |  | 0.3 |  | 1982 | 2012 | [32 empty] | City of Holyoke Gas and Electric Dept. | 100 | City of Holyoke Gas and Electric Dept. | 100 | Regulated | Dropped - Retired/Planned Retirement by 06/2028
Harris Energy Realty | 54981_G_GILA | 54981 | G | GILA |  | Hydro |  |  | Massachusetts |  | Hampden |  |  | 0.5 |  | 1982 | 2012 | [32 empty] | City of Holyoke Gas and Electric Dept. | 100 | City of Holyoke Gas and Electric Dept. | 100 | Regulated | Dropped - Retired/Planned Retirement by 06/2028
Hansel | 672_G_21 | 672 | G | 21 |  | Combined Cycle |  |  | Florida |  | Osceola |  |  | 30 |  | 1983 | 2012 | [32 empty] | Kissimmee Utility Authority | 100 | Kissimmee Utility Authority | 100 | Regulated | Dropped - Retired/Planned Retirement by 06/2028
Hansel | 672_G_22 | 672 | G | 22 |  | Combined Cycle |  |  | Florida |  | Osceola |  |  | 8 |  | 1983 | 2012 | [32 empty] | Kissimmee Utility Authority | 100 | Kissimmee Utility Authority | 100 | Regulated | Dropped - Retired/Planned Retirement by 06/2028 | PB1: MS21B
Hansel | 672_G_23 | 672 | G | 23 |  | Combined Cycle |  |  | Florida |  | Osceola |  |  | 8 |  | 1983 | 2012 | [32 empty] | Kissimmee Utility Authority | 100 | Kissimmee Utility Authority | 100 | Regulated | Dropped - Retired/Planned Retirement by 06/2028 | PB1: MS21B
Rantoul | 958_G_5 | 958 | G | 5 |  | Combustion Turbine |  |  | Illinois |  | Champaign |  |  | 0.7 |  | 1964 | 2012 | [32 empty] | Village of Rantoul - (IL) | 100 | Village of Rantoul - (IL) | 100 | Regulated | Dropped - Retired/Planned Retirement by 06/2028
Bethany | 2114_G_4 | 2114 | G | 4 |  | Combustion Turbine |  |  | Missouri |  | Harrison |  |  | 1.4 |  | 1968 | 2012 | [32 empty] | City of Bethany - (MO) | 100 | City of Bethany - (MO) | 100 | Regulated | Dropped - Retired/Planned Retirement by 06/2028
Bethany | 2114_G_5 | 2114 | G | 5 |  | Combustion Turbine |  |  | Missouri |  | Harrison |  |  | 1.7 |  | 1981 | 2012 | [32 empty] | City of Bethany - (MO) | 100 | City of Bethany - (MO) | 100 | Regulated | Dropped - Retired/Planned Retirement by 06/2028
Bethany | 2114_G_6 | 2114 | G | 6 |  | Combustion Turbine |  |  | Missouri |  | Harrison |  |  | 0.9 |  | 1981 | 2012 | [32 empty] | City of Bethany - (MO) | 100 | City of Bethany - (MO) | 100 | Regulated | Dropped - Retired/Planned Retirement by 06/2028
Bethany | 2114_G_7 | 2114 | G | 7 |  | Combustion Turbine |  |  | Missouri |  | Harrison |  |  | 1 |  | 1983 | 2012 | [32 empty] | City of Bethany - (MO) | 100 | City of Bethany - (MO) | 100 | Regulated | Dropped - Retired/Planned Retirement by 06/2028
Raton | 2468_G_6 | 2468 | G | 6 |  | Combustion Turbine |  |  | New Mexico |  | Colfax |  |  | 7.3 |  | 2003 | 2012 | [32 empty] | Raton Public Service Company | 100 | Raton Public Service Company | 100 | Regulated | Dropped - Retired/Planned Retirement by 06/2028
Cape Fear | 2708_G_2B | 2708 | G | 2B |  | Combined Cycle |  |  | North Carolina |  | Chatham |  |  | 11 |  | 1969 | 2012 | [32 empty] | Duke Energy Progress - (NC) | 100 | Duke Energy Progress - (NC) | 100 | Regulated | Dropped - Retired/Planned Retirement by 06/2028
Cape Fear | 2708_G_5 | 2708 | G | 5 |  | Coal Steam |  |  | North Carolina |  | Chatham |  |  | 144 |  | 1956 | 2012 | [32 empty] | Duke Energy Progress - (NC) | 100 | Duke Energy Progress - (NC) | 100 | Regulated | Dropped - Retired/Planned Retirement by 06/2028 | PB1: 5
Cape Fear | 2708_G_6 | 2708 | G | 6 |  | Coal Steam |  |  | North Carolina |  | Chatham |  |  | 172 |  | 1958 | 2012 | [32 empty] | Duke Energy Progress - (NC) | 100 | Duke Energy Progress - (NC) | 100 | Regulated | Dropped - Retired/Planned Retirement by 06/2028 | PB1: 6
HF Lee Plant | 2709_G_1 | 2709 | G | 1 |  | Coal Steam |  |  | North Carolina |  | Wayne |  |  | 74 |  | 1952 | 2012 | [32 empty] | Duke Energy Progress - (NC) | 100 | Duke Energy Progress - (NC) | 100 | Regulated | Dropped - Retired/Planned Retirement by 06/2028 | bar: PB1
HF Lee Plant | 2709_G_2 | 2709 | G | 2 |  | Coal Steam |  |  | North Carolina |  | Wayne |  |  | 68 |  | 1951 | 2012 | [32 empty] | Duke Energy Progress - (NC) | 100 | Duke Energy Progress - (NC) | 100 | Regulated | Dropped - Retired/Planned Retirement by 06/2028 | PB1: 2
HF Lee Plant | 2709_G_3 | 2709 | G | 3 |  | Coal Steam |  |  | North Carolina |  | Wayne |  |  | 240 |  | 1962 | 2012 | [32 empty] | Duke Energy Progress - (NC) | 100 | Duke Energy Progress - (NC) | 100 | Regulated | Dropped - Retired/Planned Retirement by 06/2028 | PB1: 3
HF Lee Plant | 2709_G_GT1 | 2709 | G | GT1 |  | Combustion Turbine |  |  | North Carolina |  | Wayne |  |  | 12 |  | 1968 | 2012 | [32 empty] | Duke Energy Progress - (NC) | 100 | Duke Energy Progress - (NC) | 100 | Regulated | Dropped - Retired/Planned Retirement by 06/2028
HF Lee Plant | 2709_G_GT2 | 2709 | G | GT2 |  | Combustion Turbine |  |  | North Carolina |  | Wayne |  |  | 21 |  | 1971 | 2012 | [32 empty] | Duke Energy Progress - (NC) | 100 | Duke Energy Progress - (NC) | 100 | Regulated | Dropped - Retired/Planned Retirement by 06/2028
HF Lee Plant | 2709_G_GT3 | 2709 | G | GT3 |  | Combustion Turbine |  |  | North Carolina |  | Wayne |  |  | 21 |  | 1971 | 2012 | [32 empty] | Duke Energy Progress - (NC) | 100 | Duke Energy Progress - (NC) | 100 | Regulated | Dropped - Retired/Planned Retirement by 06/2028
HF Lee Plant | 2709_G_GT4 | 2709 | G | GT4 |  | Combustion Turbine |  |  | North Carolina |  | Wayne |  |  | 21 |  | 1971 | 2012 | [32 empty] | Duke Energy Progress - (NC) | 100 | Duke Energy Progress - (NC) | 100 | Regulated | Dropped - Retired/Planned Retirement by 06/2028
Morehead | 2711_G_GT1 | 2711 | G | GT1 |  | Combustion Turbine |  |  | North Carolina |  | Carteret |  |  | 12 |  | 1968 | 2012 | [32 empty] | Duke Energy Progress - (NC) | 100 | Duke Energy Progress - (NC) | 100 | Regulated | Dropped - Retired/Planned Retirement by 06/2028
Buck | 2720_G_7 | 2720 | G | 7 |  | Combustion Turbine |  |  | North Carolina |  | Rowan |  |  | 25 |  | 1970 | 2012 | [32 empty] | Duke Energy Carolinas, LLC | 100 | Duke Energy Carolinas, LLC | 100 | Regulated | Dropped - Retired/Planned Retirement by 06/2028
Buck | 2720_G_8 | 2720 | G | 8 |  | Combustion Turbine |  |  | North Carolina |  | Rowan |  |  | 25 |  | 1970 | 2012 | [32 empty] | Duke Energy Carolinas, LLC | 100 | Duke Energy Carolinas, LLC | 100 | Regulated | Dropped - Retired/Planned Retirement by 06/2028
Buck | 2720_G_9 | 2720 | G | 9 |  | Combustion Turbine |  |  | North Carolina |  | Rowan |  |  | 12 |  | 1970 | 2012 | [32 empty] | Duke Energy Carolinas, LLC | 100 | Duke Energy Carolinas, LLC | 100 | Regulated | Dropped - Retired/Planned Retirement by 06/2028
Dan River | 2723_G_4 | 2723 | G | 4 |  | Combustion Turbine |  |  | North Carolina |  | Rockingham |  |  | 24 |  | 1968 | 2012 | [32 empty] | Duke Energy Carolinas, LLC | 100 | Duke Energy Carolinas, LLC | 100 | Regulated | Dropped - Retired/Planned Retirement by 06/2028
Dan River | 2723_G_5 | 2723 | G | 5 |  | Combustion Turbine |  |  | North Carolina |  | Rockingham |  |  | 24 |  | 1968 | 2012 | [32 empty] | Duke Energy Carolinas, LLC | 100 | Duke Energy Carolinas, LLC | 100 | Regulated | Dropped - Retired/Planned Retirement by 06/2028
Dan River | 2723_G_6 | 2723 | G | 6 |  | Combustion Turbine |  |  | North Carolina |  | Rockingham |  |  | 24 |  | 1969 | 2012 | [32 empty] | Duke Energy Carolinas, LLC | 100 | Duke Energy Carolinas, LLC | 100 | Regulated | Dropped - Retired/Planned Retirement by 06/2028
Riverbend | 2732_G_10 | 2732 | G | 10 |  | Combustion Turbine |  |  | North Carolina |  | Gaston |  |  | 22 |  | 1969 | 2012 | [32 empty] | Duke Energy Carolinas, LLC | 100 | Duke Energy Carolinas, LLC | 100 | Regulated | Dropped - Retired/Planned Retirement by 06/2028
Riverbend | 2732_G_11 | 2732 | G | 11 |  | Combustion Turbine |  |  | North Carolina |  | Gaston |  |  | 20 |  | 1969 | 2012 | [32 empty] | Duke Energy Carolinas, LLC | 100 | Duke Energy Carolinas, LLC | 100 | Regulated | Dropped - Retired/Planned Retirement by 06/2028
Riverbend | 2732_G_8 | 2732 | G | 8 |  | Combustion Turbine |  |  | North Carolina |  | Gaston |  |  | 20 |  | 1969 | 2012 | [32 empty] | Duke Energy Carolinas, LLC | 100 | Duke Energy Carolinas, LLC | 100 | Regulated | Dropped - Retired/Planned Retirement by 06/2028
Riverbend | 2732_G_9 | 2732 | G | 9 |  | Combustion Turbine |  |  | North Carolina |  | Gaston |  |  | 22 |  | 1969 | 2012 | [32 empty] | Duke Energy Carolinas, LLC | 100 | Duke Energy Carolinas, LLC | 100 | Regulated | Dropped - Retired/Planned Retirement by 06/2028
Niles Power Plant | 2861_G_1 | 2861 | G | 1 |  | Coal Steam |  |  | Ohio |  | Trumbull |  |  | 108 |  | 1954 | 2012 | [32 empty] | Niles Power, LLC | 100 | Niles Power, LLC | 100 | Non-regulated | Dropped - Retired/Planned Retirement by 06/2028 | bar: PB1
H B Robinson | 3251_G_1 | 3251 | G | 1 |  | Coal Steam |  |  | South Carolina |  | Darlington |  |  | 177 |  | 1960 | 2012 | [32 empty] | Duke Energy Progress - (NC) | 100 | Duke Energy Progress - (NC) | 100 | Regulated | Dropped - Retired/Planned Retirement by 06/2028 | bar: PB1
Potomac River | 3788_G_1 | 3788 | G | 1 |  | Coal Steam |  |  | Virginia |  | Alexandria |  |  | 88 |  | 1949 | 2012 | [32 empty] | NRG Potomac River LLC | 100 | NRG Potomac River LLC | 100 | Non-regulated | Dropped - Retired/Planned Retirement by 06/2028
Potomac River | 3788_G_2 | 3788 | G | 2 |  | Coal Steam |  |  | Virginia |  | Alexandria |  |  | 88 |  | 1950 | 2012 | [32 empty] | NRG Potomac River LLC | 100 | NRG Potomac River LLC | 100 | Non-regulated | Dropped - Retired/Planned Retirement by 06/2028
Potomac River | 3788_G_3 | 3788 | G | 3 |  | Coal Steam |  |  | Virginia |  | Alexandria |  |  | 102 |  | 1954 | 2012 | [32 empty] | NRG Potomac River LLC | 100 | NRG Potomac River LLC | 100 | Non-regulated | Dropped - Retired/Planned Retirement by 06/2028
Potomac River | 3788_G_4 | 3788 | G | 4 |  | Coal Steam |  |  | Virginia |  | Alexandria |  |  | 102 |  | 1956 | 2012 | [32 empty] | NRG Potomac River LLC | 100 | NRG Potomac River LLC | 100 | Non-regulated | Dropped - Retired/Planned Retirement by 06/2028
Potomac River | 3788_G_5 | 3788 | G | 5 |  | Coal Steam |  |  | Virginia |  | Alexandria |  |  | 102 |  | 1957 | 2012 | [32 empty] | NRG Potomac River LLC | 100 | NRG Potomac River LLC | 100 | Non-regulated | Dropped - Retired/Planned Retirement by 06/2028
Bethany II | 7944_G_9 | 7944 | G | 9 |  | Combustion Turbine |  |  | Missouri |  | HARRISON |  |  | 1.2 |  | 1993 | 2012 | [32 empty] | City of Bethany - (MO) | 100 | City of Bethany - (MO) | 100 | Regulated | Dropped - Retired/Planned Retirement by 06/2028
Pascagoula Cogen | 52084_G_TG1 | 52084 | G | TG1 |  | Fossil Waste |  |  | Mississippi |  | Jackson |  |  | 4 |  | 1983 | 2012 | [32 empty] | Chevron Products Co-Pascagoula | 100 | Chevron Products Co-Pascagoula | 100 | Non-regulated | Dropped - Retired/Planned Retirement by 06/2028
Cheoah | 54899_G_4 | 54899 | G | 4 |  | Hydro |  |  | North Carolina |  | Graham |  |  | 21 |  | 1919 | 2012 | [32 empty] | Brookfield Smoky Mountain Hydropower LP | 100 | Brookfield Smoky Mountain Hydropower LP | 100 | Non-regulated | Dropped - Retired/Planned Retirement by 06/2028
Maiden Finger Street | 56065_G_1 | 56065 | G | 1 |  | Combustion Turbine |  |  | North Carolina |  | Catawba |  |  | 1.8 |  | 2002 | 2012 | [32 empty] | North Carolina Mun Power Agny #1 | 100 | North Carolina Mun Power Agny #1 | 100 | Regulated | Dropped - Retired/Planned Retirement by 06/2028
Buzzard Roost GT | 58212_G_10 | 58212 | G | 10 |  | Combustion Turbine |  |  | South Carolina |  | Greenwood |  |  | 17.8 |  | 1971 | 2012 | [32 empty] | Greenwood County | 100 | Greenwood County | 100 | Regulated | Dropped - Retired/Planned Retirement by 06/2028
Buzzard Roost GT | 58212_G_11 | 58212 | G | 11 |  | Combustion Turbine |  |  | South Carolina |  | Greenwood |  |  | 17.8 |  | 1971 | 2012 | [32 empty] | Duke Energy Carolinas, LLC | 100 | Duke Energy Carolinas, LLC | 100 | Regulated | Dropped - Retired/Planned Retirement by 06/2028
Buzzard Roost GT | 58212_G_12 | 58212 | G | 12 |  | Combustion Turbine |  |  | South Carolina |  | Greenwood |  |  | 17.8 |  | 1971 | 2012 | [32 empty] | Duke Energy Carolinas, LLC | 100 | Duke Energy Carolinas, LLC | 100 | Regulated | Dropped - Retired/Planned Retirement by 06/2028
Buzzard Roost GT | 58212_G_13 | 58212 | G | 13 |  | Combustion Turbine |  |  | South Carolina |  | Greenwood |  |  | 17.8 |  | 1971 | 2012 | [32 empty] | Duke Energy Carolinas, LLC | 100 | Duke Energy Carolinas, LLC | 100 | Regulated | Dropped - Retired/Planned Retirement by 06/2028
Buzzard Roost GT | 58212_G_14 | 58212 | G | 14 |  | Combustion Turbine |  |  | South Carolina |  | Greenwood |  |  | 17.8 |  | 1971 | 2012 | [32 empty] | Duke Energy Carolinas, LLC | 100 | Duke Energy Carolinas, LLC | 100 | Regulated | Dropped - Retired/Planned Retirement by 06/2028
Buzzard Roost GT | 58212_G_15 | 58212 | G | 15 |  | Combustion Turbine |  |  | South Carolina |  | Greenwood |  |  | 17.8 |  | 1971 | 2012 | [32 empty] | Duke Energy Carolinas, LLC | 100 | Duke Energy Carolinas, LLC | 100 | Regulated | Dropped - Retired/Planned Retirement by 06/2028
Buzzard Roost GT | 58212_G_6 | 58212 | G | 6 |  | Combustion Turbine |  |  | South Carolina |  | Greenwood |  |  | 22.7 |  | 1971 | 2012 | [32 empty] | Duke Energy Carolinas, LLC | 100 | Duke Energy Carolinas, LLC | 100 | Regulated | Dropped - Retired/Planned Retirement by 06/2028
Buzzard Roost GT | 58212_G_7 | 58212 | G | 7 |  | Combustion Turbine |  |  | South Carolina |  | Greenwood |  |  | 22.7 |  | 1971 | 2012 | [32 empty] | Duke Energy Carolinas, LLC | 100 | Duke Energy Carolinas, LLC | 100 | Regulated | Dropped - Retired/Planned Retirement by 06/2028
Buzzard Roost GT | 58212_G_8 | 58212 | G | 8 |  | Combustion Turbine |  |  | South Carolina |  | Greenwood |  |  | 22.7 |  | 1971 | 2012 | [32 empty] | Duke Energy Carolinas, LLC | 100 | Duke Energy Carolinas, LLC | 100 | Regulated | Dropped - Retired/Planned Retirement by 06/2028
Buzzard Roost GT | 58212_G_9 | 58212 | G | 9 |  | Combustion Turbine |  |  | South Carolina |  | Greenwood |  |  | 22.7 |  | 1971 | 2012 | [32 empty] | Duke Energy Carolinas, LLC | 100 | Duke Energy Carolinas, LLC | 100 | Regulated | Dropped - Retired/Planned Retirement by 06/2028
Boulder Canyon Hydro | 466_G_1 | 466 | G | 1 |  | Hydro |  |  | Colorado |  | Boulder |  |  | 5 |  | 1911 | 2012 | [32 empty] | Boulder City of | 100 | Boulder City of | 100 | Non-regulated | Dropped - Retired/Planned Retirement by 06/2028
Kensico | 650_G_1 | 650 | G | 1 |  | Hydro |  |  | New York |  | Westchester |  |  | 1 |  | 1983 | 2012 | [32 empty] | New York Power Authority | 100 | New York Power Authority | 100 | Regulated | Dropped - Retired/Planned Retirement by 06/2028
Kensico | 650_G_2 | 650 | G | 2 |  | Hydro |  |  | New York |  | Westchester |  |  | 1 |  | 1983 | 2012 | [32 empty] | New York Power Authority | 100 | New York Power Authority | 100 | Regulated | Dropped - Retired/Planned Retirement by 06/2028
Kensico | 650_G_3 | 650 | G | 3 |  | Hydro |  |  | New York |  | Westchester |  |  | 1 |  | 1983 | 2012 | [32 empty] | New York Power Authority | 100 | New York Power Authority | 100 | Regulated | Dropped - Retired/Planned Retirement by 06/2028
FirstEnergy R Paul Smith Power Station | 1570_G_11 | 1570 | G | 11 |  | Coal Steam |  |  | Maryland |  | Washington |  |  | 87 |  | 1958 | 2012 | [32 empty] | Allegheny Energy Supply Co LLC | 100 | Allegheny Energy Supply Co LLC | 100 | Non-regulated | Dropped - Retired/Planned Retirement by 06/2028
FirstEnergy R Paul Smith Power Station | 1570_G_9 | 1570 | G | 9 |  | Coal Steam |  |  | Maryland |  | Washington |  |  | 28 |  | 1947 | 2012 | [32 empty] | Allegheny Energy Supply Co LLC | 100 | Allegheny Energy Supply Co LLC | 100 | Non-regulated | Dropped - Retired/Planned Retirement by 06/2028
Coldwater | 1819_G_3 | 1819 | G | 3 |  | Combustion Turbine |  |  | Michigan |  | Branch |  |  | 3.5 |  | 1969 | 2012 | [32 empty] | Coldwater Board of Public Util | 100 | Coldwater Board of Public Util | 100 | Regulated | Dropped - Retired/Planned Retirement by 06/2028
Howard Down | 2434_G_10 | 2434 | G | 10 |  | O/G Steam |  |  | New Jersey |  | Cumberland |  |  | 23 |  | 1970 | 2012 | [32 empty] | City of Vineland - (NJ) | 100 | City of Vineland - (NJ) | 100 | Regulated | Dropped - Retired/Planned Retirement by 06/2028 | PB1: 10
FirstEnergy Eastlake | 2837_G_4 | 2837 | G | 4 |  | Coal Steam |  |  | Ohio |  | Lake |  |  | 240 |  | 1956 | 2012 | [32 empty] | FirstEnergy Generation Corp | 100 | FirstEnergy Generation Corp | 100 | Non-regulated | Dropped - Retired/Planned Retirement by 06/2028
FirstEnergy Eastlake | 2837_G_5 | 2837 | G | 5 |  | Coal Steam |  |  | Ohio |  | Lake |  |  | 597 |  | 1972 | 2012 | [32 empty] | FirstEnergy Generation Corp | 100 | FirstEnergy Generation Corp | 100 | Non-regulated | Dropped - Retired/Planned Retirement by 06/2028
FirstEnergy R E Burger | 2864_G_3 | 2864 | G | 3 |  | Coal Steam |  |  | Ohio |  | Belmont |  |  | 94 |  | 1950 | 2012 | [32 empty] | FirstEnergy Generation Corp | 100 | FirstEnergy Generation Corp | 100 | Non-regulated | Dropped - Retired/Planned Retirement by 06/2028
FirstEnergy Bay Shore | 2878_G_2 | 2878 | G | 2 |  | Coal Steam |  |  | Ohio |  | Lucas |  |  | 138 |  | 1959 | 2012 | [32 empty] | Orca Acquisitions, LLC | 100 | Orca Acquisitions, LLC | 100 | Non-regulated | Dropped - Retired/Planned Retirement by 06/2028 | PB1: 2
FirstEnergy Bay Shore | 2878_G_3 | 2878 | G | 3 |  | Coal Steam |  |  | Ohio |  | Lucas |  |  | 142 |  | 1963 | 2012 | [32 empty] | Orca Acquisitions, LLC | 100 | Orca Acquisitions, LLC | 100 | Non-regulated | Dropped - Retired/Planned Retirement by 06/2028 | PB1: 3
FirstEnergy Bay Shore | 2878_G_4 | 2878 | G | 4 |  | Coal Steam |  |  | Ohio |  | Lucas |  |  | 215 |  | 1968 | 2012 | [32 empty] | Orca Acquisitions, LLC | 100 | Orca Acquisitions, LLC | 100 | Non-regulated | Dropped - Retired/Planned Retirement by 06/2028 | PB1: 4
FirstEnergy Armstrong Power Station | 3178_G_1 | 3178 | G | 1 |  | Coal Steam |  |  | Pennsylvania |  | Armstrong |  |  | 172 |  | 1958 | 2012 | [32 empty] | Allegheny Energy Supply Co LLC | 100 | Allegheny Energy Supply Co LLC | 100 | Non-regulated | Dropped - Retired/Planned Retirement by 06/2028
FirstEnergy Armstrong Power Station | 3178_G_2 | 3178 | G | 2 |  | Coal Steam |  |  | Pennsylvania |  | Armstrong |  |  | 172 |  | 1959 | 2012 | [32 empty] | Allegheny Energy Supply Co LLC | 100 | Allegheny Energy Supply Co LLC | 100 | Non-regulated | Dropped - Retired/Planned Retirement by 06/2028
Riverview | 3487_G_6 | 3487 | G | 6 |  | Combustion Turbine |  |  | Texas |  | Hutchinson |  |  | 22 |  | 1974 | 2012 | [32 empty] | Southwestern Public Service Co | 100 | Southwestern Public Service Co | 100 | Regulated | Dropped - Retired/Planned Retirement by 06/2028
FirstEnergy Albright | 3942_G_1 | 3942 | G | 1 |  | Coal Steam |  |  | West Virginia |  | Preston |  |  | 73 |  | 1952 | 2012 | [32 empty] | Monongahela Power Co | 100 | Monongahela Power Co | 100 | Regulated | Dropped - Retired/Planned Retirement by 06/2028 | bar: PB1
FirstEnergy Albright | 3942_G_2 | 3942 | G | 2 |  | Coal Steam |  |  | West Virginia |  | Preston |  |  | 73 |  | 1952 | 2012 | [32 empty] | Monongahela Power Co | 100 | Monongahela Power Co | 100 | Regulated | Dropped - Retired/Planned Retirement by 06/2028 | PB1: 2
FirstEnergy Albright | 3942_G_3 | 3942 | G | 3 |  | Coal Steam |  |  | West Virginia |  | Preston |  |  | 137 |  | 1954 | 2012 | [32 empty] | Monongahela Power Co | 100 | Monongahela Power Co | 100 | Regulated | Dropped - Retired/Planned Retirement by 06/2028 | PB1: 3
FirstEnergy Rivesville | 3945_G_5 | 3945 | G | 5 |  | Coal Steam |  |  | West Virginia |  | Marion |  |  | 37 |  | 1943 | 2012 | [32 empty] | Monongahela Power Co | 100 | Monongahela Power Co | 100 | Regulated | Dropped - Retired/Planned Retirement by 06/2028 | PB1: 7
FirstEnergy Rivesville | 3945_G_6 | 3945 | G | 6 |  | Coal Steam |  |  | West Virginia |  | Marion |  |  | 88 |  | 1951 | 2012 | [32 empty] | Monongahela Power Co | 100 | Monongahela Power Co | 100 | Regulated | Dropped - Retired/Planned Retirement by 06/2028 | PB1: 8
FirstEnergy Willow Island | 3946_G_1 | 3946 | G | 1 |  | Coal Steam |  |  | West Virginia |  | Pleasants |  |  | 54 |  | 1949 | 2012 | [32 empty] | Monongahela Power Co | 100 | Monongahela Power Co | 100 | Regulated | Dropped - Retired/Planned Retirement by 06/2028 | bar: PB1
FirstEnergy Willow Island | 3946_G_2 | 3946 | G | 2 |  | Coal Steam |  |  | West Virginia |  | Pleasants |  |  | 181 |  | 1960 | 2012 | [32 empty] | Monongahela Power Co | 100 | Monongahela Power Co | 100 | Regulated | Dropped - Retired/Planned Retirement by 06/2028 | PB1: 2
Newhalen | 7183_G_1 | 7183 | G | 1 |  | Combustion Turbine |  |  | Alaska |  | Lake and Peninsula |  |  | 0.3 |  | 1983 | [33 empty] | I-N-N Electric Coop, Inc | 100 | I-N-N Electric Coop, Inc | 100 | Regulated | Dropped - in Alaska or in Hawaii or Puerto Rico
Newhalen | 7183_G_2 | 7183 | G | 2 |  | Combustion Turbine |  |  | Alaska |  | Lake and Peninsula |  |  | 0.3 |  | 1983 | [33 empty] | I-N-N Electric Coop, Inc | 100 | I-N-N Electric Coop, Inc | 100 | Regulated | Dropped - in Alaska or in Hawaii or Puerto Rico
Newhalen | 7183_G_3 | 7183 | G | 3 |  | Combustion Turbine |  |  | Alaska |  | Lake and Peninsula |  |  | 0.3 |  | 1983 | [33 empty] | I-N-N Electric Coop, Inc | 100 | I-N-N Electric Coop, Inc | 100 | Regulated | Dropped - in Alaska or in Hawaii or Puerto Rico
Newhalen | 7183_G_4 | 7183 | G | 4 |  | Combustion Turbine |  |  | Alaska |  | Lake and Peninsula |  |  | 0.6 |  | 1989 | [33 empty] | I-N-N Electric Coop, Inc | 100 | I-N-N Electric Coop, Inc | 100 | Regulated | Dropped - in Alaska or in Hawaii or Puerto Rico
Glenmore Turbines | 7882_G_1 | 7882 | G | 1 |  | Onshore Wind |  |  | Wisconsin |  | Brown |  |  | 0.1 |  | 1998 | 2012 | [32 empty] | Wisconsin Public Service Corp | 100 | Wisconsin Public Service Corp | 100 | Regulated | Dropped - Retired/Planned Retirement by 06/2028
G F Weaton Power Station | 50130_G_GEN1 | 50130 | G | GEN1 |  | Coal Steam |  |  | Pennsylvania |  | Beaver |  |  | 56 |  | 1958 | 2012 | [32 empty] | Horsehead Corporation | 100 | Horsehead Corporation | 100 | Non-regulated | Dropped - Retired/Planned Retirement by 06/2028
G F Weaton Power Station | 50130_G_GEN2 | 50130 | G | GEN2 |  | Coal Steam |  |  | Pennsylvania |  | Beaver |  |  | 56 |  | 1958 | 2012 | [32 empty] | Horsehead Corporation | 100 | Horsehead Corporation | 100 | Non-regulated | Dropped - Retired/Planned Retirement by 06/2028
Catalyst Paper Snowflake Mill | 50805_G_GEN1 | 50805 | G | GEN1 |  | Coal Steam |  |  | Arizona |  | NAVAJO |  |  | 26 |  | 1961 | 2012 | [32 empty] | Catalyst Paper Corp | 100 | Catalyst Paper Corp | 100 | Non-regulated | Dropped - Retired/Planned Retirement by 06/2028
Catalyst Paper Snowflake Mill | 50805_G_GEN2 | 50805 | G | GEN2 |  | Coal Steam |  |  | Arizona |  | NAVAJO |  |  | 42 |  | 1974 | 2012 | [32 empty] | Catalyst Paper Corp | 100 | Catalyst Paper Corp | 100 | Non-regulated | Dropped - Retired/Planned Retirement by 06/2028
St Vincents Medical Center | 54535_G_6805 | 54535 | G | 6805 |  | Combustion Turbine |  |  | Florida |  | DUVAL |  |  | 1.3 |  | 1991 | 2012 | [32 empty] | St Vincent's Medical Center | 100 | St Vincent's Medical Center | 100 | Non-regulated | Dropped - Retired/Planned Retirement by 06/2028
Great Works Hydro | 55967_G_WW1 | 55967 | G | WW1 |  | Hydro |  |  | Maine |  | Penobscot |  |  | 1 |  | 1988 | 2012 | [32 empty] | Black Bear Hydro Partners LLC | 100 | Black Bear Hydro Partners LLC | 100 | Non-regulated | Dropped - Retired/Planned Retirement by 06/2028
Great Works Hydro | 55967_G_WW10 | 55967 | G | WW10 |  | Hydro |  |  | Maine |  | Penobscot |  |  | 0.6 |  | 1910 | 2012 | [32 empty] | Black Bear Hydro Partners LLC | 100 | Black Bear Hydro Partners LLC | 100 | Non-regulated | Dropped - Retired/Planned Retirement by 06/2028
Great Works Hydro | 55967_G_WW11 | 55967 | G | WW11 |  | Hydro |  |  | Maine |  | Penobscot |  |  | 0.5 |  | 1910 | 2012 | [32 empty] | Black Bear Hydro Partners LLC | 100 | Black Bear Hydro Partners LLC | 100 | Non-regulated | Dropped - Retired/Planned Retirement by 06/2028
Great Works Hydro | 55967_G_WW2 | 55967 | G | WW2 |  | Hydro |  |  | Maine |  | Penobscot |  |  | 1 |  | 1988 | 2012 | [32 empty] | Black Bear Hydro Partners LLC | 100 | Black Bear Hydro Partners LLC | 100 | Non-regulated | Dropped - Retired/Planned Retirement by 06/2028
Great Works Hydro | 55967_G_WW3 | 55967 | G | WW3 |  | Hydro |  |  | Maine |  | Penobscot |  |  | 1 |  | 1988 | 2012 | [32 empty] | Black Bear Hydro Partners LLC | 100 | Black Bear Hydro Partners LLC | 100 | Non-regulated | Dropped - Retired/Planned Retirement by 06/2028
Great Works Hydro | 55967_G_WW4 | 55967 | G | WW4 |  | Hydro |  |  | Maine |  | Penobscot |  |  | 0.6 |  | 1910 | 2012 | [32 empty] | Black Bear Hydro Partners LLC | 100 | Black Bear Hydro Partners LLC | 100 | Non-regulated | Dropped - Retired/Planned Retirement by 06/2028
Great Works Hydro | 55967_G_WW5 | 55967 | G | WW5 |  | Hydro |  |  | Maine |  | Penobscot |  |  | 0.6 |  | 1910 | 2012 | [32 empty] | Black Bear Hydro Partners LLC | 100 | Black Bear Hydro Partners LLC | 100 | Non-regulated | Dropped - Retired/Planned Retirement by 06/2028
Great Works Hydro | 55967_G_WW6 | 55967 | G | WW6 |  | Hydro |  |  | Maine |  | Penobscot |  |  | 0.7 |  | 1910 | 2012 | [32 empty] | Black Bear Hydro Partners LLC | 100 | Black Bear Hydro Partners LLC | 100 | Non-regulated | Dropped - Retired/Planned Retirement by 06/2028
Great Works Hydro | 55967_G_WW7 | 55967 | G | WW7 |  | Hydro |  |  | Maine |  | Penobscot |  |  | 0.6 |  | 1910 | 2012 | [32 empty] | Black Bear Hydro Partners LLC | 100 | Black Bear Hydro Partners LLC | 100 | Non-regulated | Dropped - Retired/Planned Retirement by 06/2028
Great Works Hydro | 55967_G_WW8 | 55967 | G | WW8 |  | Hydro |  |  | Maine |  | Penobscot |  |  | 0.6 |  | 1910 | 2012 | [32 empty] | Black Bear Hydro Partners LLC | 100 | Black Bear Hydro Partners LLC | 100 | Non-regulated | Dropped - Retired/Planned Retirement by 06/2028
Great Works Hydro | 55967_G_WW9 | 55967 | G | WW9 |  | Hydro |  |  | Maine |  | Penobscot |  |  | 0.5 |  | 1910 | 2012 | [32 empty] | Black Bear Hydro Partners LLC | 100 | Black Bear Hydro Partners LLC | 100 | Non-regulated | Dropped - Retired/Planned Retirement by 06/2028
Gastonia Rankin Lake | 56060_G_1 | 56060 | G | 1 |  | Combustion Turbine |  |  | North Carolina |  | Gaston |  |  | 1.8 |  | 2002 | 2012 | [32 empty] | North Carolina Mun Power Agny #1 | 100 | North Carolina Mun Power Agny #1 | 100 | Regulated | Dropped - Retired/Planned Retirement by 06/2028
Gastonia Duke Street | 56061_G_1 | 56061 | G | 1 |  | Combustion Turbine |  |  | North Carolina |  | Gaston |  |  | 1.8 |  | 2002 | 2012 | [32 empty] | North Carolina Mun Power Agny #1 | 100 | North Carolina Mun Power Agny #1 | 100 | Regulated | Dropped - Retired/Planned Retirement by 06/2028
Lexington Hickory Street | 56066_G_1 | 56066 | G | 1 |  | Combustion Turbine |  |  | North Carolina |  | Davidson |  |  | 1.8 |  | 2002 | 2012 | [32 empty] | North Carolina Mun Power Agny #1 | 100 | North Carolina Mun Power Agny #1 | 100 | Regulated | Dropped - Retired/Planned Retirement by 06/2028
Crawford | 867_G_7 | 867 | G | 7 |  | Coal Steam |  |  | Illinois |  | Cook |  |  | 213 |  | 1958 | 2012 | [32 empty] | Midwest Generations EME LLC | 100 | Midwest Generations EME LLC | 100 | Non-regulated | Dropped - Retired/Planned Retirement by 06/2028 | PB1: 7
Crawford | 867_G_8 | 867 | G | 8 |  | Coal Steam |  |  | Illinois |  | Cook |  |  | 319 |  | 1961 | 2012 | [32 empty] | Midwest Generations EME LLC | 100 | Midwest Generations EME LLC | 100 | Non-regulated | Dropped - Retired/Planned Retirement by 06/2028 | PB1: 8
Fisk Street | 886_G_19 | 886 | G | 19 |  | Coal Steam |  |  | Illinois |  | Cook |  |  | 326 |  | 1968 | 2012 | [32 empty] | Midwest Generations EME LLC | 100 | Midwest Generations EME LLC | 100 | Non-regulated | Dropped - Retired/Planned Retirement by 06/2028 | PB1: 19
Sterlington | 1404_G_6 | 1404 | G | 6 |  | O/G Steam |  |  | Louisiana |  | Ouachita |  |  | 212 |  | 1958 | 2012 | [32 empty] | Entergy Louisiana LLC | 100 | Entergy Louisiana LLC | 100 | Regulated | Dropped - Retired/Planned Retirement by 06/2028 | PB1: 10
Eagle Mountain | 3489_G_1 | 3489 | G | 1 |  | O/G Steam |  |  | Texas |  | Tarrant |  |  | 115 |  | 1954 | 2012 | [32 empty] | Eagle Mountain Power Company LLC | 100 | Eagle Mountain Power Company LLC | 100 | Non-regulated | Dropped - Retired/Planned Retirement by 06/2028 | bar: PB1
Eagle Mountain | 3489_G_2 | 3489 | G | 2 |  | O/G Steam |  |  | Texas |  | Tarrant |  |  | 175 |  | 1956 | 2012 | [32 empty] | Luminant Gen Co LLC Fin Holding | 100 | Luminant Gen Co LLC Fin Holding | 100 | Non-regulated | Dropped - Retired/Planned Retirement by 06/2028 | PB1: 2
Eagle Mountain | 3489_G_3 | 3489 | G | 3 |  | O/G Steam |  |  | Texas |  | Tarrant |  |  | 375 |  | 1971 | 2012 | [32 empty] | Luminant Generation Company LLC | 100 | Luminant Generation Company LLC | 100 | Non-regulated | Dropped - Retired/Planned Retirement by 06/2028 | PB1: 3
Ty Cooke | 3602_G_GT1 | 3602 | G | GT1 |  | Combustion Turbine |  |  | Texas |  | Lubbock |  |  | 11 |  | 1964 | 2012 | [32 empty] | City of Lubbock - (TX) | 100 | City of Lubbock - (TX) | 100 | Regulated | Dropped - Retired/Planned Retirement by 06/2028
Smart Papers LLC | 50247_G_1 | 50247 | G | 1 |  | Coal Steam |  |  | Ohio |  | Butler |  |  | 1 |  | 2009 | 2012 | [32 empty] | Smart Papers Holdings LLC | 100 | Smart Papers Holdings LLC | 100 | Non-regulated | Dropped - Retired/Planned Retirement by 06/2028
Smart Papers LLC | 50247_G_2 | 50247 | G | 2 |  | Coal Steam |  |  | Ohio |  | Butler |  |  | 1.5 |  | 2009 | 2012 | [32 empty] | Smart Papers Holdings LLC | 100 | Smart Papers Holdings LLC | 100 | Non-regulated | Dropped - Retired/Planned Retirement by 06/2028
Smart Papers LLC | 50247_G_7 | 50247 | G | 7 |  | Coal Steam |  |  | Ohio |  | Butler |  |  | 9.4 |  | 2009 | 2012 | [32 empty] | Smart Papers Holdings LLC | 100 | Smart Papers Holdings LLC | 100 | Non-regulated | Dropped - Retired/Planned Retirement by 06/2028
Smart Papers LLC | 50247_G_8 | 50247 | G | 8 |  | Coal Steam |  |  | Ohio |  | Butler |  |  | 9.4 |  | 2009 | 2012 | [32 empty] | Smart Papers Holdings LLC | 100 | Smart Papers Holdings LLC | 100 | Non-regulated | Dropped - Retired/Planned Retirement by 06/2028
Smart Papers LLC | 50247_G_GEN3 | 50247 | G | GEN3 |  | Coal Steam |  |  | Ohio |  | Butler |  |  | 6 |  | 1924 | 2012 | [32 empty] | Smart Papers Holdings LLC | 100 | Smart Papers Holdings LLC | 100 | Non-regulated | Dropped - Retired/Planned Retirement by 06/2028
Smart Papers LLC | 50247_G_GEN5 | 50247 | G | GEN5 |  | Coal Steam |  |  | Ohio |  | Butler |  |  | 7.5 |  | 1930 | 2012 | [32 empty] | Smart Papers Holdings LLC | 100 | Smart Papers Holdings LLC | 100 | Non-regulated | Dropped - Retired/Planned Retirement by 06/2028
Smart Papers LLC | 50247_G_GEN6 | 50247 | G | GEN6 |  | Coal Steam |  |  | Ohio |  | Butler |  |  | 10.5 |  | 1930 | 2012 | [32 empty] | Smart Papers Holdings LLC | 100 | Smart Papers Holdings LLC | 100 | Non-regulated | Dropped - Retired/Planned Retirement by 06/2028
Kraft Foods Atlantic Gelatin | 50425_G_GEN2 | 50425 | G | GEN2 |  | O/G Steam |  |  | Massachusetts |  | Middlesex |  |  | 0.3 |  | 1988 | 2012 | [32 empty] | Kraft Foods Global Inc | 100 | Kraft Foods Global Inc | 100 | Non-regulated | Dropped - Retired/Planned Retirement by 06/2028
Kraft Foods Atlantic Gelatin | 50425_G_GEN3 | 50425 | G | GEN3 |  | Combustion Turbine |  |  | Massachusetts |  | Middlesex |  |  | 0.3 |  | 1978 | 2012 | [32 empty] | Kraft Foods Global Inc | 100 | Kraft Foods Global Inc | 100 | Non-regulated | Dropped - Retired/Planned Retirement by 06/2028
Osceola (AR) | 172_G_10 | 172 | G | 10 |  | Combustion Turbine |  |  | Arkansas |  | Mississippi |  |  | 1.6 |  | 1992 | 2012 | [32 empty] | City of Osceola - (AR) | 100 | City of Osceola - (AR) | 100 | Regulated | Dropped - Retired/Planned Retirement by 06/2028
Osceola (AR) | 172_G_11 | 172 | G | 11 |  | Combustion Turbine |  |  | Arkansas |  | Mississippi |  |  | 1.6 |  | 1993 | 2012 | [32 empty] | City of Osceola - (AR) | 100 | City of Osceola - (AR) | 100 | Regulated | Dropped - Retired/Planned Retirement by 06/2028
Osceola (AR) | 172_G_12 | 172 | G | 12 |  | Combustion Turbine |  |  | Arkansas |  | Mississippi |  |  | 1.6 |  | 1999 | 2012 | [32 empty] | City of Osceola - (AR) | 100 | City of Osceola - (AR) | 100 | Regulated | Dropped - Retired/Planned Retirement by 06/2028
Macon | 2141_G_1 | 2141 | G | 1 |  | Combustion Turbine |  |  | Missouri |  | Macon |  |  | 4.8 |  | 1968 | 2012 | [32 empty] | City of Macon - (MO) | 100 | City of Macon - (MO) | 100 | Regulated | Dropped - Retired/Planned Retirement by 06/2028
Mohave | 2341_G_1 | 2341 | G | 1 |  | Coal Steam |  |  | Nevada |  | Clark |  |  | 790 |  | 1971 | 2012 | [32 empty] | Southern California Edison Co | 56 | Southern California Edison Co | 56 | Regulated | Dropped - Retired/Planned Retirement by 06/2028 | bar: PB1
Mohave | 2341_G_2 | 2341 | G | 2 |  | Coal Steam |  |  | Nevada |  | Clark |  |  | 790 |  | 1971 | 2012 | [32 empty] | Southern California Edison Co | 56 | Southern California Edison Co | 56 | Regulated | Dropped - Retired/Planned Retirement by 06/2028 | PB1: 2
Far Rockaway | 2513_G_4 | 2513 | G | 4 |  | O/G Steam |  |  | New York |  | Queens |  |  | 100 |  | 1953 | 2012 | [32 empty] | National Grid Generation LLC | 100 | National Grid Generation LLC | 100 | Regulated | Dropped - Retired/Planned Retirement by 06/2028 | PB1: 40
Glenwood | 2514_G_4 | 2514 | G | 4 |  | O/G Steam |  |  | New York |  | Nassau |  |  | 114 |  | 1952 | 2012 | [32 empty] | National Grid Generation LLC | 100 | National Grid Generation LLC | 100 | Regulated | Dropped - Retired/Planned Retirement by 06/2028 | PB1: 40
Glenwood | 2514_G_5 | 2514 | G | 5 |  | O/G Steam |  |  | New York |  | Nassau |  |  | 114 |  | 1954 | 2012 | [32 empty] | National Grid Generation LLC | 100 | National Grid Generation LLC | 100 | Regulated | Dropped - Retired/Planned Retirement by 06/2028 | PB1: 50
Kotzebue Hybrid | 6304_G_12 | 6304 | G | 12 |  | Combustion Turbine |  |  | Alaska |  | NORTHWEST ARCTIC |  |  | 1 |  | 1994 | [33 empty] | Kotzebue Electric Assn Inc | 100 | Kotzebue Electric Assn Inc | 100 | Regulated | Dropped - in Alaska or in Hawaii or Puerto Rico
Heber City | 7111_G_NA3 | 7111 | G | NA3 |  | Combustion Turbine |  |  | Utah |  | Wasatch |  |  | 0.6 |  | 1987 | 2012 | [32 empty] | Heber Light & Power Company | 100 | Heber Light & Power Company | 100 | Regulated | Dropped - Retired/Planned Retirement by 06/2028
Little Company of Mary Hospital | 10400_G_GEN1 | 10400 | G | GEN1 |  | Combustion Turbine |  |  | Illinois |  | Cook |  |  | 3.2 |  | 1989 | 2012 | [32 empty] | Little Co of Mary Hospital | 100 | Little Co of Mary Hospital | 100 | Non-regulated | Dropped - Retired/Planned Retirement by 06/2028
Fernandina Plant | 10562_G_GEN3 | 10562 | G | GEN3 |  | Biomass |  |  | Florida |  | Nassau |  |  | 6.5 |  | 1939 | [33 empty] | Rayonier Advanced Materials | 100 | Rayonier Advanced Materials | 100 | Non-regulated | Dropped - Plant is identified as onsite because it is a net buyer of electricity in 2021 | PB1 | PB2 | PB3 | PB6 | REC5
Indianola | 1150_G_1 | 1150 | G | 1 |  | Combustion Turbine |  |  | Iowa |  | Warren |  |  | 0.6 |  | 1946 | 2012 | [32 empty] | Indianola Municipal Utilities | 100 | Indianola Municipal Utilities | 100 | Regulated | Dropped - Retired/Planned Retirement by 06/2028
Indianola | 1150_G_2 | 1150 | G | 2 |  | Combustion Turbine |  |  | Iowa |  | Warren |  |  | 1.3 |  | 1949 | 2012 | [32 empty] | Indianola Municipal Utilities | 100 | Indianola Municipal Utilities | 100 | Regulated | Dropped - Retired/Planned Retirement by 06/2028
Indianola | 1150_G_4 | 1150 | G | 4 |  | Combustion Turbine |  |  | Iowa |  | Warren |  |  | 1.3 |  | 1961 | 2012 | [32 empty] | Indianola Municipal Utilities | 100 | Indianola Municipal Utilities | 100 | Regulated | Dropped - Retired/Planned Retirement by 06/2028
Pella | 1175_G_5 | 1175 | G | 5 |  | Coal Steam |  |  | Iowa |  | Marion |  |  | 11.5 |  | 1964 | 2012 | [32 empty] | City of Pella - (IA) | 100 | City of Pella - (IA) | 100 | Regulated | Dropped - Retired/Planned Retirement by 06/2028 | PB1: 6; PB2: 7; PB3: 8
Pella | 1175_G_6 | 1175 | G | 6 |  | Coal Steam |  |  | Iowa |  | Marion |  |  | 26.5 |  | 1972 | 2012 | [32 empty] | City of Pella - (IA) | 100 | City of Pella - (IA) | 100 | Regulated | Dropped - Retired/Planned Retirement by 06/2028 | PB1: 6; PB2: 7; PB3: 8
Neosho | 1243_G_3 | 1243 | G | 3 |  | O/G Steam |  |  | Kansas |  | Labette |  |  | 62 |  | 1954 | 2012 | [32 empty] | Evergy Kansas South, Inc | 100 | Evergy Kansas South, Inc | 100 | Regulated | Dropped - Retired/Planned Retirement by 06/2028 | PB1: 7
PSEG Kearny Generating Station | 2404_G_10 | 2404 | G | 10 |  | Combustion Turbine |  |  | New Jersey |  | Hudson |  |  | 122 |  | 1970 | 2012 | [32 empty] | Kearny Generating Station | 100 | Kearny Generating Station | 100 | Non-regulated | Dropped - Retired/Planned Retirement by 06/2028
PSEG Kearny Generating Station | 2404_G_11 | 2404 | G | 11 |  | Combustion Turbine |  |  | New Jersey |  | Hudson |  |  | 128 |  | 1969 | 2012 | [32 empty] | Kearny Generating Station | 100 | Kearny Generating Station | 100 | Non-regulated | Dropped - Retired/Planned Retirement by 06/2028
Niles Power Plant | 2861_G_2 | 2861 | G | 2 |  | Coal Steam |  |  | Ohio |  | Trumbull |  |  | 108 |  | 1954 | 2012 | [32 empty] | Niles Power, LLC | 100 | Niles Power, LLC | 100 | Non-regulated | Dropped - Retired/Planned Retirement by 06/2028 | PB1: 2
Sam Rayburn | 3631_G_3 | 3631 | G | 3 |  | O/G Steam |  |  | Texas |  | Victoria |  |  | 22 |  | 1965 | 2012 | [32 empty] | South Texas Electric Coop, Inc | 100 | South Texas Electric Coop, Inc | 100 | Regulated | Dropped - Retired/Planned Retirement by 06/2028 | PB1: 3
Pearl Station | 6238_G_1 | 6238 | G | 1 |  | Coal Steam |  |  | Illinois |  | Pike |  |  | 22.2 |  | 1967 | 2012 | [32 empty] | Prairie Power, Inc | 100 | Prairie Power, Inc | 100 | Regulated | Dropped - Retired/Planned Retirement by 06/2028 | bar: PB1
Block Island | 6567_G_19 | 6567 | G | 19 |  | Combustion Turbine |  |  | Rhode Island |  | Washington |  |  | 1 |  | 1993 | 2012 | [32 empty] | Block Island Utility District | 100 | Block Island Utility District | 100 | Regulated | Dropped - Retired/Planned Retirement by 06/2028
Hoonah | 7463_G_1 | 7463 | G | 1 |  | Combustion Turbine |  |  | Alaska |  | Skagway Hoonah Angoon |  |  | 0.6 |  | 1977 | [33 empty] | Inside Passage Elec Coop, Inc | 100 | Inside Passage Elec Coop, Inc | 100 | Regulated | Dropped - in Alaska or in Hawaii or Puerto Rico
Hoonah | 7463_G_3 | 7463 | G | 3 |  | Combustion Turbine |  |  | Alaska |  | Skagway Hoonah Angoon |  |  | 0.5 |  | 1991 | [33 empty] | Inside Passage Elec Coop, Inc | 100 | Inside Passage Elec Coop, Inc | 100 | Regulated | Dropped - in Alaska or in Hawaii or Puerto Rico
Colorado Energy Nations Company | 10003_G_VBPT | 10003 | G | VBPT |  | O/G Steam |  |  | Colorado |  | Jefferson |  |  | 0.4 |  | 1997 | 2012 | [32 empty] | Molson Coors USA LLC | 100 | Molson Coors USA LLC | 100 | Non-regulated | Dropped - Retired/Planned Retirement by 06/2028 | PB1: BLR3
RG Steel Sparrows Point, LLC | 10485_G_GEN1 | 10485 | G | GEN1 |  | Fossil Waste |  |  | Maryland |  | Baltimore |  |  | 152.3 |  | 1949 | 2012 | [32 empty] | RG Steel, LLC | 100 | RG Steel, LLC | 100 | Non-regulated | Dropped - Retired/Planned Retirement by 06/2028
RG Steel Sparrows Point, LLC | 10485_G_GEN2 | 10485 | G | GEN2 |  | Fossil Waste |  |  | Maryland |  | Baltimore |  |  | 30 |  | 1949 | 2012 | [32 empty] | RG Steel, LLC | 100 | RG Steel, LLC | 100 | Non-regulated | Dropped - Retired/Planned Retirement by 06/2028
RG Steel Sparrows Point, LLC | 10485_G_GEN3 | 10485 | G | GEN3 |  | Fossil Waste |  |  | Maryland |  | Baltimore |  |  | 30 |  | 1949 | 2012 | [32 empty] | RG Steel, LLC | 100 | RG Steel, LLC | 100 | Non-regulated | Dropped - Retired/Planned Retirement by 06/2028
RG Steel Sparrows Point, LLC | 10485_G_GEN4 | 10485 | G | GEN4 |  | Fossil Waste |  |  | Maryland |  | Baltimore |  |  | 30 |  | 1949 | 2012 | [32 empty] | RG Steel, LLC | 100 | RG Steel, LLC | 100 | Non-regulated | Dropped - Retired/Planned Retirement by 06/2028
Gallup Refinery | 50997_G_GEN1 | 50997 | G | GEN1 |  | Combustion Turbine |  |  | New Mexico |  | McKinley |  |  | 2.9 |  | 1990 | 2012 | [32 empty] | Andeavor | 100 | Andeavor | 100 | Non-regulated | Dropped - Retired/Planned Retirement by 06/2028
Gallup Refinery | 50997_G_GEN2 | 50997 | G | GEN2 |  | Combustion Turbine |  |  | New Mexico |  | McKinley |  |  | 2.9 |  | 1990 | 2012 | [32 empty] | Andeavor | 100 | Andeavor | 100 | Non-regulated | Dropped - Retired/Planned Retirement by 06/2028
McKittrick Cogen | 52076_G_GEN1 | 52076 | G | GEN1 |  | Combustion Turbine |  |  | California |  | Kern |  |  | 3 |  | 1984 | 2012 | [32 empty] | Chevron USA Inc | 100 | Chevron USA Inc | 100 | Non-regulated | Dropped - Retired/Planned Retirement by 06/2028
McKittrick Cogen | 52076_G_GEN2 | 52076 | G | GEN2 |  | Combustion Turbine |  |  | California |  | Kern |  |  | 3 |  | 1984 | 2012 | [32 empty] | Chevron USA Inc | 100 | Chevron USA Inc | 100 | Non-regulated | Dropped - Retired/Planned Retirement by 06/2028
McKittrick Cogen | 52076_G_GEN3 | 52076 | G | GEN3 |  | Combustion Turbine |  |  | California |  | Kern |  |  | 3 |  | 1984 | 2012 | [32 empty] | Chevron USA Inc | 100 | Chevron USA Inc | 100 | Non-regulated | Dropped - Retired/Planned Retirement by 06/2028
Sinclair Oil Refinery | 54374_G_2002 | 54374 | G | 2002 |  | Combustion Turbine |  |  | Wyoming |  | Carbon |  |  | 1.3 |  | 2012 | [33 empty] | HF Sinclair Parco Refining LLC | 100 | HF Sinclair Parco Refining LLC | 100 | Non-regulated | Dropped - Plant is identified as onsite because it is a net buyer of electricity in 2021
GRS Fall River | 55589_G_2 | 55589 | G | 2 |  | Landfill Gas |  |  | Massachusetts |  | Bristol |  |  | 0.9 |  | 2000 | 2012 | [32 empty] | Gas Recovery Systems Inc | 100 | Gas Recovery Systems Inc | 100 | Non-regulated | Dropped - Retired/Planned Retirement by 06/2028
Dunbarton Energy Partners LP | 55779_G_MA1 | 55779 | G | MA1 |  | Landfill Gas |  |  | New Hampshire |  | Hillsborough |  |  | 0.6 |  | 1988 | 2012 | [32 empty] | Zapco Energy Tactics Corp | 100 | Zapco Energy Tactics Corp | 100 | Non-regulated | Dropped - Retired/Planned Retirement by 06/2028
Dunbarton Energy Partners LP | 55779_G_MA2 | 55779 | G | MA2 |  | Landfill Gas |  |  | New Hampshire |  | Hillsborough |  |  | 0.6 |  | 1988 | 2012 | [32 empty] | Zapco Energy Tactics Corp | 100 | Zapco Energy Tactics Corp | 100 | Non-regulated | Dropped - Retired/Planned Retirement by 06/2028
Benning | 603_G_15 | 603 | G | 15 |  | O/G Steam |  |  | District of Columbia |  | District of Columbia |  |  | 275 |  | 1968 | 2012 | [32 empty] | Potomac Power Resources | 100 | Potomac Power Resources | 100 | Non-regulated | Dropped - Retired/Planned Retirement by 06/2028
Benning | 603_G_16 | 603 | G | 16 |  | O/G Steam |  |  | District of Columbia |  | District of Columbia |  |  | 275 |  | 1972 | 2012 | [32 empty] | Potomac Power Resources | 100 | Potomac Power Resources | 100 | Non-regulated | Dropped - Retired/Planned Retirement by 06/2028
Buzzard Point | 604_G_E1 | 604 | G | E1 |  | Combustion Turbine |  |  | District of Columbia |  | District of Columbia |  |  | 16 |  | 1968 | 2012 | [32 empty] | Potomac Power Resources | 100 | Potomac Power Resources | 100 | Non-regulated | Dropped - Retired/Planned Retirement by 06/2028
Buzzard Point | 604_G_E2 | 604 | G | E2 |  | Combustion Turbine |  |  | District of Columbia |  | District of Columbia |  |  | 16 |  | 1968 | 2012 | [32 empty] | Potomac Power Resources | 100 | Potomac Power Resources | 100 | Non-regulated | Dropped - Retired/Planned Retirement by 06/2028
Buzzard Point | 604_G_E4 | 604 | G | E4 |  | Combustion Turbine |  |  | District of Columbia |  | District of Columbia |  |  | 16 |  | 1968 | 2012 | [32 empty] | Potomac Power Resources | 100 | Potomac Power Resources | 100 | Non-regulated | Dropped - Retired/Planned Retirement by 06/2028
Buzzard Point | 604_G_E5 | 604 | G | E5 |  | Combustion Turbine |  |  | District of Columbia |  | District of Columbia |  |  | 16 |  | 1968 | 2012 | [32 empty] | Potomac Power Resources | 100 | Potomac Power Resources | 100 | Non-regulated | Dropped - Retired/Planned Retirement by 06/2028
Buzzard Point | 604_G_E6 | 604 | G | E6 |  | Combustion Turbine |  |  | District of Columbia |  | District of Columbia |  |  | 16 |  | 1968 | 2012 | [32 empty] | Potomac Power Resources | 100 | Potomac Power Resources | 100 | Non-regulated | Dropped - Retired/Planned Retirement by 06/2028
Buzzard Point | 604_G_E7 | 604 | G | E7 |  | Combustion Turbine |  |  | District of Columbia |  | District of Columbia |  |  | 16 |  | 1968 | 2012 | [32 empty] | Potomac Power Resources | 100 | Potomac Power Resources | 100 | Non-regulated | Dropped - Retired/Planned Retirement by 06/2028
Buzzard Point | 604_G_E8 | 604 | G | E8 |  | Combustion Turbine |  |  | District of Columbia |  | District of Columbia |  |  | 16 |  | 1968 | 2012 | [32 empty] | Potomac Power Resources | 100 | Potomac Power Resources | 100 | Non-regulated | Dropped - Retired/Planned Retirement by 06/2028
Buzzard Point | 604_G_W10 | 604 | G | W10 |  | Combustion Turbine |  |  | District of Columbia |  | District of Columbia |  |  | 16 |  | 1968 | 2012 | [32 empty] | Potomac Power Resources | 100 | Potomac Power Resources | 100 | Non-regulated | Dropped - Retired/Planned Retirement by 06/2028
Buzzard Point | 604_G_W11 | 604 | G | W11 |  | Combustion Turbine |  |  | District of Columbia |  | District of Columbia |  |  | 16 |  | 1968 | 2012 | [32 empty] | Potomac Power Resources | 100 | Potomac Power Resources | 100 | Non-regulated | Dropped - Retired/Planned Retirement by 06/2028
Buzzard Point | 604_G_W12 | 604 | G | W12 |  | Combustion Turbine |  |  | District of Columbia |  | District of Columbia |  |  | 16 |  | 1968 | 2012 | [32 empty] | Potomac Power Resources | 100 | Potomac Power Resources | 100 | Non-regulated | Dropped - Retired/Planned Retirement by 06/2028
Buzzard Point | 604_G_W13 | 604 | G | W13 |  | Combustion Turbine |  |  | District of Columbia |  | District of Columbia |  |  | 16 |  | 1968 | 2012 | [32 empty] | Potomac Power Resources | 100 | Potomac Power Resources | 100 | Non-regulated | Dropped - Retired/Planned Retirement by 06/2028
Buzzard Point | 604_G_W14 | 604 | G | W14 |  | Combustion Turbine |  |  | District of Columbia |  | District of Columbia |  |  | 16 |  | 1968 | 2012 | [32 empty] | Potomac Power Resources | 100 | Potomac Power Resources | 100 | Non-regulated | Dropped - Retired/Planned Retirement by 06/2028
Buzzard Point | 604_G_W15 | 604 | G | W15 |  | Combustion Turbine |  |  | District of Columbia |  | District of Columbia |  |  | 16 |  | 1968 | 2012 | [32 empty] | Potomac Power Resources | 100 | Potomac Power Resources | 100 | Non-regulated | Dropped - Retired/Planned Retirement by 06/2028
Buzzard Point | 604_G_W16 | 604 | G | W16 |  | Combustion Turbine |  |  | District of Columbia |  | District of Columbia |  |  | 16 |  | 1968 | 2012 | [32 empty] | Potomac Power Resources | 100 | Potomac Power Resources | 100 | Non-regulated | Dropped - Retired/Planned Retirement by 06/2028
Buzzard Point | 604_G_W9 | 604 | G | W9 |  | Combustion Turbine |  |  | District of Columbia |  | District of Columbia |  |  | 16 |  | 1968 | 2012 | [32 empty] | Potomac Power Resources | 100 | Potomac Power Resources | 100 | Non-regulated | Dropped - Retired/Planned Retirement by 06/2028
Fulton (MO) | 2126_G_IC2 | 2126 | G | IC2 |  | Combustion Turbine |  |  | Missouri |  | Callaway |  |  | 4.1 |  | 1966 | 2012 | [32 empty] | City of Fulton - (MO) | 100 | City of Fulton - (MO) | 100 | Regulated | Dropped - Retired/Planned Retirement by 06/2028
Walter C Beckjord | 2830_G_1 | 2830 | G | 1 |  | Coal Steam |  |  | Ohio |  | Clermont |  |  | 94 |  | 1952 | 2012 | [32 empty] | Duke Energy Ohio Inc | 100 | Duke Energy Ohio Inc | 100 | Regulated | Dropped - Retired/Planned Retirement by 06/2028 | bar: PB1
Eddystone Generating Station | 3161_G_2 | 3161 | G | 2 |  | Coal Steam |  |  | Pennsylvania |  | Delaware |  |  | 309 |  | 1960 | 2012 | [32 empty] | Constellation Power, Inc | 100 | Constellation Power, Inc | 100 | Non-regulated | Dropped - Retired/Planned Retirement by 06/2028 | PB1: 2
New Badger | 4120_G_1 | 4120 | G | 1 |  | Hydro |  |  | Wisconsin |  | Outagamie |  |  | 1.8 |  | 1928 | 2012 | [32 empty] | City of Kaukauna | 100 | City of Kaukauna | 100 | Regulated | Dropped - Retired/Planned Retirement by 06/2028
New Badger | 4120_G_2 | 4120 | G | 2 |  | Hydro |  |  | Wisconsin |  | Outagamie |  |  | 1.8 |  | 1928 | 2012 | [32 empty] | City of Kaukauna | 100 | City of Kaukauna | 100 | Regulated | Dropped - Retired/Planned Retirement by 06/2028
Old Badger | 4121_G_3 | 4121 | G | 3 |  | Hydro |  |  | Wisconsin |  | Outagamie |  |  | 1 |  | 1907 | 2012 | [32 empty] | City of Kaukauna | 100 | City of Kaukauna | 100 | Regulated | Dropped - Retired/Planned Retirement by 06/2028
Old Badger | 4121_G_4 | 4121 | G | 4 |  | Hydro |  |  | Wisconsin |  | Outagamie |  |  | 1 |  | 1907 | 2012 | [32 empty] | City of Kaukauna | 100 | City of Kaukauna | 100 | Regulated | Dropped - Retired/Planned Retirement by 06/2028
Endicott Station | 4259_G_2 | 4259 | G | 2 |  | Combustion Turbine |  |  | Michigan |  | Hillsdale |  |  | 1.6 |  | 2006 | 2012 | [32 empty] | Michigan South Central Power Agency | 100 | Michigan South Central Power Agency | 100 | Regulated | Dropped - Retired/Planned Retirement by 06/2028
Endicott Station | 4259_G_3 | 4259 | G | 3 |  | Combustion Turbine |  |  | Michigan |  | Hillsdale |  |  | 1.6 |  | 2006 | 2012 | [32 empty] | Michigan South Central Power Agency | 100 | Michigan South Central Power Agency | 100 | Regulated | Dropped - Retired/Planned Retirement by 06/2028
State St Generating | 7970_G_1 | 7970 | G | 1 |  | Combustion Turbine |  |  | Michigan |  | Branch |  |  | 1.8 |  | 2001 | 2012 | [32 empty] | Michigan South Central Power Agency | 100 | Michigan South Central Power Agency | 100 | Regulated | Dropped - Retired/Planned Retirement by 06/2028
State St Generating | 7970_G_2 | 7970 | G | 2 |  | Combustion Turbine |  |  | Michigan |  | Branch |  |  | 1.8 |  | 2001 | 2012 | [32 empty] | Michigan South Central Power Agency | 100 | Michigan South Central Power Agency | 100 | Regulated | Dropped - Retired/Planned Retirement by 06/2028
State St Generating | 7970_G_3 | 7970 | G | 3 |  | Combustion Turbine |  |  | Michigan |  | Branch |  |  | 1.8 |  | 2001 | 2012 | [32 empty] | Michigan South Central Power Agency | 100 | Michigan South Central Power Agency | 100 | Regulated | Dropped - Retired/Planned Retirement by 06/2028
State St Generating | 7970_G_4 | 7970 | G | 4 |  | Combustion Turbine |  |  | Michigan |  | Branch |  |  | 1.8 |  | 2001 | 2012 | [32 empty] | Michigan South Central Power Agency | 100 | Michigan South Central Power Agency | 100 | Regulated | Dropped - Retired/Planned Retirement by 06/2028
State St Generating | 7970_G_5 | 7970 | G | 5 |  | Combustion Turbine |  |  | Michigan |  | Branch |  |  | 1.8 |  | 2001 | 2012 | [32 empty] | Michigan South Central Power Agency | 100 | Michigan South Central Power Agency | 100 | Regulated | Dropped - Retired/Planned Retirement by 06/2028
State St Generating | 7970_G_6 | 7970 | G | 6 |  | Combustion Turbine |  |  | Michigan |  | Branch |  |  | 1.8 |  | 2001 | 2012 | [32 empty] | Michigan South Central Power Agency | 100 | Michigan South Central Power Agency | 100 | Regulated | Dropped - Retired/Planned Retirement by 06/2028
State St Generating | 7970_G_7 | 7970 | G | 7 |  | Combustion Turbine |  |  | Michigan |  | Branch |  |  | 1.8 |  | 2001 | 2012 | [32 empty] | Michigan South Central Power Agency | 100 | Michigan South Central Power Agency | 100 | Regulated | Dropped - Retired/Planned Retirement by 06/2028
State St Generating | 7970_G_8 | 7970 | G | 8 |  | Combustion Turbine |  |  | Michigan |  | Branch |  |  | 1.8 |  | 2001 | 2012 | [32 empty] | Michigan South Central Power Agency | 100 | Michigan South Central Power Agency | 100 | Regulated | Dropped - Retired/Planned Retirement by 06/2028
State St Generating | 7970_G_9 | 7970 | G | 9 |  | Combustion Turbine |  |  | Michigan |  | Branch |  |  | 1.8 |  | 2001 | 2012 | [32 empty] | Michigan South Central Power Agency | 100 | Michigan South Central Power Agency | 100 | Regulated | Dropped - Retired/Planned Retirement by 06/2028
Clark University | 10408_G_GEN1 | 10408 | G | GEN1 |  | Combustion Turbine |  |  | Massachusetts |  | Worcester |  |  | 2 |  | 1981 | [33 empty] | Clark University | 100 | Clark University | 100 | Non-regulated | Dropped - Plant is identified as onsite because it is a net buyer of electricity in 2021
TXU Sweetwater Generating Plant | 50615_G_GT01 | 50615 | G | GT01 |  | Combined Cycle |  |  | Texas |  | Nolan |  |  | 41 |  | 1989 | 2012 | [32 empty] | Luminant Generation Company LLC | 100 | Luminant Generation Company LLC | 100 | Non-regulated | Dropped - Retired/Planned Retirement by 06/2028
TXU Sweetwater Generating Plant | 50615_G_GT02 | 50615 | G | GT02 |  | Combined Cycle |  |  | Texas |  | Nolan |  |  | 86 |  | 1989 | 2012 | [32 empty] | Luminant Generation Company LLC | 100 | Luminant Generation Company LLC | 100 | Non-regulated | Dropped - Retired/Planned Retirement by 06/2028
TXU Sweetwater Generating Plant | 50615_G_GT03 | 50615 | G | GT03 |  | Combined Cycle |  |  | Texas |  | Nolan |  |  | 86 |  | 1989 | 2012 | [32 empty] | Luminant Generation Company LLC | 100 | Luminant Generation Company LLC | 100 | Non-regulated | Dropped - Retired/Planned Retirement by 06/2028
Central District Wastewater Treat Plant | 54623_G_3 | 54623 | G | 3 |  | Non-Fossil Waste |  |  | Florida |  | Miami Dade |  |  | 1.2 |  | 1989 | [33 empty] | Miami Dade Water & Sewer Dept | 100 | Miami Dade Water & Sewer Dept | 100 | Non-regulated | Dropped - Plant is identified as onsite because it is a net buyer of electricity in 2021
Central District Wastewater Treat Plant | 54623_G_4 | 54623 | G | 4 |  | Non-Fossil Waste |  |  | Florida |  | Miami Dade |  |  | 1.2 |  | 1989 | [33 empty] | Miami Dade Water & Sewer Dept | 100 | Miami Dade Water & Sewer Dept | 100 | Non-regulated | Dropped - Plant is identified as onsite because it is a net buyer of electricity in 2021
WestRock Demopolis Mill | 54763_G_3TG | 54763 | G | 3TG |  | Non-Fossil Waste |  |  | Alabama |  | Marengo |  |  | 16 |  | 2003 | [33 empty] | WestRock Mill Company, LLC | 100 | WestRock Mill Company, LLC | 100 | Non-regulated | Dropped - Plant is identified as onsite because it is a net buyer of electricity in 2021 | PB1 | PB2 | PB3 | PB4 | PB5 | R2 | R3
Cheoah | 54899_G_1 | 54899 | G | 1 |  | Hydro |  |  | North Carolina |  | Graham |  |  | 21 |  | 1919 | 2012 | [32 empty] | Brookfield Smoky Mountain Hydropower LP | 100 | Brookfield Smoky Mountain Hydropower LP | 100 | Non-regulated | Dropped - Retired/Planned Retirement by 06/2028
Cheoah | 54899_G_2 | 54899 | G | 2 |  | Hydro |  |  | North Carolina |  | Graham |  |  | 21 |  | 1919 | 2012 | [32 empty] | Brookfield Smoky Mountain Hydropower LP | 100 | Brookfield Smoky Mountain Hydropower LP | 100 | Non-regulated | Dropped - Retired/Planned Retirement by 06/2028
Cheoah | 54899_G_3 | 54899 | G | 3 |  | Hydro |  |  | North Carolina |  | Graham |  |  | 21 |  | 1919 | 2012 | [32 empty] | Brookfield Smoky Mountain Hydropower LP | 100 | Brookfield Smoky Mountain Hydropower LP | 100 | Non-regulated | Dropped - Retired/Planned Retirement by 06/2028
GRS Fall River | 55589_G_1 | 55589 | G | 1 |  | Landfill Gas |  |  | Massachusetts |  | Bristol |  |  | 0.9 |  | 2000 | 2012 | [32 empty] | Gas Recovery Systems Inc | 100 | Gas Recovery Systems Inc | 100 | Non-regulated | Dropped - Retired/Planned Retirement by 06/2028
Pennsauken Landfill | 56511_G_GEN3 | 56511 | G | GEN3 |  | Landfill Gas |  |  | New Jersey |  | Camden |  |  | 0.9 |  | 2004 | 2012 | [32 empty] | NextEra Renewable Fuels, LLC | 100 | NextEra Renewable Fuels, LLC | 100 | Non-regulated | Dropped - Retired/Planned Retirement by 06/2028
Cherokee | 469_G_1 | 469 | G | 1 |  | Coal Steam |  |  | Colorado |  | Adams |  |  | 107 |  | 1957 | 2012 | [32 empty] | Public Service Co of Colorado | 100 | Public Service Co of Colorado | 100 | Regulated | Dropped - Retired/Planned Retirement by 06/2028 | bar: PB1
Dan River | 2723_G_1 | 2723 | G | 1 |  | Coal Steam |  |  | North Carolina |  | Rockingham |  |  | 67 |  | 1949 | 2012 | [32 empty] | Duke Energy Carolinas, LLC | 100 | Duke Energy Carolinas, LLC | 100 | Regulated | Dropped - Retired/Planned Retirement by 06/2028 | bar: PB1
Dan River | 2723_G_2 | 2723 | G | 2 |  | Coal Steam |  |  | North Carolina |  | Rockingham |  |  | 67 |  | 1950 | 2012 | [32 empty] | Duke Energy Carolinas, LLC | 100 | Duke Energy Carolinas, LLC | 100 | Regulated | Dropped - Retired/Planned Retirement by 06/2028 | PB1: 2
Dan River | 2723_G_3 | 2723 | G | 3 |  | Coal Steam |  |  | North Carolina |  | Rockingham |  |  | 142 |  | 1955 | 2012 | [32 empty] | Duke Energy Carolinas, LLC | 100 | Duke Energy Carolinas, LLC | 100 | Regulated | Dropped - Retired/Planned Retirement by 06/2028 | PB1: 3
Shelby Municipal Light Plant | 2943_G_3 | 2943 | G | 3 |  | Coal Steam |  |  | Ohio |  | Richland |  |  | 5 |  | 1948 | 2012 | [32 empty] | City of Shelby - (OH) | 100 | City of Shelby - (OH) | 100 | Regulated | Dropped - Retired/Planned Retirement by 06/2028 | PB1: 3
US DOE Savannah River Site (D Area) | 7652_G_HP-1 | 7652 | G | HP-1 |  | Coal Steam |  |  | South Carolina |  | Aiken |  |  | 9.4 |  | 1952 | 2012 | [32 empty] | Savannah River Nuclear Solutions LLC | 100 | Savannah River Nuclear Solutions LLC | 100 | Non-regulated | Dropped - Retired/Planned Retirement by 06/2028
US DOE Savannah River Site (D Area) | 7652_G_HP-2 | 7652 | G | HP-2 |  | Coal Steam |  |  | South Carolina |  | Aiken |  |  | 9.4 |  | 1952 | 2012 | [32 empty] | Savannah River Nuclear Solutions LLC | 100 | Savannah River Nuclear Solutions LLC | 100 | Non-regulated | Dropped - Retired/Planned Retirement by 06/2028
US DOE Savannah River Site (D Area) | 7652_G_HP-3 | 7652 | G | HP-3 |  | Coal Steam |  |  | South Carolina |  | Aiken |  |  | 9.4 |  | 1952 | 2012 | [32 empty] | Savannah River Nuclear Solutions LLC | 100 | Savannah River Nuclear Solutions LLC | 100 | Non-regulated | Dropped - Retired/Planned Retirement by 06/2028
US DOE Savannah River Site (D Area) | 7652_G_LP-1 | 7652 | G | LP-1 |  | Coal Steam |  |  | South Carolina |  | Aiken |  |  | 12.5 |  | 1952 | 2012 | [32 empty] | Savannah River Nuclear Solutions LLC | 100 | Savannah River Nuclear Solutions LLC | 100 | Non-regulated | Dropped - Retired/Planned Retirement by 06/2028
US DOE Savannah River Site (D Area) | 7652_G_LP-2 | 7652 | G | LP-2 |  | Coal Steam |  |  | South Carolina |  | Aiken |  |  | 12.5 |  | 1952 | 2012 | [32 empty] | Savannah River Nuclear Solutions LLC | 100 | Savannah River Nuclear Solutions LLC | 100 | Non-regulated | Dropped - Retired/Planned Retirement by 06/2028
US DOE Savannah River Site (D Area) | 7652_G_LP-3 | 7652 | G | LP-3 |  | Coal Steam |  |  | South Carolina |  | Aiken |  |  | 12.5 |  | 1952 | 2012 | [32 empty] | Savannah River Nuclear Solutions LLC | 100 | Savannah River Nuclear Solutions LLC | 100 | Non-regulated | Dropped - Retired/Planned Retirement by 06/2028
US DOE Savannah River Site (D Area) | 7652_G_LP-4 | 7652 | G | LP-4 |  | Coal Steam |  |  | South Carolina |  | Aiken |  |  | 12.5 |  | 1952 | 2012 | [32 empty] | Savannah River Nuclear Solutions LLC | 100 | Savannah River Nuclear Solutions LLC | 100 | Non-regulated | Dropped - Retired/Planned Retirement by 06/2028
Ormesa I | 50766_G_OE26 | 50766 | G | OE26 |  | Geothermal |  |  | California |  | Imperial |  |  | 0.9 |  | 1986 | 2012 | [32 empty] | Ormat Nevada Inc | 100 | Ormat Nevada Inc | 100 | Non-regulated | Dropped - Retired/Planned Retirement by 06/2028
Sherman Hospital | 50909_G_1 | 50909 | G | 1 |  | Combustion Turbine |  |  | Illinois |  | Kane |  |  | 0.8 |  | 1989 | 2012 | [32 empty] | Sherman Hospital | 100 | Sherman Hospital | 100 | Non-regulated | Dropped - Retired/Planned Retirement by 06/2028
Sherman Hospital | 50909_G_2 | 50909 | G | 2 |  | Combustion Turbine |  |  | Illinois |  | Kane |  |  | 0.8 |  | 1989 | 2012 | [32 empty] | Sherman Hospital | 100 | Sherman Hospital | 100 | Non-regulated | Dropped - Retired/Planned Retirement by 06/2028
Air Products Port Arthur | 55309_G_GEN2 | 55309 | G | GEN2 |  | Combined Cycle |  |  | Texas |  | Jefferson |  |  | 3 |  | 2000 | 2012 | [32 empty] | Air Products LLC | 100 | Air Products LLC | 100 | Non-regulated | Dropped - Retired/Planned Retirement by 06/2028
Conroe | 55555_G_UNT1 | 55555 | G | UNT1 |  | Landfill Gas |  |  | Texas |  | Montgomery |  |  | 1 |  | 2003 | 2012 | [32 empty] | TX LFG Energy, LP | 100 | TX LFG Energy, LP | 100 | Non-regulated | Dropped - Retired/Planned Retirement by 06/2028
Conroe | 55555_G_UNT2 | 55555 | G | UNT2 |  | Landfill Gas |  |  | Texas |  | Montgomery |  |  | 1 |  | 2003 | 2012 | [32 empty] | TX LFG Energy, LP | 100 | TX LFG Energy, LP | 100 | Non-regulated | Dropped - Retired/Planned Retirement by 06/2028
Conroe | 55555_G_UNT3 | 55555 | G | UNT3 |  | Landfill Gas |  |  | Texas |  | Montgomery |  |  | 1 |  | 2003 | 2012 | [32 empty] | TX LFG Energy, LP | 100 | TX LFG Energy, LP | 100 | Non-regulated | Dropped - Retired/Planned Retirement by 06/2028
Walhalla | 55638_G_GEN1 | 55638 | G | GEN1 |  | Coal Steam |  |  | North Dakota |  | Pembina |  |  | 2 |  | 2000 | 2012 | [32 empty] | Archer Daniels Midland Co | 100 | Archer Daniels Midland Co | 100 | Non-regulated | Dropped - Retired/Planned Retirement by 06/2028
Solo Cup Co | 56040_G_1 | 56040 | G | 1 |  | Combustion Turbine |  |  | Maryland |  | Baltimore |  |  | 5.6 |  | 2002 | 2012 | [32 empty] | Solo Cup Co | 100 | Solo Cup Co | 100 | Non-regulated | Dropped - Retired/Planned Retirement by 06/2028
Solo Cup Co | 56040_G_2 | 56040 | G | 2 |  | Combustion Turbine |  |  | Maryland |  | Baltimore |  |  | 5.6 |  | 2002 | 2012 | [32 empty] | Solo Cup Co | 100 | Solo Cup Co | 100 | Non-regulated | Dropped - Retired/Planned Retirement by 06/2028
Alliant SBD 9801 Aegon Martha's Way | 56072_G_01 | 56072 | G | 01 |  | Combustion Turbine |  |  | Iowa |  | Linn |  |  | 1 |  | 1998 | 2012 | [32 empty] | Industrial Energy Applications Inc | 100 | Industrial Energy Applications Inc | 100 | Non-regulated | Dropped - Retired/Planned Retirement by 06/2028
Mitchell (GA) | 727_G_4C | 727 | G | 4C |  | Combustion Turbine |  |  | Georgia |  | Dougherty |  |  | 31 |  | 1971 | 2012 | [32 empty] | Georgia Power Co | 100 | Georgia Power Co | 100 | Regulated | Dropped - Retired/Planned Retirement by 06/2028
State Line Energy | 981_G_3 | 981 | G | 3 |  | Coal Steam |  |  | Indiana |  | Lake |  |  | 124.9 |  | 1955 | 2012 | [32 empty] | State Line Energy LLC | 100 | State Line Energy LLC | 100 | Non-regulated | Dropped - Retired/Planned Retirement by 06/2028
State Line Energy | 981_G_3A | 981 | G | 3A |  | Coal Steam |  |  | Indiana |  | Lake |  |  | 100 |  | 1955 | 2012 | [32 empty] | State Line Energy LLC | 100 | State Line Energy LLC | 100 | Non-regulated | Dropped - Retired/Planned Retirement by 06/2028
State Line Energy | 981_G_4 | 981 | G | 4 |  | Coal Steam |  |  | Indiana |  | Lake |  |  | 209.4 |  | 1962 | 2012 | [32 empty] | State Line Energy LLC | 100 | State Line Energy LLC | 100 | Non-regulated | Dropped - Retired/Planned Retirement by 06/2028
State Line Energy | 981_G_4A | 981 | G | 4A |  | Coal Steam |  |  | Indiana |  | Lake |  |  | 179.5 |  | 1962 | 2012 | [32 empty] | State Line Energy LLC | 100 | State Line Energy LLC | 100 | Non-regulated | Dropped - Retired/Planned Retirement by 06/2028
La Plata | 2140_G_8 | 2140 | G | 8 |  | Combustion Turbine |  |  | Missouri |  | Macon |  |  | 0.9 |  | 1998 | 2012 | [32 empty] | City of La Plata - (MO) | 100 | City of La Plata - (MO) | 100 | Regulated | Dropped - Retired/Planned Retirement by 06/2028
La Plata | 2140_G_9 | 2140 | G | 9 |  | Combustion Turbine |  |  | Missouri |  | Macon |  |  | 0.9 |  | 1998 | 2012 | [32 empty] | City of La Plata - (MO) | 100 | City of La Plata - (MO) | 100 | Regulated | Dropped - Retired/Planned Retirement by 06/2028
Alma | 4140_G_1 | 4140 | G | 1 |  | Coal Steam |  |  | Wisconsin |  | Buffalo |  |  | 18.9 |  | 1947 | 2012 | [32 empty] | Dairyland Power Coop | 100 | Dairyland Power Coop | 100 | Regulated | Dropped - Retired/Planned Retirement by 06/2028 | PB1: B1; PB2: B2; PB3: B3
Alma | 4140_G_2 | 4140 | G | 2 |  | Coal Steam |  |  | Wisconsin |  | Buffalo |  |  | 18 |  | 1947 | 2012 | [32 empty] | Dairyland Power Coop | 100 | Dairyland Power Coop | 100 | Regulated | Dropped - Retired/Planned Retirement by 06/2028 | PB1: B1; PB2: B2; PB3: B3
Alma | 4140_G_3 | 4140 | G | 3 |  | Coal Steam |  |  | Wisconsin |  | Buffalo |  |  | 18.9 |  | 1951 | 2012 | [32 empty] | Dairyland Power Coop | 100 | Dairyland Power Coop | 100 | Regulated | Dropped - Retired/Planned Retirement by 06/2028 | PB1: B1; PB2: B2; PB3: B3
John Deere Harvester Works | 10039_G_GEN5 | 10039 | G | GEN5 |  | Coal Steam |  |  | Illinois |  | Rock Island |  |  | 3 |  | 1951 | 2012 | [32 empty] | John Deere Harvester Works Co | 100 | John Deere Harvester Works Co | 100 | Non-regulated | Dropped - Retired/Planned Retirement by 06/2028
TMC LLC | 10347_G_GEN1 | 10347 | G | GEN1 |  | Biomass |  |  | Florida |  | Jefferson |  |  | 7.5 |  | 1990 | 2012 | [32 empty] | TMC LLC | 100 | TMC LLC | 100 | Non-regulated | Dropped - Retired/Planned Retirement by 06/2028
East Third Street Power Plant | 10367_G_GEN1 | 10367 | G | GEN1 |  | Coal Steam |  |  | California |  | Contra Costa |  |  | 18.7 |  | 1990 | 2012 | [32 empty] | GWF Power Systems, L.P. | 100 | GWF Power Systems, L.P. | 100 | Non-regulated | Dropped - Retired/Planned Retirement by 06/2028
Loveridge Road Power Plant | 10368_G_GEN1 | 10368 | G | GEN1 |  | Coal Steam |  |  | California |  | Contra Costa |  |  | 18 |  | 1989 | 2012 | [32 empty] | GWF Power Systems, L.P. | 100 | GWF Power Systems, L.P. | 100 | Non-regulated | Dropped - Retired/Planned Retirement by 06/2028
Wilbur West Power Plant | 10369_G_GEN1 | 10369 | G | GEN1 |  | Coal Steam |  |  | California |  | Contra Costa |  |  | 18.2 |  | 1990 | 2012 | [32 empty] | GWF Power Systems, L.P. | 100 | GWF Power Systems, L.P. | 100 | Non-regulated | Dropped - Retired/Planned Retirement by 06/2028
Wilbur East Power Plant | 10370_G_GEN1 | 10370 | G | GEN1 |  | Coal Steam |  |  | California |  | Contra Costa |  |  | 18.1 |  | 1989 | 2012 | [32 empty] | GWF Power Systems, L.P. | 100 | GWF Power Systems, L.P. | 100 | Non-regulated | Dropped - Retired/Planned Retirement by 06/2028
Nichols Road Power Plant | 10371_G_GEN1 | 10371 | G | GEN1 |  | Coal Steam |  |  | California |  | Contra Costa |  |  | 17.8 |  | 1990 | 2012 | [32 empty] | GWF Power Systems, L.P. | 100 | GWF Power Systems, L.P. | 100 | Non-regulated | Dropped - Retired/Planned Retirement by 06/2028
Hanford | 10373_G_GEN1 | 10373 | G | GEN1 |  | Coal Steam |  |  | California |  | Kings |  |  | 25.3 |  | 1990 | 2012 | [32 empty] | Hanford L.P. | 100 | Hanford L.P. | 100 | Non-regulated | Dropped - Retired/Planned Retirement by 06/2028
Stockton Cogen | 10640_G_GEN1 | 10640 | G | GEN1 |  | Coal Steam |  |  | California |  | San Joaquin |  |  | 53.7 |  | 1988 | 2012 | [32 empty] | Air Products Energy Enterprises LP | 100 | Air Products Energy Enterprises LP | 100 | Non-regulated | Dropped - Retired/Planned Retirement by 06/2028
Elm Street Substation Generators | 56597_G_EP04 | 56597 | G | EP04 |  | Combustion Turbine |  |  | Missouri |  | St Francois |  |  | 2 |  | 2002 | 2012 | [32 empty] | City of Farmington - (MO) | 100 | City of Farmington - (MO) | 100 | Regulated | Dropped - Retired/Planned Retirement by 06/2028
Walton Street Substation | 56598_G_EP05 | 56598 | G | EP05 |  | Combustion Turbine |  |  | Missouri |  | St Francois |  |  | 2 |  | 2003 | 2012 | [32 empty] | City of Farmington - (MO) | 100 | City of Farmington - (MO) | 100 | Regulated | Dropped - Retired/Planned Retirement by 06/2028
Walton Street Substation | 56598_G_EP06 | 56598 | G | EP06 |  | Combustion Turbine |  |  | Missouri |  | St Francois |  |  | 2 |  | 2003 | 2012 | [32 empty] | City of Farmington - (MO) | 100 | City of Farmington - (MO) | 100 | Regulated | Dropped - Retired/Planned Retirement by 06/2028
Jefferson Street Substation | 56599_G_EP08 | 56599 | G | EP08 |  | Combustion Turbine |  |  | Missouri |  | St Francois |  |  | 2 |  | 2002 | 2012 | [32 empty] | City of Farmington - (MO) | 100 | City of Farmington - (MO) | 100 | Regulated | Dropped - Retired/Planned Retirement by 06/2028
Jefferson Street Substation | 56599_G_EP09 | 56599 | G | EP09 |  | Combustion Turbine |  |  | Missouri |  | St Francois |  |  | 2 |  | 2002 | 2012 | [32 empty] | City of Farmington - (MO) | 100 | City of Farmington - (MO) | 100 | Regulated | Dropped - Retired/Planned Retirement by 06/2028
Oakely | 1311_G_1 | 1311 | G | 1 |  | Combustion Turbine |  |  | Kansas |  | LOGAN |  |  | 1.2 |  | 1961 | 2011 | [32 empty] | City of Oakley | 100 | City of Oakley | 100 | Regulated | Dropped - Retired/Planned Retirement by 06/2028
Oakely | 1311_G_2 | 1311 | G | 2 |  | Combustion Turbine |  |  | Kansas |  | LOGAN |  |  | 0.3 |  | 1948 | 2011 | [32 empty] | City of Oakley | 100 | City of Oakley | 100 | Regulated | Dropped - Retired/Planned Retirement by 06/2028
Oakely | 1311_G_4 | 1311 | G | 4 |  | Combustion Turbine |  |  | Kansas |  | LOGAN |  |  | 0.8 |  | 1956 | 2011 | [32 empty] | City of Oakley | 100 | City of Oakley | 100 | Regulated | Dropped - Retired/Planned Retirement by 06/2028
Oakely | 1311_G_6 | 1311 | G | 6 |  | Combustion Turbine |  |  | Kansas |  | LOGAN |  |  | 3.2 |  | 1973 | 2011 | [32 empty] | City of Oakley | 100 | City of Oakley | 100 | Regulated | Dropped - Retired/Planned Retirement by 06/2028
Las Vegas | 2447_G_1 | 2447 | G | 1 |  | Combustion Turbine |  |  | New Mexico |  | San Miguel |  |  | 20 |  | 1973 | 2011 | [32 empty] | Public Service Co of NM | 100 | Public Service Co of NM | 100 | Regulated | Dropped - Retired/Planned Retirement by 06/2028
Wanapum | 3888_G_5 | 3888 | G | 5 |  | Hydro |  |  | Washington |  | Grant |  |  | 103.8 |  | 1963 | 2011 | [32 empty] | PUD No 2 of Grant County | 100 | PUD No 2 of Grant County | 100 | Regulated | Dropped - Retired/Planned Retirement by 06/2028
Hopkinton | 8108_G_IC3 | 8108 | G | IC3 |  | Combustion Turbine |  |  | Iowa |  | Delaware |  |  | 1.2 |  | 1983 | 2011 | [32 empty] | City of Hopkinton - (IA) | 100 | City of Hopkinton - (IA) | 100 | Regulated | Dropped - Retired/Planned Retirement by 06/2028
New Hanover County WASTEC | 50271_G_1TGB | 50271 | G | 1TGB |  | Municipal Solid Waste |  |  | North Carolina |  | New Hanover |  |  | 2 |  | 2011 | 2011 | [32 empty] | New Hanover County | 100 | New Hanover County | 100 | Non-regulated | Dropped - Retired/Planned Retirement by 06/2028
New Hanover County WASTEC | 50271_G_3TG | 50271 | G | 3TG |  | Municipal Solid Waste |  |  | North Carolina |  | New Hanover |  |  | 1.7 |  | 1991 | 2011 | [32 empty] | New Hanover County | 100 | New Hanover County | 100 | Non-regulated | Dropped - Retired/Planned Retirement by 06/2028
CID Gas Recovery | 50573_G_GEN1 | 50573 | G | GEN1 |  | Landfill Gas |  |  | Illinois |  | Cook |  |  | 2.9 |  | 1989 | 2011 | [32 empty] | WM Illinois Renewable Energy LLC | 100 | WM Illinois Renewable Energy LLC | 100 | Non-regulated | Dropped - Retired/Planned Retirement by 06/2028
Jefferson Street Substation | 56599_G_EP10 | 56599 | G | EP10 |  | Combustion Turbine |  |  | Missouri |  | St Francois |  |  | 2 |  | 2002 | 2012 | [32 empty] | City of Farmington - (MO) | 100 | City of Farmington - (MO) | 100 | Regulated | Dropped - Retired/Planned Retirement by 06/2028
Roberts Road Power Plant | 56867_G_1 | 56867 | G | 1 |  | Landfill Gas |  |  | Georgia |  | Fayette |  |  | 1.4 |  | 2003 | 2012 | [32 empty] | Energy Developments, Inc d/b/a EDL | 100 | Energy Developments, Inc d/b/a EDL | 100 | Non-regulated | Dropped - Retired/Planned Retirement by 06/2028
Algonquin Power Sanger LLC | 57564_G_STG | 57564 | G | STG |  | Combined Cycle |  |  | California |  | Fresno |  |  | 12.5 |  | 1990 | 2012 | [32 empty] | Algonquin Power Sanger LLC | 100 | Algonquin Power Sanger LLC | 100 | Non-regulated | Dropped - Retired/Planned Retirement by 06/2028 | PB1: EIHRSG
Jack McDonough | 710_G_1 | 710 | G | 1 |  | Coal Steam |  |  | Georgia |  | Cobb |  |  | 251 |  | 1963 | 2012 | [32 empty] | Georgia Power Co | 100 | Georgia Power Co | 100 | Regulated | Dropped - Retired/Planned Retirement by 06/2028 | PB1: MB1
R Gallagher | 1008_G_1 | 1008 | G | 1 |  | Coal Steam |  |  | Indiana |  | Floyd |  |  | 140 |  | 1959 | 2012 | [32 empty] | Duke Energy Indiana, LLC | 100 | Duke Energy Indiana, LLC | 100 | Regulated | Dropped - Retired/Planned Retirement by 06/2028 | bar: PB1
R Gallagher | 1008_G_3 | 1008 | G | 3 |  | Coal Steam |  |  | Indiana |  | Floyd |  |  | 140 |  | 1960 | 2012 | [32 empty] | Duke Energy Indiana, LLC | 100 | Duke Energy Indiana, LLC | 100 | Regulated | Dropped - Retired/Planned Retirement by 06/2028 | PB1: 3
Tulsa | 2965_G_3 | 2965 | G | 3 |  | O/G Steam |  |  | Oklahoma |  | Tulsa |  |  | 95 |  | 1948 | 2012 | [32 empty] | Public Service Co of Oklahoma | 100 | Public Service Co of Oklahoma | 100 | Regulated | Dropped - Retired/Planned Retirement by 06/2028 | PB1: 1403
Morgan Creek | 3492_G_5 | 3492 | G | 5 |  | O/G Steam |  |  | Texas |  | Mitchell |  |  | 175 |  | 1959 | 2012 | [32 empty] | Luminant Gen Co LLC Fin Holding | 100 | Luminant Gen Co LLC Fin Holding | 100 | Non-regulated | Dropped - Retired/Planned Retirement by 06/2028 | PB1: 5
Morgan Creek | 3492_G_6 | 3492 | G | 6 |  | O/G Steam |  |  | Texas |  | Mitchell |  |  | 511 |  | 1966 | 2012 | [32 empty] | Luminant Gen Co LLC Fin Holding | 100 | Luminant Gen Co LLC Fin Holding | 100 | Non-regulated | Dropped - Retired/Planned Retirement by 06/2028 | PB1: 6
Wanapum | 3888_G_2 | 3888 | G | 2 |  | Hydro |  |  | Washington |  | Grant |  |  | 103.8 |  | 1963 | 2012 | [32 empty] | PUD No 2 of Grant County | 100 | PUD No 2 of Grant County | 100 | Regulated | Dropped - Retired/Planned Retirement by 06/2028
Philip Sporn | 3938_G_5 | 3938 | G | 5 |  | Coal Steam |  |  | West Virginia |  | Mason |  |  | 440 |  | 1960 | 2012 | [32 empty] | Ohio Power Co | 100 | Ohio Power Co | 100 | Regulated | Dropped - Retired/Planned Retirement by 06/2028 | PB1: 51
Ford Motor Co Rawsonville Plant | 10235_G_GEN1 | 10235 | G | GEN1 |  | Combustion Turbine |  |  | Michigan |  | Washtenaw |  |  | 4.5 |  | 1985 | 2012 | [32 empty] | Ford Motor Co | 100 | Ford Motor Co | 100 | Non-regulated | Dropped - Retired/Planned Retirement by 06/2028
Motiva Enterprises Port Arthur Refinery | 50973_G_GN26 | 50973 | G | GN26 |  | Combined Cycle |  |  | Texas |  | Jefferson |  |  | 9.7 |  | 1970 | [33 empty] | Motiva Enterprises LLC | 100 | Motiva Enterprises LLC | 100 | Non-regulated | Dropped - Plant is identified as onsite because it is a net buyer of electricity in 2021 | PB1: 29; PB2: COB
Norit Americas Marshall Plant | 54972_G_8512 | 54972 | G | 8512 |  | Coal Steam |  |  | Texas |  | Harrison |  |  | 2 |  | 2011 | 2012 | [32 empty] | Norit Americas Inc | 100 | Norit Americas Inc | 100 | Non-regulated | Dropped - Retired/Planned Retirement by 06/2028
Turlock Irrigation District Fuel Cell | 56631_G_TFC | 56631 | G | TFC |  | Fuel Cell |  |  | California |  | Stanislaus |  |  | 1.1 |  | 2009 | 2012 | [32 empty] | Turlock Irrigation District | 100 | Turlock Irrigation District | 100 | Regulated | Dropped - Retired/Planned Retirement by 06/2028
Havana | 891_G_1 | 891 | G | 1 |  | O/G Steam |  |  | Illinois |  | Mason |  |  | 45.6 |  | 1947 | 2012 | [32 empty] | Dynegy Midwest Generation Inc | 100 | Dynegy Midwest Generation Inc | 100 | Non-regulated | Dropped - Retired/Planned Retirement by 06/2028 | 1 | 2 | 3 | 4 | 5 | 6 | 7 | 8
Havana | 891_G_2 | 891 | G | 2 |  | O/G Steam |  |  | Illinois |  | Mason |  |  | 45.6 |  | 1947 | 2012 | [32 empty] | Dynegy Midwest Generation Inc | 100 | Dynegy Midwest Generation Inc | 100 | Non-regulated | Dropped - Retired/Planned Retirement by 06/2028 | 1 | 2 | 3 | 4 | 5 | 6 | 7 | 8
Havana | 891_G_3 | 891 | G | 3 |  | O/G Steam |  |  | Illinois |  | Mason |  |  | 45.6 |  | 1948 | 2012 | [32 empty] | Dynegy Midwest Generation Inc | 100 | Dynegy Midwest Generation Inc | 100 | Non-regulated | Dropped - Retired/Planned Retirement by 06/2028 | 1 | 2 | 3 | 4 | 5 | 6 | 7 | 8
Havana | 891_G_4 | 891 | G | 4 |  | O/G Steam |  |  | Illinois |  | Mason |  |  | 45.6 |  | 1950 | 2012 | [32 empty] | Dynegy Midwest Generation Inc | 100 | Dynegy Midwest Generation Inc | 100 | Non-regulated | Dropped - Retired/Planned Retirement by 06/2028 | 1 | 2 | 3 | 4 | 5 | 6 | 7 | 8
Havana | 891_G_5 | 891 | G | 5 |  | O/G Steam |  |  | Illinois |  | Mason |  |  | 45.6 |  | 1950 | 2012 | [32 empty] | Dynegy Midwest Generation Inc | 100 | Dynegy Midwest Generation Inc | 100 | Non-regulated | Dropped - Retired/Planned Retirement by 06/2028 | 1 | 2 | 3 | 4 | 5 | 6 | 7 | 8
Tecumseh Energy Center | 1252_G_1 | 1252 | G | 1 |  | Combustion Turbine |  |  | Kansas |  | Shawnee |  |  | 18 |  | 1972 | 2012 | [32 empty] | Evergy Kansas Central, Inc | 100 | Evergy Kansas Central, Inc | 100 | Regulated | Dropped - Retired/Planned Retirement by 06/2028
Tecumseh Energy Center | 1252_G_2 | 1252 | G | 2 |  | Combustion Turbine |  |  | Kansas |  | Shawnee |  |  | 19 |  | 1972 | 2012 | [32 empty] | Evergy Kansas Central, Inc | 100 | Evergy Kansas Central, Inc | 100 | Regulated | Dropped - Retired/Planned Retirement by 06/2028
Bar Harbor | 1466_G_1 | 1466 | G | 1 |  | Combustion Turbine |  |  | Maine |  | Hancock |  |  | 2 |  | 1961 | 2012 | [32 empty] | Versant Power | 100 | Versant Power | 100 | Regulated | Dropped - Retired/Planned Retirement by 06/2028
Bar Harbor | 1466_G_3 | 1466 | G | 3 |  | Combustion Turbine |  |  | Maine |  | Hancock |  |  | 2 |  | 1961 | 2012 | [32 empty] | Versant Power | 100 | Versant Power | 100 | Regulated | Dropped - Retired/Planned Retirement by 06/2028
Eastport | 1468_G_1 | 1468 | G | 1 |  | Combustion Turbine |  |  | Maine |  | Washington |  |  | 0.7 |  | 1948 | 2012 | [32 empty] | Versant Power | 100 | Versant Power | 100 | Regulated | Dropped - Retired/Planned Retirement by 06/2028
Eastport | 1468_G_2 | 1468 | G | 2 |  | Combustion Turbine |  |  | Maine |  | Washington |  |  | 0.7 |  | 1949 | 2012 | [32 empty] | Versant Power | 100 | Versant Power | 100 | Regulated | Dropped - Retired/Planned Retirement by 06/2028
Mullen | 2280_G_4 | 2280 | G | 4 |  | Combustion Turbine |  |  | Nebraska |  | Hooker |  |  | 0.6 |  | 1966 | 2012 | [32 empty] | Village of Mullen - (NE) | 100 | Village of Mullen - (NE) | 100 | Regulated | Dropped - Retired/Planned Retirement by 06/2028
Williston | 2791_G_2 | 2791 | G | 2 |  | Combustion Turbine |  |  | North Dakota |  | Williams |  |  | 4.7 |  | 1953 | 2012 | [32 empty] | Montana-Dakota Utilities Co | 100 | Montana-Dakota Utilities Co | 100 | Regulated | Dropped - Retired/Planned Retirement by 06/2028
Williston | 2791_G_3 | 2791 | G | 3 |  | Combustion Turbine |  |  | North Dakota |  | Williams |  |  | 4.9 |  | 1953 | 2012 | [32 empty] | Montana-Dakota Utilities Co | 100 | Montana-Dakota Utilities Co | 100 | Regulated | Dropped - Retired/Planned Retirement by 06/2028
Fairview | 2978_G_4 | 2978 | G | 4 |  | Combustion Turbine |  |  | Oklahoma |  | Major |  |  | 0.8 |  | 1948 | 2012 | [32 empty] | City of Fairview - (OK) | 100 | City of Fairview - (OK) | 100 | Regulated | Dropped - Retired/Planned Retirement by 06/2028
Fairview | 2978_G_5 | 2978 | G | 5 |  | Combustion Turbine |  |  | Oklahoma |  | Major |  |  | 1 |  | 1954 | 2012 | [32 empty] | City of Fairview - (OK) | 100 | City of Fairview - (OK) | 100 | Regulated | Dropped - Retired/Planned Retirement by 06/2028
Kake | 7464_G_1 | 7464 | G | 1 |  | Combustion Turbine |  |  | Alaska |  | Wrangell Petersburg |  |  | 0.6 |  | 1984 | [33 empty] | Inside Passage Elec Coop, Inc | 100 | Inside Passage Elec Coop, Inc | 100 | Regulated | Dropped - in Alaska or in Hawaii or Puerto Rico
GRS Newby II | 10389_G_1 | 10389 | G | 1 |  | Landfill Gas |  |  | California |  | Santa Clara |  |  | 1 |  | 1989 | 2012 | [32 empty] | Newby Island II LLC | 100 | Newby Island II LLC | 100 | Non-regulated | Dropped - Retired/Planned Retirement by 06/2028
GRS Newby II | 10389_G_2 | 10389 | G | 2 |  | Landfill Gas |  |  | California |  | Santa Clara |  |  | 1 |  | 1989 | 2012 | [32 empty] | Newby Island II LLC | 100 | Newby Island II LLC | 100 | Non-regulated | Dropped - Retired/Planned Retirement by 06/2028
GRS Newby II | 10389_G_3 | 10389 | G | 3 |  | Landfill Gas |  |  | California |  | Santa Clara |  |  | 1 |  | 1989 | 2012 | [32 empty] | Newby Island II LLC | 100 | Newby Island II LLC | 100 | Non-regulated | Dropped - Retired/Planned Retirement by 06/2028
United Cogen | 50104_G_G-1 | 50104 | G | G-1 |  | Combined Cycle |  |  | California |  | San Mateo |  |  | 22 |  | 1985 | 2012 | [32 empty] | United Cogen Inc | 100 | United Cogen Inc | 100 | Non-regulated | Dropped - Retired/Planned Retirement by 06/2028
United Cogen | 50104_G_G-2 | 50104 | G | G-2 |  | Combined Cycle |  |  | California |  | San Mateo |  |  | 7 |  | 1985 | 2012 | [32 empty] | United Cogen Inc | 100 | United Cogen Inc | 100 | Non-regulated | Dropped - Retired/Planned Retirement by 06/2028
Ware Energy | 50419_G_GEN1 | 50419 | G | GEN1 |  | Biomass |  |  | Massachusetts |  | Hampshire |  |  | 8.7 |  | 1986 | 2012 | [32 empty] | Ware Energy Corp | 100 | Ware Energy Corp | 100 | Non-regulated | Dropped - Retired/Planned Retirement by 06/2028
Radford Army Ammunition Plant | 52072_G_GEN4 | 52072 | G | GEN4 |  | O/G Steam |  |  | Virginia |  | Montgomery |  |  | 5.6 |  | 1990 | [33 empty] | U.S. Army - Radford | 100 | U.S. Army - Radford | 100 | Non-regulated | Dropped - Plant is identified as onsite because it is a net buyer of electricity in 2021 | 1 | 2 | 3 | 4 | 481-1 | 481-2 | 481-3 | 481-4 | 481-5 | 481-6 | 5
Galesburg | 54310_G_GEN1 | 54310 | G | GEN1 |  | Combustion Turbine |  |  | Illinois |  | Knox |  |  | 1 |  | 1992 | 2012 | [32 empty] | Archer Daniels Midland Co | 100 | Archer Daniels Midland Co | 100 | Non-regulated | Dropped - Retired/Planned Retirement by 06/2028
Galesburg | 54310_G_GEN2 | 54310 | G | GEN2 |  | Combustion Turbine |  |  | Illinois |  | Knox |  |  | 1 |  | 1992 | 2012 | [32 empty] | Archer Daniels Midland Co | 100 | Archer Daniels Midland Co | 100 | Non-regulated | Dropped - Retired/Planned Retirement by 06/2028
Galesburg | 54310_G_GEN3 | 54310 | G | GEN3 |  | Combustion Turbine |  |  | Illinois |  | Knox |  |  | 1 |  | 1992 | 2012 | [32 empty] | Archer Daniels Midland Co | 100 | Archer Daniels Midland Co | 100 | Non-regulated | Dropped - Retired/Planned Retirement by 06/2028
Riverside Manufacturing | 54856_G_1753 | 54856 | G | 1753 |  | Combustion Turbine |  |  | Georgia |  | Colquitt |  |  | 0.9 |  | 1990 | 2012 | [32 empty] | Riverside Manufacturing Co | 100 | Riverside Manufacturing Co | 100 | Non-regulated | Dropped - Retired/Planned Retirement by 06/2028
Chicopee Electric | 55590_G_1 | 55590 | G | 1 |  | Landfill Gas |  |  | Massachusetts |  | Hampden |  |  | 0.9 |  | 1993 | 2012 | [32 empty] | Gas Recovery Systems Inc | 100 | Gas Recovery Systems Inc | 100 | Non-regulated | Dropped - Retired/Planned Retirement by 06/2028
Chicopee Electric | 55590_G_2 | 55590 | G | 2 |  | Landfill Gas |  |  | Massachusetts |  | Hampden |  |  | 0.9 |  | 1993 | 2012 | [32 empty] | Gas Recovery Systems Inc | 100 | Gas Recovery Systems Inc | 100 | Non-regulated | Dropped - Retired/Planned Retirement by 06/2028
South Barrington Electric | 55594_G_1 | 55594 | G | 1 |  | Landfill Gas |  |  | Illinois |  | Cook |  |  | 0.8 |  | 1997 | 2012 | [32 empty] | Gas Recovery Services-IL Inc | 100 | Gas Recovery Services-IL Inc | 100 | Non-regulated | Dropped - Retired/Planned Retirement by 06/2028
South Barrington Electric | 55594_G_2 | 55594 | G | 2 |  | Landfill Gas |  |  | Illinois |  | Cook |  |  | 0.8 |  | 1997 | 2012 | [32 empty] | Gas Recovery Services-IL Inc | 100 | Gas Recovery Services-IL Inc | 100 | Non-regulated | Dropped - Retired/Planned Retirement by 06/2028
Mas Countryside RNG, LLC | 55773_G_CS1 | 55773 | G | CS1 |  | Landfill Gas |  |  | Illinois |  | Lake |  |  | 1.3 |  | 2000 | 2012 | [32 empty] | Mas Countryside RNG, LLC | 100 | Mas Countryside RNG, LLC | 100 | Non-regulated | Dropped - Retired/Planned Retirement by 06/2028
Mas Countryside RNG, LLC | 55773_G_CS2 | 55773 | G | CS2 |  | Landfill Gas |  |  | Illinois |  | Lake |  |  | 1.3 |  | 2000 | 2012 | [32 empty] | Mas Countryside RNG, LLC | 100 | Mas Countryside RNG, LLC | 100 | Non-regulated | Dropped - Retired/Planned Retirement by 06/2028
Mas Countryside RNG, LLC | 55773_G_CS3 | 55773 | G | CS3 |  | Landfill Gas |  |  | Illinois |  | Lake |  |  | 1.3 |  | 2000 | 2012 | [32 empty] | Mas Countryside RNG, LLC | 100 | Mas Countryside RNG, LLC | 100 | Non-regulated | Dropped - Retired/Planned Retirement by 06/2028
Mas Countryside RNG, LLC | 55773_G_CS4 | 55773 | G | CS4 |  | Landfill Gas |  |  | Illinois |  | Lake |  |  | 1.3 |  | 2000 | 2012 | [32 empty] | Mas Countryside RNG, LLC | 100 | Mas Countryside RNG, LLC | 100 | Non-regulated | Dropped - Retired/Planned Retirement by 06/2028
Mas Countryside RNG, LLC | 55773_G_CS5 | 55773 | G | CS5 |  | Landfill Gas |  |  | Illinois |  | Lake |  |  | 1.3 |  | 2000 | 2012 | [32 empty] | Mas Countryside RNG, LLC | 100 | Mas Countryside RNG, LLC | 100 | Non-regulated | Dropped - Retired/Planned Retirement by 06/2028
Mas Countryside RNG, LLC | 55773_G_CS6 | 55773 | G | CS6 |  | Landfill Gas |  |  | Illinois |  | Lake |  |  | 1.3 |  | 2000 | 2012 | [32 empty] | Mas Countryside RNG, LLC | 100 | Mas Countryside RNG, LLC | 100 | Non-regulated | Dropped - Retired/Planned Retirement by 06/2028
Miller Coors Eden LLC | 58050_G_TRB1 | 58050 | G | TRB1 |  | Coal Steam |  |  | North Carolina |  | Rockingham |  |  | 5 |  | 1978 | 2012 | [32 empty] | Miller Coors Eden LLC | 100 | Miller Coors Eden LLC | 100 | Non-regulated | Dropped - Retired/Planned Retirement by 06/2028
TNSG South Plant | 58117_G_12 | 58117 | G | 12 |  | Combustion Turbine |  |  | Alaska |  | North Slope |  |  | 0.6 |  | 2010 | [33 empty] | TDX North Slope Generating Inc. | 100 | TDX North Slope Generating Inc. | 100 | Regulated | Dropped - in Alaska or in Hawaii or Puerto Rico
Medicine Bow | 692_G_CLIP | 692 | G | CLIP |  | Onshore Wind |  |  | Wyoming |  | Carbon |  |  | 2.5 |  | 2005 | 2011 | [32 empty] | Clipper Windpower Inc | 100 | Clipper Windpower Inc | 100 | Non-regulated | Dropped - Retired/Planned Retirement by 06/2028
Hutsonville | 863_G_3 | 863 | G | 3 |  | Coal Steam |  |  | Illinois |  | Crawford |  |  | 75 |  | 1953 | 2011 | [32 empty] | Ameren Energy Medina Valley | 100 | Ameren Energy Medina Valley | 100 | Non-regulated | Dropped - Retired/Planned Retirement by 06/2028
Hutsonville | 863_G_4 | 863 | G | 4 |  | Coal Steam |  |  | Illinois |  | Crawford |  |  | 76 |  | 1954 | 2011 | [32 empty] | Ameren Energy Medina Valley | 100 | Ameren Energy Medina Valley | 100 | Non-regulated | Dropped - Retired/Planned Retirement by 06/2028
Hutsonville | 863_G_D1 | 863 | G | D1 |  | Combustion Turbine |  |  | Illinois |  | Crawford |  |  | 3 |  | 1968 | 2011 | [32 empty] | Ameren Energy Medina Valley | 100 | Ameren Energy Medina Valley | 100 | Non-regulated | Dropped - Retired/Planned Retirement by 06/2028
Meredosia | 864_G_1 | 864 | G | 1 |  | Coal Steam |  |  | Illinois |  | Morgan |  |  | 52 |  | 1948 | 2011 | [32 empty] | Ameren Energy Medina Valley | 100 | Ameren Energy Medina Valley | 100 | Non-regulated | Dropped - Retired/Planned Retirement by 06/2028
Meredosia | 864_G_2 | 864 | G | 2 |  | Coal Steam |  |  | Illinois |  | Morgan |  |  | 53 |  | 1949 | 2011 | [32 empty] | Ameren Energy Medina Valley | 100 | Ameren Energy Medina Valley | 100 | Non-regulated | Dropped - Retired/Planned Retirement by 06/2028
Meredosia | 864_G_3 | 864 | G | 3 |  | Coal Steam |  |  | Illinois |  | Morgan |  |  | 203 |  | 1960 | 2011 | [32 empty] | Ameren Energy Medina Valley | 100 | Ameren Energy Medina Valley | 100 | Non-regulated | Dropped - Retired/Planned Retirement by 06/2028
Meredosia | 864_G_4 | 864 | G | 4 |  | O/G Steam |  |  | Illinois |  | Morgan |  |  | 166 |  | 1975 | 2011 | [32 empty] | Ameren Energy Medina Valley | 100 | Ameren Energy Medina Valley | 100 | Non-regulated | Dropped - Retired/Planned Retirement by 06/2028
Teche | 1400_G_2 | 1400 | G | 2 |  | O/G Steam |  |  | Louisiana |  | St Mary |  |  | 33 |  | 1956 | 2011 | [32 empty] | Cleco Power LLC | 100 | Cleco Power LLC | 100 | Regulated | Dropped - Retired/Planned Retirement by 06/2028 | 1: 2
Marysville | 1732_G_7 | 1732 | G | 7 |  | Coal Steam |  |  | Michigan |  | St Clair |  |  | 83 |  | 1943 | 2011 | [32 empty] | DTE Electric Company | 100 | DTE Electric Company | 100 | Regulated | Dropped - Retired/Planned Retirement by 06/2028 | 1: 10; 2: 11; 3: 12; 4: 9
Marysville | 1732_G_8 | 1732 | G | 8 |  | Coal Steam |  |  | Michigan |  | St Clair |  |  | 83 |  | 1947 | 2011 | [32 empty] | DTE Electric Company | 100 | DTE Electric Company | 100 | Regulated | Dropped - Retired/Planned Retirement by 06/2028 | 1: 10; 2: 11; 3: 12; 4: 9
Sunrise | 2326_G_1 | 2326 | G | 1 |  | O/G Steam |  |  | Nevada |  | Clark |  |  | 80 |  | 1964 | 2011 | [32 empty] | Nevada Power Co | 100 | Nevada Power Co | 100 | Regulated | Dropped - Retired/Planned Retirement by 06/2028 | bar: 1
Sunrise | 2326_G_2 | 2326 | G | 2 |  | Combustion Turbine |  |  | Nevada |  | Clark |  |  | 69 |  | 1974 | 2011 | [32 empty] | Nevada Power Co | 100 | Nevada Power Co | 100 | Regulated | Dropped - Retired/Planned Retirement by 06/2028
PSEG Hudson Generating Station | 2403_G_1 | 2403 | G | 1 |  | O/G Steam |  |  | New Jersey |  | Hudson |  |  | 182.8 |  | 1964 | 2011 | [32 empty] | PSEG Fossil LLC | 100 | PSEG Fossil LLC | 100 | Non-regulated | Dropped - Retired/Planned Retirement by 06/2028 | bar: 1
Rochester 3 | 2640_G_13 | 2640 | G | 13 |  | Combustion Turbine |  |  | New York |  | Monroe |  |  | 14.4 |  | 1969 | 2011 | [32 empty] | Rochester Gas & Electric Corp | 100 | Rochester Gas & Electric Corp | 100 | Regulated | Dropped - Retired/Planned Retirement by 06/2028
Kitty Hawk | 2757_G_GT1 | 2757 | G | GT1 |  | Combustion Turbine |  |  | North Carolina |  | Dare |  |  | 16 |  | 1971 | 2011 | [32 empty] | Virginia Electric & Power Co | 100 | Virginia Electric & Power Co | 100 | Regulated | Dropped - Retired/Planned Retirement by 06/2028
Kitty Hawk | 2757_G_GT2 | 2757 | G | GT2 |  | Combustion Turbine |  |  | North Carolina |  | Dare |  |  | 15 |  | 1971 | 2011 | [32 empty] | Virginia Electric & Power Co | 100 | Virginia Electric & Power Co | 100 | Regulated | Dropped - Retired/Planned Retirement by 06/2028
Cromby Generating Station | 3159_G_2 | 3159 | G | 2 |  | O/G Steam |  |  | Pennsylvania |  | Chester |  |  | 201 |  | 1955 | 2011 | [32 empty] | Constellation Power, Inc | 100 | Constellation Power, Inc | 100 | Non-regulated | Dropped - Retired/Planned Retirement by 06/2028 | 1: 2
Cromby Generating Station | 3159_G_ICI | 3159 | G | ICI |  | Combustion Turbine |  |  | Pennsylvania |  | Chester |  |  | 2.7 |  | 1967 | 2011 | [32 empty] | Constellation Power, Inc | 100 | Constellation Power, Inc | 100 | Non-regulated | Dropped - Retired/Planned Retirement by 06/2028
Watts Bar Fossil | 3419_G_ST1 | 3419 | G | ST1 |  | Coal Steam |  |  | Tennessee |  | Rhea |  |  | 56 |  | 1942 | 2011 | [32 empty] | Tennessee Valley Authority | 100 | Tennessee Valley Authority | 100 | Regulated | Dropped - Retired/Planned Retirement by 06/2028 | bar: 1
Watts Bar Fossil | 3419_G_ST2 | 3419 | G | ST2 |  | Coal Steam |  |  | Tennessee |  | Rhea |  |  | 56 |  | 1942 | 2011 | [32 empty] | Tennessee Valley Authority | 100 | Tennessee Valley Authority | 100 | Regulated | Dropped - Retired/Planned Retirement by 06/2028 | bar: 1
Watts Bar Fossil | 3419_G_ST3 | 3419 | G | ST3 |  | Coal Steam |  |  | Tennessee |  | Rhea |  |  | 56 |  | 1943 | 2011 | [32 empty] | Tennessee Valley Authority | 100 | Tennessee Valley Authority | 100 | Regulated | Dropped - Retired/Planned Retirement by 06/2028 | bar: 1
Watts Bar Fossil | 3419_G_ST4 | 3419 | G | ST4 |  | Coal Steam |  |  | Tennessee |  | Rhea |  |  | 56 |  | 1945 | 2011 | [32 empty] | Tennessee Valley Authority | 100 | Tennessee Valley Authority | 100 | Regulated | Dropped - Retired/Planned Retirement by 06/2028 | bar: 1
Chesapeake | 3803_G_10 | 3803 | G | 10 |  | Combustion Turbine |  |  | Virginia |  | Chesapeake |  |  | 16 |  | 1970 | 2011 | [32 empty] | Virginia Electric & Power Co | 100 | Virginia Electric & Power Co | 100 | Regulated | Dropped - Retired/Planned Retirement by 06/2028
Chesapeake | 3803_G_7 | 3803 | G | 7 |  | Combustion Turbine |  |  | Virginia |  | Chesapeake |  |  | 16 |  | 1969 | 2011 | [32 empty] | Virginia Electric & Power Co | 100 | Virginia Electric & Power Co | 100 | Regulated | Dropped - Retired/Planned Retirement by 06/2028
Chesapeake | 3803_G_8 | 3803 | G | 8 |  | Combustion Turbine |  |  | Virginia |  | Chesapeake |  |  | 16 |  | 1969 | 2011 | [32 empty] | Virginia Electric & Power Co | 100 | Virginia Electric & Power Co | 100 | Regulated | Dropped - Retired/Planned Retirement by 06/2028
Chesapeake | 3803_G_9 | 3803 | G | 9 |  | Combustion Turbine |  |  | Virginia |  | Chesapeake |  |  | 16 |  | 1970 | 2011 | [32 empty] | Virginia Electric & Power Co | 100 | Virginia Electric & Power Co | 100 | Regulated | Dropped - Retired/Planned Retirement by 06/2028
Blount Street | 3992_G_3 | 3992 | G | 3 |  | Coal Steam |  |  | Wisconsin |  | Dane |  |  | 30.1 |  | 1953 | 2011 | [32 empty] | Madison Gas & Electric Co | 100 | Madison Gas & Electric Co | 100 | Regulated | Dropped - Retired/Planned Retirement by 06/2028 | 1 | 11 | 2 | 3 | 5 | 6 | 7
Blount Street | 3992_G_4 | 3992 | G | 4 |  | Coal Steam |  |  | Wisconsin |  | Dane |  |  | 12 |  | 1938 | 2011 | [32 empty] | Madison Gas & Electric Co | 100 | Madison Gas & Electric Co | 100 | Regulated | Dropped - Retired/Planned Retirement by 06/2028 | 1 | 11 | 2 | 3 | 5 | 6 | 7
Blount Street | 3992_G_5 | 3992 | G | 5 |  | Coal Steam |  |  | Wisconsin |  | Dane |  |  | 22.9 |  | 1948 | 2011 | [32 empty] | Madison Gas & Electric Co | 100 | Madison Gas & Electric Co | 100 | Regulated | Dropped - Retired/Planned Retirement by 06/2028 | 1 | 11 | 2 | 3 | 5 | 6 | 7
Junction | 4133_G_10 | 4133 | G | 10 |  | Combustion Turbine |  |  | Wisconsin |  | Pierce |  |  | 3.1 |  | 2001 | 2011 | [32 empty] | City of River Falls | 100 | City of River Falls | 100 | Regulated | Dropped - Retired/Planned Retirement by 06/2028
Junction | 4133_G_5 | 4133 | G | 5 |  | Combustion Turbine |  |  | Wisconsin |  | Pierce |  |  | 2.5 |  | 1965 | 2011 | [32 empty] | City of River Falls | 100 | City of River Falls | 100 | Regulated | Dropped - Retired/Planned Retirement by 06/2028
Junction | 4133_G_6 | 4133 | G | 6 |  | Combustion Turbine |  |  | Wisconsin |  | Pierce |  |  | 1.9 |  | 1965 | 2011 | [32 empty] | City of River Falls | 100 | City of River Falls | 100 | Regulated | Dropped - Retired/Planned Retirement by 06/2028
Junction | 4133_G_7 | 4133 | G | 7 |  | Combustion Turbine |  |  | Wisconsin |  | Pierce |  |  | 5.9 |  | 1972 | 2011 | [32 empty] | City of River Falls | 100 | City of River Falls | 100 | Regulated | Dropped - Retired/Planned Retirement by 06/2028
Junction | 4133_G_9 | 4133 | G | 9 |  | Combustion Turbine |  |  | Wisconsin |  | Pierce |  |  | 6 |  | 1999 | 2011 | [32 empty] | City of River Falls | 100 | City of River Falls | 100 | Regulated | Dropped - Retired/Planned Retirement by 06/2028
Pittsfield | 6237_G_1 | 6237 | G | 1 |  | Combustion Turbine |  |  | Illinois |  | Pike |  |  | 1 |  | 1949 | 2011 | [32 empty] | Prairie Power, Inc | 100 | Prairie Power, Inc | 100 | Regulated | Dropped - Retired/Planned Retirement by 06/2028
Pittsfield | 6237_G_2 | 6237 | G | 2 |  | Combustion Turbine |  |  | Illinois |  | Pike |  |  | 1 |  | 1949 | 2011 | [32 empty] | Prairie Power, Inc | 100 | Prairie Power, Inc | 100 | Regulated | Dropped - Retired/Planned Retirement by 06/2028
Pittsfield | 6237_G_3 | 6237 | G | 3 |  | Combustion Turbine |  |  | Illinois |  | Pike |  |  | 1 |  | 1949 | 2011 | [32 empty] | Prairie Power, Inc | 100 | Prairie Power, Inc | 100 | Regulated | Dropped - Retired/Planned Retirement by 06/2028
Pittsfield | 6237_G_4 | 6237 | G | 4 |  | Combustion Turbine |  |  | Illinois |  | Pike |  |  | 2.7 |  | 1955 | 2011 | [32 empty] | Prairie Power, Inc | 100 | Prairie Power, Inc | 100 | Regulated | Dropped - Retired/Planned Retirement by 06/2028
Pittsfield | 6237_G_5 | 6237 | G | 5 |  | Combustion Turbine |  |  | Illinois |  | Pike |  |  | 2.7 |  | 1955 | 2011 | [32 empty] | Prairie Power, Inc | 100 | Prairie Power, Inc | 100 | Regulated | Dropped - Retired/Planned Retirement by 06/2028
Little Mountain | 6553_G_1 | 6553 | G | 1 |  | Combustion Turbine |  |  | Utah |  | Weber |  |  | 14 |  | 1971 | 2011 | [32 empty] | PacifiCorp | 100 | PacifiCorp | 100 | Regulated | Dropped - Retired/Planned Retirement by 06/2028
Pelican | 6702_G_IC1 | 6702 | G | IC1 |  | Combustion Turbine |  |  | Alaska |  | Skagway Hoonah Angoon |  |  | 0.3 |  | 1989 | [33 empty] | City of Pelican | 100 | City of Pelican | 100 | Regulated | Dropped - in Alaska or in Hawaii or Puerto Rico
Pelican | 6702_G_IC2 | 6702 | G | IC2 |  | Combustion Turbine |  |  | Alaska |  | Skagway Hoonah Angoon |  |  | 0.1 |  | 1964 | [33 empty] | City of Pelican | 100 | City of Pelican | 100 | Regulated | Dropped - in Alaska or in Hawaii or Puerto Rico
Pelican | 6702_G_IC3 | 6702 | G | IC3 |  | Combustion Turbine |  |  | Alaska |  | Skagway Hoonah Angoon |  |  | 0.2 |  | 1974 | [33 empty] | City of Pelican | 100 | City of Pelican | 100 | Regulated | Dropped - in Alaska or in Hawaii or Puerto Rico
Pelican | 6702_G_IC4 | 6702 | G | IC4 |  | Combustion Turbine |  |  | Alaska |  | Skagway Hoonah Angoon |  |  | 0.2 |  | 1980 | [33 empty] | City of Pelican | 100 | City of Pelican | 100 | Regulated | Dropped - in Alaska or in Hawaii or Puerto Rico
Pelican | 6702_G_IC5 | 6702 | G | IC5 |  | Combustion Turbine |  |  | Alaska |  | Skagway Hoonah Angoon |  |  | 0.4 |  | 1990 | [33 empty] | City of Pelican | 100 | City of Pelican | 100 | Regulated | Dropped - in Alaska or in Hawaii or Puerto Rico
Perma Treat Corporation | 10053_G_1 | 10053 | G | 1 |  | Biomass |  |  | Maine |  | Penobscot |  |  | 0.5 |  | 1992 | 2011 | [32 empty] | Perma Treat Corporation | 100 | Perma Treat Corporation | 100 | Non-regulated | Dropped - Retired/Planned Retirement by 06/2028
Perma Treat Corporation | 10053_G_DG2 | 10053 | G | DG2 |  | Combustion Turbine |  |  | Maine |  | Penobscot |  |  | 0.5 |  | 2001 | 2011 | [32 empty] | Perma Treat Corporation | 100 | Perma Treat Corporation | 100 | Non-regulated | Dropped - Retired/Planned Retirement by 06/2028
Archer Daniels Midland Peoria | 10866_G_GEN2 | 10866 | G | GEN2 |  | Coal Steam |  |  | Illinois |  | Peoria |  |  | 1.5 |  | 1934 | [33 empty] | BioUrja Renewables LLC | 100 | BioUrja Renewables LLC | 100 | Non-regulated | Dropped - Plant is identified as onsite because it is a net buyer of electricity in 2021 | 1 | 10 | 11 | 12 | 13 | 14 | 2 | 3 | 5 | 9
Archer Daniels Midland Peoria | 10866_G_GEN3 | 10866 | G | GEN3 |  | Coal Steam |  |  | Illinois |  | Peoria |  |  | 4 |  | 1954 | [33 empty] | BioUrja Renewables LLC | 100 | BioUrja Renewables LLC | 100 | Non-regulated | Dropped - Plant is identified as onsite because it is a net buyer of electricity in 2021 | 1 | 10 | 11 | 12 | 13 | 14 | 2 | 3 | 5 | 9
Archer Daniels Midland Peoria | 10866_G_GEN4 | 10866 | G | GEN4 |  | Coal Steam |  |  | Illinois |  | Peoria |  |  | 4 |  | 1985 | [33 empty] | BioUrja Renewables LLC | 100 | BioUrja Renewables LLC | 100 | Non-regulated | Dropped - Plant is identified as onsite because it is a net buyer of electricity in 2021 | 1 | 10 | 11 | 12 | 13 | 14 | 2 | 3 | 5 | 9
Archer Daniels Midland Peoria | 10866_G_GEN8 | 10866 | G | GEN8 |  | Combustion Turbine |  |  | Illinois |  | Peoria |  |  | 10 |  | 1996 | [33 empty] | BioUrja Renewables LLC | 100 | BioUrja Renewables LLC | 100 | Non-regulated | Dropped - Plant is identified as onsite because it is a net buyer of electricity in 2021
Sconza Candy Company | 50602_G_GEN1 | 50602 | G | GEN1 |  | Combustion Turbine |  |  | California |  | STANISLAUS |  |  | 5 |  | 1987 | 2011 | [32 empty] | Sconza Candy Company | 100 | Sconza Candy Company | 100 | Non-regulated | Dropped - Retired/Planned Retirement by 06/2028
KMS Crossroads | 50693_G_DG-1 | 50693 | G | DG-1 |  | Combustion Turbine |  |  | New Jersey |  | Bergen |  |  | 0.1 |  | 1988 | 2011 | [32 empty] | KMS Crossroads Inc | 100 | KMS Crossroads Inc | 100 | Non-regulated | Dropped - Retired/Planned Retirement by 06/2028
KMS Crossroads | 50693_G_DG-3 | 50693 | G | DG-3 |  | Combustion Turbine |  |  | New Jersey |  | Bergen |  |  | 0.1 |  | 1988 | 2011 | [32 empty] | KMS Crossroads Inc | 100 | KMS Crossroads Inc | 100 | Non-regulated | Dropped - Retired/Planned Retirement by 06/2028
KMS Crossroads | 50693_G_TG-4 | 50693 | G | TG-4 |  | Combustion Turbine |  |  | New Jersey |  | Bergen |  |  | 0.1 |  | 1996 | 2011 | [32 empty] | KMS Crossroads Inc | 100 | KMS Crossroads Inc | 100 | Non-regulated | Dropped - Retired/Planned Retirement by 06/2028
Empire | 50760_G_OE11 | 50760 | G | OE11 |  | Geothermal |  |  | Nevada |  | Washoe |  |  | 0.6 |  | 1987 | 2011 | [32 empty] | USG Nevada LLC | 100 | USG Nevada LLC | 100 | Non-regulated | Dropped - Retired/Planned Retirement by 06/2028
Empire | 50760_G_OE12 | 50760 | G | OE12 |  | Geothermal |  |  | Nevada |  | Washoe |  |  | 0.9 |  | 1987 | 2011 | [32 empty] | USG Nevada LLC | 100 | USG Nevada LLC | 100 | Non-regulated | Dropped - Retired/Planned Retirement by 06/2028
Empire | 50760_G_OE13 | 50760 | G | OE13 |  | Geothermal |  |  | Nevada |  | Washoe |  |  | 0.9 |  | 1987 | 2011 | [32 empty] | USG Nevada LLC | 100 | USG Nevada LLC | 100 | Non-regulated | Dropped - Retired/Planned Retirement by 06/2028
Empire | 50760_G_OE14 | 50760 | G | OE14 |  | Geothermal |  |  | Nevada |  | Washoe |  |  | 0.9 |  | 1987 | 2011 | [32 empty] | USG Nevada LLC | 100 | USG Nevada LLC | 100 | Non-regulated | Dropped - Retired/Planned Retirement by 06/2028
Balefill LFG Project | 55159_G_UNT1 | 55159 | G | UNT1 |  | Landfill Gas |  |  | New Jersey |  | BERGEN |  |  | 0.1 |  | 1998 | 2011 | [32 empty] | Energy Equipment | 100 | Energy Equipment | 100 | Non-regulated | Dropped - Retired/Planned Retirement by 06/2028
Balefill LFG Project | 55159_G_UNT2 | 55159 | G | UNT2 |  | Landfill Gas |  |  | New Jersey |  | BERGEN |  |  | 0.1 |  | 1998 | 2011 | [32 empty] | Energy Equipment | 100 | Energy Equipment | 100 | Non-regulated | Dropped - Retired/Planned Retirement by 06/2028
HMDC Kingsland Landfill | 55604_G_UNT1 | 55604 | G | UNT1 |  | Landfill Gas |  |  | New Jersey |  | BERGEN |  |  | 0.1 |  | 1999 | 2011 | [32 empty] | Energy Equipment | 100 | Energy Equipment | 100 | Non-regulated | Dropped - Retired/Planned Retirement by 06/2028
HMDC Kingsland Landfill | 55604_G_UNT2 | 55604 | G | UNT2 |  | Landfill Gas |  |  | New Jersey |  | BERGEN |  |  | 0.1 |  | 1999 | 2011 | [32 empty] | Energy Equipment | 100 | Energy Equipment | 100 | Non-regulated | Dropped - Retired/Planned Retirement by 06/2028
HMDC Kingsland Landfill | 55604_G_UNT3 | 55604 | G | UNT3 |  | Landfill Gas |  |  | New Jersey |  | BERGEN |  |  | 0.1 |  | 2002 | 2011 | [32 empty] | Energy Equipment | 100 | Energy Equipment | 100 | Non-regulated | Dropped - Retired/Planned Retirement by 06/2028
Middle Point Landfill Gas Recovery | 56866_G_1 | 56866 | G | 1 |  | Landfill Gas |  |  | Tennessee |  | Rutherford |  |  | 1.4 |  | 2000 | 2011 | [32 empty] | Energy Developments, Inc d/b/a EDL | 100 | Energy Developments, Inc d/b/a EDL | 100 | Non-regulated | Dropped - Retired/Planned Retirement by 06/2028
Middle Point Landfill Gas Recovery | 56866_G_2 | 56866 | G | 2 |  | Landfill Gas |  |  | Tennessee |  | Rutherford |  |  | 1.4 |  | 2000 | 2011 | [32 empty] | Energy Developments, Inc d/b/a EDL | 100 | Energy Developments, Inc d/b/a EDL | 100 | Non-regulated | Dropped - Retired/Planned Retirement by 06/2028
Lamar Plant | 508_G_4 | 508 | G | 4 |  | Coal Steam |  |  | Colorado |  | Prowers |  |  | 25 |  | 1972 | 2011 | [32 empty] | City of Lamar - (CO) | 100 | City of Lamar - (CO) | 100 | Regulated | Dropped - Retired/Planned Retirement by 06/2028 | 1: 4
Seaford | 601_G_1 | 601 | G | 1 |  | Combustion Turbine |  |  | Delaware |  | SUSSEX |  |  | 1.3 |  | 1958 | 2011 | [32 empty] | City of Seaford- (DE) | 100 | City of Seaford- (DE) | 100 | Regulated | Dropped - Retired/Planned Retirement by 06/2028
Seaford | 601_G_2 | 601 | G | 2 |  | Combustion Turbine |  |  | Delaware |  | SUSSEX |  |  | 1.3 |  | 1954 | 2011 | [32 empty] | City of Seaford- (DE) | 100 | City of Seaford- (DE) | 100 | Regulated | Dropped - Retired/Planned Retirement by 06/2028
Seaford | 601_G_3 | 601 | G | 3 |  | Combustion Turbine |  |  | Delaware |  | SUSSEX |  |  | 1.1 |  | 1950 | 2011 | [32 empty] | City of Seaford- (DE) | 100 | City of Seaford- (DE) | 100 | Regulated | Dropped - Retired/Planned Retirement by 06/2028
Seaford | 601_G_6 | 601 | G | 6 |  | Combustion Turbine |  |  | Delaware |  | SUSSEX |  |  | 2 |  | 1962 | 2011 | [32 empty] | City of Seaford- (DE) | 100 | City of Seaford- (DE) | 100 | Regulated | Dropped - Retired/Planned Retirement by 06/2028
Seaford | 601_G_7 | 601 | G | 7 |  | Combustion Turbine |  |  | Delaware |  | SUSSEX |  |  | 1.1 |  | 1989 | 2011 | [32 empty] | City of Seaford- (DE) | 100 | City of Seaford- (DE) | 100 | Regulated | Dropped - Retired/Planned Retirement by 06/2028
Vermilion | 897_G_2 | 897 | G | 2 |  | Coal Steam |  |  | Illinois |  | Vermilion |  |  | 99 |  | 1956 | 2011 | [32 empty] | Dynegy Midwest Generation Inc | 100 | Dynegy Midwest Generation Inc | 100 | Non-regulated | Dropped - Retired/Planned Retirement by 06/2028 | 1: 2
Vermilion | 897_G_3 | 897 | G | 3 |  | Combustion Turbine |  |  | Illinois |  | Vermilion |  |  | 10 |  | 1967 | 2011 | [32 empty] | Dynegy Midwest Generation Inc | 100 | Dynegy Midwest Generation Inc | 100 | Non-regulated | Dropped - Retired/Planned Retirement by 06/2028
Vermilion | 897_G_ST1 | 897 | G | ST1 |  | Coal Steam |  |  | Illinois |  | Vermilion |  |  | 62 |  | 1955 | 2011 | [32 empty] | Dynegy Midwest Generation Inc | 100 | Dynegy Midwest Generation Inc | 100 | Non-regulated | Dropped - Retired/Planned Retirement by 06/2028 | bar: 1
Onawa Mun Lt & Power | 1170_G_1 | 1170 | G | 1 |  | Combustion Turbine |  |  | Iowa |  | MONONA |  |  | 0.3 |  | 1937 | 2011 | [32 empty] | City of Onawa - (IA) | 100 | City of Onawa - (IA) | 100 | Regulated | Dropped - Retired/Planned Retirement by 06/2028
Onawa Mun Lt & Power | 1170_G_2 | 1170 | G | 2 |  | Combustion Turbine |  |  | Iowa |  | MONONA |  |  | 0.3 |  | 1937 | 2011 | [32 empty] | City of Onawa - (IA) | 100 | City of Onawa - (IA) | 100 | Regulated | Dropped - Retired/Planned Retirement by 06/2028
Onawa Mun Lt & Power | 1170_G_3 | 1170 | G | 3 |  | Combustion Turbine |  |  | Iowa |  | MONONA |  |  | 0.3 |  | 1938 | 2011 | [32 empty] | City of Onawa - (IA) | 100 | City of Onawa - (IA) | 100 | Regulated | Dropped - Retired/Planned Retirement by 06/2028
Onawa Mun Lt & Power | 1170_G_4 | 1170 | G | 4 |  | Combustion Turbine |  |  | Iowa |  | MONONA |  |  | 0.4 |  | 1946 | 2011 | [32 empty] | City of Onawa - (IA) | 100 | City of Onawa - (IA) | 100 | Regulated | Dropped - Retired/Planned Retirement by 06/2028
Onawa Mun Lt & Power | 1170_G_5 | 1170 | G | 5 |  | Combustion Turbine |  |  | Iowa |  | MONONA |  |  | 0.8 |  | 1949 | 2011 | [32 empty] | City of Onawa - (IA) | 100 | City of Onawa - (IA) | 100 | Regulated | Dropped - Retired/Planned Retirement by 06/2028
Rockport (MO) | 6594_G_1 | 6594 | G | 1 |  | Combustion Turbine |  |  | Missouri |  | Atchison |  |  | 1.1 |  | 1964 | 2011 | [32 empty] | City of Rockport - (MO) | 100 | City of Rockport - (MO) | 100 | Regulated | Dropped - Retired/Planned Retirement by 06/2028
Rockport (MO) | 6594_G_2 | 6594 | G | 2 |  | Combustion Turbine |  |  | Missouri |  | Atchison |  |  | 1.1 |  | 1964 | 2011 | [32 empty] | City of Rockport - (MO) | 100 | City of Rockport - (MO) | 100 | Regulated | Dropped - Retired/Planned Retirement by 06/2028
Rockport (MO) | 6594_G_3 | 6594 | G | 3 |  | Combustion Turbine |  |  | Missouri |  | Atchison |  |  | 0.4 |  | 1959 | 2011 | [32 empty] | City of Rockport - (MO) | 100 | City of Rockport - (MO) | 100 | Regulated | Dropped - Retired/Planned Retirement by 06/2028
Rockport (MO) | 6594_G_4 | 6594 | G | 4 |  | Combustion Turbine |  |  | Missouri |  | Atchison |  |  | 0.3 |  | 1940 | 2011 | [32 empty] | City of Rockport - (MO) | 100 | City of Rockport - (MO) | 100 | Regulated | Dropped - Retired/Planned Retirement by 06/2028
Rockport (MO) | 6594_G_5 | 6594 | G | 5 |  | Combustion Turbine |  |  | Missouri |  | Atchison |  |  | 1.3 |  | 1972 | 2011 | [32 empty] | City of Rockport - (MO) | 100 | City of Rockport - (MO) | 100 | Regulated | Dropped - Retired/Planned Retirement by 06/2028
Rockport (MO) | 6594_G_6 | 6594 | G | 6 |  | Combustion Turbine |  |  | Missouri |  | Atchison |  |  | 1.3 |  | 1972 | 2011 | [32 empty] | City of Rockport - (MO) | 100 | City of Rockport - (MO) | 100 | Regulated | Dropped - Retired/Planned Retirement by 06/2028
Mosaic Phosphates Uncle Sam | 10198_G_GEN1 | 10198 | G | GEN1 |  | Energy Storage |  |  | Louisiana |  | St James |  |  | 10.2 |  | 1968 | 2011 | [32 empty] | Mosaic Phosphates Co. | 100 | Mosaic Phosphates Co. | 100 | Non-regulated | Dropped - Retired/Planned Retirement by 06/2028
Alloy Steam Station | 50012_G_GEN3 | 50012 | G | GEN3 |  | Coal Steam |  |  | West Virginia |  | Fayette |  |  | 38 |  | 1950 | 2011 | [32 empty] | WVA Manufacturing LLC | 100 | WVA Manufacturing LLC | 100 | Non-regulated | Dropped - Retired/Planned Retirement by 06/2028
Tillotson Rubber | 50095_G_HG1 | 50095 | G | HG1 |  | Hydro |  |  | New Hampshire |  | Coos |  |  | 0.1 |  | 1980 | 2011 | [32 empty] | Tillotson Rubber Co Inc | 100 | Tillotson Rubber Co Inc | 100 | Non-regulated | Dropped - Retired/Planned Retirement by 06/2028
Tillotson Rubber | 50095_G_IC1 | 50095 | G | IC1 |  | Combustion Turbine |  |  | New Hampshire |  | Coos |  |  | 0.4 |  | 1960 | 2011 | [32 empty] | Tillotson Rubber Co Inc | 100 | Tillotson Rubber Co Inc | 100 | Non-regulated | Dropped - Retired/Planned Retirement by 06/2028
Tillotson Rubber | 50095_G_IC2 | 50095 | G | IC2 |  | Combustion Turbine |  |  | New Hampshire |  | Coos |  |  | 0.6 |  | 1985 | 2011 | [32 empty] | Tillotson Rubber Co Inc | 100 | Tillotson Rubber Co Inc | 100 | Non-regulated | Dropped - Retired/Planned Retirement by 06/2028
Tillotson Rubber | 50095_G_TG2 | 50095 | G | TG2 |  | Biomass |  |  | New Hampshire |  | Coos |  |  | 0.6 |  | 1996 | 2011 | [32 empty] | Tillotson Rubber Co Inc | 100 | Tillotson Rubber Co Inc | 100 | Non-regulated | Dropped - Retired/Planned Retirement by 06/2028
Tillotson Rubber | 50095_G_TGI | 50095 | G | TGI |  | Biomass |  |  | New Hampshire |  | Coos |  |  | 0.7 |  | 1988 | 2011 | [32 empty] | Tillotson Rubber Co Inc | 100 | Tillotson Rubber Co Inc | 100 | Non-regulated | Dropped - Retired/Planned Retirement by 06/2028
Eagle & Phenix | 54470_G_GEN1 | 54470 | G | GEN1 |  | Hydro |  |  | Georgia |  | Muscogee |  |  | 4 |  | 1991 | 2011 | [32 empty] | Matthew D. Swift WC Bradley Co. | 100 | Matthew D. Swift WC Bradley Co. | 100 | Non-regulated | Dropped - Retired/Planned Retirement by 06/2028
Mills Pride | 54978_G_2058 | 54978 | G | 2058 |  | Biomass |  |  | Ohio |  | Pike |  |  | 0.5 |  | 1988 | 2011 | [32 empty] | Masco Cabinetry Middlefield LLC | 100 | Masco Cabinetry Middlefield LLC | 100 | Non-regulated | Dropped - Retired/Planned Retirement by 06/2028
Mills Pride | 54978_G_2076 | 54978 | G | 2076 |  | Biomass |  |  | Ohio |  | Pike |  |  | 0.5 |  | 1991 | 2011 | [32 empty] | Masco Cabinetry Middlefield LLC | 100 | Masco Cabinetry Middlefield LLC | 100 | Non-regulated | Dropped - Retired/Planned Retirement by 06/2028
Geneva Generation Facility | 56462_G_GEN6 | 56462 | G | GEN6 |  | Combustion Turbine |  |  | Illinois |  | Kane |  |  | 1.4 |  | 2005 | 2011 | [32 empty] | City of Geneva- (IL) | 100 | City of Geneva- (IL) | 100 | Regulated | Dropped - Retired/Planned Retirement by 06/2028
Solar Photovoltaic Project #01 | 56976_G_S1A | 56976 | G | S1A |  | Solar PV |  |  | California |  | San Bernardino |  |  | 0.5 |  | 2008 | 2011 | [32 empty] | Southern California Edison Co | 100 | Southern California Edison Co | 100 | Regulated | Dropped - Retired/Planned Retirement by 06/2028
Solar Photovoltaic Project #01 | 56976_G_S1B | 56976 | G | S1B |  | Solar PV |  |  | California |  | San Bernardino |  |  | 0.5 |  | 2008 | 2011 | [32 empty] | Southern California Edison Co | 100 | Southern California Edison Co | 100 | Regulated | Dropped - Retired/Planned Retirement by 06/2028
Solar Photovoltaic Project #01 | 56976_G_S1C | 56976 | G | S1C |  | Solar PV |  |  | California |  | San Bernardino |  |  | 0.5 |  | 2008 | 2011 | [32 empty] | Southern California Edison Co | 100 | Southern California Edison Co | 100 | Regulated | Dropped - Retired/Planned Retirement by 06/2028
Solar Photovoltaic Project #01 | 56976_G_S1D | 56976 | G | S1D |  | Solar PV |  |  | California |  | San Bernardino |  |  | 0.5 |  | 2008 | 2011 | [32 empty] | Southern California Edison Co | 100 | Southern California Edison Co | 100 | Regulated | Dropped - Retired/Planned Retirement by 06/2028
Central Ohio BioEnergy Plant #1 | 57513_G_COBE1 | 57513 | G | COBE1 |  | Non-Fossil Waste |  |  | Ohio |  | Franklin |  |  | 0.9 |  | 2010 | 2011 | [32 empty] | Central Ohio BioEnergy | 100 | Central Ohio BioEnergy | 100 | Non-regulated | Dropped - Retired/Planned Retirement by 06/2028
Cherokee | 469_G_2 | 469 | G | 2 |  | Coal Steam |  |  | Colorado |  | Adams |  |  | 106 |  | 1959 | 2011 | [32 empty] | Public Service Co of Colorado | 100 | Public Service Co of Colorado | 100 | Regulated | Dropped - Retired/Planned Retirement by 06/2028 | 1: 2
Wood River | 898_G_1 | 898 | G | 1 |  | O/G Steam |  |  | Illinois |  | Madison |  |  | 38.7 |  | 1949 | 2011 | [32 empty] | Dynegy Midwest Generation Inc | 100 | Dynegy Midwest Generation Inc | 100 | Non-regulated | Dropped - Retired/Planned Retirement by 06/2028 | 1: 1; 2: 2; 3: 3
Wood River | 898_G_2 | 898 | G | 2 |  | O/G Steam |  |  | Illinois |  | Madison |  |  | 38.7 |  | 1949 | 2011 | [32 empty] | Dynegy Midwest Generation Inc | 100 | Dynegy Midwest Generation Inc | 100 | Non-regulated | Dropped - Retired/Planned Retirement by 06/2028 | 1: 1; 2: 2; 3: 3
Wood River | 898_G_3 | 898 | G | 3 |  | O/G Steam |  |  | Illinois |  | Madison |  |  | 38.7 |  | 1950 | 2011 | [32 empty] | Dynegy Midwest Generation Inc | 100 | Dynegy Midwest Generation Inc | 100 | Non-regulated | Dropped - Retired/Planned Retirement by 06/2028 | 1: 1; 2: 2; 3: 3
Monroe (LA) | 1448_G_10 | 1448 | G | 10 |  | O/G Steam |  |  | Louisiana |  | Ouachita |  |  | 22 |  | 1961 | 2011 | [32 empty] | Entergy Louisiana LLC | 100 | Entergy Louisiana LLC | 100 | Regulated | Dropped - Retired/Planned Retirement by 06/2028 | 1: 10
Monroe (LA) | 1448_G_11 | 1448 | G | 11 |  | O/G Steam |  |  | Louisiana |  | Ouachita |  |  | 33 |  | 1965 | 2011 | [32 empty] | Entergy Louisiana LLC | 100 | Entergy Louisiana LLC | 100 | Regulated | Dropped - Retired/Planned Retirement by 06/2028 | 1: 11
Monroe (LA) | 1448_G_12 | 1448 | G | 12 |  | O/G Steam |  |  | Louisiana |  | Ouachita |  |  | 71 |  | 1968 | 2011 | [32 empty] | Entergy Louisiana LLC | 100 | Entergy Louisiana LLC | 100 | Regulated | Dropped - Retired/Planned Retirement by 06/2028 | 1: 12
Owatonna | 2003_G_6 | 2003 | G | 6 |  | O/G Steam |  |  | Minnesota |  | Steele |  |  | 20.6 |  | 1969 | 2011 | [32 empty] | City of Owatonna - (MN) | 100 | City of Owatonna - (MN) | 100 | Regulated | Dropped - Retired/Planned Retirement by 06/2028 | 1: 6
E F Barrett | 2511_G_7 | 2511 | G | 7 |  | Combustion Turbine |  |  | New York |  | Nassau |  |  | 18 |  | 1970 | 2011 | [32 empty] | National Grid Generation LLC | 100 | National Grid Generation LLC | 100 | Regulated | Dropped - Retired/Planned Retirement by 06/2028
James E. Rogers Energy Complex | 2721_G_1 | 2721 | G | 1 |  | Coal Steam |  |  | North Carolina |  | Cleveland |  |  | 38 |  | 1940 | 2011 | [32 empty] | Duke Energy Carolinas, LLC | 100 | Duke Energy Carolinas, LLC | 100 | Regulated | Dropped - Retired/Planned Retirement by 06/2028 | bar: 1
James E. Rogers Energy Complex | 2721_G_2 | 2721 | G | 2 |  | Coal Steam |  |  | North Carolina |  | Cleveland |  |  | 38 |  | 1940 | 2011 | [32 empty] | Duke Energy Carolinas, LLC | 100 | Duke Energy Carolinas, LLC | 100 | Regulated | Dropped - Retired/Planned Retirement by 06/2028 | 1: 2
James E. Rogers Energy Complex | 2721_G_3 | 2721 | G | 3 |  | Coal Steam |  |  | North Carolina |  | Cleveland |  |  | 61 |  | 1948 | 2011 | [32 empty] | Duke Energy Carolinas, LLC | 100 | Duke Energy Carolinas, LLC | 100 | Regulated | Dropped - Retired/Planned Retirement by 06/2028 | 1: 3
James E. Rogers Energy Complex | 2721_G_4 | 2721 | G | 4 |  | Coal Steam |  |  | North Carolina |  | Cleveland |  |  | 61 |  | 1948 | 2011 | [32 empty] | Duke Energy Carolinas, LLC | 100 | Duke Energy Carolinas, LLC | 100 | Regulated | Dropped - Retired/Planned Retirement by 06/2028 | 1: 4
Condit | 3846_G_1 | 3846 | G | 1 |  | Hydro |  |  | Washington |  | Klickitat |  |  | 7.7 |  | 1913 | 2011 | [32 empty] | PacifiCorp | 100 | PacifiCorp | 100 | Regulated | Dropped - Retired/Planned Retirement by 06/2028
Condit | 3846_G_2 | 3846 | G | 2 |  | Hydro |  |  | Washington |  | Klickitat |  |  | 7.4 |  | 1913 | 2011 | [32 empty] | PacifiCorp | 100 | PacifiCorp | 100 | Regulated | Dropped - Retired/Planned Retirement by 06/2028
Eagle River | 4062_G_1 | 4062 | G | 1 |  | Combustion Turbine |  |  | Wisconsin |  | Vilas |  |  | 2.1 |  | 1964 | 2011 | [32 empty] | Wisconsin Public Service Corp | 100 | Wisconsin Public Service Corp | 100 | Regulated | Dropped - Retired/Planned Retirement by 06/2028
Eagle River | 4062_G_2 | 4062 | G | 2 |  | Combustion Turbine |  |  | Wisconsin |  | Vilas |  |  | 2.1 |  | 1964 | 2011 | [32 empty] | Wisconsin Public Service Corp | 100 | Wisconsin Public Service Corp | 100 | Regulated | Dropped - Retired/Planned Retirement by 06/2028
Chilkat Valley | 7467_G_2A | 7467 | G | 2A |  | Combustion Turbine |  |  | Alaska |  | Haines |  |  | 0.5 |  | 1991 | [33 empty] | Inside Passage Elec Coop, Inc | 100 | Inside Passage Elec Coop, Inc | 100 | Regulated | Dropped - in Alaska or in Hawaii or Puerto Rico
Everett Cogen | 7627_G_1 | 7627 | G | 1 |  | Biomass |  |  | Washington |  | Snohomish |  |  | 36 |  | 1996 | 2011 | [32 empty] | Kimberly-Clark Corp | 100 | Kimberly-Clark Corp | 100 | Non-regulated | Dropped - Retired/Planned Retirement by 06/2028 | 1: 14
Oakland Dam Hydroelectric | 10433_G_1 | 10433 | G | 1 |  | Hydro |  |  | Pennsylvania |  | Susquehanna |  |  | 0.5 |  | 1985 | 2011 | [32 empty] | River Bounty Inc | 100 | River Bounty Inc | 100 | Non-regulated | Dropped - Retired/Planned Retirement by 06/2028
Oakland Dam Hydroelectric | 10433_G_2 | 10433 | G | 2 |  | Hydro |  |  | Pennsylvania |  | Susquehanna |  |  | 0.5 |  | 1985 | 2011 | [32 empty] | River Bounty Inc | 100 | River Bounty Inc | 100 | Non-regulated | Dropped - Retired/Planned Retirement by 06/2028
Oakland Dam Hydroelectric | 10433_G_3 | 10433 | G | 3 |  | Hydro |  |  | Pennsylvania |  | Susquehanna |  |  | 0.5 |  | 1985 | 2011 | [32 empty] | River Bounty Inc | 100 | River Bounty Inc | 100 | Non-regulated | Dropped - Retired/Planned Retirement by 06/2028
Palos Verdes Gas to Energy | 10473_G_GEN1 | 10473 | G | GEN1 |  | Landfill Gas |  |  | California |  | Los Angeles |  |  | 2.5 |  | 1988 | 2011 | [32 empty] | Los Angeles County | 50 | Los Angeles County | 50 | Non-regulated | Dropped - Retired/Planned Retirement by 06/2028 | 1: B501; 2: B502
Mt Lassen Power | 54468_G_GEN1 | 54468 | G | GEN1 |  | Biomass |  |  | California |  | Lassen |  |  | 10.5 |  | 1985 | 2011 | [32 empty] | CCP Power Solutions | 100 | CCP Power Solutions | 100 | Non-regulated | Dropped - Retired/Planned Retirement by 06/2028
Durgin & Crowell Lumber | 54870_G_3512 | 54870 | G | 3512 |  | Combustion Turbine |  |  | New Hampshire |  | SULLIVAN |  |  | 1.3 |  | 2003 | 2011 | [32 empty] | Durgin & Crowell Lumber Co | 100 | Durgin & Crowell Lumber Co | 100 | Non-regulated | Dropped - Retired/Planned Retirement by 06/2028
Timberline Trail Gas Recovery | 56525_G_GEN6 | 56525 | G | GEN6 |  | Landfill Gas |  |  | Wisconsin |  | Rusk |  |  | 0.8 |  | 2007 | 2011 | [32 empty] | WM Renewable Energy LLC | 100 | WM Renewable Energy LLC | 100 | Non-regulated | Dropped - Retired/Planned Retirement by 06/2028
Timberline Trail Gas Recovery | 56525_G_GEN7 | 56525 | G | GEN7 |  | Landfill Gas |  |  | Wisconsin |  | Rusk |  |  | 0.8 |  | 2007 | 2011 | [32 empty] | WM Renewable Energy LLC | 100 | WM Renewable Energy LLC | 100 | Non-regulated | Dropped - Retired/Planned Retirement by 06/2028
Middlebury College | 57804_G_1 | 57804 | G | 1 |  | Biomass |  |  | Vermont |  | Addison |  |  | 0.1 |  | 1980 | [33 empty] | Middlebury College Biomass | 100 | Middlebury College Biomass | 100 | Non-regulated | Dropped - Plant is identified as onsite because it is a net buyer of electricity in 2021
Jack McDonough | 710_G_2 | 710 | G | 2 |  | Coal Steam |  |  | Georgia |  | Cobb |  |  | 251 |  | 1964 | 2011 | [32 empty] | Georgia Power Co | 100 | Georgia Power Co | 100 | Regulated | Dropped - Retired/Planned Retirement by 06/2028 | 1: MB2
Venice | 913_G_GT1 | 913 | G | GT1 |  | Combustion Turbine |  |  | Illinois |  | Madison |  |  | 26 |  | 1967 | 2011 | [32 empty] | Union Electric Co - (MO) | 100 | Union Electric Co - (MO) | 100 | Regulated | Dropped - Retired/Planned Retirement by 06/2028
Brooklyn | 1128_G_1 | 1128 | G | 1 |  | Combustion Turbine |  |  | Iowa |  | Poweshiek |  |  | 0.2 |  | 1940 | 2011 | [32 empty] | City of Brooklyn - (IA) | 100 | City of Brooklyn - (IA) | 100 | Regulated | Dropped - Retired/Planned Retirement by 06/2028
Brooklyn | 1128_G_2 | 1128 | G | 2 |  | Combustion Turbine |  |  | Iowa |  | Poweshiek |  |  | 0.2 |  | 1940 | 2011 | [32 empty] | City of Brooklyn - (IA) | 100 | City of Brooklyn - (IA) | 100 | Regulated | Dropped - Retired/Planned Retirement by 06/2028
Brooklyn | 1128_G_3 | 1128 | G | 3 |  | Combustion Turbine |  |  | Iowa |  | Poweshiek |  |  | 0.2 |  | 1947 | 2011 | [32 empty] | City of Brooklyn - (IA) | 100 | City of Brooklyn - (IA) | 100 | Regulated | Dropped - Retired/Planned Retirement by 06/2028
Brooklyn | 1128_G_5 | 1128 | G | 5 |  | Combustion Turbine |  |  | Iowa |  | Poweshiek |  |  | 1 |  | 1964 | 2011 | [32 empty] | City of Brooklyn - (IA) | 100 | City of Brooklyn - (IA) | 100 | Regulated | Dropped - Retired/Planned Retirement by 06/2028
Brooklyn | 1128_G_6 | 1128 | G | 6 |  | Combustion Turbine |  |  | Iowa |  | Poweshiek |  |  | 1.8 |  | 2002 | 2011 | [32 empty] | City of Brooklyn - (IA) | 100 | City of Brooklyn - (IA) | 100 | Regulated | Dropped - Retired/Planned Retirement by 06/2028
Stafford | 1325_G_1 | 1325 | G | 1 |  | Combustion Turbine |  |  | Kansas |  | Stafford |  |  | 0.9 |  | 1960 | 2011 | [32 empty] | City of Stafford - (KS) | 100 | City of Stafford - (KS) | 100 | Regulated | Dropped - Retired/Planned Retirement by 06/2028
Stafford | 1325_G_2 | 1325 | G | 2 |  | Combustion Turbine |  |  | Kansas |  | Stafford |  |  | 0.9 |  | 1953 | 2011 | [32 empty] | City of Stafford - (KS) | 100 | City of Stafford - (KS) | 100 | Regulated | Dropped - Retired/Planned Retirement by 06/2028
Stafford | 1325_G_3 | 1325 | G | 3 |  | Combustion Turbine |  |  | Kansas |  | Stafford |  |  | 0.8 |  | 1958 | 2011 | [32 empty] | City of Stafford - (KS) | 100 | City of Stafford - (KS) | 100 | Regulated | Dropped - Retired/Planned Retirement by 06/2028
Nine Mile Point | 1403_G_1 | 1403 | G | 1 |  | O/G Steam |  |  | Louisiana |  | Jefferson |  |  | 50 |  | 1951 | 2011 | [32 empty] | Entergy Louisiana LLC | 100 | Entergy Louisiana LLC | 100 | Regulated | Dropped - Retired/Planned Retirement by 06/2028 | bar: 1
Nine Mile Point | 1403_G_2 | 1403 | G | 2 |  | O/G Steam |  |  | Louisiana |  | Jefferson |  |  | 107 |  | 1953 | 2011 | [32 empty] | Entergy Louisiana LLC | 100 | Entergy Louisiana LLC | 100 | Regulated | Dropped - Retired/Planned Retirement by 06/2028 | 1: 2
Michoud | 1409_G_1 | 1409 | G | 1 |  | O/G Steam |  |  | Louisiana |  | Orleans |  |  | 65 |  | 1957 | 2011 | [32 empty] | Entergy New Orleans, LLC | 100 | Entergy New Orleans, LLC | 100 | Regulated | Dropped - Retired/Planned Retirement by 06/2028 | bar: 1
Viaduct | 2096_G_1 | 2096 | G | 1 |  | Combustion Turbine |  |  | Missouri |  | Cape Girardeau |  |  | 25 |  | 1967 | 2011 | [32 empty] | Union Electric Co - (MO) | 100 | Union Electric Co - (MO) | 100 | Regulated | Dropped - Retired/Planned Retirement by 06/2028
Trenton Diesel | 2163_G_4 | 2163 | G | 4 |  | Combustion Turbine |  |  | Missouri |  | Grundy |  |  | 0.9 |  | 1948 | 2011 | [32 empty] | Trenton Municipal Utilities - (MO) | 100 | Trenton Municipal Utilities - (MO) | 100 | Regulated | Dropped - Retired/Planned Retirement by 06/2028
W H Weatherspoon | 2716_G_1 | 2716 | G | 1 |  | Coal Steam |  |  | North Carolina |  | Robeson |  |  | 48 |  | 1949 | 2011 | [32 empty] | Duke Energy Progress - (NC) | 100 | Duke Energy Progress - (NC) | 100 | Regulated | Dropped - Retired/Planned Retirement by 06/2028 | bar: 1
W H Weatherspoon | 2716_G_2 | 2716 | G | 2 |  | Coal Steam |  |  | North Carolina |  | Robeson |  |  | 48 |  | 1950 | 2011 | [32 empty] | Duke Energy Progress - (NC) | 100 | Duke Energy Progress - (NC) | 100 | Regulated | Dropped - Retired/Planned Retirement by 06/2028 | 1: 2
W H Weatherspoon | 2716_G_3 | 2716 | G | 3 |  | Coal Steam |  |  | North Carolina |  | Robeson |  |  | 74 |  | 1952 | 2011 | [32 empty] | Duke Energy Progress - (NC) | 100 | Duke Energy Progress - (NC) | 100 | Regulated | Dropped - Retired/Planned Retirement by 06/2028 | 1: 3
Manitowoc | 4125_G_4 | 4125 | G | 4 |  | Coal Steam |  |  | Wisconsin |  | Manitowoc |  |  | 9.5 |  | 1950 | 2011 | [32 empty] | Manitowoc Public Utilities | 100 | Manitowoc Public Utilities | 100 | Regulated | Dropped - Retired/Planned Retirement by 06/2028 | 1: 5; 2: 6; 3: 7
Nelson Plant Generators | 54245_G_EXI1 | 54245 | G | EXI1 |  | Combustion Turbine |  |  | Arizona |  | Yavapai |  |  | 1.1 |  | 1990 | 2011 | [32 empty] | Chemical Lime Co | 100 | Chemical Lime Co | 100 | Non-regulated | Dropped - Retired/Planned Retirement by 06/2028
San Gorgonio Windplant WPP1993 | 54454_G_GEN3 | 54454 | G | GEN3 |  | Onshore Wind |  |  | California |  | Riverside |  |  | 34.5 |  | 1994 | 2011 | [32 empty] | FPL Energy Operating Services, Inc. | 100 | FPL Energy Operating Services, Inc. | 100 | Non-regulated | Dropped - Retired/Planned Retirement by 06/2028
Morris Genco LLC | 55774_G_MO1 | 55774 | G | MO1 |  | Landfill Gas |  |  | Illinois |  | Grundy |  |  | 1.3 |  | 2001 | 2011 | [32 empty] | Illinois Electricial Gen Partn | 100 | Illinois Electricial Gen Partn | 100 | Non-regulated | Dropped - Retired/Planned Retirement by 06/2028
Morris Genco LLC | 55774_G_MO2 | 55774 | G | MO2 |  | Landfill Gas |  |  | Illinois |  | Grundy |  |  | 1.3 |  | 2001 | 2011 | [32 empty] | Illinois Electricial Gen Partn | 100 | Illinois Electricial Gen Partn | 100 | Non-regulated | Dropped - Retired/Planned Retirement by 06/2028
Morris Genco LLC | 55774_G_MO3 | 55774 | G | MO3 |  | Landfill Gas |  |  | Illinois |  | Grundy |  |  | 1.3 |  | 2001 | 2011 | [32 empty] | Illinois Electricial Gen Partn | 100 | Illinois Electricial Gen Partn | 100 | Non-regulated | Dropped - Retired/Planned Retirement by 06/2028
Maricopa Solar | 57140_G_01 | 57140 | G | 01 |  | Solar Thermal |  |  | Arizona |  | Maricopa |  |  | 1.5 |  | 2009 | 2011 | [32 empty] | Estate of Maricopa Solar LLC | 100 | Estate of Maricopa Solar LLC | 100 | Non-regulated | Dropped - Retired/Planned Retirement by 06/2028
Norton | 1310_G_1 | 1310 | G | 1 |  | Combustion Turbine |  |  | Kansas |  | NORTON |  |  | 0.9 |  | 1955 | 2011 | [32 empty] | City of Norton | 100 | City of Norton | 100 | Regulated | Dropped - Retired/Planned Retirement by 06/2028
Norton | 1310_G_2 | 1310 | G | 2 |  | Combustion Turbine |  |  | Kansas |  | NORTON |  |  | 1.3 |  | 1960 | 2011 | [32 empty] | City of Norton | 100 | City of Norton | 100 | Regulated | Dropped - Retired/Planned Retirement by 06/2028
Norton | 1310_G_3 | 1310 | G | 3 |  | Combustion Turbine |  |  | Kansas |  | NORTON |  |  | 2.4 |  | 1963 | 2011 | [32 empty] | City of Norton | 100 | City of Norton | 100 | Regulated | Dropped - Retired/Planned Retirement by 06/2028
Norton | 1310_G_4 | 1310 | G | 4 |  | Combustion Turbine |  |  | Kansas |  | NORTON |  |  | 3.1 |  | 1968 | 2011 | [32 empty] | City of Norton | 100 | City of Norton | 100 | Regulated | Dropped - Retired/Planned Retirement by 06/2028
Norton | 1310_G_5 | 1310 | G | 5 |  | Combustion Turbine |  |  | Kansas |  | NORTON |  |  | 2.2 |  | 1977 | 2011 | [32 empty] | City of Norton | 100 | City of Norton | 100 | Regulated | Dropped - Retired/Planned Retirement by 06/2028
Owensville | 2149_G_3A | 2149 | G | 3A |  | Combustion Turbine |  |  | Missouri |  | Gasconade |  |  | 1.8 |  | 1998 | 2011 | [32 empty] | City of Owensville - (MO) | 100 | City of Owensville - (MO) | 100 | Regulated | Dropped - Retired/Planned Retirement by 06/2028
Owensville | 2149_G_4A | 2149 | G | 4A |  | Combustion Turbine |  |  | Missouri |  | Gasconade |  |  | 1.3 |  | 1989 | 2011 | [32 empty] | City of Owensville - (MO) | 100 | City of Owensville - (MO) | 100 | Regulated | Dropped - Retired/Planned Retirement by 06/2028
Owensville | 2149_G_4B | 2149 | G | 4B |  | Combustion Turbine |  |  | Missouri |  | Gasconade |  |  | 1.8 |  | 1998 | 2011 | [32 empty] | City of Owensville - (MO) | 100 | City of Owensville - (MO) | 100 | Regulated | Dropped - Retired/Planned Retirement by 06/2028
Owensville | 2149_G_5 | 2149 | G | 5 |  | Combustion Turbine |  |  | Missouri |  | Gasconade |  |  | 1.3 |  | 1966 | 2011 | [32 empty] | City of Owensville - (MO) | 100 | City of Owensville - (MO) | 100 | Regulated | Dropped - Retired/Planned Retirement by 06/2028
Owensville | 2149_G_6 | 2149 | G | 6 |  | Combustion Turbine |  |  | Missouri |  | Gasconade |  |  | 1.8 |  | 1999 | 2011 | [32 empty] | City of Owensville - (MO) | 100 | City of Owensville - (MO) | 100 | Regulated | Dropped - Retired/Planned Retirement by 06/2028
Owensville | 2149_G_6A | 2149 | G | 6A |  | Combustion Turbine |  |  | Missouri |  | Gasconade |  |  | 1.8 |  | 1999 | 2011 | [32 empty] | City of Owensville - (MO) | 100 | City of Owensville - (MO) | 100 | Regulated | Dropped - Retired/Planned Retirement by 06/2028
Hamilton (OH) | 2917_G_GT1 | 2917 | G | GT1 |  | Combustion Turbine |  |  | Ohio |  | Butler |  |  | 8 |  | 1964 | 2011 | [32 empty] | City of Hamilton - (OH) | 100 | City of Hamilton - (OH) | 100 | Regulated | Dropped - Retired/Planned Retirement by 06/2028
Emmonak | 6314_G_2 | 6314 | G | 2 |  | Combustion Turbine |  |  | Alaska |  | Kusilvak |  |  | 0.3 |  | 1977 | [33 empty] | Alaska Village Elec Coop, Inc | 100 | Alaska Village Elec Coop, Inc | 100 | Regulated | Dropped - in Alaska or in Hawaii or Puerto Rico
Freeport Energy | 52120_G_G-62 | 52120 | G | G-62 |  | Combined Cycle |  |  | Texas |  | Brazoria |  |  | 68.3 |  | 1982 | [33 empty] | Olin Blue Cube Operations | 100 | Olin Blue Cube Operations | 100 | Non-regulated | Dropped - Plant is identified as onsite because it is a net buyer of electricity in 2021
Fellsway Development LLC | 54992_G_CAT1 | 54992 | G | CAT1 |  | Combustion Turbine |  |  | Massachusetts |  | Middlesex |  |  | 0.7 |  | 1972 | 2011 | [32 empty] | Fellsway Development LLC | 100 | Fellsway Development LLC | 100 | Non-regulated | Dropped - Retired/Planned Retirement by 06/2028
Fellsway Development LLC | 54992_G_CAT2 | 54992 | G | CAT2 |  | Combustion Turbine |  |  | Massachusetts |  | Middlesex |  |  | 0.8 |  | 1976 | 2011 | [32 empty] | Fellsway Development LLC | 100 | Fellsway Development LLC | 100 | Non-regulated | Dropped - Retired/Planned Retirement by 06/2028
Fellsway Development LLC | 54992_G_GT | 54992 | G | GT |  | Combustion Turbine |  |  | Massachusetts |  | Middlesex |  |  | 0.6 |  | 1969 | 2011 | [32 empty] | Fellsway Development LLC | 100 | Fellsway Development LLC | 100 | Non-regulated | Dropped - Retired/Planned Retirement by 06/2028
Fellsway Development LLC | 54992_G_ST | 54992 | G | ST |  | Biomass |  |  | Massachusetts |  | Middlesex |  |  | 0.2 |  | 1996 | 2011 | [32 empty] | Fellsway Development LLC | 100 | Fellsway Development LLC | 100 | Non-regulated | Dropped - Retired/Planned Retirement by 06/2028
Geneva Energy LLC | 55174_G_LM2 | 55174 | G | LM2 |  | Tires |  |  | Illinois |  | Cook |  |  | 19.9 |  | 2008 | 2011 | [32 empty] | Geneva Energy LLC | 100 | Geneva Energy LLC | 100 | Non-regulated | Dropped - Retired/Planned Retirement by 06/2028
Bolivar | 55929_G_1 | 55929 | G | 1 |  | Combustion Turbine |  |  | Tennessee |  | Hardeman |  |  | 1.8 |  | 2001 | 2011 | [32 empty] | Bolivar Energy Authority | 100 | Bolivar Energy Authority | 100 | Regulated | Dropped - Retired/Planned Retirement by 06/2028
Bolivar | 55929_G_10 | 55929 | G | 10 |  | Combustion Turbine |  |  | Tennessee |  | Hardeman |  |  | 1.8 |  | 2001 | 2011 | [32 empty] | Bolivar Energy Authority | 100 | Bolivar Energy Authority | 100 | Regulated | Dropped - Retired/Planned Retirement by 06/2028
Bolivar | 55929_G_2 | 55929 | G | 2 |  | Combustion Turbine |  |  | Tennessee |  | Hardeman |  |  | 1.8 |  | 2001 | 2011 | [32 empty] | Bolivar Energy Authority | 100 | Bolivar Energy Authority | 100 | Regulated | Dropped - Retired/Planned Retirement by 06/2028
Bolivar | 55929_G_3 | 55929 | G | 3 |  | Combustion Turbine |  |  | Tennessee |  | Hardeman |  |  | 1.8 |  | 2001 | 2011 | [32 empty] | Bolivar Energy Authority | 100 | Bolivar Energy Authority | 100 | Regulated | Dropped - Retired/Planned Retirement by 06/2028
Bolivar | 55929_G_4 | 55929 | G | 4 |  | Combustion Turbine |  |  | Tennessee |  | Hardeman |  |  | 1.8 |  | 2001 | 2011 | [32 empty] | Bolivar Energy Authority | 100 | Bolivar Energy Authority | 100 | Regulated | Dropped - Retired/Planned Retirement by 06/2028
Bolivar | 55929_G_5 | 55929 | G | 5 |  | Combustion Turbine |  |  | Tennessee |  | Hardeman |  |  | 1.8 |  | 2001 | 2011 | [32 empty] | Bolivar Energy Authority | 100 | Bolivar Energy Authority | 100 | Regulated | Dropped - Retired/Planned Retirement by 06/2028
Bolivar | 55929_G_6 | 55929 | G | 6 |  | Combustion Turbine |  |  | Tennessee |  | Hardeman |  |  | 1.8 |  | 2001 | 2011 | [32 empty] | Bolivar Energy Authority | 100 | Bolivar Energy Authority | 100 | Regulated | Dropped - Retired/Planned Retirement by 06/2028
Bolivar | 55929_G_7 | 55929 | G | 7 |  | Combustion Turbine |  |  | Tennessee |  | Hardeman |  |  | 1.8 |  | 2001 | 2011 | [32 empty] | Bolivar Energy Authority | 100 | Bolivar Energy Authority | 100 | Regulated | Dropped - Retired/Planned Retirement by 06/2028
Bolivar | 55929_G_8 | 55929 | G | 8 |  | Combustion Turbine |  |  | Tennessee |  | Hardeman |  |  | 1.8 |  | 2001 | 2011 | [32 empty] | Bolivar Energy Authority | 100 | Bolivar Energy Authority | 100 | Regulated | Dropped - Retired/Planned Retirement by 06/2028
Bolivar | 55929_G_9 | 55929 | G | 9 |  | Combustion Turbine |  |  | Tennessee |  | Hardeman |  |  | 1.8 |  | 2001 | 2011 | [32 empty] | Bolivar Energy Authority | 100 | Bolivar Energy Authority | 100 | Regulated | Dropped - Retired/Planned Retirement by 06/2028
Mascoutah | 950_G_IC1 | 950 | G | IC1 |  | Combustion Turbine |  |  | Illinois |  | SAINT CLAIR |  |  | 0.5 |  | 1946 | 2011 | [32 empty] | City of Mascoutah - (IL) | 100 | City of Mascoutah - (IL) | 100 | Regulated | Dropped - Retired/Planned Retirement by 06/2028
Mascoutah | 950_G_IC2 | 950 | G | IC2 |  | Combustion Turbine |  |  | Illinois |  | SAINT CLAIR |  |  | 0.5 |  | 1946 | 2011 | [32 empty] | City of Mascoutah - (IL) | 100 | City of Mascoutah - (IL) | 100 | Regulated | Dropped - Retired/Planned Retirement by 06/2028
Mascoutah | 950_G_IC3 | 950 | G | IC3 |  | Combustion Turbine |  |  | Illinois |  | SAINT CLAIR |  |  | 1 |  | 1954 | 2011 | [32 empty] | City of Mascoutah - (IL) | 100 | City of Mascoutah - (IL) | 100 | Regulated | Dropped - Retired/Planned Retirement by 06/2028
Mascoutah | 950_G_IC4 | 950 | G | IC4 |  | Combustion Turbine |  |  | Illinois |  | SAINT CLAIR |  |  | 2 |  | 1968 | 2011 | [32 empty] | City of Mascoutah - (IL) | 100 | City of Mascoutah - (IL) | 100 | Regulated | Dropped - Retired/Planned Retirement by 06/2028
Mascoutah | 950_G_IC5 | 950 | G | IC5 |  | Combustion Turbine |  |  | Illinois |  | SAINT CLAIR |  |  | 2.3 |  | 1973 | 2011 | [32 empty] | City of Mascoutah - (IL) | 100 | City of Mascoutah - (IL) | 100 | Regulated | Dropped - Retired/Planned Retirement by 06/2028
Moorhead | 1995_G_6 | 1995 | G | 6 |  | Combustion Turbine |  |  | Minnesota |  | Clay |  |  | 5.9 |  | 1961 | 2011 | [32 empty] | City of Moorhead - (MN) | 100 | City of Moorhead - (MN) | 100 | Regulated | Dropped - Retired/Planned Retirement by 06/2028
Trenton Diesel | 2163_G_5 | 2163 | G | 5 |  | Combustion Turbine |  |  | Missouri |  | Grundy |  |  | 1 |  | 1952 | 2011 | [32 empty] | Trenton Municipal Utilities - (MO) | 100 | Trenton Municipal Utilities - (MO) | 100 | Regulated | Dropped - Retired/Planned Retirement by 06/2028
Edenton Generators | 7429_G_1 | 7429 | G | 1 |  | Combustion Turbine |  |  | North Carolina |  | Chowan |  |  | 1.2 |  | 1988 | 2011 | [32 empty] | Town of Edenton - (NC) | 100 | Town of Edenton - (NC) | 100 | Regulated | Dropped - Retired/Planned Retirement by 06/2028
Dutch Harbor | 7502_G_1 | 7502 | G | 1 |  | Combustion Turbine |  |  | Alaska |  | Aleutians West |  |  | 0.3 |  | 1985 | [33 empty] | City of Unalaska - (AK) | 100 | City of Unalaska - (AK) | 100 | Regulated | Dropped - in Alaska or in Hawaii or Puerto Rico
Dutch Harbor | 7502_G_2 | 7502 | G | 2 |  | Combustion Turbine |  |  | Alaska |  | Aleutians West |  |  | 0.3 |  | 1987 | [33 empty] | City of Unalaska - (AK) | 100 | City of Unalaska - (AK) | 100 | Regulated | Dropped - in Alaska or in Hawaii or Puerto Rico
Dutch Harbor | 7502_G_3 | 7502 | G | 3 |  | Combustion Turbine |  |  | Alaska |  | Aleutians West |  |  | 0.5 |  | 1986 | [33 empty] | City of Unalaska - (AK) | 100 | City of Unalaska - (AK) | 100 | Regulated | Dropped - in Alaska or in Hawaii or Puerto Rico
Dutch Harbor | 7502_G_4 | 7502 | G | 4 |  | Combustion Turbine |  |  | Alaska |  | Aleutians West |  |  | 0.7 |  | 1986 | [33 empty] | City of Unalaska - (AK) | 100 | City of Unalaska - (AK) | 100 | Regulated | Dropped - in Alaska or in Hawaii or Puerto Rico
Dutch Harbor | 7502_G_5 | 7502 | G | 5 |  | Combustion Turbine |  |  | Alaska |  | Aleutians West |  |  | 0.5 |  | 1985 | [33 empty] | City of Unalaska - (AK) | 100 | City of Unalaska - (AK) | 100 | Regulated | Dropped - in Alaska or in Hawaii or Puerto Rico
Dutch Harbor | 7502_G_6 | 7502 | G | 6 |  | Combustion Turbine |  |  | Alaska |  | Aleutians West |  |  | 1.2 |  | 1985 | [33 empty] | City of Unalaska - (AK) | 100 | City of Unalaska - (AK) | 100 | Regulated | Dropped - in Alaska or in Hawaii or Puerto Rico
Alvarado Hydro Facility | 54242_G_AHF | 54242 | G | AHF |  | Hydro |  |  | California |  | San Diego |  |  | 1.4 |  | 1985 | 2011 | [32 empty] | San Diego County Water Auth | 100 | San Diego County Water Auth | 100 | Non-regulated | Dropped - Retired/Planned Retirement by 06/2028
Southbridge Energy Center LLC | 54373_G_ENG5 | 54373 | G | ENG5 |  | Combustion Turbine |  |  | Massachusetts |  | Worcester |  |  | 1.3 |  | 2001 | 2011 | [32 empty] | AE Operations LLC | 100 | AE Operations LLC | 100 | Non-regulated | Dropped - Retired/Planned Retirement by 06/2028
Unisea G 2 | 54422_G_CAT1 | 54422 | G | CAT1 |  | Combustion Turbine |  |  | Alaska |  | Aleutians West |  |  | 0.8 |  | 1979 | [33 empty] | Unisea Inc | 100 | Unisea Inc | 100 | Non-regulated | Dropped - in Alaska or in Hawaii or Puerto Rico
Unisea G 2 | 54422_G_CAT2 | 54422 | G | CAT2 |  | Combustion Turbine |  |  | Alaska |  | Aleutians West |  |  | 0.9 |  | 1973 | [33 empty] | Unisea Inc | 100 | Unisea Inc | 100 | Non-regulated | Dropped - in Alaska or in Hawaii or Puerto Rico
Sunoco Eagle Point Refinery | 55113_G_TR1 | 55113 | G | TR1 |  | Fossil Waste |  |  | New Jersey |  | Gloucester |  |  | 7 |  | 1949 | 2011 | [32 empty] | Sunoco Inc | 100 | Sunoco Inc | 100 | Non-regulated | Dropped - Retired/Planned Retirement by 06/2028
Sunoco Eagle Point Refinery | 55113_G_TR2 | 55113 | G | TR2 |  | Fossil Waste |  |  | New Jersey |  | Gloucester |  |  | 7 |  | 1949 | 2011 | [32 empty] | Sunoco Inc | 100 | Sunoco Inc | 100 | Non-regulated | Dropped - Retired/Planned Retirement by 06/2028
Sunoco Eagle Point Refinery | 55113_G_TR3 | 55113 | G | TR3 |  | Fossil Waste |  |  | New Jersey |  | Gloucester |  |  | 7 |  | 1949 | 2011 | [32 empty] | Sunoco Inc | 100 | Sunoco Inc | 100 | Non-regulated | Dropped - Retired/Planned Retirement by 06/2028
Cytec 1, 2 & 3 | 56257_G_CY 1 | 56257 | G | CY 1 |  | Combustion Turbine |  |  | Connecticut |  | New Haven |  |  | 1.8 |  | 2005 | 2011 | [32 empty] | Apex Power Contracting and Consulting | 100 | Apex Power Contracting and Consulting | 100 | Regulated | Dropped - Retired/Planned Retirement by 06/2028
Cytec 1, 2 & 3 | 56257_G_CY 2 | 56257 | G | CY 2 |  | Combustion Turbine |  |  | Connecticut |  | New Haven |  |  | 1.8 |  | 2005 | 2011 | [32 empty] | Apex Power Contracting and Consulting | 100 | Apex Power Contracting and Consulting | 100 | Regulated | Dropped - Retired/Planned Retirement by 06/2028
Cytec 1, 2 & 3 | 56257_G_CY 3 | 56257 | G | CY 3 |  | Combustion Turbine |  |  | Connecticut |  | New Haven |  |  | 1.8 |  | 2006 | 2011 | [32 empty] | Apex Power Contracting and Consulting | 100 | Apex Power Contracting and Consulting | 100 | Regulated | Dropped - Retired/Planned Retirement by 06/2028
Miami Wabash | 1006_G_4 | 1006 | G | 4 |  | Combustion Turbine |  |  | Indiana |  | Wabash |  |  | 16 |  | 1968 | 2011 | [32 empty] | Duke Energy Indiana, LLC | 100 | Duke Energy Indiana, LLC | 100 | Regulated | Dropped - Retired/Planned Retirement by 06/2028
Somerset Station | 1613_G_JET2 | 1613 | G | JET2 |  | Combustion Turbine |  |  | Massachusetts |  | Bristol |  |  | 18.3 |  | 1971 | 2011 | [32 empty] | Somerset Power LLC | 100 | Somerset Power LLC | 100 | Non-regulated | Dropped - Retired/Planned Retirement by 06/2028
Natchez | 2052_G_1 | 2052 | G | 1 |  | O/G Steam |  |  | Mississippi |  | Adams |  |  | 73 |  | 1951 | 2011 | [32 empty] | Entergy Mississippi LLC | 100 | Entergy Mississippi LLC | 100 | Regulated | Dropped - Retired/Planned Retirement by 06/2028 | bar: 1
Rex Brown | 2053_G_1 | 2053 | G | 1 |  | O/G Steam |  |  | Mississippi |  | Hinds |  |  | 15 |  | 1948 | 2011 | [32 empty] | Entergy Mississippi LLC | 100 | Entergy Mississippi LLC | 100 | Regulated | Dropped - Retired/Planned Retirement by 06/2028 | bar: 1 to 2
Coleman | 2158_G_IC1 | 2158 | G | IC1 |  | Combustion Turbine |  |  | Missouri |  | Scott |  |  | 2 |  | 1965 | 2011 | [32 empty] | City of Sikeston - (MO) | 100 | City of Sikeston - (MO) | 100 | Regulated | Dropped - Retired/Planned Retirement by 06/2028
Coleman | 2158_G_IC2 | 2158 | G | IC2 |  | Combustion Turbine |  |  | Missouri |  | Scott |  |  | 2.3 |  | 1967 | 2011 | [32 empty] | City of Sikeston - (MO) | 100 | City of Sikeston - (MO) | 100 | Regulated | Dropped - Retired/Planned Retirement by 06/2028
Oneida Casino | 7602_G_1 | 7602 | G | 1 |  | Combustion Turbine |  |  | Wisconsin |  | Brown |  |  | 1.8 |  | 1996 | 2011 | [32 empty] | Wisconsin Public Service Corp | 100 | Wisconsin Public Service Corp | 100 | Regulated | Dropped - Retired/Planned Retirement by 06/2028
Oneida Casino | 7602_G_2 | 7602 | G | 2 |  | Combustion Turbine |  |  | Wisconsin |  | Brown |  |  | 1.8 |  | 1996 | 2011 | [32 empty] | Wisconsin Public Service Corp | 100 | Wisconsin Public Service Corp | 100 | Regulated | Dropped - Retired/Planned Retirement by 06/2028
LaO Energy Systems | 52006_G_GEN8 | 52006 | G | GEN8 |  | Combined Cycle |  |  | Louisiana |  | Iberville |  |  | 95 |  | 1983 | 2011 | [32 empty] | Dow Chemical Co | 100 | Dow Chemical Co | 100 | Non-regulated | Dropped - Retired/Planned Retirement by 06/2028
Glines Hydroelectric Project | 54050_G_GEN1 | 54050 | G | GEN1 |  | Hydro |  |  | Washington |  | Clallam |  |  | 6 |  | 1927 | 2011 | [32 empty] | U S Bureau of Reclamation | 100 | U S Bureau of Reclamation | 100 | Regulated | Dropped - Retired/Planned Retirement by 06/2028
Elwha Hydroelectric Project | 54051_G_GEN1 | 54051 | G | GEN1 |  | Hydro |  |  | Washington |  | Clallam |  |  | 3 |  | 1914 | 2011 | [32 empty] | U S Bureau of Reclamation | 100 | U S Bureau of Reclamation | 100 | Regulated | Dropped - Retired/Planned Retirement by 06/2028
Elwha Hydroelectric Project | 54051_G_GEN2 | 54051 | G | GEN2 |  | Hydro |  |  | Washington |  | Clallam |  |  | 3 |  | 1914 | 2011 | [32 empty] | U S Bureau of Reclamation | 100 | U S Bureau of Reclamation | 100 | Regulated | Dropped - Retired/Planned Retirement by 06/2028
Elwha Hydroelectric Project | 54051_G_GEN3 | 54051 | G | GEN3 |  | Hydro |  |  | Washington |  | Clallam |  |  | 3.2 |  | 1922 | 2011 | [32 empty] | U S Bureau of Reclamation | 100 | U S Bureau of Reclamation | 100 | Regulated | Dropped - Retired/Planned Retirement by 06/2028
Elwha Hydroelectric Project | 54051_G_GEN4 | 54051 | G | GEN4 |  | Hydro |  |  | Washington |  | Clallam |  |  | 3.3 |  | 1922 | 2011 | [32 empty] | U S Bureau of Reclamation | 100 | U S Bureau of Reclamation | 100 | Regulated | Dropped - Retired/Planned Retirement by 06/2028
Spartanburg Water System | 54675_G_DI1 | 54675 | G | DI1 |  | Combustion Turbine |  |  | South Carolina |  | Spartanburg |  |  | 1.6 |  | 1998 | [33 empty] | Spartanburg Commissioners PW | 100 | Spartanburg Commissioners PW | 100 | Non-regulated | Dropped - Plant is identified as onsite because it is a net buyer of electricity in 2021
Grays Harbor Paper LP | 57105_G_1ST | 57105 | G | 1ST |  | Biomass |  |  | Washington |  | Grays Harbor |  |  | 3 |  | 2005 | 2011 | [32 empty] | Grays Harbor Paper LP | 100 | Grays Harbor Paper LP | 100 | Non-regulated | Dropped - Retired/Planned Retirement by 06/2028
Grays Harbor Paper LP | 57105_G_2ST | 57105 | G | 2ST |  | Biomass |  |  | Washington |  | Grays Harbor |  |  | 5 |  | 2007 | 2011 | [32 empty] | Grays Harbor Paper LP | 100 | Grays Harbor Paper LP | 100 | Non-regulated | Dropped - Retired/Planned Retirement by 06/2028
Grays Harbor Paper LP | 57105_G_3ST | 57105 | G | 3ST |  | Biomass |  |  | Washington |  | Grays Harbor |  |  | 7.5 |  | 2007 | 2011 | [32 empty] | Grays Harbor Paper LP | 100 | Grays Harbor Paper LP | 100 | Non-regulated | Dropped - Retired/Planned Retirement by 06/2028
Buck | 2720_G_3 | 2720 | G | 3 |  | Coal Steam |  |  | North Carolina |  | Rowan |  |  | 75 |  | 1941 | 2011 | [32 empty] | Duke Energy Carolinas, LLC | 100 | Duke Energy Carolinas, LLC | 100 | Regulated | Dropped - Retired/Planned Retirement by 06/2028 | 1: 5; 2: 6
Buck | 2720_G_4 | 2720 | G | 4 |  | Coal Steam |  |  | North Carolina |  | Rowan |  |  | 38 |  | 1942 | 2011 | [32 empty] | Duke Energy Carolinas, LLC | 100 | Duke Energy Carolinas, LLC | 100 | Regulated | Dropped - Retired/Planned Retirement by 06/2028 | 1: 7
Cromby Generating Station | 3159_G_1 | 3159 | G | 1 |  | Coal Steam |  |  | Pennsylvania |  | Chester |  |  | 144 |  | 1954 | 2011 | [32 empty] | Constellation Power, Inc | 100 | Constellation Power, Inc | 100 | Non-regulated | Dropped - Retired/Planned Retirement by 06/2028 | bar: 1
Eddystone Generating Station | 3161_G_1 | 3161 | G | 1 |  | Coal Steam |  |  | Pennsylvania |  | Delaware |  |  | 279 |  | 1960 | 2011 | [32 empty] | Constellation Power, Inc | 100 | Constellation Power, Inc | 100 | Non-regulated | Dropped - Retired/Planned Retirement by 06/2028 | bar: 1
Hopkinton | 8108_G_IC2 | 8108 | G | IC2 |  | Combustion Turbine |  |  | Iowa |  | Delaware |  |  | 1.7 |  | 1994 | 2011 | [32 empty] | City of Hopkinton - (IA) | 100 | City of Hopkinton - (IA) | 100 | Regulated | Dropped - Retired/Planned Retirement by 06/2028
Ashland Inc | 10207_G_GEN1 | 10207 | G | GEN1 |  | Coal Steam |  |  | Missouri |  | Pike |  |  | 8.6 |  | 1943 | 2011 | [32 empty] | Ashland Inc | 100 | Ashland Inc | 100 | Non-regulated | Dropped - Retired/Planned Retirement by 06/2028
Ashland Inc | 10207_G_GEN2 | 10207 | G | GEN2 |  | Coal Steam |  |  | Missouri |  | Pike |  |  | 8.6 |  | 1943 | 2011 | [32 empty] | Ashland Inc | 100 | Ashland Inc | 100 | Non-regulated | Dropped - Retired/Planned Retirement by 06/2028
Lavalley Lumber LLC | 50914_G_1500 | 50914 | G | 1500 |  | Biomass |  |  | Maine |  | York |  |  | 1.2 |  | 1989 | 2011 | [32 empty] | Lavalley Lumber LLC | 100 | Lavalley Lumber LLC | 100 | Non-regulated | Dropped - Retired/Planned Retirement by 06/2028
IVEX Packaging | 52032_G_0001 | 52032 | G | 0001 |  | Combustion Turbine |  |  | Illinois |  | Will |  |  | 3.5 |  | 1988 | 2011 | [32 empty] | IVEX Packaging Paper LLC | 100 | IVEX Packaging Paper LLC | 100 | Non-regulated | Dropped - Retired/Planned Retirement by 06/2028
Capitol Heat and Power | 54406_G_1 | 54406 | G | 1 |  | O/G Steam |  |  | Wisconsin |  | Dane |  |  | 0.9 |  | 1963 | 2011 | [32 empty] | State of Wisconsin | 100 | State of Wisconsin | 100 | Non-regulated | Dropped - Retired/Planned Retirement by 06/2028
Capitol Heat and Power | 54406_G_2 | 54406 | G | 2 |  | O/G Steam |  |  | Wisconsin |  | Dane |  |  | 1 |  | 1964 | 2011 | [32 empty] | State of Wisconsin | 100 | State of Wisconsin | 100 | Non-regulated | Dropped - Retired/Planned Retirement by 06/2028
Mansfield | 55046_G_GEN1 | 55046 | G | GEN1 |  | Combustion Turbine |  |  | Massachusetts |  | Bristol |  |  | 1 |  | 1993 | 2011 | [32 empty] | Archer Daniels Midland Co | 100 | Archer Daniels Midland Co | 100 | Non-regulated | Dropped - Retired/Planned Retirement by 06/2028
Mansfield | 55046_G_GEN2 | 55046 | G | GEN2 |  | Combustion Turbine |  |  | Massachusetts |  | Bristol |  |  | 1 |  | 1993 | 2011 | [32 empty] | Archer Daniels Midland Co | 100 | Archer Daniels Midland Co | 100 | Non-regulated | Dropped - Retired/Planned Retirement by 06/2028
Mansfield | 55046_G_GEN3 | 55046 | G | GEN3 |  | Combustion Turbine |  |  | Massachusetts |  | Bristol |  |  | 1 |  | 1993 | 2011 | [32 empty] | Archer Daniels Midland Co | 100 | Archer Daniels Midland Co | 100 | Non-regulated | Dropped - Retired/Planned Retirement by 06/2028
Peru (IL) | 955_G_10 | 955 | G | 10 |  | Combustion Turbine |  |  | Illinois |  | LaSalle |  |  | 2 |  | 2003 | 2011 | [32 empty] | City of Peru - (IL) | 100 | City of Peru - (IL) | 100 | Regulated | Dropped - Retired/Planned Retirement by 06/2028
Rolls Royce | 54286_G_63F5 | 54286 | G | 63F5 |  | Combustion Turbine |  |  | Indiana |  | Marion |  |  | 2.1 |  | 1963 | 2011 | [32 empty] | Rolls Royce Corp | 100 | Rolls Royce Corp | 100 | Non-regulated | Dropped - Retired/Planned Retirement by 06/2028
Southbridge Energy Center LLC | 54373_G_ENG1 | 54373 | G | ENG1 |  | Combustion Turbine |  |  | Massachusetts |  | Worcester |  |  | 1.3 |  | 2001 | 2011 | [32 empty] | AE Operations LLC | 100 | AE Operations LLC | 100 | Non-regulated | Dropped - Retired/Planned Retirement by 06/2028
Snake River | 90_G_11 | 90 | G | 11 |  | Combustion Turbine |  |  | Alaska |  | Nome |  |  | 1.5 |  | 1988 | [33 empty] | Nome Joint Utility Systems | 100 | Nome Joint Utility Systems | 100 | Regulated | Dropped - in Alaska or in Hawaii or Puerto Rico
Snake River | 90_G_9 | 90 | G | 9 |  | Combustion Turbine |  |  | Alaska |  | Nome |  |  | 2.9 |  | 1985 | [33 empty] | Nome Joint Utility Systems | 100 | Nome Joint Utility Systems | 100 | Regulated | Dropped - in Alaska or in Hawaii or Puerto Rico
Harvey Couch | 169_G_1 | 169 | G | 1 |  | O/G Steam |  |  | Arkansas |  | Lafayette |  |  | 12 |  | 1943 | 2011 | [32 empty] | Entergy Arkansas LLC | 100 | Entergy Arkansas LLC | 100 | Regulated | Dropped - Retired/Planned Retirement by 06/2028 | bar: 1
Edwardsport | 1004_G_6 | 1004 | G | 6 |  | O/G Steam |  |  | Indiana |  | Knox |  |  | 40 |  | 1944 | 2011 | [32 empty] | Duke Energy Indiana, LLC | 100 | Duke Energy Indiana, LLC | 100 | Regulated | Dropped - Retired/Planned Retirement by 06/2028 | 1: 6-1
Edwardsport | 1004_G_7 | 1004 | G | 7 |  | Coal Steam |  |  | Indiana |  | Knox |  |  | 45 |  | 1949 | 2011 | [32 empty] | Duke Energy Indiana, LLC | 100 | Duke Energy Indiana, LLC | 100 | Regulated | Dropped - Retired/Planned Retirement by 06/2028 | 1: 7-1; 2: 7-2; 3: 8-1
Edwardsport | 1004_G_8 | 1004 | G | 8 |  | Coal Steam |  |  | Indiana |  | Knox |  |  | 75 |  | 1951 | 2011 | [32 empty] | Duke Energy Indiana, LLC | 100 | Duke Energy Indiana, LLC | 100 | Regulated | Dropped - Retired/Planned Retirement by 06/2028 | 1: 7-1; 2: 7-2; 3: 8-1
Odessa | 2148_G_2 | 2148 | G | 2 |  | Combustion Turbine |  |  | Missouri |  | Lafayette |  |  | 0.2 |  | 1939 | 2011 | [32 empty] | City of Odessa - (MO) | 100 | City of Odessa - (MO) | 100 | Regulated | Dropped - Retired/Planned Retirement by 06/2028
GMMM Westover | 2526_G_8 | 2526 | G | 8 |  | Coal Steam |  |  | New York |  | Broome |  |  | 84 |  | 1951 | 2011 | [32 empty] | GMMM Holdings 1, LLC | 100 | GMMM Holdings 1, LLC | 100 | Non-regulated | Dropped - Retired/Planned Retirement by 06/2028
W B Tuttle | 3613_G_1 | 3613 | G | 1 |  | O/G Steam |  |  | Texas |  | Bexar |  |  | 60 |  | 1954 | 2011 | [32 empty] | City of San Antonio - (TX) | 100 | City of San Antonio - (TX) | 100 | Regulated | Dropped - Retired/Planned Retirement by 06/2028 | bar: 1
W B Tuttle | 3613_G_3 | 3613 | G | 3 |  | O/G Steam |  |  | Texas |  | Bexar |  |  | 100 |  | 1961 | 2011 | [32 empty] | City of San Antonio - (TX) | 100 | City of San Antonio - (TX) | 100 | Regulated | Dropped - Retired/Planned Retirement by 06/2028 | 1: 3
W B Tuttle | 3613_G_4 | 3613 | G | 4 |  | O/G Steam |  |  | Texas |  | Bexar |  |  | 154 |  | 1963 | 2011 | [32 empty] | City of San Antonio - (TX) | 100 | City of San Antonio - (TX) | 100 | Regulated | Dropped - Retired/Planned Retirement by 06/2028 | 1: 4
Bountiful City | 3665_G_2 | 3665 | G | 2 |  | Combustion Turbine |  |  | Utah |  | Davis |  |  | 1.2 |  | 1959 | 2011 | [32 empty] | City of Bountiful | 100 | City of Bountiful | 100 | Regulated | Dropped - Retired/Planned Retirement by 06/2028
Bountiful City | 3665_G_3 | 3665 | G | 3 |  | Combustion Turbine |  |  | Utah |  | Davis |  |  | 1.2 |  | 1959 | 2011 | [32 empty] | City of Bountiful | 100 | City of Bountiful | 100 | Regulated | Dropped - Retired/Planned Retirement by 06/2028
Bountiful City | 3665_G_4 | 3665 | G | 4 |  | Combustion Turbine |  |  | Utah |  | Davis |  |  | 1 |  | 1955 | 2011 | [32 empty] | City of Bountiful | 100 | City of Bountiful | 100 | Regulated | Dropped - Retired/Planned Retirement by 06/2028
Bountiful City | 3665_G_5 | 3665 | G | 5 |  | Combustion Turbine |  |  | Utah |  | Davis |  |  | 1 |  | 1957 | 2011 | [32 empty] | City of Bountiful | 100 | City of Bountiful | 100 | Regulated | Dropped - Retired/Planned Retirement by 06/2028
Bountiful City | 3665_G_6 | 3665 | G | 6 |  | Combustion Turbine |  |  | Utah |  | Davis |  |  | 2.5 |  | 1962 | 2011 | [32 empty] | City of Bountiful | 100 | City of Bountiful | 100 | Regulated | Dropped - Retired/Planned Retirement by 06/2028
Bountiful City | 3665_G_7 | 3665 | G | 7 |  | Combustion Turbine |  |  | Utah |  | Davis |  |  | 0.1 |  | 1936 | 2011 | [32 empty] | City of Bountiful | 100 | City of Bountiful | 100 | Regulated | Dropped - Retired/Planned Retirement by 06/2028
Kern River Fee B Cogen | 52092_G_GEN1 | 52092 | G | GEN1 |  | Combustion Turbine |  |  | California |  | Kern |  |  | 3.2 |  | 1987 | 2011 | [32 empty] | Chevron USA Inc | 100 | Chevron USA Inc | 100 | Non-regulated | Dropped - Retired/Planned Retirement by 06/2028
Kern River Fee A Cogen | 52094_G_GEN1 | 52094 | G | GEN1 |  | Combustion Turbine |  |  | California |  | Kern |  |  | 3.2 |  | 1986 | 2011 | [32 empty] | Chevron USA Inc | 100 | Chevron USA Inc | 100 | Non-regulated | Dropped - Retired/Planned Retirement by 06/2028
Kern River Fee A Cogen | 52094_G_GEN2 | 52094 | G | GEN2 |  | Combustion Turbine |  |  | California |  | Kern |  |  | 3.2 |  | 1986 | 2011 | [32 empty] | Chevron USA Inc | 100 | Chevron USA Inc | 100 | Non-regulated | Dropped - Retired/Planned Retirement by 06/2028
Kern River Fee C Cogen | 52095_G_GEN1 | 52095 | G | GEN1 |  | Combustion Turbine |  |  | California |  | Kern |  |  | 3.2 |  | 1987 | 2011 | [32 empty] | Chevron USA Inc | 100 | Chevron USA Inc | 100 | Non-regulated | Dropped - Retired/Planned Retirement by 06/2028
Kern River Fee C Cogen | 52095_G_GEN2 | 52095 | G | GEN2 |  | Combustion Turbine |  |  | California |  | Kern |  |  | 3.2 |  | 1987 | 2011 | [32 empty] | Chevron USA Inc | 100 | Chevron USA Inc | 100 | Non-regulated | Dropped - Retired/Planned Retirement by 06/2028
Alliant SBD 9402 Climax | 54930_G_5100 | 54930 | G | 5100 |  | Combustion Turbine |  |  | Iowa |  | Lee |  |  | 1.6 |  | 1995 | 2011 | [32 empty] | Industrial Energy Applications Inc | 100 | Industrial Energy Applications Inc | 100 | Non-regulated | Dropped - Retired/Planned Retirement by 06/2028
Alliant SBD 9402 Climax | 54930_G_5200 | 54930 | G | 5200 |  | Combustion Turbine |  |  | Iowa |  | Lee |  |  | 1.6 |  | 1995 | 2011 | [32 empty] | Industrial Energy Applications Inc | 100 | Industrial Energy Applications Inc | 100 | Non-regulated | Dropped - Retired/Planned Retirement by 06/2028
Alliant SBD 9402 Climax | 54930_G_5300 | 54930 | G | 5300 |  | Combustion Turbine |  |  | Iowa |  | Lee |  |  | 1.6 |  | 1995 | 2011 | [32 empty] | Industrial Energy Applications Inc | 100 | Industrial Energy Applications Inc | 100 | Non-regulated | Dropped - Retired/Planned Retirement by 06/2028
Alliant SBD 9402 Climax | 54930_G_5400 | 54930 | G | 5400 |  | Combustion Turbine |  |  | Iowa |  | Lee |  |  | 1.6 |  | 1995 | 2011 | [32 empty] | Industrial Energy Applications Inc | 100 | Industrial Energy Applications Inc | 100 | Non-regulated | Dropped - Retired/Planned Retirement by 06/2028
Alliant SBD 9402 Climax | 54930_G_5500 | 54930 | G | 5500 |  | Combustion Turbine |  |  | Iowa |  | Lee |  |  | 1.6 |  | 1995 | 2011 | [32 empty] | Industrial Energy Applications Inc | 100 | Industrial Energy Applications Inc | 100 | Non-regulated | Dropped - Retired/Planned Retirement by 06/2028
Potrero Power | 273_G_3 | 273 | G | 3 |  | O/G Steam |  |  | California |  | San Francisco |  |  | 206 |  | 1965 | 2011 | [32 empty] | NRG Potrero LLC | 100 | NRG Potrero LLC | 100 | Non-regulated | Dropped - Retired/Planned Retirement by 06/2028
Potrero Power | 273_G_4 | 273 | G | 4 |  | Combustion Turbine |  |  | California |  | San Francisco |  |  | 52 |  | 1976 | 2011 | [32 empty] | NRG Potrero LLC | 100 | NRG Potrero LLC | 100 | Non-regulated | Dropped - Retired/Planned Retirement by 06/2028
Potrero Power | 273_G_5 | 273 | G | 5 |  | Combustion Turbine |  |  | California |  | San Francisco |  |  | 52 |  | 1976 | 2011 | [32 empty] | NRG Potrero LLC | 100 | NRG Potrero LLC | 100 | Non-regulated | Dropped - Retired/Planned Retirement by 06/2028
Potrero Power | 273_G_6 | 273 | G | 6 |  | Combustion Turbine |  |  | California |  | San Francisco |  |  | 52 |  | 1976 | 2011 | [32 empty] | NRG Potrero LLC | 100 | NRG Potrero LLC | 100 | Non-regulated | Dropped - Retired/Planned Retirement by 06/2028
Riviera | 619_G_3 | 619 | G | 3 |  | O/G Steam |  |  | Florida |  | Palm Beach |  |  | 277 |  | 1962 | 2011 | [32 empty] | Florida Power & Light Co | 100 | Florida Power & Light Co | 100 | Regulated | Dropped - Retired/Planned Retirement by 06/2028 | 1: PRV3
Riviera | 619_G_4 | 619 | G | 4 |  | O/G Steam |  |  | Florida |  | Palm Beach |  |  | 288 |  | 1963 | 2011 | [32 empty] | Florida Power & Light Co | 100 | Florida Power & Light Co | 100 | Regulated | Dropped - Retired/Planned Retirement by 06/2028 | 1: PRV4
Hutchinson Plant #1 | 1980_G_5 | 1980 | G | 5 |  | Combustion Turbine |  |  | Minnesota |  | McLeod |  |  | 1.7 |  | 1941 | 2011 | [32 empty] | Hutchinson Utilities Comm | 100 | Hutchinson Utilities Comm | 100 | Regulated | Dropped - Retired/Planned Retirement by 06/2028
Hutchinson Plant #1 | 1980_G_6 | 1980 | G | 6 |  | Combustion Turbine |  |  | Minnesota |  | McLeod |  |  | 1.7 |  | 1947 | 2011 | [32 empty] | Hutchinson Utilities Comm | 100 | Hutchinson Utilities Comm | 100 | Regulated | Dropped - Retired/Planned Retirement by 06/2028
Hutchinson Plant #1 | 1980_G_7 | 1980 | G | 7 |  | Combustion Turbine |  |  | Minnesota |  | McLeod |  |  | 4.5 |  | 1964 | 2011 | [32 empty] | Hutchinson Utilities Comm | 100 | Hutchinson Utilities Comm | 100 | Regulated | Dropped - Retired/Planned Retirement by 06/2028
C E Newman | 3574_G_5 | 3574 | G | 5 |  | O/G Steam |  |  | Texas |  | Dallas |  |  | 37 |  | 1963 | 2011 | [32 empty] | City of Garland - (TX) | 100 | City of Garland - (TX) | 100 | Regulated | Dropped - Retired/Planned Retirement by 06/2028 | 1: BW5
Motiva Enterprises Port Arthur Refinery | 50973_G_GN27 | 50973 | G | GN27 |  | Combined Cycle |  |  | Texas |  | Jefferson |  |  | 4.3 |  | 1984 | [33 empty] | Motiva Enterprises LLC | 100 | Motiva Enterprises LLC | 100 | Non-regulated | Dropped - Plant is identified as onsite because it is a net buyer of electricity in 2021 | 29 | 34 | 35 | 36 | 37 | 41 | 42 | 43 | 44 | 46 | COB
Whiting Refinery | 52130_G_15TG | 52130 | G | 15TG |  | Fossil Waste |  |  | Indiana |  | Lake |  |  | 5 |  | 1928 | [33 empty] | BP PLC | 100 | BP PLC | 100 | Non-regulated | Dropped - Plant is identified as onsite because it is a net buyer of electricity in 2021 | 13BLR | 14BLR | 15BLR | 16BLR | 17BLR | 31BLR | 32BLR | 33BLR | 34BLR | 36BLR
John Street 1, 3, 4 & 5 | 56256_G_JS 1 | 56256 | G | JS 1 |  | Combustion Turbine |  |  | Connecticut |  | New Haven |  |  | 2 |  | 2005 | 2011 | [32 empty] | Apex Power Contracting and Consulting | 100 | Apex Power Contracting and Consulting | 100 | Regulated | Dropped - Retired/Planned Retirement by 06/2028
Dynegy South Bay Power Plant | 310_G_2 | 310 | G | 2 |  | O/G Steam |  |  | California |  | San Diego |  |  | 150 |  | 1962 | 2011 | [32 empty] | Dynegy South Bay LLC | 100 | Dynegy South Bay LLC | 100 | Non-regulated | Dropped - Retired/Planned Retirement by 06/2028
Dynegy South Bay Power Plant | 310_G_5 | 310 | G | 5 |  | Combustion Turbine |  |  | California |  | San Diego |  |  | 14 |  | 1971 | 2011 | [32 empty] | Dynegy South Bay LLC | 100 | Dynegy South Bay LLC | 100 | Non-regulated | Dropped - Retired/Planned Retirement by 06/2028
Dynegy South Bay Power Plant | 310_G_ST1 | 310 | G | ST1 |  | O/G Steam |  |  | California |  | San Diego |  |  | 146 |  | 1960 | 2011 | [32 empty] | Dynegy South Bay LLC | 100 | Dynegy South Bay LLC | 100 | Non-regulated | Dropped - Retired/Planned Retirement by 06/2028
West Liberty | 1200_G_1 | 1200 | G | 1 |  | Combustion Turbine |  |  | Iowa |  | Muscatine |  |  | 0.7 |  | 1948 | 2011 | [32 empty] | City of West Liberty - (IA) | 100 | City of West Liberty - (IA) | 100 | Regulated | Dropped - Retired/Planned Retirement by 06/2028
Hugoton 1 | 1289_G_6 | 1289 | G | 6 |  | Combustion Turbine |  |  | Kansas |  | Stevens |  |  | 1.2 |  | 1959 | 2011 | [32 empty] | City of Hugoton - (KS) | 100 | City of Hugoton - (KS) | 100 | Regulated | Dropped - Retired/Planned Retirement by 06/2028
Somerset Station | 1613_G_6 | 1613 | G | 6 |  | Coal Steam |  |  | Massachusetts |  | Bristol |  |  | 109.1 |  | 1959 | 2011 | [32 empty] | Somerset Power LLC | 100 | Somerset Power LLC | 100 | Non-regulated | Dropped - Retired/Planned Retirement by 06/2028
Mullen | 2280_G_3 | 2280 | G | 3 |  | Combustion Turbine |  |  | Nebraska |  | Hooker |  |  | 0.3 |  | 1958 | 2011 | [32 empty] | Village of Mullen - (NE) | 100 | Village of Mullen - (NE) | 100 | Regulated | Dropped - Retired/Planned Retirement by 06/2028
Battle Mountain | 6509_G_1 | 6509 | G | 1 |  | Combustion Turbine |  |  | Nevada |  | Lander |  |  | 1.8 |  | 1967 | 2011 | [32 empty] | Sierra Pacific Power Co | 100 | Sierra Pacific Power Co | 100 | Regulated | Dropped - Retired/Planned Retirement by 06/2028
Battle Mountain | 6509_G_2 | 6509 | G | 2 |  | Combustion Turbine |  |  | Nevada |  | Lander |  |  | 1.8 |  | 1967 | 2011 | [32 empty] | Sierra Pacific Power Co | 100 | Sierra Pacific Power Co | 100 | Regulated | Dropped - Retired/Planned Retirement by 06/2028
Battle Mountain | 6509_G_3 | 6509 | G | 3 |  | Combustion Turbine |  |  | Nevada |  | Lander |  |  | 1.8 |  | 1967 | 2011 | [32 empty] | Sierra Pacific Power Co | 100 | Sierra Pacific Power Co | 100 | Regulated | Dropped - Retired/Planned Retirement by 06/2028
Battle Mountain | 6509_G_4 | 6509 | G | 4 |  | Combustion Turbine |  |  | Nevada |  | Lander |  |  | 1.8 |  | 1967 | 2011 | [32 empty] | Sierra Pacific Power Co | 100 | Sierra Pacific Power Co | 100 | Regulated | Dropped - Retired/Planned Retirement by 06/2028
Valley Road | 6530_G_1 | 6530 | G | 1 |  | Combustion Turbine |  |  | Nevada |  | Washoe |  |  | 2 |  | 1960 | 2011 | [32 empty] | Sierra Pacific Power Co | 100 | Sierra Pacific Power Co | 100 | Regulated | Dropped - Retired/Planned Retirement by 06/2028
Valley Road | 6530_G_2 | 6530 | G | 2 |  | Combustion Turbine |  |  | Nevada |  | Washoe |  |  | 2 |  | 1960 | 2011 | [32 empty] | Sierra Pacific Power Co | 100 | Sierra Pacific Power Co | 100 | Regulated | Dropped - Retired/Planned Retirement by 06/2028
Valley Road | 6530_G_3 | 6530 | G | 3 |  | Combustion Turbine |  |  | Nevada |  | Washoe |  |  | 2 |  | 1960 | 2011 | [32 empty] | Sierra Pacific Power Co | 100 | Sierra Pacific Power Co | 100 | Regulated | Dropped - Retired/Planned Retirement by 06/2028
Winnemucca | 6533_G_1 | 6533 | G | 1 |  | Combustion Turbine |  |  | Nevada |  | Humboldt |  |  | 15 |  | 1970 | 2011 | [32 empty] | Sierra Pacific Power Co | 100 | Sierra Pacific Power Co | 100 | Regulated | Dropped - Retired/Planned Retirement by 06/2028
Fourche Creek Wastewater | 10050_G_3 | 10050 | G | 3 |  | Non-Fossil Waste |  |  | Arkansas |  | Pulaski |  |  | 0.5 |  | 1983 | 2011 | [32 empty] | Little Rock Water Reclamation Authority | 100 | Little Rock Water Reclamation Authority | 100 | Non-regulated | Dropped - Retired/Planned Retirement by 06/2028
Plant 31 Paper Mill | 50028_G_GEN2 | 50028 | G | GEN2 |  | O/G Steam |  |  | Louisiana |  | Ouachita |  |  | 6 |  | 1928 | 2011 | [32 empty] | Graphic Packaging International | 100 | Graphic Packaging International | 100 | Non-regulated | Dropped - Retired/Planned Retirement by 06/2028 | 13BLR: 2FW
Plant 31 Paper Mill | 50028_G_GEN3 | 50028 | G | GEN3 |  | O/G Steam |  |  | Louisiana |  | Ouachita |  |  | 6 |  | 1930 | 2011 | [32 empty] | Graphic Packaging International | 100 | Graphic Packaging International | 100 | Non-regulated | Dropped - Retired/Planned Retirement by 06/2028 | 13BLR: 2FW
Plant 31 Paper Mill | 50028_G_GEN4 | 50028 | G | GEN4 |  | O/G Steam |  |  | Louisiana |  | Ouachita |  |  | 6 |  | 1948 | 2011 | [32 empty] | Graphic Packaging International | 100 | Graphic Packaging International | 100 | Non-regulated | Dropped - Retired/Planned Retirement by 06/2028 | 13BLR: 2FW
Weir Cogen Plant | 50848_G_GT1 | 50848 | G | GT1 |  | Combustion Turbine |  |  | California |  | Kern |  |  | 3.2 |  | 1988 | 2011 | [32 empty] | Aera Energy LLC-Weir | 100 | Aera Energy LLC-Weir | 100 | Non-regulated | Dropped - Retired/Planned Retirement by 06/2028
Oxford Cogeneration Facility | 52093_G_GEN1 | 52093 | G | GEN1 |  | Combustion Turbine |  |  | California |  | Kern |  |  | 2.4 |  | 1984 | 2011 | [32 empty] | AERA Energy LLC-Oxford | 100 | AERA Energy LLC-Oxford | 100 | Non-regulated | Dropped - Retired/Planned Retirement by 06/2028
Oxford Cogeneration Facility | 52093_G_GEN2 | 52093 | G | GEN2 |  | Combustion Turbine |  |  | California |  | Kern |  |  | 2.4 |  | 1984 | 2011 | [32 empty] | AERA Energy LLC-Oxford | 100 | AERA Energy LLC-Oxford | 100 | Non-regulated | Dropped - Retired/Planned Retirement by 06/2028
Blanco Compressor Station | 54221_G_1 | 54221 | G | 1 |  | O/G Steam |  |  | New Mexico |  | San Juan |  |  | 1 |  | 1956 | 2011 | [32 empty] | Enterprise Products Optg LP | 100 | Enterprise Products Optg LP | 100 | Non-regulated | Dropped - Retired/Planned Retirement by 06/2028
Blanco Compressor Station | 54221_G_2 | 54221 | G | 2 |  | O/G Steam |  |  | New Mexico |  | San Juan |  |  | 1 |  | 1956 | 2011 | [32 empty] | Enterprise Products Optg LP | 100 | Enterprise Products Optg LP | 100 | Non-regulated | Dropped - Retired/Planned Retirement by 06/2028
Erving Paper Mills | 54228_G_1 | 54228 | G | 1 |  | O/G Steam |  |  | Massachusetts |  | Franklin |  |  | 0.3 |  | 1988 | 2011 | [32 empty] | Erving Paper Mills Inc | 100 | Erving Paper Mills Inc | 100 | Non-regulated | Dropped - Retired/Planned Retirement by 06/2028
Cameo | 468_G_1 | 468 | G | 1 |  | Coal Steam |  |  | Colorado |  | Mesa |  |  | 23.7 |  | 1957 | 2010 | [32 empty] | Public Service Co of Colorado | 100 | Public Service Co of Colorado | 100 | Regulated | Dropped - Retired/Planned Retirement by 06/2028 | bar: 13BLR
Cameo | 468_G_2 | 468 | G | 2 |  | Coal Steam |  |  | Colorado |  | Mesa |  |  | 49 |  | 1960 | 2010 | [32 empty] | Public Service Co of Colorado | 100 | Public Service Co of Colorado | 100 | Regulated | Dropped - Retired/Planned Retirement by 06/2028 | 13BLR: 2
Will County | 884_G_1 | 884 | G | 1 |  | Coal Steam |  |  | Illinois |  | Will |  |  | 151 |  | 1955 | 2010 | [32 empty] | Midwest Generations EME LLC | 100 | Midwest Generations EME LLC | 100 | Non-regulated | Dropped - Retired/Planned Retirement by 06/2028 | bar: 13BLR
Will County | 884_G_2 | 884 | G | 2 |  | Coal Steam |  |  | Illinois |  | Will |  |  | 148 |  | 1955 | 2010 | [32 empty] | Midwest Generations EME LLC | 100 | Midwest Generations EME LLC | 100 | Non-regulated | Dropped - Retired/Planned Retirement by 06/2028 | 13BLR: 2
Gas Turbine (KS) | 1298_G_GT1 | 1298 | G | GT1 |  | Combustion Turbine |  |  | Kansas |  | Pawnee |  |  | 1 |  | 1955 | 2010 | [32 empty] | City of Larned - (KS) | 100 | City of Larned - (KS) | 100 | Regulated | Dropped - Retired/Planned Retirement by 06/2028
Larned | 1299_G_1 | 1299 | G | 1 |  | O/G Steam |  |  | Kansas |  | Pawnee |  |  | 1.5 |  | 1939 | 2010 | [32 empty] | City of Larned - (KS) | 100 | City of Larned - (KS) | 100 | Regulated | Dropped - Retired/Planned Retirement by 06/2028 | bar: 13BLR
Larned | 1299_G_2 | 1299 | G | 2 |  | O/G Steam |  |  | Kansas |  | Pawnee |  |  | 3 |  | 1948 | 2010 | [32 empty] | City of Larned - (KS) | 100 | City of Larned - (KS) | 100 | Regulated | Dropped - Retired/Planned Retirement by 06/2028 | 13BLR: 2
Larned | 1299_G_3 | 1299 | G | 3 |  | O/G Steam |  |  | Kansas |  | Pawnee |  |  | 9 |  | 1966 | 2010 | [32 empty] | City of Larned - (KS) | 100 | City of Larned - (KS) | 100 | Regulated | Dropped - Retired/Planned Retirement by 06/2028 | 13BLR: 3
Houma | 1439_G_10 | 1439 | G | 10 |  | Combustion Turbine |  |  | Louisiana |  | Terrebonne |  |  | 3.7 |  | 1958 | 2010 | [32 empty] | Terrebonne Parish Consol Gov't | 100 | Terrebonne Parish Consol Gov't | 100 | Regulated | Dropped - Retired/Planned Retirement by 06/2028
Houma | 1439_G_11 | 1439 | G | 11 |  | Combustion Turbine |  |  | Louisiana |  | Terrebonne |  |  | 3.7 |  | 1958 | 2010 | [32 empty] | Terrebonne Parish Consol Gov't | 100 | Terrebonne Parish Consol Gov't | 100 | Regulated | Dropped - Retired/Planned Retirement by 06/2028
Houma | 1439_G_12 | 1439 | G | 12 |  | Combustion Turbine |  |  | Louisiana |  | Terrebonne |  |  | 3.3 |  | 1958 | 2010 | [32 empty] | Terrebonne Parish Consol Gov't | 100 | Terrebonne Parish Consol Gov't | 100 | Regulated | Dropped - Retired/Planned Retirement by 06/2028
Houma | 1439_G_6 | 1439 | G | 6 |  | Combustion Turbine |  |  | Louisiana |  | Terrebonne |  |  | 1 |  | 1948 | 2010 | [32 empty] | Terrebonne Parish Consol Gov't | 100 | Terrebonne Parish Consol Gov't | 100 | Regulated | Dropped - Retired/Planned Retirement by 06/2028
Houma | 1439_G_7 | 1439 | G | 7 |  | Combustion Turbine |  |  | Louisiana |  | Terrebonne |  |  | 1 |  | 1948 | 2010 | [32 empty] | Terrebonne Parish Consol Gov't | 100 | Terrebonne Parish Consol Gov't | 100 | Regulated | Dropped - Retired/Planned Retirement by 06/2028
Houma | 1439_G_8 | 1439 | G | 8 |  | Combustion Turbine |  |  | Louisiana |  | Terrebonne |  |  | 1 |  | 1948 | 2010 | [32 empty] | Terrebonne Parish Consol Gov't | 100 | Terrebonne Parish Consol Gov't | 100 | Regulated | Dropped - Retired/Planned Retirement by 06/2028
Houma | 1439_G_9 | 1439 | G | 9 |  | Combustion Turbine |  |  | Louisiana |  | Terrebonne |  |  | 2.5 |  | 1953 | 2010 | [32 empty] | Terrebonne Parish Consol Gov't | 100 | Terrebonne Parish Consol Gov't | 100 | Regulated | Dropped - Retired/Planned Retirement by 06/2028
North Branch (MN) | 2002_G_1 | 2002 | G | 1 |  | Combustion Turbine |  |  | Minnesota |  | Chisago |  |  | 0.8 |  | 1960 | 2010 | [32 empty] | North Branch Water & Light Comm | 100 | North Branch Water & Light Comm | 100 | Regulated | Dropped - Retired/Planned Retirement by 06/2028
North Branch (MN) | 2002_G_2 | 2002 | G | 2 |  | Combustion Turbine |  |  | Minnesota |  | Chisago |  |  | 1.2 |  | 1971 | 2010 | [32 empty] | North Branch Water & Light Comm | 100 | North Branch Water & Light Comm | 100 | Regulated | Dropped - Retired/Planned Retirement by 06/2028
Redwood Falls | 2009_G_1 | 2009 | G | 1 |  | Hydro |  |  | Minnesota |  | Redwood |  |  | 0.3 |  | 1930 | 2010 | [32 empty] | Redwood Falls Public Util Comm | 100 | Redwood Falls Public Util Comm | 100 | Regulated | Dropped - Retired/Planned Retirement by 06/2028
Tracy | 2336_G_GT1 | 2336 | G | GT1 |  | Combustion Turbine |  |  | Nevada |  | Storey |  |  | 10 |  | 1961 | 2010 | [32 empty] | Sierra Pacific Power Co | 100 | Sierra Pacific Power Co | 100 | Regulated | Dropped - Retired/Planned Retirement by 06/2028
Tracy | 2336_G_GT2 | 2336 | G | GT2 |  | Combustion Turbine |  |  | Nevada |  | Storey |  |  | 10 |  | 1962 | 2010 | [32 empty] | Sierra Pacific Power Co | 100 | Sierra Pacific Power Co | 100 | Regulated | Dropped - Retired/Planned Retirement by 06/2028
Tucumcari | 2469_G_3 | 2469 | G | 3 |  | Combustion Turbine |  |  | New Mexico |  | Quay |  |  | 1 |  | 1975 | 2010 | [32 empty] | Southwestern Public Service Co | 100 | Southwestern Public Service Co | 100 | Regulated | Dropped - Retired/Planned Retirement by 06/2028
Tucumcari | 2469_G_9 | 2469 | G | 9 |  | Combustion Turbine |  |  | New Mexico |  | Quay |  |  | 5 |  | 1977 | 2010 | [32 empty] | Southwestern Public Service Co | 100 | Southwestern Public Service Co | 100 | Regulated | Dropped - Retired/Planned Retirement by 06/2028
FirstEnergy R E Burger | 2864_G_4 | 2864 | G | 4 |  | Coal Steam |  |  | Ohio |  | Belmont |  |  | 156 |  | 1955 | 2010 | [32 empty] | FirstEnergy Generation Corp | 100 | FirstEnergy Generation Corp | 100 | Non-regulated | Dropped - Retired/Planned Retirement by 06/2028
FirstEnergy R E Burger | 2864_G_5 | 2864 | G | 5 |  | Coal Steam |  |  | Ohio |  | Belmont |  |  | 156 |  | 1955 | 2010 | [32 empty] | FirstEnergy Generation Corp | 100 | FirstEnergy Generation Corp | 100 | Non-regulated | Dropped - Retired/Planned Retirement by 06/2028
Muskogee | 2952_G_3 | 2952 | G | 3 |  | O/G Steam |  |  | Oklahoma |  | Muskogee |  |  | 173 |  | 1956 | 2010 | [32 empty] | Oklahoma Gas & Electric Co | 100 | Oklahoma Gas & Electric Co | 100 | Regulated | Dropped - Retired/Planned Retirement by 06/2028 | 13BLR: 3
Lon C Hill | 3440_G_3 | 3440 | G | 3 |  | O/G Steam |  |  | Texas |  | Nueces |  |  | 164 |  | 1959 | 2010 | [32 empty] | ReNu Power Holdings LLC | 100 | ReNu Power Holdings LLC | 100 | Non-regulated | Dropped - Retired/Planned Retirement by 06/2028
Collin | 3500_G_1 | 3500 | G | 1 |  | O/G Steam |  |  | Texas |  | COLLIN |  |  | 154 |  | 1955 | 2010 | [32 empty] | Collin Power Company LLC | 100 | Collin Power Company LLC | 100 | Non-regulated | Dropped - Retired/Planned Retirement by 06/2028
Celanese | 7678_G_1 | 7678 | G | 1 |  | Energy Storage |  |  | Texas |  | Gray |  |  | 13 |  | 1964 | 2010 | [32 empty] | Southwestern Public Service Co | 100 | Southwestern Public Service Co | 100 | Regulated | Dropped - Retired/Planned Retirement by 06/2028
Celanese | 7678_G_2 | 7678 | G | 2 |  | Non-Fossil Waste |  |  | Texas |  | Gray |  |  | 26 |  | 1979 | 2010 | [32 empty] | Southwestern Public Service Co | 100 | Southwestern Public Service Co | 100 | Regulated | Dropped - Retired/Planned Retirement by 06/2028
Lalamilo Windfarm | 7769_G_1-81 | 7769 | G | 1-81 |  | Onshore Wind |  |  | Hawaii |  | Hawaii |  |  | 1.6 |  | 1985 | [33 empty] | Hawaiian Electric Co Inc | 100 | Hawaiian Electric Co Inc | 100 | Regulated | Dropped - in Alaska or in Hawaii or Puerto Rico
Lalamilo Windfarm | 7769_G_8211 | 7769 | G | 8211 |  | Onshore Wind |  |  | Hawaii |  | Hawaii |  |  | 0.6 |  | 1985 | [33 empty] | Hawaiian Electric Co Inc | 100 | Hawaiian Electric Co Inc | 100 | Regulated | Dropped - in Alaska or in Hawaii or Puerto Rico
Cutrale Citrus Juices USA I | 10020_G_GEN1 | 10020 | G | GEN1 |  | Combustion Turbine |  |  | Florida |  | Lake |  |  | 3.1 |  | 1987 | [33 empty] | Cutrale Citrus Juices USA Inc | 100 | Cutrale Citrus Juices USA Inc | 100 | Non-regulated | Dropped - Plant is identified as onsite because it is a net buyer of electricity in 2021
Cutrale Citrus Juices USA II | 10188_G_GEN1 | 10188 | G | GEN1 |  | Combined Cycle |  |  | Florida |  | Polk |  |  | 3.1 |  | 1987 | [33 empty] | Cutrale Citrus Juices USA Inc | 100 | Cutrale Citrus Juices USA Inc | 100 | Non-regulated | Dropped - Plant is identified as onsite because it is a net buyer of electricity in 2021
Cutrale Citrus Juices USA II | 10188_G_GEN2 | 10188 | G | GEN2 |  | Combined Cycle |  |  | Florida |  | Polk |  |  | 3 |  | 1987 | [33 empty] | Cutrale Citrus Juices USA Inc | 100 | Cutrale Citrus Juices USA Inc | 100 | Non-regulated | Dropped - Plant is identified as onsite because it is a net buyer of electricity in 2021
Laidlaw Energy & Environmental | 10403_G_ALLI | 10403 | G | ALLI |  | Combined Cycle |  |  | New York |  | Cattaraugus |  |  | 2.6 |  | 1991 | 2010 | [32 empty] | Laidlaw Energy Group Inc. | 100 | Laidlaw Energy Group Inc. | 100 | Non-regulated | Dropped - Retired/Planned Retirement by 06/2028
Laidlaw Energy & Environmental | 10403_G_CAT3 | 10403 | G | CAT3 |  | Combustion Turbine |  |  | New York |  | Cattaraugus |  |  | 0.4 |  | 1994 | 2010 | [32 empty] | Laidlaw Energy Group Inc. | 100 | Laidlaw Energy Group Inc. | 100 | Non-regulated | Dropped - Retired/Planned Retirement by 06/2028
Laidlaw Energy & Environmental | 10403_G_CAT4 | 10403 | G | CAT4 |  | Combustion Turbine |  |  | New York |  | Cattaraugus |  |  | 0.4 |  | 1994 | 2010 | [32 empty] | Laidlaw Energy Group Inc. | 100 | Laidlaw Energy Group Inc. | 100 | Non-regulated | Dropped - Retired/Planned Retirement by 06/2028
Laidlaw Energy & Environmental | 10403_G_WEST | 10403 | G | WEST |  | Combined Cycle |  |  | New York |  | Cattaraugus |  |  | 0.7 |  | 1991 | 2010 | [32 empty] | Laidlaw Energy Group Inc. | 100 | Laidlaw Energy Group Inc. | 100 | Non-regulated | Dropped - Retired/Planned Retirement by 06/2028
Waynesboro Virginia Plant | 10796_G_GEN1 | 10796 | G | GEN1 |  | Coal Steam |  |  | Virginia |  | Augusta |  |  | 3 |  | 1929 | 2010 | [32 empty] | The LYCRA Company - Waynesboro VA Plant | 100 | The LYCRA Company - Waynesboro VA Plant | 100 | Non-regulated | Dropped - Retired/Planned Retirement by 06/2028
Waynesboro Virginia Plant | 10796_G_GEN2 | 10796 | G | GEN2 |  | Coal Steam |  |  | Virginia |  | Augusta |  |  | 3 |  | 1929 | 2010 | [32 empty] | The LYCRA Company - Waynesboro VA Plant | 100 | The LYCRA Company - Waynesboro VA Plant | 100 | Non-regulated | Dropped - Retired/Planned Retirement by 06/2028
Waynesboro Virginia Plant | 10796_G_GEN4 | 10796 | G | GEN4 |  | Coal Steam |  |  | Virginia |  | Augusta |  |  | 3 |  | 1947 | 2010 | [32 empty] | The LYCRA Company - Waynesboro VA Plant | 100 | The LYCRA Company - Waynesboro VA Plant | 100 | Non-regulated | Dropped - Retired/Planned Retirement by 06/2028
New Hanover County WASTEC | 50271_G_1TGA | 50271 | G | 1TGA |  | Municipal Solid Waste |  |  | North Carolina |  | New Hanover |  |  | 1.9 |  | 2002 | 2010 | [32 empty] | New Hanover County | 100 | New Hanover County | 100 | Non-regulated | Dropped - Retired/Planned Retirement by 06/2028
Onondaga Energy Partners LP | 50346_G_ON1 | 50346 | G | ON1 |  | Landfill Gas |  |  | New York |  | Onondaga |  |  | 0.6 |  | 1987 | 2010 | [32 empty] | Zapco Energy Tactics Corp | 100 | Zapco Energy Tactics Corp | 100 | Non-regulated | Dropped - Retired/Planned Retirement by 06/2028
Hopkinton Energy | 52041_G_GEN1 | 52041 | G | GEN1 |  | Biomass |  |  | New Hampshire |  | Merrimack |  |  | 11 |  | 1984 | 2010 | [32 empty] | Regenesis Corporation | 100 | Regenesis Corporation | 100 | Non-regulated | Dropped - Retired/Planned Retirement by 06/2028
International Paper Louisiana Mill | 54090_G_GEN3 | 54090 | G | GEN3 |  | Non-Fossil Waste |  |  | Louisiana |  | Morehouse |  |  | 25 |  | 1960 | 2010 | [32 empty] | International Paper Co | 100 | International Paper Co | 100 | Non-regulated | Dropped - Retired/Planned Retirement by 06/2028
International Paper Louisiana Mill | 54090_G_GEN4 | 54090 | G | GEN4 |  | Non-Fossil Waste |  |  | Louisiana |  | Morehouse |  |  | 37.5 |  | 1967 | 2010 | [32 empty] | International Paper Co | 100 | International Paper Co | 100 | Non-regulated | Dropped - Retired/Planned Retirement by 06/2028
Mary Ann Gas Plant | 54806_G_6202 | 54806 | G | 6202 |  | O/G Steam |  |  | Alabama |  | Mobile |  |  | 2.3 |  | 1990 | 2010 | [32 empty] | Mobil Explrtn & Prodg SE Inc | 100 | Mobil Explrtn & Prodg SE Inc | 100 | Non-regulated | Dropped - Retired/Planned Retirement by 06/2028
East Bridgewater | 55584_G_1 | 55584 | G | 1 |  | Landfill Gas |  |  | Massachusetts |  | Plymouth |  |  | 0.9 |  | 1997 | 2010 | [32 empty] | Gas Recovery Systems Inc | 100 | Gas Recovery Systems Inc | 100 | Non-regulated | Dropped - Retired/Planned Retirement by 06/2028
East Bridgewater | 55584_G_2 | 55584 | G | 2 |  | Landfill Gas |  |  | Massachusetts |  | Plymouth |  |  | 0.9 |  | 1997 | 2010 | [32 empty] | Gas Recovery Systems Inc | 100 | Gas Recovery Systems Inc | 100 | Non-regulated | Dropped - Retired/Planned Retirement by 06/2028
East Bridgewater | 55584_G_3 | 55584 | G | 3 |  | Landfill Gas |  |  | Massachusetts |  | Plymouth |  |  | 0.9 |  | 1997 | 2010 | [32 empty] | Gas Recovery Systems Inc | 100 | Gas Recovery Systems Inc | 100 | Non-regulated | Dropped - Retired/Planned Retirement by 06/2028
East Bridgewater | 55584_G_4 | 55584 | G | 4 |  | Landfill Gas |  |  | Massachusetts |  | Plymouth |  |  | 0.9 |  | 1997 | 2010 | [32 empty] | Gas Recovery Systems Inc | 100 | Gas Recovery Systems Inc | 100 | Non-regulated | Dropped - Retired/Planned Retirement by 06/2028
East Bridgewater | 55584_G_5 | 55584 | G | 5 |  | Landfill Gas |  |  | Massachusetts |  | Plymouth |  |  | 0.9 |  | 1997 | 2010 | [32 empty] | Gas Recovery Systems Inc | 100 | Gas Recovery Systems Inc | 100 | Non-regulated | Dropped - Retired/Planned Retirement by 06/2028
East Bridgewater | 55584_G_6 | 55584 | G | 6 |  | Landfill Gas |  |  | Massachusetts |  | Plymouth |  |  | 0.9 |  | 1997 | 2010 | [32 empty] | Gas Recovery Systems Inc | 100 | Gas Recovery Systems Inc | 100 | Non-regulated | Dropped - Retired/Planned Retirement by 06/2028
GRS Lyon | 55595_G_1 | 55595 | G | 1 |  | Landfill Gas |  |  | Michigan |  | Washtenaw |  |  | 0.9 |  | 1993 | 2010 | [32 empty] | Gas Recovery Systems Inc | 100 | Gas Recovery Systems Inc | 100 | Non-regulated | Dropped - Retired/Planned Retirement by 06/2028
GRS Lyon | 55595_G_2 | 55595 | G | 2 |  | Landfill Gas |  |  | Michigan |  | Washtenaw |  |  | 0.9 |  | 1993 | 2010 | [32 empty] | Gas Recovery Systems Inc | 100 | Gas Recovery Systems Inc | 100 | Non-regulated | Dropped - Retired/Planned Retirement by 06/2028
GRS Lyon | 55595_G_3 | 55595 | G | 3 |  | Landfill Gas |  |  | Michigan |  | Washtenaw |  |  | 0.9 |  | 1993 | 2010 | [32 empty] | Gas Recovery Systems Inc | 100 | Gas Recovery Systems Inc | 100 | Non-regulated | Dropped - Retired/Planned Retirement by 06/2028
GRS Lyon | 55595_G_4 | 55595 | G | 4 |  | Landfill Gas |  |  | Michigan |  | Washtenaw |  |  | 0.9 |  | 1993 | 2010 | [32 empty] | Gas Recovery Systems Inc | 100 | Gas Recovery Systems Inc | 100 | Non-regulated | Dropped - Retired/Planned Retirement by 06/2028
GRS Lyon | 55595_G_5 | 55595 | G | 5 |  | Landfill Gas |  |  | Michigan |  | Washtenaw |  |  | 0.9 |  | 1993 | 2010 | [32 empty] | Gas Recovery Systems Inc | 100 | Gas Recovery Systems Inc | 100 | Non-regulated | Dropped - Retired/Planned Retirement by 06/2028
MM Cuyahoga Energy | 55605_G_UNT1 | 55605 | G | UNT1 |  | Landfill Gas |  |  | Ohio |  | Cuyahoga |  |  | 1.8 |  | 1999 | 2010 | [32 empty] | MM Cuyahoga Energy LLC | 100 | MM Cuyahoga Energy LLC | 100 | Non-regulated | Dropped - Retired/Planned Retirement by 06/2028
MM Cuyahoga Energy | 55605_G_UNT2 | 55605 | G | UNT2 |  | Landfill Gas |  |  | Ohio |  | Cuyahoga |  |  | 1.8 |  | 1999 | 2010 | [32 empty] | MM Cuyahoga Energy LLC | 100 | MM Cuyahoga Energy LLC | 100 | Non-regulated | Dropped - Retired/Planned Retirement by 06/2028
Peru (IL) | 955_G_7 | 955 | G | 7 |  | Combustion Turbine |  |  | Illinois |  | LaSalle |  |  | 1.8 |  | 2002 | 2010 | [32 empty] | City of Peru - (IL) | 100 | City of Peru - (IL) | 100 | Regulated | Dropped - Retired/Planned Retirement by 06/2028
Peru (IL) | 955_G_8 | 955 | G | 8 |  | Combustion Turbine |  |  | Illinois |  | LaSalle |  |  | 2 |  | 2003 | 2010 | [32 empty] | City of Peru - (IL) | 100 | City of Peru - (IL) | 100 | Regulated | Dropped - Retired/Planned Retirement by 06/2028
Peru (IL) | 955_G_9 | 955 | G | 9 |  | Combustion Turbine |  |  | Illinois |  | LaSalle |  |  | 2 |  | 2003 | 2010 | [32 empty] | City of Peru - (IL) | 100 | City of Peru - (IL) | 100 | Regulated | Dropped - Retired/Planned Retirement by 06/2028
Dubuque | 1046_G_ST2 | 1046 | G | ST2 |  | Coal Steam |  |  | Iowa |  | Dubuque |  |  | 11.8 |  | 1929 | 2010 | [32 empty] | Interstate Power and Light Co | 100 | Interstate Power and Light Co | 100 | Regulated | Dropped - Retired/Planned Retirement by 06/2028
Lansing | 1047_G_2 | 1047 | G | 2 |  | Coal Steam |  |  | Iowa |  | Allamakee |  |  | 11 |  | 1949 | 2010 | [32 empty] | Interstate Power and Light Co | 100 | Interstate Power and Light Co | 100 | Regulated | Dropped - Retired/Planned Retirement by 06/2028 | 13BLR: 1; 14BLR: 2; 15BLR: 3
Milton L Kapp | 1048_G_1 | 1048 | G | 1 |  | O/G Steam |  |  | Iowa |  | Clinton |  |  | 8.8 |  | 1947 | 2010 | [32 empty] | Interstate Power and Light Co | 100 | Interstate Power and Light Co | 100 | Regulated | Dropped - Retired/Planned Retirement by 06/2028 | bar: 13BLR
Sixth Street | 1058_G_1 | 1058 | G | 1 |  | Coal Steam |  |  | Iowa |  | Linn |  |  | 9.4 |  | 1921 | 2010 | [32 empty] | Interstate Power and Light Co | 100 | Interstate Power and Light Co | 100 | Regulated | Dropped - Retired/Planned Retirement by 06/2028 | 13BLR: 2; 14BLR: 3; 15BLR: 4; 16BLR: 5
Sixth Street | 1058_G_2 | 1058 | G | 2 |  | Coal Steam |  |  | Iowa |  | Linn |  |  | 2.8 |  | 1930 | 2010 | [32 empty] | Interstate Power and Light Co | 100 | Interstate Power and Light Co | 100 | Regulated | Dropped - Retired/Planned Retirement by 06/2028 | 13BLR: 2; 14BLR: 3; 15BLR: 4; 16BLR: 5
Sixth Street | 1058_G_4 | 1058 | G | 4 |  | Coal Steam |  |  | Iowa |  | Linn |  |  | 12.6 |  | 1942 | 2010 | [32 empty] | Interstate Power and Light Co | 100 | Interstate Power and Light Co | 100 | Regulated | Dropped - Retired/Planned Retirement by 06/2028 | 13BLR: 2; 14BLR: 3; 15BLR: 4; 16BLR: 5
Sixth Street | 1058_G_6 | 1058 | G | 6 |  | Coal Steam |  |  | Iowa |  | Linn |  |  | 8 |  | 1925 | 2010 | [32 empty] | Interstate Power and Light Co | 100 | Interstate Power and Light Co | 100 | Regulated | Dropped - Retired/Planned Retirement by 06/2028 | 13BLR: 2; 14BLR: 3; 15BLR: 4; 16BLR: 5
Sixth Street | 1058_G_7 | 1058 | G | 7 |  | Coal Steam |  |  | Iowa |  | Linn |  |  | 14.7 |  | 1945 | 2010 | [32 empty] | Interstate Power and Light Co | 100 | Interstate Power and Light Co | 100 | Regulated | Dropped - Retired/Planned Retirement by 06/2028 | 13BLR: 2; 14BLR: 3; 15BLR: 4; 16BLR: 5
Sixth Street | 1058_G_8 | 1058 | G | 8 |  | Coal Steam |  |  | Iowa |  | Linn |  |  | 29.2 |  | 1950 | 2010 | [32 empty] | Interstate Power and Light Co | 100 | Interstate Power and Light Co | 100 | Regulated | Dropped - Retired/Planned Retirement by 06/2028 | 13BLR: 2; 14BLR: 3; 15BLR: 4; 16BLR: 5
Prairie Creek | 1073_G_2 | 1073 | G | 2 |  | Coal Steam |  |  | Iowa |  | Linn |  |  | 18.4 |  | 1951 | 2010 | [32 empty] | Interstate Power and Light Co | 100 | Interstate Power and Light Co | 100 | Regulated | Dropped - Retired/Planned Retirement by 06/2028
Sutherland | 1077_G_2 | 1077 | G | 2 |  | Coal Steam |  |  | Iowa |  | Marshall |  |  | 29.5 |  | 1955 | 2010 | [32 empty] | Interstate Power and Light Co | 100 | Interstate Power and Light Co | 100 | Regulated | Dropped - Retired/Planned Retirement by 06/2028 | 13BLR: 2
Fox Lake | 1888_G_2 | 1888 | G | 2 |  | O/G Steam |  |  | Minnesota |  | Martin |  |  | 11.6 |  | 1951 | 2010 | [32 empty] | Interstate Power and Light Co | 100 | Interstate Power and Light Co | 100 | Regulated | Dropped - Retired/Planned Retirement by 06/2028 | 13BLR: 1; 14BLR: 2
Fox Lake | 1888_G_4 | 1888 | G | 4 |  | Combustion Turbine |  |  | Minnesota |  | Martin |  |  | 18.8 |  | 1974 | 2010 | [32 empty] | Interstate Power and Light Co | 100 | Interstate Power and Light Co | 100 | Regulated | Dropped - Retired/Planned Retirement by 06/2028
Richard Gorsuch | 7286_G_1 | 7286 | G | 1 |  | Coal Steam |  |  | Ohio |  | Washington |  |  | 50 |  | 1988 | 2010 | [32 empty] | American Mun Power-Ohio, Inc | 100 | American Mun Power-Ohio, Inc | 100 | Regulated | Dropped - Retired/Planned Retirement by 06/2028 | 13BLR: 1; 14BLR: 2
Richard Gorsuch | 7286_G_2 | 7286 | G | 2 |  | Coal Steam |  |  | Ohio |  | Washington |  |  | 50 |  | 1988 | 2010 | [32 empty] | American Mun Power-Ohio, Inc | 100 | American Mun Power-Ohio, Inc | 100 | Regulated | Dropped - Retired/Planned Retirement by 06/2028 | 13BLR: 1; 14BLR: 2
Richard Gorsuch | 7286_G_3 | 7286 | G | 3 |  | Coal Steam |  |  | Ohio |  | Washington |  |  | 50 |  | 1988 | 2010 | [32 empty] | American Mun Power-Ohio, Inc | 100 | American Mun Power-Ohio, Inc | 100 | Regulated | Dropped - Retired/Planned Retirement by 06/2028 | 13BLR: 3; 14BLR: 4
Richard Gorsuch | 7286_G_4 | 7286 | G | 4 |  | Coal Steam |  |  | Ohio |  | Washington |  |  | 50 |  | 1988 | 2010 | [32 empty] | American Mun Power-Ohio, Inc | 100 | American Mun Power-Ohio, Inc | 100 | Regulated | Dropped - Retired/Planned Retirement by 06/2028 | 13BLR: 3; 14BLR: 4
Agency GT | 7706_G_1 | 7706 | G | 1 |  | Combustion Turbine |  |  | Iowa |  | Des Moines |  |  | 15.8 |  | 1992 | 2010 | [32 empty] | Interstate Power and Light Co | 100 | Interstate Power and Light Co | 100 | Regulated | Dropped - Retired/Planned Retirement by 06/2028
Agency GT | 7706_G_2 | 7706 | G | 2 |  | Combustion Turbine |  |  | Iowa |  | Des Moines |  |  | 15.5 |  | 1990 | 2010 | [32 empty] | Interstate Power and Light Co | 100 | Interstate Power and Light Co | 100 | Regulated | Dropped - Retired/Planned Retirement by 06/2028
Agency GT | 7706_G_3 | 7706 | G | 3 |  | Combustion Turbine |  |  | Iowa |  | Des Moines |  |  | 12.2 |  | 1990 | 2010 | [32 empty] | Interstate Power and Light Co | 100 | Interstate Power and Light Co | 100 | Regulated | Dropped - Retired/Planned Retirement by 06/2028
Agency GT | 7706_G_4 | 7706 | G | 4 |  | Combustion Turbine |  |  | Iowa |  | Des Moines |  |  | 16.6 |  | 1990 | 2010 | [32 empty] | Interstate Power and Light Co | 100 | Interstate Power and Light Co | 100 | Regulated | Dropped - Retired/Planned Retirement by 06/2028
Sycamore Energy LLC | 10387_G_2 | 10387 | G | 2 |  | Landfill Gas |  |  | California |  | San Diego |  |  | 0.7 |  | 1989 | 2010 | [32 empty] | Sycamore Energy LLC | 100 | Sycamore Energy LLC | 100 | Non-regulated | Dropped - Retired/Planned Retirement by 06/2028
Nelson Plant Generators | 54245_G_EXI2 | 54245 | G | EXI2 |  | Combustion Turbine |  |  | Arizona |  | Yavapai |  |  | 1.1 |  | 1990 | 2010 | [32 empty] | Chemical Lime Co | 100 | Chemical Lime Co | 100 | Non-regulated | Dropped - Retired/Planned Retirement by 06/2028
Southbridge Energy Center LLC | 54373_G_ENG4 | 54373 | G | ENG4 |  | Combustion Turbine |  |  | Massachusetts |  | Worcester |  |  | 1.3 |  | 2001 | 2010 | [32 empty] | AE Operations LLC | 100 | AE Operations LLC | 100 | Non-regulated | Dropped - Retired/Planned Retirement by 06/2028
John Deere Dubuque Works | 54414_G_GEN2 | 54414 | G | GEN2 |  | Coal Steam |  |  | Iowa |  | Dubuque |  |  | 3.5 |  | 1949 | [33 empty] | John Deere Dubuque Works | 100 | John Deere Dubuque Works | 100 | Non-regulated | Dropped - Plant is identified as onsite because it is a net buyer of electricity in 2021 | 13BLR: BLR1; 14BLR: BLR2; 15BLR: BLR3; 16BLR: BLR4
John Deere Dubuque Works | 54414_G_GEN4 | 54414 | G | GEN4 |  | Coal Steam |  |  | Iowa |  | Dubuque |  |  | 7.5 |  | 1964 | [33 empty] | John Deere Dubuque Works | 100 | John Deere Dubuque Works | 100 | Non-regulated | Dropped - Plant is identified as onsite because it is a net buyer of electricity in 2021 | 13BLR: BLR1; 14BLR: BLR2; 15BLR: BLR3; 16BLR: BLR4
Project Orange Associates LP | 54425_G_GT1 | 54425 | G | GT1 |  | Combustion Turbine |  |  | New York |  | Onondaga |  |  | 48 |  | 1992 | 2010 | [32 empty] | Project Orange Associates LP | 100 | Project Orange Associates LP | 100 | Non-regulated | Dropped - Retired/Planned Retirement by 06/2028
Project Orange Associates LP | 54425_G_GT2 | 54425 | G | GT2 |  | Combustion Turbine |  |  | New York |  | Onondaga |  |  | 48 |  | 1992 | 2010 | [32 empty] | Project Orange Associates LP | 100 | Project Orange Associates LP | 100 | Non-regulated | Dropped - Retired/Planned Retirement by 06/2028
North East Cogeneration Plant | 54571_G_GEN1 | 54571 | G | GEN1 |  | Combined Cycle |  |  | Pennsylvania |  | Erie |  |  | 36.5 |  | 1992 | 2010 | [32 empty] | Energy Systems North East LLC | 100 | Energy Systems North East LLC | 100 | Non-regulated | Dropped - Retired/Planned Retirement by 06/2028
North East Cogeneration Plant | 54571_G_GEN2 | 54571 | G | GEN2 |  | Combined Cycle |  |  | Pennsylvania |  | Erie |  |  | 32.5 |  | 1992 | 2010 | [32 empty] | Energy Systems North East LLC | 100 | Energy Systems North East LLC | 100 | Non-regulated | Dropped - Retired/Planned Retirement by 06/2028
North East Cogeneration Plant | 54571_G_GEN3 | 54571 | G | GEN3 |  | Combined Cycle |  |  | Pennsylvania |  | Erie |  |  | 10 |  | 1992 | 2010 | [32 empty] | Energy Systems North East LLC | 100 | Energy Systems North East LLC | 100 | Non-regulated | Dropped - Retired/Planned Retirement by 06/2028
SECCRA Community Landfill | 56873_G_2 | 56873 | G | 2 |  | Landfill Gas |  |  | Pennsylvania |  | Chester |  |  | 1.1 |  | 2008 | 2010 | [32 empty] | Southeastern Chester County Refuse Auth | 100 | Southeastern Chester County Refuse Auth | 100 | Non-regulated | Dropped - Retired/Planned Retirement by 06/2028
Iola | 1291_G_4 | 1291 | G | 4 |  | O/G Steam |  |  | Kansas |  | Allen |  |  | 4.3 |  | 1949 | 2010 | [32 empty] | City of Iola - (KS) | 100 | City of Iola - (KS) | 100 | Regulated | Dropped - Retired/Planned Retirement by 06/2028
Iola | 1291_G_5 | 1291 | G | 5 |  | O/G Steam |  |  | Kansas |  | Allen |  |  | 5.3 |  | 1957 | 2010 | [32 empty] | City of Iola - (KS) | 100 | City of Iola - (KS) | 100 | Regulated | Dropped - Retired/Planned Retirement by 06/2028
Gaylord - Consumers | 1706_G_5 | 1706 | G | 5 |  | Combustion Turbine |  |  | Michigan |  | Otsego |  |  | 14 |  | 1968 | 2010 | [32 empty] | Consumers Energy Co - (MI) | 100 | Consumers Energy Co - (MI) | 100 | Regulated | Dropped - Retired/Planned Retirement by 06/2028
Tower | 1873_G_2 | 1873 | G | 2 |  | Combustion Turbine |  |  | Michigan |  | Cheboygan |  |  | 1.3 |  | 1948 | 2010 | [32 empty] | Wolverine Power Supply Coop | 100 | Wolverine Power Supply Coop | 100 | Regulated | Dropped - Retired/Planned Retirement by 06/2028
Tower | 1873_G_3 | 1873 | G | 3 |  | Combustion Turbine |  |  | Michigan |  | Cheboygan |  |  | 1.3 |  | 1951 | 2010 | [32 empty] | Wolverine Power Supply Coop | 100 | Wolverine Power Supply Coop | 100 | Regulated | Dropped - Retired/Planned Retirement by 06/2028
Tower | 1873_G_IC1 | 1873 | G | IC1 |  | Combustion Turbine |  |  | Michigan |  | Cheboygan |  |  | 1.3 |  | 1948 | 2010 | [32 empty] | Wolverine Power Supply Coop | 100 | Wolverine Power Supply Coop | 100 | Regulated | Dropped - Retired/Planned Retirement by 06/2028
Main Street (MO) | 2162_G_1 | 2162 | G | 1 |  | Combustion Turbine |  |  | Missouri |  | Greene |  |  | 12 |  | 1968 | 2010 | [32 empty] | City Utilities of Springfield - (MO) | 100 | City Utilities of Springfield - (MO) | 100 | Regulated | Dropped - Retired/Planned Retirement by 06/2028
Trenton Diesel | 2163_G_6 | 2163 | G | 6 |  | Combustion Turbine |  |  | Missouri |  | Grundy |  |  | 1.2 |  | 1958 | 2010 | [32 empty] | Trenton Municipal Utilities - (MO) | 100 | Trenton Municipal Utilities - (MO) | 100 | Regulated | Dropped - Retired/Planned Retirement by 06/2028
McGrath | 6555_G_3 | 6555 | G | 3 |  | Combustion Turbine |  |  | Alaska |  | Yukon Koyukuk |  |  | 0.2 |  | 1979 | [33 empty] | McGrath Light & Power Co | 100 | McGrath Light & Power Co | 100 | Regulated | Dropped - in Alaska or in Hawaii or Puerto Rico
McGrath | 6555_G_4 | 6555 | G | 4 |  | Combustion Turbine |  |  | Alaska |  | Yukon Koyukuk |  |  | 0.1 |  | 1979 | [33 empty] | McGrath Light & Power Co | 100 | McGrath Light & Power Co | 100 | Regulated | Dropped - in Alaska or in Hawaii or Puerto Rico
McGrath | 6555_G_5 | 6555 | G | 5 |  | Combustion Turbine |  |  | Alaska |  | Yukon Koyukuk |  |  | 0.6 |  | 1979 | [33 empty] | McGrath Light & Power Co | 100 | McGrath Light & Power Co | 100 | Regulated | Dropped - in Alaska or in Hawaii or Puerto Rico
Old Hickory Plant | 10797_G_IG | 10797 | G | IG |  | O/G Steam |  |  | Tennessee |  | Davidson |  |  | 1 |  | 1993 | 2010 | [32 empty] | E I DuPont De Nemours & Co | 100 | E I DuPont De Nemours & Co | 100 | Non-regulated | Dropped - Retired/Planned Retirement by 06/2028
Primary Childrens Medical Center | 52119_G_CG01 | 52119 | G | CG01 |  | Combustion Turbine |  |  | Utah |  | Salt Lake |  |  | 0.6 |  | 1990 | 2010 | [32 empty] | Primary Childrens Medical Ctr | 100 | Primary Childrens Medical Ctr | 100 | Non-regulated | Dropped - Retired/Planned Retirement by 06/2028
Primary Childrens Medical Center | 52119_G_CG02 | 52119 | G | CG02 |  | Combustion Turbine |  |  | Utah |  | Salt Lake |  |  | 0.6 |  | 1990 | 2010 | [32 empty] | Primary Childrens Medical Ctr | 100 | Primary Childrens Medical Ctr | 100 | Non-regulated | Dropped - Retired/Planned Retirement by 06/2028
Primary Childrens Medical Center | 52119_G_CG03 | 52119 | G | CG03 |  | Combustion Turbine |  |  | Utah |  | Salt Lake |  |  | 0.6 |  | 1991 | 2010 | [32 empty] | Primary Childrens Medical Ctr | 100 | Primary Childrens Medical Ctr | 100 | Non-regulated | Dropped - Retired/Planned Retirement by 06/2028
Moll Industries Seagrove Division | 55546_G_GEN1 | 55546 | G | GEN1 |  | Combustion Turbine |  |  | North Carolina |  | Randolph |  |  | 1 |  | 1994 | 2010 | [32 empty] | Moll Industries Inc | 100 | Moll Industries Inc | 100 | Non-regulated | Dropped - Retired/Planned Retirement by 06/2028
Moll Industries Seagrove Division | 55546_G_GEN2 | 55546 | G | GEN2 |  | Combustion Turbine |  |  | North Carolina |  | Randolph |  |  | 1.1 |  | 1994 | 2010 | [32 empty] | Moll Industries Inc | 100 | Moll Industries Inc | 100 | Non-regulated | Dropped - Retired/Planned Retirement by 06/2028
Humboldt Bay | 246_G_ST1 | 246 | G | ST1 |  | O/G Steam |  |  | California |  | Humboldt |  |  | 52 |  | 1956 | 2010 | [32 empty] | Pacific Gas & Electric Co. | 100 | Pacific Gas & Electric Co. | 100 | Regulated | Dropped - Retired/Planned Retirement by 06/2028 | bar: 13BLR
Humboldt Bay | 246_G_ST2 | 246 | G | ST2 |  | O/G Steam |  |  | California |  | Humboldt |  |  | 53 |  | 1958 | 2010 | [32 empty] | Pacific Gas & Electric Co. | 100 | Pacific Gas & Electric Co. | 100 | Regulated | Dropped - Retired/Planned Retirement by 06/2028 | 13BLR: 2
El Centro Hybrid | 389_G_3 | 389 | G | 3 |  | O/G Steam |  |  | California |  | Imperial |  |  | 42 |  | 1957 | 2010 | [32 empty] | Imperial Irrigation District | 100 | Imperial Irrigation District | 100 | Regulated | Dropped - Retired/Planned Retirement by 06/2028 | 13BLR: 3
Dean H Mitchell | 996_G_11 | 996 | G | 11 |  | Coal Steam |  |  | Indiana |  | Lake |  |  | 110 |  | 1970 | 2010 | [32 empty] | Northern Indiana Pub Serv Co | 100 | Northern Indiana Pub Serv Co | 100 | Regulated | Dropped - Retired/Planned Retirement by 06/2028 | 13BLR: 11
Dean H Mitchell | 996_G_4 | 996 | G | 4 |  | O/G Steam |  |  | Indiana |  | Lake |  |  | 125 |  | 1956 | 2010 | [32 empty] | Northern Indiana Pub Serv Co | 100 | Northern Indiana Pub Serv Co | 100 | Regulated | Dropped - Retired/Planned Retirement by 06/2028 | 13BLR: 4
Dean H Mitchell | 996_G_5 | 996 | G | 5 |  | Coal Steam |  |  | Indiana |  | Lake |  |  | 125 |  | 1959 | 2010 | [32 empty] | Northern Indiana Pub Serv Co | 100 | Northern Indiana Pub Serv Co | 100 | Regulated | Dropped - Retired/Planned Retirement by 06/2028 | 13BLR: 5
Dean H Mitchell | 996_G_6 | 996 | G | 6 |  | Coal Steam |  |  | Indiana |  | Lake |  |  | 125 |  | 1959 | 2010 | [32 empty] | Northern Indiana Pub Serv Co | 100 | Northern Indiana Pub Serv Co | 100 | Regulated | Dropped - Retired/Planned Retirement by 06/2028 | 13BLR: 6
Michigan City | 997_G_2 | 997 | G | 2 |  | O/G Steam |  |  | Indiana |  | LaPorte |  |  | 60 |  | 1950 | 2010 | [32 empty] | Northern Indiana Pub Serv Co | 100 | Northern Indiana Pub Serv Co | 100 | Regulated | Dropped - Retired/Planned Retirement by 06/2028 | 13BLR: 4; 14BLR: 5; 15BLR: 6
Michigan City | 997_G_3 | 997 | G | 3 |  | O/G Steam |  |  | Indiana |  | LaPorte |  |  | 60 |  | 1951 | 2010 | [32 empty] | Northern Indiana Pub Serv Co | 100 | Northern Indiana Pub Serv Co | 100 | Regulated | Dropped - Retired/Planned Retirement by 06/2028 | 13BLR: 4; 14BLR: 5; 15BLR: 6
A B Paterson | 1407_G_3 | 1407 | G | 3 |  | O/G Steam |  |  | Louisiana |  | Orleans |  |  | 40 |  | 1950 | 2010 | [32 empty] | Entergy New Orleans, LLC | 100 | Entergy New Orleans, LLC | 100 | Regulated | Dropped - Retired/Planned Retirement by 06/2028 | 13BLR: 3
A B Paterson | 1407_G_4 | 1407 | G | 4 |  | O/G Steam |  |  | Louisiana |  | Orleans |  |  | 72 |  | 1954 | 2010 | [32 empty] | Entergy New Orleans, LLC | 100 | Entergy New Orleans, LLC | 100 | Regulated | Dropped - Retired/Planned Retirement by 06/2028 | 13BLR: 4
A B Paterson | 1407_G_5 | 1407 | G | 5 |  | Combustion Turbine |  |  | Louisiana |  | Orleans |  |  | 11 |  | 1967 | 2010 | [32 empty] | Entergy New Orleans, LLC | 100 | Entergy New Orleans, LLC | 100 | Regulated | Dropped - Retired/Planned Retirement by 06/2028
Mobile GT | 6212_G_2 | 6212 | G | 2 |  | Combustion Turbine |  |  | California |  | Humboldt |  |  | 15 |  | 1975 | 2010 | [32 empty] | Pacific Gas & Electric Co. | 100 | Pacific Gas & Electric Co. | 100 | Regulated | Dropped - Retired/Planned Retirement by 06/2028
Mobile GT | 6212_G_3 | 6212 | G | 3 |  | Combustion Turbine |  |  | California |  | Humboldt |  |  | 15 |  | 1976 | 2010 | [32 empty] | Pacific Gas & Electric Co. | 100 | Pacific Gas & Electric Co. | 100 | Regulated | Dropped - Retired/Planned Retirement by 06/2028
NSB Anaktuvuk Pass | 7487_G_4 | 7487 | G | 4 |  | Combustion Turbine |  |  | Alaska |  | North Slope |  |  | 0.1 |  | 1994 | [33 empty] | North Slope Borough Power & Light | 100 | North Slope Borough Power & Light | 100 | Regulated | Dropped - in Alaska or in Hawaii or Puerto Rico
San Marcos Energy | 10386_G_1 | 10386 | G | 1 |  | Landfill Gas |  |  | California |  | San Diego |  |  | 0.7 |  | 1990 | 2010 | [32 empty] | San Marcos Energy LLC | 100 | San Marcos Energy LLC | 100 | Non-regulated | Dropped - Retired/Planned Retirement by 06/2028
San Marcos Energy | 10386_G_2 | 10386 | G | 2 |  | Landfill Gas |  |  | California |  | San Diego |  |  | 0.7 |  | 1990 | 2010 | [32 empty] | San Marcos Energy LLC | 100 | San Marcos Energy LLC | 100 | Non-regulated | Dropped - Retired/Planned Retirement by 06/2028
Wythe Park Power 3 Richmond Plant | 54047_G_EXIS | 54047 | G | EXIS |  | Combustion Turbine |  |  | Virginia |  | Richmond City |  |  | 3 |  | 1991 | 2010 | [32 empty] | Wythe Park Power Inc | 100 | Wythe Park Power Inc | 100 | Non-regulated | Dropped - Retired/Planned Retirement by 06/2028
Ridgeview | 55925_G_GEN10 | 55925 | G | GEN10 |  | Landfill Gas |  |  | Wisconsin |  | Manitowoc |  |  | 0.8 |  | 2006 | 2010 | [32 empty] | Bio-Energy Partners | 100 | Bio-Energy Partners | 100 | Non-regulated | Dropped - Retired/Planned Retirement by 06/2028
Trenton Diesel | 2163_G_7 | 2163 | G | 7 |  | Combustion Turbine |  |  | Missouri |  | Grundy |  |  | 0.9 |  | 1966 | 2010 | [32 empty] | Trenton Municipal Utilities - (MO) | 100 | Trenton Municipal Utilities - (MO) | 100 | Regulated | Dropped - Retired/Planned Retirement by 06/2028
FirstEnergy Edgewater | 2857_G_CTA | 2857 | G | CTA |  | Combustion Turbine |  |  | Ohio |  | Lorain |  |  | 19 |  | 1973 | 2010 | [32 empty] | FirstEnergy Generation Corp | 100 | FirstEnergy Generation Corp | 100 | Non-regulated | Dropped - Retired/Planned Retirement by 06/2028
FirstEnergy Edgewater | 2857_G_CTB | 2857 | G | CTB |  | Combustion Turbine |  |  | Ohio |  | Lorain |  |  | 19 |  | 1973 | 2010 | [32 empty] | FirstEnergy Generation Corp | 100 | FirstEnergy Generation Corp | 100 | Non-regulated | Dropped - Retired/Planned Retirement by 06/2028
Ponca City Refinery | 52188_G_G1 | 52188 | G | G1 |  | Fossil Waste |  |  | Oklahoma |  | Kay |  |  | 3 |  | 1947 | 2010 | [32 empty] | Phillips 66-Ponca City Refinery | 100 | Phillips 66-Ponca City Refinery | 100 | Non-regulated | Dropped - Retired/Planned Retirement by 06/2028
Ponca City Refinery | 52188_G_G2 | 52188 | G | G2 |  | Fossil Waste |  |  | Oklahoma |  | Kay |  |  | 3 |  | 1947 | 2010 | [32 empty] | Phillips 66-Ponca City Refinery | 100 | Phillips 66-Ponca City Refinery | 100 | Non-regulated | Dropped - Retired/Planned Retirement by 06/2028
Valero Refinery Corpus Christi East | 10203_G_GEN1 | 10203 | G | GEN1 |  | Combustion Turbine |  |  | Texas |  | Nueces |  |  | 17 |  | 1984 | 2010 | [32 empty] | Valero Refining Co | 100 | Valero Refining Co | 100 | Non-regulated | Dropped - Retired/Planned Retirement by 06/2028
Valero Refinery Corpus Christi East | 10203_G_GEN2 | 10203 | G | GEN2 |  | Combustion Turbine |  |  | Texas |  | Nueces |  |  | 17 |  | 1984 | 2010 | [32 empty] | Valero Refining Co | 100 | Valero Refining Co | 100 | Non-regulated | Dropped - Retired/Planned Retirement by 06/2028
Sycamore Energy LLC | 10387_G_1 | 10387 | G | 1 |  | Landfill Gas |  |  | California |  | San Diego |  |  | 0.7 |  | 1989 | 2010 | [32 empty] | Sycamore Energy LLC | 100 | Sycamore Energy LLC | 100 | Non-regulated | Dropped - Retired/Planned Retirement by 06/2028
Concord Cogen | 52080_G_1606 | 52080 | G | 1606 |  | Combustion Turbine |  |  | California |  | Contra Costa |  |  | 1.5 |  | 1988 | 2010 | [32 empty] | Chevron Business & Real Estate Services | 100 | Chevron Business & Real Estate Services | 100 | Non-regulated | Dropped - Retired/Planned Retirement by 06/2028
Aera South Belridge Cogen Facility | 55185_G_GENA | 55185 | G | GENA |  | Combustion Turbine |  |  | California |  | Kern |  |  | 2.7 |  | 1989 | 2010 | [32 empty] | AERA Energy LLC | 100 | AERA Energy LLC | 100 | Non-regulated | Dropped - Retired/Planned Retirement by 06/2028
Aera South Belridge Cogen Facility | 55185_G_GENB | 55185 | G | GENB |  | Combustion Turbine |  |  | California |  | Kern |  |  | 2.7 |  | 1989 | 2010 | [32 empty] | AERA Energy LLC | 100 | AERA Energy LLC | 100 | Non-regulated | Dropped - Retired/Planned Retirement by 06/2028
Aera South Belridge Cogen Facility | 55185_G_GENC | 55185 | G | GENC |  | Combustion Turbine |  |  | California |  | Kern |  |  | 2.7 |  | 1989 | 2010 | [32 empty] | AERA Energy LLC | 100 | AERA Energy LLC | 100 | Non-regulated | Dropped - Retired/Planned Retirement by 06/2028
Cape Canaveral | 609_G_1 | 609 | G | 1 |  | O/G Steam |  |  | Florida |  | Brevard |  |  | 396 |  | 1965 | 2010 | [32 empty] | Florida Power & Light Co | 100 | Florida Power & Light Co | 100 | Regulated | Dropped - Retired/Planned Retirement by 06/2028 | 13BLR: PCC1
Cape Canaveral | 609_G_2 | 609 | G | 2 |  | O/G Steam |  |  | Florida |  | Brevard |  |  | 396 |  | 1969 | 2010 | [32 empty] | Florida Power & Light Co | 100 | Florida Power & Light Co | 100 | Regulated | Dropped - Retired/Planned Retirement by 06/2028 | 13BLR: PCC2
Sleepy Eye | 2011_G_3 | 2011 | G | 3 |  | Combustion Turbine |  |  | Minnesota |  | Brown |  |  | 1.5 |  | 1961 | 2010 | [32 empty] | Sleepy Eye Public Utility Comm | 100 | Sleepy Eye Public Utility Comm | 100 | Regulated | Dropped - Retired/Planned Retirement by 06/2028
Howard Down | 2434_G_9 | 2434 | G | 9 |  | O/G Steam |  |  | New Jersey |  | Cumberland |  |  | 17 |  | 1960 | 2010 | [32 empty] | City of Vineland - (NJ) | 100 | City of Vineland - (NJ) | 100 | Regulated | Dropped - Retired/Planned Retirement by 06/2028 | 13BLR: 9
Wanapum | 3888_G_7 | 3888 | G | 7 |  | Hydro |  |  | Washington |  | Grant |  |  | 103.8 |  | 1963 | 2010 | [32 empty] | PUD No 2 of Grant County | 100 | PUD No 2 of Grant County | 100 | Regulated | Dropped - Retired/Planned Retirement by 06/2028
Commercial Street | 6585_G_2 | 6585 | G | 2 |  | Combustion Turbine |  |  | Massachusetts |  | Essex |  |  | 1 |  | 1975 | 2010 | [32 empty] | Town of Marblehead - (MA) | 100 | Town of Marblehead - (MA) | 100 | Regulated | Dropped - Retired/Planned Retirement by 06/2028
Snoqualmie 2 | 7867_G_6 | 7867 | G | 6 |  | Hydro |  |  | Washington |  | King |  |  | 13.9 |  | 1910 | 2010 | [32 empty] | Puget Sound Energy Inc | 100 | Puget Sound Energy Inc | 100 | Regulated | Dropped - Retired/Planned Retirement by 06/2028
New Orleans | 10639_G_GEN2 | 10639 | G | GEN2 |  | O/G Steam |  |  | Louisiana |  | Orleans |  |  | 4 |  | 1995 | 2010 | [32 empty] | Air Products & Chemicals Inc | 100 | Air Products & Chemicals Inc | 100 | Non-regulated | Dropped - Retired/Planned Retirement by 06/2028
International Paper Franklin Mill | 52152_G_GEN1 | 52152 | G | GEN1 |  | Non-Fossil Waste |  |  | Virginia |  | Isle of Wight |  |  | 5 |  | 1937 | [33 empty] | International Paper | 100 | International Paper | 100 | Non-regulated | Dropped - Plant is identified as onsite because it is a net buyer of electricity in 2021 | 13BLR: 4RB; 14BLR: 5PB; 15BLR: 5RB; 16BLR: 6PB
International Paper Franklin Mill | 52152_G_GEN2 | 52152 | G | GEN2 |  | Non-Fossil Waste |  |  | Virginia |  | Isle of Wight |  |  | 3.7 |  | 1937 | [33 empty] | International Paper | 100 | International Paper | 100 | Non-regulated | Dropped - Plant is identified as onsite because it is a net buyer of electricity in 2021 | 13BLR: 4RB; 14BLR: 5PB; 15BLR: 5RB; 16BLR: 6PB
International Paper Franklin Mill | 52152_G_GEN3 | 52152 | G | GEN3 |  | Non-Fossil Waste |  |  | Virginia |  | Isle of Wight |  |  | 2.5 |  | 1942 | [33 empty] | International Paper | 100 | International Paper | 100 | Non-regulated | Dropped - Plant is identified as onsite because it is a net buyer of electricity in 2021 | 13BLR: 4RB; 14BLR: 5PB; 15BLR: 5RB; 16BLR: 6PB
International Paper Franklin Mill | 52152_G_GEN6 | 52152 | G | GEN6 |  | Non-Fossil Waste |  |  | Virginia |  | Isle of Wight |  |  | 9.3 |  | 1950 | [33 empty] | International Paper | 100 | International Paper | 100 | Non-regulated | Dropped - Plant is identified as onsite because it is a net buyer of electricity in 2021 | 4RB | 5PB | 5RB | 6PB | 6RB | 7PB
International Paper Franklin Mill | 52152_G_GEN7 | 52152 | G | GEN7 |  | Non-Fossil Waste |  |  | Virginia |  | Isle of Wight |  |  | 15.6 |  | 1958 | [33 empty] | International Paper | 100 | International Paper | 100 | Non-regulated | Dropped - Plant is identified as onsite because it is a net buyer of electricity in 2021 | 4RB | 5PB | 5RB | 6PB | 6RB | 7PB
International Paper Franklin Mill | 52152_G_GEN8 | 52152 | G | GEN8 |  | Non-Fossil Waste |  |  | Virginia |  | Isle of Wight |  |  | 27.5 |  | 1970 | [33 empty] | International Paper | 100 | International Paper | 100 | Non-regulated | Dropped - Plant is identified as onsite because it is a net buyer of electricity in 2021 | 4RB | 5PB | 5RB | 6PB | 6RB | 7PB
Randolph Electric | 55585_G_1 | 55585 | G | 1 |  | Landfill Gas |  |  | Massachusetts |  | Norfolk |  |  | 0.9 |  | 2000 | 2010 | [32 empty] | Gas Recovery Systems Inc | 100 | Gas Recovery Systems Inc | 100 | Non-regulated | Dropped - Retired/Planned Retirement by 06/2028
Randolph Electric | 55585_G_2 | 55585 | G | 2 |  | Landfill Gas |  |  | Massachusetts |  | Norfolk |  |  | 0.9 |  | 2000 | 2010 | [32 empty] | Gas Recovery Systems Inc | 100 | Gas Recovery Systems Inc | 100 | Non-regulated | Dropped - Retired/Planned Retirement by 06/2028
Randolph Electric | 55585_G_3 | 55585 | G | 3 |  | Landfill Gas |  |  | Massachusetts |  | Norfolk |  |  | 0.9 |  | 2000 | 2010 | [32 empty] | Gas Recovery Systems Inc | 100 | Gas Recovery Systems Inc | 100 | Non-regulated | Dropped - Retired/Planned Retirement by 06/2028
Halifax Electric | 55586_G_1 | 55586 | G | 1 |  | Landfill Gas |  |  | Massachusetts |  | Plymouth |  |  | 0.9 |  | 1997 | 2010 | [32 empty] | Gas Recovery Systems Inc | 100 | Gas Recovery Systems Inc | 100 | Non-regulated | Dropped - Retired/Planned Retirement by 06/2028
Halifax Electric | 55586_G_2 | 55586 | G | 2 |  | Landfill Gas |  |  | Massachusetts |  | Plymouth |  |  | 0.9 |  | 1997 | 2010 | [32 empty] | Gas Recovery Systems Inc | 100 | Gas Recovery Systems Inc | 100 | Non-regulated | Dropped - Retired/Planned Retirement by 06/2028
Halifax Electric | 55586_G_3 | 55586 | G | 3 |  | Landfill Gas |  |  | Massachusetts |  | Plymouth |  |  | 0.9 |  | 1997 | 2010 | [32 empty] | Gas Recovery Systems Inc | 100 | Gas Recovery Systems Inc | 100 | Non-regulated | Dropped - Retired/Planned Retirement by 06/2028
Barnett Shoals | 701_G_1 | 701 | G | 1 |  | Hydro |  |  | Georgia |  | Oconee |  |  | 0.2 |  | 1910 | 2010 | [32 empty] | Georgia Power Co | 100 | Georgia Power Co | 100 | Regulated | Dropped - Retired/Planned Retirement by 06/2028
Barnett Shoals | 701_G_2 | 701 | G | 2 |  | Hydro |  |  | Georgia |  | Oconee |  |  | 0.2 |  | 1910 | 2010 | [32 empty] | Georgia Power Co | 100 | Georgia Power Co | 100 | Regulated | Dropped - Retired/Planned Retirement by 06/2028
Barnett Shoals | 701_G_3 | 701 | G | 3 |  | Hydro |  |  | Georgia |  | Oconee |  |  | 0.2 |  | 1910 | 2010 | [32 empty] | Georgia Power Co | 100 | Georgia Power Co | 100 | Regulated | Dropped - Retired/Planned Retirement by 06/2028
Barnett Shoals | 701_G_4 | 701 | G | 4 |  | Hydro |  |  | Georgia |  | Oconee |  |  | 0.2 |  | 1910 | 2010 | [32 empty] | Georgia Power Co | 100 | Georgia Power Co | 100 | Regulated | Dropped - Retired/Planned Retirement by 06/2028
Brooklyn | 1128_G_4 | 1128 | G | 4 |  | Combustion Turbine |  |  | Iowa |  | Poweshiek |  |  | 0.5 |  | 1955 | 2010 | [32 empty] | City of Brooklyn - (IA) | 100 | City of Brooklyn - (IA) | 100 | Regulated | Dropped - Retired/Planned Retirement by 06/2028
Unalakleet | 6299_G_1 | 6299 | G | 1 |  | Combustion Turbine |  |  | Alaska |  | Nome |  |  | 0.3 |  | 1965 | [33 empty] | Unalakleet Valley Elec Coop | 100 | Unalakleet Valley Elec Coop | 100 | Regulated | Dropped - in Alaska or in Hawaii or Puerto Rico
Unalakleet | 6299_G_2 | 6299 | G | 2 |  | Combustion Turbine |  |  | Alaska |  | Nome |  |  | 0.5 |  | 1982 | [33 empty] | Unalakleet Valley Elec Coop | 100 | Unalakleet Valley Elec Coop | 100 | Regulated | Dropped - in Alaska or in Hawaii or Puerto Rico
Unalakleet | 6299_G_3 | 6299 | G | 3 |  | Combustion Turbine |  |  | Alaska |  | Nome |  |  | 0.4 |  | 1983 | [33 empty] | Unalakleet Valley Elec Coop | 100 | Unalakleet Valley Elec Coop | 100 | Regulated | Dropped - in Alaska or in Hawaii or Puerto Rico
Unalakleet | 6299_G_4 | 6299 | G | 4 |  | Combustion Turbine |  |  | Alaska |  | Nome |  |  | 0.4 |  | 1983 | [33 empty] | Unalakleet Valley Elec Coop | 100 | Unalakleet Valley Elec Coop | 100 | Regulated | Dropped - in Alaska or in Hawaii or Puerto Rico
Watsonville Power Plant | 50968_G_GEN1 | 50968 | G | GEN1 |  | Combined Cycle |  |  | California |  | SANTA CRUZ |  |  | 22 |  | 1990 | 2010 | [32 empty] | Calpine Monterey Cogen Inc | 100 | Calpine Monterey Cogen Inc | 100 | Non-regulated | Dropped - Retired/Planned Retirement by 06/2028
Watsonville Power Plant | 50968_G_GEN2 | 50968 | G | GEN2 |  | Combined Cycle |  |  | California |  | SANTA CRUZ |  |  | 6.9 |  | 1990 | 2010 | [32 empty] | Calpine Monterey Cogen Inc | 100 | Calpine Monterey Cogen Inc | 100 | Non-regulated | Dropped - Retired/Planned Retirement by 06/2028
Planergy Ramsey Methane LLC | 56672_G_1 | 56672 | G | 1 |  | Landfill Gas |  |  | Minnesota |  | ANOKA |  |  | 1.6 |  | 2007 | 2010 | [32 empty] | Planergy Ramsey Methane LLC | 100 | Planergy Ramsey Methane LLC | 100 | Non-regulated | Dropped - Retired/Planned Retirement by 06/2028
Mistersky | 1822_G_5 | 1822 | G | 5 |  | O/G Steam |  |  | Michigan |  | Wayne |  |  | 44 |  | 1950 | 2010 | [32 empty] | City of Detroit - (MI) | 100 | City of Detroit - (MI) | 100 | Regulated | Dropped - Retired/Planned Retirement by 06/2028
Snoqualmie | 3860_G_5 | 3860 | G | 5 |  | Hydro |  |  | Washington |  | King |  |  | 6.5 |  | 1905 | 2010 | [32 empty] | Puget Sound Energy Inc | 100 | Puget Sound Energy Inc | 100 | Regulated | Dropped - Retired/Planned Retirement by 06/2028
Blackhawk | 4048_G_3 | 4048 | G | 3 |  | O/G Steam |  |  | Wisconsin |  | Rock |  |  | 26.5 |  | 1946 | 2010 | [32 empty] | Wisconsin Power & Light Co | 100 | Wisconsin Power & Light Co | 100 | Regulated | Dropped - Retired/Planned Retirement by 06/2028 | 13BLR: 3; 14BLR: 4
Blackhawk | 4048_G_4 | 4048 | G | 4 |  | O/G Steam |  |  | Wisconsin |  | Rock |  |  | 24.3 |  | 1948 | 2010 | [32 empty] | Wisconsin Power & Light Co | 100 | Wisconsin Power & Light Co | 100 | Regulated | Dropped - Retired/Planned Retirement by 06/2028 | 13BLR: 3; 14BLR: 4
Rock River | 4057_G_1 | 4057 | G | 1 |  | O/G Steam |  |  | Wisconsin |  | Rock |  |  | 72.9 |  | 1954 | 2010 | [32 empty] | Wisconsin Power & Light Co | 100 | Wisconsin Power & Light Co | 100 | Regulated | Dropped - Retired/Planned Retirement by 06/2028 | bar: 13BLR
Rock River | 4057_G_2 | 4057 | G | 2 |  | O/G Steam |  |  | Wisconsin |  | Rock |  |  | 76.7 |  | 1955 | 2010 | [32 empty] | Wisconsin Power & Light Co | 100 | Wisconsin Power & Light Co | 100 | Regulated | Dropped - Retired/Planned Retirement by 06/2028 | 13BLR: 2
Cargill Corn Wet Milling Plant | 10729_G_GEN2 | 10729 | G | GEN2 |  | Combustion Turbine |  |  | Tennessee |  | Shelby |  |  | 4.3 |  | 1991 | 2010 | [32 empty] | Cargill Inc | 100 | Cargill Inc | 100 | Non-regulated | Dropped - Retired/Planned Retirement by 06/2028
Hartco Flooring | 50096_G_4915 | 50096 | G | 4915 |  | Biomass |  |  | Tennessee |  | Scott |  |  | 1 |  | 1980 | 2010 | [32 empty] | Armstrong World Industries Inc | 100 | Armstrong World Industries Inc | 100 | Non-regulated | Dropped - Retired/Planned Retirement by 06/2028
Hartco Flooring | 50096_G_5102 | 50096 | G | 5102 |  | Biomass |  |  | Tennessee |  | Scott |  |  | 1 |  | 1986 | 2010 | [32 empty] | Armstrong World Industries Inc | 100 | Armstrong World Industries Inc | 100 | Non-regulated | Dropped - Retired/Planned Retirement by 06/2028
Brown University Central Heating | 51029_G_EMG1 | 51029 | G | EMG1 |  | O/G Steam |  |  | Rhode Island |  | Providence |  |  | 3 |  | 1982 | 2010 | [32 empty] | Brown University | 100 | Brown University | 100 | Non-regulated | Dropped - Retired/Planned Retirement by 06/2028
Ewa Nui Substation DG | 56330_G_DG1 | 56330 | G | DG1 |  | Combustion Turbine |  |  | Hawaii |  | Honolulu |  |  | 1.6 |  | 2005 | [33 empty] | Hawthorne Power Systems | 100 | Hawthorne Power Systems | 100 | Regulated | Dropped - in Alaska or in Hawaii or Puerto Rico
Ewa Nui Substation DG | 56330_G_DG2 | 56330 | G | DG2 |  | Combustion Turbine |  |  | Hawaii |  | Honolulu |  |  | 1.6 |  | 2005 | [33 empty] | Hawthorne Power Systems | 100 | Hawthorne Power Systems | 100 | Regulated | Dropped - in Alaska or in Hawaii or Puerto Rico
Ewa Nui Substation DG | 56330_G_DG3 | 56330 | G | DG3 |  | Combustion Turbine |  |  | Hawaii |  | Honolulu |  |  | 1.6 |  | 2005 | [33 empty] | Hawthorne Power Systems | 100 | Hawthorne Power Systems | 100 | Regulated | Dropped - in Alaska or in Hawaii or Puerto Rico
Ewa Nui Substation DG | 56330_G_DG4 | 56330 | G | DG4 |  | Combustion Turbine |  |  | Hawaii |  | Honolulu |  |  | 1.6 |  | 2007 | [33 empty] | Hawthorne Power Systems | 100 | Hawthorne Power Systems | 100 | Regulated | Dropped - in Alaska or in Hawaii or Puerto Rico
Ewa Nui Substation DG | 56330_G_DG5 | 56330 | G | DG5 |  | Combustion Turbine |  |  | Hawaii |  | Honolulu |  |  | 1.6 |  | 2007 | [33 empty] | Hawthorne Power Systems | 100 | Hawthorne Power Systems | 100 | Regulated | Dropped - in Alaska or in Hawaii or Puerto Rico
Ewa Nui Substation DG | 56330_G_DG6 | 56330 | G | DG6 |  | Combustion Turbine |  |  | Hawaii |  | Honolulu |  |  | 1.6 |  | 2007 | [33 empty] | Hawthorne Power Systems | 100 | Hawthorne Power Systems | 100 | Regulated | Dropped - in Alaska or in Hawaii or Puerto Rico
Iwilei Tank Farm DG | 56331_G_DG1 | 56331 | G | DG1 |  | Combustion Turbine |  |  | Hawaii |  | Honolulu |  |  | 1.6 |  | 2005 | [33 empty] | Hawthorne Power Systems | 100 | Hawthorne Power Systems | 100 | Regulated | Dropped - in Alaska or in Hawaii or Puerto Rico
Iwilei Tank Farm DG | 56331_G_DG2 | 56331 | G | DG2 |  | Combustion Turbine |  |  | Hawaii |  | Honolulu |  |  | 1.6 |  | 2005 | [33 empty] | Hawthorne Power Systems | 100 | Hawthorne Power Systems | 100 | Regulated | Dropped - in Alaska or in Hawaii or Puerto Rico
Iwilei Tank Farm DG | 56331_G_DG3 | 56331 | G | DG3 |  | Combustion Turbine |  |  | Hawaii |  | Honolulu |  |  | 1.6 |  | 2005 | [33 empty] | Hawthorne Power Systems | 100 | Hawthorne Power Systems | 100 | Regulated | Dropped - in Alaska or in Hawaii or Puerto Rico
Helemano Substation DG | 56332_G_DG1 | 56332 | G | DG1 |  | Combustion Turbine |  |  | Hawaii |  | Honolulu |  |  | 1.6 |  | 2005 | [33 empty] | Hawthorne Power Systems | 100 | Hawthorne Power Systems | 100 | Regulated | Dropped - in Alaska or in Hawaii or Puerto Rico
Helemano Substation DG | 56332_G_DG2 | 56332 | G | DG2 |  | Combustion Turbine |  |  | Hawaii |  | Honolulu |  |  | 1.6 |  | 2005 | [33 empty] | Hawthorne Power Systems | 100 | Hawthorne Power Systems | 100 | Regulated | Dropped - in Alaska or in Hawaii or Puerto Rico
Helemano Substation DG | 56332_G_DG3 | 56332 | G | DG3 |  | Combustion Turbine |  |  | Hawaii |  | Honolulu |  |  | 1.6 |  | 2005 | [33 empty] | Hawthorne Power Systems | 100 | Hawthorne Power Systems | 100 | Regulated | Dropped - in Alaska or in Hawaii or Puerto Rico
Kalaeoloa Pole Yard DG | 56514_G_DG1 | 56514 | G | DG1 |  | Combustion Turbine |  |  | Hawaii |  | Honolulu |  |  | 1.6 |  | 2006 | [33 empty] | Hawthorne Power Systems | 100 | Hawthorne Power Systems | 100 | Regulated | Dropped - in Alaska or in Hawaii or Puerto Rico
Kalaeoloa Pole Yard DG | 56514_G_DG2 | 56514 | G | DG2 |  | Combustion Turbine |  |  | Hawaii |  | Honolulu |  |  | 1.6 |  | 2006 | [33 empty] | Hawthorne Power Systems | 100 | Hawthorne Power Systems | 100 | Regulated | Dropped - in Alaska or in Hawaii or Puerto Rico
Kalaeoloa Pole Yard DG | 56514_G_DG3 | 56514 | G | DG3 |  | Combustion Turbine |  |  | Hawaii |  | Honolulu |  |  | 1.6 |  | 2006 | [33 empty] | Hawthorne Power Systems | 100 | Hawthorne Power Systems | 100 | Regulated | Dropped - in Alaska or in Hawaii or Puerto Rico
CEIP Substation Distributed Generation | 56515_G_DG1 | 56515 | G | DG1 |  | Combustion Turbine |  |  | Hawaii |  | Honolulu |  |  | 1.6 |  | 2006 | [33 empty] | Hawthorne Power Systems | 100 | Hawthorne Power Systems | 100 | Regulated | Dropped - in Alaska or in Hawaii or Puerto Rico
CEIP Substation Distributed Generation | 56515_G_DG2 | 56515 | G | DG2 |  | Combustion Turbine |  |  | Hawaii |  | Honolulu |  |  | 1.6 |  | 2006 | [33 empty] | Hawthorne Power Systems | 100 | Hawthorne Power Systems | 100 | Regulated | Dropped - in Alaska or in Hawaii or Puerto Rico
CEIP Substation Distributed Generation | 56515_G_DG3 | 56515 | G | DG3 |  | Combustion Turbine |  |  | Hawaii |  | Honolulu |  |  | 1.6 |  | 2006 | [33 empty] | Hawthorne Power Systems | 100 | Hawthorne Power Systems | 100 | Regulated | Dropped - in Alaska or in Hawaii or Puerto Rico
Bloomington Power Plant | 7767_G_7 | 7767 | G | 7 |  | Combustion Turbine |  |  | Utah |  | Washington |  |  | 1.5 |  | 1999 | 2010 | [32 empty] | City of St George | 100 | City of St George | 100 | Regulated | Dropped - Retired/Planned Retirement by 06/2028
S D Warren Muskegon | 50438_G_GEN2 | 50438 | G | GEN2 |  | Coal Steam |  |  | Michigan |  | MUSKEGON |  |  | 3.5 |  | 1938 | 2010 | [32 empty] | S D Warren Co | 100 | S D Warren Co | 100 | Non-regulated | Dropped - Retired/Planned Retirement by 06/2028
S D Warren Muskegon | 50438_G_GEN4 | 50438 | G | GEN4 |  | Coal Steam |  |  | Michigan |  | MUSKEGON |  |  | 16.5 |  | 1968 | 2010 | [32 empty] | S D Warren Co | 100 | S D Warren Co | 100 | Non-regulated | Dropped - Retired/Planned Retirement by 06/2028
S D Warren Muskegon | 50438_G_GEN5 | 50438 | G | GEN5 |  | Coal Steam |  |  | Michigan |  | MUSKEGON |  |  | 17.3 |  | 1989 | 2010 | [32 empty] | S D Warren Co | 100 | S D Warren Co | 100 | Non-regulated | Dropped - Retired/Planned Retirement by 06/2028
Bunge Milling Cogen | 51000_G_GEN1 | 51000 | G | GEN1 |  | Coal Steam |  |  | Illinois |  | Vermilion |  |  | 17.6 |  | 1989 | 2010 | [32 empty] | Bunge Milling Inc | 100 | Bunge Milling Inc | 100 | Non-regulated | Dropped - Retired/Planned Retirement by 06/2028
Pittsburg Power Plant | 54001_G_GEN1 | 54001 | G | GEN1 |  | Combustion Turbine |  |  | California |  | Contra Costa |  |  | 16.5 |  | 1966 | 2010 | [32 empty] | The Dow Chemical Company | 100 | The Dow Chemical Company | 100 | Non-regulated | Dropped - Retired/Planned Retirement by 06/2028
Pittsburg Power Plant | 54001_G_GEN2 | 54001 | G | GEN2 |  | Combustion Turbine |  |  | California |  | Contra Costa |  |  | 22 |  | 1966 | 2010 | [32 empty] | The Dow Chemical Company | 100 | The Dow Chemical Company | 100 | Non-regulated | Dropped - Retired/Planned Retirement by 06/2028
Pittsburg Power Plant | 54001_G_GEN3 | 54001 | G | GEN3 |  | Combustion Turbine |  |  | California |  | Contra Costa |  |  | 22 |  | 1966 | 2010 | [32 empty] | The Dow Chemical Company | 100 | The Dow Chemical Company | 100 | Non-regulated | Dropped - Retired/Planned Retirement by 06/2028
YKK USA Chestney | 54566_G_GEN1 | 54566 | G | GEN1 |  | Combustion Turbine |  |  | Georgia |  | Bibb |  |  | 1.5 |  | 1993 | [33 empty] | YKK USA Inc | 100 | YKK USA Inc | 100 | Non-regulated | Dropped - Plant is identified as onsite because it is a net buyer of electricity in 2021
YKK USA Chestney | 54566_G_GEN2 | 54566 | G | GEN2 |  | Combustion Turbine |  |  | Georgia |  | Bibb |  |  | 1.5 |  | 1994 | [33 empty] | YKK USA Inc | 100 | YKK USA Inc | 100 | Non-regulated | Dropped - Plant is identified as onsite because it is a net buyer of electricity in 2021
YKK USA Chestney | 54566_G_GEN3 | 54566 | G | GEN3 |  | Combustion Turbine |  |  | Georgia |  | Bibb |  |  | 1.7 |  | 1995 | [33 empty] | YKK USA Inc | 100 | YKK USA Inc | 100 | Non-regulated | Dropped - Plant is identified as onsite because it is a net buyer of electricity in 2021
Athens Regional Medical Center | 55319_G_CU1 | 55319 | G | CU1 |  | Combustion Turbine |  |  | Georgia |  | Clarke |  |  | 0.7 |  | 1979 | [33 empty] | Piedmont Athens Regional Medical Center | 100 | Piedmont Athens Regional Medical Center | 100 | Non-regulated | Dropped - Plant is identified as onsite because it is a net buyer of electricity in 2021
Charles Poletti | 2491_G_6 | 2491 | G | 6 |  | O/G Steam |  |  | New York |  | Queens |  |  | 847 |  | 1977 | 2010 | [32 empty] | New York Power Authority | 100 | New York Power Authority | 100 | Regulated | Dropped - Retired/Planned Retirement by 06/2028 | 13BLR: 001
Cline Falls | 6482_G_1 | 6482 | G | 1 |  | Hydro |  |  | Oregon |  | Deschutes |  |  | 1.1 |  | 1943 | 2010 | [32 empty] | PacifiCorp | 100 | PacifiCorp | 100 | Regulated | Dropped - Retired/Planned Retirement by 06/2028
Fourche Creek Wastewater | 10050_G_1 | 10050 | G | 1 |  | Non-Fossil Waste |  |  | Arkansas |  | Pulaski |  |  | 0.5 |  | 1983 | 2010 | [32 empty] | Little Rock Water Reclamation Authority | 100 | Little Rock Water Reclamation Authority | 100 | Non-regulated | Dropped - Retired/Planned Retirement by 06/2028
Lafayette Energy Partners LP | 50788_G_HA1 | 50788 | G | HA1 |  | Landfill Gas |  |  | New Jersey |  | Sussex |  |  | 0.5 |  | 1990 | 2010 | [32 empty] | Zapco Energy Tactics Corp | 100 | Zapco Energy Tactics Corp | 100 | Non-regulated | Dropped - Retired/Planned Retirement by 06/2028
Lafayette Energy Partners LP | 50788_G_HA2 | 50788 | G | HA2 |  | Landfill Gas |  |  | New Jersey |  | Sussex |  |  | 0.5 |  | 1990 | 2010 | [32 empty] | Zapco Energy Tactics Corp | 100 | Zapco Energy Tactics Corp | 100 | Non-regulated | Dropped - Retired/Planned Retirement by 06/2028
Stone Container Ontonagon Mill | 50812_G_GEN1 | 50812 | G | GEN1 |  | Coal Steam |  |  | Michigan |  | Ontonagon |  |  | 11.6 |  | 1966 | 2010 | [32 empty] | Smurfit-Stone Corp MI Plant | 100 | Smurfit-Stone Corp MI Plant | 100 | Non-regulated | Dropped - Retired/Planned Retirement by 06/2028
Gramercy Holdings LLC | 50846_G_GT2 | 50846 | G | GT2 |  | Combustion Turbine |  |  | Louisiana |  | St James |  |  | 15 |  | 1969 | [33 empty] | Atalco Gramercy LLC | 100 | Atalco Gramercy LLC | 100 | Non-regulated | Dropped - Plant is identified as onsite because it is a net buyer of electricity in 2021
Greene Valley Gas Recovery | 55014_G_GEN3 | 55014 | G | GEN3 |  | Landfill Gas |  |  | Illinois |  | DuPage |  |  | 2.9 |  | 1998 | 2010 | [32 empty] | WM Illinois Renewable Energy LLC | 100 | WM Illinois Renewable Energy LLC | 100 | Non-regulated | Dropped - Retired/Planned Retirement by 06/2028
Hank Nikkels Plant 1 | 75_G_D1 | 75 | G | D1 |  | Combustion Turbine |  |  | Alaska |  | Anchorage |  |  | 1.2 |  | 1956 | [33 empty] | Chugach Electric Assn Inc | 100 | Chugach Electric Assn Inc | 100 | Regulated | Dropped - in Alaska or in Hawaii or Puerto Rico
Hank Nikkels Plant 1 | 75_G_D2 | 75 | G | D2 |  | Combustion Turbine |  |  | Alaska |  | Anchorage |  |  | 1.4 |  | 1947 | [33 empty] | Chugach Electric Assn Inc | 100 | Chugach Electric Assn Inc | 100 | Regulated | Dropped - in Alaska or in Hawaii or Puerto Rico
Zuni | 478_G_1 | 478 | G | 1 |  | O/G Steam |  |  | Colorado |  | Denver |  |  | 26 |  | 1948 | 2010 | [32 empty] | Public Service Co of Colorado | 100 | Public Service Co of Colorado | 100 | Regulated | Dropped - Retired/Planned Retirement by 06/2028 | 13BLR: 1; 14BLR: 2
Jetmore | 1292_G_3 | 1292 | G | 3 |  | Combustion Turbine |  |  | Kansas |  | Hodgeman |  |  | 0.2 |  | 1946 | 2010 | [32 empty] | City of Jetmore | 100 | City of Jetmore | 100 | Regulated | Dropped - Retired/Planned Retirement by 06/2028
Jetmore | 1292_G_4 | 1292 | G | 4 |  | Combustion Turbine |  |  | Kansas |  | Hodgeman |  |  | 0.8 |  | 1964 | 2010 | [32 empty] | City of Jetmore | 100 | City of Jetmore | 100 | Regulated | Dropped - Retired/Planned Retirement by 06/2028
Wisner | 2316_G_1 | 2316 | G | 1 |  | Combustion Turbine |  |  | Nebraska |  | Cuming |  |  | 0.6 |  | 1954 | 2010 | [32 empty] | City of Wisner | 100 | City of Wisner | 100 | Regulated | Dropped - Retired/Planned Retirement by 06/2028
Wisner | 2316_G_2 | 2316 | G | 2 |  | Combustion Turbine |  |  | Nebraska |  | Cuming |  |  | 0.4 |  | 1947 | 2010 | [32 empty] | City of Wisner | 100 | City of Wisner | 100 | Regulated | Dropped - Retired/Planned Retirement by 06/2028
Raton | 2468_G_5 | 2468 | G | 5 |  | Coal Steam |  |  | New Mexico |  | Colfax |  |  | 6.9 |  | 1961 | 2010 | [32 empty] | Raton Public Service Company | 100 | Raton Public Service Company | 100 | Regulated | Dropped - Retired/Planned Retirement by 06/2028
Bartholomew | 3688_G_1 | 3688 | G | 1 |  | Hydro |  |  | Utah |  | Utah |  |  | 0.5 |  | 1948 | 2010 | [32 empty] | City of Springville - (UT) | 100 | City of Springville - (UT) | 100 | Regulated | Dropped - Retired/Planned Retirement by 06/2028
Fishers Island | 6575_G_4 | 6575 | G | 4 |  | Combustion Turbine |  |  | New York |  | Suffolk |  |  | 0.3 |  | 1965 | 2010 | [32 empty] | Fishers Island Utility Co Inc | 100 | Fishers Island Utility Co Inc | 100 | Regulated | Dropped - Retired/Planned Retirement by 06/2028
Fishers Island | 6575_G_5 | 6575 | G | 5 |  | Combustion Turbine |  |  | New York |  | Suffolk |  |  | 0.7 |  | 1957 | 2010 | [32 empty] | Fishers Island Utility Co Inc | 100 | Fishers Island Utility Co Inc | 100 | Regulated | Dropped - Retired/Planned Retirement by 06/2028
Indian Trails Cogen 1 | 7384_G_1 | 7384 | G | 1 |  | O/G Steam |  |  | Illinois |  | Tazewell |  |  | 10 |  | 1995 | 2010 | [32 empty] | Central Illinois Light Co | 100 | Central Illinois Light Co | 100 | Regulated | Dropped - Retired/Planned Retirement by 06/2028
Seaford Delaware Plant | 10793_G_GEN1 | 10793 | G | GEN1 |  | O/G Steam |  |  | Delaware |  | Sussex |  |  | 9 |  | 1939 | 2009 | [32 empty] | Invista | 100 | Invista | 100 | Non-regulated | Dropped - Retired/Planned Retirement by 06/2028 | 13BLR: BLR1; 14BLR: BLR2; 15BLR: BLR3
Seaford Delaware Plant | 10793_G_GEN3 | 10793 | G | GEN3 |  | O/G Steam |  |  | Delaware |  | Sussex |  |  | 9 |  | 1939 | 2010 | [32 empty] | Invista | 100 | Invista | 100 | Non-regulated | Dropped - Retired/Planned Retirement by 06/2028 | 13BLR: BLR1; 14BLR: BLR2; 15BLR: BLR3; 16BLR: BLR5
Multitrade Rabun Gap, LLC | 50201_G_ST1 | 50201 | G | ST1 |  | Biomass |  |  | Georgia |  | RABUN |  |  | 4.1 |  | 1986 | 2010 | [32 empty] | Multitrade Rabun Gap LLC | 100 | Multitrade Rabun Gap LLC | 100 | Non-regulated | Dropped - Retired/Planned Retirement by 06/2028
Stowe Power Production Plant | 50578_G_GEN1 | 50578 | G | GEN1 |  | Landfill Gas |  |  | Pennsylvania |  | Montgomery |  |  | 2.9 |  | 1989 | 2010 | [32 empty] | WM Renewable Energy LLC | 100 | WM Renewable Energy LLC | 100 | Non-regulated | Dropped - Retired/Planned Retirement by 06/2028
Stone Container Missoula Mill | 50814_G_GEN1 | 50814 | G | GEN1 |  | Non-Fossil Waste |  |  | Montana |  | Missoula |  |  | 7.5 |  | 1960 | 2010 | [32 empty] | Smurfit-Stone Container Corp | 100 | Smurfit-Stone Container Corp | 100 | Non-regulated | Dropped - Retired/Planned Retirement by 06/2028
Stone Container Missoula Mill | 50814_G_GEN2 | 50814 | G | GEN2 |  | Non-Fossil Waste |  |  | Montana |  | Missoula |  |  | 3.3 |  | 1990 | 2010 | [32 empty] | Smurfit-Stone Container Corp | 100 | Smurfit-Stone Container Corp | 100 | Non-regulated | Dropped - Retired/Planned Retirement by 06/2028
Stone Container Missoula Mill | 50814_G_GEN3 | 50814 | G | GEN3 |  | Non-Fossil Waste |  |  | Montana |  | Missoula |  |  | 6.5 |  | 1980 | 2010 | [32 empty] | Smurfit-Stone Container Corp | 100 | Smurfit-Stone Container Corp | 100 | Non-regulated | Dropped - Retired/Planned Retirement by 06/2028
Gillette SBMC | 54225_G_TG1 | 54225 | G | TG1 |  | O/G Steam |  |  | Massachusetts |  | Suffolk |  |  | 6.3 |  | 1972 | 2010 | [32 empty] | The Gillette Company | 100 | The Gillette Company | 100 | Non-regulated | Dropped - Retired/Planned Retirement by 06/2028 | bar: 13BLR
Formosa Plastics | 54518_G_GT1 | 54518 | G | GT1 |  | Combustion Turbine |  |  | Louisiana |  | East Baton Rouge |  |  | 33 |  | 1985 | 2010 | [32 empty] | Formosa Plastics Corp | 100 | Formosa Plastics Corp | 100 | Non-regulated | Dropped - Retired/Planned Retirement by 06/2028
Oklahoma State University | 54779_G_GEN3 | 54779 | G | GEN3 |  | O/G Steam |  |  | Oklahoma |  | Payne |  |  | 1.6 |  | 1950 | 2010 | [32 empty] | Oklahoma State University | 100 | Oklahoma State University | 100 | Non-regulated | Dropped - Retired/Planned Retirement by 06/2028
Southaven Energy Facility | 55219_G_3 | 55219 | G | 3 |  | Combustion Turbine |  |  | Mississippi |  | DE SOTO |  |  | 75 |  | 2002 | 2010 | [32 empty] | AP Holdings Southaven, LLC | 100 | AP Holdings Southaven, LLC | 100 | Non-regulated | Dropped - Retired/Planned Retirement by 06/2028
Southaven Energy Facility | 55219_G_4 | 55219 | G | 4 |  | Combustion Turbine |  |  | Mississippi |  | DE SOTO |  |  | 75 |  | 2002 | 2010 | [32 empty] | AP Holdings Southaven, LLC | 100 | AP Holdings Southaven, LLC | 100 | Non-regulated | Dropped - Retired/Planned Retirement by 06/2028
Dynegy South Bay Power Plant | 310_G_3 | 310 | G | 3 |  | O/G Steam |  |  | California |  | San Diego |  |  | 175 |  | 1964 | 2009 | [32 empty] | Dynegy South Bay LLC | 100 | Dynegy South Bay LLC | 100 | Non-regulated | Dropped - Retired/Planned Retirement by 06/2028
Dynegy South Bay Power Plant | 310_G_4 | 310 | G | 4 |  | O/G Steam |  |  | California |  | San Diego |  |  | 222 |  | 1971 | 2009 | [32 empty] | Dynegy South Bay LLC | 100 | Dynegy South Bay LLC | 100 | Non-regulated | Dropped - Retired/Planned Retirement by 06/2028
Brawley | 383_G_GT1 | 383 | G | GT1 |  | Combustion Turbine |  |  | California |  | Imperial |  |  | 9 |  | 1962 | 2009 | [32 empty] | Imperial Irrigation District | 100 | Imperial Irrigation District | 100 | Regulated | Dropped - Retired/Planned Retirement by 06/2028
Brawley | 383_G_GT2 | 383 | G | GT2 |  | Combustion Turbine |  |  | California |  | Imperial |  |  | 9 |  | 1962 | 2009 | [32 empty] | Imperial Irrigation District | 100 | Imperial Irrigation District | 100 | Regulated | Dropped - Retired/Planned Retirement by 06/2028
Turkey Point | 621_G_IC1 | 621 | G | IC1 |  | Combustion Turbine |  |  | Florida |  | Miami Dade |  |  | 2.4 |  | 1968 | 2009 | [32 empty] | Florida Power & Light Co | 100 | Florida Power & Light Co | 100 | Regulated | Dropped - Retired/Planned Retirement by 06/2028
Turkey Point | 621_G_IC2 | 621 | G | IC2 |  | Combustion Turbine |  |  | Florida |  | Miami Dade |  |  | 2.4 |  | 1968 | 2009 | [32 empty] | Florida Power & Light Co | 100 | Florida Power & Light Co | 100 | Regulated | Dropped - Retired/Planned Retirement by 06/2028
Turkey Point | 621_G_IC3 | 621 | G | IC3 |  | Combustion Turbine |  |  | Florida |  | Miami Dade |  |  | 2.4 |  | 1968 | 2009 | [32 empty] | Florida Power & Light Co | 100 | Florida Power & Light Co | 100 | Regulated | Dropped - Retired/Planned Retirement by 06/2028
Turkey Point | 621_G_IC4 | 621 | G | IC4 |  | Combustion Turbine |  |  | Florida |  | Miami Dade |  |  | 2.4 |  | 1968 | 2009 | [32 empty] | Florida Power & Light Co | 100 | Florida Power & Light Co | 100 | Regulated | Dropped - Retired/Planned Retirement by 06/2028
Turkey Point | 621_G_IC5 | 621 | G | IC5 |  | Combustion Turbine |  |  | Florida |  | Miami Dade |  |  | 2.4 |  | 1968 | 2009 | [32 empty] | Florida Power & Light Co | 100 | Florida Power & Light Co | 100 | Regulated | Dropped - Retired/Planned Retirement by 06/2028
Fairmont (MN) | 1973_G_3 | 1973 | G | 3 |  | O/G Steam |  |  | Minnesota |  | Martin |  |  | 4.9 |  | 1945 | 2009 | [32 empty] | Southern Minnesota Mun P Agny | 100 | Southern Minnesota Mun P Agny | 100 | Regulated | Dropped - Retired/Planned Retirement by 06/2028 | 13BLR: 1; 14BLR: 2; 15BLR: 3; 16BLR: 4
Fairmont (MN) | 1973_G_4 | 1973 | G | 4 |  | O/G Steam |  |  | Minnesota |  | Martin |  |  | 5 |  | 1949 | 2009 | [32 empty] | Southern Minnesota Mun P Agny | 100 | Southern Minnesota Mun P Agny | 100 | Regulated | Dropped - Retired/Planned Retirement by 06/2028 | 13BLR: 1; 14BLR: 2; 15BLR: 3; 16BLR: 4
Fairmont (MN) | 1973_G_5 | 1973 | G | 5 |  | O/G Steam |  |  | Minnesota |  | Martin |  |  | 7.8 |  | 1959 | 2009 | [32 empty] | Southern Minnesota Mun P Agny | 100 | Southern Minnesota Mun P Agny | 100 | Regulated | Dropped - Retired/Planned Retirement by 06/2028 | 13BLR: 1; 14BLR: 2; 15BLR: 3; 16BLR: 4
GMMM Westover | 2526_G_7 | 2526 | G | 7 |  | Coal Steam |  |  | New York |  | Broome |  |  | 43.7 |  | 1943 | 2009 | [32 empty] | GMMM Holdings 1, LLC | 100 | GMMM Holdings 1, LLC | 100 | Non-regulated | Dropped - Retired/Planned Retirement by 06/2028
Greenidge Generation LLC | 2527_G_3 | 2527 | G | 3 |  | Coal Steam |  |  | New York |  | Yates |  |  | 52 |  | 1950 | 2009 | [32 empty] | Greenidge Generation Holdings LLC | 100 | Greenidge Generation Holdings LLC | 100 | Non-regulated | Dropped - Retired/Planned Retirement by 06/2028 | 13BLR: 4; 14BLR: 5
Ponca Diesel | 2997_G_10 | 2997 | G | 10 |  | Combustion Turbine |  |  | Oklahoma |  | Kay |  |  | 1.9 |  | 1964 | 2009 | [32 empty] | Ponca, City of | 100 | Ponca, City of | 100 | Regulated | Dropped - Retired/Planned Retirement by 06/2028
Ponca Diesel | 2997_G_4 | 2997 | G | 4 |  | Combustion Turbine |  |  | Oklahoma |  | Kay |  |  | 1.6 |  | 1949 | 2009 | [32 empty] | Ponca, City of | 100 | Ponca, City of | 100 | Regulated | Dropped - Retired/Planned Retirement by 06/2028
Ponca Diesel | 2997_G_9 | 2997 | G | 9 |  | Combustion Turbine |  |  | Oklahoma |  | Kay |  |  | 5.1 |  | 1956 | 2009 | [32 empty] | Ponca, City of | 100 | Ponca, City of | 100 | Regulated | Dropped - Retired/Planned Retirement by 06/2028
Handley | 3491_G_1 | 3491 | G | 1 |  | O/G Steam |  |  | Texas |  | Tarrant |  |  | 42 |  | 1948 | 2009 | [32 empty] | Constellation Power, Inc | 100 | Constellation Power, Inc | 100 | Non-regulated | Dropped - Retired/Planned Retirement by 06/2028 | bar: 13BLR to 14BLR
Handley | 3491_G_2 | 3491 | G | 2 |  | O/G Steam |  |  | Texas |  | Tarrant |  |  | 75 |  | 1950 | 2009 | [32 empty] | Constellation Power, Inc | 100 | Constellation Power, Inc | 100 | Non-regulated | Dropped - Retired/Planned Retirement by 06/2028 | 13BLR: 2
Durant | 6220_G_4 | 6220 | G | 4 |  | Combustion Turbine |  |  | Iowa |  | Cedar |  |  | 0.5 |  | 1954 | 2009 | [32 empty] | City of Durant - (IA) | 100 | City of Durant - (IA) | 100 | Regulated | Dropped - Retired/Planned Retirement by 06/2028
Durant | 6220_G_5 | 6220 | G | 5 |  | Combustion Turbine |  |  | Iowa |  | Cedar |  |  | 0.5 |  | 1958 | 2009 | [32 empty] | City of Durant - (IA) | 100 | City of Durant - (IA) | 100 | Regulated | Dropped - Retired/Planned Retirement by 06/2028
Stock Island | 6584_G_IC1 | 6584 | G | IC1 |  | Combustion Turbine |  |  | Florida |  | Monroe |  |  | 1.5 |  | 1965 | 2009 | [32 empty] | Utility Board of Key West City | 100 | Utility Board of Key West City | 100 | Regulated | Dropped - Retired/Planned Retirement by 06/2028
Stock Island | 6584_G_IC2 | 6584 | G | IC2 |  | Combustion Turbine |  |  | Florida |  | Monroe |  |  | 1.5 |  | 1965 | 2009 | [32 empty] | Utility Board of Key West City | 100 | Utility Board of Key West City | 100 | Regulated | Dropped - Retired/Planned Retirement by 06/2028
Stock Island | 6584_G_IC3 | 6584 | G | IC3 |  | Combustion Turbine |  |  | Florida |  | Monroe |  |  | 1.5 |  | 1965 | 2009 | [32 empty] | Utility Board of Key West City | 100 | Utility Board of Key West City | 100 | Regulated | Dropped - Retired/Planned Retirement by 06/2028
Cabot Holyoke | 9864_G_9 | 9864 | G | 9 |  | O/G Steam |  |  | Massachusetts |  | Hampden |  |  | 5.7 |  | 1941 | 2009 | [32 empty] | City of Holyoke Gas and Electric Dept. | 100 | City of Holyoke Gas and Electric Dept. | 100 | Regulated | Dropped - Retired/Planned Retirement by 06/2028 | 13BLR: 5; 14BLR: 6; 15BLR: 7; 16BLR: 8
Pharmacia | 10284_G_TG-1 | 10284 | G | TG-1 |  | Combustion Turbine |  |  | New Jersey |  | Somerset |  |  | 0.7 |  | 1986 | 2009 | [32 empty] | Pharmacia Corp | 100 | Pharmacia Corp | 100 | Non-regulated | Dropped - Retired/Planned Retirement by 06/2028
Pharmacia | 10284_G_TG-2 | 10284 | G | TG-2 |  | Combustion Turbine |  |  | New Jersey |  | Somerset |  |  | 0.7 |  | 1986 | 2009 | [32 empty] | Pharmacia Corp | 100 | Pharmacia Corp | 100 | Non-regulated | Dropped - Retired/Planned Retirement by 06/2028
Pharmacia | 10284_G_TG-3 | 10284 | G | TG-3 |  | Combustion Turbine |  |  | New Jersey |  | Somerset |  |  | 0.8 |  | 1986 | 2009 | [32 empty] | Pharmacia Corp | 100 | Pharmacia Corp | 100 | Non-regulated | Dropped - Retired/Planned Retirement by 06/2028
Pharmacia | 10284_G_TG-4 | 10284 | G | TG-4 |  | Combustion Turbine |  |  | New Jersey |  | Somerset |  |  | 0.7 |  | 1986 | 2009 | [32 empty] | Pharmacia Corp | 100 | Pharmacia Corp | 100 | Non-regulated | Dropped - Retired/Planned Retirement by 06/2028
Pharmacia | 10284_G_TG-5 | 10284 | G | TG-5 |  | Combustion Turbine |  |  | New Jersey |  | Somerset |  |  | 0.7 |  | 1986 | 2009 | [32 empty] | Pharmacia Corp | 100 | Pharmacia Corp | 100 | Non-regulated | Dropped - Retired/Planned Retirement by 06/2028
Pharmacia | 10284_G_TG-6 | 10284 | G | TG-6 |  | Combustion Turbine |  |  | New Jersey |  | Somerset |  |  | 0.7 |  | 1986 | 2009 | [32 empty] | Pharmacia Corp | 100 | Pharmacia Corp | 100 | Non-regulated | Dropped - Retired/Planned Retirement by 06/2028
Charleston Resource Recovery Facility | 10344_G_101 | 10344 | G | 101 |  | Municipal Solid Waste |  |  | South Carolina |  | Charleston |  |  | 9.5 |  | 1989 | 2009 | [32 empty] | Montenay Charleston RRI | 100 | Montenay Charleston RRI | 100 | Non-regulated | Dropped - Retired/Planned Retirement by 06/2028
CalTex Holdings LP | 50253_G_TG1 | 50253 | G | TG1 |  | O/G Steam |  |  | Texas |  | Harris |  |  | 30.7 |  | 1967 | 2009 | [32 empty] | CalTex Holdings LP | 100 | CalTex Holdings LP | 100 | Non-regulated | Dropped - Retired/Planned Retirement by 06/2028
CalTex Holdings LP | 50253_G_TG4 | 50253 | G | TG4 |  | O/G Steam |  |  | Texas |  | Harris |  |  | 43 |  | 1974 | 2009 | [32 empty] | CalTex Holdings LP | 100 | CalTex Holdings LP | 100 | Non-regulated | Dropped - Retired/Planned Retirement by 06/2028
Utility Plants Section | 50308_G_GEN2 | 50308 | G | GEN2 |  | Coal Steam |  |  | Alaska |  | Fairbanks North Star |  |  | 2.5 |  | 1945 | [33 empty] | Doyon Utilities - Ft. Wainwright | 100 | Doyon Utilities - Ft. Wainwright | 100 | Regulated | Dropped - in Alaska or in Hawaii or Puerto Rico | 3 | 4 | 5 | 6 | 7 | 8
Steamboat 1 | 50763_G_OE11 | 50763 | G | OE11 |  | Geothermal |  |  | Nevada |  | Washoe |  |  | 0.9 |  | 1986 | 2009 | [32 empty] | Ormat Nevada Inc | 100 | Ormat Nevada Inc | 100 | Non-regulated | Dropped - Retired/Planned Retirement by 06/2028
Steamboat 1 | 50763_G_OE12 | 50763 | G | OE12 |  | Geothermal |  |  | Nevada |  | Washoe |  |  | 0.9 |  | 1986 | 2009 | [32 empty] | Ormat Nevada Inc | 100 | Ormat Nevada Inc | 100 | Non-regulated | Dropped - Retired/Planned Retirement by 06/2028
Steamboat 1 | 50763_G_OE13 | 50763 | G | OE13 |  | Geothermal |  |  | Nevada |  | Washoe |  |  | 0.9 |  | 1986 | 2009 | [32 empty] | Ormat Nevada Inc | 100 | Ormat Nevada Inc | 100 | Non-regulated | Dropped - Retired/Planned Retirement by 06/2028
Steamboat 1 | 50763_G_OE14 | 50763 | G | OE14 |  | Geothermal |  |  | Nevada |  | Washoe |  |  | 0.9 |  | 1986 | 2009 | [32 empty] | Ormat Nevada Inc | 100 | Ormat Nevada Inc | 100 | Non-regulated | Dropped - Retired/Planned Retirement by 06/2028
Steamboat 1 | 50763_G_OE21 | 50763 | G | OE21 |  | Geothermal |  |  | Nevada |  | Washoe |  |  | 0.9 |  | 1986 | 2009 | [32 empty] | Ormat Nevada Inc | 100 | Ormat Nevada Inc | 100 | Non-regulated | Dropped - Retired/Planned Retirement by 06/2028
Steamboat 1 | 50763_G_OE22 | 50763 | G | OE22 |  | Geothermal |  |  | Nevada |  | Washoe |  |  | 0.9 |  | 1986 | 2009 | [32 empty] | Ormat Nevada Inc | 100 | Ormat Nevada Inc | 100 | Non-regulated | Dropped - Retired/Planned Retirement by 06/2028
Steamboat 1 | 50763_G_OE23 | 50763 | G | OE23 |  | Geothermal |  |  | Nevada |  | Washoe |  |  | 0.9 |  | 1986 | 2009 | [32 empty] | Ormat Nevada Inc | 100 | Ormat Nevada Inc | 100 | Non-regulated | Dropped - Retired/Planned Retirement by 06/2028
Newark Power Plant | 50797_G_GEN1 | 50797 | G | GEN1 |  | Combined Cycle |  |  | New Jersey |  | Essex |  |  | 40.9 |  | 1990 | 2009 | [32 empty] | Calpine Newark LLC | 100 | Calpine Newark LLC | 100 | Non-regulated | Dropped - Retired/Planned Retirement by 06/2028
Newark Power Plant | 50797_G_GEN2 | 50797 | G | GEN2 |  | Combined Cycle |  |  | New Jersey |  | Essex |  |  | 16.1 |  | 1990 | 2009 | [32 empty] | Calpine Newark LLC | 100 | Calpine Newark LLC | 100 | Non-regulated | Dropped - Retired/Planned Retirement by 06/2028
Marathon Electric | 50990_G_P3-5 | 50990 | G | P3-5 |  | Combustion Turbine |  |  | Wisconsin |  | Marathon |  |  | 0.7 |  | 1997 | [33 empty] | Marathon Electric Mfg Corp | 100 | Marathon Electric Mfg Corp | 100 | Non-regulated | Dropped - Plant is identified as onsite because it is a net buyer of electricity in 2021
Salinas | 52205_G_SAL1 | 52205 | G | SAL1 |  | Landfill Gas |  |  | California |  | Monterey |  |  | 1.3 |  | 1986 | 2009 | [32 empty] | Pacific Recovery Corp | 100 | Pacific Recovery Corp | 100 | Non-regulated | Dropped - Retired/Planned Retirement by 06/2028
Oxnard | 52206_G_OXN1 | 52206 | G | OXN1 |  | Landfill Gas |  |  | California |  | Ventura |  |  | 1.7 |  | 1985 | 2009 | [32 empty] | Pacific Recovery Corp | 100 | Pacific Recovery Corp | 100 | Non-regulated | Dropped - Retired/Planned Retirement by 06/2028
Oxnard | 52206_G_OXN2 | 52206 | G | OXN2 |  | Landfill Gas |  |  | California |  | Ventura |  |  | 1.7 |  | 1985 | 2009 | [32 empty] | Pacific Recovery Corp | 100 | Pacific Recovery Corp | 100 | Non-regulated | Dropped - Retired/Planned Retirement by 06/2028
Oxnard | 52206_G_OXN3 | 52206 | G | OXN3 |  | Landfill Gas |  |  | California |  | Ventura |  |  | 1.7 |  | 1991 | 2009 | [32 empty] | Pacific Recovery Corp | 100 | Pacific Recovery Corp | 100 | Non-regulated | Dropped - Retired/Planned Retirement by 06/2028
Pineville Mill | 54095_G_GEN1 | 54095 | G | GEN1 |  | O/G Steam |  |  | Louisiana |  | Rapides |  |  | 22 |  | 1968 | 2009 | [32 empty] | International Paper Co - Pine | 100 | International Paper Co - Pine | 100 | Non-regulated | Dropped - Retired/Planned Retirement by 06/2028
Midkiff Plant | 54459_G_1 | 54459 | G | 1 |  | Combustion Turbine |  |  | Texas |  | Reagan |  |  | 1.2 |  | 1990 | 2009 | [32 empty] | Targa Pipeline Mid-Continent WestTex LLC | 100 | Targa Pipeline Mid-Continent WestTex LLC | 100 | Non-regulated | Dropped - Retired/Planned Retirement by 06/2028
Midkiff Plant | 54459_G_2 | 54459 | G | 2 |  | Combustion Turbine |  |  | Texas |  | Reagan |  |  | 1.2 |  | 1990 | 2009 | [32 empty] | Targa Pipeline Mid-Continent WestTex LLC | 100 | Targa Pipeline Mid-Continent WestTex LLC | 100 | Non-regulated | Dropped - Retired/Planned Retirement by 06/2028
Midkiff Plant | 54459_G_3 | 54459 | G | 3 |  | Combustion Turbine |  |  | Texas |  | Reagan |  |  | 1.2 |  | 1990 | 2009 | [32 empty] | Targa Pipeline Mid-Continent WestTex LLC | 100 | Targa Pipeline Mid-Continent WestTex LLC | 100 | Non-regulated | Dropped - Retired/Planned Retirement by 06/2028
Chaney Dell Plant | 54702_G_G-1A | 54702 | G | G-1A |  | Combustion Turbine |  |  | Oklahoma |  | Major |  |  | 0.5 |  | 1970 | 2009 | [32 empty] | Atlas Pipeline Mid Continent WestOK LLC | 100 | Atlas Pipeline Mid Continent WestOK LLC | 100 | Non-regulated | Dropped - Retired/Planned Retirement by 06/2028
Chaney Dell Plant | 54702_G_G-1B | 54702 | G | G-1B |  | Combustion Turbine |  |  | Oklahoma |  | Major |  |  | 0.4 |  | 1970 | 2009 | [32 empty] | Atlas Pipeline Mid Continent WestOK LLC | 100 | Atlas Pipeline Mid Continent WestOK LLC | 100 | Non-regulated | Dropped - Retired/Planned Retirement by 06/2028
Chaney Dell Plant | 54702_G_G-1C | 54702 | G | G-1C |  | Combustion Turbine |  |  | Oklahoma |  | Major |  |  | 0.5 |  | 1970 | 2009 | [32 empty] | Atlas Pipeline Mid Continent WestOK LLC | 100 | Atlas Pipeline Mid Continent WestOK LLC | 100 | Non-regulated | Dropped - Retired/Planned Retirement by 06/2028
Albany Paper Mill | 54944_G_01 | 54944 | G | 01 |  | Combustion Turbine |  |  | Oregon |  | Linn |  |  | 51 |  | 1995 | 2009 | [32 empty] | International Paper | 100 | International Paper | 100 | Non-regulated | Dropped - Retired/Planned Retirement by 06/2028
Albany Paper Mill | 54944_G_02 | 54944 | G | 02 |  | Non-Fossil Waste |  |  | Oregon |  | Linn |  |  | 15 |  | 2000 | 2009 | [32 empty] | International Paper | 100 | International Paper | 100 | Non-regulated | Dropped - Retired/Planned Retirement by 06/2028
Phoenix Wind Power LLC | 55339_G_GEN1 | 55339 | G | GEN1 | NA | Onshore Wind |  |  | California |  | Riverside |  |  | 1.5 |  | 1999 | [33 empty] | Avangrid Power LLC | 100 | Avangrid Power LLC | 100 | Non-regulated | Dropped - Lack of model plants
Oak Ridge North Power | 56881_G_1 | 56881 | G | 1 |  | Biomass |  |  | Texas |  | Montgomery |  |  | 1.6 |  | 1993 | 2009 | [32 empty] | Biofuels Power Corporation | 100 | Biofuels Power Corporation | 100 | Non-regulated | Dropped - Retired/Planned Retirement by 06/2028
Oak Ridge North Power | 56881_G_2 | 56881 | G | 2 |  | Biomass |  |  | Texas |  | Montgomery |  |  | 1.6 |  | 1993 | 2009 | [32 empty] | Biofuels Power Corporation | 100 | Biofuels Power Corporation | 100 | Non-regulated | Dropped - Retired/Planned Retirement by 06/2028
Oak Ridge North Power | 56881_G_3 | 56881 | G | 3 |  | Biomass |  |  | Texas |  | Montgomery |  |  | 1.6 |  | 1993 | 2009 | [32 empty] | Biofuels Power Corporation | 100 | Biofuels Power Corporation | 100 | Non-regulated | Dropped - Retired/Planned Retirement by 06/2028
Woodlands Area Power Project | 56882_G_1 | 56882 | G | 1 |  | Biomass |  |  | Texas |  | Montgomery |  |  | 7.8 |  | 2008 | 2009 | [32 empty] | Biofuels Power Corporation | 100 | Biofuels Power Corporation | 100 | Non-regulated | Dropped - Retired/Planned Retirement by 06/2028
Gwitchyaa Zhee | 7174_G_5 | 7174 | G | 5 |  | Combustion Turbine |  |  | Alaska |  | Yukon Koyukuk |  |  | 0.4 |  | 2000 | [33 empty] | Gwitchyaa Zhee Utility Co | 100 | Gwitchyaa Zhee Utility Co | 100 | Regulated | Dropped - in Alaska or in Hawaii or Puerto Rico
Vaagen Brothers Lumber | 50120_G_0001 | 50120 | G | 0001 |  | Biomass |  |  | Washington |  | Stevens |  |  | 3.7 |  | 1979 | 2009 | [32 empty] | Vaagen Brothers Lumber Inc | 100 | Vaagen Brothers Lumber Inc | 100 | Non-regulated | Dropped - Retired/Planned Retirement by 06/2028
Gay Robinson | 50333_G_ST4 | 50333 | G | ST4 |  | Biomass |  |  | Hawaii |  | Kauai |  |  | 2.5 |  | 1995 | [33 empty] | Gay & Robinson Inc | 100 | Gay & Robinson Inc | 100 | Non-regulated | Dropped - in Alaska or in Hawaii or Puerto Rico
Freeport Energy | 52120_G_G-35 | 52120 | G | G-35 |  | Combined Cycle |  |  | Texas |  | Brazoria |  |  | 95.6 |  | 1983 | [33 empty] | Olin Blue Cube Operations | 100 | Olin Blue Cube Operations | 100 | Non-regulated | Dropped - Plant is identified as onsite because it is a net buyer of electricity in 2021
Veolia Energy-OKC | 56246_G_CR4 | 56246 | G | CR4 |  | Combustion Turbine |  |  | Oklahoma |  | Oklahoma |  |  | 0.4 |  | 1992 | 2009 | [32 empty] | Veolia Energy-OKC | 100 | Veolia Energy-OKC | 100 | Non-regulated | Dropped - Retired/Planned Retirement by 06/2028
Lakeside | 964_G_6 | 964 | G | 6 |  | Coal Steam |  |  | Illinois |  | Sangamon |  |  | 38 |  | 1961 | 2009 | [32 empty] | City of Springfield - (IL) | 100 | City of Springfield - (IL) | 100 | Regulated | Dropped - Retired/Planned Retirement by 06/2028 | 13BLR: 7
Lakeside | 964_G_7 | 964 | G | 7 |  | Coal Steam |  |  | Illinois |  | Sangamon |  |  | 38 |  | 1965 | 2009 | [32 empty] | City of Springfield - (IL) | 100 | City of Springfield - (IL) | 100 | Regulated | Dropped - Retired/Planned Retirement by 06/2028 | 13BLR: 8
Presque Isle | 1769_G_3 | 1769 | G | 3 |  | Coal Steam |  |  | Michigan |  | Marquette |  |  | 58 |  | 1964 | 2009 | [32 empty] | Wisconsin Electric Power Co | 100 | Wisconsin Electric Power Co | 100 | Regulated | Dropped - Retired/Planned Retirement by 06/2028 | 13BLR: 3
Presque Isle | 1769_G_4 | 1769 | G | 4 |  | Coal Steam |  |  | Michigan |  | Marquette |  |  | 58 |  | 1966 | 2009 | [32 empty] | Wisconsin Electric Power Co | 100 | Wisconsin Electric Power Co | 100 | Regulated | Dropped - Retired/Planned Retirement by 06/2028 | 13BLR: 4
Campbell City | 2118_G_3 | 2118 | G | 3 |  | Combustion Turbine |  |  | Missouri |  | Dunklin |  |  | 1.1 |  | 1984 | 2009 | [32 empty] | City of Campbell- (MO) | 100 | City of Campbell- (MO) | 100 | Regulated | Dropped - Retired/Planned Retirement by 06/2028
Campbell City | 2118_G_5 | 2118 | G | 5 |  | Combustion Turbine |  |  | Missouri |  | Dunklin |  |  | 1.3 |  | 1987 | 2009 | [32 empty] | City of Campbell- (MO) | 100 | City of Campbell- (MO) | 100 | Regulated | Dropped - Retired/Planned Retirement by 06/2028
Campbell City | 2118_G_6 | 2118 | G | 6 |  | Combustion Turbine |  |  | Missouri |  | Dunklin |  |  | 1.5 |  | 1988 | 2009 | [32 empty] | City of Campbell- (MO) | 100 | City of Campbell- (MO) | 100 | Regulated | Dropped - Retired/Planned Retirement by 06/2028
Campbell City | 2118_G_7 | 2118 | G | 7 |  | Combustion Turbine |  |  | Missouri |  | Dunklin |  |  | 1.5 |  | 1990 | 2009 | [32 empty] | City of Campbell- (MO) | 100 | City of Campbell- (MO) | 100 | Regulated | Dropped - Retired/Planned Retirement by 06/2028
Campbell City | 2118_G_8 | 2118 | G | 8 |  | Combustion Turbine |  |  | Missouri |  | Dunklin |  |  | 1.8 |  | 2005 | 2009 | [32 empty] | City of Campbell- (MO) | 100 | City of Campbell- (MO) | 100 | Regulated | Dropped - Retired/Planned Retirement by 06/2028
P H Robinson | 3466_G_1 | 3466 | G | 1 |  | O/G Steam |  |  | Texas |  | Galveston |  |  | 461 |  | 1966 | 2009 | [32 empty] | NRG Texas Power LLC | 100 | NRG Texas Power LLC | 100 | Non-regulated | Dropped - Retired/Planned Retirement by 06/2028 | 13BLR: PHR1
P H Robinson | 3466_G_2 | 3466 | G | 2 |  | O/G Steam |  |  | Texas |  | Galveston |  |  | 461 |  | 1967 | 2009 | [32 empty] | NRG Texas Power LLC | 100 | NRG Texas Power LLC | 100 | Non-regulated | Dropped - Retired/Planned Retirement by 06/2028 | 13BLR: PHR2
P H Robinson | 3466_G_3 | 3466 | G | 3 |  | O/G Steam |  |  | Texas |  | Galveston |  |  | 552 |  | 1968 | 2009 | [32 empty] | NRG Texas Power LLC | 100 | NRG Texas Power LLC | 100 | Non-regulated | Dropped - Retired/Planned Retirement by 06/2028 | 13BLR: PHR3
P H Robinson | 3466_G_4 | 3466 | G | 4 |  | O/G Steam |  |  | Texas |  | Galveston |  |  | 737 |  | 1973 | 2009 | [32 empty] | NRG Texas Power LLC | 100 | NRG Texas Power LLC | 100 | Non-regulated | Dropped - Retired/Planned Retirement by 06/2028 | 13BLR: PHR4
Manitowoc | 4125_G_IC1 | 4125 | G | IC1 |  | Combustion Turbine |  |  | Wisconsin |  | Manitowoc |  |  | 5 |  | 1985 | 2009 | [32 empty] | Manitowoc Public Utilities | 100 | Manitowoc Public Utilities | 100 | Regulated | Dropped - Retired/Planned Retirement by 06/2028
Chevak | 6311_G_1 | 6311 | G | 1 |  | Combustion Turbine |  |  | Alaska |  | Bethel |  |  | 0.4 |  | 1977 | [33 empty] | Alaska Village Elec Coop, Inc | 100 | Alaska Village Elec Coop, Inc | 100 | Regulated | Dropped - in Alaska or in Hawaii or Puerto Rico
Chevak | 6311_G_2 | 6311 | G | 2 |  | Combustion Turbine |  |  | Alaska |  | Bethel |  |  | 0.3 |  | 1976 | [33 empty] | Alaska Village Elec Coop, Inc | 100 | Alaska Village Elec Coop, Inc | 100 | Regulated | Dropped - in Alaska or in Hawaii or Puerto Rico
Chevak | 6311_G_3 | 6311 | G | 3 |  | Combustion Turbine |  |  | Alaska |  | Bethel |  |  | 0.3 |  | 1979 | [33 empty] | Alaska Village Elec Coop, Inc | 100 | Alaska Village Elec Coop, Inc | 100 | Regulated | Dropped - in Alaska or in Hawaii or Puerto Rico
Diamond Valley Lake | 7942_G_1 | 7942 | G | 1 |  | Hydro |  |  | California |  | Riverside |  |  | 3.3 |  | 2001 | 2009 | [32 empty] | Metropolitan Water District of S CA | 100 | Metropolitan Water District of S CA | 100 | Regulated | Dropped - Retired/Planned Retirement by 06/2028
Diamond Valley Lake | 7942_G_5 | 7942 | G | 5 |  | Hydro |  |  | California |  | Riverside |  |  | 3.3 |  | 2001 | 2009 | [32 empty] | Metropolitan Water District of S CA | 100 | Metropolitan Water District of S CA | 100 | Regulated | Dropped - Retired/Planned Retirement by 06/2028
Diamond Valley Lake | 7942_G_9 | 7942 | G | 9 |  | Hydro |  |  | California |  | Riverside |  |  | 3.3 |  | 2001 | 2009 | [32 empty] | Metropolitan Water District of S CA | 100 | Metropolitan Water District of S CA | 100 | Regulated | Dropped - Retired/Planned Retirement by 06/2028
Freeport Energy | 52120_G_G-36 | 52120 | G | G-36 |  | Combined Cycle |  |  | Texas |  | Brazoria |  |  | 99 |  | 1983 | [33 empty] | Olin Blue Cube Operations | 100 | Olin Blue Cube Operations | 100 | Non-regulated | Dropped - Plant is identified as onsite because it is a net buyer of electricity in 2021
John Deere Dubuque Works | 54414_G_GEN3 | 54414 | G | GEN3 |  | Coal Steam |  |  | Iowa |  | Dubuque |  |  | 1.5 |  | 1989 | [33 empty] | John Deere Dubuque Works | 100 | John Deere Dubuque Works | 100 | Non-regulated | Dropped - Plant is identified as onsite because it is a net buyer of electricity in 2021 | 13BLR: BLR1; 14BLR: BLR2; 15BLR: BLR3; 16BLR: BLR4
Mallard Lake Electric | 55592_G_3 | 55592 | G | 3 |  | Landfill Gas |  |  | Illinois |  | DuPage |  |  | 3.8 |  | 1997 | 2009 | [32 empty] | Gas Recovery Services-IL Inc | 100 | Gas Recovery Services-IL Inc | 100 | Non-regulated | Dropped - Retired/Planned Retirement by 06/2028
Seward (AK) | 92_G_1 | 92 | G | 1 |  | Combustion Turbine |  |  | Alaska |  | Kenai Peninsula |  |  | 1 |  | 1965 | [33 empty] | City of Seward - (AK) | 100 | City of Seward - (AK) | 100 | Regulated | Dropped - in Alaska or in Hawaii or Puerto Rico
Seward (AK) | 92_G_2 | 92 | G | 2 |  | Combustion Turbine |  |  | Alaska |  | Kenai Peninsula |  |  | 1 |  | 1965 | [33 empty] | City of Seward - (AK) | 100 | City of Seward - (AK) | 100 | Regulated | Dropped - in Alaska or in Hawaii or Puerto Rico
Victoria | 3443_G_4 | 3443 | G | 4 |  | O/G Steam |  |  | Texas |  | Victoria |  |  | 69 |  | 1955 | 2009 | [32 empty] | Victoria WLE, LP | 100 | Victoria WLE, LP | 100 | Non-regulated | Dropped - Retired/Planned Retirement by 06/2028 | 13BLR: 6
TXU Sweetwater Generating Plant | 50615_G_STG1 | 50615 | G | STG1 |  | Combined Cycle |  |  | Texas |  | Nolan |  |  | 76 |  | 1989 | 2009 | [32 empty] | Luminant Generation Company LLC | 100 | Luminant Generation Company LLC | 100 | Non-regulated | Dropped - Retired/Planned Retirement by 06/2028 | 13BLR: HRSG02; 14BLR: HRSG03
Devonshire Power Partners LLC | 55761_G_DO3 | 55761 | G | DO3 |  | Landfill Gas |  |  | Illinois |  | Cook |  |  | 1 |  | 1997 | 2009 | [32 empty] | Illinois Electricial Gen Partn | 100 | Illinois Electricial Gen Partn | 100 | Non-regulated | Dropped - Retired/Planned Retirement by 06/2028
Devonshire Power Partners LLC | 55761_G_DO4 | 55761 | G | DO4 |  | Landfill Gas |  |  | Illinois |  | Cook |  |  | 1 |  | 1997 | 2009 | [32 empty] | Illinois Electricial Gen Partn | 100 | Illinois Electricial Gen Partn | 100 | Non-regulated | Dropped - Retired/Planned Retirement by 06/2028
Devonshire Power Partners LLC | 55761_G_DO5 | 55761 | G | DO5 |  | Landfill Gas |  |  | Illinois |  | Cook |  |  | 1 |  | 1997 | 2009 | [32 empty] | Illinois Electricial Gen Partn | 100 | Illinois Electricial Gen Partn | 100 | Non-regulated | Dropped - Retired/Planned Retirement by 06/2028
Aurora Energy LLC Chena | 79_G_3 | 79 | G | 3 |  | Coal Steam |  |  | Alaska |  | Fairbanks North Star |  |  | 1.5 |  | 1952 | [33 empty] | Aurora Energy LLC | 100 | Aurora Energy LLC | 100 | Non-regulated | Dropped - in Alaska or in Hawaii or Puerto Rico | 13BLR: 1; 14BLR: 2; 15BLR: 3
Hawley | 1978_G_1 | 1978 | G | 1 |  | Combustion Turbine |  |  | Minnesota |  | CLAY |  |  | 0.1 |  | 1932 | 2009 | [32 empty] | Hawley Public Utilities Comm | 100 | Hawley Public Utilities Comm | 100 | Regulated | Dropped - Retired/Planned Retirement by 06/2028
Hawley | 1978_G_2 | 1978 | G | 2 |  | Combustion Turbine |  |  | Minnesota |  | CLAY |  |  | 0.6 |  | 1957 | 2009 | [32 empty] | Hawley Public Utilities Comm | 100 | Hawley Public Utilities Comm | 100 | Regulated | Dropped - Retired/Planned Retirement by 06/2028
Hawley | 1978_G_3 | 1978 | G | 3 |  | Combustion Turbine |  |  | Minnesota |  | CLAY |  |  | 0.1 |  | 1938 | 2009 | [32 empty] | Hawley Public Utilities Comm | 100 | Hawley Public Utilities Comm | 100 | Regulated | Dropped - Retired/Planned Retirement by 06/2028
Hawley | 1978_G_4 | 1978 | G | 4 |  | Combustion Turbine |  |  | Minnesota |  | CLAY |  |  | 0.3 |  | 1946 | 2009 | [32 empty] | Hawley Public Utilities Comm | 100 | Hawley Public Utilities Comm | 100 | Regulated | Dropped - Retired/Planned Retirement by 06/2028
Hawley | 1978_G_5 | 1978 | G | 5 |  | Combustion Turbine |  |  | Minnesota |  | CLAY |  |  | 0.3 |  | 1949 | 2009 | [32 empty] | Hawley Public Utilities Comm | 100 | Hawley Public Utilities Comm | 100 | Regulated | Dropped - Retired/Planned Retirement by 06/2028
Univ of Calif Santa Cruz Cogeneration | 50064_G_002 | 50064 | G | 002 |  | Combustion Turbine |  |  | California |  | Santa Cruz |  |  | 0.2 |  | 1988 | 2009 | [32 empty] | University of California Santa Cruz | 100 | University of California Santa Cruz | 100 | Non-regulated | Dropped - Retired/Planned Retirement by 06/2028
Gay Robinson | 50333_G_DSL1 | 50333 | G | DSL1 |  | Combustion Turbine |  |  | Hawaii |  | Kauai |  |  | 0.4 |  | 1972 | [33 empty] | Gay & Robinson Inc | 100 | Gay & Robinson Inc | 100 | Non-regulated | Dropped - in Alaska or in Hawaii or Puerto Rico
Gay Robinson | 50333_G_DSL4 | 50333 | G | DSL4 |  | Combustion Turbine |  |  | Hawaii |  | Kauai |  |  | 0.4 |  | 1972 | [33 empty] | Gay & Robinson Inc | 100 | Gay & Robinson Inc | 100 | Non-regulated | Dropped - in Alaska or in Hawaii or Puerto Rico
Fort Greely Power Plant | 54834_G_EN-1 | 54834 | G | EN-1 |  | Combustion Turbine |  |  | Alaska |  | Southeast Fairbanks |  |  | 1 |  | 1954 | [33 empty] | Doyon Utilities - Fort Greely | 100 | Doyon Utilities - Fort Greely | 100 | Non-regulated | Dropped - in Alaska or in Hawaii or Puerto Rico
Fort Greely Power Plant | 54834_G_EN-2 | 54834 | G | EN-2 |  | Combustion Turbine |  |  | Alaska |  | Southeast Fairbanks |  |  | 1 |  | 1954 | [33 empty] | Doyon Utilities - Fort Greely | 100 | Doyon Utilities - Fort Greely | 100 | Non-regulated | Dropped - in Alaska or in Hawaii or Puerto Rico
Fort Greely Power Plant | 54834_G_EN-3 | 54834 | G | EN-3 |  | Combustion Turbine |  |  | Alaska |  | Southeast Fairbanks |  |  | 1 |  | 1954 | [33 empty] | Doyon Utilities - Fort Greely | 100 | Doyon Utilities - Fort Greely | 100 | Non-regulated | Dropped - in Alaska or in Hawaii or Puerto Rico
District 100 Transco Gas Pipe Line | 54743_G_001 | 54743 | G | 001 |  | Non-Fossil Waste |  |  | Alabama |  | Chilton |  |  | 0.7 |  | 1951 | 2009 | [32 empty] | Transcontinental Gas PL Corp | 100 | Transcontinental Gas PL Corp | 100 | Non-regulated | Dropped - Retired/Planned Retirement by 06/2028
District 100 Transco Gas Pipe Line | 54743_G_002 | 54743 | G | 002 |  | Non-Fossil Waste |  |  | Alabama |  | Chilton |  |  | 0.7 |  | 1951 | 2009 | [32 empty] | Transcontinental Gas PL Corp | 100 | Transcontinental Gas PL Corp | 100 | Non-regulated | Dropped - Retired/Planned Retirement by 06/2028
Rockford Electric | 55591_G_1 | 55591 | G | 1 |  | Landfill Gas |  |  | Illinois |  | Ogle |  |  | 0.9 |  | 1996 | 2009 | [32 empty] | Gas Recovery Services-IL Inc | 100 | Gas Recovery Services-IL Inc | 100 | Non-regulated | Dropped - Retired/Planned Retirement by 06/2028
Rockford Electric | 55591_G_2 | 55591 | G | 2 |  | Landfill Gas |  |  | Illinois |  | Ogle |  |  | 0.9 |  | 1996 | 2009 | [32 empty] | Gas Recovery Services-IL Inc | 100 | Gas Recovery Services-IL Inc | 100 | Non-regulated | Dropped - Retired/Planned Retirement by 06/2028
P L Bartow | 634_G_ST1 | 634 | G | ST1 |  | O/G Steam |  |  | Florida |  | Pinellas |  |  | 122 |  | 1958 | 2009 | [32 empty] | Duke Energy Florida, LLC | 100 | Duke Energy Florida, LLC | 100 | Regulated | Dropped - Retired/Planned Retirement by 06/2028 | bar: 13BLR
P L Bartow | 634_G_ST2 | 634 | G | ST2 |  | O/G Steam |  |  | Florida |  | Pinellas |  |  | 103 |  | 1961 | 2009 | [32 empty] | Duke Energy Florida, LLC | 100 | Duke Energy Florida, LLC | 100 | Regulated | Dropped - Retired/Planned Retirement by 06/2028 | 13BLR: 2
P L Bartow | 634_G_ST3 | 634 | G | ST3 |  | O/G Steam |  |  | Florida |  | Pinellas |  |  | 201 |  | 1963 | 2009 | [32 empty] | Duke Energy Florida, LLC | 100 | Duke Energy Florida, LLC | 100 | Regulated | Dropped - Retired/Planned Retirement by 06/2028 | 13BLR: 3
Howard Down | 2434_G_8 | 2434 | G | 8 |  | O/G Steam |  |  | New Jersey |  | Cumberland |  |  | 11 |  | 1955 | 2009 | [32 empty] | City of Vineland - (NJ) | 100 | City of Vineland - (NJ) | 100 | Regulated | Dropped - Retired/Planned Retirement by 06/2028 | 13BLR: 8
Southaven Energy Facility | 55219_G_1 | 55219 | G | 1 |  | Combustion Turbine |  |  | Mississippi |  | DE SOTO |  |  | 75 |  | 2002 | 2009 | [32 empty] | AP Holdings Southaven, LLC | 100 | AP Holdings Southaven, LLC | 100 | Non-regulated | Dropped - Retired/Planned Retirement by 06/2028
Southaven Energy Facility | 55219_G_2 | 55219 | G | 2 |  | Combustion Turbine |  |  | Mississippi |  | DE SOTO |  |  | 75 |  | 2002 | 2009 | [32 empty] | AP Holdings Southaven, LLC | 100 | AP Holdings Southaven, LLC | 100 | Non-regulated | Dropped - Retired/Planned Retirement by 06/2028
Millennium Hawkins Point | 56045_G_1A | 56045 | G | 1A |  | Combustion Turbine |  |  | Maryland |  | Baltimore |  |  | 1.1 |  | 2000 | 2009 | [32 empty] | Trigen-Cinergy Solutions - Baltimore | 100 | Trigen-Cinergy Solutions - Baltimore | 100 | Non-regulated | Dropped - Retired/Planned Retirement by 06/2028
Millennium Hawkins Point | 56045_G_1B | 56045 | G | 1B |  | Combustion Turbine |  |  | Maryland |  | Baltimore |  |  | 1.1 |  | 2000 | 2009 | [32 empty] | Trigen-Cinergy Solutions - Baltimore | 100 | Trigen-Cinergy Solutions - Baltimore | 100 | Non-regulated | Dropped - Retired/Planned Retirement by 06/2028
Millennium Hawkins Point | 56045_G_2A | 56045 | G | 2A |  | Combustion Turbine |  |  | Maryland |  | Baltimore |  |  | 1.1 |  | 2000 | 2009 | [32 empty] | Trigen-Cinergy Solutions - Baltimore | 100 | Trigen-Cinergy Solutions - Baltimore | 100 | Non-regulated | Dropped - Retired/Planned Retirement by 06/2028
Millennium Hawkins Point | 56045_G_2B | 56045 | G | 2B |  | Combustion Turbine |  |  | Maryland |  | Baltimore |  |  | 1.1 |  | 2000 | 2009 | [32 empty] | Trigen-Cinergy Solutions - Baltimore | 100 | Trigen-Cinergy Solutions - Baltimore | 100 | Non-regulated | Dropped - Retired/Planned Retirement by 06/2028
Millennium Hawkins Point | 56045_G_3A | 56045 | G | 3A |  | Combustion Turbine |  |  | Maryland |  | Baltimore |  |  | 1.1 |  | 2000 | 2009 | [32 empty] | Trigen-Cinergy Solutions - Baltimore | 100 | Trigen-Cinergy Solutions - Baltimore | 100 | Non-regulated | Dropped - Retired/Planned Retirement by 06/2028
Millennium Hawkins Point | 56045_G_3B | 56045 | G | 3B |  | Combustion Turbine |  |  | Maryland |  | Baltimore |  |  | 1.1 |  | 2002 | 2009 | [32 empty] | Trigen-Cinergy Solutions - Baltimore | 100 | Trigen-Cinergy Solutions - Baltimore | 100 | Non-regulated | Dropped - Retired/Planned Retirement by 06/2028
Millennium Hawkins Point | 56045_G_ST1 | 56045 | G | ST1 |  | O/G Steam |  |  | Maryland |  | Baltimore |  |  | 0.5 |  | 2000 | 2009 | [32 empty] | Trigen-Cinergy Solutions - Baltimore | 100 | Trigen-Cinergy Solutions - Baltimore | 100 | Non-regulated | Dropped - Retired/Planned Retirement by 06/2028
North Lake | 3454_G_1 | 3454 | G | 1 |  | O/G Steam |  |  | Texas |  | Dallas |  |  | 175 |  | 1959 | 2009 | [32 empty] | Luminant Generation Company LLC | 100 | Luminant Generation Company LLC | 100 | Non-regulated | Dropped - Retired/Planned Retirement by 06/2028 | bar: 13BLR
North Lake | 3454_G_2 | 3454 | G | 2 |  | O/G Steam |  |  | Texas |  | Dallas |  |  | 175 |  | 1961 | 2009 | [32 empty] | Luminant Gen Co LLC Fin Holding | 100 | Luminant Gen Co LLC Fin Holding | 100 | Non-regulated | Dropped - Retired/Planned Retirement by 06/2028 | 13BLR: 2
North Lake | 3454_G_3 | 3454 | G | 3 |  | O/G Steam |  |  | Texas |  | Dallas |  |  | 365 |  | 1964 | 2009 | [32 empty] | Luminant Gen Co LLC Fin Holding | 100 | Luminant Gen Co LLC Fin Holding | 100 | Non-regulated | Dropped - Retired/Planned Retirement by 06/2028 | 13BLR: 3
DTE Pontiac North LLC | 10111_G_GEN1 | 10111 | G | GEN1 |  | Coal Steam |  |  | Michigan |  | Oakland |  |  | 19 |  | 1987 | 2009 | [32 empty] | DTE Pontiac North LLC | 100 | DTE Pontiac North LLC | 100 | Non-regulated | Dropped - Retired/Planned Retirement by 06/2028
Seaford Delaware Plant | 10793_G_GEN2 | 10793 | G | GEN2 |  | Coal Steam |  |  | Delaware |  | Sussex |  |  | 9 |  | 1939 | 2009 | [32 empty] | Invista | 100 | Invista | 100 | Non-regulated | Dropped - Retired/Planned Retirement by 06/2028 | 13BLR: BLR1; 14BLR: BLR2; 15BLR: BLR3
Smart Papers LLC | 50247_G_GEN4 | 50247 | G | GEN4 |  | Coal Steam |  |  | Ohio |  | Butler |  |  | 1.5 |  | 1927 | 2009 | [32 empty] | Smart Papers Holdings LLC | 100 | Smart Papers Holdings LLC | 100 | Non-regulated | Dropped - Retired/Planned Retirement by 06/2028
Oceanside Energy | 50348_G_OS1 | 50348 | G | OS1 |  | Landfill Gas |  |  | New York |  | Nassau |  |  | 0.6 |  | 1990 | 2009 | [32 empty] | Zapco Energy Tactics Corp | 100 | Zapco Energy Tactics Corp | 100 | Non-regulated | Dropped - Retired/Planned Retirement by 06/2028
Chunchula Plant 1 | 54441_G_001 | 54441 | G | 001 |  | Combustion Turbine |  |  | Alabama |  | Mobile |  |  | 0.5 |  | 1979 | 2009 | [32 empty] | Union Oil Company of California | 100 | Union Oil Company of California | 100 | Non-regulated | Dropped - Retired/Planned Retirement by 06/2028
Chunchula Plant 1 | 54441_G_002 | 54441 | G | 002 |  | Combustion Turbine |  |  | Alabama |  | Mobile |  |  | 0.5 |  | 1979 | 2009 | [32 empty] | Union Oil Company of California | 100 | Union Oil Company of California | 100 | Non-regulated | Dropped - Retired/Planned Retirement by 06/2028
Chunchula Plant 1 | 54441_G_003 | 54441 | G | 003 |  | O/G Steam |  |  | Alabama |  | Mobile |  |  | 0.4 |  | 1979 | 2009 | [32 empty] | Union Oil Company of California | 100 | Union Oil Company of California | 100 | Non-regulated | Dropped - Retired/Planned Retirement by 06/2028
MMC Midsun LLC | 55974_G_GEN1 | 55974 | G | GEN1 |  | Combustion Turbine |  |  | California |  | Kern |  |  | 19.4 |  | 2002 | 2009 | [32 empty] | MMC Energy Inc | 100 | MMC Energy Inc | 100 | Non-regulated | Dropped - Retired/Planned Retirement by 06/2028
Cornell Dubilier | 56130_G_1 | 56130 | G | 1 |  | Combustion Turbine |  |  | South Carolina |  | Pickens |  |  | 2.9 |  | 2003 | 2009 | [32 empty] | South Carolina Public Service Authority | 100 | South Carolina Public Service Authority | 100 | Regulated | Dropped - Retired/Planned Retirement by 06/2028
J D Kennedy | 666_G_GT3 | 666 | G | GT3 |  | Combustion Turbine |  |  | Florida |  | Duval |  |  | 54 |  | 1973 | 2009 | [32 empty] | JEA | 100 | JEA | 100 | Regulated | Dropped - Retired/Planned Retirement by 06/2028
Sterling Avenue | 860_G_1 | 860 | G | 1 |  | Combustion Turbine |  |  | Illinois |  | Peoria |  |  | 15 |  | 1967 | 2009 | [32 empty] | Illinois Power Resources Generating LLC | 100 | Illinois Power Resources Generating LLC | 100 | Non-regulated | Dropped - Retired/Planned Retirement by 06/2028
Sterling Avenue | 860_G_2 | 860 | G | 2 |  | Combustion Turbine |  |  | Illinois |  | Peoria |  |  | 15 |  | 1967 | 2009 | [32 empty] | Illinois Power Resources Generating LLC | 100 | Illinois Power Resources Generating LLC | 100 | Non-regulated | Dropped - Retired/Planned Retirement by 06/2028
Riverside (MN) | 1927_G_8 | 1927 | G | 8 |  | Coal Steam |  |  | Minnesota |  | Hennepin |  |  | 227 |  | 1964 | 2009 | [32 empty] | Northern States Power Co - Minnesota | 100 | Northern States Power Co - Minnesota | 100 | Regulated | Dropped - Retired/Planned Retirement by 06/2028 | 13BLR: 8
Sam Bertron | 3468_G_GT1 | 3468 | G | GT1 |  | Combustion Turbine |  |  | Texas |  | Harris |  |  | 20 |  | 1967 | 2009 | [32 empty] | NRG Texas Power LLC | 100 | NRG Texas Power LLC | 100 | Non-regulated | Dropped - Retired/Planned Retirement by 06/2028
John Harmon Gen | 7412_G_JH-1 | 7412 | G | JH-1 |  | Combustion Turbine |  |  | Georgia |  | Peach |  |  | 3 |  | 1980 | 2009 | [32 empty] | Fort Valley Utility Comm | 100 | Fort Valley Utility Comm | 100 | Regulated | Dropped - Retired/Planned Retirement by 06/2028
2 AC Station | 10211_G_10TG | 10211 | G | 10TG |  | Fossil Waste |  |  | Indiana |  | Lake |  |  | 18 |  | 1948 | 2009 | [32 empty] | Cleveland Cliffs | 100 | Cleveland Cliffs | 100 | Non-regulated | Dropped - Retired/Planned Retirement by 06/2028 | 13BLR: 211; 14BLR: 212; 15BLR: 213
2 AC Station | 10211_G_11TG | 10211 | G | 11TG |  | Fossil Waste |  |  | Indiana |  | Lake |  |  | 18 |  | 1950 | 2009 | [32 empty] | Cleveland Cliffs | 100 | Cleveland Cliffs | 100 | Non-regulated | Dropped - Retired/Planned Retirement by 06/2028 | 13BLR: 211; 14BLR: 212; 15BLR: 213
2 AC Station | 10211_G_8TG | 10211 | G | 8TG |  | Fossil Waste |  |  | Indiana |  | Lake |  |  | 10 |  | 1926 | 2009 | [32 empty] | Cleveland Cliffs | 100 | Cleveland Cliffs | 100 | Non-regulated | Dropped - Retired/Planned Retirement by 06/2028 | 13BLR: 211; 14BLR: 212; 15BLR: 213
Southbridge Energy Center LLC | 54373_G_ENG3 | 54373 | G | ENG3 |  | Combustion Turbine |  |  | Massachusetts |  | Worcester |  |  | 1.3 |  | 2001 | 2009 | [32 empty] | AE Operations LLC | 100 | AE Operations LLC | 100 | Non-regulated | Dropped - Retired/Planned Retirement by 06/2028
Durgin & Crowell Lumber | 54870_G_0284 | 54870 | G | 0284 |  | Combustion Turbine |  |  | New Hampshire |  | SULLIVAN |  |  | 1.3 |  | 1999 | 2009 | [32 empty] | Durgin & Crowell Lumber Co | 100 | Durgin & Crowell Lumber Co | 100 | Non-regulated | Dropped - Retired/Planned Retirement by 06/2028
Durgin & Crowell Lumber | 54870_G_3413 | 54870 | G | 3413 |  | Combustion Turbine |  |  | New Hampshire |  | SULLIVAN |  |  | 0.7 |  | 1995 | 2009 | [32 empty] | Durgin & Crowell Lumber Co | 100 | Durgin & Crowell Lumber Co | 100 | Non-regulated | Dropped - Retired/Planned Retirement by 06/2028
PERC LLC | 55772_G_1 | 55772 | G | 1 |  | Landfill Gas |  |  | Washington |  | PIERCE |  |  | 0.8 |  | 1999 | 2009 | [32 empty] | Puyallup Energy Recovery Company, LLC | 100 | Puyallup Energy Recovery Company, LLC | 100 | Non-regulated | Dropped - Retired/Planned Retirement by 06/2028
PERC LLC | 55772_G_2 | 55772 | G | 2 |  | Landfill Gas |  |  | Washington |  | PIERCE |  |  | 0.8 |  | 1999 | 2009 | [32 empty] | Puyallup Energy Recovery Company, LLC | 100 | Puyallup Energy Recovery Company, LLC | 100 | Non-regulated | Dropped - Retired/Planned Retirement by 06/2028
PERC LLC | 55772_G_3 | 55772 | G | 3 |  | Landfill Gas |  |  | Washington |  | PIERCE |  |  | 0.8 |  | 1999 | 2009 | [32 empty] | Puyallup Energy Recovery Company, LLC | 100 | Puyallup Energy Recovery Company, LLC | 100 | Non-regulated | Dropped - Retired/Planned Retirement by 06/2028
Mountain Creek | 3453_G_2 | 3453 | G | 2 |  | O/G Steam |  |  | Texas |  | Dallas |  |  | 24 |  | 1945 | 2009 | [32 empty] | Mountain Creek Power, LLC | 100 | Mountain Creek Power, LLC | 100 | Non-regulated | Dropped - Retired/Planned Retirement by 06/2028 | 13BLR: 2
Mountain Creek | 3453_G_3 | 3453 | G | 3 |  | O/G Steam |  |  | Texas |  | Dallas |  |  | 70 |  | 1949 | 2009 | [32 empty] | Mountain Creek Power, LLC | 100 | Mountain Creek Power, LLC | 100 | Non-regulated | Dropped - Retired/Planned Retirement by 06/2028 | bar: 13BLR
Gwitchyaa Zhee | 7174_G_3 | 7174 | G | 3 |  | Combustion Turbine |  |  | Alaska |  | Yukon Koyukuk |  |  | 0.4 |  | 1990 | [33 empty] | Gwitchyaa Zhee Utility Co | 100 | Gwitchyaa Zhee Utility Co | 100 | Regulated | Dropped - in Alaska or in Hawaii or Puerto Rico
Dow St Charles Operations | 50152_G_CTG | 50152 | G | CTG |  | Combined Cycle |  |  | Louisiana |  | St Charles |  |  | 10 |  | 1987 | 2009 | [32 empty] | Dow Chemical Co - St Charles | 100 | Dow Chemical Co - St Charles | 100 | Non-regulated | Dropped - Retired/Planned Retirement by 06/2028 | 13BLR: HRSGE; 14BLR: HRSGW
Weyerhaeuser Wright City Complex OK | 50198_G_TG1 | 50198 | G | TG1 |  | Biomass |  |  | Oklahoma |  | McCurtain |  |  | 5 |  | 1980 | 2009 | [32 empty] | Weyerhaeuser Co-Wright City Complex | 100 | Weyerhaeuser Co-Wright City Complex | 100 | Non-regulated | Dropped - Retired/Planned Retirement by 06/2028
Boralex Sherman LLC | 50874_G_GEN1 | 50874 | G | GEN1 |  | Biomass |  |  | Maine |  | Penobscot |  |  | 21 |  | 1986 | 2009 | [32 empty] | Boralex Sherman LLC | 100 | Boralex Sherman LLC | 100 | Non-regulated | Dropped - Retired/Planned Retirement by 06/2028
Ohio University Facilities Management | 54923_G_OUG1 | 54923 | G | OUG1 |  | Coal Steam |  |  | Ohio |  | Athens |  |  | 0.9 |  | 1994 | 2009 | [32 empty] | Ohio University | 100 | Ohio University | 100 | Non-regulated | Dropped - Retired/Planned Retirement by 06/2028
Biodyne Peoria | 55057_G_001 | 55057 | G | 001 |  | Landfill Gas |  |  | Illinois |  | Peoria |  |  | 0.8 |  | 1997 | 2009 | [32 empty] | Resource Technology Corp | 100 | Resource Technology Corp | 100 | Non-regulated | Dropped - Retired/Planned Retirement by 06/2028
Biodyne Peoria | 55057_G_002 | 55057 | G | 002 |  | Landfill Gas |  |  | Illinois |  | Peoria |  |  | 0.8 |  | 1997 | 2009 | [32 empty] | Resource Technology Corp | 100 | Resource Technology Corp | 100 | Non-regulated | Dropped - Retired/Planned Retirement by 06/2028
Biodyne Peoria | 55057_G_003 | 55057 | G | 003 |  | Landfill Gas |  |  | Illinois |  | Peoria |  |  | 0.8 |  | 1997 | 2009 | [32 empty] | Resource Technology Corp | 100 | Resource Technology Corp | 100 | Non-regulated | Dropped - Retired/Planned Retirement by 06/2028
Biodyne Peoria | 55057_G_004 | 55057 | G | 004 |  | Landfill Gas |  |  | Illinois |  | Peoria |  |  | 0.8 |  | 1997 | 2009 | [32 empty] | Resource Technology Corp | 100 | Resource Technology Corp | 100 | Non-regulated | Dropped - Retired/Planned Retirement by 06/2028
Biodyne Peoria | 55057_G_005 | 55057 | G | 005 |  | Landfill Gas |  |  | Illinois |  | Peoria |  |  | 0.8 |  | 1997 | 2009 | [32 empty] | Resource Technology Corp | 100 | Resource Technology Corp | 100 | Non-regulated | Dropped - Retired/Planned Retirement by 06/2028
Biodyne Lyons | 55060_G_001 | 55060 | G | 001 |  | Landfill Gas |  |  | Illinois |  | Cook |  |  | 0.9 |  | 1997 | 2009 | [32 empty] | Resource Technology Corp | 100 | Resource Technology Corp | 100 | Non-regulated | Dropped - Retired/Planned Retirement by 06/2028
Biodyne Lyons | 55060_G_002 | 55060 | G | 002 |  | Landfill Gas |  |  | Illinois |  | Cook |  |  | 0.9 |  | 1997 | 2009 | [32 empty] | Resource Technology Corp | 100 | Resource Technology Corp | 100 | Non-regulated | Dropped - Retired/Planned Retirement by 06/2028
Biodyne Lyons | 55060_G_003 | 55060 | G | 003 |  | Landfill Gas |  |  | Illinois |  | Cook |  |  | 0.9 |  | 1997 | 2009 | [32 empty] | Resource Technology Corp | 100 | Resource Technology Corp | 100 | Non-regulated | Dropped - Retired/Planned Retirement by 06/2028
Biodyne Lyons | 55060_G_004 | 55060 | G | 004 |  | Landfill Gas |  |  | Illinois |  | Cook |  |  | 0.9 |  | 1997 | 2009 | [32 empty] | Resource Technology Corp | 100 | Resource Technology Corp | 100 | Non-regulated | Dropped - Retired/Planned Retirement by 06/2028
Biodyne Lyons | 55060_G_005 | 55060 | G | 005 |  | Landfill Gas |  |  | Illinois |  | Cook |  |  | 0.9 |  | 1997 | 2009 | [32 empty] | Resource Technology Corp | 100 | Resource Technology Corp | 100 | Non-regulated | Dropped - Retired/Planned Retirement by 06/2028
Dillingham | 109_G_3 | 109 | G | 3 |  | Combustion Turbine |  |  | Alaska |  | Dillingham |  |  | 0.3 |  | 1961 | [33 empty] | Nushagak Electric Coop, Inc | 100 | Nushagak Electric Coop, Inc | 100 | Regulated | Dropped - in Alaska or in Hawaii or Puerto Rico
La Plata | 2140_G_6 | 2140 | G | 6 |  | Combustion Turbine |  |  | Missouri |  | Macon |  |  | 0.9 |  | 1990 | 2009 | [32 empty] | City of La Plata - (MO) | 100 | City of La Plata - (MO) | 100 | Regulated | Dropped - Retired/Planned Retirement by 06/2028
La Plata | 2140_G_7 | 2140 | G | 7 |  | Combustion Turbine |  |  | Missouri |  | Macon |  |  | 0.9 |  | 1990 | 2009 | [32 empty] | City of La Plata - (MO) | 100 | City of La Plata - (MO) | 100 | Regulated | Dropped - Retired/Planned Retirement by 06/2028
Dow St Charles Operations | 50152_G_IGT | 50152 | G | IGT |  | Combined Cycle |  |  | Louisiana |  | St Charles |  |  | 9.6 |  | 1980 | 2009 | [32 empty] | Dow Chemical Co - St Charles | 100 | Dow Chemical Co - St Charles | 100 | Non-regulated | Dropped - Retired/Planned Retirement by 06/2028
Univ New Mexico Cogen Plant | 50905_G_1 | 50905 | G | 1 |  | Combustion Turbine |  |  | New Mexico |  | Bernalillo |  |  | 2.1 |  | 1989 | 2009 | [32 empty] | University of New Mexico | 100 | University of New Mexico | 100 | Non-regulated | Dropped - Retired/Planned Retirement by 06/2028
Wrangell | 95_G_5 | 95 | G | 5 |  | Combustion Turbine |  |  | Alaska |  | Wrangell Petersburg |  |  | 0.5 |  | 1964 | [33 empty] | City of Wrangell - (AK) | 100 | City of Wrangell - (AK) | 100 | Regulated | Dropped - in Alaska or in Hawaii or Puerto Rico
Wrangell | 95_G_7 | 95 | G | 7 |  | Combustion Turbine |  |  | Alaska |  | Wrangell Petersburg |  |  | 0.5 |  | 1970 | [33 empty] | City of Wrangell - (AK) | 100 | City of Wrangell - (AK) | 100 | Regulated | Dropped - in Alaska or in Hawaii or Puerto Rico
Bluffton | 1023_G_1 | 1023 | G | 1 |  | Combustion Turbine |  |  | Indiana |  | Wells |  |  | 0.8 |  | 1947 | 2009 | [32 empty] | City of Bluffton - (IN) | 100 | City of Bluffton - (IN) | 100 | Regulated | Dropped - Retired/Planned Retirement by 06/2028
Bluffton | 1023_G_2 | 1023 | G | 2 |  | Combustion Turbine |  |  | Indiana |  | Wells |  |  | 0.8 |  | 1947 | 2009 | [32 empty] | City of Bluffton - (IN) | 100 | City of Bluffton - (IN) | 100 | Regulated | Dropped - Retired/Planned Retirement by 06/2028
Bluffton | 1023_G_3 | 1023 | G | 3 |  | Combustion Turbine |  |  | Indiana |  | Wells |  |  | 2 |  | 1952 | 2009 | [32 empty] | City of Bluffton - (IN) | 100 | City of Bluffton - (IN) | 100 | Regulated | Dropped - Retired/Planned Retirement by 06/2028
Bluffton | 1023_G_4 | 1023 | G | 4 |  | Combustion Turbine |  |  | Indiana |  | Wells |  |  | 2 |  | 1952 | 2009 | [32 empty] | City of Bluffton - (IN) | 100 | City of Bluffton - (IN) | 100 | Regulated | Dropped - Retired/Planned Retirement by 06/2028
Minneapolis City of | 1307_G_1 | 1307 | G | 1 |  | Combustion Turbine |  |  | Kansas |  | Ottawa |  |  | 0.4 |  | 1936 | 2009 | [32 empty] | City of Minneapolis - (KS) | 100 | City of Minneapolis - (KS) | 100 | Regulated | Dropped - Retired/Planned Retirement by 06/2028
Minneapolis City of | 1307_G_2 | 1307 | G | 2 |  | Combustion Turbine |  |  | Kansas |  | Ottawa |  |  | 0.5 |  | 1947 | 2009 | [32 empty] | City of Minneapolis - (KS) | 100 | City of Minneapolis - (KS) | 100 | Regulated | Dropped - Retired/Planned Retirement by 06/2028
Oakely | 1311_G_3 | 1311 | G | 3 |  | Combustion Turbine |  |  | Kansas |  | LOGAN |  |  | 0.5 |  | 1951 | 2009 | [32 empty] | City of Oakley | 100 | City of Oakley | 100 | Regulated | Dropped - Retired/Planned Retirement by 06/2028
Oakely | 1311_G_5 | 1311 | G | 5 |  | Combustion Turbine |  |  | Kansas |  | LOGAN |  |  | 1.3 |  | 1965 | 2009 | [32 empty] | City of Oakley | 100 | City of Oakley | 100 | Regulated | Dropped - Retired/Planned Retirement by 06/2028
Osage City | 1313_G_9 | 1313 | G | 9 |  | Combustion Turbine |  |  | Kansas |  | Osage |  |  | 0.7 |  | 2001 | 2009 | [32 empty] | City of Osage City - (KS) | 100 | City of Osage City - (KS) | 100 | Regulated | Dropped - Retired/Planned Retirement by 06/2028
Natchitoches | 1450_G_10 | 1450 | G | 10 |  | O/G Steam |  |  | Louisiana |  | Natchitoches |  |  | 26 |  | 1972 | 2009 | [32 empty] | City of Natchitoches | 100 | City of Natchitoches | 100 | Regulated | Dropped - Retired/Planned Retirement by 06/2028
Natchitoches | 1450_G_2 | 1450 | G | 2 |  | Combustion Turbine |  |  | Louisiana |  | Natchitoches |  |  | 1.5 |  | 1942 | 2009 | [32 empty] | City of Natchitoches | 100 | City of Natchitoches | 100 | Regulated | Dropped - Retired/Planned Retirement by 06/2028
Natchitoches | 1450_G_3 | 1450 | G | 3 |  | Combustion Turbine |  |  | Louisiana |  | Natchitoches |  |  | 1.5 |  | 1942 | 2009 | [32 empty] | City of Natchitoches | 100 | City of Natchitoches | 100 | Regulated | Dropped - Retired/Planned Retirement by 06/2028
Natchitoches | 1450_G_6 | 1450 | G | 6 |  | Combustion Turbine |  |  | Louisiana |  | Natchitoches |  |  | 2.8 |  | 1962 | 2009 | [32 empty] | City of Natchitoches | 100 | City of Natchitoches | 100 | Regulated | Dropped - Retired/Planned Retirement by 06/2028
Natchitoches | 1450_G_7 | 1450 | G | 7 |  | Combustion Turbine |  |  | Louisiana |  | Natchitoches |  |  | 2.8 |  | 1962 | 2009 | [32 empty] | City of Natchitoches | 100 | City of Natchitoches | 100 | Regulated | Dropped - Retired/Planned Retirement by 06/2028
Natchitoches | 1450_G_8 | 1450 | G | 8 |  | O/G Steam |  |  | Louisiana |  | Natchitoches |  |  | 6 |  | 1962 | 2009 | [32 empty] | City of Natchitoches | 100 | City of Natchitoches | 100 | Regulated | Dropped - Retired/Planned Retirement by 06/2028
Natchitoches | 1450_G_9 | 1450 | G | 9 |  | O/G Steam |  |  | Louisiana |  | Natchitoches |  |  | 12.6 |  | 1966 | 2009 | [32 empty] | City of Natchitoches | 100 | City of Natchitoches | 100 | Regulated | Dropped - Retired/Planned Retirement by 06/2028
New Prague | 1999_G_1 | 1999 | G | 1 |  | Combustion Turbine |  |  | Minnesota |  | Le Sueur |  |  | 1 |  | 1948 | 2009 | [32 empty] | New Prague Utilities Comm | 100 | New Prague Utilities Comm | 100 | Regulated | Dropped - Retired/Planned Retirement by 06/2028
Owatonna | 2003_G_5 | 2003 | G | 5 |  | O/G Steam |  |  | Minnesota |  | Steele |  |  | 5 |  | 1957 | 2009 | [32 empty] | City of Owatonna - (MN) | 100 | City of Owatonna - (MN) | 100 | Regulated | Dropped - Retired/Planned Retirement by 06/2028 | 13BLR: 5
North Texas | 3627_G_3 | 3627 | G | 3 |  | O/G Steam |  |  | Texas |  | Parker |  |  | 38 |  | 1963 | 2009 | [32 empty] | Brazos Electric Power Coop Inc | 100 | Brazos Electric Power Coop Inc | 100 | Regulated | Dropped - Retired/Planned Retirement by 06/2028 | 13BLR: 3
Galena Electric Utility | 7437_G_3 | 7437 | G | 3 |  | Combustion Turbine |  |  | Alaska |  | Yukon Koyukuk |  |  | 0.7 |  | 1990 | [33 empty] | Galena Electric Utility | 100 | Galena Electric Utility | 100 | Regulated | Dropped - in Alaska or in Hawaii or Puerto Rico
Port Townsend Paper | 50544_G_GEN2 | 50544 | G | GEN2 |  | Non-Fossil Waste |  |  | Washington |  | Jefferson |  |  | 3 |  | 1929 | [33 empty] | Port Townsend Paper Co | 100 | Port Townsend Paper Co | 100 | Non-regulated | Dropped - Plant is identified as onsite because it is a net buyer of electricity in 2021 | 13BLR: 10PB; 14BLR: 1RB; 15BLR: PKB
Monroe Livingston Gas Recovery | 50565_G_GEN3 | 50565 | G | GEN3 |  | Landfill Gas |  |  | New York |  | Monroe |  |  | 0.8 |  | 1988 | 2009 | [32 empty] | WM Renewable Energy LLC | 100 | WM Renewable Energy LLC | 100 | Non-regulated | Dropped - Retired/Planned Retirement by 06/2028
Stillwater Facility | 50765_G_OE11 | 50765 | G | OE11 |  | Geothermal |  |  | Nevada |  | Churchill |  |  | 0.6 |  | 1989 | 2009 | [32 empty] | Ormat Stillwater LLC | 100 | Ormat Stillwater LLC | 100 | Non-regulated | Dropped - Retired/Planned Retirement by 06/2028
Stillwater Facility | 50765_G_OE12 | 50765 | G | OE12 |  | Geothermal |  |  | Nevada |  | Churchill |  |  | 0.6 |  | 1989 | 2009 | [32 empty] | Ormat Stillwater LLC | 100 | Ormat Stillwater LLC | 100 | Non-regulated | Dropped - Retired/Planned Retirement by 06/2028
Stillwater Facility | 50765_G_OE13 | 50765 | G | OE13 |  | Geothermal |  |  | Nevada |  | Churchill |  |  | 0.7 |  | 1989 | 2009 | [32 empty] | Ormat Stillwater LLC | 100 | Ormat Stillwater LLC | 100 | Non-regulated | Dropped - Retired/Planned Retirement by 06/2028
Stillwater Facility | 50765_G_OE14 | 50765 | G | OE14 |  | Geothermal |  |  | Nevada |  | Churchill |  |  | 0.7 |  | 1989 | 2009 | [32 empty] | Ormat Stillwater LLC | 100 | Ormat Stillwater LLC | 100 | Non-regulated | Dropped - Retired/Planned Retirement by 06/2028
Stillwater Facility | 50765_G_OE15 | 50765 | G | OE15 |  | Geothermal |  |  | Nevada |  | Churchill |  |  | 0.6 |  | 1989 | 2009 | [32 empty] | Ormat Stillwater LLC | 100 | Ormat Stillwater LLC | 100 | Non-regulated | Dropped - Retired/Planned Retirement by 06/2028
Stillwater Facility | 50765_G_OE16 | 50765 | G | OE16 |  | Geothermal |  |  | Nevada |  | Churchill |  |  | 0.7 |  | 1989 | 2009 | [32 empty] | Ormat Stillwater LLC | 100 | Ormat Stillwater LLC | 100 | Non-regulated | Dropped - Retired/Planned Retirement by 06/2028
Stillwater Facility | 50765_G_OE17 | 50765 | G | OE17 |  | Geothermal |  |  | Nevada |  | Churchill |  |  | 0.6 |  | 1989 | 2009 | [32 empty] | Ormat Stillwater LLC | 100 | Ormat Stillwater LLC | 100 | Non-regulated | Dropped - Retired/Planned Retirement by 06/2028
Stillwater Facility | 50765_G_OE21 | 50765 | G | OE21 |  | Geothermal |  |  | Nevada |  | Churchill |  |  | 0.6 |  | 1989 | 2009 | [32 empty] | Ormat Stillwater LLC | 100 | Ormat Stillwater LLC | 100 | Non-regulated | Dropped - Retired/Planned Retirement by 06/2028
Stillwater Facility | 50765_G_OE22 | 50765 | G | OE22 |  | Geothermal |  |  | Nevada |  | Churchill |  |  | 0.5 |  | 1989 | 2009 | [32 empty] | Ormat Stillwater LLC | 100 | Ormat Stillwater LLC | 100 | Non-regulated | Dropped - Retired/Planned Retirement by 06/2028
Stillwater Facility | 50765_G_OE23 | 50765 | G | OE23 |  | Geothermal |  |  | Nevada |  | Churchill |  |  | 0.6 |  | 1989 | 2009 | [32 empty] | Ormat Stillwater LLC | 100 | Ormat Stillwater LLC | 100 | Non-regulated | Dropped - Retired/Planned Retirement by 06/2028
Stillwater Facility | 50765_G_OE24 | 50765 | G | OE24 |  | Geothermal |  |  | Nevada |  | Churchill |  |  | 0.6 |  | 1989 | 2009 | [32 empty] | Ormat Stillwater LLC | 100 | Ormat Stillwater LLC | 100 | Non-regulated | Dropped - Retired/Planned Retirement by 06/2028
Stillwater Facility | 50765_G_OE25 | 50765 | G | OE25 |  | Geothermal |  |  | Nevada |  | Churchill |  |  | 0.6 |  | 1989 | 2009 | [32 empty] | Ormat Stillwater LLC | 100 | Ormat Stillwater LLC | 100 | Non-regulated | Dropped - Retired/Planned Retirement by 06/2028
Stillwater Facility | 50765_G_OE26 | 50765 | G | OE26 |  | Geothermal |  |  | Nevada |  | Churchill |  |  | 0.6 |  | 1989 | 2009 | [32 empty] | Ormat Stillwater LLC | 100 | Ormat Stillwater LLC | 100 | Non-regulated | Dropped - Retired/Planned Retirement by 06/2028
Stillwater Facility | 50765_G_OE27 | 50765 | G | OE27 |  | Geothermal |  |  | Nevada |  | Churchill |  |  | 0.5 |  | 1989 | 2009 | [32 empty] | Ormat Stillwater LLC | 100 | Ormat Stillwater LLC | 100 | Non-regulated | Dropped - Retired/Planned Retirement by 06/2028
Covington Facility | 50900_G_GEN6 | 50900 | G | GEN6 |  | Non-Fossil Waste |  |  | Virginia |  | Alleghany |  |  | 5.5 |  | 1930 | 2009 | [32 empty] | WestRock Corp | 100 | WestRock Corp | 100 | Non-regulated | Dropped - Retired/Planned Retirement by 06/2028
Kimberly Mill | 54885_G_3TB | 54885 | G | 3TB |  | O/G Steam |  |  | Wisconsin |  | Outagamie |  |  | 15.9 |  | 1980 | 2009 | [32 empty] | City of Kaukauna | 100 | City of Kaukauna | 100 | Regulated | Dropped - Retired/Planned Retirement by 06/2028 | 13BLR: B21; 14BLR: B22; 15BLR: B23; 16BLR: B28
Kimberly Mill | 54885_G_4TB | 54885 | G | 4TB |  | O/G Steam |  |  | Wisconsin |  | Outagamie |  |  | 19.3 |  | 1968 | 2009 | [32 empty] | City of Kaukauna | 100 | City of Kaukauna | 100 | Regulated | Dropped - Retired/Planned Retirement by 06/2028 | 13BLR: B21; 14BLR: B22; 15BLR: B23; 16BLR: B28
Big Bend | 645_G_GT1 | 645 | G | GT1 |  | Combustion Turbine |  |  | Florida |  | Hillsborough |  |  | 10 |  | 1969 | 2008 | [32 empty] | Tampa Electric Co | 100 | Tampa Electric Co | 100 | Regulated | Dropped - Retired/Planned Retirement by 06/2028
Big Bend | 645_G_GT2 | 645 | G | GT2 |  | Combustion Turbine |  |  | Florida |  | Hillsborough |  |  | 49 |  | 1974 | 2008 | [32 empty] | Tampa Electric Co | 100 | Tampa Electric Co | 100 | Regulated | Dropped - Retired/Planned Retirement by 06/2028
Big Bend | 645_G_GT3 | 645 | G | GT3 |  | Combustion Turbine |  |  | Florida |  | Hillsborough |  |  | 39 |  | 1974 | 2008 | [32 empty] | Tampa Electric Co | 100 | Tampa Electric Co | 100 | Regulated | Dropped - Retired/Planned Retirement by 06/2028
Howard Down | 2434_G_5 | 2434 | G | 5 |  | O/G Steam |  |  | New Jersey |  | Cumberland |  |  | 3 |  | 1942 | 2008 | [32 empty] | City of Vineland - (NJ) | 100 | City of Vineland - (NJ) | 100 | Regulated | Dropped - Retired/Planned Retirement by 06/2028 | 13BLR: 4
Howard Down | 2434_G_6 | 2434 | G | 6 |  | O/G Steam |  |  | New Jersey |  | Cumberland |  |  | 4 |  | 1949 | 2008 | [32 empty] | City of Vineland - (NJ) | 100 | City of Vineland - (NJ) | 100 | Regulated | Dropped - Retired/Planned Retirement by 06/2028 | 13BLR: 4
Howard Down | 2434_G_7 | 2434 | G | 7 |  | O/G Steam |  |  | New Jersey |  | Cumberland |  |  | 8 |  | 1952 | 2008 | [32 empty] | City of Vineland - (NJ) | 100 | City of Vineland - (NJ) | 100 | Regulated | Dropped - Retired/Planned Retirement by 06/2028 | 13BLR: 7
Lebanon | 2921_G_3 | 2921 | G | 3 |  | Combustion Turbine |  |  | Ohio |  | Warren |  |  | 1.3 |  | 1949 | 2008 | [32 empty] | City of Lebanon - (OH) | 100 | City of Lebanon - (OH) | 100 | Regulated | Dropped - Retired/Planned Retirement by 06/2028
Lebanon | 2921_G_4 | 2921 | G | 4 |  | Combustion Turbine |  |  | Ohio |  | Warren |  |  | 1.3 |  | 1950 | 2008 | [32 empty] | City of Lebanon - (OH) | 100 | City of Lebanon - (OH) | 100 | Regulated | Dropped - Retired/Planned Retirement by 06/2028
Providence | 3245_G_1 | 3245 | G | 1 |  | Hydro |  |  | Rhode Island |  | Providence |  |  | 1.4 |  | 1930 | 2008 | [32 empty] | Providence City of | 100 | Providence City of | 100 | Regulated | Dropped - Retired/Planned Retirement by 06/2028
Victoria | 3443_G_6 | 3443 | G | 6 |  | O/G Steam |  |  | Texas |  | Victoria |  |  | 250 |  | 1968 | 2008 | [32 empty] | Victoria WLE, LP | 100 | Victoria WLE, LP | 100 | Non-regulated | Dropped - Retired/Planned Retirement by 06/2028 | 13BLR: 8
Mosaic Co Mulberry Facility | 50510_G_CGN1 | 50510 | G | CGN1 |  | Energy Storage |  |  | Florida |  | Polk |  |  | 19.5 |  | 1985 | 2008 | [32 empty] | Mosaic Company | 100 | Mosaic Company | 100 | Non-regulated | Dropped - Retired/Planned Retirement by 06/2028
S&L Cogeneration | 54253_G_GEN1 | 54253 | G | GEN1 |  | Combustion Turbine |  |  | Texas |  | Galveston |  |  | 35 |  | 1992 | 2008 | [32 empty] | S&L Cogeneration Co | 100 | S&L Cogeneration Co | 100 | Non-regulated | Dropped - Retired/Planned Retirement by 06/2028
Duraco Products | 54798_G_GEN1 | 54798 | G | GEN1 |  | Combustion Turbine |  |  | Illinois |  | Cook |  |  | 0.7 |  | 1993 | 2008 | [32 empty] | Duraco Products Inc | 100 | Duraco Products Inc | 100 | Non-regulated | Dropped - Retired/Planned Retirement by 06/2028
Duraco Products | 54798_G_GEN2 | 54798 | G | GEN2 |  | Combustion Turbine |  |  | Illinois |  | Cook |  |  | 0.7 |  | 1993 | 2008 | [32 empty] | Duraco Products Inc | 100 | Duraco Products Inc | 100 | Non-regulated | Dropped - Retired/Planned Retirement by 06/2028
West Pharmaceutical Services | 54947_G_GEN1 | 54947 | G | GEN1 |  | Combustion Turbine |  |  | North Carolina |  | Lenoir |  |  | 1.2 |  | 1995 | 2008 | [32 empty] | West Pharmaceutical Services | 100 | West Pharmaceutical Services | 100 | Non-regulated | Dropped - Retired/Planned Retirement by 06/2028
Small Hydro of Texas | 55000_G_01 | 55000 | G | 01 |  | Hydro |  |  | Texas |  | DeWitt |  |  | 0.4 |  | 1992 | 2008 | [32 empty] | Small Hydro of Texas Inc | 100 | Small Hydro of Texas Inc | 100 | Non-regulated | Dropped - Retired/Planned Retirement by 06/2028
Small Hydro of Texas | 55000_G_02 | 55000 | G | 02 |  | Hydro |  |  | Texas |  | DeWitt |  |  | 0.4 |  | 1993 | 2008 | [32 empty] | Small Hydro of Texas Inc | 100 | Small Hydro of Texas Inc | 100 | Non-regulated | Dropped - Retired/Planned Retirement by 06/2028
Small Hydro of Texas | 55000_G_03 | 55000 | G | 03 |  | Hydro |  |  | Texas |  | DeWitt |  |  | 0.4 |  | 1993 | 2008 | [32 empty] | Small Hydro of Texas Inc | 100 | Small Hydro of Texas Inc | 100 | Non-regulated | Dropped - Retired/Planned Retirement by 06/2028
Devonshire Power Partners LLC | 55761_G_DO1 | 55761 | G | DO1 |  | Landfill Gas |  |  | Illinois |  | Cook |  |  | 1 |  | 1997 | 2008 | [32 empty] | Illinois Electricial Gen Partn | 100 | Illinois Electricial Gen Partn | 100 | Non-regulated | Dropped - Retired/Planned Retirement by 06/2028
Devonshire Power Partners LLC | 55761_G_DO2 | 55761 | G | DO2 |  | Landfill Gas |  |  | Illinois |  | Cook |  |  | 1 |  | 1997 | 2008 | [32 empty] | Illinois Electricial Gen Partn | 100 | Illinois Electricial Gen Partn | 100 | Non-regulated | Dropped - Retired/Planned Retirement by 06/2028
SPFT - Newberg Cogen | 56124_G_GT1 | 56124 | G | GT1 |  | Combustion Turbine |  |  | Oregon |  | Yamhill |  |  | 41.6 |  | 2002 | 2008 | [32 empty] | SP Fiber Technologies NW LLC | 100 | SP Fiber Technologies NW LLC | 100 | Non-regulated | Dropped - Retired/Planned Retirement by 06/2028
Westar Wind | 56219_G_J1 | 56219 | G | J1 |  | Onshore Wind |  |  | Kansas |  | Pottawatomie |  |  | 0.7 |  | 1999 | 2008 | [32 empty] | Evergy Kansas Central, Inc | 72 | Evergy Kansas Central, Inc | 72 | Regulated | Dropped - Retired/Planned Retirement by 06/2028
Westar Wind | 56219_G_J2 | 56219 | G | J2 |  | Onshore Wind |  |  | Kansas |  | Pottawatomie |  |  | 0.7 |  | 1999 | 2008 | [32 empty] | Evergy Kansas Central, Inc | 72 | Evergy Kansas Central, Inc | 72 | Regulated | Dropped - Retired/Planned Retirement by 06/2028
U S Alliance Coosa Pines | 54216_G_AOW1 | 54216 | G | AOW1 |  | Coal Steam |  |  | Alabama |  | Talladega |  |  | 4.7 |  | 1942 | [33 empty] | Bowater Newport Coosa Pines Op | 100 | Bowater Newport Coosa Pines Op | 100 | Non-regulated | Dropped - Plant is identified as onsite because it is a net buyer of electricity in 2021 | 13BLR: AOW1; 14BLR: AOW2; 15BLR: AOW3; 16BLR: AOW4; 17BLR: REC3
U S Alliance Coosa Pines | 54216_G_AOW2 | 54216 | G | AOW2 |  | Coal Steam |  |  | Alabama |  | Talladega |  |  | 4.7 |  | 1942 | [33 empty] | Bowater Newport Coosa Pines Op | 100 | Bowater Newport Coosa Pines Op | 100 | Non-regulated | Dropped - Plant is identified as onsite because it is a net buyer of electricity in 2021 | 13BLR: AOW1; 14BLR: AOW2; 15BLR: AOW3; 16BLR: AOW4; 17BLR: REC3
U S Alliance Coosa Pines | 54216_G_AOW4 | 54216 | G | AOW4 |  | Coal Steam |  |  | Alabama |  | Talladega |  |  | 4.7 |  | 1942 | [33 empty] | Bowater Newport Coosa Pines Op | 100 | Bowater Newport Coosa Pines Op | 100 | Non-regulated | Dropped - Plant is identified as onsite because it is a net buyer of electricity in 2021 | 13BLR: AOW1; 14BLR: AOW2; 15BLR: AOW3; 16BLR: AOW4; 17BLR: REC3
U S Alliance Coosa Pines | 54216_G_AOW5 | 54216 | G | AOW5 |  | Coal Steam |  |  | Alabama |  | Talladega |  |  | 4.7 |  | 1942 | [33 empty] | Bowater Newport Coosa Pines Op | 100 | Bowater Newport Coosa Pines Op | 100 | Non-regulated | Dropped - Plant is identified as onsite because it is a net buyer of electricity in 2021 | 13BLR: AOW1; 14BLR: AOW2; 15BLR: AOW3; 16BLR: AOW4; 17BLR: REC3
Dowagiac | 1823_G_1 | 1823 | G | 1 |  | Combustion Turbine |  |  | Michigan |  | Cass |  |  | 1 |  | 1962 | 2008 | [32 empty] | City of Dowagiac | 100 | City of Dowagiac | 100 | Regulated | Dropped - Retired/Planned Retirement by 06/2028
Dowagiac | 1823_G_2 | 1823 | G | 2 |  | Combustion Turbine |  |  | Michigan |  | Cass |  |  | 0.3 |  | 1945 | 2008 | [32 empty] | City of Dowagiac | 100 | City of Dowagiac | 100 | Regulated | Dropped - Retired/Planned Retirement by 06/2028
Dowagiac | 1823_G_4 | 1823 | G | 4 |  | Combustion Turbine |  |  | Michigan |  | Cass |  |  | 0.9 |  | 1941 | 2008 | [32 empty] | City of Dowagiac | 100 | City of Dowagiac | 100 | Regulated | Dropped - Retired/Planned Retirement by 06/2028
Dowagiac | 1823_G_5 | 1823 | G | 5 |  | Combustion Turbine |  |  | Michigan |  | Cass |  |  | 1 |  | 1949 | 2008 | [32 empty] | City of Dowagiac | 100 | City of Dowagiac | 100 | Regulated | Dropped - Retired/Planned Retirement by 06/2028
Ravenswood | 2500_G_GT8 | 2500 | G | GT8 |  | Combustion Turbine |  |  | New York |  | Queens |  |  | 25 |  | 1969 | 2008 | [32 empty] | Ravenswood Operations LLC | 100 | Ravenswood Operations LLC | 100 | Non-regulated | Dropped - Retired/Planned Retirement by 06/2028
J L Bates | 3438_G_1 | 3438 | G | 1 |  | O/G Steam |  |  | Texas |  | Hidalgo |  |  | 72 |  | 1958 | 2008 | [32 empty] | ReNu Power Holdings LLC | 100 | ReNu Power Holdings LLC | 100 | Non-regulated | Dropped - Retired/Planned Retirement by 06/2028
J L Bates | 3438_G_2 | 3438 | G | 2 |  | O/G Steam |  |  | Texas |  | Hidalgo |  |  | 110 |  | 1960 | 2008 | [32 empty] | ReNu Power Holdings LLC | 100 | ReNu Power Holdings LLC | 100 | Non-regulated | Dropped - Retired/Planned Retirement by 06/2028
Galena Electric Utility | 7437_G_6A | 7437 | G | 6A |  | Combustion Turbine |  |  | Alaska |  | Yukon Koyukuk |  |  | 0.4 |  | 1997 | [33 empty] | Galena Electric Utility | 100 | Galena Electric Utility | 100 | Regulated | Dropped - in Alaska or in Hawaii or Puerto Rico
South West Landfill | 7963_G_1 | 7963 | G | 1 |  | Landfill Gas |  |  | Florida |  | Alachua |  |  | 0.7 |  | 2003 | 2008 | [32 empty] | Gainesville Regional Utilities | 100 | Gainesville Regional Utilities | 100 | Regulated | Dropped - Retired/Planned Retirement by 06/2028
South West Landfill | 7963_G_2 | 7963 | G | 2 |  | Landfill Gas |  |  | Florida |  | Alachua |  |  | 0.7 |  | 2003 | 2008 | [32 empty] | Gainesville Regional Utilities | 100 | Gainesville Regional Utilities | 100 | Regulated | Dropped - Retired/Planned Retirement by 06/2028
South West Landfill | 7963_G_3 | 7963 | G | 3 |  | Landfill Gas |  |  | Florida |  | Alachua |  |  | 0.7 |  | 2003 | 2008 | [32 empty] | Gainesville Regional Utilities | 100 | Gainesville Regional Utilities | 100 | Regulated | Dropped - Retired/Planned Retirement by 06/2028
Marina Landfill Gas | 10748_G_G4 | 10748 | G | G4 |  | Landfill Gas |  |  | California |  | Monterey |  |  | 0.9 |  | 1997 | 2008 | [32 empty] | Monterey Regional Waste Mgmt | 100 | Monterey Regional Waste Mgmt | 100 | Non-regulated | Dropped - Retired/Planned Retirement by 06/2028
Archer Daniels Midland Clinton | 10860_G_GEN1 | 10860 | G | GEN1 |  | Coal Steam |  |  | Iowa |  | Clinton |  |  | 7.5 |  | 1954 | [33 empty] | Archer Daniels Midland Co | 100 | Archer Daniels Midland Co | 100 | Non-regulated | Dropped - Plant is identified as onsite because it is a net buyer of electricity in 2021 | B1 | B10 | B2 | B3 | B4 | B5 | B6 | B7 | B8 | B9
Archer Daniels Midland Clinton | 10860_G_GEN2 | 10860 | G | GEN2 |  | Coal Steam |  |  | Iowa |  | Clinton |  |  | 3.5 |  | 1940 | [33 empty] | Archer Daniels Midland Co | 100 | Archer Daniels Midland Co | 100 | Non-regulated | Dropped - Plant is identified as onsite because it is a net buyer of electricity in 2021 | B1 | B10 | B2 | B3 | B4 | B5 | B6 | B7 | B8 | B9
Archer Daniels Midland Clinton | 10860_G_GEN3 | 10860 | G | GEN3 |  | Coal Steam |  |  | Iowa |  | Clinton |  |  | 9.4 |  | 1965 | [33 empty] | Archer Daniels Midland Co | 100 | Archer Daniels Midland Co | 100 | Non-regulated | Dropped - Plant is identified as onsite because it is a net buyer of electricity in 2021 | B1 | B10 | B2 | B3 | B4 | B5 | B6 | B7 | B8 | B9
Archer Daniels Midland Clinton | 10860_G_GEN4 | 10860 | G | GEN4 |  | Coal Steam |  |  | Iowa |  | Clinton |  |  | 4 |  | 1974 | [33 empty] | Archer Daniels Midland Co | 100 | Archer Daniels Midland Co | 100 | Non-regulated | Dropped - Plant is identified as onsite because it is a net buyer of electricity in 2021 | B1 | B10 | B2 | B3 | B4 | B5 | B6 | B7 | B8 | B9
Archer Daniels Midland Clinton | 10860_G_GEN5 | 10860 | G | GEN5 |  | Coal Steam |  |  | Iowa |  | Clinton |  |  | 7 |  | 1991 | [33 empty] | Archer Daniels Midland Co | 100 | Archer Daniels Midland Co | 100 | Non-regulated | Dropped - Plant is identified as onsite because it is a net buyer of electricity in 2021 | B1 | B10 | B2 | B3 | B4 | B5 | B6 | B7 | B8 | B9
Lake Gas Recovery | 50575_G_GEN1 | 50575 | G | GEN1 |  | Landfill Gas |  |  | Illinois |  | Cook |  |  | 2.9 |  | 1988 | 2008 | [32 empty] | WM Illinois Renewable Energy LLC | 100 | WM Illinois Renewable Energy LLC | 100 | Non-regulated | Dropped - Retired/Planned Retirement by 06/2028
JRW Associates LP | 52198_G_GEN1 | 52198 | G | GEN1 |  | O/G Steam |  |  | California |  | Merced |  |  | 1.1 |  | 1991 | 2008 | [32 empty] | Ridgewood Power Management LLC | 100 | Ridgewood Power Management LLC | 100 | Non-regulated | Dropped - Retired/Planned Retirement by 06/2028
JRW Associates LP | 52198_G_GEN2 | 52198 | G | GEN2 |  | O/G Steam |  |  | California |  | Merced |  |  | 1.1 |  | 1991 | 2008 | [32 empty] | Ridgewood Power Management LLC | 100 | Ridgewood Power Management LLC | 100 | Non-regulated | Dropped - Retired/Planned Retirement by 06/2028
JRW Associates LP | 52198_G_GEN3 | 52198 | G | GEN3 |  | Combustion Turbine |  |  | California |  | Merced |  |  | 1.1 |  | 1991 | 2008 | [32 empty] | Ridgewood Power Management LLC | 100 | Ridgewood Power Management LLC | 100 | Non-regulated | Dropped - Retired/Planned Retirement by 06/2028
JRW Associates LP | 52198_G_GEN4 | 52198 | G | GEN4 |  | Combustion Turbine |  |  | California |  | Merced |  |  | 1.1 |  | 1991 | 2008 | [32 empty] | Ridgewood Power Management LLC | 100 | Ridgewood Power Management LLC | 100 | Non-regulated | Dropped - Retired/Planned Retirement by 06/2028
JRW Associates LP | 52198_G_GEN5 | 52198 | G | GEN5 |  | Combustion Turbine |  |  | California |  | Merced |  |  | 1.1 |  | 1991 | 2008 | [32 empty] | Ridgewood Power Management LLC | 100 | Ridgewood Power Management LLC | 100 | Non-regulated | Dropped - Retired/Planned Retirement by 06/2028
JRW Associates LP | 52198_G_GEN6 | 52198 | G | GEN6 |  | Combustion Turbine |  |  | California |  | Merced |  |  | 1.1 |  | 1991 | 2008 | [32 empty] | Ridgewood Power Management LLC | 100 | Ridgewood Power Management LLC | 100 | Non-regulated | Dropped - Retired/Planned Retirement by 06/2028
JRW Associates LP | 52198_G_GEN7 | 52198 | G | GEN7 |  | Combustion Turbine |  |  | California |  | Merced |  |  | 1.1 |  | 1991 | 2008 | [32 empty] | Ridgewood Power Management LLC | 100 | Ridgewood Power Management LLC | 100 | Non-regulated | Dropped - Retired/Planned Retirement by 06/2028
JRW Associates LP | 52198_G_GEN8 | 52198 | G | GEN8 |  | Combustion Turbine |  |  | California |  | Merced |  |  | 1.1 |  | 1991 | 2008 | [32 empty] | Ridgewood Power Management LLC | 100 | Ridgewood Power Management LLC | 100 | Non-regulated | Dropped - Retired/Planned Retirement by 06/2028
Ridgewood/Byron Power Partners | 52199_G_GEN1 | 52199 | G | GEN1 |  | Combustion Turbine |  |  | California |  | Alameda |  |  | 1.1 |  | 1990 | 2008 | [32 empty] | Ridgewood Power Management LLC | 100 | Ridgewood Power Management LLC | 100 | Non-regulated | Dropped - Retired/Planned Retirement by 06/2028
Ridgewood/Byron Power Partners | 52199_G_GEN2 | 52199 | G | GEN2 |  | Combustion Turbine |  |  | California |  | Alameda |  |  | 1.1 |  | 1990 | 2008 | [32 empty] | Ridgewood Power Management LLC | 100 | Ridgewood Power Management LLC | 100 | Non-regulated | Dropped - Retired/Planned Retirement by 06/2028
Ridgewood/Byron Power Partners | 52199_G_GEN3 | 52199 | G | GEN3 |  | Combustion Turbine |  |  | California |  | Alameda |  |  | 1.1 |  | 1990 | 2008 | [32 empty] | Ridgewood Power Management LLC | 100 | Ridgewood Power Management LLC | 100 | Non-regulated | Dropped - Retired/Planned Retirement by 06/2028
Ridgewood/Byron Power Partners | 52199_G_GEN4 | 52199 | G | GEN4 |  | Combustion Turbine |  |  | California |  | Alameda |  |  | 1.1 |  | 1990 | 2008 | [32 empty] | Ridgewood Power Management LLC | 100 | Ridgewood Power Management LLC | 100 | Non-regulated | Dropped - Retired/Planned Retirement by 06/2028
Ridgewood/Byron Power Partners | 52199_G_GEN5 | 52199 | G | GEN5 |  | Combustion Turbine |  |  | California |  | Alameda |  |  | 1.1 |  | 1990 | 2008 | [32 empty] | Ridgewood Power Management LLC | 100 | Ridgewood Power Management LLC | 100 | Non-regulated | Dropped - Retired/Planned Retirement by 06/2028
O'Brien Biogas IV LLC | 55092_G_UNT1 | 55092 | G | UNT1 |  | Landfill Gas |  |  | New Jersey |  | Middlesex |  |  | 9.5 |  | 1997 | 2008 | [32 empty] | Minnesota Methane LLC | 100 | Minnesota Methane LLC | 100 | Non-regulated | Dropped - Retired/Planned Retirement by 06/2028
Henderson I | 1372_G_5 | 1372 | G | 5 |  | Coal Steam |  |  | Kentucky |  | Henderson |  |  | 10 |  | 1956 | 2008 | [32 empty] | Henderson City Utility Comm | 100 | Henderson City Utility Comm | 100 | Regulated | Dropped - Retired/Planned Retirement by 06/2028
Henderson I | 1372_G_6 | 1372 | G | 6 |  | Coal Steam |  |  | Kentucky |  | Henderson |  |  | 26 |  | 1968 | 2008 | [32 empty] | Henderson City Utility Comm | 100 | Henderson City Utility Comm | 100 | Regulated | Dropped - Retired/Planned Retirement by 06/2028
Mobile Unit | 3346_G_1 | 3346 | G | 1 |  | Combustion Turbine |  |  | South Dakota |  | Beadle |  |  | 0.5 |  | 1955 | 2008 | [32 empty] | NorthWestern Energy - (SD) | 100 | NorthWestern Energy - (SD) | 100 | Regulated | Dropped - Retired/Planned Retirement by 06/2028
Laredo | 3439_G_1 | 3439 | G | 1 |  | O/G Steam |  |  | Texas |  | Webb |  |  | 32 |  | 1951 | 2008 | [32 empty] | City of San Antonio - (TX) | 100 | City of San Antonio - (TX) | 100 | Regulated | Dropped - Retired/Planned Retirement by 06/2028 | bar: B1 B1 B1 B1 B1
Laredo | 3439_G_2 | 3439 | G | 2 |  | O/G Steam |  |  | Texas |  | Webb |  |  | 32 |  | 1955 | 2008 | [32 empty] | City of San Antonio - (TX) | 100 | City of San Antonio - (TX) | 100 | Regulated | Dropped - Retired/Planned Retirement by 06/2028 | B1 B1 B1 B1 B1: 2
Laredo | 3439_G_3 | 3439 | G | 3 |  | O/G Steam |  |  | Texas |  | Webb |  |  | 105 |  | 1975 | 2008 | [32 empty] | City of San Antonio - (TX) | 100 | City of San Antonio - (TX) | 100 | Regulated | Dropped - Retired/Planned Retirement by 06/2028 | B1 B1 B1 B1 B1: 3
Brownfield | 3558_G_GT1 | 3558 | G | GT1 |  | Combustion Turbine |  |  | Texas |  | Terry |  |  | 6 |  | 1973 | 2008 | [32 empty] | City of Brownfield - (TX) | 100 | City of Brownfield - (TX) | 100 | Regulated | Dropped - Retired/Planned Retirement by 06/2028
South Oak Creek | 4041_G_9 | 4041 | G | 9 |  | Combustion Turbine |  |  | Wisconsin |  | Milwaukee |  |  | 18 |  | 1968 | 2008 | [32 empty] | Wisconsin Electric Power Co | 100 | Wisconsin Electric Power Co | 100 | Regulated | Dropped - Retired/Planned Retirement by 06/2028
Angoon | 7462_G_1 | 7462 | G | 1 |  | Combustion Turbine |  |  | Alaska |  | Skagway Hoonah Angoon |  |  | 0.4 |  | 1975 | [33 empty] | Inside Passage Elec Coop, Inc | 100 | Inside Passage Elec Coop, Inc | 100 | Regulated | Dropped - in Alaska or in Hawaii or Puerto Rico
Sabine River Operations | 10789_G_GEN4 | 10789 | G | GEN4 |  | Combined Cycle |  |  | Texas |  | Orange |  |  | 5 |  | 1948 | 2008 | [32 empty] | The Dow Chemical Company | 100 | The Dow Chemical Company | 100 | Non-regulated | Dropped - Retired/Planned Retirement by 06/2028
Fulton Cogeneration Associates | 54138_G_GTG | 54138 | G | GTG |  | Combustion Turbine |  |  | New York |  | Oswego |  |  | 42 |  | 1991 | 2008 | [32 empty] | Fulton Cogen Assoc- Fulton Cogen | 100 | Fulton Cogen Assoc- Fulton Cogen | 100 | Non-regulated | Dropped - Retired/Planned Retirement by 06/2028
Quad Cities | 55593_G_1 | 55593 | G | 1 |  | Landfill Gas |  |  | Illinois |  | Rock Island |  |  | 0.9 |  | 1998 | 2008 | [32 empty] | Gas Recovery Services-IL Inc | 100 | Gas Recovery Services-IL Inc | 100 | Non-regulated | Dropped - Retired/Planned Retirement by 06/2028
Quad Cities | 55593_G_2 | 55593 | G | 2 |  | Landfill Gas |  |  | Illinois |  | Rock Island |  |  | 1 |  | 2002 | 2008 | [32 empty] | Gas Recovery Services-IL Inc | 100 | Gas Recovery Services-IL Inc | 100 | Non-regulated | Dropped - Retired/Planned Retirement by 06/2028
Clinton | 1818_G_3 | 1818 | G | 3 |  | Combustion Turbine |  |  | Michigan |  | Lenawee |  |  | 0.4 |  | 1955 | 2008 | [32 empty] | Village of Clinton - (MI) | 100 | Village of Clinton - (MI) | 100 | Regulated | Dropped - Retired/Planned Retirement by 06/2028
Clinton | 1818_G_4 | 1818 | G | 4 |  | Combustion Turbine |  |  | Michigan |  | Lenawee |  |  | 0.4 |  | 1955 | 2008 | [32 empty] | Village of Clinton - (MI) | 100 | Village of Clinton - (MI) | 100 | Regulated | Dropped - Retired/Planned Retirement by 06/2028
Clinton | 1818_G_5 | 1818 | G | 5 |  | Combustion Turbine |  |  | Michigan |  | Lenawee |  |  | 0.4 |  | 1955 | 2008 | [32 empty] | Village of Clinton - (MI) | 100 | Village of Clinton - (MI) | 100 | Regulated | Dropped - Retired/Planned Retirement by 06/2028
Baylor University Cogen | 10317_G_1 | 10317 | G | 1 |  | Combustion Turbine |  |  | Texas |  | McLennan |  |  | 3 |  | 1988 | 2008 | [32 empty] | Baylor University | 100 | Baylor University | 100 | Non-regulated | Dropped - Retired/Planned Retirement by 06/2028
Centaur Generator Facility | 10602_G_H | 10602 | G | H |  | Combustion Turbine |  |  | California |  | Ventura |  |  | 3.4 |  | 1988 | 2008 | [32 empty] | Vintage Production California LLC | 100 | Vintage Production California LLC | 100 | Non-regulated | Dropped - Retired/Planned Retirement by 06/2028
Haverhill Paperboard | 55012_G_1 | 55012 | G | 1 |  | O/G Steam |  |  | Massachusetts |  | North Essex |  |  | 1.5 |  | 1935 | 2008 | [32 empty] | Newark Group Inc | 100 | Newark Group Inc | 100 | Non-regulated | Dropped - Retired/Planned Retirement by 06/2028
Haverhill Paperboard | 55012_G_2 | 55012 | G | 2 |  | O/G Steam |  |  | Massachusetts |  | North Essex |  |  | 2.5 |  | 1954 | 2008 | [32 empty] | Newark Group Inc | 100 | Newark Group Inc | 100 | Non-regulated | Dropped - Retired/Planned Retirement by 06/2028
PWD Northwest Facility | 55336_G_GEN1 | 55336 | G | GEN1 |  | Combustion Turbine |  |  | Pennsylvania |  | Philadelphia |  |  | 11 |  | 1993 | 2008 | [32 empty] | Penn Power Systems | 100 | Penn Power Systems | 100 | Non-regulated | Dropped - Retired/Planned Retirement by 06/2028
Avon Energy Partners LLC | 55768_G_CH2 | 55768 | G | CH2 |  | Landfill Gas |  |  | Illinois |  | Cook |  |  | 0.9 |  | 1997 | 2008 | [32 empty] | Illinois Electricial Gen Partn | 100 | Illinois Electricial Gen Partn | 100 | Non-regulated | Dropped - Retired/Planned Retirement by 06/2028
Ames Diesel Generating Station | 1052_G_1 | 1052 | G | 1 |  | Combustion Turbine |  |  | Iowa |  | Story |  |  | 1 |  | 1960 | 2008 | [32 empty] | Interstate Power and Light Co | 100 | Interstate Power and Light Co | 100 | Regulated | Dropped - Retired/Planned Retirement by 06/2028
Ames Diesel Generating Station | 1052_G_2 | 1052 | G | 2 |  | Combustion Turbine |  |  | Iowa |  | Story |  |  | 1 |  | 1960 | 2008 | [32 empty] | Interstate Power and Light Co | 100 | Interstate Power and Light Co | 100 | Regulated | Dropped - Retired/Planned Retirement by 06/2028
Glennallen | 6305_G_1 | 6305 | G | 1 |  | Combustion Turbine |  |  | Alaska |  | Valdez Cordova |  |  | 0.3 |  | 1959 | [33 empty] | Copper Valley Elec Assn, Inc | 100 | Copper Valley Elec Assn, Inc | 100 | Regulated | Dropped - in Alaska or in Hawaii or Puerto Rico
Glennallen | 6305_G_2 | 6305 | G | 2 |  | Combustion Turbine |  |  | Alaska |  | Valdez Cordova |  |  | 0.3 |  | 1959 | [33 empty] | Copper Valley Elec Assn, Inc | 100 | Copper Valley Elec Assn, Inc | 100 | Regulated | Dropped - in Alaska or in Hawaii or Puerto Rico
Unifi Kinston LLC | 10792_G_GEN1 | 10792 | G | GEN1 |  | Coal Steam |  |  | North Carolina |  | Lenoir |  |  | 8 |  | 1952 | 2008 | [32 empty] | E I DuPont De Nemours & Co | 100 | E I DuPont De Nemours & Co | 100 | Non-regulated | Dropped - Retired/Planned Retirement by 06/2028
Unifi Kinston LLC | 10792_G_GEN2 | 10792 | G | GEN2 |  | Coal Steam |  |  | North Carolina |  | Lenoir |  |  | 8 |  | 1952 | 2008 | [32 empty] | E I DuPont De Nemours & Co | 100 | E I DuPont De Nemours & Co | 100 | Non-regulated | Dropped - Retired/Planned Retirement by 06/2028
Ormesa I | 50766_G_OE23 | 50766 | G | OE23 |  | Geothermal |  |  | California |  | Imperial |  |  | 0.9 |  | 1986 | 2008 | [32 empty] | Ormat Nevada Inc | 100 | Ormat Nevada Inc | 100 | Non-regulated | Dropped - Retired/Planned Retirement by 06/2028
Philadelphia Water Department Southwest | 55331_G_GEN1 | 55331 | G | GEN1 |  | Combustion Turbine |  |  | Pennsylvania |  | Philadelphia |  |  | 11 |  | 1993 | 2008 | [32 empty] | Penn Power Systems | 100 | Penn Power Systems | 100 | Non-regulated | Dropped - Retired/Planned Retirement by 06/2028
Avon Energy Partners LLC | 55768_G_CH1 | 55768 | G | CH1 |  | Landfill Gas |  |  | Illinois |  | Cook |  |  | 0.9 |  | 1997 | 2008 | [32 empty] | Illinois Electricial Gen Partn | 100 | Illinois Electricial Gen Partn | 100 | Non-regulated | Dropped - Retired/Planned Retirement by 06/2028
Whittemore | 1201_G_2 | 1201 | G | 2 |  | Combustion Turbine |  |  | Iowa |  | Kossuth |  |  | 0.5 |  | 1956 | 2008 | [32 empty] | City of Whittemore - (IA) | 100 | City of Whittemore - (IA) | 100 | Regulated | Dropped - Retired/Planned Retirement by 06/2028
Kingman Municipal Power and Light Plant | 1296_G_1 | 1296 | G | 1 |  | Combustion Turbine |  |  | Kansas |  | Kingman |  |  | 1.2 |  | 1955 | 2008 | [32 empty] | City of Kingman - (KS) | 100 | City of Kingman - (KS) | 100 | Regulated | Dropped - Retired/Planned Retirement by 06/2028
Kingman Municipal Power and Light Plant | 1296_G_5 | 1296 | G | 5 |  | Combustion Turbine |  |  | Kansas |  | Kingman |  |  | 0.8 |  | 1953 | 2008 | [32 empty] | City of Kingman - (KS) | 100 | City of Kingman - (KS) | 100 | Regulated | Dropped - Retired/Planned Retirement by 06/2028
Galena Electric Utility | 7437_G_5 | 7437 | G | 5 |  | Combustion Turbine |  |  | Alaska |  | Yukon Koyukuk |  |  | 0.7 |  | 1990 | [33 empty] | Galena Electric Utility | 100 | Galena Electric Utility | 100 | Regulated | Dropped - in Alaska or in Hawaii or Puerto Rico
Alsip Paper Condominium Association | 10406_G_GEN1 | 10406 | G | GEN1 |  | Combustion Turbine |  |  | Illinois |  | Cook |  |  | 6.9 |  | 1987 | 2008 | [32 empty] | Alsip Paper Condominium Assn | 100 | Alsip Paper Condominium Assn | 100 | Non-regulated | Dropped - Retired/Planned Retirement by 06/2028
Niagara Mill | 54857_G_1ST | 54857 | G | 1ST |  | Coal Steam |  |  | Wisconsin |  | Marinette |  |  | 2.5 |  | 1940 | 2008 | [32 empty] | Verso Corporation | 100 | Verso Corporation | 100 | Non-regulated | Dropped - Retired/Planned Retirement by 06/2028 | B1 B1 B1 B1 B1: B21; B10 B10 B10 B10 B10: B22; B2 B2 B2 B2 B2: B23; B3 B3 B3 B3 B3: B24
Niagara Mill | 54857_G_2ST | 54857 | G | 2ST |  | Coal Steam |  |  | Wisconsin |  | Marinette |  |  | 9.3 |  | 1964 | 2008 | [32 empty] | Verso Corporation | 100 | Verso Corporation | 100 | Non-regulated | Dropped - Retired/Planned Retirement by 06/2028 | B1 B1 B1 B1 B1: B21; B10 B10 B10 B10 B10: B22; B2 B2 B2 B2 B2: B23; B3 B3 B3 B3 B3: B24
Buzzard Point | 604_G_E3 | 604 | G | E3 |  | Combustion Turbine |  |  | District of Columbia |  | District of Columbia |  |  | 16 |  | 1968 | 2008 | [32 empty] | Potomac Power Resources | 100 | Potomac Power Resources | 100 | Non-regulated | Dropped - Retired/Planned Retirement by 06/2028
Henry D King | 658_G_5 | 658 | G | 5 |  | Combined Cycle |  |  | Florida |  | St Lucie |  |  | 8 |  | 1953 | 2008 | [32 empty] | Fort Pierce Utilities Authority | 100 | Fort Pierce Utilities Authority | 100 | Regulated | Dropped - Retired/Planned Retirement by 06/2028
Henry D King | 658_G_6 | 658 | G | 6 |  | O/G Steam |  |  | Florida |  | St Lucie |  |  | 17 |  | 1958 | 2008 | [32 empty] | Fort Pierce Utilities Authority | 100 | Fort Pierce Utilities Authority | 100 | Regulated | Dropped - Retired/Planned Retirement by 06/2028 | B1 B1 B1 B1 B1: 6
Henry D King | 658_G_7 | 658 | G | 7 |  | O/G Steam |  |  | Florida |  | St Lucie |  |  | 32 |  | 1964 | 2008 | [32 empty] | Fort Pierce Utilities Authority | 100 | Fort Pierce Utilities Authority | 100 | Regulated | Dropped - Retired/Planned Retirement by 06/2028 | B1 B1 B1 B1 B1: 7
Henry D King | 658_G_8 | 658 | G | 8 |  | O/G Steam |  |  | Florida |  | St Lucie |  |  | 50 |  | 1976 | 2008 | [32 empty] | Fort Pierce Utilities Authority | 100 | Fort Pierce Utilities Authority | 100 | Regulated | Dropped - Retired/Planned Retirement by 06/2028 | B1 B1 B1 B1 B1: 8
Henry D King | 658_G_9 | 658 | G | 9 |  | Combined Cycle |  |  | Florida |  | St Lucie |  |  | 22.4 |  | 1990 | 2008 | [32 empty] | Fort Pierce Utilities Authority | 100 | Fort Pierce Utilities Authority | 100 | Regulated | Dropped - Retired/Planned Retirement by 06/2028
Henry D King | 658_G_D1 | 658 | G | D1 |  | Combustion Turbine |  |  | Florida |  | St Lucie |  |  | 3 |  | 1970 | 2008 | [32 empty] | Fort Pierce Utilities Authority | 100 | Fort Pierce Utilities Authority | 100 | Regulated | Dropped - Retired/Planned Retirement by 06/2028
Henry D King | 658_G_D2 | 658 | G | D2 |  | Combustion Turbine |  |  | Florida |  | St Lucie |  |  | 3 |  | 1970 | 2008 | [32 empty] | Fort Pierce Utilities Authority | 100 | Fort Pierce Utilities Authority | 100 | Regulated | Dropped - Retired/Planned Retirement by 06/2028
AES Hickling LLC | 2529_G_1 | 2529 | G | 1 |  | Coal Steam |  |  | New York |  | Steuben |  |  | 30 |  | 1948 | 2008 | [32 empty] | AES Hickling LLC | 100 | AES Hickling LLC | 100 | Non-regulated | Dropped - Retired/Planned Retirement by 06/2028
AES Hickling LLC | 2529_G_2 | 2529 | G | 2 |  | Coal Steam |  |  | New York |  | Steuben |  |  | 40 |  | 1952 | 2008 | [32 empty] | AES Hickling LLC | 100 | AES Hickling LLC | 100 | Non-regulated | Dropped - Retired/Planned Retirement by 06/2028
Bull Run Hydro | 3044_G_1 | 3044 | G | 1 |  | Hydro |  |  | Oregon |  | Clackamas |  |  | 5.5 |  | 1922 | 2008 | [32 empty] | Portland General Electric Co | 100 | Portland General Electric Co | 100 | Regulated | Dropped - Retired/Planned Retirement by 06/2028
Bull Run Hydro | 3044_G_2 | 3044 | G | 2 |  | Hydro |  |  | Oregon |  | Clackamas |  |  | 5.5 |  | 1912 | 2008 | [32 empty] | Portland General Electric Co | 100 | Portland General Electric Co | 100 | Regulated | Dropped - Retired/Planned Retirement by 06/2028
Bull Run Hydro | 3044_G_3 | 3044 | G | 3 |  | Hydro |  |  | Oregon |  | Clackamas |  |  | 5.5 |  | 1912 | 2008 | [32 empty] | Portland General Electric Co | 100 | Portland General Electric Co | 100 | Regulated | Dropped - Retired/Planned Retirement by 06/2028
Bull Run Hydro | 3044_G_4 | 3044 | G | 4 |  | Hydro |  |  | Oregon |  | Clackamas |  |  | 5.5 |  | 1912 | 2008 | [32 empty] | Portland General Electric Co | 100 | Portland General Electric Co | 100 | Regulated | Dropped - Retired/Planned Retirement by 06/2028
Nueces Bay | 3441_G_5 | 3441 | G | 5 |  | O/G Steam |  |  | Texas |  | Nueces |  |  | 30 |  | 1949 | 2008 | [32 empty] | City of San Antonio - (TX) | 100 | City of San Antonio - (TX) | 100 | Regulated | Dropped - Retired/Planned Retirement by 06/2028 | B1 B1 B1 B1 B1: 5
Nueces Bay | 3441_G_6 | 3441 | G | 6 |  | O/G Steam |  |  | Texas |  | Nueces |  |  | 161 |  | 1965 | 2008 | [32 empty] | City of San Antonio - (TX) | 100 | City of San Antonio - (TX) | 100 | Regulated | Dropped - Retired/Planned Retirement by 06/2028 | B1 B1 B1 B1 B1: 6
Encina Water Pollution Control | 10026_G_EG2 | 10026 | G | EG2 |  | Combustion Turbine |  |  | California |  | San Diego |  |  | 0.5 |  | 1984 | [33 empty] | Encina Joint Powers Authority | 100 | Encina Joint Powers Authority | 100 | Non-regulated | Dropped - Plant is identified as onsite because it is a net buyer of electricity in 2021
Encina Water Pollution Control | 10026_G_EG3 | 10026 | G | EG3 |  | Non-Fossil Waste |  |  | California |  | San Diego |  |  | 0.5 |  | 1984 | [33 empty] | Encina Joint Powers Authority | 100 | Encina Joint Powers Authority | 100 | Non-regulated | Dropped - Plant is identified as onsite because it is a net buyer of electricity in 2021
Summit Property Pharmaceutical | 50313_G_TURB | 50313 | G | TURB |  | Combustion Turbine |  |  | New Jersey |  | Union |  |  | 2.5 |  | 1986 | 2008 | [32 empty] | Summit Property Co LLC | 100 | Summit Property Co LLC | 100 | Non-regulated | Dropped - Retired/Planned Retirement by 06/2028
Oceanside Energy | 50348_G_OS2 | 50348 | G | OS2 |  | Landfill Gas |  |  | New York |  | Nassau |  |  | 0.6 |  | 1990 | 2008 | [32 empty] | Zapco Energy Tactics Corp | 100 | Zapco Energy Tactics Corp | 100 | Non-regulated | Dropped - Retired/Planned Retirement by 06/2028
General Electric Erie PA Power | 50358_G_DSL1 | 50358 | G | DSL1 |  | Combustion Turbine |  |  | Pennsylvania |  | Erie |  |  | 2.7 |  | 1983 | 2008 | [32 empty] | General Electric Erie Power | 100 | General Electric Erie Power | 100 | Non-regulated | Dropped - Retired/Planned Retirement by 06/2028
General Electric Erie PA Power | 50358_G_DSL2 | 50358 | G | DSL2 |  | Combustion Turbine |  |  | Pennsylvania |  | Erie |  |  | 2.7 |  | 1983 | 2008 | [32 empty] | General Electric Erie Power | 100 | General Electric Erie Power | 100 | Non-regulated | Dropped - Retired/Planned Retirement by 06/2028
General Electric Erie PA Power | 50358_G_DSL3 | 50358 | G | DSL3 |  | Combustion Turbine |  |  | Pennsylvania |  | Erie |  |  | 2.7 |  | 1983 | 2008 | [32 empty] | General Electric Erie Power | 100 | General Electric Erie Power | 100 | Non-regulated | Dropped - Retired/Planned Retirement by 06/2028
Taylor Energy Partners LP | 50782_G_AM2 | 50782 | G | AM2 |  | Landfill Gas |  |  | Pennsylvania |  | Lackawanna |  |  | 0.4 |  | 1987 | 2008 | [32 empty] | Zapco Energy Tactics Corp | 100 | Zapco Energy Tactics Corp | 100 | Non-regulated | Dropped - Retired/Planned Retirement by 06/2028
Rincon Facility | 54445_G_GEN1 | 54445 | G | GEN1 |  | Combustion Turbine |  |  | California |  | Ventura |  |  | 1.7 |  | 1992 | 2008 | [32 empty] | DCOR LLC | 100 | DCOR LLC | 100 | Non-regulated | Dropped - Retired/Planned Retirement by 06/2028
Smithfield | 56197_G_GEN1 | 56197 | G | GEN1 |  | Combustion Turbine |  |  | North Carolina |  | Lenoir |  |  | 1.4 |  | 2003 | 2008 | [32 empty] | Smithfield-Kinston Division | 100 | Smithfield-Kinston Division | 100 | Non-regulated | Dropped - Retired/Planned Retirement by 06/2028
Smithfield | 56197_G_GEN2 | 56197 | G | GEN2 |  | Combustion Turbine |  |  | North Carolina |  | Lenoir |  |  | 1.4 |  | 2003 | 2008 | [32 empty] | Smithfield-Kinston Division | 100 | Smithfield-Kinston Division | 100 | Non-regulated | Dropped - Retired/Planned Retirement by 06/2028
J D Kennedy | 666_G_GT4 | 666 | G | GT4 |  | Combustion Turbine |  |  | Florida |  | Duval |  |  | 54 |  | 1973 | 2008 | [32 empty] | JEA | 100 | JEA | 100 | Regulated | Dropped - Retired/Planned Retirement by 06/2028
J D Kennedy | 666_G_GT5 | 666 | G | GT5 |  | Combustion Turbine |  |  | Florida |  | Duval |  |  | 54 |  | 1973 | 2008 | [32 empty] | JEA | 100 | JEA | 100 | Regulated | Dropped - Retired/Planned Retirement by 06/2028
Lovett | 2629_G_5 | 2629 | G | 5 |  | Coal Steam |  |  | New York |  | Rockland |  |  | 191 |  | 1969 | 2008 | [32 empty] | GenOn New York, LLC | 100 | GenOn New York, LLC | 100 | Non-regulated | Dropped - Retired/Planned Retirement by 06/2028
Rochester 7 | 2642_G_3 | 2642 | G | 3 |  | Coal Steam |  |  | New York |  | Monroe |  |  | 64 |  | 1953 | 2008 | [32 empty] | Rochester Gas & Electric Corp | 100 | Rochester Gas & Electric Corp | 100 | Regulated | Dropped - Retired/Planned Retirement by 06/2028 | B1 B1 B1 B1 B1: 3
Ponca Diesel | 2997_G_7 | 2997 | G | 7 |  | Combustion Turbine |  |  | Oklahoma |  | Kay |  |  | 2 |  | 1952 | 2008 | [32 empty] | Ponca, City of | 100 | Ponca, City of | 100 | Regulated | Dropped - Retired/Planned Retirement by 06/2028
Ponca Diesel | 2997_G_8 | 2997 | G | 8 |  | Combustion Turbine |  |  | Oklahoma |  | Kay |  |  | 3.1 |  | 1954 | 2008 | [32 empty] | Ponca, City of | 100 | Ponca, City of | 100 | Regulated | Dropped - Retired/Planned Retirement by 06/2028
Brownfield | 3558_G_1 | 3558 | G | 1 |  | Combustion Turbine |  |  | Texas |  | Terry |  |  | 0.7 |  | 1951 | 2008 | [32 empty] | City of Brownfield - (TX) | 100 | City of Brownfield - (TX) | 100 | Regulated | Dropped - Retired/Planned Retirement by 06/2028
Brownfield | 3558_G_3 | 3558 | G | 3 |  | Combustion Turbine |  |  | Texas |  | Terry |  |  | 1.5 |  | 1964 | 2008 | [32 empty] | City of Brownfield - (TX) | 100 | City of Brownfield - (TX) | 100 | Regulated | Dropped - Retired/Planned Retirement by 06/2028
Brownfield | 3558_G_4 | 3558 | G | 4 |  | Combustion Turbine |  |  | Texas |  | Terry |  |  | 1.8 |  | 1954 | 2008 | [32 empty] | City of Brownfield - (TX) | 100 | City of Brownfield - (TX) | 100 | Regulated | Dropped - Retired/Planned Retirement by 06/2028
Brownfield | 3558_G_5 | 3558 | G | 5 |  | Combustion Turbine |  |  | Texas |  | Terry |  |  | 1.8 |  | 1957 | 2008 | [32 empty] | City of Brownfield - (TX) | 100 | City of Brownfield - (TX) | 100 | Regulated | Dropped - Retired/Planned Retirement by 06/2028
Fourche Creek Wastewater | 10050_G_2 | 10050 | G | 2 |  | Non-Fossil Waste |  |  | Arkansas |  | Pulaski |  |  | 0.5 |  | 1983 | 2008 | [32 empty] | Little Rock Water Reclamation Authority | 100 | Little Rock Water Reclamation Authority | 100 | Non-regulated | Dropped - Retired/Planned Retirement by 06/2028
Wausau Papers of New Hampshire | 10701_G_GT1 | 10701 | G | GT1 |  | Combustion Turbine |  |  | New Hampshire |  | New Hampshire |  |  | 6.9 |  | 2001 | 2008 | [32 empty] | Wausau Papers of New Hampshire | 100 | Wausau Papers of New Hampshire | 100 | Non-regulated | Dropped - Retired/Planned Retirement by 06/2028
Onondaga Cogeneration | 50855_G_GEN1 | 50855 | G | GEN1 |  | Combined Cycle |  |  | New York |  | Onondaga |  |  | 45 |  | 1993 | 2008 | [32 empty] | Onondaga Cogeneration LP | 100 | Onondaga Cogeneration LP | 100 | Non-regulated | Dropped - Retired/Planned Retirement by 06/2028
Onondaga Cogeneration | 50855_G_GEN2 | 50855 | G | GEN2 |  | Combined Cycle |  |  | New York |  | Onondaga |  |  | 25 |  | 1993 | 2008 | [32 empty] | Onondaga Cogeneration LP | 100 | Onondaga Cogeneration LP | 100 | Non-regulated | Dropped - Retired/Planned Retirement by 06/2028
Onondaga Cogeneration | 50855_G_GEN3 | 50855 | G | GEN3 |  | Combined Cycle |  |  | New York |  | Onondaga |  |  | 23 |  | 1993 | 2008 | [32 empty] | Onondaga Cogeneration LP | 100 | Onondaga Cogeneration LP | 100 | Non-regulated | Dropped - Retired/Planned Retirement by 06/2028
St Cloud | 685_G_1 | 685 | G | 1 |  | Combustion Turbine |  |  | Florida |  | Osceola |  |  | 2 |  | 1982 | 2008 | [32 empty] | St Cloud City of | 100 | St Cloud City of | 100 | Regulated | Dropped - Retired/Planned Retirement by 06/2028
St Cloud | 685_G_2 | 685 | G | 2 |  | Combustion Turbine |  |  | Florida |  | Osceola |  |  | 5 |  | 1974 | 2008 | [32 empty] | St Cloud City of | 100 | St Cloud City of | 100 | Regulated | Dropped - Retired/Planned Retirement by 06/2028
St Cloud | 685_G_3 | 685 | G | 3 |  | Combustion Turbine |  |  | Florida |  | Osceola |  |  | 2 |  | 1982 | 2008 | [32 empty] | St Cloud City of | 100 | St Cloud City of | 100 | Regulated | Dropped - Retired/Planned Retirement by 06/2028
St Cloud | 685_G_4 | 685 | G | 4 |  | Combustion Turbine |  |  | Florida |  | Osceola |  |  | 3 |  | 1961 | 2008 | [32 empty] | St Cloud City of | 100 | St Cloud City of | 100 | Regulated | Dropped - Retired/Planned Retirement by 06/2028
St Cloud | 685_G_6 | 685 | G | 6 |  | Combustion Turbine |  |  | Florida |  | Osceola |  |  | 3 |  | 1967 | 2008 | [32 empty] | St Cloud City of | 100 | St Cloud City of | 100 | Regulated | Dropped - Retired/Planned Retirement by 06/2028
St Cloud | 685_G_7 | 685 | G | 7 |  | Combustion Turbine |  |  | Florida |  | Osceola |  |  | 6 |  | 1982 | 2008 | [32 empty] | St Cloud City of | 100 | St Cloud City of | 100 | Regulated | Dropped - Retired/Planned Retirement by 06/2028
St Cloud | 685_G_8 | 685 | G | 8 |  | Combustion Turbine |  |  | Florida |  | Osceola |  |  | 6 |  | 1977 | 2008 | [32 empty] | St Cloud City of | 100 | St Cloud City of | 100 | Regulated | Dropped - Retired/Planned Retirement by 06/2028
Sturgis City Diesel Plant | 1855_G_1 | 1855 | G | 1 |  | Combustion Turbine |  |  | Michigan |  | St Joseph |  |  | 0.8 |  | 1947 | 2008 | [32 empty] | City of Sturgis - (MI) | 100 | City of Sturgis - (MI) | 100 | Regulated | Dropped - Retired/Planned Retirement by 06/2028
Sturgis City Diesel Plant | 1855_G_2 | 1855 | G | 2 |  | Combustion Turbine |  |  | Michigan |  | St Joseph |  |  | 0.8 |  | 1948 | 2008 | [32 empty] | City of Sturgis - (MI) | 100 | City of Sturgis - (MI) | 100 | Regulated | Dropped - Retired/Planned Retirement by 06/2028
Rochester 7 | 2642_G_2 | 2642 | G | 2 |  | Coal Steam |  |  | New York |  | Monroe |  |  | 64 |  | 1950 | 2008 | [32 empty] | Rochester Gas & Electric Corp | 100 | Rochester Gas & Electric Corp | 100 | Regulated | Dropped - Retired/Planned Retirement by 06/2028 | B1 B1 B1 B1 B1: 2
Rochester 7 | 2642_G_4 | 2642 | G | 4 |  | Coal Steam |  |  | New York |  | Monroe |  |  | 78 |  | 1957 | 2008 | [32 empty] | Rochester Gas & Electric Corp | 100 | Rochester Gas & Electric Corp | 100 | Regulated | Dropped - Retired/Planned Retirement by 06/2028 | B1 B1 B1 B1 B1: 4
Kings Beach | 6518_G_1 | 6518 | G | 1 |  | Combustion Turbine |  |  | California |  | Placer |  |  | 2.7 |  | 1969 | 2008 | [32 empty] | Liberty Utilities (CalPeco Electric) LLC | 100 | Liberty Utilities (CalPeco Electric) LLC | 100 | Regulated | Dropped - Retired/Planned Retirement by 06/2028
Kings Beach | 6518_G_2 | 6518 | G | 2 |  | Combustion Turbine |  |  | California |  | Placer |  |  | 2.7 |  | 1969 | 2008 | [32 empty] | Liberty Utilities (CalPeco Electric) LLC | 100 | Liberty Utilities (CalPeco Electric) LLC | 100 | Regulated | Dropped - Retired/Planned Retirement by 06/2028
Kings Beach | 6518_G_3 | 6518 | G | 3 |  | Combustion Turbine |  |  | California |  | Placer |  |  | 2.7 |  | 1969 | 2008 | [32 empty] | Liberty Utilities (CalPeco Electric) LLC | 100 | Liberty Utilities (CalPeco Electric) LLC | 100 | Regulated | Dropped - Retired/Planned Retirement by 06/2028
Kings Beach | 6518_G_4 | 6518 | G | 4 |  | Combustion Turbine |  |  | California |  | Placer |  |  | 2.7 |  | 1969 | 2008 | [32 empty] | Liberty Utilities (CalPeco Electric) LLC | 100 | Liberty Utilities (CalPeco Electric) LLC | 100 | Regulated | Dropped - Retired/Planned Retirement by 06/2028
Kings Beach | 6518_G_5 | 6518 | G | 5 |  | Combustion Turbine |  |  | California |  | Placer |  |  | 2.7 |  | 1969 | 2008 | [32 empty] | Liberty Utilities (CalPeco Electric) LLC | 100 | Liberty Utilities (CalPeco Electric) LLC | 100 | Regulated | Dropped - Retired/Planned Retirement by 06/2028
Kings Beach | 6518_G_6 | 6518 | G | 6 |  | Combustion Turbine |  |  | California |  | Placer |  |  | 2.7 |  | 1969 | 2008 | [32 empty] | Liberty Utilities (CalPeco Electric) LLC | 100 | Liberty Utilities (CalPeco Electric) LLC | 100 | Regulated | Dropped - Retired/Planned Retirement by 06/2028
Hal C Weaver Power Plant | 50118_G_GEN6 | 50118 | G | GEN6 |  | Combined Cycle |  |  | Texas |  | Travis |  |  | 12.5 |  | 1968 | 2008 | [32 empty] | University of Texas at Austin | 100 | University of Texas at Austin | 100 | Non-regulated | Dropped - Retired/Planned Retirement by 06/2028
Olmsted Waste Energy | 50413_G_DG1 | 50413 | G | DG1 |  | Combustion Turbine |  |  | Minnesota |  | Olmsted |  |  | 0.6 |  | 1979 | 2008 | [32 empty] | Olmsted County Public Works | 100 | Olmsted County Public Works | 100 | Non-regulated | Dropped - Retired/Planned Retirement by 06/2028
TXI Riverside Cement Power House | 50557_G_GEN1 | 50557 | G | GEN1 |  | Coal Steam |  |  | California |  | San Bernardino |  |  | 11.2 |  | 1954 | 2008 | [32 empty] | U S West Financial Service Inc | 100 | U S West Financial Service Inc | 100 | Non-regulated | Dropped - Retired/Planned Retirement by 06/2028
TXI Riverside Cement Power House | 50557_G_GEN2 | 50557 | G | GEN2 |  | Coal Steam |  |  | California |  | San Bernardino |  |  | 11.2 |  | 1954 | 2008 | [32 empty] | U S West Financial Service Inc | 100 | U S West Financial Service Inc | 100 | Non-regulated | Dropped - Retired/Planned Retirement by 06/2028
Rolls Royce | 54286_G_RIOT | 54286 | G | RIOT |  | Combustion Turbine |  |  | Indiana |  | Marion |  |  | 3.3 |  | 1999 | 2008 | [32 empty] | Rolls Royce Corp | 100 | Rolls Royce Corp | 100 | Non-regulated | Dropped - Retired/Planned Retirement by 06/2028
Rolls Royce | 54286_G_RO9T | 54286 | G | RO9T |  | Combustion Turbine |  |  | Indiana |  | Marion |  |  | 3.3 |  | 1999 | 2008 | [32 empty] | Rolls Royce Corp | 100 | Rolls Royce Corp | 100 | Non-regulated | Dropped - Retired/Planned Retirement by 06/2028
Southbridge Energy Center LLC | 54373_G_ENG2 | 54373 | G | ENG2 |  | Combustion Turbine |  |  | Massachusetts |  | Worcester |  |  | 1.3 |  | 2001 | 2008 | [32 empty] | AE Operations LLC | 100 | AE Operations LLC | 100 | Non-regulated | Dropped - Retired/Planned Retirement by 06/2028
Savannah Resource Recovery Facility | 54999_G_BPST | 54999 | G | BPST |  | Municipal Solid Waste |  |  | Georgia |  | Chatham |  |  | 1 |  | 1999 | 2008 | [32 empty] | Montenay Savannah Operations, LP | 100 | Montenay Savannah Operations, LP | 100 | Non-regulated | Dropped - Retired/Planned Retirement by 06/2028
Savannah Resource Recovery Facility | 54999_G_CST | 54999 | G | CST |  | Municipal Solid Waste |  |  | Georgia |  | Chatham |  |  | 1.5 |  | 1999 | 2008 | [32 empty] | Montenay Savannah Operations, LP | 100 | Montenay Savannah Operations, LP | 100 | Non-regulated | Dropped - Retired/Planned Retirement by 06/2028
Savannah Resource Recovery Facility | 54999_G_DGEN | 54999 | G | DGEN |  | Combustion Turbine |  |  | Georgia |  | Chatham |  |  | 1.2 |  | 1996 | 2008 | [32 empty] | Montenay Savannah Operations, LP | 100 | Montenay Savannah Operations, LP | 100 | Non-regulated | Dropped - Retired/Planned Retirement by 06/2028
Tri Center Naniwa Energy | 55494_G_CT1 | 55494 | G | CT1 |  | Combustion Turbine |  |  | Nevada |  | Storey |  |  | 50 |  | 2001 | 2008 | [32 empty] | Naniwa Energy LLC | 100 | Naniwa Energy LLC | 100 | Non-regulated | Dropped - Retired/Planned Retirement by 06/2028
Tri Center Naniwa Energy | 55494_G_CT2 | 55494 | G | CT2 |  | Combustion Turbine |  |  | Nevada |  | Storey |  |  | 50 |  | 2001 | 2008 | [32 empty] | Naniwa Energy LLC | 100 | Naniwa Energy LLC | 100 | Non-regulated | Dropped - Retired/Planned Retirement by 06/2028
SJ/SC WPCP | 56080_G_E6 | 56080 | G | E6 |  | Non-Fossil Waste |  |  | California |  | Santa Clara |  |  | 1.8 |  | 1963 | [33 empty] | San Jose/Santa Clara Water P C | 100 | San Jose/Santa Clara Water P C | 100 | Non-regulated | Dropped - Plant is identified as onsite because it is a net buyer of electricity in 2021
Rochester 7 | 2642_G_1 | 2642 | G | 1 |  | Coal Steam |  |  | New York |  | Monroe |  |  | 46 |  | 1948 | 2008 | [32 empty] | Rochester Gas & Electric Corp | 100 | Rochester Gas & Electric Corp | 100 | Regulated | Dropped - Retired/Planned Retirement by 06/2028 | bar: B1 B1 B1 B1 B1
United Health Care | 7377_G_1 | 7377 | G | 1 |  | Combustion Turbine |  |  | Minnesota |  | Hennepin |  |  | 1.8 |  | 1993 | 2008 | [32 empty] | United Health Care | 100 | United Health Care | 100 | Regulated | Dropped - Retired/Planned Retirement by 06/2028
United Health Care | 7377_G_2 | 7377 | G | 2 |  | Combustion Turbine |  |  | Minnesota |  | Hennepin |  |  | 1.8 |  | 1993 | 2008 | [32 empty] | United Health Care | 100 | United Health Care | 100 | Regulated | Dropped - Retired/Planned Retirement by 06/2028
Encina Water Pollution Control | 10026_G_EG1 | 10026 | G | EG1 |  | Combustion Turbine |  |  | California |  | San Diego |  |  | 0.5 |  | 1984 | [33 empty] | Encina Joint Powers Authority | 100 | Encina Joint Powers Authority | 100 | Non-regulated | Dropped - Plant is identified as onsite because it is a net buyer of electricity in 2021
Big Spring Texas Refinery | 10569_G_GENA | 10569 | G | GENA |  | Non-Fossil Waste |  |  | Texas |  | Howard |  |  | 1 |  | 1986 | 2008 | [32 empty] | Alon USA LP | 100 | Alon USA LP | 100 | Non-regulated | Dropped - Retired/Planned Retirement by 06/2028
Louisiana Tech University Power Plant | 54240_G_TG2 | 54240 | G | TG2 |  | O/G Steam |  |  | Louisiana |  | Lincoln |  |  | 4.6 |  | 1983 | [33 empty] | Louisiana Tech University | 100 | Louisiana Tech University | 100 | Non-regulated | Dropped - Plant is identified as onsite because it is a net buyer of electricity in 2021
M C Dixon Lumber | 54745_G_GEN1 | 54745 | G | GEN1 |  | Biomass |  |  | Alabama |  | BARBOUR |  |  | 2.1 |  | 1979 | 2008 | [32 empty] | M C Dixon Lumber Co Inc | 100 | M C Dixon Lumber Co Inc | 100 | Non-regulated | Dropped - Retired/Planned Retirement by 06/2028
SJ/SC WPCP | 56080_G_E1 | 56080 | G | E1 |  | Non-Fossil Waste |  |  | California |  | Santa Clara |  |  | 0.8 |  | 1953 | [33 empty] | San Jose/Santa Clara Water P C | 100 | San Jose/Santa Clara Water P C | 100 | Non-regulated | Dropped - Plant is identified as onsite because it is a net buyer of electricity in 2021
Snake River | 90_G_6 | 90 | G | 6 |  | Combustion Turbine |  |  | Alaska |  | Nome |  |  | 1 |  | 1972 | [33 empty] | Nome Joint Utility Systems | 100 | Nome Joint Utility Systems | 100 | Regulated | Dropped - in Alaska or in Hawaii or Puerto Rico
Bethany | 2114_G_2 | 2114 | G | 2 |  | Combustion Turbine |  |  | Missouri |  | Harrison |  |  | 0.8 |  | 1948 | 2008 | [32 empty] | City of Bethany - (MO) | 100 | City of Bethany - (MO) | 100 | Regulated | Dropped - Retired/Planned Retirement by 06/2028
Odessa | 2148_G_5 | 2148 | G | 5 |  | Combustion Turbine |  |  | Missouri |  | Lafayette |  |  | 1 |  | 1957 | 2008 | [32 empty] | City of Odessa - (MO) | 100 | City of Odessa - (MO) | 100 | Regulated | Dropped - Retired/Planned Retirement by 06/2028
AES Jennison LLC | 2531_G_1 | 2531 | G | 1 |  | Coal Steam |  |  | New York |  | Chenango |  |  | 30 |  | 1945 | 2008 | [32 empty] | AES Jennison LLC | 100 | AES Jennison LLC | 100 | Non-regulated | Dropped - Retired/Planned Retirement by 06/2028
AES Jennison LLC | 2531_G_2 | 2531 | G | 2 |  | Coal Steam |  |  | New York |  | Chenango |  |  | 30 |  | 1950 | 2008 | [32 empty] | AES Jennison LLC | 100 | AES Jennison LLC | 100 | Non-regulated | Dropped - Retired/Planned Retirement by 06/2028
Miami Fort | 2832_G_5 | 2832 | G | 5 |  | Coal Steam |  |  | Ohio |  | Hamilton |  |  | 80 |  | 1949 | 2008 | [32 empty] | Luminant Miami Fort | 100 | Luminant Miami Fort | 100 | Non-regulated | Dropped - Retired/Planned Retirement by 06/2028 | B1 B1 B1 B1 B1: 5-1; B10 B10 B10 B10 B10: 5-2
Burton | 3277_G_1 | 3277 | G | 1 |  | Combustion Turbine |  |  | South Carolina |  | Beaufort |  |  | 9 |  | 1961 | 2008 | [32 empty] | Dominion Energy South Carolina, Inc | 100 | Dominion Energy South Carolina, Inc | 100 | Regulated | Dropped - Retired/Planned Retirement by 06/2028
Burton | 3277_G_2 | 3277 | G | 2 |  | Combustion Turbine |  |  | South Carolina |  | Beaufort |  |  | 9 |  | 1963 | 2008 | [32 empty] | Dominion Energy South Carolina, Inc | 100 | Dominion Energy South Carolina, Inc | 100 | Regulated | Dropped - Retired/Planned Retirement by 06/2028
Burton | 3277_G_3 | 3277 | G | 3 |  | Combustion Turbine |  |  | South Carolina |  | Beaufort |  |  | 9 |  | 1963 | 2008 | [32 empty] | Dominion Energy South Carolina, Inc | 100 | Dominion Energy South Carolina, Inc | 100 | Regulated | Dropped - Retired/Planned Retirement by 06/2028
Faber Place | 3284_G_1 | 3284 | G | 1 |  | Combustion Turbine |  |  | South Carolina |  | Charleston |  |  | 8 |  | 1961 | 2008 | [32 empty] | Dominion Energy South Carolina, Inc | 100 | Dominion Energy South Carolina, Inc | 100 | Regulated | Dropped - Retired/Planned Retirement by 06/2028
NSB Point Hope Utility | 7485_G_PG3 | 7485 | G | PG3 |  | Combustion Turbine |  |  | Alaska |  | North Slope |  |  | 0.3 |  | 1987 | [33 empty] | North Slope Borough Power & Light | 100 | North Slope Borough Power & Light | 100 | Regulated | Dropped - in Alaska or in Hawaii or Puerto Rico
NSB Point Hope Utility | 7485_G_PG4 | 7485 | G | PG4 |  | Combustion Turbine |  |  | Alaska |  | North Slope |  |  | 0.4 |  | 1992 | [33 empty] | North Slope Borough Power & Light | 100 | North Slope Borough Power & Light | 100 | Regulated | Dropped - in Alaska or in Hawaii or Puerto Rico
NSB Point Hope Utility | 7485_G_PG5 | 7485 | G | PG5 |  | Combustion Turbine |  |  | Alaska |  | North Slope |  |  | 0.2 |  | 1980 | [33 empty] | North Slope Borough Power & Light | 100 | North Slope Borough Power & Light | 100 | Regulated | Dropped - in Alaska or in Hawaii or Puerto Rico
CES Placerita Power Plant | 10677_G_UNT1 | 10677 | G | UNT1 |  | Combined Cycle |  |  | California |  | Los Angeles |  |  | 46 |  | 1988 | 2008 | [32 empty] | CES Placerita Inc | 100 | CES Placerita Inc | 100 | Non-regulated | Dropped - Retired/Planned Retirement by 06/2028
Waynesboro Virginia Plant | 10796_G_GEN3 | 10796 | G | GEN3 |  | Coal Steam |  |  | Virginia |  | Augusta |  |  | 3 |  | 1935 | 2008 | [32 empty] | The LYCRA Company - Waynesboro VA Plant | 100 | The LYCRA Company - Waynesboro VA Plant | 100 | Non-regulated | Dropped - Retired/Planned Retirement by 06/2028
Vicinity Energy Trenton, L.P. | 50094_G_7213 | 50094 | G | 7213 |  | Combustion Turbine |  |  | New Jersey |  | Mercer |  |  | 3 |  | 1983 | 2008 | [32 empty] | Vicinity Energy Trenton, L.P. | 100 | Vicinity Energy Trenton, L.P. | 100 | Non-regulated | Dropped - Retired/Planned Retirement by 06/2028
Sunnyside Cogen Partners | 52201_G_GEN1 | 52201 | G | GEN1 |  | Combustion Turbine |  |  | California |  | Monterey |  |  | 1.1 |  | 1990 | 2008 | [32 empty] | Sunnyside Cogen Partners | 100 | Sunnyside Cogen Partners | 100 | Non-regulated | Dropped - Retired/Planned Retirement by 06/2028
Sunnyside Cogen Partners | 52201_G_GEN2 | 52201 | G | GEN2 |  | Combustion Turbine |  |  | California |  | Monterey |  |  | 1.1 |  | 1990 | 2008 | [32 empty] | Sunnyside Cogen Partners | 100 | Sunnyside Cogen Partners | 100 | Non-regulated | Dropped - Retired/Planned Retirement by 06/2028
Sunnyside Cogen Partners | 52201_G_GEN3 | 52201 | G | GEN3 |  | Combustion Turbine |  |  | California |  | Monterey |  |  | 1.1 |  | 1990 | 2008 | [32 empty] | Sunnyside Cogen Partners | 100 | Sunnyside Cogen Partners | 100 | Non-regulated | Dropped - Retired/Planned Retirement by 06/2028
Sunnyside Cogen Partners | 52201_G_GEN4 | 52201 | G | GEN4 |  | Combustion Turbine |  |  | California |  | Monterey |  |  | 1.1 |  | 1990 | 2008 | [32 empty] | Sunnyside Cogen Partners | 100 | Sunnyside Cogen Partners | 100 | Non-regulated | Dropped - Retired/Planned Retirement by 06/2028
Sunnyside Cogen Partners | 52201_G_GEN5 | 52201 | G | GEN5 |  | Combustion Turbine |  |  | California |  | Monterey |  |  | 1.1 |  | 1990 | 2008 | [32 empty] | Sunnyside Cogen Partners | 100 | Sunnyside Cogen Partners | 100 | Non-regulated | Dropped - Retired/Planned Retirement by 06/2028
Norit Americas Marshall Plant | 54972_G_8511 | 54972 | G | 8511 |  | Coal Steam |  |  | Texas |  | Harrison |  |  | 2 |  | 1921 | 2008 | [32 empty] | Norit Americas Inc | 100 | Norit Americas Inc | 100 | Non-regulated | Dropped - Retired/Planned Retirement by 06/2028
Waukegan | 883_G_6 | 883 | G | 6 |  | Coal Steam |  |  | Illinois |  | Lake |  |  | 100 |  | 1952 | 2007 | [32 empty] | Midwest Generations EME LLC | 100 | Midwest Generations EME LLC | 100 | Non-regulated | Dropped - Retired/Planned Retirement by 06/2028 | B1 B1 B1 B1 B1: 17
Ellis | 1275_G_1 | 1275 | G | 1 |  | Combustion Turbine |  |  | Kansas |  | Ellis |  |  | 1 |  | 1960 | 2007 | [32 empty] | Midwest Energy Inc - (KS) | 100 | Midwest Energy Inc - (KS) | 100 | Regulated | Dropped - Retired/Planned Retirement by 06/2028
Ellis | 1275_G_2 | 1275 | G | 2 |  | Combustion Turbine |  |  | Kansas |  | Ellis |  |  | 2 |  | 1965 | 2007 | [32 empty] | Midwest Energy Inc - (KS) | 100 | Midwest Energy Inc - (KS) | 100 | Regulated | Dropped - Retired/Planned Retirement by 06/2028
Ellis | 1275_G_3 | 1275 | G | 3 |  | Combustion Turbine |  |  | Kansas |  | Ellis |  |  | 0.5 |  | 1947 | 2007 | [32 empty] | Midwest Energy Inc - (KS) | 100 | Midwest Energy Inc - (KS) | 100 | Regulated | Dropped - Retired/Planned Retirement by 06/2028
Ellis | 1275_G_4 | 1275 | G | 4 |  | Combustion Turbine |  |  | Kansas |  | Ellis |  |  | 0.5 |  | 1954 | 2007 | [32 empty] | Midwest Energy Inc - (KS) | 100 | Midwest Energy Inc - (KS) | 100 | Regulated | Dropped - Retired/Planned Retirement by 06/2028
Ellis | 1275_G_5 | 1275 | G | 5 |  | Combustion Turbine |  |  | Kansas |  | Ellis |  |  | 1 |  | 1973 | 2007 | [32 empty] | Midwest Energy Inc - (KS) | 100 | Midwest Energy Inc - (KS) | 100 | Regulated | Dropped - Retired/Planned Retirement by 06/2028
High Bridge | 1912_G_5 | 1912 | G | 5 |  | Coal Steam |  |  | Minnesota |  | Ramsey |  |  | 99 |  | 1956 | 2007 | [32 empty] | Northern States Power Co - Minnesota | 100 | Northern States Power Co - Minnesota | 100 | Regulated | Dropped - Retired/Planned Retirement by 06/2028 | B1 B1 B1 B1 B1: 5
High Bridge | 1912_G_6 | 1912 | G | 6 |  | Coal Steam |  |  | Minnesota |  | Ramsey |  |  | 172.1 |  | 1959 | 2007 | [32 empty] | Northern States Power Co - Minnesota | 100 | Northern States Power Co - Minnesota | 100 | Regulated | Dropped - Retired/Planned Retirement by 06/2028 | B1 B1 B1 B1 B1: 6
Milltown | 2190_G_1 | 2190 | G | 1 |  | Hydro |  |  | Montana |  | Missoula |  |  | 2.6 |  | 1908 | 2007 | [32 empty] | NorthWestern Energy (MT Hydro) | 100 | NorthWestern Energy (MT Hydro) | 100 | Regulated | Dropped - Retired/Planned Retirement by 06/2028
Milltown | 2190_G_2 | 2190 | G | 2 |  | Hydro |  |  | Montana |  | Missoula |  |  | 0.6 |  | 1908 | 2007 | [32 empty] | NorthWestern Energy (MT Hydro) | 100 | NorthWestern Energy (MT Hydro) | 100 | Regulated | Dropped - Retired/Planned Retirement by 06/2028
Milltown | 2190_G_3 | 2190 | G | 3 |  | Hydro |  |  | Montana |  | Missoula |  |  | 0.6 |  | 1908 | 2007 | [32 empty] | NorthWestern Energy (MT Hydro) | 100 | NorthWestern Energy (MT Hydro) | 100 | Regulated | Dropped - Retired/Planned Retirement by 06/2028
Milltown | 2190_G_4 | 2190 | G | 4 |  | Hydro |  |  | Montana |  | Missoula |  |  | 0.6 |  | 1909 | 2007 | [32 empty] | NorthWestern Energy (MT Hydro) | 100 | NorthWestern Energy (MT Hydro) | 100 | Regulated | Dropped - Retired/Planned Retirement by 06/2028
Milltown | 2190_G_5 | 2190 | G | 5 |  | Hydro |  |  | Montana |  | Missoula |  |  | 0.6 |  | 1927 | 2007 | [32 empty] | NorthWestern Energy (MT Hydro) | 100 | NorthWestern Energy (MT Hydro) | 100 | Regulated | Dropped - Retired/Planned Retirement by 06/2028
Benkelman | 2218_G_2 | 2218 | G | 2 |  | Combustion Turbine |  |  | Nebraska |  | Dundy |  |  | 0.2 |  | 1941 | 2007 | [32 empty] | City of Benkelman - (NE) | 100 | City of Benkelman - (NE) | 100 | Regulated | Dropped - Retired/Planned Retirement by 06/2028
Roxboro | 2712_G_GT1 | 2712 | G | GT1 |  | Combustion Turbine |  |  | North Carolina |  | Person |  |  | 12 |  | 1968 | 2007 | [32 empty] | Duke Energy Progress - (NC) | 100 | Duke Energy Progress - (NC) | 100 | Regulated | Dropped - Retired/Planned Retirement by 06/2028
Piqua Power Plant | 2937_G_10 | 2937 | G | 10 |  | Coal Steam |  |  | Ohio |  | Miami |  |  | 0.8 |  | 1987 | 2007 | [32 empty] | City of Piqua - (OH) | 100 | City of Piqua - (OH) | 100 | Regulated | Dropped - Retired/Planned Retirement by 06/2028 | B1 B1 B1 B1 B1: 4; B10 B10 B10 B10 B10: 5
Piqua Power Plant | 2937_G_3 | 2937 | G | 3 |  | Coal Steam |  |  | Ohio |  | Miami |  |  | 4 |  | 1940 | 2007 | [32 empty] | City of Piqua - (OH) | 100 | City of Piqua - (OH) | 100 | Regulated | Dropped - Retired/Planned Retirement by 06/2028 | B1 B1 B1 B1 B1: 4; B10 B10 B10 B10 B10: 5
Piqua Power Plant | 2937_G_4 | 2937 | G | 4 |  | Coal Steam |  |  | Ohio |  | Miami |  |  | 7.5 |  | 1947 | 2007 | [32 empty] | City of Piqua - (OH) | 100 | City of Piqua - (OH) | 100 | Regulated | Dropped - Retired/Planned Retirement by 06/2028 | B1 B1 B1 B1 B1: 4; B10 B10 B10 B10 B10: 5
Piqua Power Plant | 2937_G_6 | 2937 | G | 6 |  | Coal Steam |  |  | Ohio |  | Miami |  |  | 12.5 |  | 1951 | 2007 | [32 empty] | City of Piqua - (OH) | 100 | City of Piqua - (OH) | 100 | Regulated | Dropped - Retired/Planned Retirement by 06/2028 | B1 B1 B1 B1 B1: 4; B10 B10 B10 B10 B10: 5
Piqua Power Plant | 2937_G_7 | 2937 | G | 7 |  | Coal Steam |  |  | Ohio |  | Miami |  |  | 20 |  | 1961 | 2007 | [32 empty] | City of Piqua - (OH) | 100 | City of Piqua - (OH) | 100 | Regulated | Dropped - Retired/Planned Retirement by 06/2028 | B1 B1 B1 B1 B1: 6
St Marys | 2942_G_5 | 2942 | G | 5 |  | Coal Steam |  |  | Ohio |  | Auglaize |  |  | 5.8 |  | 1957 | 2007 | [32 empty] | City of St Marys - (OH) | 100 | City of St Marys - (OH) | 100 | Regulated | Dropped - Retired/Planned Retirement by 06/2028 | B1 B1 B1 B1 B1: 5
St Marys | 2942_G_6 | 2942 | G | 6 |  | Coal Steam |  |  | Ohio |  | Auglaize |  |  | 9 |  | 1967 | 2007 | [32 empty] | City of St Marys - (OH) | 100 | City of St Marys - (OH) | 100 | Regulated | Dropped - Retired/Planned Retirement by 06/2028 | B1 B1 B1 B1 B1: 6
St Marys | 2942_G_AUX | 2942 | G | AUX |  | Combustion Turbine |  |  | Ohio |  | Auglaize |  |  | 0.8 |  | 1967 | 2007 | [32 empty] | City of St Marys - (OH) | 100 | City of St Marys - (OH) | 100 | Regulated | Dropped - Retired/Planned Retirement by 06/2028
Mangum | 2991_G_2 | 2991 | G | 2 |  | Combustion Turbine |  |  | Oklahoma |  | Greer |  |  | 0.5 |  | 1939 | 2007 | [32 empty] | City of Mangum - (OK) | 100 | City of Mangum - (OK) | 100 | Regulated | Dropped - Retired/Planned Retirement by 06/2028
St Albans | 3726_G_IC1 | 3726 | G | IC1 |  | Combustion Turbine |  |  | Vermont |  | Franklin |  |  | 1.1 |  | 1950 | 2007 | [32 empty] | Central Vermont Pub Serv Corp | 100 | Central Vermont Pub Serv Corp | 100 | Regulated | Dropped - Retired/Planned Retirement by 06/2028
St Albans | 3726_G_IC2 | 3726 | G | IC2 |  | Combustion Turbine |  |  | Vermont |  | Franklin |  |  | 1.1 |  | 1950 | 2007 | [32 empty] | Central Vermont Pub Serv Corp | 100 | Central Vermont Pub Serv Corp | 100 | Regulated | Dropped - Retired/Planned Retirement by 06/2028
Dells | 4002_G_6 | 4002 | G | 6 |  | Hydro |  |  | Wisconsin |  | Eau Claire |  |  | 0.7 |  | 1916 | 2007 | [32 empty] | Northern States Power Co - Minnesota | 100 | Northern States Power Co - Minnesota | 100 | Regulated | Dropped - Retired/Planned Retirement by 06/2028
Dells | 4002_G_7 | 4002 | G | 7 |  | Hydro |  |  | Wisconsin |  | Eau Claire |  |  | 0.7 |  | 1907 | 2007 | [32 empty] | Northern States Power Co - Minnesota | 100 | Northern States Power Co - Minnesota | 100 | Regulated | Dropped - Retired/Planned Retirement by 06/2028
Pulliam | 4072_G_3 | 4072 | G | 3 |  | Coal Steam |  |  | Wisconsin |  | Brown |  |  | 25.8 |  | 1943 | 2007 | [32 empty] | Wisconsin Public Service Corp | 100 | Wisconsin Public Service Corp | 100 | Regulated | Dropped - Retired/Planned Retirement by 06/2028 | B1 B1 B1 B1 B1: 3
Pulliam | 4072_G_4 | 4072 | G | 4 |  | Coal Steam |  |  | Wisconsin |  | Brown |  |  | 30.1 |  | 1947 | 2007 | [32 empty] | Wisconsin Public Service Corp | 100 | Wisconsin Public Service Corp | 100 | Regulated | Dropped - Retired/Planned Retirement by 06/2028 | B1 B1 B1 B1 B1: 4
Tacoma | 6206_G_3 | 6206 | G | 3 |  | Hydro |  |  | Colorado |  | La Plata |  |  | 4 |  | 1949 | 2007 | [32 empty] | Public Service Co of Colorado | 100 | Public Service Co of Colorado | 100 | Regulated | Dropped - Retired/Planned Retirement by 06/2028
VMEA 1 Credit Gen | 7440_G_V9 | 7440 | G | V9 |  | Combustion Turbine |  |  | Virginia |  | Prince William |  |  | 1.5 |  | 1990 | 2007 | [32 empty] | City of Harrisonburg - (VA) | 48.58 | City of Harrisonburg - (VA) | 48.58 | Regulated | Dropped - Retired/Planned Retirement by 06/2028
2 AC Station | 10211_G_7TG | 10211 | G | 7TG |  | Fossil Waste |  |  | Indiana |  | Lake |  |  | 10 |  | 1931 | 2007 | [32 empty] | Cleveland Cliffs | 100 | Cleveland Cliffs | 100 | Non-regulated | Dropped - Retired/Planned Retirement by 06/2028 | B1 B1 B1 B1 B1: 211; B10 B10 B10 B10 B10: 212; B2 B2 B2 B2 B2: 213
Wausau Papers of New Hampshire | 10701_G_1 | 10701 | G | 1 |  | O/G Steam |  |  | New Hampshire |  | New Hampshire |  |  | 6.5 |  | 1947 | 2007 | [32 empty] | Wausau Papers of New Hampshire | 100 | Wausau Papers of New Hampshire | 100 | Non-regulated | Dropped - Retired/Planned Retirement by 06/2028
Clewiston Sugar House | 50482_G_TG3 | 50482 | G | TG3 |  | Biomass |  |  | Florida |  | Hendry |  |  | 2.9 |  | 1981 | 2007 | [32 empty] | United States Sugar Corp | 100 | United States Sugar Corp | 100 | Non-regulated | Dropped - Retired/Planned Retirement by 06/2028 | B1 B1 B1 B1 B1: B1; B10 B10 B10 B10 B10: B2; B2 B2 B2 B2 B2: B3; B3 B3 B3 B3 B3: B4
Clewiston Sugar House | 50482_G_TG4 | 50482 | G | TG4 |  | Biomass |  |  | Florida |  | Hendry |  |  | 5.6 |  | 1983 | 2007 | [32 empty] | United States Sugar Corp | 100 | United States Sugar Corp | 100 | Non-regulated | Dropped - Retired/Planned Retirement by 06/2028 | B1 B1 B1 B1 B1: B1; B10 B10 B10 B10 B10: B2; B2 B2 B2 B2 B2: B3; B3 B3 B3 B3 B3: B4
Black Hills Ontario Facility | 50538_G_GEN1 | 50538 | G | GEN1 |  | Combustion Turbine |  |  | California |  | San Bernardino |  |  | 4.5 |  | 1984 | 2007 | [32 empty] | Black Hills Ontario LLC | 100 | Black Hills Ontario LLC | 100 | Non-regulated | Dropped - Retired/Planned Retirement by 06/2028
Black Hills Ontario Facility | 50538_G_GEN2 | 50538 | G | GEN2 |  | Combustion Turbine |  |  | California |  | San Bernardino |  |  | 4.5 |  | 1984 | 2007 | [32 empty] | Black Hills Ontario LLC | 100 | Black Hills Ontario LLC | 100 | Non-regulated | Dropped - Retired/Planned Retirement by 06/2028
Wheelabrator Shasta | 50881_G_GEN4 | 50881 | G | GEN4 |  | Biomass |  |  | California |  | Shasta |  |  | 3.5 |  | 2000 | 2007 | [32 empty] | Shasta Sustainable Resource Management, Inc. | 100 | Shasta Sustainable Resource Management, Inc. | 100 | Non-regulated | Dropped - Retired/Planned Retirement by 06/2028
Pryor Power Plant | 50991_G_GEN1 | 50991 | G | GEN1 |  | Combustion Turbine |  |  | Oklahoma |  | Mayes |  |  | 17.5 |  | 1990 | 2007 | [32 empty] | Calpine Corp | 100 | Calpine Corp | 100 | Non-regulated | Dropped - Retired/Planned Retirement by 06/2028
Pryor Power Plant | 50991_G_GEN2 | 50991 | G | GEN2 |  | Combustion Turbine |  |  | Oklahoma |  | Mayes |  |  | 17.5 |  | 1990 | 2007 | [32 empty] | Calpine Corp | 100 | Calpine Corp | 100 | Non-regulated | Dropped - Retired/Planned Retirement by 06/2028
Pryor Power Plant | 50991_G_GN10 | 50991 | G | GN10 |  | O/G Steam |  |  | Oklahoma |  | Mayes |  |  | 13 |  | 1953 | 2007 | [32 empty] | Calpine Corp | 100 | Calpine Corp | 100 | Non-regulated | Dropped - Retired/Planned Retirement by 06/2028
Tanner Street Generation | 54586_G_V643 | 54586 | G | V643 |  | Combined Cycle |  |  | Massachusetts |  | Middlesex |  |  | 58 |  | 1992 | 2007 | [32 empty] | BT Generation Holdings, LLC | 100 | BT Generation Holdings, LLC | 100 | Non-regulated | Dropped - Retired/Planned Retirement by 06/2028
Geneva Energy LLC | 55174_G_LM1 | 55174 | G | LM1 |  | Tires |  |  | Illinois |  | Cook |  |  | 19.9 |  | 2000 | 2007 | [32 empty] | Geneva Energy LLC | 100 | Geneva Energy LLC | 100 | Non-regulated | Dropped - Retired/Planned Retirement by 06/2028
Alliant SBD 9702 Cedar Graphics | 55315_G_GEN1 | 55315 | G | GEN1 |  | Combustion Turbine |  |  | Iowa |  | Linn |  |  | 1 |  | 1997 | 2007 | [32 empty] | Industrial Energy Applications Inc | 100 | Industrial Energy Applications Inc | 100 | Non-regulated | Dropped - Retired/Planned Retirement by 06/2028
Desert Power LP | 55858_G_GEN7 | 55858 | G | GEN7 |  | Coal Steam |  |  | Utah |  | Tooele |  |  | 40 |  | 1999 | 2007 | [32 empty] | Desert Power LP | 100 | Desert Power LP | 100 | Non-regulated | Dropped - Retired/Planned Retirement by 06/2028
Desert Power LP | 55858_G_UNT1 | 55858 | G | UNT1 |  | Combustion Turbine |  |  | Utah |  | Tooele |  |  | 34 |  | 2002 | 2007 | [32 empty] | Desert Power LP | 100 | Desert Power LP | 100 | Non-regulated | Dropped - Retired/Planned Retirement by 06/2028
Desert Power LP | 55858_G_UNT2 | 55858 | G | UNT2 |  | Combustion Turbine |  |  | Utah |  | Tooele |  |  | 34 |  | 2002 | 2007 | [32 empty] | Desert Power LP | 100 | Desert Power LP | 100 | Non-regulated | Dropped - Retired/Planned Retirement by 06/2028
Devon Station | 544_G_7 | 544 | G | 7 |  | O/G Steam |  |  | Connecticut |  | New Haven |  |  | 107 |  | 1957 | 2007 | [32 empty] | Devon Power LLC | 100 | Devon Power LLC | 100 | Non-regulated | Dropped - Retired/Planned Retirement by 06/2028 | B1 B1 B1 B1 B1: 7
Devon Station | 544_G_8 | 544 | G | 8 |  | O/G Steam |  |  | Connecticut |  | New Haven |  |  | 107 |  | 1957 | 2007 | [32 empty] | Devon Power LLC | 100 | Devon Power LLC | 100 | Non-regulated | Dropped - Retired/Planned Retirement by 06/2028 | B1 B1 B1 B1 B1: 8
Merck Rahway Power Plant | 10224_G_GEN7 | 10224 | G | GEN7 |  | O/G Steam |  |  | New Jersey |  | Union |  |  | 3.8 |  | 1968 | [33 empty] | Merck & Co Inc | 100 | Merck & Co Inc | 100 | Non-regulated | Dropped - Plant is identified as onsite because it is a net buyer of electricity in 2021 | BLR 10 | BLR 3 | BLR 5 | BLR 7 | BLR 8 | BLR 9
Abitibi Consolidated Lufkin | 50249_G_GEN2 | 50249 | G | GEN2 |  | O/G Steam |  |  | Texas |  | Angelina |  |  | 6 |  | 1939 | 2007 | [32 empty] | Abitibi Consolidated-Lufkin | 100 | Abitibi Consolidated-Lufkin | 100 | Non-regulated | Dropped - Retired/Planned Retirement by 06/2028
Abitibi Consolidated Lufkin | 50249_G_GEN3 | 50249 | G | GEN3 |  | O/G Steam |  |  | Texas |  | Angelina |  |  | 12 |  | 1949 | 2007 | [32 empty] | Abitibi Consolidated-Lufkin | 100 | Abitibi Consolidated-Lufkin | 100 | Non-regulated | Dropped - Retired/Planned Retirement by 06/2028
Abitibi Consolidated Lufkin | 50249_G_GEN4 | 50249 | G | GEN4 |  | O/G Steam |  |  | Texas |  | Angelina |  |  | 12 |  | 1949 | 2007 | [32 empty] | Abitibi Consolidated-Lufkin | 100 | Abitibi Consolidated-Lufkin | 100 | Non-regulated | Dropped - Retired/Planned Retirement by 06/2028
Abitibi Consolidated Lufkin | 50249_G_GEN5 | 50249 | G | GEN5 |  | O/G Steam |  |  | Texas |  | Angelina |  |  | 13.2 |  | 1956 | 2007 | [32 empty] | Abitibi Consolidated-Lufkin | 100 | Abitibi Consolidated-Lufkin | 100 | Non-regulated | Dropped - Retired/Planned Retirement by 06/2028
Abitibi Consolidated Lufkin | 50249_G_GEN6 | 50249 | G | GEN6 |  | O/G Steam |  |  | Texas |  | Angelina |  |  | 13.2 |  | 1956 | 2007 | [32 empty] | Abitibi Consolidated-Lufkin | 100 | Abitibi Consolidated-Lufkin | 100 | Non-regulated | Dropped - Retired/Planned Retirement by 06/2028
Abitibi Consolidated Lufkin | 50249_G_GEN7 | 50249 | G | GEN7 |  | O/G Steam |  |  | Texas |  | Angelina |  |  | 16 |  | 1968 | 2007 | [32 empty] | Abitibi Consolidated-Lufkin | 100 | Abitibi Consolidated-Lufkin | 100 | Non-regulated | Dropped - Retired/Planned Retirement by 06/2028
Westroads Shopping Center | 55038_G_GEN1 | 55038 | G | GEN1 |  | Combustion Turbine |  |  | Nebraska |  | Douglas |  |  | 0.8 |  | 1996 | 2007 | [32 empty] | General Growth Properties Inc | 100 | General Growth Properties Inc | 100 | Non-regulated | Dropped - Retired/Planned Retirement by 06/2028
Westroads Shopping Center | 55038_G_GEN2 | 55038 | G | GEN2 |  | Combustion Turbine |  |  | Nebraska |  | Douglas |  |  | 0.8 |  | 1996 | 2007 | [32 empty] | General Growth Properties Inc | 100 | General Growth Properties Inc | 100 | Non-regulated | Dropped - Retired/Planned Retirement by 06/2028
Westroads Shopping Center | 55038_G_GEN3 | 55038 | G | GEN3 |  | Combustion Turbine |  |  | Nebraska |  | Douglas |  |  | 0.8 |  | 1996 | 2007 | [32 empty] | General Growth Properties Inc | 100 | General Growth Properties Inc | 100 | Non-regulated | Dropped - Retired/Planned Retirement by 06/2028
Westroads Shopping Center | 55038_G_GEN4 | 55038 | G | GEN4 |  | Combustion Turbine |  |  | Nebraska |  | Douglas |  |  | 1 |  | 1977 | 2007 | [32 empty] | General Growth Properties Inc | 100 | General Growth Properties Inc | 100 | Non-regulated | Dropped - Retired/Planned Retirement by 06/2028
High Point, Jackson Lake | 56058_G_1 | 56058 | G | 1 |  | Combustion Turbine |  |  | North Carolina |  | Guilford |  |  | 1.8 |  | 2002 | 2007 | [32 empty] | North Carolina Mun Power Agny #1 | 100 | North Carolina Mun Power Agny #1 | 100 | Regulated | Dropped - Retired/Planned Retirement by 06/2028
Dillingham | 109_G_6 | 109 | G | 6 |  | Combustion Turbine |  |  | Alaska |  | Dillingham |  |  | 1 |  | 1976 | [33 empty] | Nushagak Electric Coop, Inc | 100 | Nushagak Electric Coop, Inc | 100 | Regulated | Dropped - in Alaska or in Hawaii or Puerto Rico
Modular Power LLC | 56183_G_4 | 56183 | G | 4 |  | Combustion Turbine |  |  | Michigan |  | Branch |  |  | 1.6 |  | 1999 | 2006 | [32 empty] | Michigan South Central Power Agency | 100 | Michigan South Central Power Agency | 100 | Regulated | Dropped - Retired/Planned Retirement by 06/2028
Modular Power LLC | 56183_G_5 | 56183 | G | 5 |  | Combustion Turbine |  |  | Michigan |  | Branch |  |  | 1.8 |  | 1999 | 2006 | [32 empty] | Michigan South Central Power Agency | 100 | Michigan South Central Power Agency | 100 | Regulated | Dropped - Retired/Planned Retirement by 06/2028
Modular Power LLC | 56183_G_6 | 56183 | G | 6 |  | Combustion Turbine |  |  | Michigan |  | Branch |  |  | 1.6 |  | 1999 | 2006 | [32 empty] | Michigan South Central Power Agency | 100 | Michigan South Central Power Agency | 100 | Regulated | Dropped - Retired/Planned Retirement by 06/2028
Modular Power LLC | 56183_G_7 | 56183 | G | 7 |  | Combustion Turbine |  |  | Michigan |  | Branch |  |  | 1.6 |  | 1999 | 2006 | [32 empty] | Michigan South Central Power Agency | 100 | Michigan South Central Power Agency | 100 | Regulated | Dropped - Retired/Planned Retirement by 06/2028
Modular Power LLC | 56183_G_8 | 56183 | G | 8 |  | Combustion Turbine |  |  | Michigan |  | Branch |  |  | 1.6 |  | 1999 | 2006 | [32 empty] | Michigan South Central Power Agency | 100 | Michigan South Central Power Agency | 100 | Regulated | Dropped - Retired/Planned Retirement by 06/2028
Modular Power LLC | 56183_G_9 | 56183 | G | 9 |  | Combustion Turbine |  |  | Michigan |  | Branch |  |  | 1.6 |  | 1999 | 2006 | [32 empty] | Michigan South Central Power Agency | 100 | Michigan South Central Power Agency | 100 | Regulated | Dropped - Retired/Planned Retirement by 06/2028
Big Pine | 164_G_1 | 164 | G | 1 |  | Combustion Turbine |  |  | Florida |  | Monroe |  |  | 2.5 |  | 1969 | 2006 | [32 empty] | Utility Board of Key West City | 100 | Utility Board of Key West City | 100 | Regulated | Dropped - Retired/Planned Retirement by 06/2028
Continental Mills | 1487_G_CM1 | 1487 | G | CM1 |  | Hydro |  |  | Maine |  | Androscoggin |  |  | 0.4 |  | 1920 | 2006 | [32 empty] | Lewiston City of | 100 | Lewiston City of | 100 | Non-regulated | Dropped - Retired/Planned Retirement by 06/2028
Continental Mills | 1487_G_CM2 | 1487 | G | CM2 |  | Hydro |  |  | Maine |  | Androscoggin |  |  | 0.4 |  | 1920 | 2006 | [32 empty] | Lewiston City of | 100 | Lewiston City of | 100 | Non-regulated | Dropped - Retired/Planned Retirement by 06/2028
Continental Mills | 1487_G_CM3 | 1487 | G | CM3 |  | Hydro |  |  | Maine |  | Androscoggin |  |  | 0.4 |  | 1920 | 2006 | [32 empty] | Lewiston City of | 100 | Lewiston City of | 100 | Non-regulated | Dropped - Retired/Planned Retirement by 06/2028
Continental Mills | 1487_G_CM5 | 1487 | G | CM5 |  | Hydro |  |  | Maine |  | Androscoggin |  |  | 0.1 |  | 1920 | 2006 | [32 empty] | Lewiston City of | 100 | Lewiston City of | 100 | Non-regulated | Dropped - Retired/Planned Retirement by 06/2028
Continental Mills | 1487_G_CM6 | 1487 | G | CM6 |  | Hydro |  |  | Maine |  | Androscoggin |  |  | 0.1 |  | 1920 | 2006 | [32 empty] | Lewiston City of | 100 | Lewiston City of | 100 | Non-regulated | Dropped - Retired/Planned Retirement by 06/2028
Cudjoe | 6582_G_2 | 6582 | G | 2 |  | Combustion Turbine |  |  | Florida |  | Monroe |  |  | 2.5 |  | 1966 | 2006 | [32 empty] | Utility Board of Key West City | 100 | Utility Board of Key West City | 100 | Regulated | Dropped - Retired/Planned Retirement by 06/2028
Cudjoe | 6582_G_3 | 6582 | G | 3 |  | Combustion Turbine |  |  | Florida |  | Monroe |  |  | 2 |  | 1968 | 2006 | [32 empty] | Utility Board of Key West City | 100 | Utility Board of Key West City | 100 | Regulated | Dropped - Retired/Planned Retirement by 06/2028
Bates Mill Upper | 7044_G_BU1 | 7044 | G | BU1 |  | Hydro |  |  | Maine |  | Androscoggin |  |  | 0.9 |  | 1986 | 2006 | [32 empty] | Lewiston City of | 100 | Lewiston City of | 100 | Non-regulated | Dropped - Retired/Planned Retirement by 06/2028
Bates Mill Upper | 7044_G_BU2 | 7044 | G | BU2 |  | Hydro |  |  | Maine |  | Androscoggin |  |  | 0.9 |  | 1986 | 2006 | [32 empty] | Lewiston City of | 100 | Lewiston City of | 100 | Non-regulated | Dropped - Retired/Planned Retirement by 06/2028
Bates Mill Upper | 7044_G_BU3 | 7044 | G | BU3 |  | Hydro |  |  | Maine |  | Androscoggin |  |  | 0.9 |  | 1986 | 2006 | [32 empty] | Lewiston City of | 100 | Lewiston City of | 100 | Non-regulated | Dropped - Retired/Planned Retirement by 06/2028
Hill Mill | 7048_G_HM1 | 7048 | G | HM1 |  | Hydro |  |  | Maine |  | Androscoggin |  |  | 0.3 |  | 1986 | 2006 | [32 empty] | Lewiston City of | 100 | Lewiston City of | 100 | Non-regulated | Dropped - Retired/Planned Retirement by 06/2028
Hill Mill | 7048_G_HM2 | 7048 | G | HM2 |  | Hydro |  |  | Maine |  | Androscoggin |  |  | 0.3 |  | 1986 | 2006 | [32 empty] | Lewiston City of | 100 | Lewiston City of | 100 | Non-regulated | Dropped - Retired/Planned Retirement by 06/2028
Hill Mill | 7048_G_HM3 | 7048 | G | HM3 |  | Hydro |  |  | Maine |  | Androscoggin |  |  | 0.3 |  | 1986 | 2006 | [32 empty] | Lewiston City of | 100 | Lewiston City of | 100 | Non-regulated | Dropped - Retired/Planned Retirement by 06/2028
Hill Mill | 7048_G_HM4 | 7048 | G | HM4 |  | Hydro |  |  | Maine |  | Androscoggin |  |  | 0.3 |  | 1986 | 2006 | [32 empty] | Lewiston City of | 100 | Lewiston City of | 100 | Non-regulated | Dropped - Retired/Planned Retirement by 06/2028
Hill Mill | 7048_G_HM5 | 7048 | G | HM5 |  | Hydro |  |  | Maine |  | Androscoggin |  |  | 0.3 |  | 1986 | 2006 | [32 empty] | Lewiston City of | 100 | Lewiston City of | 100 | Non-regulated | Dropped - Retired/Planned Retirement by 06/2028
Hill Mill | 7048_G_HM6 | 7048 | G | HM6 |  | Hydro |  |  | Maine |  | Androscoggin |  |  | 0.3 |  | 1986 | 2006 | [32 empty] | Lewiston City of | 100 | Lewiston City of | 100 | Non-regulated | Dropped - Retired/Planned Retirement by 06/2028
Hoist | 7115_G_1 | 7115 | G | 1 |  | Hydro |  |  | Michigan |  | Marquette |  |  | 1 |  | 1988 | 2006 | [32 empty] | Upper Peninsula Power Company | 100 | Upper Peninsula Power Company | 100 | Regulated | Dropped - Retired/Planned Retirement by 06/2028
Stickney Water Reclamation Plant | 50331_G_GEN4 | 50331 | G | GEN4 |  | Non-Fossil Waste |  |  | Illinois |  | Cook |  |  | 2.5 |  | 1991 | 2006 | [32 empty] | MWRD:W/SW Facility | 100 | MWRD:W/SW Facility | 100 | Non-regulated | Dropped - Retired/Planned Retirement by 06/2028
Biodyne Lansing | 55058_G_001 | 55058 | G | 001 |  | Landfill Gas |  |  | Illinois |  | Cook |  |  | 0.6 |  | 1997 | 2006 | [32 empty] | Resource Technology Corp | 100 | Resource Technology Corp | 100 | Non-regulated | Dropped - Retired/Planned Retirement by 06/2028
Biodyne Lansing | 55058_G_002 | 55058 | G | 002 |  | Combustion Turbine |  |  | Illinois |  | Cook |  |  | 0.7 |  | 1997 | 2006 | [32 empty] | Resource Technology Corp | 100 | Resource Technology Corp | 100 | Non-regulated | Dropped - Retired/Planned Retirement by 06/2028
Biodyne Lansing | 55058_G_003 | 55058 | G | 003 |  | Combustion Turbine |  |  | Illinois |  | Cook |  |  | 0.7 |  | 1997 | 2006 | [32 empty] | Resource Technology Corp | 100 | Resource Technology Corp | 100 | Non-regulated | Dropped - Retired/Planned Retirement by 06/2028
Biodyne Springfield | 55059_G_001 | 55059 | G | 001 |  | Landfill Gas |  |  | Illinois |  | Sangamon |  |  | 0.6 |  | 1997 | 2006 | [32 empty] | Resource Technology Corp | 100 | Resource Technology Corp | 100 | Non-regulated | Dropped - Retired/Planned Retirement by 06/2028
Ruston | 1458_G_1 | 1458 | G | 1 |  | O/G Steam |  |  | Louisiana |  | Lincoln |  |  | 12 |  | 1963 | 2007 | [32 empty] | City of Ruston - (LA) | 100 | City of Ruston - (LA) | 100 | Regulated | Dropped - Retired/Planned Retirement by 06/2028
Ruston | 1458_G_2 | 1458 | G | 2 |  | O/G Steam |  |  | Louisiana |  | Lincoln |  |  | 25 |  | 1968 | 2007 | [32 empty] | City of Ruston - (LA) | 100 | City of Ruston - (LA) | 100 | Regulated | Dropped - Retired/Planned Retirement by 06/2028
Ruston | 1458_G_3 | 1458 | G | 3 |  | O/G Steam |  |  | Louisiana |  | Lincoln |  |  | 40 |  | 1974 | 2007 | [32 empty] | City of Ruston - (LA) | 100 | City of Ruston - (LA) | 100 | Regulated | Dropped - Retired/Planned Retirement by 06/2028
W B Tuttle | 3613_G_2 | 3613 | G | 2 |  | O/G Steam |  |  | Texas |  | Bexar |  |  | 100 |  | 1956 | 2007 | [32 empty] | City of San Antonio - (TX) | 100 | City of San Antonio - (TX) | 100 | Regulated | Dropped - Retired/Planned Retirement by 06/2028 | B1 B1 B1 B1 B1: 2
Springview | 7771_G_1 | 7771 | G | 1 |  | Onshore Wind |  |  | Nebraska |  | Keya Paha |  |  | 0.7 |  | 1998 | 2007 | [32 empty] | Bluestem LLC | 100 | Bluestem LLC | 100 | Non-regulated | Dropped - Retired/Planned Retirement by 06/2028
Springview | 7771_G_2 | 7771 | G | 2 |  | Onshore Wind |  |  | Nebraska |  | Keya Paha |  |  | 0.7 |  | 1998 | 2007 | [32 empty] | Bluestem LLC | 100 | Bluestem LLC | 100 | Non-regulated | Dropped - Retired/Planned Retirement by 06/2028
Randolph Road | 7994_G_1 | 7994 | G | 1 |  | Combustion Turbine |  |  | Washington |  | Grant |  |  | 1.8 |  | 2001 | 2007 | [32 empty] | PUD No 2 of Grant County | 100 | PUD No 2 of Grant County | 100 | Regulated | Dropped - Retired/Planned Retirement by 06/2028
Randolph Road | 7994_G_10 | 7994 | G | 10 |  | Combustion Turbine |  |  | Washington |  | Grant |  |  | 1.8 |  | 2001 | 2007 | [32 empty] | PUD No 2 of Grant County | 100 | PUD No 2 of Grant County | 100 | Regulated | Dropped - Retired/Planned Retirement by 06/2028
Randolph Road | 7994_G_11 | 7994 | G | 11 |  | Combustion Turbine |  |  | Washington |  | Grant |  |  | 1.8 |  | 2001 | 2007 | [32 empty] | PUD No 2 of Grant County | 100 | PUD No 2 of Grant County | 100 | Regulated | Dropped - Retired/Planned Retirement by 06/2028
Randolph Road | 7994_G_12 | 7994 | G | 12 |  | Combustion Turbine |  |  | Washington |  | Grant |  |  | 1.8 |  | 2001 | 2007 | [32 empty] | PUD No 2 of Grant County | 100 | PUD No 2 of Grant County | 100 | Regulated | Dropped - Retired/Planned Retirement by 06/2028
Randolph Road | 7994_G_13 | 7994 | G | 13 |  | Combustion Turbine |  |  | Washington |  | Grant |  |  | 1.8 |  | 2001 | 2007 | [32 empty] | PUD No 2 of Grant County | 100 | PUD No 2 of Grant County | 100 | Regulated | Dropped - Retired/Planned Retirement by 06/2028
Randolph Road | 7994_G_14 | 7994 | G | 14 |  | Combustion Turbine |  |  | Washington |  | Grant |  |  | 1.8 |  | 2001 | 2007 | [32 empty] | PUD No 2 of Grant County | 100 | PUD No 2 of Grant County | 100 | Regulated | Dropped - Retired/Planned Retirement by 06/2028
Randolph Road | 7994_G_15 | 7994 | G | 15 |  | Combustion Turbine |  |  | Washington |  | Grant |  |  | 1.8 |  | 2001 | 2007 | [32 empty] | PUD No 2 of Grant County | 100 | PUD No 2 of Grant County | 100 | Regulated | Dropped - Retired/Planned Retirement by 06/2028
Randolph Road | 7994_G_16 | 7994 | G | 16 |  | Combustion Turbine |  |  | Washington |  | Grant |  |  | 1.8 |  | 2001 | 2007 | [32 empty] | PUD No 2 of Grant County | 100 | PUD No 2 of Grant County | 100 | Regulated | Dropped - Retired/Planned Retirement by 06/2028
Randolph Road | 7994_G_17 | 7994 | G | 17 |  | Combustion Turbine |  |  | Washington |  | Grant |  |  | 1.8 |  | 2001 | 2007 | [32 empty] | PUD No 2 of Grant County | 100 | PUD No 2 of Grant County | 100 | Regulated | Dropped - Retired/Planned Retirement by 06/2028
Randolph Road | 7994_G_18 | 7994 | G | 18 |  | Combustion Turbine |  |  | Washington |  | Grant |  |  | 1.8 |  | 2001 | 2007 | [32 empty] | PUD No 2 of Grant County | 100 | PUD No 2 of Grant County | 100 | Regulated | Dropped - Retired/Planned Retirement by 06/2028
Randolph Road | 7994_G_19 | 7994 | G | 19 |  | Combustion Turbine |  |  | Washington |  | Grant |  |  | 1.8 |  | 2001 | 2007 | [32 empty] | PUD No 2 of Grant County | 100 | PUD No 2 of Grant County | 100 | Regulated | Dropped - Retired/Planned Retirement by 06/2028
Randolph Road | 7994_G_2 | 7994 | G | 2 |  | Combustion Turbine |  |  | Washington |  | Grant |  |  | 1.8 |  | 2001 | 2007 | [32 empty] | PUD No 2 of Grant County | 100 | PUD No 2 of Grant County | 100 | Regulated | Dropped - Retired/Planned Retirement by 06/2028
Randolph Road | 7994_G_20 | 7994 | G | 20 |  | Combustion Turbine |  |  | Washington |  | Grant |  |  | 1.8 |  | 2001 | 2007 | [32 empty] | PUD No 2 of Grant County | 100 | PUD No 2 of Grant County | 100 | Regulated | Dropped - Retired/Planned Retirement by 06/2028
Randolph Road | 7994_G_3 | 7994 | G | 3 |  | Combustion Turbine |  |  | Washington |  | Grant |  |  | 1.8 |  | 2001 | 2007 | [32 empty] | PUD No 2 of Grant County | 100 | PUD No 2 of Grant County | 100 | Regulated | Dropped - Retired/Planned Retirement by 06/2028
Randolph Road | 7994_G_4 | 7994 | G | 4 |  | Combustion Turbine |  |  | Washington |  | Grant |  |  | 1.8 |  | 2001 | 2007 | [32 empty] | PUD No 2 of Grant County | 100 | PUD No 2 of Grant County | 100 | Regulated | Dropped - Retired/Planned Retirement by 06/2028
Randolph Road | 7994_G_5 | 7994 | G | 5 |  | Combustion Turbine |  |  | Washington |  | Grant |  |  | 1.8 |  | 2001 | 2007 | [32 empty] | PUD No 2 of Grant County | 100 | PUD No 2 of Grant County | 100 | Regulated | Dropped - Retired/Planned Retirement by 06/2028
Randolph Road | 7994_G_6 | 7994 | G | 6 |  | Combustion Turbine |  |  | Washington |  | Grant |  |  | 1.8 |  | 2001 | 2007 | [32 empty] | PUD No 2 of Grant County | 100 | PUD No 2 of Grant County | 100 | Regulated | Dropped - Retired/Planned Retirement by 06/2028
Randolph Road | 7994_G_7 | 7994 | G | 7 |  | Combustion Turbine |  |  | Washington |  | Grant |  |  | 1.8 |  | 2001 | 2007 | [32 empty] | PUD No 2 of Grant County | 100 | PUD No 2 of Grant County | 100 | Regulated | Dropped - Retired/Planned Retirement by 06/2028
Randolph Road | 7994_G_8 | 7994 | G | 8 |  | Combustion Turbine |  |  | Washington |  | Grant |  |  | 1.8 |  | 2001 | 2007 | [32 empty] | PUD No 2 of Grant County | 100 | PUD No 2 of Grant County | 100 | Regulated | Dropped - Retired/Planned Retirement by 06/2028
Randolph Road | 7994_G_9 | 7994 | G | 9 |  | Combustion Turbine |  |  | Washington |  | Grant |  |  | 1.8 |  | 2001 | 2007 | [32 empty] | PUD No 2 of Grant County | 100 | PUD No 2 of Grant County | 100 | Regulated | Dropped - Retired/Planned Retirement by 06/2028
Southeast Missouri State University | 50264_G_GEN3 | 50264 | G | GEN3 |  | Coal Steam |  |  | Missouri |  | Cape Girardeau |  |  | 6.2 |  | 1972 | 2007 | [32 empty] | Southeast Missouri State Univ | 100 | Southeast Missouri State Univ | 100 | Non-regulated | Dropped - Retired/Planned Retirement by 06/2028
Bradford Dyeing Association | 54866_G_AC01 | 54866 | G | AC01 |  | O/G Steam |  |  | Rhode Island |  | Washington |  |  | 0.9 |  | 1994 | 2007 | [32 empty] | Bradford Dyeing Association Inc | 100 | Bradford Dyeing Association Inc | 100 | Non-regulated | Dropped - Retired/Planned Retirement by 06/2028
Bradford Dyeing Association | 54866_G_DC01 | 54866 | G | DC01 |  | O/G Steam |  |  | Rhode Island |  | Washington |  |  | 0.9 |  | 1994 | 2007 | [32 empty] | Bradford Dyeing Association Inc | 100 | Bradford Dyeing Association Inc | 100 | Non-regulated | Dropped - Retired/Planned Retirement by 06/2028
Bradford Dyeing Association | 54866_G_DC30 | 54866 | G | DC30 |  | O/G Steam |  |  | Rhode Island |  | Washington |  |  | 0.3 |  | 1994 | 2007 | [32 empty] | Bradford Dyeing Association Inc | 100 | Bradford Dyeing Association Inc | 100 | Non-regulated | Dropped - Retired/Planned Retirement by 06/2028
Lowell Landfill | 55095_G_UNT1 | 55095 | G | UNT1 |  | Landfill Gas |  |  | Massachusetts |  | Middlesex |  |  | 0.8 |  | 1997 | 2007 | [32 empty] | Lowell LLC | 100 | Lowell LLC | 100 | Non-regulated | Dropped - Retired/Planned Retirement by 06/2028
Lowell Landfill | 55095_G_UNT2 | 55095 | G | UNT2 |  | Landfill Gas |  |  | Massachusetts |  | Middlesex |  |  | 0.8 |  | 1997 | 2007 | [32 empty] | Lowell LLC | 100 | Lowell LLC | 100 | Non-regulated | Dropped - Retired/Planned Retirement by 06/2028
New Boston Generating Station | 1589_G_1 | 1589 | G | 1 |  | O/G Steam |  |  | Massachusetts |  | Suffolk |  |  | 350 |  | 1965 | 2007 | [32 empty] | Constellation Power, Inc | 100 | Constellation Power, Inc | 100 | Non-regulated | Dropped - Retired/Planned Retirement by 06/2028 | bar: B1 B1 B1 B1 B1
Harwood | 2822_G_1 | 2822 | G | 1 |  | Combustion Turbine |  |  | North Dakota |  | Cass |  |  | 1.6 |  | 1947 | 2007 | [32 empty] | Minnkota Power Coop, Inc | 100 | Minnkota Power Coop, Inc | 100 | Regulated | Dropped - Retired/Planned Retirement by 06/2028
Mangum | 2991_G_3 | 2991 | G | 3 |  | Combustion Turbine |  |  | Oklahoma |  | Greer |  |  | 0.2 |  | 1929 | 2007 | [32 empty] | City of Mangum - (OK) | 100 | City of Mangum - (OK) | 100 | Regulated | Dropped - Retired/Planned Retirement by 06/2028
TalenEnergy Martins Creek | 3148_G_1 | 3148 | G | 1 |  | Coal Steam |  |  | Pennsylvania |  | Northampton |  |  | 140 |  | 1954 | 2007 | [32 empty] | TalenEnergy Martins Creek LLC | 100 | TalenEnergy Martins Creek LLC | 100 | Non-regulated | Dropped - Retired/Planned Retirement by 06/2028 | bar: B1 B1 B1 B1 B1
TalenEnergy Martins Creek | 3148_G_2 | 3148 | G | 2 |  | Coal Steam |  |  | Pennsylvania |  | Northampton |  |  | 140 |  | 1956 | 2007 | [32 empty] | TalenEnergy Martins Creek LLC | 100 | TalenEnergy Martins Creek LLC | 100 | Non-regulated | Dropped - Retired/Planned Retirement by 06/2028 | B1 B1 B1 B1 B1: 2
TalenEnergy Martins Creek | 3148_G_MCD1 | 3148 | G | MCD1 |  | Combustion Turbine |  |  | Pennsylvania |  | Northampton |  |  | 2.5 |  | 1967 | 2007 | [32 empty] | TalenEnergy Martins Creek LLC | 100 | TalenEnergy Martins Creek LLC | 100 | Non-regulated | Dropped - Retired/Planned Retirement by 06/2028
TalenEnergy Martins Creek | 3148_G_MCD2 | 3148 | G | MCD2 |  | Combustion Turbine |  |  | Pennsylvania |  | Northampton |  |  | 2.5 |  | 1967 | 2007 | [32 empty] | TalenEnergy Martins Creek LLC | 100 | TalenEnergy Martins Creek LLC | 100 | Non-regulated | Dropped - Retired/Planned Retirement by 06/2028
Holly Street | 3549_G_3 | 3549 | G | 3 |  | O/G Steam |  |  | Texas |  | Travis |  |  | 195 |  | 1967 | 2007 | [32 empty] | Austin Energy | 100 | Austin Energy | 100 | Regulated | Dropped - Retired/Planned Retirement by 06/2028 | B1 B1 B1 B1 B1: 3
Holly Street | 3549_G_4 | 3549 | G | 4 |  | O/G Steam |  |  | Texas |  | Travis |  |  | 196 |  | 1974 | 2007 | [32 empty] | Austin Energy | 100 | Austin Energy | 100 | Regulated | Dropped - Retired/Planned Retirement by 06/2028 | B1 B1 B1 B1 B1: 4
Love Box | 50317_G_GEN1 | 50317 | G | GEN1 |  | Combustion Turbine |  |  | Kansas |  | Sedgwick |  |  | 0.7 |  | 1985 | 2007 | [32 empty] | Love Box Co Inc | 100 | Love Box Co Inc | 100 | Non-regulated | Dropped - Retired/Planned Retirement by 06/2028
Love Box | 50317_G_GEN2 | 50317 | G | GEN2 |  | Combustion Turbine |  |  | Kansas |  | Sedgwick |  |  | 0.5 |  | 1985 | 2007 | [32 empty] | Love Box Co Inc | 100 | Love Box Co Inc | 100 | Non-regulated | Dropped - Retired/Planned Retirement by 06/2028
Love Box | 50317_G_GEN3 | 50317 | G | GEN3 |  | Combustion Turbine |  |  | Kansas |  | Sedgwick |  |  | 0.8 |  | 2000 | 2007 | [32 empty] | Love Box Co Inc | 100 | Love Box Co Inc | 100 | Non-regulated | Dropped - Retired/Planned Retirement by 06/2028
New Milford Gas Recovery | 50564_G_GEN1 | 50564 | G | GEN1 |  | Landfill Gas |  |  | Connecticut |  | Litchfield |  |  | 2.9 |  | 1991 | 2007 | [32 empty] | WM Renewable Energy LLC | 100 | WM Renewable Energy LLC | 100 | Non-regulated | Dropped - Retired/Planned Retirement by 06/2028
False Island | 56146_G_3 | 56146 | G | 3 |  | Combustion Turbine |  |  | Alaska |  | Prince of Wales Ketchikan |  |  | 0.3 |  | 1983 | [33 empty] | Alaska Power and Telephone Co | 100 | Alaska Power and Telephone Co | 100 | Regulated | Dropped - in Alaska or in Hawaii or Puerto Rico
Fairbanks Morse Engine | 56937_G_GEN7 | 56937 | G | GEN7 |  | Combustion Turbine |  |  | Wisconsin |  | Rock |  |  | 3.1 |  | 1996 | 2007 | [32 empty] | Fairbanks Morse Engine | 100 | Fairbanks Morse Engine | 100 | Non-regulated | Dropped - Retired/Planned Retirement by 06/2028
Nantucket Hybrid | 1615_G_14 | 1615 | G | 14 |  | Combustion Turbine |  |  | Massachusetts |  | Nantucket |  |  | 2.5 |  | 1995 | 2007 | [32 empty] | Other | 100 | Other | 100 | Regulated | Dropped - Retired/Planned Retirement by 06/2028
Nantucket Hybrid | 1615_G_15 | 1615 | G | 15 |  | Combustion Turbine |  |  | Massachusetts |  | Nantucket |  |  | 2.5 |  | 1995 | 2007 | [32 empty] | Other | 100 | Other | 100 | Regulated | Dropped - Retired/Planned Retirement by 06/2028
Nantucket Hybrid | 1615_G_16 | 1615 | G | 16 |  | Combustion Turbine |  |  | Massachusetts |  | Nantucket |  |  | 2.5 |  | 1998 | 2007 | [32 empty] | Other | 100 | Other | 100 | Regulated | Dropped - Retired/Planned Retirement by 06/2028
Nantucket Hybrid | 1615_G_17 | 1615 | G | 17 |  | Combustion Turbine |  |  | Massachusetts |  | Nantucket |  |  | 2.5 |  | 1998 | 2007 | [32 empty] | Other | 100 | Other | 100 | Regulated | Dropped - Retired/Planned Retirement by 06/2028
Edom Hills Project 1 LLC | 50553_G_WGNS | 50553 | G | WGNS |  | Onshore Wind |  |  | California |  | Riverside |  |  | 6.5 |  | 1985 | 2007 | [32 empty] | BP Wind Energy North America Inc | 100 | BP Wind Energy North America Inc | 100 | Non-regulated | Dropped - Retired/Planned Retirement by 06/2028
Anschutz Ranch East | 52129_G_GEN1 | 52129 | G | GEN1 |  | Combustion Turbine |  |  | Wyoming |  | Uinta |  |  | 20 |  | 1987 | 2007 | [32 empty] | Merit Energy Company | 100 | Merit Energy Company | 100 | Non-regulated | Dropped - Retired/Planned Retirement by 06/2028
Anschutz Ranch East | 52129_G_GEN2 | 52129 | G | GEN2 |  | Combustion Turbine |  |  | Wyoming |  | Uinta |  |  | 20 |  | 1987 | 2007 | [32 empty] | Merit Energy Company | 100 | Merit Energy Company | 100 | Non-regulated | Dropped - Retired/Planned Retirement by 06/2028
Third Street | 2060_G_4 | 2060 | G | 4 |  | O/G Steam |  |  | Mississippi |  | Coahoma |  |  | 4 |  | 1951 | 2007 | [32 empty] | Clarksdale Public Utilities | 100 | Clarksdale Public Utilities | 100 | Regulated | Dropped - Retired/Planned Retirement by 06/2028 | B1 B1 B1 B1 B1: 4
Third Street | 2060_G_5 | 2060 | G | 5 |  | O/G Steam |  |  | Mississippi |  | Coahoma |  |  | 8 |  | 1946 | 2007 | [32 empty] | Clarksdale Public Utilities | 100 | Clarksdale Public Utilities | 100 | Regulated | Dropped - Retired/Planned Retirement by 06/2028 | B1 B1 B1 B1 B1: 4
Cedar Bayou | 3460_G_3 | 3460 | G | 3 |  | O/G Steam |  |  | Texas |  | Chambers |  |  | 760 |  | 1974 | 2007 | [32 empty] | NRG Texas Power LLC | 100 | NRG Texas Power LLC | 100 | Non-regulated | Dropped - Retired/Planned Retirement by 06/2028 | B1 B1 B1 B1 B1: CBY3
Newport Diesels | 3730_G_10 | 3730 | G | 10 |  | Combustion Turbine |  |  | Vermont |  | Orleans |  |  | 1 |  | 1954 | 2007 | [32 empty] | Great Bay Hydro Corp | 100 | Great Bay Hydro Corp | 100 | Non-regulated | Dropped - Retired/Planned Retirement by 06/2028
Newport Diesels | 3730_G_4 | 3730 | G | 4 |  | Combustion Turbine |  |  | Vermont |  | Orleans |  |  | 0.9 |  | 1948 | 2007 | [32 empty] | Great Bay Hydro Corp | 100 | Great Bay Hydro Corp | 100 | Non-regulated | Dropped - Retired/Planned Retirement by 06/2028
Newport Diesels | 3730_G_5 | 3730 | G | 5 |  | Combustion Turbine |  |  | Vermont |  | Orleans |  |  | 0.9 |  | 1948 | 2007 | [32 empty] | Great Bay Hydro Corp | 100 | Great Bay Hydro Corp | 100 | Non-regulated | Dropped - Retired/Planned Retirement by 06/2028
Newport Diesels | 3730_G_6 | 3730 | G | 6 |  | Combustion Turbine |  |  | Vermont |  | Orleans |  |  | 0.9 |  | 1948 | 2007 | [32 empty] | Great Bay Hydro Corp | 100 | Great Bay Hydro Corp | 100 | Non-regulated | Dropped - Retired/Planned Retirement by 06/2028
Newport Diesels | 3730_G_7 | 3730 | G | 7 |  | Combustion Turbine |  |  | Vermont |  | Orleans |  |  | 0.9 |  | 1948 | 2007 | [32 empty] | Great Bay Hydro Corp | 100 | Great Bay Hydro Corp | 100 | Non-regulated | Dropped - Retired/Planned Retirement by 06/2028
Newport Diesels | 3730_G_8 | 3730 | G | 8 |  | Combustion Turbine |  |  | Vermont |  | Orleans |  |  | 1 |  | 1954 | 2007 | [32 empty] | Great Bay Hydro Corp | 100 | Great Bay Hydro Corp | 100 | Non-regulated | Dropped - Retired/Planned Retirement by 06/2028
Newport Diesels | 3730_G_9 | 3730 | G | 9 |  | Combustion Turbine |  |  | Vermont |  | Orleans |  |  | 1 |  | 1954 | 2007 | [32 empty] | Great Bay Hydro Corp | 100 | Great Bay Hydro Corp | 100 | Non-regulated | Dropped - Retired/Planned Retirement by 06/2028
Lebanon Methane Recovery | 10557_G_GEN1 | 10557 | G | GEN1 |  | Landfill Gas |  |  | Pennsylvania |  | Lebanon |  |  | 0.6 |  | 1985 | 2007 | [32 empty] | Lebanon Methane Recovery Inc | 100 | Lebanon Methane Recovery Inc | 100 | Non-regulated | Dropped - Retired/Planned Retirement by 06/2028
Lebanon Methane Recovery | 10557_G_GEN2 | 10557 | G | GEN2 |  | Landfill Gas |  |  | Pennsylvania |  | Lebanon |  |  | 0.6 |  | 1985 | 2007 | [32 empty] | Lebanon Methane Recovery Inc | 100 | Lebanon Methane Recovery Inc | 100 | Non-regulated | Dropped - Retired/Planned Retirement by 06/2028
CalTex Holdings LP | 50253_G_TG3 | 50253 | G | TG3 |  | Combustion Turbine |  |  | Texas |  | Harris |  |  | 15.3 |  | 1967 | 2007 | [32 empty] | CalTex Holdings LP | 100 | CalTex Holdings LP | 100 | Non-regulated | Dropped - Retired/Planned Retirement by 06/2028
Fredonia | 1277_G_1 | 1277 | G | 1 |  | Combustion Turbine |  |  | Kansas |  | Wilson |  |  | 0.7 |  | 1948 | 2007 | [32 empty] | City of Fredonia - (KS) | 100 | City of Fredonia - (KS) | 100 | Regulated | Dropped - Retired/Planned Retirement by 06/2028
Fredonia | 1277_G_IC5 | 1277 | G | IC5 |  | Combustion Turbine |  |  | Kansas |  | Wilson |  |  | 0.9 |  | 1978 | 2007 | [32 empty] | City of Fredonia - (KS) | 100 | City of Fredonia - (KS) | 100 | Regulated | Dropped - Retired/Planned Retirement by 06/2028
Fredonia | 1277_G_IC6 | 1277 | G | IC6 |  | Combustion Turbine |  |  | Kansas |  | Wilson |  |  | 0.9 |  | 1978 | 2007 | [32 empty] | City of Fredonia - (KS) | 100 | City of Fredonia - (KS) | 100 | Regulated | Dropped - Retired/Planned Retirement by 06/2028
Fredonia | 1277_G_IC7 | 1277 | G | IC7 |  | Combustion Turbine |  |  | Kansas |  | Wilson |  |  | 0.6 |  | 1978 | 2007 | [32 empty] | City of Fredonia - (KS) | 100 | City of Fredonia - (KS) | 100 | Regulated | Dropped - Retired/Planned Retirement by 06/2028
Fredonia | 1277_G_IC8 | 1277 | G | IC8 |  | Combustion Turbine |  |  | Kansas |  | Wilson |  |  | 0.8 |  | 1980 | 2007 | [32 empty] | City of Fredonia - (KS) | 100 | City of Fredonia - (KS) | 100 | Regulated | Dropped - Retired/Planned Retirement by 06/2028
Fredonia | 1277_G_IC9 | 1277 | G | IC9 |  | Combustion Turbine |  |  | Kansas |  | Wilson |  |  | 0.8 |  | 1980 | 2007 | [32 empty] | City of Fredonia - (KS) | 100 | City of Fredonia - (KS) | 100 | Regulated | Dropped - Retired/Planned Retirement by 06/2028
C R Huntley Generating Station | 2549_G_65 | 2549 | G | 65 |  | Coal Steam |  |  | New York |  | Erie |  |  | 100 |  | 1953 | 2007 | [32 empty] | NRG Huntley Operations Inc | 100 | NRG Huntley Operations Inc | 100 | Non-regulated | Dropped - Retired/Planned Retirement by 06/2028
C R Huntley Generating Station | 2549_G_66 | 2549 | G | 66 |  | Coal Steam |  |  | New York |  | Erie |  |  | 100 |  | 1954 | 2007 | [32 empty] | NRG Huntley Operations Inc | 100 | NRG Huntley Operations Inc | 100 | Non-regulated | Dropped - Retired/Planned Retirement by 06/2028
Dover | 2914_G_2 | 2914 | G | 2 |  | Coal Steam |  |  | Ohio |  | Tuscarawas |  |  | 4 |  | 1944 | 2007 | [32 empty] | City of Dover - (OH) | 100 | City of Dover - (OH) | 100 | Regulated | Dropped - Retired/Planned Retirement by 06/2028
Ogdensburg Power | 10803_G_GEN1 | 10803 | G | GEN1 |  | Combined Cycle |  |  | New York |  | St Lawrence |  |  | 36 |  | 1993 | 2007 | [32 empty] | Alliance Energy Group LLC | 84 | Alliance Energy Group LLC | 84 | Non-regulated | Dropped - Retired/Planned Retirement by 06/2028
Ogdensburg Power | 10803_G_GEN2 | 10803 | G | GEN2 |  | Combined Cycle |  |  | New York |  | St Lawrence |  |  | 19.6 |  | 1993 | 2007 | [32 empty] | Alliance Energy Group LLC | 84 | Alliance Energy Group LLC | 84 | Non-regulated | Dropped - Retired/Planned Retirement by 06/2028
Bassett Table | 50911_G_2102 | 50911 | G | 2102 |  | Biomass |  |  | Virginia |  | Henry |  |  | 1 |  | 1956 | 2007 | [32 empty] | Bassett Furniture Industries Inc | 100 | Bassett Furniture Industries Inc | 100 | Non-regulated | Dropped - Retired/Planned Retirement by 06/2028
Pekin Paperboard | 54664_G_GEN1 | 54664 | G | GEN1 |  | O/G Steam |  |  | Illinois |  | Tazewell |  |  | 1.5 |  | 1948 | 2007 | [32 empty] | Pekin Paperboard Co LP | 100 | Pekin Paperboard Co LP | 100 | Non-regulated | Dropped - Retired/Planned Retirement by 06/2028
ExxonMobil Hawkins Gas Plant | 54962_G_UN73 | 54962 | G | UN73 |  | Combustion Turbine |  |  | Texas |  | Wood |  |  | 2.9 |  | 1973 | 2007 | [32 empty] | Exxon Mobil Production Co | 100 | Exxon Mobil Production Co | 100 | Non-regulated | Dropped - Retired/Planned Retirement by 06/2028
ExxonMobil Hawkins Gas Plant | 54962_G_UN74 | 54962 | G | UN74 |  | Combustion Turbine |  |  | Texas |  | Wood |  |  | 3.3 |  | 1987 | 2007 | [32 empty] | Exxon Mobil Production Co | 100 | Exxon Mobil Production Co | 100 | Non-regulated | Dropped - Retired/Planned Retirement by 06/2028
ExxonMobil Hawkins Gas Plant | 54962_G_UN75 | 54962 | G | UN75 |  | Combustion Turbine |  |  | Texas |  | Wood |  |  | 2.4 |  | 1987 | 2007 | [32 empty] | Exxon Mobil Production Co | 100 | Exxon Mobil Production Co | 100 | Non-regulated | Dropped - Retired/Planned Retirement by 06/2028
ExxonMobil Hawkins Gas Plant | 54962_G_UN76 | 54962 | G | UN76 |  | Combustion Turbine |  |  | Texas |  | Wood |  |  | 0.1 |  | 1955 | 2007 | [32 empty] | Exxon Mobil Production Co | 100 | Exxon Mobil Production Co | 100 | Non-regulated | Dropped - Retired/Planned Retirement by 06/2028
ExxonMobil Hawkins Gas Plant | 54962_G_UN77 | 54962 | G | UN77 |  | Combustion Turbine |  |  | Texas |  | Wood |  |  | 0.5 |  | 1968 | 2007 | [32 empty] | Exxon Mobil Production Co | 100 | Exxon Mobil Production Co | 100 | Non-regulated | Dropped - Retired/Planned Retirement by 06/2028
ExxonMobil Hawkins Gas Plant | 54962_G_UN78 | 54962 | G | UN78 |  | Combustion Turbine |  |  | Texas |  | Wood |  |  | 0.5 |  | 1968 | 2007 | [32 empty] | Exxon Mobil Production Co | 100 | Exxon Mobil Production Co | 100 | Non-regulated | Dropped - Retired/Planned Retirement by 06/2028
ExxonMobil Hawkins Gas Plant | 54962_G_UN79 | 54962 | G | UN79 |  | Combustion Turbine |  |  | Texas |  | Wood |  |  | 0.5 |  | 1968 | 2007 | [32 empty] | Exxon Mobil Production Co | 100 | Exxon Mobil Production Co | 100 | Non-regulated | Dropped - Retired/Planned Retirement by 06/2028
Southaven Energy Facility | 55219_G_5 | 55219 | G | 5 |  | Combustion Turbine |  |  | Mississippi |  | DE SOTO |  |  | 78 |  | 2002 | 2007 | [32 empty] | AP Holdings Southaven, LLC | 100 | AP Holdings Southaven, LLC | 100 | Non-regulated | Dropped - Retired/Planned Retirement by 06/2028
Southaven Energy Facility | 55219_G_6 | 55219 | G | 6 |  | Combustion Turbine |  |  | Mississippi |  | DE SOTO |  |  | 78 |  | 2002 | 2007 | [32 empty] | AP Holdings Southaven, LLC | 100 | AP Holdings Southaven, LLC | 100 | Non-regulated | Dropped - Retired/Planned Retirement by 06/2028
Southaven Energy Facility | 55219_G_7 | 55219 | G | 7 |  | Combustion Turbine |  |  | Mississippi |  | DE SOTO |  |  | 78 |  | 2002 | 2007 | [32 empty] | AP Holdings Southaven, LLC | 100 | AP Holdings Southaven, LLC | 100 | Non-regulated | Dropped - Retired/Planned Retirement by 06/2028
Southaven Energy Facility | 55219_G_8 | 55219 | G | 8 |  | Combustion Turbine |  |  | Mississippi |  | DE SOTO |  |  | 78 |  | 2002 | 2007 | [32 empty] | AP Holdings Southaven, LLC | 100 | AP Holdings Southaven, LLC | 100 | Non-regulated | Dropped - Retired/Planned Retirement by 06/2028
Greensburg | 1281_G_1 | 1281 | G | 1 |  | Combustion Turbine |  |  | Kansas |  | Kiowa |  |  | 2 |  | 1966 | 2007 | [32 empty] | City of Greensburg - (KS) | 100 | City of Greensburg - (KS) | 100 | Regulated | Dropped - Retired/Planned Retirement by 06/2028
Greensburg | 1281_G_3 | 1281 | G | 3 |  | Combustion Turbine |  |  | Kansas |  | Kiowa |  |  | 1.1 |  | 1963 | 2007 | [32 empty] | City of Greensburg - (KS) | 100 | City of Greensburg - (KS) | 100 | Regulated | Dropped - Retired/Planned Retirement by 06/2028
Greensburg | 1281_G_4 | 1281 | G | 4 |  | Combustion Turbine |  |  | Kansas |  | Kiowa |  |  | 1.1 |  | 1956 | 2007 | [32 empty] | City of Greensburg - (KS) | 100 | City of Greensburg - (KS) | 100 | Regulated | Dropped - Retired/Planned Retirement by 06/2028
Greensburg | 1281_G_5 | 1281 | G | 5 |  | Combustion Turbine |  |  | Kansas |  | Kiowa |  |  | 1.9 |  | 1972 | 2007 | [32 empty] | City of Greensburg - (KS) | 100 | City of Greensburg - (KS) | 100 | Regulated | Dropped - Retired/Planned Retirement by 06/2028
Greensburg | 1281_G_6 | 1281 | G | 6 |  | Combustion Turbine |  |  | Kansas |  | Kiowa |  |  | 1.2 |  | 1983 | 2007 | [32 empty] | City of Greensburg - (KS) | 100 | City of Greensburg - (KS) | 100 | Regulated | Dropped - Retired/Planned Retirement by 06/2028
Lovett | 2629_G_3 | 2629 | G | 3 |  | O/G Steam |  |  | New York |  | Rockland |  |  | 69 |  | 1955 | 2007 | [32 empty] | GenOn New York, LLC | 100 | GenOn New York, LLC | 100 | Non-regulated | Dropped - Retired/Planned Retirement by 06/2028
Lovett | 2629_G_4 | 2629 | G | 4 |  | Coal Steam |  |  | New York |  | Rockland |  |  | 172 |  | 1966 | 2007 | [32 empty] | GenOn New York, LLC | 100 | GenOn New York, LLC | 100 | Non-regulated | Dropped - Retired/Planned Retirement by 06/2028
Essex Junction 19 | 3737_G_IC5 | 3737 | G | IC5 |  | Combustion Turbine |  |  | Vermont |  | Chittenden |  |  | 1 |  | 1947 | 2007 | [32 empty] | Green Mountain Power Corp | 100 | Green Mountain Power Corp | 100 | Regulated | Dropped - Retired/Planned Retirement by 06/2028
Essex Junction 19 | 3737_G_IC6 | 3737 | G | IC6 |  | Combustion Turbine |  |  | Vermont |  | Chittenden |  |  | 1 |  | 1947 | 2007 | [32 empty] | Green Mountain Power Corp | 100 | Green Mountain Power Corp | 100 | Regulated | Dropped - Retired/Planned Retirement by 06/2028
Essex Junction 19 | 3737_G_IC7 | 3737 | G | IC7 |  | Combustion Turbine |  |  | Vermont |  | Chittenden |  |  | 1 |  | 1947 | 2007 | [32 empty] | Green Mountain Power Corp | 100 | Green Mountain Power Corp | 100 | Regulated | Dropped - Retired/Planned Retirement by 06/2028
Essex Junction 19 | 3737_G_IC8 | 3737 | G | IC8 |  | Combustion Turbine |  |  | Vermont |  | Chittenden |  |  | 1 |  | 1947 | 2007 | [32 empty] | Green Mountain Power Corp | 100 | Green Mountain Power Corp | 100 | Regulated | Dropped - Retired/Planned Retirement by 06/2028
Baptist Medical Center | 10008_G_CG-3 | 10008 | G | CG-3 |  | Combustion Turbine |  |  | Florida |  | Duval |  |  | 0.5 |  | 1972 | 2007 | [32 empty] | Baptist Memorial Hospital | 100 | Baptist Memorial Hospital | 100 | Non-regulated | Dropped - Retired/Planned Retirement by 06/2028
SPFT - Newberg Cogen | 56124_G_GT2 | 56124 | G | GT2 |  | Combustion Turbine |  |  | Oregon |  | Yamhill |  |  | 41.6 |  | 2002 | 2007 | [32 empty] | SP Fiber Technologies NW LLC | 100 | SP Fiber Technologies NW LLC | 100 | Non-regulated | Dropped - Retired/Planned Retirement by 06/2028
Independence (IA) | 1149_G_2 | 1149 | G | 2 |  | Combustion Turbine |  |  | Iowa |  | Buchanan |  |  | 0.8 |  | 1949 | 2007 | [32 empty] | City of Independence - (IA) | 100 | City of Independence - (IA) | 100 | Regulated | Dropped - Retired/Planned Retirement by 06/2028
Ponca Diesel | 2997_G_6 | 2997 | G | 6 |  | Combustion Turbine |  |  | Oklahoma |  | Kay |  |  | 1 |  | 1947 | 2007 | [32 empty] | Ponca, City of | 100 | Ponca, City of | 100 | Regulated | Dropped - Retired/Planned Retirement by 06/2028
Finley Combustion Turbine Plant | 7945_G_0001 | 7945 | G | 0001 |  | Combustion Turbine |  |  | Washington |  | Benton |  |  | 27 |  | 2001 | 2007 | [32 empty] | PUD No 1 of Benton County | 100 | PUD No 1 of Benton County | 100 | Regulated | Dropped - Retired/Planned Retirement by 06/2028
Baptist Medical Center | 10008_G_TG-1 | 10008 | G | TG-1 |  | Combustion Turbine |  |  | Florida |  | Duval |  |  | 2.3 |  | 1982 | 2007 | [32 empty] | Baptist Memorial Hospital | 100 | Baptist Memorial Hospital | 100 | Non-regulated | Dropped - Retired/Planned Retirement by 06/2028
Bryant Sugar House | 50483_G_DGE | 50483 | G | DGE |  | Combustion Turbine |  |  | Florida |  | Palm Beach |  |  | 1 |  | 1986 | 2007 | [32 empty] | United States Sugar Corp | 100 | United States Sugar Corp | 100 | Non-regulated | Dropped - Retired/Planned Retirement by 06/2028
Bryant Sugar House | 50483_G_DGW | 50483 | G | DGW |  | Combustion Turbine |  |  | Florida |  | Palm Beach |  |  | 1 |  | 1986 | 2007 | [32 empty] | United States Sugar Corp | 100 | United States Sugar Corp | 100 | Non-regulated | Dropped - Retired/Planned Retirement by 06/2028
Bryant Sugar House | 50483_G_TG1 | 50483 | G | TG1 |  | Biomass |  |  | Florida |  | Palm Beach |  |  | 2.3 |  | 1962 | 2007 | [32 empty] | United States Sugar Corp | 100 | United States Sugar Corp | 100 | Non-regulated | Dropped - Retired/Planned Retirement by 06/2028 | B1 | B2 | B3 | B4 | B7 | B8
Bryant Sugar House | 50483_G_TG2 | 50483 | G | TG2 |  | Biomass |  |  | Florida |  | Palm Beach |  |  | 2.3 |  | 1962 | 2007 | [32 empty] | United States Sugar Corp | 100 | United States Sugar Corp | 100 | Non-regulated | Dropped - Retired/Planned Retirement by 06/2028 | B1 | B2 | B3 | B4 | B7 | B8
Bryant Sugar House | 50483_G_TG3 | 50483 | G | TG3 |  | Biomass |  |  | Florida |  | Palm Beach |  |  | 3.3 |  | 1974 | 2007 | [32 empty] | United States Sugar Corp | 100 | United States Sugar Corp | 100 | Non-regulated | Dropped - Retired/Planned Retirement by 06/2028 | B1 | B2 | B3 | B4 | B7 | B8
Bryant Sugar House | 50483_G_TG4 | 50483 | G | TG4 |  | Biomass |  |  | Florida |  | Palm Beach |  |  | 18.6 |  | 1979 | 2007 | [32 empty] | United States Sugar Corp | 100 | United States Sugar Corp | 100 | Non-regulated | Dropped - Retired/Planned Retirement by 06/2028 | B1 | B2 | B3 | B4 | B7 | B8
ISG Weirton | 54344_G_1GEN | 54344 | G | 1GEN |  | O/G Steam |  |  | West Virginia |  | Hancock |  |  | 7.5 |  | 1919 | 2007 | [32 empty] | Weirton Steel Corp | 100 | Weirton Steel Corp | 100 | Non-regulated | Dropped - Retired/Planned Retirement by 06/2028
ISG Weirton | 54344_G_2GEN | 54344 | G | 2GEN |  | O/G Steam |  |  | West Virginia |  | Hancock |  |  | 7.5 |  | 1921 | 2007 | [32 empty] | Weirton Steel Corp | 100 | Weirton Steel Corp | 100 | Non-regulated | Dropped - Retired/Planned Retirement by 06/2028
ISG Weirton | 54344_G_3GEN | 54344 | G | 3GEN |  | O/G Steam |  |  | West Virginia |  | Hancock |  |  | 7.5 |  | 1921 | 2007 | [32 empty] | Weirton Steel Corp | 100 | Weirton Steel Corp | 100 | Non-regulated | Dropped - Retired/Planned Retirement by 06/2028
ISG Weirton | 54344_G_5GEN | 54344 | G | 5GEN |  | O/G Steam |  |  | West Virginia |  | Hancock |  |  | 7.5 |  | 1927 | 2007 | [32 empty] | Weirton Steel Corp | 100 | Weirton Steel Corp | 100 | Non-regulated | Dropped - Retired/Planned Retirement by 06/2028
ISG Weirton | 54344_G_6GEN | 54344 | G | 6GEN |  | O/G Steam |  |  | West Virginia |  | Hancock |  |  | 10 |  | 1936 | 2007 | [32 empty] | Weirton Steel Corp | 100 | Weirton Steel Corp | 100 | Non-regulated | Dropped - Retired/Planned Retirement by 06/2028
ISG Weirton | 54344_G_7GEN | 54344 | G | 7GEN |  | O/G Steam |  |  | West Virginia |  | Hancock |  |  | 10 |  | 1937 | 2007 | [32 empty] | Weirton Steel Corp | 100 | Weirton Steel Corp | 100 | Non-regulated | Dropped - Retired/Planned Retirement by 06/2028
ISG Weirton | 54344_G_8GEN | 54344 | G | 8GEN |  | O/G Steam |  |  | West Virginia |  | Hancock |  |  | 25 |  | 1947 | 2007 | [32 empty] | Weirton Steel Corp | 100 | Weirton Steel Corp | 100 | Non-regulated | Dropped - Retired/Planned Retirement by 06/2028
ISG Weirton | 54344_G_9GEN | 54344 | G | 9GEN |  | O/G Steam |  |  | West Virginia |  | Hancock |  |  | 20 |  | 1957 | 2007 | [32 empty] | Weirton Steel Corp | 100 | Weirton Steel Corp | 100 | Non-regulated | Dropped - Retired/Planned Retirement by 06/2028
Longview Fibre | 54562_G_2 | 54562 | G | 2 |  | Non-Fossil Waste |  |  | Washington |  | Cowlitz |  |  | 2.5 |  | 1936 | 2007 | [32 empty] | Longview Fibre Co | 100 | Longview Fibre Co | 100 | Non-regulated | Dropped - Retired/Planned Retirement by 06/2028 | B1 B1 B1 B1 B1: PB12; B10 B10 B10 B10 B10: PB13; B2 B2 B2 B2 B2: PB16; B3 B3 B3 B3 B3: RF15; B4 B4 B4 B4 B4: RF18
Longview Fibre | 54562_G_3 | 54562 | G | 3 |  | Non-Fossil Waste |  |  | Washington |  | Cowlitz |  |  | 3.5 |  | 1941 | 2007 | [32 empty] | Longview Fibre Co | 100 | Longview Fibre Co | 100 | Non-regulated | Dropped - Retired/Planned Retirement by 06/2028 | B1 B1 B1 B1 B1: PB12; B10 B10 B10 B10 B10: PB13; B2 B2 B2 B2 B2: PB16; B3 B3 B3 B3 B3: RF15; B4 B4 B4 B4 B4: RF18
Longview Fibre | 54562_G_5 | 54562 | G | 5 |  | Non-Fossil Waste |  |  | Washington |  | Cowlitz |  |  | 5.7 |  | 1950 | 2007 | [32 empty] | Longview Fibre Co | 100 | Longview Fibre Co | 100 | Non-regulated | Dropped - Retired/Planned Retirement by 06/2028 | B1 B1 B1 B1 B1: PB12; B10 B10 B10 B10 B10: PB13; B2 B2 B2 B2 B2: PB16; B3 B3 B3 B3 B3: RF15; B4 B4 B4 B4 B4: RF18
Ormesa II | 54724_G_OE10 | 54724 | G | OE10 |  | Geothermal |  |  | California |  | Imperial |  |  | 0.9 |  | 1987 | 2007 | [32 empty] | Ormat Nevada Inc | 100 | Ormat Nevada Inc | 100 | Non-regulated | Dropped - Retired/Planned Retirement by 06/2028
Ormesa II | 54724_G_OE11 | 54724 | G | OE11 |  | Geothermal |  |  | California |  | Imperial |  |  | 0.9 |  | 1987 | 2007 | [32 empty] | Ormat Nevada Inc | 100 | Ormat Nevada Inc | 100 | Non-regulated | Dropped - Retired/Planned Retirement by 06/2028
Ormesa II | 54724_G_OE12 | 54724 | G | OE12 |  | Geothermal |  |  | California |  | Imperial |  |  | 0.9 |  | 1987 | 2007 | [32 empty] | Ormat Nevada Inc | 100 | Ormat Nevada Inc | 100 | Non-regulated | Dropped - Retired/Planned Retirement by 06/2028
Ormesa II | 54724_G_OE13 | 54724 | G | OE13 |  | Geothermal |  |  | California |  | Imperial |  |  | 0.9 |  | 1987 | 2007 | [32 empty] | Ormat Nevada Inc | 100 | Ormat Nevada Inc | 100 | Non-regulated | Dropped - Retired/Planned Retirement by 06/2028
Ormesa II | 54724_G_OE21 | 54724 | G | OE21 |  | Geothermal |  |  | California |  | Imperial |  |  | 0.9 |  | 1987 | 2007 | [32 empty] | Ormat Nevada Inc | 100 | Ormat Nevada Inc | 100 | Non-regulated | Dropped - Retired/Planned Retirement by 06/2028
Ormesa II | 54724_G_OE22 | 54724 | G | OE22 |  | Geothermal |  |  | California |  | Imperial |  |  | 0.9 |  | 1987 | 2007 | [32 empty] | Ormat Nevada Inc | 100 | Ormat Nevada Inc | 100 | Non-regulated | Dropped - Retired/Planned Retirement by 06/2028
Ormesa II | 54724_G_OE23 | 54724 | G | OE23 |  | Geothermal |  |  | California |  | Imperial |  |  | 0.9 |  | 1987 | 2007 | [32 empty] | Ormat Nevada Inc | 100 | Ormat Nevada Inc | 100 | Non-regulated | Dropped - Retired/Planned Retirement by 06/2028
Ormesa II | 54724_G_OE24 | 54724 | G | OE24 |  | Geothermal |  |  | California |  | Imperial |  |  | 0.9 |  | 1987 | 2007 | [32 empty] | Ormat Nevada Inc | 100 | Ormat Nevada Inc | 100 | Non-regulated | Dropped - Retired/Planned Retirement by 06/2028
Ormesa II | 54724_G_OE25 | 54724 | G | OE25 |  | Geothermal |  |  | California |  | Imperial |  |  | 0.9 |  | 1987 | 2007 | [32 empty] | Ormat Nevada Inc | 100 | Ormat Nevada Inc | 100 | Non-regulated | Dropped - Retired/Planned Retirement by 06/2028
Ormesa II | 54724_G_OE26 | 54724 | G | OE26 |  | Geothermal |  |  | California |  | Imperial |  |  | 0.9 |  | 1987 | 2007 | [32 empty] | Ormat Nevada Inc | 100 | Ormat Nevada Inc | 100 | Non-regulated | Dropped - Retired/Planned Retirement by 06/2028
Ormesa II | 54724_G_OE27 | 54724 | G | OE27 |  | Geothermal |  |  | California |  | Imperial |  |  | 0.9 |  | 1987 | 2007 | [32 empty] | Ormat Nevada Inc | 100 | Ormat Nevada Inc | 100 | Non-regulated | Dropped - Retired/Planned Retirement by 06/2028
Ormesa II | 54724_G_OEC1 | 54724 | G | OEC1 |  | Geothermal |  |  | California |  | Imperial |  |  | 0.9 |  | 1987 | 2007 | [32 empty] | Ormat Nevada Inc | 100 | Ormat Nevada Inc | 100 | Non-regulated | Dropped - Retired/Planned Retirement by 06/2028
Ormesa II | 54724_G_OEC2 | 54724 | G | OEC2 |  | Geothermal |  |  | California |  | Imperial |  |  | 0.9 |  | 1987 | 2007 | [32 empty] | Ormat Nevada Inc | 100 | Ormat Nevada Inc | 100 | Non-regulated | Dropped - Retired/Planned Retirement by 06/2028
Ormesa II | 54724_G_OEC3 | 54724 | G | OEC3 |  | Geothermal |  |  | California |  | Imperial |  |  | 0.9 |  | 1987 | 2007 | [32 empty] | Ormat Nevada Inc | 100 | Ormat Nevada Inc | 100 | Non-regulated | Dropped - Retired/Planned Retirement by 06/2028
Ormesa II | 54724_G_OEC4 | 54724 | G | OEC4 |  | Geothermal |  |  | California |  | Imperial |  |  | 0.9 |  | 1987 | 2007 | [32 empty] | Ormat Nevada Inc | 100 | Ormat Nevada Inc | 100 | Non-regulated | Dropped - Retired/Planned Retirement by 06/2028
Ormesa II | 54724_G_OEC5 | 54724 | G | OEC5 |  | Geothermal |  |  | California |  | Imperial |  |  | 0.9 |  | 1987 | 2007 | [32 empty] | Ormat Nevada Inc | 100 | Ormat Nevada Inc | 100 | Non-regulated | Dropped - Retired/Planned Retirement by 06/2028
Ormesa II | 54724_G_OEC6 | 54724 | G | OEC6 |  | Geothermal |  |  | California |  | Imperial |  |  | 0.9 |  | 1987 | 2007 | [32 empty] | Ormat Nevada Inc | 100 | Ormat Nevada Inc | 100 | Non-regulated | Dropped - Retired/Planned Retirement by 06/2028
Ormesa II | 54724_G_OEC7 | 54724 | G | OEC7 |  | Geothermal |  |  | California |  | Imperial |  |  | 0.9 |  | 1987 | 2007 | [32 empty] | Ormat Nevada Inc | 100 | Ormat Nevada Inc | 100 | Non-regulated | Dropped - Retired/Planned Retirement by 06/2028
Ormesa II | 54724_G_OEC8 | 54724 | G | OEC8 |  | Geothermal |  |  | California |  | Imperial |  |  | 0.9 |  | 1987 | 2007 | [32 empty] | Ormat Nevada Inc | 100 | Ormat Nevada Inc | 100 | Non-regulated | Dropped - Retired/Planned Retirement by 06/2028
Ormesa II | 54724_G_OEC9 | 54724 | G | OEC9 |  | Geothermal |  |  | California |  | Imperial |  |  | 0.9 |  | 1987 | 2007 | [32 empty] | Ormat Nevada Inc | 100 | Ormat Nevada Inc | 100 | Non-regulated | Dropped - Retired/Planned Retirement by 06/2028
Dillingham | 109_G_5 | 109 | G | 5 |  | Combustion Turbine |  |  | Alaska |  | Dillingham |  |  | 0.7 |  | 1973 | [33 empty] | Nushagak Electric Coop, Inc | 100 | Nushagak Electric Coop, Inc | 100 | Regulated | Dropped - in Alaska or in Hawaii or Puerto Rico
Hutchinson Energy Center | 1248_G_ST1 | 1248 | G | ST1 |  | O/G Steam |  |  | Kansas |  | Reno |  |  | 17 |  | 1950 | 2007 | [32 empty] | Evergy Kansas Central, Inc | 100 | Evergy Kansas Central, Inc | 100 | Regulated | Dropped - Retired/Planned Retirement by 06/2028 | bar: B1 B1 B1 B1 B1
Hutchinson Energy Center | 1248_G_ST2 | 1248 | G | ST2 |  | O/G Steam |  |  | Kansas |  | Reno |  |  | 16 |  | 1950 | 2007 | [32 empty] | Evergy Kansas Central, Inc | 100 | Evergy Kansas Central, Inc | 100 | Regulated | Dropped - Retired/Planned Retirement by 06/2028 | B1 B1 B1 B1 B1: 2
Hutchinson Energy Center | 1248_G_ST3 | 1248 | G | ST3 |  | O/G Steam |  |  | Kansas |  | Reno |  |  | 28 |  | 1951 | 2007 | [32 empty] | Evergy Kansas Central, Inc | 100 | Evergy Kansas Central, Inc | 100 | Regulated | Dropped - Retired/Planned Retirement by 06/2028 | B1 B1 B1 B1 B1: 3
Sturgis City Diesel Plant | 1855_G_4 | 1855 | G | 4 |  | Combustion Turbine |  |  | Michigan |  | St Joseph |  |  | 0.6 |  | 1947 | 2007 | [32 empty] | City of Sturgis - (MI) | 100 | City of Sturgis - (MI) | 100 | Regulated | Dropped - Retired/Planned Retirement by 06/2028
Sturgis City Diesel Plant | 1855_G_5 | 1855 | G | 5 |  | Combustion Turbine |  |  | Michigan |  | St Joseph |  |  | 0.6 |  | 1947 | 2007 | [32 empty] | City of Sturgis - (MI) | 100 | City of Sturgis - (MI) | 100 | Regulated | Dropped - Retired/Planned Retirement by 06/2028
Mobile GT | 6212_G_1 | 6212 | G | 1 |  | Combustion Turbine |  |  | California |  | Humboldt |  |  | 15 |  | 1975 | 2007 | [32 empty] | Pacific Gas & Electric Co. | 100 | Pacific Gas & Electric Co. | 100 | Regulated | Dropped - Retired/Planned Retirement by 06/2028
RED-Rochester, LLC | 10025_G_11TG | 10025 | G | 11TG |  | Coal Steam |  |  | New York |  | Monroe |  |  | 6.3 |  | 1937 | 2007 | [32 empty] | RED-Rochester, LLC | 100 | RED-Rochester, LLC | 100 | Non-regulated | Dropped - Retired/Planned Retirement by 06/2028 | B1 B1 B1 B1 B1: 13; B10 B10 B10 B10 B10: 14
RED-Rochester, LLC | 10025_G_13TG | 10025 | G | 13TG |  | Coal Steam |  |  | New York |  | Monroe |  |  | 10.4 |  | 1948 | 2007 | [32 empty] | RED-Rochester, LLC | 100 | RED-Rochester, LLC | 100 | Non-regulated | Dropped - Retired/Planned Retirement by 06/2028 | B1 B1 B1 B1 B1: 13; B10 B10 B10 B10 B10: 14
RED-Rochester, LLC | 10025_G_14TG | 10025 | G | 14TG |  | Coal Steam |  |  | New York |  | Monroe |  |  | 10.4 |  | 1948 | 2007 | [32 empty] | RED-Rochester, LLC | 100 | RED-Rochester, LLC | 100 | Non-regulated | Dropped - Retired/Planned Retirement by 06/2028 | B1 B1 B1 B1 B1: 13; B10 B10 B10 B10 B10: 14
RED-Rochester, LLC | 10025_G_15TG | 10025 | G | 15TG |  | Coal Steam |  |  | New York |  | Monroe |  |  | 17.5 |  | 1956 | 2007 | [32 empty] | RED-Rochester, LLC | 100 | RED-Rochester, LLC | 100 | Non-regulated | Dropped - Retired/Planned Retirement by 06/2028 | B1 B1 B1 B1 B1: 15
RED-Rochester, LLC | 10025_G_16TG | 10025 | G | 16TG |  | O/G Steam |  |  | New York |  | Monroe |  |  | 25.6 |  | 1972 | 2007 | [32 empty] | RED-Rochester, LLC | 100 | RED-Rochester, LLC | 100 | Non-regulated | Dropped - Retired/Planned Retirement by 06/2028 | B1 B1 B1 B1 B1: 15
Memphis Hardwood Flooring | 10178_G_MEM1 | 10178 | G | MEM1 |  | Biomass |  |  | Tennessee |  | Shelby |  |  | 1.2 |  | 1956 | 2007 | [32 empty] | Cascades Tissue Group | 100 | Cascades Tissue Group | 100 | Non-regulated | Dropped - Retired/Planned Retirement by 06/2028
Memphis Hardwood Flooring | 10178_G_MEM2 | 10178 | G | MEM2 |  | Biomass |  |  | Tennessee |  | Shelby |  |  | 1 |  | 1972 | 2007 | [32 empty] | Cascades Tissue Group | 100 | Cascades Tissue Group | 100 | Non-regulated | Dropped - Retired/Planned Retirement by 06/2028
Agrilectric Power Partners Ltd | 10593_G_GEN2 | 10593 | G | GEN2 |  | Biomass |  |  | Louisiana |  | Calcasieu |  |  | 1.3 |  | 1995 | 2007 | [32 empty] | Agrilectric Power Partners Ltd | 100 | Agrilectric Power Partners Ltd | 100 | Non-regulated | Dropped - Retired/Planned Retirement by 06/2028
Elk Basin Gasoline Plant | 52127_G_GEN3 | 52127 | G | GEN3 |  | Fossil Waste |  |  | Wyoming |  | Park |  |  | 0.4 |  | 1958 | [33 empty] | Contango Oil and Gas | 64 | Contango Oil and Gas | 64 | Non-regulated | Dropped - Plant is identified as onsite because it is a net buyer of electricity in 2021
EKS Landfill | 54939_G_UNT3 | 54939 | G | UNT3 |  | Landfill Gas |  |  | Minnesota |  | Dakota |  |  | 0.8 |  | 1994 | 2007 | [32 empty] | WM Renewable Energy LLC | 100 | WM Renewable Energy LLC | 100 | Non-regulated | Dropped - Retired/Planned Retirement by 06/2028
Tyrone | 1361_G_1 | 1361 | G | 1 |  | O/G Steam |  |  | Kentucky |  | Woodford |  |  | 27 |  | 1947 | 2007 | [32 empty] | Kentucky Utilities Co | 100 | Kentucky Utilities Co | 100 | Regulated | Dropped - Retired/Planned Retirement by 06/2028 | B1 B1 B1 B1 B1: 1; B10 B10 B10 B10 B10: 2; B2 B2 B2 B2 B2: 3; B3 B3 B3 B3 B3: 4
Tyrone | 1361_G_2 | 1361 | G | 2 |  | O/G Steam |  |  | Kentucky |  | Woodford |  |  | 31 |  | 1948 | 2007 | [32 empty] | Kentucky Utilities Co | 100 | Kentucky Utilities Co | 100 | Regulated | Dropped - Retired/Planned Retirement by 06/2028 | B1 B1 B1 B1 B1: 1; B10 B10 B10 B10 B10: 2; B2 B2 B2 B2 B2: 3; B3 B3 B3 B3 B3: 4
Vestaburg | 1881_G_2 | 1881 | G | 2 |  | Combustion Turbine |  |  | Michigan |  | Montcalm |  |  | 0.3 |  | 1939 | 2007 | [32 empty] | Wolverine Power Supply Coop | 100 | Wolverine Power Supply Coop | 100 | Regulated | Dropped - Retired/Planned Retirement by 06/2028
Vestaburg | 1881_G_4 | 1881 | G | 4 |  | Combustion Turbine |  |  | Michigan |  | Montcalm |  |  | 0.7 |  | 1939 | 2007 | [32 empty] | Wolverine Power Supply Coop | 100 | Wolverine Power Supply Coop | 100 | Regulated | Dropped - Retired/Planned Retirement by 06/2028
Vestaburg | 1881_G_5 | 1881 | G | 5 |  | Combustion Turbine |  |  | Michigan |  | Montcalm |  |  | 0.7 |  | 1941 | 2007 | [32 empty] | Wolverine Power Supply Coop | 100 | Wolverine Power Supply Coop | 100 | Regulated | Dropped - Retired/Planned Retirement by 06/2028
Powerdale | 3031_G_1 | 3031 | G | 1 |  | Hydro |  |  | Oregon |  | Hood River |  |  | 6 |  | 1923 | 2007 | [32 empty] | PacifiCorp | 100 | PacifiCorp | 100 | Regulated | Dropped - Retired/Planned Retirement by 06/2028
La Palma | 3442_G_4 | 3442 | G | 4 |  | O/G Steam |  |  | Texas |  | Cameron |  |  | 24 |  | 1947 | 2007 | [32 empty] | ReNu Power Holdings LLC | 100 | ReNu Power Holdings LLC | 100 | Non-regulated | Dropped - Retired/Planned Retirement by 06/2028
La Palma | 3442_G_5 | 3442 | G | 5 |  | O/G Steam |  |  | Texas |  | Cameron |  |  | 24 |  | 1949 | 2007 | [32 empty] | ReNu Power Holdings LLC | 100 | ReNu Power Holdings LLC | 100 | Non-regulated | Dropped - Retired/Planned Retirement by 06/2028
La Palma | 3442_G_6 | 3442 | G | 6 |  | O/G Steam |  |  | Texas |  | Cameron |  |  | 155 |  | 1970 | 2007 | [32 empty] | ReNu Power Holdings LLC | 100 | ReNu Power Holdings LLC | 100 | Non-regulated | Dropped - Retired/Planned Retirement by 06/2028
Deferiet New York | 50246_G_WEST | 50246 | G | WEST |  | Coal Steam |  |  | New York |  | Jefferson |  |  | 7.6 |  | 1946 | 2007 | [32 empty] | NewsTech New York Inc | 100 | NewsTech New York Inc | 100 | Non-regulated | Dropped - Retired/Planned Retirement by 06/2028
Smithtown Energy Partners LP | 50344_G_SW1 | 50344 | G | SW1 |  | Landfill Gas |  |  | New York |  | Suffolk |  |  | 0.6 |  | 1988 | 2007 | [32 empty] | Zapco Energy Tactics Corp | 100 | Zapco Energy Tactics Corp | 100 | Non-regulated | Dropped - Retired/Planned Retirement by 06/2028
Smithtown Energy Partners LP | 50344_G_SW2 | 50344 | G | SW2 |  | Landfill Gas |  |  | New York |  | Suffolk |  |  | 0.6 |  | 1988 | 2007 | [32 empty] | Zapco Energy Tactics Corp | 100 | Zapco Energy Tactics Corp | 100 | Non-regulated | Dropped - Retired/Planned Retirement by 06/2028
Paper Pak Industries | 50428_G_GEN1 | 50428 | G | GEN1 |  | Combustion Turbine |  |  | California |  | Los Angeles |  |  | 1.4 |  | 1984 | 2007 | [32 empty] | Paper Pak Industries | 100 | Paper Pak Industries | 100 | Non-regulated | Dropped - Retired/Planned Retirement by 06/2028
New Cornelia Branch Power Plant | 50738_G_GEN1 | 50738 | G | GEN1 |  | Combustion Turbine |  |  | Arizona |  | Pima |  |  | 2.9 |  | 1963 | 2007 | [32 empty] | Phelps Dodge Mining Co | 100 | Phelps Dodge Mining Co | 100 | Non-regulated | Dropped - Retired/Planned Retirement by 06/2028
New Cornelia Branch Power Plant | 50738_G_GEN3 | 50738 | G | GEN3 |  | Combustion Turbine |  |  | Arizona |  | Pima |  |  | 2.9 |  | 1963 | 2007 | [32 empty] | Phelps Dodge Mining Co | 100 | Phelps Dodge Mining Co | 100 | Non-regulated | Dropped - Retired/Planned Retirement by 06/2028
New Cornelia Branch Power Plant | 50738_G_GEN4 | 50738 | G | GEN4 |  | Combustion Turbine |  |  | Arizona |  | Pima |  |  | 7.3 |  | 1963 | 2007 | [32 empty] | Phelps Dodge Mining Co | 100 | Phelps Dodge Mining Co | 100 | Non-regulated | Dropped - Retired/Planned Retirement by 06/2028
BJ Gas Recovery | 54392_G_GEN2 | 54392 | G | GEN2 |  | Landfill Gas |  |  | Georgia |  | Gwinnett |  |  | 0.8 |  | 1993 | 2007 | [32 empty] | WM Renewable Energy LLC | 100 | WM Renewable Energy LLC | 100 | Non-regulated | Dropped - Retired/Planned Retirement by 06/2028
Marathon Generating Plant | 696_G_5 | 696 | G | 5 |  | Combustion Turbine |  |  | Florida |  | Monroe |  |  | 3 |  | 1959 | 2007 | [32 empty] | Florida Keys El Coop Assn, Inc | 100 | Florida Keys El Coop Assn, Inc | 100 | Regulated | Dropped - Retired/Planned Retirement by 06/2028
Ray Roberts | 796_G_1 | 796 | G | 1 |  | Hydro |  |  | Texas |  | Denton |  |  | 1.2 |  | 1992 | 2007 | [32 empty] | City of Denton - (TX) | 100 | City of Denton - (TX) | 100 | Regulated | Dropped - Retired/Planned Retirement by 06/2028
Summit Lake | 1206_G_IC1 | 1206 | G | IC1 |  | Combustion Turbine |  |  | Iowa |  | Union |  |  | 1.1 |  | 1948 | 2007 | [32 empty] | Central Iowa Power Cooperative | 100 | Central Iowa Power Cooperative | 100 | Regulated | Dropped - Retired/Planned Retirement by 06/2028
Summit Lake | 1206_G_IC2 | 1206 | G | IC2 |  | Combustion Turbine |  |  | Iowa |  | Union |  |  | 1.1 |  | 1948 | 2007 | [32 empty] | Central Iowa Power Cooperative | 100 | Central Iowa Power Cooperative | 100 | Regulated | Dropped - Retired/Planned Retirement by 06/2028
Summit Lake | 1206_G_IC4 | 1206 | G | IC4 |  | Combustion Turbine |  |  | Iowa |  | Union |  |  | 1 |  | 1948 | 2007 | [32 empty] | Central Iowa Power Cooperative | 100 | Central Iowa Power Cooperative | 100 | Regulated | Dropped - Retired/Planned Retirement by 06/2028
Summit Lake | 1206_G_IC5 | 1206 | G | IC5 |  | Combustion Turbine |  |  | Iowa |  | Union |  |  | 1 |  | 1948 | 2007 | [32 empty] | Central Iowa Power Cooperative | 100 | Central Iowa Power Cooperative | 100 | Regulated | Dropped - Retired/Planned Retirement by 06/2028
Potter Station 2 | 1660_G_IC2 | 1660 | G | IC2 |  | Combustion Turbine |  |  | Massachusetts |  | Norfolk |  |  | 2.3 |  | 1963 | 2007 | [32 empty] | Town of Braintree - (MA) | 100 | Town of Braintree - (MA) | 100 | Regulated | Dropped - Retired/Planned Retirement by 06/2028
Spring Valley | 2013_G_1 | 2013 | G | 1 |  | Combustion Turbine |  |  | Minnesota |  | Fillmore |  |  | 0.8 |  | 1949 | 2007 | [32 empty] | Spring Valley Pub Utils Comm | 100 | Spring Valley Pub Utils Comm | 100 | Regulated | Dropped - Retired/Planned Retirement by 06/2028
W S Lee | 3264_G_4 | 3264 | G | 4 |  | Combustion Turbine |  |  | South Carolina |  | Anderson |  |  | 30 |  | 1978 | 2007 | [32 empty] | Duke Energy Carolinas, LLC | 100 | Duke Energy Carolinas, LLC | 100 | Regulated | Dropped - Retired/Planned Retirement by 06/2028
W S Lee | 3264_G_5 | 3264 | G | 5 |  | Combustion Turbine |  |  | South Carolina |  | Anderson |  |  | 30 |  | 1968 | 2007 | [32 empty] | Duke Energy Carolinas, LLC | 100 | Duke Energy Carolinas, LLC | 100 | Regulated | Dropped - Retired/Planned Retirement by 06/2028
W S Lee | 3264_G_6 | 3264 | G | 6 |  | Combustion Turbine |  |  | South Carolina |  | Anderson |  |  | 30 |  | 1968 | 2007 | [32 empty] | Duke Energy Carolinas, LLC | 100 | Duke Energy Carolinas, LLC | 100 | Regulated | Dropped - Retired/Planned Retirement by 06/2028
Portola | 6524_G_1 | 6524 | G | 1 |  | Combustion Turbine |  |  | California |  | Plumas |  |  | 2 |  | 1965 | 2007 | [32 empty] | Sierra Pacific Power Co | 100 | Sierra Pacific Power Co | 100 | Regulated | Dropped - Retired/Planned Retirement by 06/2028
Portola | 6524_G_2 | 6524 | G | 2 |  | Combustion Turbine |  |  | California |  | Plumas |  |  | 2 |  | 1965 | 2007 | [32 empty] | Sierra Pacific Power Co | 100 | Sierra Pacific Power Co | 100 | Regulated | Dropped - Retired/Planned Retirement by 06/2028
Portola | 6524_G_3 | 6524 | G | 3 |  | Combustion Turbine |  |  | California |  | Plumas |  |  | 2 |  | 1965 | 2007 | [32 empty] | Sierra Pacific Power Co | 100 | Sierra Pacific Power Co | 100 | Regulated | Dropped - Retired/Planned Retirement by 06/2028
Georgia-Pacific Palatka Operations | 10611_G_GEN3 | 10611 | G | GEN3 |  | Non-Fossil Waste |  |  | Florida |  | Putnam |  |  | 4.7 |  | 1956 | [33 empty] | Georgia-Pacific Consr Ops LLC-Palatka | 100 | Georgia-Pacific Consr Ops LLC-Palatka | 100 | Non-regulated | Dropped - Plant is identified as onsite because it is a net buyer of electricity in 2021
Freeport Energy | 52120_G_G-33 | 52120 | G | G-33 |  | Combined Cycle |  |  | Texas |  | Brazoria |  |  | 49 |  | 1953 | [33 empty] | Olin Blue Cube Operations | 100 | Olin Blue Cube Operations | 100 | Non-regulated | Dropped - Plant is identified as onsite because it is a net buyer of electricity in 2021
Ponca City Refinery | 52188_G_G3 | 52188 | G | G3 |  | O/G Steam |  |  | Oklahoma |  | Kay |  |  | 9 |  | 1954 | 2007 | [32 empty] | Phillips 66-Ponca City Refinery | 100 | Phillips 66-Ponca City Refinery | 100 | Non-regulated | Dropped - Retired/Planned Retirement by 06/2028
Cove | 826_G_1 | 826 | G | 1 |  | Hydro |  |  | Idaho |  | Caribou |  |  | 7 |  | 1917 | 2006 | [32 empty] | PacifiCorp | 100 | PacifiCorp | 100 | Regulated | Dropped - Retired/Planned Retirement by 06/2028
F B Culley | 1012_G_1 | 1012 | G | 1 |  | Coal Steam |  |  | Indiana |  | Warrick |  |  | 42 |  | 1955 | 2006 | [32 empty] | Southern Indiana Gas & Elec Co | 100 | Southern Indiana Gas & Elec Co | 100 | Regulated | Dropped - Retired/Planned Retirement by 06/2028 | bar: B1 B1 B1 B1 B1
McPherson 2 | 1305_G_1 | 1305 | G | 1 |  | O/G Steam |  |  | Kansas |  | McPherson |  |  | 26.6 |  | 1963 | 2006 | [32 empty] | City of McPherson - (KS) | 100 | City of McPherson - (KS) | 100 | Regulated | Dropped - Retired/Planned Retirement by 06/2028 | bar: B1 B1 B1 B1 B1
Henderson I | 1372_G_1 | 1372 | G | 1 |  | Combustion Turbine |  |  | Kentucky |  | Henderson |  |  | 1 |  | 1948 | 2006 | [32 empty] | Henderson City Utility Comm | 100 | Henderson City Utility Comm | 100 | Regulated | Dropped - Retired/Planned Retirement by 06/2028
Henderson I | 1372_G_2 | 1372 | G | 2 |  | Combustion Turbine |  |  | Kentucky |  | Henderson |  |  | 1 |  | 1948 | 2006 | [32 empty] | Henderson City Utility Comm | 100 | Henderson City Utility Comm | 100 | Regulated | Dropped - Retired/Planned Retirement by 06/2028
Presque Isle | 1769_G_1 | 1769 | G | 1 |  | Coal Steam |  |  | Michigan |  | Marquette |  |  | 25 |  | 1955 | 2006 | [32 empty] | Wisconsin Electric Power Co | 100 | Wisconsin Electric Power Co | 100 | Regulated | Dropped - Retired/Planned Retirement by 06/2028 | bar: B1 B1 B1 B1 B1
Presque Isle | 1769_G_2 | 1769 | G | 2 |  | Coal Steam |  |  | Michigan |  | Marquette |  |  | 37 |  | 1962 | 2006 | [32 empty] | Wisconsin Electric Power Co | 100 | Wisconsin Electric Power Co | 100 | Regulated | Dropped - Retired/Planned Retirement by 06/2028 | B1 B1 B1 B1 B1: 2
Minnesota Valley | 1918_G_3 | 1918 | G | 3 |  | O/G Steam |  |  | Minnesota |  | Chippewa |  |  | 46.9 |  | 1953 | 2006 | [32 empty] | Northern States Power Co - Minnesota | 100 | Northern States Power Co - Minnesota | 100 | Regulated | Dropped - Retired/Planned Retirement by 06/2028 | B1 B1 B1 B1 B1: 4
West Fairbault | 1932_G_2 | 1932 | G | 2 |  | Combustion Turbine |  |  | Minnesota |  | Rice |  |  | 15.9 |  | 1965 | 2006 | [32 empty] | Northern States Power Co - Minnesota | 100 | Northern States Power Co - Minnesota | 100 | Regulated | Dropped - Retired/Planned Retirement by 06/2028
West Fairbault | 1932_G_3 | 1932 | G | 3 |  | Combustion Turbine |  |  | Minnesota |  | Rice |  |  | 13.5 |  | 1965 | 2006 | [32 empty] | Northern States Power Co - Minnesota | 100 | Northern States Power Co - Minnesota | 100 | Regulated | Dropped - Retired/Planned Retirement by 06/2028
Willmar | 2022_G_ST1 | 2022 | G | ST1 |  | Coal Steam |  |  | Minnesota |  | Kandiyohi |  |  | 4 |  | 1949 | 2006 | [32 empty] | Willmar Municipal Utilities | 100 | Willmar Municipal Utilities | 100 | Regulated | Dropped - Retired/Planned Retirement by 06/2028 | B1 B1 B1 B1 B1: 1; B10 B10 B10 B10 B10: 2; B2 B2 B2 B2 B2: 3
Animas | 2465_G_HY1 | 2465 | G | HY1 |  | Hydro |  |  | New Mexico |  | San Juan |  |  | 0.2 |  | 1927 | 2006 | [32 empty] | City of Farmington - (NM) | 100 | City of Farmington - (NM) | 100 | Regulated | Dropped - Retired/Planned Retirement by 06/2028
Lon C Hill | 3440_G_1 | 3440 | G | 1 |  | O/G Steam |  |  | Texas |  | Nueces |  |  | 75 |  | 1954 | 2006 | [32 empty] | ReNu Power Holdings LLC | 100 | ReNu Power Holdings LLC | 100 | Non-regulated | Dropped - Retired/Planned Retirement by 06/2028
Lon C Hill | 3440_G_2 | 3440 | G | 2 |  | O/G Steam |  |  | Texas |  | Nueces |  |  | 75 |  | 1956 | 2006 | [32 empty] | ReNu Power Holdings LLC | 100 | ReNu Power Holdings LLC | 100 | Non-regulated | Dropped - Retired/Planned Retirement by 06/2028
Lon C Hill | 3440_G_4 | 3440 | G | 4 |  | O/G Steam |  |  | Texas |  | Nueces |  |  | 245 |  | 1969 | 2006 | [32 empty] | ReNu Power Holdings LLC | 100 | ReNu Power Holdings LLC | 100 | Non-regulated | Dropped - Retired/Planned Retirement by 06/2028
La Palma | 3442_G_7 | 3442 | G | 7 |  | Combustion Turbine |  |  | Texas |  | Cameron |  |  | 52 |  | 1975 | 2006 | [32 empty] | ReNu Power Holdings LLC | 100 | ReNu Power Holdings LLC | 100 | Non-regulated | Dropped - Retired/Planned Retirement by 06/2028
Vernon | 3623_G_1 | 3623 | G | 1 |  | Combustion Turbine |  |  | Texas |  | Wilbarger |  |  | 2 |  | 1963 | 2006 | [32 empty] | AEP Texas North Company | 100 | AEP Texas North Company | 100 | Non-regulated | Dropped - Retired/Planned Retirement by 06/2028
Vernon | 3623_G_2 | 3623 | G | 2 |  | Combustion Turbine |  |  | Texas |  | Wilbarger |  |  | 1 |  | 1952 | 2006 | [32 empty] | AEP Texas North Company | 100 | AEP Texas North Company | 100 | Non-regulated | Dropped - Retired/Planned Retirement by 06/2028
Vernon | 3623_G_3 | 3623 | G | 3 |  | Combustion Turbine |  |  | Texas |  | Wilbarger |  |  | 1.1 |  | 1961 | 2006 | [32 empty] | AEP Texas North Company | 100 | AEP Texas North Company | 100 | Non-regulated | Dropped - Retired/Planned Retirement by 06/2028
Vernon | 3623_G_4 | 3623 | G | 4 |  | Combustion Turbine |  |  | Texas |  | Wilbarger |  |  | 4 |  | 1968 | 2006 | [32 empty] | AEP Texas North Company | 100 | AEP Texas North Company | 100 | Non-regulated | Dropped - Retired/Planned Retirement by 06/2028
Vernon | 3623_G_7 | 3623 | G | 7 |  | Combustion Turbine |  |  | Texas |  | Wilbarger |  |  | 1 |  | 1953 | 2006 | [32 empty] | AEP Texas North Company | 100 | AEP Texas North Company | 100 | Non-regulated | Dropped - Retired/Planned Retirement by 06/2028
Grimh | 3996_G_1 | 3996 | G | 1 |  | Hydro |  |  | Wisconsin |  | Sawyer |  |  | 0.1 |  | 1928 | 2006 | [32 empty] | North Central Power Co Inc | 100 | North Central Power Co Inc | 100 | Regulated | Dropped - Retired/Planned Retirement by 06/2028
Grimh | 3996_G_3 | 3996 | G | 3 |  | Hydro |  |  | Wisconsin |  | Sawyer |  |  | 0.2 |  | 1965 | 2006 | [32 empty] | North Central Power Co Inc | 100 | North Central Power Co Inc | 100 | Regulated | Dropped - Retired/Planned Retirement by 06/2028
Grimh | 3996_G_IC1 | 3996 | G | IC1 |  | Combustion Turbine |  |  | Wisconsin |  | Sawyer |  |  | 0.6 |  | 1951 | 2006 | [32 empty] | North Central Power Co Inc | 100 | North Central Power Co Inc | 100 | Regulated | Dropped - Retired/Planned Retirement by 06/2028
Boardman | 4249_G_HC1 | 4249 | G | HC1 |  | Hydro |  |  | Michigan |  | Grand Traverse |  |  | 0.8 |  | 1985 | 2006 | [32 empty] | City of Traverse City - (MI) | 100 | City of Traverse City - (MI) | 100 | Regulated | Dropped - Retired/Planned Retirement by 06/2028
Portland (FL) | 6192_G_1 | 6192 | G | 1 |  | Combustion Turbine |  |  | Florida |  | Walton |  |  | 7 |  | 1964 | 2006 | [32 empty] | PowerSouth Energy Cooperative | 100 | PowerSouth Energy Cooperative | 100 | Regulated | Dropped - Retired/Planned Retirement by 06/2028
Apple River | 6231_G_2 | 6231 | G | 2 |  | Hydro |  |  | Wisconsin |  | St Croix |  |  | 0.8 |  | 1901 | 2006 | [32 empty] | Northern States Power Co - Minnesota | 100 | Northern States Power Co - Minnesota | 100 | Regulated | Dropped - Retired/Planned Retirement by 06/2028
St Marys IC | 6338_G_1 | 6338 | G | 1 |  | Combustion Turbine |  |  | Alaska |  | Bethel |  |  | 0.6 |  | 1977 | [33 empty] | Alaska Village Elec Coop, Inc | 100 | Alaska Village Elec Coop, Inc | 100 | Regulated | Dropped - in Alaska or in Hawaii or Puerto Rico
Yakutat | 6637_G_5 | 6637 | G | 5 |  | Combustion Turbine |  |  | Alaska |  | Yakutat |  |  | 0.3 |  | 1989 | [33 empty] | Alaska Village Elec Coop, Inc | 100 | Alaska Village Elec Coop, Inc | 100 | Regulated | Dropped - in Alaska or in Hawaii or Puerto Rico
Marceline | 7470_G_3 | 7470 | G | 3 |  | Combustion Turbine |  |  | Missouri |  | Linn |  |  | 1.2 |  | 1959 | 2006 | [32 empty] | City of Marceline - (MO) | 100 | City of Marceline - (MO) | 100 | Regulated | Dropped - Retired/Planned Retirement by 06/2028
Marceline | 7470_G_4 | 7470 | G | 4 |  | Combustion Turbine |  |  | Missouri |  | Linn |  |  | 0.4 |  | 1995 | 2006 | [32 empty] | City of Marceline - (MO) | 100 | City of Marceline - (MO) | 100 | Regulated | Dropped - Retired/Planned Retirement by 06/2028
Hallock | 7895_G_1 | 7895 | G | 1 |  | Combustion Turbine |  |  | Illinois |  | Peoria |  |  | 1.6 |  | 2000 | 2006 | [32 empty] | Central Illinois Light Co | 100 | Central Illinois Light Co | 100 | Regulated | Dropped - Retired/Planned Retirement by 06/2028
Hallock | 7895_G_2 | 7895 | G | 2 |  | Combustion Turbine |  |  | Illinois |  | Peoria |  |  | 1.6 |  | 2000 | 2006 | [32 empty] | Central Illinois Light Co | 100 | Central Illinois Light Co | 100 | Regulated | Dropped - Retired/Planned Retirement by 06/2028
Hallock | 7895_G_3 | 7895 | G | 3 |  | Combustion Turbine |  |  | Illinois |  | Peoria |  |  | 1.6 |  | 2000 | 2006 | [32 empty] | Central Illinois Light Co | 100 | Central Illinois Light Co | 100 | Regulated | Dropped - Retired/Planned Retirement by 06/2028
Hallock | 7895_G_4 | 7895 | G | 4 |  | Combustion Turbine |  |  | Illinois |  | Peoria |  |  | 1.6 |  | 2000 | 2006 | [32 empty] | Central Illinois Light Co | 100 | Central Illinois Light Co | 100 | Regulated | Dropped - Retired/Planned Retirement by 06/2028
Hallock | 7895_G_5 | 7895 | G | 5 |  | Combustion Turbine |  |  | Illinois |  | Peoria |  |  | 1.6 |  | 2000 | 2006 | [32 empty] | Central Illinois Light Co | 100 | Central Illinois Light Co | 100 | Regulated | Dropped - Retired/Planned Retirement by 06/2028
Hallock | 7895_G_6 | 7895 | G | 6 |  | Combustion Turbine |  |  | Illinois |  | Peoria |  |  | 1.6 |  | 2000 | 2006 | [32 empty] | Central Illinois Light Co | 100 | Central Illinois Light Co | 100 | Regulated | Dropped - Retired/Planned Retirement by 06/2028
Hallock | 7895_G_7 | 7895 | G | 7 |  | Combustion Turbine |  |  | Illinois |  | Peoria |  |  | 1.6 |  | 2000 | 2006 | [32 empty] | Central Illinois Light Co | 100 | Central Illinois Light Co | 100 | Regulated | Dropped - Retired/Planned Retirement by 06/2028
Hallock | 7895_G_8 | 7895 | G | 8 |  | Combustion Turbine |  |  | Illinois |  | Peoria |  |  | 1.6 |  | 2000 | 2006 | [32 empty] | Central Illinois Light Co | 100 | Central Illinois Light Co | 100 | Regulated | Dropped - Retired/Planned Retirement by 06/2028
Baptist Medical Center | 10008_G_CG-4 | 10008 | G | CG-4 |  | Combustion Turbine |  |  | Florida |  | Duval |  |  | 0.5 |  | 1973 | 2006 | [32 empty] | Baptist Memorial Hospital | 100 | Baptist Memorial Hospital | 100 | Non-regulated | Dropped - Retired/Planned Retirement by 06/2028
Kaweah Delta District Hospital | 10042_G_KDH2 | 10042 | G | KDH2 |  | Combustion Turbine |  |  | California |  | Tulare |  |  | 0.5 |  | 1984 | 2006 | [32 empty] | Kaweah Delta Hospital | 100 | Kaweah Delta Hospital | 100 | Non-regulated | Dropped - Retired/Planned Retirement by 06/2028
Goodyear Power Plant | 10114_G_T-1 | 10114 | G | T-1 |  | Coal Steam |  |  | Ohio |  | Summit |  |  | 5 |  | 1975 | 2006 | [32 empty] | Goodyear Tire & Rubber Co | 100 | Goodyear Tire & Rubber Co | 100 | Non-regulated | Dropped - Retired/Planned Retirement by 06/2028
Goodyear Power Plant | 10114_G_T-2 | 10114 | G | T-2 |  | Coal Steam |  |  | Ohio |  | Summit |  |  | 10 |  | 1977 | 2006 | [32 empty] | Goodyear Tire & Rubber Co | 100 | Goodyear Tire & Rubber Co | 100 | Non-regulated | Dropped - Retired/Planned Retirement by 06/2028
Goodyear Power Plant | 10114_G_T-3 | 10114 | G | T-3 |  | Coal Steam |  |  | Ohio |  | Summit |  |  | 6 |  | 1984 | 2006 | [32 empty] | Goodyear Tire & Rubber Co | 100 | Goodyear Tire & Rubber Co | 100 | Non-regulated | Dropped - Retired/Planned Retirement by 06/2028
Goodyear Power Plant | 10114_G_T-4 | 10114 | G | T-4 |  | Coal Steam |  |  | Ohio |  | Summit |  |  | 12 |  | 1953 | 2006 | [32 empty] | Goodyear Tire & Rubber Co | 100 | Goodyear Tire & Rubber Co | 100 | Non-regulated | Dropped - Retired/Planned Retirement by 06/2028
Indeck Pepperell Power Facility | 10522_G_GEN1 | 10522 | G | GEN1 |  | Combustion Turbine |  |  | Massachusetts |  | Middlesex |  |  | 20.9 |  | 1989 | 2006 | [32 empty] | Pepperell Realty LLC | 100 | Pepperell Realty LLC | 100 | Non-regulated | Dropped - Retired/Planned Retirement by 06/2028
Palomar Medical Center | 50319_G_EG-1 | 50319 | G | EG-1 |  | Combustion Turbine |  |  | California |  | San Diego |  |  | 0.7 |  | 1986 | 2006 | [32 empty] | Palomar Medical Center | 100 | Palomar Medical Center | 100 | Non-regulated | Dropped - Retired/Planned Retirement by 06/2028
Palomar Medical Center | 50319_G_EG-2 | 50319 | G | EG-2 |  | Combustion Turbine |  |  | California |  | San Diego |  |  | 0.7 |  | 1986 | 2006 | [32 empty] | Palomar Medical Center | 100 | Palomar Medical Center | 100 | Non-regulated | Dropped - Retired/Planned Retirement by 06/2028
Specialty Minerals | 50356_G_1 | 50356 | G | 1 |  | Combustion Turbine |  |  | Massachusetts |  | Berkshire |  |  | 4.8 |  | 1988 | 2006 | [32 empty] | Specialty Minerals Inc | 100 | Specialty Minerals Inc | 100 | Non-regulated | Dropped - Retired/Planned Retirement by 06/2028
Gramercy Holdings LLC | 50846_G_GT1 | 50846 | G | GT1 |  | Combustion Turbine |  |  | Louisiana |  | St James |  |  | 15 |  | 1969 | [33 empty] | Atalco Gramercy LLC | 100 | Atalco Gramercy LLC | 100 | Non-regulated | Dropped - Plant is identified as onsite because it is a net buyer of electricity in 2021
Pryor Power Plant | 50991_G_GEN4 | 50991 | G | GEN4 |  | Combustion Turbine |  |  | Oklahoma |  | Mayes |  |  | 33.5 |  | 1990 | 2006 | [32 empty] | Calpine Corp | 100 | Calpine Corp | 100 | Non-regulated | Dropped - Retired/Planned Retirement by 06/2028
Pryor Power Plant | 50991_G_GEN8 | 50991 | G | GEN8 |  | O/G Steam |  |  | Oklahoma |  | Mayes |  |  | 2.5 |  | 1943 | 2006 | [32 empty] | Calpine Corp | 100 | Calpine Corp | 100 | Non-regulated | Dropped - Retired/Planned Retirement by 06/2028
Pryor Power Plant | 50991_G_GEN9 | 50991 | G | GEN9 |  | O/G Steam |  |  | Oklahoma |  | Mayes |  |  | 10 |  | 1953 | 2006 | [32 empty] | Calpine Corp | 100 | Calpine Corp | 100 | Non-regulated | Dropped - Retired/Planned Retirement by 06/2028
Sandow No 5 | 52071_G_GEN1 | 52071 | G | GEN1 |  | Coal Steam |  |  | Texas |  | Milam |  |  | 121 |  | 1953 | 2006 | [32 empty] | Luminant Generation Company LLC | 100 | Luminant Generation Company LLC | 100 | Non-regulated | Dropped - Retired/Planned Retirement by 06/2028 | B1 B1 B1 B1 B1: SANDW1
Sandow No 5 | 52071_G_GEN2 | 52071 | G | GEN2 |  | Coal Steam |  |  | Texas |  | Milam |  |  | 121 |  | 1954 | 2006 | [32 empty] | Luminant Generation Company LLC | 100 | Luminant Generation Company LLC | 100 | Non-regulated | Dropped - Retired/Planned Retirement by 06/2028 | B1 B1 B1 B1 B1: SANDW2
Sandow No 5 | 52071_G_GEN3 | 52071 | G | GEN3 |  | Coal Steam |  |  | Texas |  | Milam |  |  | 121 |  | 1954 | 2006 | [32 empty] | Luminant Generation Company LLC | 100 | Luminant Generation Company LLC | 100 | Non-regulated | Dropped - Retired/Planned Retirement by 06/2028 | B1 B1 B1 B1 B1: SANDW3
Brown Williamson Tobacco | 54243_G_BWO1 | 54243 | G | BWO1 |  | Coal Steam |  |  | Georgia |  | Bibb |  |  | 0.8 |  | 1987 | 2006 | [32 empty] | Cumberland and Western Resources | 100 | Cumberland and Western Resources | 100 | Non-regulated | Dropped - Retired/Planned Retirement by 06/2028
Durango Georgia Paper | 54428_G_NO1 | 54428 | G | NO1 |  | Coal Steam |  |  | Georgia |  | Camden |  |  | 3.8 |  | 1941 | 2006 | [32 empty] | Durango-Georgia Paper Co | 100 | Durango-Georgia Paper Co | 100 | Non-regulated | Dropped - Retired/Planned Retirement by 06/2028
Durango Georgia Paper | 54428_G_NO2 | 54428 | G | NO2 |  | Coal Steam |  |  | Georgia |  | Camden |  |  | 6.3 |  | 1947 | 2006 | [32 empty] | Durango-Georgia Paper Co | 100 | Durango-Georgia Paper Co | 100 | Non-regulated | Dropped - Retired/Planned Retirement by 06/2028
Durango Georgia Paper | 54428_G_NO3 | 54428 | G | NO3 |  | Coal Steam |  |  | Georgia |  | Camden |  |  | 17.5 |  | 1955 | 2006 | [32 empty] | Durango-Georgia Paper Co | 100 | Durango-Georgia Paper Co | 100 | Non-regulated | Dropped - Retired/Planned Retirement by 06/2028
Dixon Marquette | 54516_G_0020 | 54516 | G | 0020 |  | Combustion Turbine |  |  | Illinois |  | Lee |  |  | 2.3 |  | 1992 | 2006 | [32 empty] | St Marys Cement Inc | 100 | St Marys Cement Inc | 100 | Non-regulated | Dropped - Retired/Planned Retirement by 06/2028
Dixon Marquette | 54516_G_0021 | 54516 | G | 0021 |  | Combustion Turbine |  |  | Illinois |  | Lee |  |  | 2.3 |  | 1992 | 2006 | [32 empty] | St Marys Cement Inc | 100 | St Marys Cement Inc | 100 | Non-regulated | Dropped - Retired/Planned Retirement by 06/2028
Dixon Marquette | 54516_G_0022 | 54516 | G | 0022 |  | Combustion Turbine |  |  | Illinois |  | Lee |  |  | 2.3 |  | 1992 | 2006 | [32 empty] | St Marys Cement Inc | 100 | St Marys Cement Inc | 100 | Non-regulated | Dropped - Retired/Planned Retirement by 06/2028
Dixon Marquette | 54516_G_0023 | 54516 | G | 0023 |  | Combustion Turbine |  |  | Illinois |  | Lee |  |  | 2.3 |  | 1992 | 2006 | [32 empty] | St Marys Cement Inc | 100 | St Marys Cement Inc | 100 | Non-regulated | Dropped - Retired/Planned Retirement by 06/2028
Dixon Marquette | 54516_G_0024 | 54516 | G | 0024 |  | Combustion Turbine |  |  | Illinois |  | Lee |  |  | 2.3 |  | 1992 | 2006 | [32 empty] | St Marys Cement Inc | 100 | St Marys Cement Inc | 100 | Non-regulated | Dropped - Retired/Planned Retirement by 06/2028
Dixon Marquette | 54516_G_0034 | 54516 | G | 0034 |  | Combustion Turbine |  |  | Illinois |  | Lee |  |  | 2.3 |  | 1993 | 2006 | [32 empty] | St Marys Cement Inc | 100 | St Marys Cement Inc | 100 | Non-regulated | Dropped - Retired/Planned Retirement by 06/2028
Shenango Neville Island Coke Works | 54532_G_2WH | 54532 | G | 2WH |  | Fossil Waste |  |  | Pennsylvania |  | Allegheny |  |  | 4.7 |  | 1920 | 2006 | [32 empty] | Shenango Inc | 100 | Shenango Inc | 100 | Non-regulated | Dropped - Retired/Planned Retirement by 06/2028
Shenango Neville Island Coke Works | 54532_G_3GE | 54532 | G | 3GE |  | Fossil Waste |  |  | Pennsylvania |  | Allegheny |  |  | 5.9 |  | 1929 | 2006 | [32 empty] | Shenango Inc | 100 | Shenango Inc | 100 | Non-regulated | Dropped - Retired/Planned Retirement by 06/2028
BIOTEN Power Plant | 55021_G_GEN1 | 55021 | G | GEN1 |  | Biomass |  |  | Tennessee |  | Macon |  |  | 5.8 |  | 1997 | 2006 | [32 empty] | Bioten GP | 100 | Bioten GP | 100 | Non-regulated | Dropped - Retired/Planned Retirement by 06/2028
Biodyne Congress | 55056_G_1 | 55056 | G | 1 |  | Landfill Gas |  |  | Illinois |  | Cook |  |  | 4.2 |  | 2001 | 2006 | [32 empty] | Resource Technology Corp | 100 | Resource Technology Corp | 100 | Non-regulated | Dropped - Retired/Planned Retirement by 06/2028
Biodyne Congress | 55056_G_2 | 55056 | G | 2 |  | Landfill Gas |  |  | Illinois |  | Cook |  |  | 4.2 |  | 2001 | 2006 | [32 empty] | Resource Technology Corp | 100 | Resource Technology Corp | 100 | Non-regulated | Dropped - Retired/Planned Retirement by 06/2028
Biodyne Congress | 55056_G_3 | 55056 | G | 3 |  | Landfill Gas |  |  | Illinois |  | Cook |  |  | 4.2 |  | 2001 | 2006 | [32 empty] | Resource Technology Corp | 100 | Resource Technology Corp | 100 | Non-regulated | Dropped - Retired/Planned Retirement by 06/2028
Enterprise Energy Facility | 55373_G_CT3 | 55373 | G | CT3 |  | Combustion Turbine |  |  | Mississippi |  | Clark |  |  | 75 |  | 2002 | 2006 | [32 empty] | DEGS of O&M, LLC | 100 | DEGS of O&M, LLC | 100 | Non-regulated | Dropped - Retired/Planned Retirement by 06/2028
Enterprise Energy Facility | 55373_G_CT4 | 55373 | G | CT4 |  | Combustion Turbine |  |  | Mississippi |  | Clark |  |  | 75 |  | 2002 | 2006 | [32 empty] | DEGS of O&M, LLC | 100 | DEGS of O&M, LLC | 100 | Non-regulated | Dropped - Retired/Planned Retirement by 06/2028
Enterprise Energy Facility | 55373_G_CT5 | 55373 | G | CT5 |  | Combustion Turbine |  |  | Mississippi |  | Clark |  |  | 75 |  | 2002 | 2006 | [32 empty] | DEGS of O&M, LLC | 100 | DEGS of O&M, LLC | 100 | Non-regulated | Dropped - Retired/Planned Retirement by 06/2028
Enterprise Energy Facility | 55373_G_CT6 | 55373 | G | CT6 |  | Combustion Turbine |  |  | Mississippi |  | Clark |  |  | 75 |  | 2002 | 2006 | [32 empty] | DEGS of O&M, LLC | 100 | DEGS of O&M, LLC | 100 | Non-regulated | Dropped - Retired/Planned Retirement by 06/2028
Groveton Paper Board | 56140_G_TUR1 | 56140 | G | TUR1 |  | Combustion Turbine |  |  | New Hampshire |  | Plaquemines |  |  | 4 |  | 2001 | 2006 | [32 empty] | Groveton Paper Board, Inc | 100 | Groveton Paper Board, Inc | 100 | Non-regulated | Dropped - Retired/Planned Retirement by 06/2028
Groveton Paper Board | 56140_G_TUR2 | 56140 | G | TUR2 |  | Combustion Turbine |  |  | New Hampshire |  | Plaquemines |  |  | 4 |  | 2001 | 2006 | [32 empty] | Groveton Paper Board, Inc | 100 | Groveton Paper Board, Inc | 100 | Non-regulated | Dropped - Retired/Planned Retirement by 06/2028
Keuka | 2533_G_1 | 2533 | G | 1 |  | Hydro |  |  | New York |  | Steuben |  |  | 1.9 |  | 1928 | 2006 | [32 empty] | New York State Elec & Gas Corp | 100 | New York State Elec & Gas Corp | 100 | Regulated | Dropped - Retired/Planned Retirement by 06/2028
Delaware Generating Station | 3160_G_1 | 3160 | G | 1 |  | Combustion Turbine |  |  | Pennsylvania |  | Philadelphia |  |  | 2.7 |  | 1967 | 2006 | [32 empty] | Constellation Power, Inc | 100 | Constellation Power, Inc | 100 | Non-regulated | Dropped - Retired/Planned Retirement by 06/2028
Kaweah Delta District Hospital | 10042_G_KDH1 | 10042 | G | KDH1 |  | Combustion Turbine |  |  | California |  | Tulare |  |  | 0.5 |  | 1984 | 2006 | [32 empty] | Kaweah Delta Hospital | 100 | Kaweah Delta Hospital | 100 | Non-regulated | Dropped - Retired/Planned Retirement by 06/2028
Coca Cola Bottling of New York | 10829_G_ENG1 | 10829 | G | ENG1 |  | Combustion Turbine |  |  | New York |  | Westcherster |  |  | 0.6 |  | 1989 | 2006 | [32 empty] | Ridgewood Power Management LLC | 100 | Ridgewood Power Management LLC | 100 | Non-regulated | Dropped - Retired/Planned Retirement by 06/2028
Coca Cola Bottling of New York | 10829_G_ENG2 | 10829 | G | ENG2 |  | Combustion Turbine |  |  | New York |  | Westcherster |  |  | 0.6 |  | 1989 | 2006 | [32 empty] | Ridgewood Power Management LLC | 100 | Ridgewood Power Management LLC | 100 | Non-regulated | Dropped - Retired/Planned Retirement by 06/2028
Coca Cola Bottling of New York | 10829_G_ENG3 | 10829 | G | ENG3 |  | Combustion Turbine |  |  | New York |  | Westcherster |  |  | 0.6 |  | 1989 | 2006 | [32 empty] | Ridgewood Power Management LLC | 100 | Ridgewood Power Management LLC | 100 | Non-regulated | Dropped - Retired/Planned Retirement by 06/2028
Rowan University | 50173_G_GEN1 | 50173 | G | GEN1 |  | Combustion Turbine |  |  | New Jersey |  | Gloucester |  |  | 1.2 |  | 1992 | 2006 | [32 empty] | Rowan University | 100 | Rowan University | 100 | Non-regulated | Dropped - Retired/Planned Retirement by 06/2028
Valero Energy Port Arthur Refinery | 52108_G_GEN3 | 52108 | G | GEN3 |  | Combined Cycle |  |  | Texas |  | JEFFERSON |  |  | 12 |  | 1972 | 2006 | [32 empty] | Valero Energy Corporation | 100 | Valero Energy Corporation | 100 | Non-regulated | Dropped - Retired/Planned Retirement by 06/2028
Holly | 502_G_ARPA | 502 | G | ARPA |  | Combustion Turbine |  |  | Colorado |  | Prowers |  |  | 2 |  | 2002 | 2006 | [32 empty] | Arkansas River Power Authority | 87 | Arkansas River Power Authority | 87 | Regulated | Dropped - Retired/Planned Retirement by 06/2028
Paullina | 1174_G_2 | 1174 | G | 2 |  | Combustion Turbine |  |  | Iowa |  | O Brien |  |  | 0.9 |  | 1969 | 2006 | [32 empty] | City of Paullina - (IA) | 100 | City of Paullina - (IA) | 100 | Regulated | Dropped - Retired/Planned Retirement by 06/2028
Domtar Kingsport Mill | 10252_G_NO.6 | 10252 | G | NO.6 |  | Non-Fossil Waste |  |  | Tennessee |  | Sullivan |  |  | 7 |  | 1956 | [33 empty] | Domtar Paper Co LLC Kingsport Mill | 100 | Domtar Paper Co LLC Kingsport Mill | 100 | Non-regulated | Dropped - Plant is identified as onsite because it is a net buyer of electricity in 2021 | B1 B1 B1 B1 B1: 7; B10 B10 B10 B10 B10: REC 2; B2 B2 B2 B2 B2: THB
Domtar Kingsport Mill | 10252_G_NO.7 | 10252 | G | NO.7 |  | Non-Fossil Waste |  |  | Tennessee |  | Sullivan |  |  | 12 |  | 1965 | [33 empty] | Domtar Paper Co LLC Kingsport Mill | 100 | Domtar Paper Co LLC Kingsport Mill | 100 | Non-regulated | Dropped - Plant is identified as onsite because it is a net buyer of electricity in 2021 | B1 B1 B1 B1 B1: 7; B10 B10 B10 B10 B10: REC 2; B2 B2 B2 B2 B2: THB
South Oaks Hospital | 50136_G_GEN2 | 50136 | G | GEN2 |  | Combustion Turbine |  |  | New York |  | Suffolk |  |  | 0.1 |  | 1990 | 2006 | [32 empty] | South Oak Hospital | 100 | South Oak Hospital | 100 | Non-regulated | Dropped - Retired/Planned Retirement by 06/2028
Pryor Power Plant | 50991_G_GEN3 | 50991 | G | GEN3 |  | Combustion Turbine |  |  | Oklahoma |  | Mayes |  |  | 17.5 |  | 1990 | 2006 | [32 empty] | Calpine Corp | 100 | Calpine Corp | 100 | Non-regulated | Dropped - Retired/Planned Retirement by 06/2028
Riverbay | 52168_G_GEN1 | 52168 | G | GEN1 |  | O/G Steam |  |  | New York |  | Bronx |  |  | 5.6 |  | 1969 | 2006 | [32 empty] | Riverbay Corp | 100 | Riverbay Corp | 100 | Non-regulated | Dropped - Retired/Planned Retirement by 06/2028
Outagamie County Co-Generation Facility | 54842_G_GEN1 | 54842 | G | GEN1 |  | Landfill Gas |  |  | Wisconsin |  | Outagamie |  |  | 0.8 |  | 1991 | 2006 | [32 empty] | Outagamie Clean Energy Project LLC | 100 | Outagamie Clean Energy Project LLC | 100 | Non-regulated | Dropped - Retired/Planned Retirement by 06/2028
Outagamie County Co-Generation Facility | 54842_G_GEN2 | 54842 | G | GEN2 |  | Landfill Gas |  |  | Wisconsin |  | Outagamie |  |  | 0.8 |  | 1991 | 2006 | [32 empty] | Outagamie Clean Energy Project LLC | 100 | Outagamie Clean Energy Project LLC | 100 | Non-regulated | Dropped - Retired/Planned Retirement by 06/2028
Outagamie County Co-Generation Facility | 54842_G_GEN3 | 54842 | G | GEN3 |  | Landfill Gas |  |  | Wisconsin |  | Outagamie |  |  | 0.8 |  | 1991 | 2006 | [32 empty] | Outagamie Clean Energy Project LLC | 100 | Outagamie Clean Energy Project LLC | 100 | Non-regulated | Dropped - Retired/Planned Retirement by 06/2028
Modular Power LLC | 56183_G_1 | 56183 | G | 1 |  | Combustion Turbine |  |  | Michigan |  | Branch |  |  | 1.6 |  | 1999 | 2006 | [32 empty] | Michigan South Central Power Agency | 100 | Michigan South Central Power Agency | 100 | Regulated | Dropped - Retired/Planned Retirement by 06/2028
Modular Power LLC | 56183_G_2 | 56183 | G | 2 |  | Combustion Turbine |  |  | Michigan |  | Branch |  |  | 1.8 |  | 1999 | 2006 | [32 empty] | Michigan South Central Power Agency | 100 | Michigan South Central Power Agency | 100 | Regulated | Dropped - Retired/Planned Retirement by 06/2028
Modular Power LLC | 56183_G_3 | 56183 | G | 3 |  | Combustion Turbine |  |  | Michigan |  | Branch |  |  | 1.6 |  | 1999 | 2006 | [32 empty] | Michigan South Central Power Agency | 100 | Michigan South Central Power Agency | 100 | Regulated | Dropped - Retired/Planned Retirement by 06/2028
Biodyne Springfield | 55059_G_002 | 55059 | G | 002 |  | Landfill Gas |  |  | Illinois |  | Sangamon |  |  | 0.6 |  | 1997 | 2006 | [32 empty] | Resource Technology Corp | 100 | Resource Technology Corp | 100 | Non-regulated | Dropped - Retired/Planned Retirement by 06/2028
Biodyne Springfield | 55059_G_003 | 55059 | G | 003 |  | Landfill Gas |  |  | Illinois |  | Sangamon |  |  | 0.6 |  | 1997 | 2006 | [32 empty] | Resource Technology Corp | 100 | Resource Technology Corp | 100 | Non-regulated | Dropped - Retired/Planned Retirement by 06/2028
Biodyne Springfield | 55059_G_004 | 55059 | G | 004 |  | Landfill Gas |  |  | Illinois |  | Sangamon |  |  | 0.6 |  | 1997 | 2006 | [32 empty] | Resource Technology Corp | 100 | Resource Technology Corp | 100 | Non-regulated | Dropped - Retired/Planned Retirement by 06/2028
Biodyne Springfield | 55059_G_005 | 55059 | G | 005 |  | Landfill Gas |  |  | Illinois |  | Sangamon |  |  | 0.6 |  | 1997 | 2006 | [32 empty] | Resource Technology Corp | 100 | Resource Technology Corp | 100 | Non-regulated | Dropped - Retired/Planned Retirement by 06/2028
Waterside GT | 1367_G_7 | 1367 | G | 7 |  | Combustion Turbine |  |  | Kentucky |  | Jefferson |  |  | 11 |  | 1964 | 2006 | [32 empty] | Louisville Gas & Electric Co | 100 | Louisville Gas & Electric Co | 100 | Regulated | Dropped - Retired/Planned Retirement by 06/2028
Waterside GT | 1367_G_8 | 1367 | G | 8 |  | Combustion Turbine |  |  | Kentucky |  | Jefferson |  |  | 11 |  | 1964 | 2006 | [32 empty] | Louisville Gas & Electric Co | 100 | Louisville Gas & Electric Co | 100 | Regulated | Dropped - Retired/Planned Retirement by 06/2028
Virginia | 2018_G_1A | 2018 | G | 1A |  | Coal Steam |  |  | Minnesota |  | St Louis |  |  | 4 |  | 1992 | 2006 | [32 empty] | City of Virginia - (MN) | 100 | City of Virginia - (MN) | 100 | Regulated | Dropped - Retired/Planned Retirement by 06/2028
Marina Landfill Gas | 10748_G_LL1 | 10748 | G | LL1 |  | Landfill Gas |  |  | California |  | Monterey |  |  | 0.7 |  | 1994 | 2006 | [32 empty] | Monterey Regional Waste Mgmt | 100 | Monterey Regional Waste Mgmt | 100 | Non-regulated | Dropped - Retired/Planned Retirement by 06/2028
Valero Refinery Corpus Christi West | 50121_G_TG3 | 50121 | G | TG3 |  | Fossil Waste |  |  | Texas |  | Nueces |  |  | 7 |  | 1986 | [33 empty] | Valero Refining Co | 100 | Valero Refining Co | 100 | Non-regulated | Dropped - Plant is identified as onsite because it is a net buyer of electricity in 2021 | B1 B1 B1 B1 B1: B&W
Minnesota Wood Products | 54061_G_GEN1 | 54061 | G | GEN1 |  | Biomass |  |  | Minnesota |  | Hubbard |  |  | 11 |  | 1992 | 2006 | [32 empty] | Ainsworth Engineered USA LLC | 100 | Ainsworth Engineered USA LLC | 100 | Non-regulated | Dropped - Retired/Planned Retirement by 06/2028
Kamaoa Wind Farm | 54390_G_GEN1 | 54390 | G | GEN1 |  | Onshore Wind |  |  | Hawaii |  | Hawaii |  |  | 9.2 |  | 1987 | [33 empty] | Apollo Energy Corp | 100 | Apollo Energy Corp | 100 | Non-regulated | Dropped - in Alaska or in Hawaii or Puerto Rico
Gould Electronics Foil Division | 54838_G_G1 | 54838 | G | G1 |  | Combustion Turbine |  |  | Arizona |  | Maricopa |  |  | 0.5 |  | 1994 | 2006 | [32 empty] | Japan Energy Corp Ltd | 100 | Japan Energy Corp Ltd | 100 | Non-regulated | Dropped - Retired/Planned Retirement by 06/2028
Gould Electronics Foil Division | 54838_G_G2 | 54838 | G | G2 |  | Combustion Turbine |  |  | Arizona |  | Maricopa |  |  | 0.5 |  | 1994 | 2006 | [32 empty] | Japan Energy Corp Ltd | 100 | Japan Energy Corp Ltd | 100 | Non-regulated | Dropped - Retired/Planned Retirement by 06/2028
Phelps Dodge Chicago Rod | 54942_G_1 | 54942 | G | 1 |  | Combustion Turbine |  |  | Illinois |  | Cook |  |  | 0.7 |  | 1994 | 2006 | [32 empty] | Phelps Dodge Chicago Rod | 100 | Phelps Dodge Chicago Rod | 100 | Non-regulated | Dropped - Retired/Planned Retirement by 06/2028
Phelps Dodge Chicago Rod | 54942_G_2 | 54942 | G | 2 |  | Combustion Turbine |  |  | Illinois |  | Cook |  |  | 0.7 |  | 1994 | 2006 | [32 empty] | Phelps Dodge Chicago Rod | 100 | Phelps Dodge Chicago Rod | 100 | Non-regulated | Dropped - Retired/Planned Retirement by 06/2028
Phelps Dodge Chicago Rod | 54942_G_3 | 54942 | G | 3 |  | Combustion Turbine |  |  | Illinois |  | Cook |  |  | 0.7 |  | 1994 | 2006 | [32 empty] | Phelps Dodge Chicago Rod | 100 | Phelps Dodge Chicago Rod | 100 | Non-regulated | Dropped - Retired/Planned Retirement by 06/2028
Gambell | 57062_G_UNIT1 | 57062 | G | UNIT1 |  | Combustion Turbine |  |  | Alaska |  | Nome |  |  | 0.3 |  | 1985 | [33 empty] | Alaska Village Elec Coop, Inc | 100 | Alaska Village Elec Coop, Inc | 100 | Regulated | Dropped - in Alaska or in Hawaii or Puerto Rico
Warren | 2019_G_1 | 2019 | G | 1 |  | Combustion Turbine |  |  | Minnesota |  | Marshall |  |  | 0.9 |  | 1953 | 2006 | [32 empty] | City of Warren - (MN) | 100 | City of Warren - (MN) | 100 | Regulated | Dropped - Retired/Planned Retirement by 06/2028
Warren | 2019_G_2 | 2019 | G | 2 |  | Combustion Turbine |  |  | Minnesota |  | Marshall |  |  | 0.3 |  | 1948 | 2006 | [32 empty] | City of Warren - (MN) | 100 | City of Warren - (MN) | 100 | Regulated | Dropped - Retired/Planned Retirement by 06/2028
Warren | 2019_G_3 | 2019 | G | 3 |  | Combustion Turbine |  |  | Minnesota |  | Marshall |  |  | 0.1 |  | 1941 | 2006 | [32 empty] | City of Warren - (MN) | 100 | City of Warren - (MN) | 100 | Regulated | Dropped - Retired/Planned Retirement by 06/2028
Warren | 2019_G_4 | 2019 | G | 4 |  | Combustion Turbine |  |  | Minnesota |  | Marshall |  |  | 0.1 |  | 1935 | 2006 | [32 empty] | City of Warren - (MN) | 100 | City of Warren - (MN) | 100 | Regulated | Dropped - Retired/Planned Retirement by 06/2028
Shishmaref | 6345_G_4 | 6345 | G | 4 |  | Combustion Turbine |  |  | Alaska |  | Nome |  |  | 0.5 |  | 1988 | [33 empty] | Alaska Village Elec Coop, Inc | 100 | Alaska Village Elec Coop, Inc | 100 | Regulated | Dropped - in Alaska or in Hawaii or Puerto Rico
Riverdale Mills | 50601_G_GEN2 | 50601 | G | GEN2 |  | Combustion Turbine |  |  | Massachusetts |  | Worcester |  |  | 0.6 |  | 1988 | 2006 | [32 empty] | Riverdale Mills Corp | 100 | Riverdale Mills Corp | 100 | Non-regulated | Dropped - Retired/Planned Retirement by 06/2028
Lewes | 600_G_7 | 600 | G | 7 |  | Combustion Turbine |  |  | Delaware |  | Sussex |  |  | 0.9 |  | 1993 | 2006 | [32 empty] | City of Lewes - (DE) | 100 | City of Lewes - (DE) | 100 | Regulated | Dropped - Retired/Planned Retirement by 06/2028
Lewes | 600_G_8 | 600 | G | 8 |  | Combustion Turbine |  |  | Delaware |  | Sussex |  |  | 0.9 |  | 1993 | 2006 | [32 empty] | City of Lewes - (DE) | 100 | City of Lewes - (DE) | 100 | Regulated | Dropped - Retired/Planned Retirement by 06/2028
Neodesha | 1309_G_5 | 1309 | G | 5 |  | Combustion Turbine |  |  | Kansas |  | Wilson |  |  | 1 |  | 1952 | 2006 | [32 empty] | City of Neodesha - (KS) | 100 | City of Neodesha - (KS) | 100 | Regulated | Dropped - Retired/Planned Retirement by 06/2028
Neodesha | 1309_G_6 | 1309 | G | 6 |  | Combustion Turbine |  |  | Kansas |  | Wilson |  |  | 2.2 |  | 1956 | 2006 | [32 empty] | City of Neodesha - (KS) | 100 | City of Neodesha - (KS) | 100 | Regulated | Dropped - Retired/Planned Retirement by 06/2028
Neodesha | 1309_G_7 | 1309 | G | 7 |  | Combustion Turbine |  |  | Kansas |  | Wilson |  |  | 1.9 |  | 1962 | 2006 | [32 empty] | City of Neodesha - (KS) | 100 | City of Neodesha - (KS) | 100 | Regulated | Dropped - Retired/Planned Retirement by 06/2028
Neodesha | 1309_G_8 | 1309 | G | 8 |  | Combustion Turbine |  |  | Kansas |  | Wilson |  |  | 2.5 |  | 1968 | 2006 | [32 empty] | City of Neodesha - (KS) | 100 | City of Neodesha - (KS) | 100 | Regulated | Dropped - Retired/Planned Retirement by 06/2028
Nantucket Hybrid | 1615_G_10 | 1615 | G | 10 |  | Combustion Turbine |  |  | Massachusetts |  | Nantucket |  |  | 1 |  | 1987 | 2006 | [32 empty] | New England Power Company | 100 | New England Power Company | 100 | Regulated | Dropped - Retired/Planned Retirement by 06/2028
Nantucket Hybrid | 1615_G_11 | 1615 | G | 11 |  | Combustion Turbine |  |  | Massachusetts |  | Nantucket |  |  | 1 |  | 1987 | 2006 | [32 empty] | Other | 100 | Other | 100 | Regulated | Dropped - Retired/Planned Retirement by 06/2028
Swinging Bridge 1 | 2633_G_SWI1 | 2633 | G | SWI1 |  | Hydro |  |  | New York |  | Sullivan |  |  | 4.3 |  | 1930 | 2006 | [32 empty] | Eagle Creek Renewable Energy, LLC | 100 | Eagle Creek Renewable Energy, LLC | 100 | Non-regulated | Dropped - Retired/Planned Retirement by 06/2028
Conoco | 7185_G_1 | 7185 | G | 1 |  | Combustion Turbine |  |  | Oklahoma |  | Kay |  |  | 31.5 |  | 1991 | 2006 | [32 empty] | Oklahoma Gas & Electric Co | 100 | Oklahoma Gas & Electric Co | 100 | Regulated | Dropped - Retired/Planned Retirement by 06/2028
Conoco | 7185_G_2 | 7185 | G | 2 |  | Combustion Turbine |  |  | Oklahoma |  | Kay |  |  | 28.3 |  | 1991 | 2006 | [32 empty] | Oklahoma Gas & Electric Co | 100 | Oklahoma Gas & Electric Co | 100 | Regulated | Dropped - Retired/Planned Retirement by 06/2028
Kamin LLC Wrens Plant | 54880_G_WP1 | 54880 | G | WP1 |  | Combustion Turbine |  |  | Georgia |  | Jefferson |  |  | 1.1 |  | 1988 | [33 empty] | Kamin LLC | 100 | Kamin LLC | 100 | Non-regulated | Dropped - Plant is identified as onsite because it is a net buyer of electricity in 2021
Nexpak | 54881_G_GEN1 | 54881 | G | GEN1 |  | Combustion Turbine |  |  | Georgia |  | Gwinnett |  |  | 0.9 |  | 1991 | 2006 | [32 empty] | NEXPAK | 100 | NEXPAK | 100 | Non-regulated | Dropped - Retired/Planned Retirement by 06/2028
Nexpak | 54881_G_GEN2 | 54881 | G | GEN2 |  | Combustion Turbine |  |  | Georgia |  | Gwinnett |  |  | 0.9 |  | 1991 | 2006 | [32 empty] | NEXPAK | 100 | NEXPAK | 100 | Non-regulated | Dropped - Retired/Planned Retirement by 06/2028
Hunters Point | 247_G_2 | 247 | G | 2 |  | O/G Steam |  |  | California |  | San Francisco |  |  | 107 |  | 1948 | 2006 | [32 empty] | Pacific Gas & Electric Co. | 100 | Pacific Gas & Electric Co. | 100 | Regulated | Dropped - Retired/Planned Retirement by 06/2028
Hunters Point | 247_G_3 | 247 | G | 3 |  | O/G Steam |  |  | California |  | San Francisco |  |  | 107 |  | 1949 | 2006 | [32 empty] | Pacific Gas & Electric Co. | 100 | Pacific Gas & Electric Co. | 100 | Regulated | Dropped - Retired/Planned Retirement by 06/2028
Hunters Point | 247_G_4 | 247 | G | 4 |  | O/G Steam |  |  | California |  | San Francisco |  |  | 163 |  | 1958 | 2006 | [32 empty] | Pacific Gas & Electric Co. | 100 | Pacific Gas & Electric Co. | 100 | Regulated | Dropped - Retired/Planned Retirement by 06/2028 | B1 B1 B1 B1 B1: 7
Hunters Point | 247_G_GT1 | 247 | G | GT1 |  | Combustion Turbine |  |  | California |  | San Francisco |  |  | 52 |  | 1976 | 2006 | [32 empty] | Pacific Gas & Electric Co. | 100 | Pacific Gas & Electric Co. | 100 | Regulated | Dropped - Retired/Planned Retirement by 06/2028
Geysers Unit 5-20 | 286_G_U10 | 286 | G | U10 |  | Geothermal |  |  | California |  | Sonoma |  |  | 30 |  | 1973 | 2006 | [32 empty] | Geysers Power Co LLC | 100 | Geysers Power Co LLC | 100 | Non-regulated | Dropped - Retired/Planned Retirement by 06/2028
Geysers Unit 5-20 | 286_G_U9 | 286 | G | U9 |  | Geothermal |  |  | California |  | Sonoma |  |  | 30 |  | 1973 | 2006 | [32 empty] | Geysers Power Co LLC | 100 | Geysers Power Co LLC | 100 | Non-regulated | Dropped - Retired/Planned Retirement by 06/2028
Gulf Clean Energy Center | 641_G_2 | 641 | G | 2 |  | O/G Steam |  |  | Florida |  | Escambia |  |  | 24 |  | 1949 | 2006 | [32 empty] | Florida Power & Light Co | 100 | Florida Power & Light Co | 100 | Regulated | Dropped - Retired/Planned Retirement by 06/2028 | B1 B1 B1 B1 B1: 2
Gulf Clean Energy Center | 641_G_3 | 641 | G | 3 |  | O/G Steam |  |  | Florida |  | Escambia |  |  | 35 |  | 1952 | 2006 | [32 empty] | Florida Power & Light Co | 100 | Florida Power & Light Co | 100 | Regulated | Dropped - Retired/Planned Retirement by 06/2028 | B1 B1 B1 B1 B1: 3
PSEG Bayonne Generating Station | 2397_G_1 | 2397 | G | 1 |  | Combustion Turbine |  |  | New Jersey |  | Hudson |  |  | 20 |  | 1970 | 2006 | [32 empty] | PSEG Fossil LLC | 100 | PSEG Fossil LLC | 100 | Non-regulated | Dropped - Retired/Planned Retirement by 06/2028
PSEG Bayonne Generating Station | 2397_G_2 | 2397 | G | 2 |  | Combustion Turbine |  |  | New Jersey |  | Hudson |  |  | 20 |  | 1970 | 2006 | [32 empty] | PSEG Fossil LLC | 100 | PSEG Fossil LLC | 100 | Non-regulated | Dropped - Retired/Planned Retirement by 06/2028
PSEG Linden Generating Station | 2406_G_1 | 2406 | G | 1 |  | O/G Steam |  |  | New Jersey |  | Union |  |  | 180 |  | 1957 | 2006 | [32 empty] | ArcLight Capital Partners LLC | 100 | ArcLight Capital Partners LLC | 100 | Non-regulated | Dropped - Retired/Planned Retirement by 06/2028 | B1 B1 B1 B1 B1: 11; B10 B10 B10 B10 B10: 12
PSEG Linden Generating Station | 2406_G_2 | 2406 | G | 2 |  | O/G Steam |  |  | New Jersey |  | Union |  |  | 250 |  | 1957 | 2006 | [32 empty] | ArcLight Capital Partners LLC | 100 | ArcLight Capital Partners LLC | 100 | Non-regulated | Dropped - Retired/Planned Retirement by 06/2028 | B1 B1 B1 B1 B1: 21; B10 B10 B10 B10 B10: 22
PSEG Linden Generating Station | 2406_G_3 | 2406 | G | 3 |  | Combustion Turbine |  |  | New Jersey |  | Union |  |  | 18.5 |  | 1967 | 2006 | [32 empty] | ArcLight Capital Partners LLC | 100 | ArcLight Capital Partners LLC | 100 | Non-regulated | Dropped - Retired/Planned Retirement by 06/2028
Farad | 6512_G_1 | 6512 | G | 1 |  | Hydro |  |  | California |  | Nevada |  |  | 1.4 |  | 1933 | 2006 | [32 empty] | Sierra Pacific Power Co | 100 | Sierra Pacific Power Co | 100 | Regulated | Dropped - Retired/Planned Retirement by 06/2028
Farad | 6512_G_2 | 6512 | G | 2 |  | Hydro |  |  | California |  | Nevada |  |  | 1.4 |  | 1933 | 2006 | [32 empty] | Sierra Pacific Power Co | 100 | Sierra Pacific Power Co | 100 | Regulated | Dropped - Retired/Planned Retirement by 06/2028
Desert Peak Power Plant | 10018_G_GEN1 | 10018 | G | GEN1 |  | Geothermal |  |  | Nevada |  | Lyon |  |  | 9 |  | 1985 | 2006 | [32 empty] | Brady Power Partners | 100 | Brady Power Partners | 100 | Non-regulated | Dropped - Retired/Planned Retirement by 06/2028
Kaweah Delta District Hospital | 10042_G_KDH3 | 10042 | G | KDH3 |  | Combustion Turbine |  |  | California |  | Tulare |  |  | 0.7 |  | 2001 | 2006 | [32 empty] | Kaweah Delta Hospital | 100 | Kaweah Delta Hospital | 100 | Non-regulated | Dropped - Retired/Planned Retirement by 06/2028
Mosaic Co Greenbay | 10205_G_GEN1 | 10205 | G | GEN1 |  | Energy Storage |  |  | Florida |  | Polk |  |  | 37.2 |  | 1990 | 2006 | [32 empty] | Mosaic Company | 100 | Mosaic Company | 100 | Non-regulated | Dropped - Retired/Planned Retirement by 06/2028
Lowe Paper Simkins Industries | 10552_G_GEN1 | 10552 | G | GEN1 |  | O/G Steam |  |  | New Jersey |  | Bergen |  |  | 2.8 |  | 1909 | 2006 | [32 empty] | Simkins Industries Inc | 100 | Simkins Industries Inc | 100 | Non-regulated | Dropped - Retired/Planned Retirement by 06/2028
Domtar Paper Co LLC Plymouth NC | 50189_G_TG6 | 50189 | G | TG6 |  | Coal Steam |  |  | North Carolina |  | Martin |  |  | 7.5 |  | 1956 | 2006 | [32 empty] | Domtar Paper Company LLC | 100 | Domtar Paper Company LLC | 100 | Non-regulated | Dropped - Retired/Planned Retirement by 06/2028 | B1 B1 B1 B1 B1: 1CB; B10 B10 B10 B10 B10: PKG
Clewiston Sugar House | 50482_G_DGN | 50482 | G | DGN |  | Combustion Turbine |  |  | Florida |  | Hendry |  |  | 1 |  | 1987 | 2006 | [32 empty] | United States Sugar Corp | 100 | United States Sugar Corp | 100 | Non-regulated | Dropped - Retired/Planned Retirement by 06/2028
Clewiston Sugar House | 50482_G_DGS | 50482 | G | DGS |  | Combustion Turbine |  |  | Florida |  | Hendry |  |  | 1 |  | 1987 | 2006 | [32 empty] | United States Sugar Corp | 100 | United States Sugar Corp | 100 | Non-regulated | Dropped - Retired/Planned Retirement by 06/2028
Riverdale Mills | 50601_G_GEN1 | 50601 | G | GEN1 |  | Combustion Turbine |  |  | Massachusetts |  | Worcester |  |  | 0.6 |  | 1988 | 2006 | [32 empty] | Riverdale Mills Corp | 100 | Riverdale Mills Corp | 100 | Non-regulated | Dropped - Retired/Planned Retirement by 06/2028
Voss Lantz | 54602_G_1 | 54602 | G | 1 |  | Combustion Turbine |  |  | Michigan |  | Wayne |  |  | 0.5 |  | 1991 | 2006 | [32 empty] | Voss Industries | 100 | Voss Industries | 100 | Non-regulated | Dropped - Retired/Planned Retirement by 06/2028
Voss Lantz | 54602_G_2 | 54602 | G | 2 |  | Combustion Turbine |  |  | Michigan |  | Wayne |  |  | 0.5 |  | 1991 | 2006 | [32 empty] | Voss Industries | 100 | Voss Industries | 100 | Non-regulated | Dropped - Retired/Planned Retirement by 06/2028
Dillingham | 109_G_8 | 109 | G | 8 |  | Combustion Turbine |  |  | Alaska |  | Dillingham |  |  | 0.8 |  | 1985 | [33 empty] | Nushagak Electric Coop, Inc | 100 | Nushagak Electric Coop, Inc | 100 | Regulated | Dropped - in Alaska or in Hawaii or Puerto Rico
Erie | 1276_G_5 | 1276 | G | 5 |  | Combustion Turbine |  |  | Kansas |  | Neosho |  |  | 1.4 |  | 1992 | 2006 | [32 empty] | City of Erie - (KS) | 100 | City of Erie - (KS) | 100 | Regulated | Dropped - Retired/Planned Retirement by 06/2028
High Street Station | 1670_G_3 | 1670 | G | 3 |  | Combustion Turbine |  |  | Massachusetts |  | Essex |  |  | 0.7 |  | 1941 | 2006 | [32 empty] | Town of Ipswich - (MA) | 100 | Town of Ipswich - (MA) | 100 | Regulated | Dropped - Retired/Planned Retirement by 06/2028
High Street Station | 1670_G_4 | 1670 | G | 4 |  | Combustion Turbine |  |  | Massachusetts |  | Essex |  |  | 0.6 |  | 1937 | 2006 | [32 empty] | Town of Ipswich - (MA) | 100 | Town of Ipswich - (MA) | 100 | Regulated | Dropped - Retired/Planned Retirement by 06/2028
C R Huntley Generating Station | 2549_G_63 | 2549 | G | 63 |  | Coal Steam |  |  | New York |  | Erie |  |  | 80 |  | 1942 | 2006 | [32 empty] | NRG Huntley Operations Inc | 100 | NRG Huntley Operations Inc | 100 | Non-regulated | Dropped - Retired/Planned Retirement by 06/2028
C R Huntley Generating Station | 2549_G_64 | 2549 | G | 64 |  | Coal Steam |  |  | New York |  | Erie |  |  | 100 |  | 1948 | 2006 | [32 empty] | NRG Huntley Operations Inc | 100 | NRG Huntley Operations Inc | 100 | Non-regulated | Dropped - Retired/Planned Retirement by 06/2028
FiberMark Warren Glen Mill | 10851_G_GEN1 | 10851 | G | GEN1 |  | O/G Steam |  |  | New Jersey |  | Hunterdon |  |  | 2 |  | 1936 | 2006 | [32 empty] | FiberMark | 100 | FiberMark | 100 | Non-regulated | Dropped - Retired/Planned Retirement by 06/2028
FiberMark Warren Glen Mill | 10851_G_GEN2 | 10851 | G | GEN2 |  | Hydro |  |  | New Jersey |  | Hunterdon |  |  | 0.1 |  | 1936 | 2006 | [32 empty] | FiberMark | 100 | FiberMark | 100 | Non-regulated | Dropped - Retired/Planned Retirement by 06/2028
Valero Refining Texas City | 52013_G_GEN3 | 52013 | G | GEN3 |  | Combustion Turbine |  |  | Texas |  | Galveston |  |  | 12 |  | 1991 | 2006 | [32 empty] | Valero Refining Co-Texas City | 100 | Valero Refining Co-Texas City | 100 | Non-regulated | Dropped - Retired/Planned Retirement by 06/2028
Berlin Gorham | 56024_G_TUR1 | 56024 | G | TUR1 |  | Biomass |  |  | New Hampshire |  | Coos |  |  | 7.5 |  | 1957 | 2006 | [32 empty] | Fraser NH LLC | 100 | Fraser NH LLC | 100 | Non-regulated | Dropped - Retired/Planned Retirement by 06/2028
Berlin Gorham | 56024_G_TUR9 | 56024 | G | TUR9 |  | O/G Steam |  |  | New Hampshire |  | Coos |  |  | 20 |  | 2004 | 2006 | [32 empty] | Fraser NH LLC | 100 | Fraser NH LLC | 100 | Non-regulated | Dropped - Retired/Planned Retirement by 06/2028
Dillingham | 109_G_IC9 | 109 | G | IC9 |  | Combustion Turbine |  |  | Alaska |  | Dillingham |  |  | 0.8 |  | 1985 | [33 empty] | Nushagak Electric Coop, Inc | 100 | Nushagak Electric Coop, Inc | 100 | Regulated | Dropped - in Alaska or in Hawaii or Puerto Rico
Phillips | 748_G_3 | 748 | G | 3 |  | Combined Cycle |  |  | Florida |  | Highlands |  |  | 3 |  | 1983 | 2006 | [32 empty] | Tampa Electric Co | 100 | Tampa Electric Co | 100 | Regulated | Dropped - Retired/Planned Retirement by 06/2028
Corning | 1134_G_1 | 1134 | G | 1 |  | Combustion Turbine |  |  | Iowa |  | Adams |  |  | 0.6 |  | 1945 | 2006 | [32 empty] | City of Corning - (IA) | 100 | City of Corning - (IA) | 100 | Regulated | Dropped - Retired/Planned Retirement by 06/2028
Corning | 1134_G_2 | 1134 | G | 2 |  | Combustion Turbine |  |  | Iowa |  | Adams |  |  | 0.9 |  | 1950 | 2006 | [32 empty] | City of Corning - (IA) | 100 | City of Corning - (IA) | 100 | Regulated | Dropped - Retired/Planned Retirement by 06/2028
Corning | 1134_G_3 | 1134 | G | 3 |  | Combustion Turbine |  |  | Iowa |  | Adams |  |  | 1.3 |  | 1955 | 2006 | [32 empty] | City of Corning - (IA) | 100 | City of Corning - (IA) | 100 | Regulated | Dropped - Retired/Planned Retirement by 06/2028
Corning | 1134_G_4 | 1134 | G | 4 |  | Combustion Turbine |  |  | Iowa |  | Adams |  |  | 0.4 |  | 1938 | 2006 | [32 empty] | City of Corning - (IA) | 100 | City of Corning - (IA) | 100 | Regulated | Dropped - Retired/Planned Retirement by 06/2028
Bethany | 2114_G_8 | 2114 | G | 8 |  | Combustion Turbine |  |  | Missouri |  | Harrison |  |  | 1 |  | 1993 | 2006 | [32 empty] | City of Bethany - (MO) | 100 | City of Bethany - (MO) | 100 | Regulated | Dropped - Retired/Planned Retirement by 06/2028
Webster | 3471_G_3 | 3471 | G | 3 |  | O/G Steam |  |  | Texas |  | Harris |  |  | 374 |  | 1965 | 2006 | [32 empty] | NRG Texas Power LLC | 100 | NRG Texas Power LLC | 100 | Non-regulated | Dropped - Retired/Planned Retirement by 06/2028 | B1 B1 B1 B1 B1: WEB3
Webster | 3471_G_GT1 | 3471 | G | GT1 |  | Combustion Turbine |  |  | Texas |  | Harris |  |  | 13 |  | 1967 | 2006 | [32 empty] | NRG Texas Power LLC | 100 | NRG Texas Power LLC | 100 | Non-regulated | Dropped - Retired/Planned Retirement by 06/2028
Grand River | 10532_G_2-2 | 10532 | G | 2-2 |  | Landfill Gas |  |  | Michigan |  | Clinton |  |  | 0.8 |  | 1991 | 2006 | [32 empty] | Energy Developments, Inc d/b/a EDL | 100 | Energy Developments, Inc d/b/a EDL | 100 | Non-regulated | Dropped - Retired/Planned Retirement by 06/2028
Milford Power LP | 10616_G_GEN1 | 10616 | G | GEN1 |  | Combined Cycle |  |  | New Jersey |  | Hunterdon |  |  | 26 |  | 1989 | 2006 | [32 empty] | Curtis Specialty Papers | 100 | Curtis Specialty Papers | 100 | Non-regulated | Dropped - Retired/Planned Retirement by 06/2028
Milford Power LP | 10616_G_GEN2 | 10616 | G | GEN2 |  | Combined Cycle |  |  | New Jersey |  | Hunterdon |  |  | 5 |  | 1989 | 2006 | [32 empty] | Curtis Specialty Papers | 100 | Curtis Specialty Papers | 100 | Non-regulated | Dropped - Retired/Planned Retirement by 06/2028
Milford Power LP | 10616_G_GEN3 | 10616 | G | GEN3 |  | Combined Cycle |  |  | New Jersey |  | Hunterdon |  |  | 3.5 |  | 1989 | 2006 | [32 empty] | Curtis Specialty Papers | 100 | Curtis Specialty Papers | 100 | Non-regulated | Dropped - Retired/Planned Retirement by 06/2028
Dan River Power Plant | 50954_G_GEN1 | 50954 | G | GEN1 |  | Coal Steam |  |  | Virginia |  | Pittsylvania |  |  | 3 |  | 1947 | 2006 | [32 empty] | DRG School Land LLC | 100 | DRG School Land LLC | 100 | Non-regulated | Dropped - Retired/Planned Retirement by 06/2028
Dan River Power Plant | 50954_G_GEN2 | 50954 | G | GEN2 |  | Coal Steam |  |  | Virginia |  | Pittsylvania |  |  | 6 |  | 1952 | 2006 | [32 empty] | DRG School Land LLC | 100 | DRG School Land LLC | 100 | Non-regulated | Dropped - Retired/Planned Retirement by 06/2028
Rolling Hills | 55884_G_N01 | 55884 | G | N01 |  | Landfill Gas |  |  | Pennsylvania |  | Berks |  |  | 5.5 |  | 2005 | 2006 | [32 empty] | Rollling Hills Landfill LLC | 100 | Rollling Hills Landfill LLC | 100 | Non-regulated | Dropped - Retired/Planned Retirement by 06/2028
Alpena Long Lake | 56286_G_LL1 | 56286 | G | LL1 |  | Combustion Turbine |  |  | Michigan |  | Alpena |  |  | 1.8 |  | 2000 | 2006 | [32 empty] | Alpena Power Generation, LLC | 100 | Alpena Power Generation, LLC | 100 | Non-regulated | Dropped - Retired/Planned Retirement by 06/2028
Alpena Long Lake | 56286_G_LL2 | 56286 | G | LL2 |  | Combustion Turbine |  |  | Michigan |  | Alpena |  |  | 1.8 |  | 2000 | 2006 | [32 empty] | Alpena Power Generation, LLC | 100 | Alpena Power Generation, LLC | 100 | Non-regulated | Dropped - Retired/Planned Retirement by 06/2028
Alpena Long Lake | 56286_G_LL3 | 56286 | G | LL3 |  | Combustion Turbine |  |  | Michigan |  | Alpena |  |  | 1.8 |  | 2000 | 2006 | [32 empty] | Alpena Power Generation, LLC | 100 | Alpena Power Generation, LLC | 100 | Non-regulated | Dropped - Retired/Planned Retirement by 06/2028
Alpena Long Lake | 56286_G_LL4 | 56286 | G | LL4 |  | Combustion Turbine |  |  | Michigan |  | Alpena |  |  | 1.8 |  | 2000 | 2006 | [32 empty] | Alpena Power Generation, LLC | 100 | Alpena Power Generation, LLC | 100 | Non-regulated | Dropped - Retired/Planned Retirement by 06/2028
Alpena Long Lake | 56286_G_LL5 | 56286 | G | LL5 |  | Combustion Turbine |  |  | Michigan |  | Alpena |  |  | 1.8 |  | 2000 | 2006 | [32 empty] | Alpena Power Generation, LLC | 100 | Alpena Power Generation, LLC | 100 | Non-regulated | Dropped - Retired/Planned Retirement by 06/2028
Marshall (IL) | 949_G_1 | 949 | G | 1 |  | Combustion Turbine |  |  | Illinois |  | Clark |  |  | 0.8 |  | 1948 | 2006 | [32 empty] | City of Marshall - (IL) | 100 | City of Marshall - (IL) | 100 | Regulated | Dropped - Retired/Planned Retirement by 06/2028
Marshall (IL) | 949_G_2 | 949 | G | 2 |  | Combustion Turbine |  |  | Illinois |  | Clark |  |  | 0.8 |  | 1948 | 2006 | [32 empty] | City of Marshall - (IL) | 100 | City of Marshall - (IL) | 100 | Regulated | Dropped - Retired/Planned Retirement by 06/2028
Marshall (IL) | 949_G_3 | 949 | G | 3 |  | Combustion Turbine |  |  | Illinois |  | Clark |  |  | 1.1 |  | 1953 | 2006 | [32 empty] | City of Marshall - (IL) | 100 | City of Marshall - (IL) | 100 | Regulated | Dropped - Retired/Planned Retirement by 06/2028
Lansing | 1047_G_1 | 1047 | G | 1 |  | Coal Steam |  |  | Iowa |  | Allamakee |  |  | 14.1 |  | 1948 | 2006 | [32 empty] | Interstate Power and Light Co | 100 | Interstate Power and Light Co | 100 | Regulated | Dropped - Retired/Planned Retirement by 06/2028 | B1 B1 B1 B1 B1: 1; B10 B10 B10 B10 B10: 2; B2 B2 B2 B2 B2: 3
Indianola | 1150_G_3 | 1150 | G | 3 |  | Combustion Turbine |  |  | Iowa |  | Warren |  |  | 1 |  | 1953 | 2006 | [32 empty] | Indianola Municipal Utilities | 100 | Indianola Municipal Utilities | 100 | Regulated | Dropped - Retired/Planned Retirement by 06/2028
Tucumcari | 2469_G_4 | 2469 | G | 4 |  | Combustion Turbine |  |  | New Mexico |  | Quay |  |  | 2 |  | 1959 | 2006 | [32 empty] | Southwestern Public Service Co | 100 | Southwestern Public Service Co | 100 | Regulated | Dropped - Retired/Planned Retirement by 06/2028
Tucumcari | 2469_G_5 | 2469 | G | 5 |  | Combustion Turbine |  |  | New Mexico |  | Quay |  |  | 1 |  | 1951 | 2006 | [32 empty] | Southwestern Public Service Co | 100 | Southwestern Public Service Co | 100 | Regulated | Dropped - Retired/Planned Retirement by 06/2028
Tucumcari | 2469_G_6 | 2469 | G | 6 |  | Combustion Turbine |  |  | New Mexico |  | Quay |  |  | 3 |  | 1964 | 2006 | [32 empty] | Southwestern Public Service Co | 100 | Southwestern Public Service Co | 100 | Regulated | Dropped - Retired/Planned Retirement by 06/2028
Tucumcari | 2469_G_8 | 2469 | G | 8 |  | Combustion Turbine |  |  | New Mexico |  | Quay |  |  | 3 |  | 1968 | 2006 | [32 empty] | Southwestern Public Service Co | 100 | Southwestern Public Service Co | 100 | Regulated | Dropped - Retired/Planned Retirement by 06/2028
Hiram Clarke | 3465_G_1 | 3465 | G | 1 |  | Combustion Turbine |  |  | Texas |  | Harris |  |  | 13 |  | 1968 | 2006 | [32 empty] | Biofuels Power Corporation | 100 | Biofuels Power Corporation | 100 | Non-regulated | Dropped - Retired/Planned Retirement by 06/2028
Hiram Clarke | 3465_G_2 | 3465 | G | 2 |  | Combustion Turbine |  |  | Texas |  | Harris |  |  | 13 |  | 1968 | 2006 | [32 empty] | Biofuels Power Corporation | 100 | Biofuels Power Corporation | 100 | Non-regulated | Dropped - Retired/Planned Retirement by 06/2028
Hiram Clarke | 3465_G_3 | 3465 | G | 3 |  | Combustion Turbine |  |  | Texas |  | Harris |  |  | 13 |  | 1968 | 2006 | [32 empty] | Biofuels Power Corporation | 100 | Biofuels Power Corporation | 100 | Non-regulated | Dropped - Retired/Planned Retirement by 06/2028
Hiram Clarke | 3465_G_4 | 3465 | G | 4 |  | Combustion Turbine |  |  | Texas |  | Harris |  |  | 13 |  | 1968 | 2006 | [32 empty] | Biofuels Power Corporation | 100 | Biofuels Power Corporation | 100 | Non-regulated | Dropped - Retired/Planned Retirement by 06/2028
Hiram Clarke | 3465_G_5 | 3465 | G | 5 |  | Combustion Turbine |  |  | Texas |  | Harris |  |  | 13 |  | 1968 | 2006 | [32 empty] | Biofuels Power Corporation | 100 | Biofuels Power Corporation | 100 | Non-regulated | Dropped - Retired/Planned Retirement by 06/2028
Hiram Clarke | 3465_G_6 | 3465 | G | 6 |  | Combustion Turbine |  |  | Texas |  | Harris |  |  | 13 |  | 1968 | 2006 | [32 empty] | Biofuels Power Corporation | 100 | Biofuels Power Corporation | 100 | Non-regulated | Dropped - Retired/Planned Retirement by 06/2028
Nunapitchuk | 6333_G_2 | 6333 | G | 2 |  | Combustion Turbine |  |  | Alaska |  | Bethel |  |  | 0.3 |  | 1976 | [33 empty] | Alaska Village Elec Coop, Inc | 100 | Alaska Village Elec Coop, Inc | 100 | Regulated | Dropped - in Alaska or in Hawaii or Puerto Rico
Nunapitchuk | 6333_G_3 | 6333 | G | 3 |  | Combustion Turbine |  |  | Alaska |  | Bethel |  |  | 0.3 |  | 1976 | [33 empty] | Alaska Village Elec Coop, Inc | 100 | Alaska Village Elec Coop, Inc | 100 | Regulated | Dropped - in Alaska or in Hawaii or Puerto Rico
Nunapitchuk | 6333_G_4 | 6333 | G | 4 |  | Combustion Turbine |  |  | Alaska |  | Bethel |  |  | 0.6 |  | 1986 | [33 empty] | Alaska Village Elec Coop, Inc | 100 | Alaska Village Elec Coop, Inc | 100 | Regulated | Dropped - in Alaska or in Hawaii or Puerto Rico
Valero Refining Texas Houston | 52012_G_GEN1 | 52012 | G | GEN1 |  | Combustion Turbine |  |  | Texas |  | Harris |  |  | 16.2 |  | 1990 | 2006 | [32 empty] | Valero Refining Co - TX | 100 | Valero Refining Co - TX | 100 | Non-regulated | Dropped - Retired/Planned Retirement by 06/2028
YKK USA Chestney | 54566_G_PPD1 | 54566 | G | PPD1 |  | Combustion Turbine |  |  | Georgia |  | Bibb |  |  | 0.4 |  | 1992 | [33 empty] | YKK USA Inc | 100 | YKK USA Inc | 100 | Non-regulated | Dropped - Plant is identified as onsite because it is a net buyer of electricity in 2021
YKK USA Chestney | 54566_G_PPD2 | 54566 | G | PPD2 |  | Combustion Turbine |  |  | Georgia |  | Bibb |  |  | 0.4 |  | 1992 | [33 empty] | YKK USA Inc | 100 | YKK USA Inc | 100 | Non-regulated | Dropped - Plant is identified as onsite because it is a net buyer of electricity in 2021
Waterside Power, LLC | 56189_G_6 | 56189 | G | 6 |  | Combustion Turbine |  |  | Connecticut |  | Fairfield |  |  | 23.2 |  | 2004 | 2006 | [32 empty] | Waterside Power, LLC | 100 | Waterside Power, LLC | 100 | Non-regulated | Dropped - Retired/Planned Retirement by 06/2028
Burlington City of | 490_G_1 | 490 | G | 1 |  | Combustion Turbine |  |  | Colorado |  | KIT CARSON |  |  | 1 |  | 1960 | 2006 | [32 empty] | City of Burlington - (CO) | 100 | City of Burlington - (CO) | 100 | Regulated | Dropped - Retired/Planned Retirement by 06/2028
Burlington City of | 490_G_2 | 490 | G | 2 |  | Combustion Turbine |  |  | Colorado |  | KIT CARSON |  |  | 2.5 |  | 1965 | 2006 | [32 empty] | City of Burlington - (CO) | 100 | City of Burlington - (CO) | 100 | Regulated | Dropped - Retired/Planned Retirement by 06/2028
Burlington City of | 490_G_3 | 490 | G | 3 |  | Combustion Turbine |  |  | Colorado |  | KIT CARSON |  |  | 2.2 |  | 1969 | 2006 | [32 empty] | City of Burlington - (CO) | 100 | City of Burlington - (CO) | 100 | Regulated | Dropped - Retired/Planned Retirement by 06/2028
Burlington City of | 490_G_4 | 490 | G | 4 |  | Combustion Turbine |  |  | Colorado |  | KIT CARSON |  |  | 0.8 |  | 1951 | 2006 | [32 empty] | City of Burlington - (CO) | 100 | City of Burlington - (CO) | 100 | Regulated | Dropped - Retired/Planned Retirement by 06/2028
Jackson (MO) | 2137_G_1 | 2137 | G | 1 |  | Combustion Turbine |  |  | Missouri |  | Cape Girardeau |  |  | 0.9 |  | 1954 | 2006 | [32 empty] | City of Jackson - (MO) | 100 | City of Jackson - (MO) | 100 | Regulated | Dropped - Retired/Planned Retirement by 06/2028
Jackson (MO) | 2137_G_2 | 2137 | G | 2 |  | Combustion Turbine |  |  | Missouri |  | Cape Girardeau |  |  | 0.9 |  | 1954 | 2006 | [32 empty] | City of Jackson - (MO) | 100 | City of Jackson - (MO) | 100 | Regulated | Dropped - Retired/Planned Retirement by 06/2028
Whitesboro | 3625_G_1 | 3625 | G | 1 |  | Combustion Turbine |  |  | Texas |  | Grayson |  |  | 1.2 |  | 1959 | 2006 | [32 empty] | City of Whitesboro - (TX) | 100 | City of Whitesboro - (TX) | 100 | Regulated | Dropped - Retired/Planned Retirement by 06/2028
Whitesboro | 3625_G_2 | 3625 | G | 2 |  | Combustion Turbine |  |  | Texas |  | Grayson |  |  | 0.9 |  | 1955 | 2006 | [32 empty] | City of Whitesboro - (TX) | 100 | City of Whitesboro - (TX) | 100 | Regulated | Dropped - Retired/Planned Retirement by 06/2028
Whitesboro | 3625_G_3 | 3625 | G | 3 |  | Combustion Turbine |  |  | Texas |  | Grayson |  |  | 0.5 |  | 1951 | 2006 | [32 empty] | City of Whitesboro - (TX) | 100 | City of Whitesboro - (TX) | 100 | Regulated | Dropped - Retired/Planned Retirement by 06/2028
Whitesboro | 3625_G_4 | 3625 | G | 4 |  | Combustion Turbine |  |  | Texas |  | Grayson |  |  | 1.2 |  | 1951 | 2006 | [32 empty] | City of Whitesboro - (TX) | 100 | City of Whitesboro - (TX) | 100 | Regulated | Dropped - Retired/Planned Retirement by 06/2028
Blount Street | 3992_G_1 | 3992 | G | 1 |  | Coal Steam |  |  | Wisconsin |  | Dane |  |  | 6.8 |  | 1925 | 2006 | [32 empty] | Madison Gas & Electric Co | 100 | Madison Gas & Electric Co | 100 | Regulated | Dropped - Retired/Planned Retirement by 06/2028 | B1 B1 B1 B1 B1: 1; B10 B10 B10 B10 B10: 2
South Glens Falls Energy LLC | 10618_G_GEN1 | 10618 | G | GEN1 |  | Combined Cycle |  |  | New York |  | Saratoga |  |  | 40.4 |  | 1999 | 2006 | [32 empty] | South Glens Falls Energy LLC | 100 | South Glens Falls Energy LLC | 100 | Non-regulated | Dropped - Retired/Planned Retirement by 06/2028
South Glens Falls Energy LLC | 10618_G_GEN2 | 10618 | G | GEN2 |  | Combined Cycle |  |  | New York |  | Saratoga |  |  | 22.6 |  | 2001 | 2006 | [32 empty] | South Glens Falls Energy LLC | 100 | South Glens Falls Energy LLC | 100 | Non-regulated | Dropped - Retired/Planned Retirement by 06/2028
Westrock Hodge (LA) | 50810_G_NO 4 | 50810 | G | NO 4 |  | Non-Fossil Waste |  |  | Louisiana |  | Jackson |  |  | 3 |  | 1938 | [33 empty] | Westrock (LA) | 100 | Westrock (LA) | 100 | Non-regulated | Dropped - Plant is identified as onsite because it is a net buyer of electricity in 2021 | B1 B1 B1 B1 B1: 2RB; B10 B10 B10 B10 B10: 3RB; B2 B2 B2 B2 B2: CB; B3 B3 B3 B3 B3: PB
Richmond Refinery TG800 | 52105_G_GEN3 | 52105 | G | GEN3 |  | Fossil Waste |  |  | California |  | Contra Costa |  |  | 3.7 |  | 1936 | 2006 | [32 empty] | Chevron Products Company-Richmond | 100 | Chevron Products Company-Richmond | 100 | Non-regulated | Dropped - Retired/Planned Retirement by 06/2028 | B1 B1 B1 B1 B1: 1BLR; B10 B10 B10 B10 B10: 3BLR; B2 B2 B2 B2 B2: 4BLR; B3 B3 B3 B3 B3: 5BLR; B4 B4 B4 B4 B4: 7BLR
Gude | 52203_G_GUD1 | 52203 | G | GUD1 |  | Landfill Gas |  |  | Maryland |  | Montgomery |  |  | 1.3 |  | 1985 | 2006 | [32 empty] | 8309 Tujunga Avenue Corp | 100 | 8309 Tujunga Avenue Corp | 100 | Non-regulated | Dropped - Retired/Planned Retirement by 06/2028
Gude | 52203_G_GUD2 | 52203 | G | GUD2 |  | Landfill Gas |  |  | Maryland |  | Montgomery |  |  | 1.3 |  | 1985 | 2006 | [32 empty] | 8309 Tujunga Avenue Corp | 100 | 8309 Tujunga Avenue Corp | 100 | Non-regulated | Dropped - Retired/Planned Retirement by 06/2028
Rock Tenn Dallas Mill | 54248_G_GEN1 | 54248 | G | GEN1 |  | O/G Steam |  |  | Texas |  | Dallas |  |  | 6.2 |  | 1960 | 2006 | [32 empty] | Rock-Tenn | 100 | Rock-Tenn | 100 | Non-regulated | Dropped - Retired/Planned Retirement by 06/2028
Smurfit Newsprint | 54339_G_1 | 54339 | G | 1 |  | Combustion Turbine |  |  | California |  | Los Angeles |  |  | 15 |  | 1967 | 2006 | [32 empty] | Professional Plant Operations Inc | 100 | Professional Plant Operations Inc | 100 | Non-regulated | Dropped - Retired/Planned Retirement by 06/2028
Woodlake Sanitary Services | 54938_G_UNT1 | 54938 | G | UNT1 |  | Landfill Gas |  |  | Minnesota |  | Hennepin |  |  | 1.5 |  | 1994 | 2006 | [32 empty] | Algonquin-Cambrian Pacific GenLLC | 100 | Algonquin-Cambrian Pacific GenLLC | 100 | Non-regulated | Dropped - Retired/Planned Retirement by 06/2028
Woodlake Sanitary Services | 54938_G_UNT2 | 54938 | G | UNT2 |  | Landfill Gas |  |  | Minnesota |  | Hennepin |  |  | 1.5 |  | 1994 | 2006 | [32 empty] | Algonquin-Cambrian Pacific GenLLC | 100 | Algonquin-Cambrian Pacific GenLLC | 100 | Non-regulated | Dropped - Retired/Planned Retirement by 06/2028
Woodlake Sanitary Services | 54938_G_UNT3 | 54938 | G | UNT3 |  | Landfill Gas |  |  | Minnesota |  | Hennepin |  |  | 1.5 |  | 1994 | 2006 | [32 empty] | Algonquin-Cambrian Pacific GenLLC | 100 | Algonquin-Cambrian Pacific GenLLC | 100 | Non-regulated | Dropped - Retired/Planned Retirement by 06/2028
St John | 1322_G_3 | 1322 | G | 3 |  | Combustion Turbine |  |  | Kansas |  | Stafford |  |  | 0.9 |  | 1952 | 2005 | [32 empty] | City of St. John - (KS) | 100 | City of St. John - (KS) | 100 | Regulated | Dropped - Retired/Planned Retirement by 06/2028
Hoot Lake | 1943_G_1 | 1943 | G | 1 |  | Coal Steam |  |  | Minnesota |  | Otter Tail |  |  | 7.7 |  | 1948 | 2005 | [32 empty] | Otter Tail Power Co | 100 | Otter Tail Power Co | 100 | Regulated | Dropped - Retired/Planned Retirement by 06/2028 | bar: B1 B1 B1 B1 B1
Bethlehem Energy Center | 2539_G_1 | 2539 | G | 1 |  | O/G Steam |  |  | New York |  | Albany |  |  | 90 |  | 1952 | 2005 | [32 empty] | GB II New York LLC | 100 | GB II New York LLC | 100 | Non-regulated | Dropped - Retired/Planned Retirement by 06/2028 | bar: B1 B1 B1 B1 B1
Bethlehem Energy Center | 2539_G_2 | 2539 | G | 2 |  | O/G Steam |  |  | New York |  | Albany |  |  | 90 |  | 1952 | 2005 | [32 empty] | GB II New York LLC | 100 | GB II New York LLC | 100 | Non-regulated | Dropped - Retired/Planned Retirement by 06/2028 | B1 B1 B1 B1 B1: 2
Bethlehem Energy Center | 2539_G_3 | 2539 | G | 3 |  | O/G Steam |  |  | New York |  | Albany |  |  | 91 |  | 1953 | 2005 | [32 empty] | GB II New York LLC | 100 | GB II New York LLC | 100 | Non-regulated | Dropped - Retired/Planned Retirement by 06/2028 | B1 B1 B1 B1 B1: 3
Bethlehem Energy Center | 2539_G_4 | 2539 | G | 4 |  | O/G Steam |  |  | New York |  | Albany |  |  | 94 |  | 1954 | 2005 | [32 empty] | GB II New York LLC | 100 | GB II New York LLC | 100 | Non-regulated | Dropped - Retired/Planned Retirement by 06/2028 | B1 B1 B1 B1 B1: 4
Conesville | 2840_G_1 | 2840 | G | 1 |  | Coal Steam |  |  | Ohio |  | Coshocton |  |  | 115 |  | 1959 | 2005 | [32 empty] | AEP Generation Resources Inc | 100 | AEP Generation Resources Inc | 100 | Non-regulated | Dropped - Retired/Planned Retirement by 06/2028 | bar: B1 B1 B1 B1 B1
Conesville | 2840_G_2 | 2840 | G | 2 |  | Coal Steam |  |  | Ohio |  | Coshocton |  |  | 115 |  | 1957 | 2005 | [32 empty] | AEP Generation Resources Inc | 100 | AEP Generation Resources Inc | 100 | Non-regulated | Dropped - Retired/Planned Retirement by 06/2028 | B1 B1 B1 B1 B1: 2
T H Wharton | 3469_G_2 | 3469 | G | 2 |  | O/G Steam |  |  | Texas |  | Harris |  |  | 229 |  | 1960 | 2005 | [32 empty] | NRG Texas Power LLC | 100 | NRG Texas Power LLC | 100 | Non-regulated | Dropped - Retired/Planned Retirement by 06/2028 | B1 B1 B1 B1 B1: THW2
Steam plant | 3920_G_1 | 3920 | G | 1 |  | Biomass |  |  | Washington |  | Pierce |  |  | 25 |  | 1990 | 2005 | [32 empty] | City of Tacoma - (WA) | 100 | City of Tacoma - (WA) | 100 | Regulated | Dropped - Retired/Planned Retirement by 06/2028 | bar: B1 B1 B1 B1 B1
Steam plant | 3920_G_2 | 3920 | G | 2 |  | Biomass |  |  | Washington |  | Pierce |  |  | 25 |  | 1989 | 2005 | [32 empty] | City of Tacoma - (WA) | 100 | City of Tacoma - (WA) | 100 | Regulated | Dropped - Retired/Planned Retirement by 06/2028 | B1 B1 B1 B1 B1: 2
Spencer | 4266_G_1 | 4266 | G | 1 |  | O/G Steam |  |  | Texas |  | Denton |  |  | 12 |  | 1955 | 2005 | [32 empty] | City of Garland - (TX) | 100 | City of Garland - (TX) | 100 | Regulated | Dropped - Retired/Planned Retirement by 06/2028 | bar: B1 B1 B1 B1 B1
Spencer | 4266_G_2 | 4266 | G | 2 |  | O/G Steam |  |  | Texas |  | Denton |  |  | 12 |  | 1955 | 2005 | [32 empty] | City of Garland - (TX) | 100 | City of Garland - (TX) | 100 | Regulated | Dropped - Retired/Planned Retirement by 06/2028 | B1 B1 B1 B1 B1: 2
KMS Joliet Power Partners LP | 5756_G_E-1 | 5756 | G | E-1 |  | Landfill Gas |  |  | Illinois |  | Will |  |  | 0.8 |  | 1997 | 2005 | [32 empty] | DTE Biomass | 100 | DTE Biomass | 100 | Non-regulated | Dropped - Retired/Planned Retirement by 06/2028
KMS Joliet Power Partners LP | 5756_G_E-2 | 5756 | G | E-2 |  | Landfill Gas |  |  | Illinois |  | Will |  |  | 0.4 |  | 1997 | 2005 | [32 empty] | DTE Biomass | 100 | DTE Biomass | 100 | Non-regulated | Dropped - Retired/Planned Retirement by 06/2028
KMS Joliet Power Partners LP | 5756_G_E-3 | 5756 | G | E-3 |  | Landfill Gas |  |  | Illinois |  | Will |  |  | 0.4 |  | 1999 | 2005 | [32 empty] | DTE Biomass | 100 | DTE Biomass | 100 | Non-regulated | Dropped - Retired/Planned Retirement by 06/2028
KMS Joliet Power Partners LP | 5756_G_E-4 | 5756 | G | E-4 |  | Landfill Gas |  |  | Illinois |  | Will |  |  | 0.4 |  | 2000 | 2005 | [32 empty] | DTE Biomass | 100 | DTE Biomass | 100 | Non-regulated | Dropped - Retired/Planned Retirement by 06/2028
Oxford (KS) | 7432_G_1 | 7432 | G | 1 |  | Combustion Turbine |  |  | Kansas |  | Sumner |  |  | 0.6 |  | 1986 | 2005 | [32 empty] | City of Oxford - (KS) | 100 | City of Oxford - (KS) | 100 | Regulated | Dropped - Retired/Planned Retirement by 06/2028
Oxford (KS) | 7432_G_2 | 7432 | G | 2 |  | Combustion Turbine |  |  | Kansas |  | Sumner |  |  | 0.6 |  | 1986 | 2005 | [32 empty] | City of Oxford - (KS) | 100 | City of Oxford - (KS) | 100 | Regulated | Dropped - Retired/Planned Retirement by 06/2028
Oxford (KS) | 7432_G_3 | 7432 | G | 3 |  | Combustion Turbine |  |  | Kansas |  | Sumner |  |  | 0.6 |  | 1986 | 2005 | [32 empty] | City of Oxford - (KS) | 100 | City of Oxford - (KS) | 100 | Regulated | Dropped - Retired/Planned Retirement by 06/2028
Lowland | 10321_G_GEN1 | 10321 | G | GEN1 |  | Coal Steam |  |  | Tennessee |  | Hamblen |  |  | 5 |  | 1947 | 2005 | [32 empty] | Lenzing Fibers Corp | 100 | Lenzing Fibers Corp | 100 | Non-regulated | Dropped - Retired/Planned Retirement by 06/2028
Lowland | 10321_G_GEN2 | 10321 | G | GEN2 |  | Coal Steam |  |  | Tennessee |  | Hamblen |  |  | 5 |  | 1947 | 2005 | [32 empty] | Lenzing Fibers Corp | 100 | Lenzing Fibers Corp | 100 | Non-regulated | Dropped - Retired/Planned Retirement by 06/2028
Lowland | 10321_G_GEN3 | 10321 | G | GEN3 |  | Coal Steam |  |  | Tennessee |  | Hamblen |  |  | 5 |  | 1951 | 2005 | [32 empty] | Lenzing Fibers Corp | 100 | Lenzing Fibers Corp | 100 | Non-regulated | Dropped - Retired/Planned Retirement by 06/2028
Lowland | 10321_G_GEN4 | 10321 | G | GEN4 |  | Coal Steam |  |  | Tennessee |  | Hamblen |  |  | 0.3 |  | 1985 | 2005 | [32 empty] | Lenzing Fibers Corp | 100 | Lenzing Fibers Corp | 100 | Non-regulated | Dropped - Retired/Planned Retirement by 06/2028
Lowland | 10321_G_GEN5 | 10321 | G | GEN5 |  | Coal Steam |  |  | Tennessee |  | Hamblen |  |  | 5 |  | 1951 | 2005 | [32 empty] | Lenzing Fibers Corp | 100 | Lenzing Fibers Corp | 100 | Non-regulated | Dropped - Retired/Planned Retirement by 06/2028
Fernandina Plant | 10562_G_GEN2 | 10562 | G | GEN2 |  | O/G Steam |  |  | Florida |  | Nassau |  |  | 5 |  | 1939 | [33 empty] | Rayonier Advanced Materials | 100 | Rayonier Advanced Materials | 100 | Non-regulated | Dropped - Plant is identified as onsite because it is a net buyer of electricity in 2021 | B1 B1 B1 B1 B1: PB1; B10 B10 B10 B10 B10: PB2; B2 B2 B2 B2 B2: PB3
Borden Chemicals Plastics Cogen | 10596_G_GEN1 | 10596 | G | GEN1 |  | Combustion Turbine |  |  | Louisiana |  | Ascension |  |  | 20.1 |  | 1985 | 2005 | [32 empty] | Borden Chemicals & Plastics | 100 | Borden Chemicals & Plastics | 100 | Non-regulated | Dropped - Retired/Planned Retirement by 06/2028
Borden Chemicals Plastics Cogen | 10596_G_GEN2 | 10596 | G | GEN2 |  | Combustion Turbine |  |  | Louisiana |  | Ascension |  |  | 29.9 |  | 1986 | 2005 | [32 empty] | Borden Chemicals & Plastics | 100 | Borden Chemicals & Plastics | 100 | Non-regulated | Dropped - Retired/Planned Retirement by 06/2028
Borden Chemicals Plastics Cogen | 10596_G_GEN3 | 10596 | G | GEN3 |  | Combustion Turbine |  |  | Louisiana |  | Ascension |  |  | 29.7 |  | 1986 | 2005 | [32 empty] | Borden Chemicals & Plastics | 100 | Borden Chemicals & Plastics | 100 | Non-regulated | Dropped - Retired/Planned Retirement by 06/2028
Veterans Home of California | 50065_G_1 | 50065 | G | 1 |  | Combustion Turbine |  |  | California |  | Napa |  |  | 1.3 |  | 1986 | 2005 | [32 empty] | Yountville Cogeneration Assoc | 100 | Yountville Cogeneration Assoc | 100 | Non-regulated | Dropped - Retired/Planned Retirement by 06/2028
Veterans Home of California | 50065_G_2 | 50065 | G | 2 |  | Combustion Turbine |  |  | California |  | Napa |  |  | 1.3 |  | 1986 | 2005 | [32 empty] | Yountville Cogeneration Assoc | 100 | Yountville Cogeneration Assoc | 100 | Non-regulated | Dropped - Retired/Planned Retirement by 06/2028
South Oaks Hospital | 50136_G_GEN1 | 50136 | G | GEN1 |  | Combustion Turbine |  |  | New York |  | Suffolk |  |  | 0.1 |  | 1990 | 2005 | [32 empty] | South Oak Hospital | 100 | South Oak Hospital | 100 | Non-regulated | Dropped - Retired/Planned Retirement by 06/2028
Starwood Hotels Resorts | 50238_G_GEN1 | 50238 | G | GEN1 |  | Combustion Turbine |  |  | Arizona |  | Maricopa |  |  | 0.6 |  | 1988 | 2005 | [32 empty] | Starwood Hotels & Resorts | 100 | Starwood Hotels & Resorts | 100 | Non-regulated | Dropped - Retired/Planned Retirement by 06/2028
Starwood Hotels Resorts | 50238_G_GEN2 | 50238 | G | GEN2 |  | Combustion Turbine |  |  | Arizona |  | Maricopa |  |  | 0.6 |  | 1988 | 2005 | [32 empty] | Starwood Hotels & Resorts | 100 | Starwood Hotels & Resorts | 100 | Non-regulated | Dropped - Retired/Planned Retirement by 06/2028
PCS Nitrogen Fertilizer LP | 50341_G_GEN1 | 50341 | G | GEN1 |  | Combustion Turbine |  |  | Louisiana |  | Iberville |  |  | 19 |  | 1986 | 2005 | [32 empty] | PCS Nitrogen LP | 100 | PCS Nitrogen LP | 100 | Non-regulated | Dropped - Retired/Planned Retirement by 06/2028
Warbasse Cogen Facility | 50405_G_GT1 | 50405 | G | GT1 |  | Combustion Turbine |  |  | New York |  | Kings |  |  | 4 |  | 1994 | 2005 | [32 empty] | Warbasse Cogen | 100 | Warbasse Cogen | 100 | Non-regulated | Dropped - Retired/Planned Retirement by 06/2028
Warbasse Cogen Facility | 50405_G_GT2 | 50405 | G | GT2 |  | Combustion Turbine |  |  | New York |  | Kings |  |  | 4 |  | 1994 | 2005 | [32 empty] | Warbasse Cogen | 100 | Warbasse Cogen | 100 | Non-regulated | Dropped - Retired/Planned Retirement by 06/2028
Warbasse Cogen Facility | 50405_G_GT3 | 50405 | G | GT3 |  | Combustion Turbine |  |  | New York |  | Kings |  |  | 4 |  | 1994 | 2005 | [32 empty] | Warbasse Cogen | 100 | Warbasse Cogen | 100 | Non-regulated | Dropped - Retired/Planned Retirement by 06/2028
Warbasse Cogen Facility | 50405_G_GT4 | 50405 | G | GT4 |  | Combustion Turbine |  |  | New York |  | Kings |  |  | 4 |  | 1995 | 2005 | [32 empty] | Warbasse Cogen | 100 | Warbasse Cogen | 100 | Non-regulated | Dropped - Retired/Planned Retirement by 06/2028
Warbasse Cogen Facility | 50405_G_GT5 | 50405 | G | GT5 |  | Combustion Turbine |  |  | New York |  | Kings |  |  | 4 |  | 1995 | 2005 | [32 empty] | Warbasse Cogen | 100 | Warbasse Cogen | 100 | Non-regulated | Dropped - Retired/Planned Retirement by 06/2028
NRG Ilion LP | 50459_G_GT | 50459 | G | GT |  | Combined Cycle |  |  | New York |  | Herkimer |  |  | 37 |  | 1993 | 2005 | [32 empty] | Indeck Operations Inc | 100 | Indeck Operations Inc | 100 | Non-regulated | Dropped - Retired/Planned Retirement by 06/2028
NRG Ilion LP | 50459_G_ST | 50459 | G | ST |  | Combined Cycle |  |  | New York |  | Herkimer |  |  | 17.8 |  | 1993 | 2005 | [32 empty] | Indeck Operations Inc | 100 | Indeck Operations Inc | 100 | Non-regulated | Dropped - Retired/Planned Retirement by 06/2028
Taylor Energy Partners LP | 50782_G_AM1 | 50782 | G | AM1 |  | Landfill Gas |  |  | Pennsylvania |  | Lackawanna |  |  | 0.6 |  | 1987 | 2005 | [32 empty] | Zapco Energy Tactics Corp | 100 | Zapco Energy Tactics Corp | 100 | Non-regulated | Dropped - Retired/Planned Retirement by 06/2028
Taylor Energy Partners LP | 50782_G_AM3 | 50782 | G | AM3 |  | Landfill Gas |  |  | Pennsylvania |  | Lackawanna |  |  | 0.4 |  | 1987 | 2005 | [32 empty] | Zapco Energy Tactics Corp | 100 | Zapco Energy Tactics Corp | 100 | Non-regulated | Dropped - Retired/Planned Retirement by 06/2028
San Jose Convention Center | 50925_G_1 | 50925 | G | 1 |  | Combustion Turbine |  |  | California |  | Santa Clara |  |  | 1.5 |  | 1990 | 2005 | [32 empty] | San Jose City of | 100 | San Jose City of | 100 | Non-regulated | Dropped - Retired/Planned Retirement by 06/2028
Coram Energy LLC (ECT) | 54298_G_SX1S | 54298 | G | SX1S |  | Onshore Wind |  |  | California |  | Kern |  |  | 3.3 |  | 1985 | 2005 | [32 empty] | Coram Energy, LLC | 100 | Coram Energy, LLC | 100 | Non-regulated | Dropped - Retired/Planned Retirement by 06/2028
Coram Energy LLC | 54299_G_SX15 | 54299 | G | SX15 |  | Onshore Wind |  |  | California |  | Kern |  |  | 1.4 |  | 1985 | 2005 | [32 empty] | CTV Marketing Group | 100 | CTV Marketing Group | 100 | Non-regulated | Dropped - Retired/Planned Retirement by 06/2028
Chicago | 54313_G_GEN1 | 54313 | G | GEN1 |  | Combustion Turbine |  |  | Illinois |  | Cook |  |  | 0.7 |  | 1990 | 2005 | [32 empty] | International Malting Co. | 100 | International Malting Co. | 100 | Non-regulated | Dropped - Retired/Planned Retirement by 06/2028
Chicago | 54313_G_GEN2 | 54313 | G | GEN2 |  | Combustion Turbine |  |  | Illinois |  | Cook |  |  | 0.7 |  | 1990 | 2005 | [32 empty] | International Malting Co. | 100 | International Malting Co. | 100 | Non-regulated | Dropped - Retired/Planned Retirement by 06/2028
Chicago | 54313_G_GEN3 | 54313 | G | GEN3 |  | Combustion Turbine |  |  | Illinois |  | Cook |  |  | 0.9 |  | 1992 | 2005 | [32 empty] | International Malting Co. | 100 | International Malting Co. | 100 | Non-regulated | Dropped - Retired/Planned Retirement by 06/2028
Fuyao Glass Illinois Inc. | 54360_G_1200 | 54360 | G | 1200 |  | Combustion Turbine |  |  | Illinois |  | Macon |  |  | 1.2 |  | 1999 | [33 empty] | Fuyao Glass Illinois, Inc | 100 | Fuyao Glass Illinois, Inc | 100 | Non-regulated | Dropped - Plant is identified as onsite because it is a net buyer of electricity in 2021
TRW Radio Systems | 54645_G_EG-1 | 54645 | G | EG-1 |  | Combustion Turbine |  |  | California |  | San Diego |  |  | 0.6 |  | 1984 | 2005 | [32 empty] | TRW Inc | 100 | TRW Inc | 100 | Non-regulated | Dropped - Retired/Planned Retirement by 06/2028
TRW Radio Systems | 54645_G_EG-2 | 54645 | G | EG-2 |  | Combustion Turbine |  |  | California |  | San Diego |  |  | 0.6 |  | 1984 | 2005 | [32 empty] | TRW Inc | 100 | TRW Inc | 100 | Non-regulated | Dropped - Retired/Planned Retirement by 06/2028
Chino Mines | 54667_G_5 | 54667 | G | 5 |  | O/G Steam |  |  | New Mexico |  | Grant |  |  | 9.3 |  | 1950 | [33 empty] | FreePort-McMoRan-Corp-Chino Mines | 100 | FreePort-McMoRan-Corp-Chino Mines | 100 | Non-regulated | Dropped - Plant is identified as onsite because it is a net buyer of electricity in 2021 | B1 B1 B1 B1 B1: 9
Chino Mines | 54667_G_8 | 54667 | G | 8 |  | O/G Steam |  |  | New Mexico |  | Grant |  |  | 27.9 |  | 1973 | [33 empty] | FreePort-McMoRan-Corp-Chino Mines | 100 | FreePort-McMoRan-Corp-Chino Mines | 100 | Non-regulated | Dropped - Plant is identified as onsite because it is a net buyer of electricity in 2021
Berlin Gorham | 56024_G_TUR4 | 56024 | G | TUR4 |  | Non-Fossil Waste |  |  | New Hampshire |  | Coos |  |  | 5 |  | 1948 | 2005 | [32 empty] | Fraser NH LLC | 100 | Fraser NH LLC | 100 | Non-regulated | Dropped - Retired/Planned Retirement by 06/2028
Berlin Gorham | 56024_G_TUR7 | 56024 | G | TUR7 |  | O/G Steam |  |  | New Hampshire |  | Coos |  |  | 2.5 |  | 1926 | 2005 | [32 empty] | Fraser NH LLC | 100 | Fraser NH LLC | 100 | Non-regulated | Dropped - Retired/Planned Retirement by 06/2028
Calcite | 56282_G_CA1 | 56282 | G | CA1 |  | Combustion Turbine |  |  | Michigan |  | Presque Isle |  |  | 1.8 |  | 2000 | 2005 | [32 empty] | Alpena Power Generation, LLC | 100 | Alpena Power Generation, LLC | 100 | Non-regulated | Dropped - Retired/Planned Retirement by 06/2028
Calcite | 56282_G_CA10 | 56282 | G | CA10 |  | Combustion Turbine |  |  | Michigan |  | Presque Isle |  |  | 1.8 |  | 2000 | 2005 | [32 empty] | Alpena Power Generation, LLC | 100 | Alpena Power Generation, LLC | 100 | Non-regulated | Dropped - Retired/Planned Retirement by 06/2028
Calcite | 56282_G_CA2 | 56282 | G | CA2 |  | Combustion Turbine |  |  | Michigan |  | Presque Isle |  |  | 1.8 |  | 2000 | 2005 | [32 empty] | Alpena Power Generation, LLC | 100 | Alpena Power Generation, LLC | 100 | Non-regulated | Dropped - Retired/Planned Retirement by 06/2028
Calcite | 56282_G_CA3 | 56282 | G | CA3 |  | Combustion Turbine |  |  | Michigan |  | Presque Isle |  |  | 1.8 |  | 2000 | 2005 | [32 empty] | Alpena Power Generation, LLC | 100 | Alpena Power Generation, LLC | 100 | Non-regulated | Dropped - Retired/Planned Retirement by 06/2028
Calcite | 56282_G_CA4 | 56282 | G | CA4 |  | Combustion Turbine |  |  | Michigan |  | Presque Isle |  |  | 1.8 |  | 2000 | 2005 | [32 empty] | Alpena Power Generation, LLC | 100 | Alpena Power Generation, LLC | 100 | Non-regulated | Dropped - Retired/Planned Retirement by 06/2028
Calcite | 56282_G_CA5 | 56282 | G | CA5 |  | Combustion Turbine |  |  | Michigan |  | Presque Isle |  |  | 1.8 |  | 2000 | 2005 | [32 empty] | Alpena Power Generation, LLC | 100 | Alpena Power Generation, LLC | 100 | Non-regulated | Dropped - Retired/Planned Retirement by 06/2028
Calcite | 56282_G_CA6 | 56282 | G | CA6 |  | Combustion Turbine |  |  | Michigan |  | Presque Isle |  |  | 1.8 |  | 2000 | 2005 | [32 empty] | Alpena Power Generation, LLC | 100 | Alpena Power Generation, LLC | 100 | Non-regulated | Dropped - Retired/Planned Retirement by 06/2028
Calcite | 56282_G_CA7 | 56282 | G | CA7 |  | Combustion Turbine |  |  | Michigan |  | Presque Isle |  |  | 1.8 |  | 2000 | 2005 | [32 empty] | Alpena Power Generation, LLC | 100 | Alpena Power Generation, LLC | 100 | Non-regulated | Dropped - Retired/Planned Retirement by 06/2028
Calcite | 56282_G_CA8 | 56282 | G | CA8 |  | Combustion Turbine |  |  | Michigan |  | Presque Isle |  |  | 1.8 |  | 2000 | 2005 | [32 empty] | Alpena Power Generation, LLC | 100 | Alpena Power Generation, LLC | 100 | Non-regulated | Dropped - Retired/Planned Retirement by 06/2028
Calcite | 56282_G_CA9 | 56282 | G | CA9 |  | Combustion Turbine |  |  | Michigan |  | Presque Isle |  |  | 1.8 |  | 2000 | 2005 | [32 empty] | Alpena Power Generation, LLC | 100 | Alpena Power Generation, LLC | 100 | Non-regulated | Dropped - Retired/Planned Retirement by 06/2028
Lake Winyah | 56285_G_LW1 | 56285 | G | LW1 |  | Combustion Turbine |  |  | Michigan |  | Alpena |  |  | 1.8 |  | 2000 | 2005 | [32 empty] | Alpena Power Generation, LLC | 100 | Alpena Power Generation, LLC | 100 | Non-regulated | Dropped - Retired/Planned Retirement by 06/2028
Lake Winyah | 56285_G_LW10 | 56285 | G | LW10 |  | Combustion Turbine |  |  | Michigan |  | Alpena |  |  | 1.8 |  | 2000 | 2005 | [32 empty] | Alpena Power Generation, LLC | 100 | Alpena Power Generation, LLC | 100 | Non-regulated | Dropped - Retired/Planned Retirement by 06/2028
Lake Winyah | 56285_G_LW2 | 56285 | G | LW2 |  | Combustion Turbine |  |  | Michigan |  | Alpena |  |  | 1.8 |  | 2000 | 2005 | [32 empty] | Alpena Power Generation, LLC | 100 | Alpena Power Generation, LLC | 100 | Non-regulated | Dropped - Retired/Planned Retirement by 06/2028
Lake Winyah | 56285_G_LW3 | 56285 | G | LW3 |  | Combustion Turbine |  |  | Michigan |  | Alpena |  |  | 1.8 |  | 2000 | 2005 | [32 empty] | Alpena Power Generation, LLC | 100 | Alpena Power Generation, LLC | 100 | Non-regulated | Dropped - Retired/Planned Retirement by 06/2028
Lake Winyah | 56285_G_LW4 | 56285 | G | LW4 |  | Combustion Turbine |  |  | Michigan |  | Alpena |  |  | 1.8 |  | 2000 | 2005 | [32 empty] | Alpena Power Generation, LLC | 100 | Alpena Power Generation, LLC | 100 | Non-regulated | Dropped - Retired/Planned Retirement by 06/2028
Lake Winyah | 56285_G_LW5 | 56285 | G | LW5 |  | Combustion Turbine |  |  | Michigan |  | Alpena |  |  | 1.8 |  | 2000 | 2005 | [32 empty] | Alpena Power Generation, LLC | 100 | Alpena Power Generation, LLC | 100 | Non-regulated | Dropped - Retired/Planned Retirement by 06/2028
Lake Winyah | 56285_G_LW6 | 56285 | G | LW6 |  | Combustion Turbine |  |  | Michigan |  | Alpena |  |  | 1.8 |  | 2000 | 2005 | [32 empty] | Alpena Power Generation, LLC | 100 | Alpena Power Generation, LLC | 100 | Non-regulated | Dropped - Retired/Planned Retirement by 06/2028
Lake Winyah | 56285_G_LW7 | 56285 | G | LW7 |  | Combustion Turbine |  |  | Michigan |  | Alpena |  |  | 1.8 |  | 2000 | 2005 | [32 empty] | Alpena Power Generation, LLC | 100 | Alpena Power Generation, LLC | 100 | Non-regulated | Dropped - Retired/Planned Retirement by 06/2028
Lake Winyah | 56285_G_LW8 | 56285 | G | LW8 |  | Combustion Turbine |  |  | Michigan |  | Alpena |  |  | 1.8 |  | 2000 | 2005 | [32 empty] | Alpena Power Generation, LLC | 100 | Alpena Power Generation, LLC | 100 | Non-regulated | Dropped - Retired/Planned Retirement by 06/2028
Lake Winyah | 56285_G_LW9 | 56285 | G | LW9 |  | Combustion Turbine |  |  | Michigan |  | Alpena |  |  | 1.8 |  | 2000 | 2005 | [32 empty] | Alpena Power Generation, LLC | 100 | Alpena Power Generation, LLC | 100 | Non-regulated | Dropped - Retired/Planned Retirement by 06/2028
Alpena Rockport | 56287_G_RP1 | 56287 | G | RP1 |  | Combustion Turbine |  |  | Michigan |  | Alpena |  |  | 1.8 |  | 1999 | 2005 | [32 empty] | Alpena Power Generation, LLC | 100 | Alpena Power Generation, LLC | 100 | Non-regulated | Dropped - Retired/Planned Retirement by 06/2028
Alpena Rockport | 56287_G_RP2 | 56287 | G | RP2 |  | Combustion Turbine |  |  | Michigan |  | Alpena |  |  | 1.8 |  | 1999 | 2005 | [32 empty] | Alpena Power Generation, LLC | 100 | Alpena Power Generation, LLC | 100 | Non-regulated | Dropped - Retired/Planned Retirement by 06/2028
Alpena Rockport | 56287_G_RP3 | 56287 | G | RP3 |  | Combustion Turbine |  |  | Michigan |  | Alpena |  |  | 1.8 |  | 1999 | 2005 | [32 empty] | Alpena Power Generation, LLC | 100 | Alpena Power Generation, LLC | 100 | Non-regulated | Dropped - Retired/Planned Retirement by 06/2028
Alpena Rockport | 56287_G_RP4 | 56287 | G | RP4 |  | Combustion Turbine |  |  | Michigan |  | Alpena |  |  | 1.8 |  | 1999 | 2005 | [32 empty] | Alpena Power Generation, LLC | 100 | Alpena Power Generation, LLC | 100 | Non-regulated | Dropped - Retired/Planned Retirement by 06/2028
Alpena Rockport | 56287_G_RP5 | 56287 | G | RP5 |  | Combustion Turbine |  |  | Michigan |  | Alpena |  |  | 1.8 |  | 1999 | 2005 | [32 empty] | Alpena Power Generation, LLC | 100 | Alpena Power Generation, LLC | 100 | Non-regulated | Dropped - Retired/Planned Retirement by 06/2028
Campbell City | 2118_G_2 | 2118 | G | 2 |  | Combustion Turbine |  |  | Missouri |  | Dunklin |  |  | 0.5 |  | 1950 | 2005 | [32 empty] | City of Campbell- (MO) | 100 | City of Campbell- (MO) | 100 | Regulated | Dropped - Retired/Planned Retirement by 06/2028
Campbell City | 2118_G_4 | 2118 | G | 4 |  | Combustion Turbine |  |  | Missouri |  | Dunklin |  |  | 0.3 |  | 1947 | 2005 | [32 empty] | City of Campbell- (MO) | 100 | City of Campbell- (MO) | 100 | Regulated | Dropped - Retired/Planned Retirement by 06/2028
Deepwater | 3461_G_7 | 3461 | G | 7 |  | O/G Steam |  |  | Texas |  | Harris |  |  | 174 |  | 1955 | 2005 | [32 empty] | AES Western Power LLC | 100 | AES Western Power LLC | 100 | Non-regulated | Dropped - Retired/Planned Retirement by 06/2028
Diamond Walnut | 10257_G_DWG1 | 10257 | G | DWG1 |  | Biomass |  |  | California |  | San Joaquin |  |  | 4.2 |  | 1981 | 2005 | [32 empty] | Diamond Walnut Growers Inc | 100 | Diamond Walnut Growers Inc | 100 | Non-regulated | Dropped - Retired/Planned Retirement by 06/2028
Richmond Refinery TG800 | 52105_G_GEN1 | 52105 | G | GEN1 |  | Fossil Waste |  |  | California |  | Contra Costa |  |  | 3.7 |  | 1936 | 2005 | [32 empty] | Chevron Products Company-Richmond | 100 | Chevron Products Company-Richmond | 100 | Non-regulated | Dropped - Retired/Planned Retirement by 06/2028 | B1 B1 B1 B1 B1: 1BLR; B10 B10 B10 B10 B10: 3BLR; B2 B2 B2 B2 B2: 4BLR; B3 B3 B3 B3 B3: 5BLR; B4 B4 B4 B4 B4: 7BLR
Santa Clara | 52207_G_SCLA | 52207 | G | SCLA |  | Landfill Gas |  |  | California |  | Santa Clara |  |  | 1.3 |  | 1986 | 2005 | [32 empty] | Pacific Recovery Corp | 100 | Pacific Recovery Corp | 100 | Non-regulated | Dropped - Retired/Planned Retirement by 06/2028
Voss Taylor | 54603_G_1 | 54603 | G | 1 |  | Combustion Turbine |  |  | Michigan |  | Wayne |  |  | 0.5 |  | 1991 | 2005 | [32 empty] | Voss Industries | 100 | Voss Industries | 100 | Non-regulated | Dropped - Retired/Planned Retirement by 06/2028
Voss Taylor | 54603_G_2 | 54603 | G | 2 |  | Combustion Turbine |  |  | Michigan |  | Wayne |  |  | 0.5 |  | 1991 | 2005 | [32 empty] | Voss Industries | 100 | Voss Industries | 100 | Non-regulated | Dropped - Retired/Planned Retirement by 06/2028
Black Hawk Station | 55064_G_UNT2 | 55064 | G | UNT2 |  | Combustion Turbine |  |  | Texas |  | Hutchinson |  |  | 110.7 |  | 1999 | 2005 | [32 empty] | Borger Energy Associates LP | 100 | Borger Energy Associates LP | 100 | Non-regulated | Dropped - Retired/Planned Retirement by 06/2028
Hansel | 672_G_14 | 672 | G | 14 |  | Combustion Turbine |  |  | Florida |  | Osceola |  |  | 2 |  | 1972 | 2005 | [32 empty] | Kissimmee Utility Authority | 100 | Kissimmee Utility Authority | 100 | Regulated | Dropped - Retired/Planned Retirement by 06/2028
Hansel | 672_G_15 | 672 | G | 15 |  | Combustion Turbine |  |  | Florida |  | Osceola |  |  | 2 |  | 1972 | 2005 | [32 empty] | Kissimmee Utility Authority | 100 | Kissimmee Utility Authority | 100 | Regulated | Dropped - Retired/Planned Retirement by 06/2028
Hansel | 672_G_16 | 672 | G | 16 |  | Combustion Turbine |  |  | Florida |  | Osceola |  |  | 2 |  | 1972 | 2005 | [32 empty] | Kissimmee Utility Authority | 100 | Kissimmee Utility Authority | 100 | Regulated | Dropped - Retired/Planned Retirement by 06/2028
Hansel | 672_G_17 | 672 | G | 17 |  | Combustion Turbine |  |  | Florida |  | Osceola |  |  | 2 |  | 1972 | 2005 | [32 empty] | Kissimmee Utility Authority | 100 | Kissimmee Utility Authority | 100 | Regulated | Dropped - Retired/Planned Retirement by 06/2028
Hansel | 672_G_18 | 672 | G | 18 |  | Combustion Turbine |  |  | Florida |  | Osceola |  |  | 2 |  | 1972 | 2005 | [32 empty] | Kissimmee Utility Authority | 100 | Kissimmee Utility Authority | 100 | Regulated | Dropped - Retired/Planned Retirement by 06/2028
Hansel | 672_G_19 | 672 | G | 19 |  | Combustion Turbine |  |  | Florida |  | Osceola |  |  | 2 |  | 1983 | 2005 | [32 empty] | Kissimmee Utility Authority | 100 | Kissimmee Utility Authority | 100 | Regulated | Dropped - Retired/Planned Retirement by 06/2028
Hansel | 672_G_20 | 672 | G | 20 |  | Combustion Turbine |  |  | Florida |  | Osceola |  |  | 2 |  | 1983 | 2005 | [32 empty] | Kissimmee Utility Authority | 100 | Kissimmee Utility Authority | 100 | Regulated | Dropped - Retired/Planned Retirement by 06/2028
Hansel | 672_G_8 | 672 | G | 8 |  | Combustion Turbine |  |  | Florida |  | Osceola |  |  | 2 |  | 1959 | 2005 | [32 empty] | Kissimmee Utility Authority | 100 | Kissimmee Utility Authority | 100 | Regulated | Dropped - Retired/Planned Retirement by 06/2028
George Johnson | 1877_G_7 | 1877 | G | 7 |  | Combustion Turbine |  |  | Michigan |  | Osceola |  |  | 10.5 |  | 1973 | 2005 | [32 empty] | Wolverine Power Supply Coop | 100 | Wolverine Power Supply Coop | 100 | Regulated | Dropped - Retired/Planned Retirement by 06/2028
George Johnson | 1877_G_8 | 1877 | G | 8 |  | Combustion Turbine |  |  | Michigan |  | Osceola |  |  | 10.5 |  | 1973 | 2005 | [32 empty] | Wolverine Power Supply Coop | 100 | Wolverine Power Supply Coop | 100 | Regulated | Dropped - Retired/Planned Retirement by 06/2028
Baptist Medical Center | 10008_G_CG-1 | 10008 | G | CG-1 |  | Combustion Turbine |  |  | Florida |  | Duval |  |  | 0.5 |  | 1973 | 2005 | [32 empty] | Baptist Memorial Hospital | 100 | Baptist Memorial Hospital | 100 | Non-regulated | Dropped - Retired/Planned Retirement by 06/2028
Cutrale Citrus Juices USA II | 10188_G_GEN3 | 10188 | G | GEN3 |  | Combined Cycle |  |  | Florida |  | Polk |  |  | 1.3 |  | 1982 | [33 empty] | Cutrale Citrus Juices USA Inc | 100 | Cutrale Citrus Juices USA Inc | 100 | Non-regulated | Dropped - Plant is identified as onsite because it is a net buyer of electricity in 2021
Richmond Refinery TG800 | 52105_G_GEN4 | 52105 | G | GEN4 |  | Fossil Waste |  |  | California |  | Contra Costa |  |  | 8.4 |  | 1950 | 2005 | [32 empty] | Chevron Products Company-Richmond | 100 | Chevron Products Company-Richmond | 100 | Non-regulated | Dropped - Retired/Planned Retirement by 06/2028 | B1 B1 B1 B1 B1: 1BLR; B10 B10 B10 B10 B10: 3BLR; B2 B2 B2 B2 B2: 4BLR; B3 B3 B3 B3 B3: 5BLR; B4 B4 B4 B4 B4: 7BLR
Cargill Hammond | 55537_G_GEN1 | 55537 | G | GEN1 |  | O/G Steam |  |  | Indiana |  | Lake |  |  | 3.5 |  | 1947 | 2005 | [32 empty] | Cargill Hammond | 100 | Cargill Hammond | 100 | Non-regulated | Dropped - Retired/Planned Retirement by 06/2028
Cargill Hammond | 55537_G_GEN5 | 55537 | G | GEN5 |  | O/G Steam |  |  | Indiana |  | Lake |  |  | 10.5 |  | 1957 | 2005 | [32 empty] | Cargill Hammond | 100 | Cargill Hammond | 100 | Non-regulated | Dropped - Retired/Planned Retirement by 06/2028
Clark (NVE) | 2322_G_1 | 2322 | G | 1 |  | O/G Steam |  |  | Nevada |  | Clark |  |  | 42 |  | 1955 | 2005 | [32 empty] | Nevada Power Co | 100 | Nevada Power Co | 100 | Regulated | Dropped - Retired/Planned Retirement by 06/2028 | bar: B1 B1 B1 B1 B1
Clark (NVE) | 2322_G_2 | 2322 | G | 2 |  | O/G Steam |  |  | Nevada |  | Clark |  |  | 66 |  | 1957 | 2005 | [32 empty] | Nevada Power Co | 100 | Nevada Power Co | 100 | Regulated | Dropped - Retired/Planned Retirement by 06/2028 | B1 B1 B1 B1 B1: 2
Clark (NVE) | 2322_G_3 | 2322 | G | 3 |  | O/G Steam |  |  | Nevada |  | Clark |  |  | 73 |  | 1961 | 2005 | [32 empty] | Nevada Power Co | 100 | Nevada Power Co | 100 | Regulated | Dropped - Retired/Planned Retirement by 06/2028 | B1 B1 B1 B1 B1: 3
Oswego Falls West | 2596_G_3 | 2596 | G | 3 |  | Hydro |  |  | New York |  | Oswego |  |  | 0.9 |  | 1914 | 2005 | [32 empty] | Erie Boulevard Hydropower LP | 100 | Erie Boulevard Hydropower LP | 100 | Non-regulated | Dropped - Retired/Planned Retirement by 06/2028
Kickapoo | 7896_G_1 | 7896 | G | 1 |  | Combustion Turbine |  |  | Illinois |  | Logan |  |  | 1.6 |  | 2000 | 2005 | [32 empty] | Central Illinois Light Co | 100 | Central Illinois Light Co | 100 | Regulated | Dropped - Retired/Planned Retirement by 06/2028
Kickapoo | 7896_G_2 | 7896 | G | 2 |  | Combustion Turbine |  |  | Illinois |  | Logan |  |  | 1.6 |  | 2000 | 2005 | [32 empty] | Central Illinois Light Co | 100 | Central Illinois Light Co | 100 | Regulated | Dropped - Retired/Planned Retirement by 06/2028
Kickapoo | 7896_G_3 | 7896 | G | 3 |  | Combustion Turbine |  |  | Illinois |  | Logan |  |  | 1.6 |  | 2000 | 2005 | [32 empty] | Central Illinois Light Co | 100 | Central Illinois Light Co | 100 | Regulated | Dropped - Retired/Planned Retirement by 06/2028
Kickapoo | 7896_G_4 | 7896 | G | 4 |  | Combustion Turbine |  |  | Illinois |  | Logan |  |  | 1.6 |  | 2000 | 2005 | [32 empty] | Central Illinois Light Co | 100 | Central Illinois Light Co | 100 | Regulated | Dropped - Retired/Planned Retirement by 06/2028
Kickapoo | 7896_G_5 | 7896 | G | 5 |  | Combustion Turbine |  |  | Illinois |  | Logan |  |  | 1.6 |  | 2000 | 2005 | [32 empty] | Central Illinois Light Co | 100 | Central Illinois Light Co | 100 | Regulated | Dropped - Retired/Planned Retirement by 06/2028
Kickapoo | 7896_G_6 | 7896 | G | 6 |  | Combustion Turbine |  |  | Illinois |  | Logan |  |  | 1.6 |  | 2000 | 2005 | [32 empty] | Central Illinois Light Co | 100 | Central Illinois Light Co | 100 | Regulated | Dropped - Retired/Planned Retirement by 06/2028
Kickapoo | 7896_G_7 | 7896 | G | 7 |  | Combustion Turbine |  |  | Illinois |  | Logan |  |  | 1.6 |  | 2000 | 2005 | [32 empty] | Central Illinois Light Co | 100 | Central Illinois Light Co | 100 | Regulated | Dropped - Retired/Planned Retirement by 06/2028
Kickapoo | 7896_G_8 | 7896 | G | 8 |  | Combustion Turbine |  |  | Illinois |  | Logan |  |  | 1.6 |  | 2000 | 2005 | [32 empty] | Central Illinois Light Co | 100 | Central Illinois Light Co | 100 | Regulated | Dropped - Retired/Planned Retirement by 06/2028
New Orleans | 10639_G_GEN1 | 10639 | G | GEN1 |  | Combustion Turbine |  |  | Louisiana |  | Orleans |  |  | 19 |  | 1984 | 2005 | [32 empty] | Air Products & Chemicals Inc | 100 | Air Products & Chemicals Inc | 100 | Non-regulated | Dropped - Retired/Planned Retirement by 06/2028
Belle West Virginia Plant | 10788_G_GEN1 | 10788 | G | GEN1 |  | O/G Steam |  |  | West Virginia |  | Kanawha |  |  | 2 |  | 1982 | 2005 | [32 empty] | E I DuPont De Nemours & Co | 100 | E I DuPont De Nemours & Co | 100 | Non-regulated | Dropped - Retired/Planned Retirement by 06/2028
McCracken Power Plant | 50044_G_NO.1 | 50044 | G | NO.1 |  | O/G Steam |  |  | Ohio |  | Franklin |  |  | 4.7 |  | 1951 | 2005 | [32 empty] | Ohio State University | 100 | Ohio State University | 100 | Non-regulated | Dropped - Retired/Planned Retirement by 06/2028
McCracken Power Plant | 50044_G_NO.2 | 50044 | G | NO.2 |  | O/G Steam |  |  | Ohio |  | Franklin |  |  | 2.9 |  | 1988 | 2005 | [32 empty] | Ohio State University | 100 | Ohio State University | 100 | Non-regulated | Dropped - Retired/Planned Retirement by 06/2028
Tillamook Lumber | 50232_G_T/G | 50232 | G | T/G |  | Biomass |  |  | Oregon |  | Tillamook |  |  | 7 |  | 1978 | 2005 | [32 empty] | Willamina Lumber Co | 100 | Willamina Lumber Co | 100 | Non-regulated | Dropped - Retired/Planned Retirement by 06/2028
Valero Refining Texas Houston | 52012_G_GEN2 | 52012 | G | GEN2 |  | Combustion Turbine |  |  | Texas |  | Harris |  |  | 16.2 |  | 1990 | 2005 | [32 empty] | Valero Refining Co - TX | 100 | Valero Refining Co - TX | 100 | Non-regulated | Dropped - Retired/Planned Retirement by 06/2028
Roche Vitamins | 54416_G_GEN2 | 54416 | G | GEN2 |  | O/G Steam |  |  | New Jersey |  | WARREN |  |  | 1.3 |  | 1995 | 2005 | [32 empty] | DSM Nutritional Products | 100 | DSM Nutritional Products | 100 | Non-regulated | Dropped - Retired/Planned Retirement by 06/2028
Roche Vitamins | 54416_G_GEN3 | 54416 | G | GEN3 |  | Combustion Turbine |  |  | New Jersey |  | WARREN |  |  | 32.9 |  | 1998 | 2005 | [32 empty] | DSM Nutritional Products | 100 | DSM Nutritional Products | 100 | Non-regulated | Dropped - Retired/Planned Retirement by 06/2028
North Riley | 54443_G_GEN1 | 54443 | G | GEN1 |  | Combustion Turbine |  |  | Texas |  | Gaines |  |  | 1 |  | 1990 | 2005 | [32 empty] | Pure Resources | 100 | Pure Resources | 100 | Non-regulated | Dropped - Retired/Planned Retirement by 06/2028
North Riley | 54443_G_GEN2 | 54443 | G | GEN2 |  | Combustion Turbine |  |  | Texas |  | Gaines |  |  | 0.9 |  | 1990 | 2005 | [32 empty] | Pure Resources | 100 | Pure Resources | 100 | Non-regulated | Dropped - Retired/Planned Retirement by 06/2028
North Riley | 54443_G_GEN3 | 54443 | G | GEN3 |  | Combustion Turbine |  |  | Texas |  | Gaines |  |  | 0.9 |  | 1990 | 2005 | [32 empty] | Pure Resources | 100 | Pure Resources | 100 | Non-regulated | Dropped - Retired/Planned Retirement by 06/2028
Carrollton | 2120_G_6 | 2120 | G | 6 |  | Combustion Turbine |  |  | Missouri |  | Carroll |  |  | 1 |  | 1956 | 2005 | [32 empty] | Carrollton Board of Public Wks | 100 | Carrollton Board of Public Wks | 100 | Regulated | Dropped - Retired/Planned Retirement by 06/2028
Presidio | 3525_G_5 | 3525 | G | 5 |  | Combustion Turbine |  |  | Texas |  | Presidio |  |  | 1 |  | 1967 | 2005 | [32 empty] | AEP Texas North Company | 100 | AEP Texas North Company | 100 | Non-regulated | Dropped - Retired/Planned Retirement by 06/2028
Presidio | 3525_G_6 | 3525 | G | 6 |  | Combustion Turbine |  |  | Texas |  | Presidio |  |  | 1 |  | 1967 | 2005 | [32 empty] | AEP Texas North Company | 100 | AEP Texas North Company | 100 | Non-regulated | Dropped - Retired/Planned Retirement by 06/2028
Heber City | 7111_G_NA7 | 7111 | G | NA7 |  | Combustion Turbine |  |  | Utah |  | Wasatch |  |  | 1.5 |  | 1996 | 2005 | [32 empty] | Heber Light & Power Company | 100 | Heber Light & Power Company | 100 | Regulated | Dropped - Retired/Planned Retirement by 06/2028
Heber City | 7111_G_NA8 | 7111 | G | NA8 |  | Combustion Turbine |  |  | Utah |  | Wasatch |  |  | 1.5 |  | 1991 | 2005 | [32 empty] | Heber Light & Power Company | 100 | Heber Light & Power Company | 100 | Regulated | Dropped - Retired/Planned Retirement by 06/2028
Aniak | 7182_G_3 | 7182 | G | 3 |  | Combustion Turbine |  |  | Alaska |  | Bethel |  |  | 0.2 |  | 1980 | [33 empty] | Aniak Light & Power Co Inc | 100 | Aniak Light & Power Co Inc | 100 | Regulated | Dropped - in Alaska or in Hawaii or Puerto Rico
Aniak | 7182_G_4 | 7182 | G | 4 |  | Combustion Turbine |  |  | Alaska |  | Bethel |  |  | 0.2 |  | 1980 | [33 empty] | Aniak Light & Power Co Inc | 100 | Aniak Light & Power Co Inc | 100 | Regulated | Dropped - in Alaska or in Hawaii or Puerto Rico
Madison Utilities | 7469_G_FM4 | 7469 | G | FM4 |  | Combustion Turbine |  |  | Nebraska |  | Madison |  |  | 0.5 |  | 1948 | 2005 | [32 empty] | City of Madison - (NE) | 100 | City of Madison - (NE) | 100 | Regulated | Dropped - Retired/Planned Retirement by 06/2028
Beaumont Hospital Dearborn Campus | 50260_G_300KW | 50260 | G | 300KW |  | Combustion Turbine |  |  | Michigan |  | Wayne |  |  | 0.3 |  | 1972 | [33 empty] | Corewell Health Dearborn Campus | 100 | Corewell Health Dearborn Campus | 100 | Non-regulated | Dropped - Plant is identified as onsite because it is a net buyer of electricity in 2021
ExxonMobil Beaumont Refinery | 50625_G_TG7 | 50625 | G | TG7 |  | Fossil Waste |  |  | Texas |  | Jefferson |  |  | 9.5 |  | 1957 | 2005 | [32 empty] | ExxonMobil Oil Corp | 100 | ExxonMobil Oil Corp | 100 | Non-regulated | Dropped - Retired/Planned Retirement by 06/2028 | B1 B1 B1 B1 B1: 15; B10 B10 B10 B10 B10: 16; B2 B2 B2 B2 B2: 17; B3 B3 B3 B3 B3: 18; B4 B4 B4 B4 B4: 19
ExxonMobil Beaumont Refinery | 50625_G_TG9 | 50625 | G | TG9 |  | Fossil Waste |  |  | Texas |  | Jefferson |  |  | 9.5 |  | 1959 | 2005 | [32 empty] | ExxonMobil Oil Corp | 100 | ExxonMobil Oil Corp | 100 | Non-regulated | Dropped - Retired/Planned Retirement by 06/2028 | B1 B1 B1 B1 B1: 15; B10 B10 B10 B10 B10: 16; B2 B2 B2 B2 B2: 17; B3 B3 B3 B3 B3: 18; B4 B4 B4 B4 B4: 19
Morton Salt Grand Saline | 54976_G_1530 | 54976 | G | 1530 |  | O/G Steam |  |  | Texas |  | Van Zandt |  |  | 1.5 |  | 1949 | 2005 | [32 empty] | Morton International Inc | 100 | Morton International Inc | 100 | Non-regulated | Dropped - Retired/Planned Retirement by 06/2028
Blooming Prairie | 1966_G_3 | 1966 | G | 3 |  | Combustion Turbine |  |  | Minnesota |  | Steele |  |  | 1.4 |  | 1957 | 2005 | [32 empty] | City of Blooming Prairie - (MN) | 100 | City of Blooming Prairie - (MN) | 100 | Regulated | Dropped - Retired/Planned Retirement by 06/2028
Carrollton | 2120_G_4 | 2120 | G | 4 |  | Combustion Turbine |  |  | Missouri |  | Carroll |  |  | 0.7 |  | 1963 | 2005 | [32 empty] | Carrollton Board of Public Wks | 100 | Carrollton Board of Public Wks | 100 | Regulated | Dropped - Retired/Planned Retirement by 06/2028
Carrollton | 2120_G_5 | 2120 | G | 5 |  | Combustion Turbine |  |  | Missouri |  | Carroll |  |  | 0.8 |  | 1951 | 2005 | [32 empty] | Carrollton Board of Public Wks | 100 | Carrollton Board of Public Wks | 100 | Regulated | Dropped - Retired/Planned Retirement by 06/2028
Gaylord Container Antioch | 10886_G_GEN1 | 10886 | G | GEN1 |  | Combined Cycle |  |  | California |  | Contra Costa |  |  | 44 |  | 1982 | 2005 | [32 empty] | Gaylord Container Corp | 100 | Gaylord Container Corp | 100 | Non-regulated | Dropped - Retired/Planned Retirement by 06/2028
Gaylord Container Antioch | 10886_G_ST1 | 10886 | G | ST1 |  | Combined Cycle |  |  | California |  | Contra Costa |  |  | 21 |  | 1982 | 2005 | [32 empty] | Gaylord Container Corp | 100 | Gaylord Container Corp | 100 | Non-regulated | Dropped - Retired/Planned Retirement by 06/2028
Childs | 112_G_1 | 112 | G | 1 |  | Hydro |  |  | Arizona |  | Yavapai |  |  | 1.4 |  | 1909 | 2005 | [32 empty] | Arizona Public Service Co | 100 | Arizona Public Service Co | 100 | Regulated | Dropped - Retired/Planned Retirement by 06/2028
Childs | 112_G_2 | 112 | G | 2 |  | Hydro |  |  | Arizona |  | Yavapai |  |  | 1.4 |  | 1909 | 2005 | [32 empty] | Arizona Public Service Co | 100 | Arizona Public Service Co | 100 | Regulated | Dropped - Retired/Planned Retirement by 06/2028
Childs | 112_G_3 | 112 | G | 3 |  | Hydro |  |  | Arizona |  | Yavapai |  |  | 1.4 |  | 1909 | 2005 | [32 empty] | Arizona Public Service Co | 100 | Arizona Public Service Co | 100 | Regulated | Dropped - Retired/Planned Retirement by 06/2028
Irving | 115_G_1 | 115 | G | 1 |  | Hydro |  |  | Arizona |  | Yavapai |  |  | 1.4 |  | 1916 | 2005 | [32 empty] | Arizona Public Service Co | 100 | Arizona Public Service Co | 100 | Regulated | Dropped - Retired/Planned Retirement by 06/2028
PSEG Kearny Generating Station | 2404_G_7 | 2404 | G | 7 |  | O/G Steam |  |  | New Jersey |  | Hudson |  |  | 150 |  | 1953 | 2005 | [32 empty] | Kearny Generating Station | 100 | Kearny Generating Station | 100 | Non-regulated | Dropped - Retired/Planned Retirement by 06/2028 | B1 B1 B1 B1 B1: 7
PSEG Kearny Generating Station | 2404_G_8 | 2404 | G | 8 |  | O/G Steam |  |  | New Jersey |  | Hudson |  |  | 150 |  | 1953 | 2005 | [32 empty] | Kearny Generating Station | 100 | Kearny Generating Station | 100 | Non-regulated | Dropped - Retired/Planned Retirement by 06/2028 | B1 B1 B1 B1 B1: 8
Ascend Performance Materials Texas Inc. | 10418_G_GEN2 | 10418 | G | GEN2 |  | Fossil Waste |  |  | Texas |  | Brazoria |  |  | 1.2 |  | 1990 | [33 empty] | Ascend Performance Materials | 100 | Ascend Performance Materials | 100 | Non-regulated | Dropped - Plant is identified as onsite because it is a net buyer of electricity in 2021 | B1 B1 B1 B1 B1: H1; B10 B10 B10 B10 B10: H101; B2 B2 B2 B2 B2: H4; B3 B3 B3 B3 B3: H5
Ascend Performance Materials Texas Inc. | 10418_G_GEN3 | 10418 | G | GEN3 |  | Fossil Waste |  |  | Texas |  | Brazoria |  |  | 2 |  | 1990 | [33 empty] | Ascend Performance Materials | 100 | Ascend Performance Materials | 100 | Non-regulated | Dropped - Plant is identified as onsite because it is a net buyer of electricity in 2021 | B1 B1 B1 B1 B1: H1; B10 B10 B10 B10 B10: H4; B2 B2 B2 B2 B2: H5
Valero Refining Texas City | 52013_G_GEN2 | 52013 | G | GEN2 |  | Combustion Turbine |  |  | Texas |  | Galveston |  |  | 12 |  | 1991 | 2005 | [32 empty] | Valero Refining Co-Texas City | 100 | Valero Refining Co-Texas City | 100 | Non-regulated | Dropped - Retired/Planned Retirement by 06/2028
West Group Data Center | 54294_G_2178 | 54294 | G | 2178 |  | Combustion Turbine |  |  | Minnesota |  | Dakota |  |  | 0.7 |  | 1990 | 2005 | [32 empty] | Ryan Companies US, Inc. | 100 | Ryan Companies US, Inc. | 100 | Non-regulated | Dropped - Retired/Planned Retirement by 06/2028
West Group Data Center | 54294_G_2179 | 54294 | G | 2179 |  | Combustion Turbine |  |  | Minnesota |  | Dakota |  |  | 0.7 |  | 1990 | 2005 | [32 empty] | Ryan Companies US, Inc. | 100 | Ryan Companies US, Inc. | 100 | Non-regulated | Dropped - Retired/Planned Retirement by 06/2028
West Group Data Center | 54294_G_2180 | 54294 | G | 2180 |  | Combustion Turbine |  |  | Minnesota |  | Dakota |  |  | 0.7 |  | 1990 | 2005 | [32 empty] | Ryan Companies US, Inc. | 100 | Ryan Companies US, Inc. | 100 | Non-regulated | Dropped - Retired/Planned Retirement by 06/2028
St Marys Hospital | 54767_G_G-1 | 54767 | G | G-1 |  | Combustion Turbine |  |  | New York |  | Kings |  |  | 0.6 |  | 1993 | 2005 | [32 empty] | St Mary's Hospital | 100 | St Mary's Hospital | 100 | Non-regulated | Dropped - Retired/Planned Retirement by 06/2028
St Marys Hospital | 54767_G_G-2 | 54767 | G | G-2 |  | Combustion Turbine |  |  | New York |  | Kings |  |  | 0.6 |  | 1993 | 2005 | [32 empty] | St Mary's Hospital | 100 | St Mary's Hospital | 100 | Non-regulated | Dropped - Retired/Planned Retirement by 06/2028
Austin State Hospital | 54940_G_GEN1 | 54940 | G | GEN1 |  | Combustion Turbine |  |  | Texas |  | Travis |  |  | 0.7 |  | 1994 | 2005 | [32 empty] | Austin State Hospital | 100 | Austin State Hospital | 100 | Non-regulated | Dropped - Retired/Planned Retirement by 06/2028
Riverside (GA) | 734_G_6 | 734 | G | 6 |  | O/G Steam |  |  | Georgia |  | Chatham |  |  | 19 |  | 1949 | 2005 | [32 empty] | Georgia Power Co | 100 | Georgia Power Co | 100 | Regulated | Dropped - Retired/Planned Retirement by 06/2028
Riverside (GA) | 734_G_7 | 734 | G | 7 |  | O/G Steam |  |  | Georgia |  | Chatham |  |  | 20 |  | 1954 | 2005 | [32 empty] | Georgia Power Co | 100 | Georgia Power Co | 100 | Regulated | Dropped - Retired/Planned Retirement by 06/2028
Deepwater | 2384_G_GTA | 2384 | G | GTA |  | Combustion Turbine |  |  | New Jersey |  | Salem |  |  | 19 |  | 1967 | 2005 | [32 empty] | Calpine New Jersey Generation LLC | 100 | Calpine New Jersey Generation LLC | 100 | Non-regulated | Dropped - Retired/Planned Retirement by 06/2028
FirstEnergy Springdale Power Station | 3182_G_7 | 3182 | G | 7 |  | O/G Steam |  |  | Pennsylvania |  | Allegheny |  |  | 86 |  | 1945 | 2005 | [32 empty] | Allegheny Energy Supply Co LLC | 100 | Allegheny Energy Supply Co LLC | 100 | Non-regulated | Dropped - Retired/Planned Retirement by 06/2028
FirstEnergy Springdale Power Station | 3182_G_8 | 3182 | G | 8 |  | O/G Steam |  |  | Pennsylvania |  | Allegheny |  |  | 121 |  | 1954 | 2005 | [32 empty] | Allegheny Energy Supply Co LLC | 100 | Allegheny Energy Supply Co LLC | 100 | Non-regulated | Dropped - Retired/Planned Retirement by 06/2028
Abilene | 3517_G_4 | 3517 | G | 4 |  | O/G Steam |  |  | Texas |  | Taylor |  |  | 18 |  | 1949 | 2005 | [32 empty] | AEP Texas North Company | 100 | AEP Texas North Company | 100 | Regulated | Dropped - Retired/Planned Retirement by 06/2028
Fort Stockton | 3520_G_2 | 3520 | G | 2 |  | Combustion Turbine |  |  | Texas |  | Pecos |  |  | 5 |  | 1958 | 2005 | [32 empty] | AEP Texas North Company | 100 | AEP Texas North Company | 100 | Regulated | Dropped - Retired/Planned Retirement by 06/2028
Lake Pauline | 3521_G_1 | 3521 | G | 1 |  | O/G Steam |  |  | Texas |  | Hardeman |  |  | 12 |  | 1928 | 2005 | [32 empty] | AEP Texas North Company | 100 | AEP Texas North Company | 100 | Regulated | Dropped - Retired/Planned Retirement by 06/2028
Lake Pauline | 3521_G_2 | 3521 | G | 2 |  | O/G Steam |  |  | Texas |  | Hardeman |  |  | 23 |  | 1951 | 2005 | [32 empty] | AEP Texas North Company | 100 | AEP Texas North Company | 100 | Regulated | Dropped - Retired/Planned Retirement by 06/2028
Oak Creek | 3523_G_1 | 3523 | G | 1 |  | O/G Steam |  |  | Texas |  | Coke |  |  | 85 |  | 1962 | 2005 | [32 empty] | AEP Texas North Company | 100 | AEP Texas North Company | 100 | Regulated | Dropped - Retired/Planned Retirement by 06/2028
Paint Creek | 3524_G_1 | 3524 | G | 1 |  | O/G Steam |  |  | Texas |  | Haskell |  |  | 31 |  | 1953 | 2005 | [32 empty] | AEP Texas North Company | 100 | AEP Texas North Company | 100 | Regulated | Dropped - Retired/Planned Retirement by 06/2028
Paint Creek | 3524_G_2 | 3524 | G | 2 |  | O/G Steam |  |  | Texas |  | Haskell |  |  | 31 |  | 1955 | 2005 | [32 empty] | AEP Texas North Company | 100 | AEP Texas North Company | 100 | Regulated | Dropped - Retired/Planned Retirement by 06/2028
Paint Creek | 3524_G_3 | 3524 | G | 3 |  | O/G Steam |  |  | Texas |  | Haskell |  |  | 53 |  | 1959 | 2005 | [32 empty] | AEP Texas North Company | 100 | AEP Texas North Company | 100 | Regulated | Dropped - Retired/Planned Retirement by 06/2028
Paint Creek | 3524_G_4 | 3524 | G | 4 |  | O/G Steam |  |  | Texas |  | Haskell |  |  | 116 |  | 1971 | 2005 | [32 empty] | AEP Texas North Company | 100 | AEP Texas North Company | 100 | Regulated | Dropped - Retired/Planned Retirement by 06/2028
Rio Pecos | 3526_G_4 | 3526 | G | 4 |  | Combined Cycle |  |  | Texas |  | Crockett |  |  | 5 |  | 1954 | 2005 | [32 empty] | AEP Texas North Company | 100 | AEP Texas North Company | 100 | Non-regulated | Dropped - Retired/Planned Retirement by 06/2028
Rio Pecos | 3526_G_5 | 3526 | G | 5 |  | Combined Cycle |  |  | Texas |  | Crockett |  |  | 38 |  | 1959 | 2005 | [32 empty] | AEP Texas North Company | 100 | AEP Texas North Company | 100 | Non-regulated | Dropped - Retired/Planned Retirement by 06/2028
Rio Pecos | 3526_G_6 | 3526 | G | 6 |  | O/G Steam |  |  | Texas |  | Crockett |  |  | 98 |  | 1969 | 2005 | [32 empty] | AEP Texas North Company | 100 | AEP Texas North Company | 100 | Non-regulated | Dropped - Retired/Planned Retirement by 06/2028
C E Newman | 3574_G_1 | 3574 | G | 1 |  | O/G Steam |  |  | Texas |  | Dallas |  |  | 8 |  | 1957 | 2005 | [32 empty] | City of Garland - (TX) | 100 | City of Garland - (TX) | 100 | Regulated | Dropped - Retired/Planned Retirement by 06/2028
C E Newman | 3574_G_2 | 3574 | G | 2 |  | O/G Steam |  |  | Texas |  | Dallas |  |  | 8 |  | 1957 | 2005 | [32 empty] | City of Garland - (TX) | 100 | City of Garland - (TX) | 100 | Regulated | Dropped - Retired/Planned Retirement by 06/2028
C E Newman | 3574_G_3 | 3574 | G | 3 |  | O/G Steam |  |  | Texas |  | Dallas |  |  | 17 |  | 1960 | 2005 | [32 empty] | City of Garland - (TX) | 100 | City of Garland - (TX) | 100 | Regulated | Dropped - Retired/Planned Retirement by 06/2028
C E Newman | 3574_G_4 | 3574 | G | 4 |  | O/G Steam |  |  | Texas |  | Dallas |  |  | 18 |  | 1961 | 2005 | [32 empty] | City of Garland - (TX) | 100 | City of Garland - (TX) | 100 | Regulated | Dropped - Retired/Planned Retirement by 06/2028
Spencer | 4266_G_3 | 4266 | G | 3 |  | O/G Steam |  |  | Texas |  | Denton |  |  | 22 |  | 1962 | 2005 | [32 empty] | City of Garland - (TX) | 100 | City of Garland - (TX) | 100 | Regulated | Dropped - Retired/Planned Retirement by 06/2028 | B1 B1 B1 B1 B1: 3
Crozer Chester Medical Center | 10097_G_1 | 10097 | G | 1 |  | Combustion Turbine |  |  | Pennsylvania |  | Delaware |  |  | 1.1 |  | 1988 | 2005 | [32 empty] | Crozer Chester Medical Center | 100 | Crozer Chester Medical Center | 100 | Non-regulated | Dropped - Retired/Planned Retirement by 06/2028
Crozer Chester Medical Center | 10097_G_2 | 10097 | G | 2 |  | Combustion Turbine |  |  | Pennsylvania |  | Delaware |  |  | 1.1 |  | 1988 | 2005 | [32 empty] | Crozer Chester Medical Center | 100 | Crozer Chester Medical Center | 100 | Non-regulated | Dropped - Retired/Planned Retirement by 06/2028
Crozer Chester Medical Center | 10097_G_3 | 10097 | G | 3 |  | Combustion Turbine |  |  | Pennsylvania |  | Delaware |  |  | 0.9 |  | 1994 | 2005 | [32 empty] | Crozer Chester Medical Center | 100 | Crozer Chester Medical Center | 100 | Non-regulated | Dropped - Retired/Planned Retirement by 06/2028
ExxonMobil Baytown Refinery | 10436_G_GT35 | 10436 | G | GT35 |  | Combustion Turbine |  |  | Texas |  | Harris |  |  | 12.3 |  | 1970 | 2005 | [32 empty] | Exxon Mobil Refining and Supply Co. | 100 | Exxon Mobil Refining and Supply Co. | 100 | Non-regulated | Dropped - Retired/Planned Retirement by 06/2028
ExxonMobil Baytown Refinery | 10436_G_GT36 | 10436 | G | GT36 |  | Combustion Turbine |  |  | Texas |  | Harris |  |  | 12.9 |  | 1972 | 2005 | [32 empty] | Exxon Mobil Refining and Supply Co. | 100 | Exxon Mobil Refining and Supply Co. | 100 | Non-regulated | Dropped - Retired/Planned Retirement by 06/2028
ExxonMobil Baytown Refinery | 10436_G_GT37 | 10436 | G | GT37 |  | Combustion Turbine |  |  | Texas |  | Harris |  |  | 14.6 |  | 1976 | 2005 | [32 empty] | Exxon Mobil Refining and Supply Co. | 100 | Exxon Mobil Refining and Supply Co. | 100 | Non-regulated | Dropped - Retired/Planned Retirement by 06/2028
Jeanerette Sugar | 10736_G_1 | 10736 | G | 1 |  | Biomass |  |  | Louisiana |  | Iberia |  |  | 1.9 |  | 1983 | 2005 | [32 empty] | Jeanerette Sugar Co Inc | 100 | Jeanerette Sugar Co Inc | 100 | Non-regulated | Dropped - Retired/Planned Retirement by 06/2028
Washington State University | 50083_G_GEN1 | 50083 | G | GEN1 |  | Coal Steam |  |  | Washington |  | Whitman |  |  | 2 |  | 1963 | 2005 | [32 empty] | Washington State University | 100 | Washington State University | 100 | Non-regulated | Dropped - Retired/Planned Retirement by 06/2028
Richmond Refinery TG800 | 52105_G_GEN2 | 52105 | G | GEN2 |  | Fossil Waste |  |  | California |  | Contra Costa |  |  | 3.7 |  | 1936 | 2005 | [32 empty] | Chevron Products Company-Richmond | 100 | Chevron Products Company-Richmond | 100 | Non-regulated | Dropped - Retired/Planned Retirement by 06/2028 | B1 B1 B1 B1 B1: 1BLR; B10 B10 B10 B10 B10: 3BLR; B2 B2 B2 B2 B2: 4BLR; B3 B3 B3 B3 B3: 5BLR; B4 B4 B4 B4 B4: 7BLR
Lincoln Paper & Tissue | 54587_G_GE | 54587 | G | GE |  | Non-Fossil Waste |  |  | Maine |  | Penobscot |  |  | 2 |  | 1951 | 2005 | [32 empty] | Lincoln Paper and Tissue, LLC | 100 | Lincoln Paper and Tissue, LLC | 100 | Non-regulated | Dropped - Retired/Planned Retirement by 06/2028
Biodyne Beecher | 55055_G_1 | 55055 | G | 1 |  | Landfill Gas |  |  | Illinois |  | Will |  |  | 4.2 |  | 2001 | 2005 | [32 empty] | Resource Technology Corp | 100 | Resource Technology Corp | 100 | Non-regulated | Dropped - Retired/Planned Retirement by 06/2028
Memphis Refinery | 55703_G_PO36 | 55703 | G | PO36 |  | Combustion Turbine |  |  | Tennessee |  | Shelby |  |  | 72.3 |  | 2003 | 2005 | [32 empty] | Premcor Refining Group Inc | 100 | Premcor Refining Group Inc | 100 | Non-regulated | Dropped - Retired/Planned Retirement by 06/2028
Medicine Bow | 692_G_3 | 692 | G | 3 |  | Onshore Wind |  |  | Wyoming |  | Carbon |  |  | 0.1 |  | 1998 | 2005 | [32 empty] | SRIV Partnership LLC | 100 | SRIV Partnership LLC | 100 | Non-regulated | Dropped - Retired/Planned Retirement by 06/2028
Manilla | 1159_G_IC1 | 1159 | G | IC1 |  | Combustion Turbine |  |  | Iowa |  | Crawford |  |  | 0.4 |  | 1951 | 2005 | [32 empty] | Town of Manilla - (IA) | 100 | Town of Manilla - (IA) | 100 | Regulated | Dropped - Retired/Planned Retirement by 06/2028
Manilla | 1159_G_IC2 | 1159 | G | IC2 |  | Combustion Turbine |  |  | Iowa |  | Crawford |  |  | 0.5 |  | 1955 | 2005 | [32 empty] | Town of Manilla - (IA) | 100 | Town of Manilla - (IA) | 100 | Regulated | Dropped - Retired/Planned Retirement by 06/2028
Waterside | 2502_G_6 | 2502 | G | 6 |  | O/G Steam |  |  | New York |  | New York |  |  | 69 |  | 1941 | 2005 | [32 empty] | Consolidated Edison Co-NY Inc | 100 | Consolidated Edison Co-NY Inc | 100 | Regulated | Dropped - Retired/Planned Retirement by 06/2028 | B1 B1 B1 B1 B1: 61; B10 B10 B10 B10 B10: 62
Waterside | 2502_G_8 | 2502 | G | 8 |  | O/G Steam |  |  | New York |  | New York |  |  | 49.8 |  | 1949 | 2005 | [32 empty] | Consolidated Edison Co-NY Inc | 100 | Consolidated Edison Co-NY Inc | 100 | Regulated | Dropped - Retired/Planned Retirement by 06/2028 | B1 B1 B1 B1 B1: 80
Waterside | 2502_G_9 | 2502 | G | 9 |  | O/G Steam |  |  | New York |  | New York |  |  | 48.4 |  | 1949 | 2005 | [32 empty] | Consolidated Edison Co-NY Inc | 100 | Consolidated Edison Co-NY Inc | 100 | Regulated | Dropped - Retired/Planned Retirement by 06/2028 | B1 B1 B1 B1 B1: 90
Emmonak | 6314_G_4 | 6314 | G | 4 |  | Combustion Turbine |  |  | Alaska |  | Kusilvak |  |  | 0.3 |  | 1980 | [33 empty] | Alaska Village Elec Coop, Inc | 100 | Alaska Village Elec Coop, Inc | 100 | Regulated | Dropped - in Alaska or in Hawaii or Puerto Rico
Emmonak | 6314_G_5 | 6314 | G | 5 |  | Combustion Turbine |  |  | Alaska |  | Kusilvak |  |  | 0.5 |  | 1988 | [33 empty] | Alaska Village Elec Coop, Inc | 100 | Alaska Village Elec Coop, Inc | 100 | Regulated | Dropped - in Alaska or in Hawaii or Puerto Rico
Selawik | 6341_G_2 | 6341 | G | 2 |  | Combustion Turbine |  |  | Alaska |  | Northwest Arctic |  |  | 0.7 |  | 2003 | [33 empty] | Alaska Village Elec Coop, Inc | 100 | Alaska Village Elec Coop, Inc | 100 | Regulated | Dropped - in Alaska or in Hawaii or Puerto Rico
Halstad | 8105_G_1 | 8105 | G | 1 |  | Combustion Turbine |  |  | Minnesota |  | Norman |  |  | 0.6 |  | 1955 | 2005 | [32 empty] | City of Halstad - (MN) | 100 | City of Halstad - (MN) | 100 | Regulated | Dropped - Retired/Planned Retirement by 06/2028
Halstad | 8105_G_2 | 8105 | G | 2 |  | Combustion Turbine |  |  | Minnesota |  | Norman |  |  | 0.3 |  | 1940 | 2005 | [32 empty] | City of Halstad - (MN) | 100 | City of Halstad - (MN) | 100 | Regulated | Dropped - Retired/Planned Retirement by 06/2028
Halstad | 8105_G_3 | 8105 | G | 3 |  | Combustion Turbine |  |  | Minnesota |  | Norman |  |  | 0.1 |  | 1947 | 2005 | [32 empty] | City of Halstad - (MN) | 100 | City of Halstad - (MN) | 100 | Regulated | Dropped - Retired/Planned Retirement by 06/2028
Merrimac Paper | 10179_G_1 | 10179 | G | 1 |  | Hydro |  |  | Massachusetts |  | Essex |  |  | 0.2 |  | 1960 | 2005 | [32 empty] | Merrimac Paper Co Inc | 100 | Merrimac Paper Co Inc | 100 | Non-regulated | Dropped - Retired/Planned Retirement by 06/2028
Merrimac Paper | 10179_G_2 | 10179 | G | 2 |  | Hydro |  |  | Massachusetts |  | Essex |  |  | 0.4 |  | 1960 | 2005 | [32 empty] | Merrimac Paper Co Inc | 100 | Merrimac Paper Co Inc | 100 | Non-regulated | Dropped - Retired/Planned Retirement by 06/2028
Merrimac Paper | 10179_G_3 | 10179 | G | 3 |  | Hydro |  |  | Massachusetts |  | Essex |  |  | 0.6 |  | 1960 | 2005 | [32 empty] | Merrimac Paper Co Inc | 100 | Merrimac Paper Co Inc | 100 | Non-regulated | Dropped - Retired/Planned Retirement by 06/2028
Merrimac Paper | 10179_G_4 | 10179 | G | 4 |  | Hydro |  |  | Massachusetts |  | Essex |  |  | 0.3 |  | 1960 | 2005 | [32 empty] | Merrimac Paper Co Inc | 100 | Merrimac Paper Co Inc | 100 | Non-regulated | Dropped - Retired/Planned Retirement by 06/2028
Merrimac Paper | 10179_G_COON | 10179 | G | COON |  | O/G Steam |  |  | Massachusetts |  | Essex |  |  | 0.1 |  | 1990 | 2005 | [32 empty] | Merrimac Paper Co Inc | 100 | Merrimac Paper Co Inc | 100 | Non-regulated | Dropped - Retired/Planned Retirement by 06/2028
Crawford | 867_G_311 | 867 | G | 311 |  | Combustion Turbine |  |  | Illinois |  | Cook |  |  | 17.3 |  | 1968 | 2005 | [32 empty] | Midwest Generations EME LLC | 100 | Midwest Generations EME LLC | 100 | Non-regulated | Dropped - Retired/Planned Retirement by 06/2028
Crawford | 867_G_312 | 867 | G | 312 |  | Combustion Turbine |  |  | Illinois |  | Cook |  |  | 13.7 |  | 1968 | 2005 | [32 empty] | Midwest Generations EME LLC | 100 | Midwest Generations EME LLC | 100 | Non-regulated | Dropped - Retired/Planned Retirement by 06/2028
Crawford | 867_G_313 | 867 | G | 313 |  | Combustion Turbine |  |  | Illinois |  | Cook |  |  | 14.4 |  | 1968 | 2005 | [32 empty] | Midwest Generations EME LLC | 100 | Midwest Generations EME LLC | 100 | Non-regulated | Dropped - Retired/Planned Retirement by 06/2028
Crawford | 867_G_314 | 867 | G | 314 |  | Combustion Turbine |  |  | Illinois |  | Cook |  |  | 13.9 |  | 1968 | 2005 | [32 empty] | Midwest Generations EME LLC | 100 | Midwest Generations EME LLC | 100 | Non-regulated | Dropped - Retired/Planned Retirement by 06/2028
Crawford | 867_G_321 | 867 | G | 321 |  | Combustion Turbine |  |  | Illinois |  | Cook |  |  | 14.7 |  | 1968 | 2005 | [32 empty] | Midwest Generations EME LLC | 100 | Midwest Generations EME LLC | 100 | Non-regulated | Dropped - Retired/Planned Retirement by 06/2028
Crawford | 867_G_322 | 867 | G | 322 |  | Combustion Turbine |  |  | Illinois |  | Cook |  |  | 14.7 |  | 1968 | 2005 | [32 empty] | Midwest Generations EME LLC | 100 | Midwest Generations EME LLC | 100 | Non-regulated | Dropped - Retired/Planned Retirement by 06/2028
Crawford | 867_G_323 | 867 | G | 323 |  | Combustion Turbine |  |  | Illinois |  | Cook |  |  | 13.9 |  | 1968 | 2005 | [32 empty] | Midwest Generations EME LLC | 100 | Midwest Generations EME LLC | 100 | Non-regulated | Dropped - Retired/Planned Retirement by 06/2028
Crawford | 867_G_324 | 867 | G | 324 |  | Combustion Turbine |  |  | Illinois |  | Cook |  |  | 14.2 |  | 1968 | 2005 | [32 empty] | Midwest Generations EME LLC | 100 | Midwest Generations EME LLC | 100 | Non-regulated | Dropped - Retired/Planned Retirement by 06/2028
Crawford | 867_G_331 | 867 | G | 331 |  | Combustion Turbine |  |  | Illinois |  | Cook |  |  | 14.2 |  | 1968 | 2005 | [32 empty] | Midwest Generations EME LLC | 100 | Midwest Generations EME LLC | 100 | Non-regulated | Dropped - Retired/Planned Retirement by 06/2028
Crawford | 867_G_332 | 867 | G | 332 |  | Combustion Turbine |  |  | Illinois |  | Cook |  |  | 13.8 |  | 1968 | 2005 | [32 empty] | Midwest Generations EME LLC | 100 | Midwest Generations EME LLC | 100 | Non-regulated | Dropped - Retired/Planned Retirement by 06/2028
Crawford | 867_G_333 | 867 | G | 333 |  | Combustion Turbine |  |  | Illinois |  | Cook |  |  | 14.3 |  | 1968 | 2005 | [32 empty] | Midwest Generations EME LLC | 100 | Midwest Generations EME LLC | 100 | Non-regulated | Dropped - Retired/Planned Retirement by 06/2028
Crawford | 867_G_334 | 867 | G | 334 |  | Combustion Turbine |  |  | Illinois |  | Cook |  |  | 13.7 |  | 1968 | 2005 | [32 empty] | Midwest Generations EME LLC | 100 | Midwest Generations EME LLC | 100 | Non-regulated | Dropped - Retired/Planned Retirement by 06/2028
Cambridge | 2223_G_1 | 2223 | G | 1 |  | Combustion Turbine |  |  | Nebraska |  | Furnas |  |  | 0.7 |  | 1957 | 2005 | [32 empty] | City of Cambridge - (NE) | 100 | City of Cambridge - (NE) | 100 | Regulated | Dropped - Retired/Planned Retirement by 06/2028
Cambridge | 2223_G_2 | 2223 | G | 2 |  | Combustion Turbine |  |  | Nebraska |  | Furnas |  |  | 0.8 |  | 1963 | 2005 | [32 empty] | City of Cambridge - (NE) | 100 | City of Cambridge - (NE) | 100 | Regulated | Dropped - Retired/Planned Retirement by 06/2028
Cambridge | 2223_G_3 | 2223 | G | 3 |  | Combustion Turbine |  |  | Nebraska |  | Furnas |  |  | 1.2 |  | 1971 | 2005 | [32 empty] | City of Cambridge - (NE) | 100 | City of Cambridge - (NE) | 100 | Regulated | Dropped - Retired/Planned Retirement by 06/2028
Mountain Village | 6329_G_3A | 6329 | G | 3A |  | Combustion Turbine |  |  | Alaska |  | Bethel |  |  | 0.3 |  | 1977 | [33 empty] | Alaska Village Elec Coop, Inc | 100 | Alaska Village Elec Coop, Inc | 100 | Regulated | Dropped - in Alaska or in Hawaii or Puerto Rico
Sonoco Products | 54331_G_2 | 54331 | G | 2 |  | Coal Steam |  |  | Pennsylvania |  | Chester |  |  | 2.5 |  | 1952 | 2005 | [32 empty] | Sonoco Products Co | 100 | Sonoco Products Co | 100 | Non-regulated | Dropped - Retired/Planned Retirement by 06/2028
Art Institute of Chicago | 54455_G_1 | 54455 | G | 1 |  | Combustion Turbine |  |  | Illinois |  | Cook |  |  | 0.6 |  | 1991 | 2005 | [32 empty] | Art Institute of Chicago | 100 | Art Institute of Chicago | 100 | Non-regulated | Dropped - Retired/Planned Retirement by 06/2028
Art Institute of Chicago | 54455_G_2 | 54455 | G | 2 |  | Combustion Turbine |  |  | Illinois |  | Cook |  |  | 0.6 |  | 1991 | 2005 | [32 empty] | Art Institute of Chicago | 100 | Art Institute of Chicago | 100 | Non-regulated | Dropped - Retired/Planned Retirement by 06/2028
Riverside (GA) | 734_G_8 | 734 | G | 8 |  | O/G Steam |  |  | Georgia |  | Chatham |  |  | 39 |  | 1956 | 2005 | [32 empty] | Georgia Power Co | 100 | Georgia Power Co | 100 | Regulated | Dropped - Retired/Planned Retirement by 06/2028
Buford | 759_G_3 | 759 | G | 3 |  | Hydro |  |  | Georgia |  | Forsyth |  |  | 6 |  | 1957 | 2005 | [32 empty] | USCE-Mobile District | 100 | USCE-Mobile District | 100 | Regulated | Dropped - Retired/Planned Retirement by 06/2028
Wellington 1 | 1330_G_5 | 1330 | G | 5 |  | Combustion Turbine |  |  | Kansas |  | Sumner |  |  | 1 |  | 1956 | 2005 | [32 empty] | City of Wellington - (KS) | 100 | City of Wellington - (KS) | 100 | Regulated | Dropped - Retired/Planned Retirement by 06/2028
Baton Rouge Plant | 10297_G_GEN1 | 10297 | G | GEN1 |  | O/G Steam |  |  | Louisiana |  | East Baton Rouge |  |  | 2 |  | 1959 | 2005 | [32 empty] | Lion Copolymer LLC | 100 | Lion Copolymer LLC | 100 | Non-regulated | Dropped - Retired/Planned Retirement by 06/2028
Baton Rouge Plant | 10297_G_GEN2 | 10297 | G | GEN2 |  | O/G Steam |  |  | Louisiana |  | East Baton Rouge |  |  | 2 |  | 1959 | 2005 | [32 empty] | Lion Copolymer LLC | 100 | Lion Copolymer LLC | 100 | Non-regulated | Dropped - Retired/Planned Retirement by 06/2028
Newgulf Cogen | 50137_G_GEN2 | 50137 | G | GEN2 |  | Combined Cycle |  |  | Texas |  | Wharton |  |  | 12 |  | 1988 | 2005 | [32 empty] | Wharton County Elec Coop, Inc | 100 | Wharton County Elec Coop, Inc | 100 | Non-regulated | Dropped - Retired/Planned Retirement by 06/2028
Fairbanks | 181_G_1 | 181 | G | 1 |  | Combustion Turbine |  |  | Arkansas |  | Woodruff |  |  | 1.2 |  | 1957 | 2005 | [32 empty] | City of Augusta - (AR) | 100 | City of Augusta - (AR) | 100 | Regulated | Dropped - Retired/Planned Retirement by 06/2028
Fairbanks | 181_G_2 | 181 | G | 2 |  | Combustion Turbine |  |  | Arkansas |  | Woodruff |  |  | 0.7 |  | 1949 | 2005 | [32 empty] | City of Augusta - (AR) | 100 | City of Augusta - (AR) | 100 | Regulated | Dropped - Retired/Planned Retirement by 06/2028
Fairbanks | 181_G_3 | 181 | G | 3 |  | Combustion Turbine |  |  | Arkansas |  | Woodruff |  |  | 0.3 |  | 1945 | 2005 | [32 empty] | City of Augusta - (AR) | 100 | City of Augusta - (AR) | 100 | Regulated | Dropped - Retired/Planned Retirement by 06/2028
Fairbanks | 181_G_4 | 181 | G | 4 |  | Combustion Turbine |  |  | Arkansas |  | Woodruff |  |  | 0.3 |  | 1935 | 2005 | [32 empty] | City of Augusta - (AR) | 100 | City of Augusta - (AR) | 100 | Regulated | Dropped - Retired/Planned Retirement by 06/2028
Fairbanks | 181_G_5 | 181 | G | 5 |  | Combustion Turbine |  |  | Arkansas |  | Woodruff |  |  | 0.1 |  | 1929 | 2005 | [32 empty] | City of Augusta - (AR) | 100 | City of Augusta - (AR) | 100 | Regulated | Dropped - Retired/Planned Retirement by 06/2028
Clay Center | 1270_G_4 | 1270 | G | 4 |  | O/G Steam |  |  | Kansas |  | Clay |  |  | 1.5 |  | 1942 | 2005 | [32 empty] | City of Clay Center - (KS) | 100 | City of Clay Center - (KS) | 100 | Regulated | Dropped - Retired/Planned Retirement by 06/2028
Fort Phantom | 4938_G_1 | 4938 | G | 1 |  | O/G Steam |  |  | Texas |  | Jones |  |  | 158 |  | 1974 | 2005 | [32 empty] | AEP Texas North Company | 100 | AEP Texas North Company | 100 | Non-regulated | Dropped - Retired/Planned Retirement by 06/2028
Fort Phantom | 4938_G_2 | 4938 | G | 2 |  | O/G Steam |  |  | Texas |  | Jones |  |  | 204 |  | 1977 | 2005 | [32 empty] | AEP Texas North Company | 100 | AEP Texas North Company | 100 | Non-regulated | Dropped - Retired/Planned Retirement by 06/2028
D G Hunter | 6558_G_1 | 6558 | G | 1 |  | O/G Steam |  |  | Louisiana |  | Rapides |  |  | 16 |  | 1956 | 2005 | [32 empty] | City of Alexandria - (LA) | 100 | City of Alexandria - (LA) | 100 | Regulated | Dropped - Retired/Planned Retirement by 06/2028
D G Hunter | 6558_G_2 | 6558 | G | 2 |  | O/G Steam |  |  | Louisiana |  | Rapides |  |  | 16 |  | 1956 | 2005 | [32 empty] | City of Alexandria - (LA) | 100 | City of Alexandria - (LA) | 100 | Regulated | Dropped - Retired/Planned Retirement by 06/2028
Block Island | 6567_G_11 | 6567 | G | 11 |  | Combustion Turbine |  |  | Rhode Island |  | Washington |  |  | 0.8 |  | 1972 | 2005 | [32 empty] | Block Island Utility District | 100 | Block Island Utility District | 100 | Regulated | Dropped - Retired/Planned Retirement by 06/2028
Oceanside Energy | 50348_G_OS4 | 50348 | G | OS4 |  | Landfill Gas |  |  | New York |  | Nassau |  |  | 0.7 |  | 1990 | 2005 | [32 empty] | Zapco Energy Tactics Corp | 100 | Zapco Energy Tactics Corp | 100 | Non-regulated | Dropped - Retired/Planned Retirement by 06/2028
Hidalgo Smelter | 54208_G_EMD3 | 54208 | G | EMD3 |  | Combustion Turbine |  |  | New Mexico |  | Hidalgo |  |  | 2.5 |  | 1977 | 2005 | [32 empty] | Phelps Dodge Corp-Hidalgo | 100 | Phelps Dodge Corp-Hidalgo | 100 | Non-regulated | Dropped - Retired/Planned Retirement by 06/2028
Hidalgo Smelter | 54208_G_EMD4 | 54208 | G | EMD4 |  | Combustion Turbine |  |  | New Mexico |  | Hidalgo |  |  | 2.5 |  | 1977 | 2005 | [32 empty] | Phelps Dodge Corp-Hidalgo | 100 | Phelps Dodge Corp-Hidalgo | 100 | Non-regulated | Dropped - Retired/Planned Retirement by 06/2028
Hidalgo Smelter | 54208_G_EMD5 | 54208 | G | EMD5 |  | Combustion Turbine |  |  | New Mexico |  | Hidalgo |  |  | 2.5 |  | 1985 | 2005 | [32 empty] | Phelps Dodge Corp-Hidalgo | 100 | Phelps Dodge Corp-Hidalgo | 100 | Non-regulated | Dropped - Retired/Planned Retirement by 06/2028
Hidalgo Smelter | 54208_G_TGU1 | 54208 | G | TGU1 |  | O/G Steam |  |  | New Mexico |  | Hidalgo |  |  | 15 |  | 1976 | 2005 | [32 empty] | Phelps Dodge Corp-Hidalgo | 100 | Phelps Dodge Corp-Hidalgo | 100 | Non-regulated | Dropped - Retired/Planned Retirement by 06/2028
Hidalgo Smelter | 54208_G_TGU2 | 54208 | G | TGU2 |  | O/G Steam |  |  | New Mexico |  | Hidalgo |  |  | 15 |  | 1976 | 2005 | [32 empty] | Phelps Dodge Corp-Hidalgo | 100 | Phelps Dodge Corp-Hidalgo | 100 | Non-regulated | Dropped - Retired/Planned Retirement by 06/2028
Pfizer Groton Plant | 54236_G_TG 1 | 54236 | G | TG 1 |  | O/G Steam |  |  | Connecticut |  | New London |  |  | 2.5 |  | 1948 | [33 empty] | Pfizer Inc | 100 | Pfizer Inc | 100 | Non-regulated | Dropped - Plant is identified as onsite because it is a net buyer of electricity in 2021 | BLR1 | BLR2 | BLR3 | BLR4 | BLR5 | BLR8
Amalgamated Sugar LLC Nyssa | 54612_G_1 | 54612 | G | 1 |  | Coal Steam |  |  | Oregon |  | Malheur |  |  | 8 |  | 1987 | 2005 | [32 empty] | Amalgamated Sugar Co LLC | 100 | Amalgamated Sugar Co LLC | 100 | Non-regulated | Dropped - Retired/Planned Retirement by 06/2028
Amalgamated Sugar LLC Nyssa | 54612_G_2 | 54612 | G | 2 |  | Coal Steam |  |  | Oregon |  | Malheur |  |  | 1.4 |  | 1942 | 2005 | [32 empty] | Amalgamated Sugar Co LLC | 100 | Amalgamated Sugar Co LLC | 100 | Non-regulated | Dropped - Retired/Planned Retirement by 06/2028
Amalgamated Sugar LLC Nyssa | 54612_G_3 | 54612 | G | 3 |  | Coal Steam |  |  | Oregon |  | Malheur |  |  | 0.4 |  | 1942 | 2005 | [32 empty] | Amalgamated Sugar Co LLC | 100 | Amalgamated Sugar Co LLC | 100 | Non-regulated | Dropped - Retired/Planned Retirement by 06/2028
CenterPoint Energy Field Svs. | 54704_G_001 | 54704 | G | 001 |  | Combustion Turbine |  |  | Louisiana |  | Bossier |  |  | 0.2 |  | 1961 | 2005 | [32 empty] | CenterPoint Energy Svs. | 100 | CenterPoint Energy Svs. | 100 | Non-regulated | Dropped - Retired/Planned Retirement by 06/2028
CenterPoint Energy Field Svs. | 54704_G_002 | 54704 | G | 002 |  | Combustion Turbine |  |  | Louisiana |  | Bossier |  |  | 0.4 |  | 1961 | 2005 | [32 empty] | CenterPoint Energy Svs. | 100 | CenterPoint Energy Svs. | 100 | Non-regulated | Dropped - Retired/Planned Retirement by 06/2028
CenterPoint Energy Field Svs. | 54704_G_003 | 54704 | G | 003 |  | Combustion Turbine |  |  | Louisiana |  | Bossier |  |  | 0.4 |  | 1961 | 2005 | [32 empty] | CenterPoint Energy Svs. | 100 | CenterPoint Energy Svs. | 100 | Non-regulated | Dropped - Retired/Planned Retirement by 06/2028
CenterPoint Energy Field Svs. | 54704_G_004 | 54704 | G | 004 |  | Combustion Turbine |  |  | Louisiana |  | Bossier |  |  | 0.2 |  | 1961 | 2005 | [32 empty] | CenterPoint Energy Svs. | 100 | CenterPoint Energy Svs. | 100 | Non-regulated | Dropped - Retired/Planned Retirement by 06/2028
Brookhaven Facility | 55778_G_BH1 | 55778 | G | BH1 |  | Landfill Gas |  |  | New York |  | Suffolk |  |  | 1.2 |  | 1995 | 2005 | [32 empty] | WEHRAN Energy Corporation | 100 | WEHRAN Energy Corporation | 100 | Non-regulated | Dropped - Retired/Planned Retirement by 06/2028
Long Beach Generation LLC | 341_G_CT5 | 341 | G | CT5 |  | Combined Cycle |  |  | California |  | Los Angeles |  |  | 63 |  | 1977 | 2004 | [32 empty] | Long Beach Generation LLC | 100 | Long Beach Generation LLC | 100 | Non-regulated | Dropped - Retired/Planned Retirement by 06/2028
Long Beach Generation LLC | 341_G_CT6 | 341 | G | CT6 |  | Combined Cycle |  |  | California |  | Los Angeles |  |  | 63 |  | 1977 | 2004 | [32 empty] | Vistra Corp | 50 | Vistra Corp | 50 | Non-regulated | Dropped - Retired/Planned Retirement by 06/2028
Long Beach Generation LLC | 341_G_CT7 | 341 | G | CT7 |  | Combined Cycle |  |  | California |  | Los Angeles |  |  | 63 |  | 1977 | 2004 | [32 empty] | Vistra Corp | 50 | Vistra Corp | 50 | Non-regulated | Dropped - Retired/Planned Retirement by 06/2028
Long Beach Generation LLC | 341_G_ST8 | 341 | G | ST8 |  | Combined Cycle |  |  | California |  | Los Angeles |  |  | 80 |  | 1976 | 2004 | [32 empty] | Vistra Corp | 50 | Vistra Corp | 50 | Non-regulated | Dropped - Retired/Planned Retirement by 06/2028
Long Beach Generation LLC | 341_G_ST9 | 341 | G | ST9 |  | Combined Cycle |  |  | California |  | Los Angeles |  |  | 63 |  | 1977 | 2004 | [32 empty] | Vistra Corp | 50 | Vistra Corp | 50 | Non-regulated | Dropped - Retired/Planned Retirement by 06/2028
R Madison | 596_G_MAD | 596 | G | MAD |  | Combustion Turbine |  |  | Delaware |  | New Castle |  |  | 11 |  | 1962 | 2004 | [32 empty] | Conectiv Delmarva Gen Inc | 100 | Conectiv Delmarva Gen Inc | 100 | Non-regulated | Dropped - Retired/Planned Retirement by 06/2028
Buford | 759_G_2 | 759 | G | 2 |  | Hydro |  |  | Georgia |  | Forsyth |  |  | 40 |  | 1957 | 2004 | [32 empty] | USCE-Mobile District | 100 | USCE-Mobile District | 100 | Regulated | Dropped - Retired/Planned Retirement by 06/2028
Calumet | 866_G_311 | 866 | G | 311 |  | Combustion Turbine |  |  | Illinois |  | Cook |  |  | 14.7 |  | 1969 | 2004 | [32 empty] | Midwest Generations EME LLC | 100 | Midwest Generations EME LLC | 100 | Non-regulated | Dropped - Retired/Planned Retirement by 06/2028
Calumet | 866_G_312 | 866 | G | 312 |  | Combustion Turbine |  |  | Illinois |  | Cook |  |  | 14.1 |  | 1969 | 2004 | [32 empty] | Midwest Generations EME LLC | 100 | Midwest Generations EME LLC | 100 | Non-regulated | Dropped - Retired/Planned Retirement by 06/2028
Calumet | 866_G_313 | 866 | G | 313 |  | Combustion Turbine |  |  | Illinois |  | Cook |  |  | 12.3 |  | 1969 | 2004 | [32 empty] | Midwest Generations EME LLC | 100 | Midwest Generations EME LLC | 100 | Non-regulated | Dropped - Retired/Planned Retirement by 06/2028
Calumet | 866_G_314 | 866 | G | 314 |  | Combustion Turbine |  |  | Illinois |  | Cook |  |  | 14.8 |  | 1969 | 2004 | [32 empty] | Midwest Generations EME LLC | 100 | Midwest Generations EME LLC | 100 | Non-regulated | Dropped - Retired/Planned Retirement by 06/2028
Calumet | 866_G_321 | 866 | G | 321 |  | Combustion Turbine |  |  | Illinois |  | Cook |  |  | 14.1 |  | 1996 | 2004 | [32 empty] | Midwest Generations EME LLC | 100 | Midwest Generations EME LLC | 100 | Non-regulated | Dropped - Retired/Planned Retirement by 06/2028
Calumet | 866_G_322 | 866 | G | 322 |  | Combustion Turbine |  |  | Illinois |  | Cook |  |  | 14.2 |  | 1996 | 2004 | [32 empty] | Midwest Generations EME LLC | 100 | Midwest Generations EME LLC | 100 | Non-regulated | Dropped - Retired/Planned Retirement by 06/2028
Calumet | 866_G_323 | 866 | G | 323 |  | Combustion Turbine |  |  | Illinois |  | Cook |  |  | 14.2 |  | 1969 | 2004 | [32 empty] | Midwest Generations EME LLC | 100 | Midwest Generations EME LLC | 100 | Non-regulated | Dropped - Retired/Planned Retirement by 06/2028
Calumet | 866_G_324 | 866 | G | 324 |  | Combustion Turbine |  |  | Illinois |  | Cook |  |  | 14.2 |  | 1969 | 2004 | [32 empty] | Midwest Generations EME LLC | 100 | Midwest Generations EME LLC | 100 | Non-regulated | Dropped - Retired/Planned Retirement by 06/2028
Calumet | 866_G_331 | 866 | G | 331 |  | Combustion Turbine |  |  | Illinois |  | Cook |  |  | 15.1 |  | 1969 | 2004 | [32 empty] | Midwest Generations EME LLC | 100 | Midwest Generations EME LLC | 100 | Non-regulated | Dropped - Retired/Planned Retirement by 06/2028
Calumet | 866_G_332 | 866 | G | 332 |  | Combustion Turbine |  |  | Illinois |  | Cook |  |  | 13 |  | 1969 | 2004 | [32 empty] | Midwest Generations EME LLC | 100 | Midwest Generations EME LLC | 100 | Non-regulated | Dropped - Retired/Planned Retirement by 06/2028
Calumet | 866_G_333 | 866 | G | 333 |  | Combustion Turbine |  |  | Illinois |  | Cook |  |  | 13.6 |  | 1969 | 2004 | [32 empty] | Midwest Generations EME LLC | 100 | Midwest Generations EME LLC | 100 | Non-regulated | Dropped - Retired/Planned Retirement by 06/2028
Calumet | 866_G_341 | 866 | G | 341 |  | Combustion Turbine |  |  | Illinois |  | Cook |  |  | 13.7 |  | 1970 | 2004 | [32 empty] | Midwest Generations EME LLC | 100 | Midwest Generations EME LLC | 100 | Non-regulated | Dropped - Retired/Planned Retirement by 06/2028
Calumet | 866_G_342 | 866 | G | 342 |  | Combustion Turbine |  |  | Illinois |  | Cook |  |  | 14 |  | 1970 | 2004 | [32 empty] | Midwest Generations EME LLC | 100 | Midwest Generations EME LLC | 100 | Non-regulated | Dropped - Retired/Planned Retirement by 06/2028
Calumet | 866_G_343 | 866 | G | 343 |  | Combustion Turbine |  |  | Illinois |  | Cook |  |  | 13.6 |  | 1970 | 2004 | [32 empty] | Midwest Generations EME LLC | 100 | Midwest Generations EME LLC | 100 | Non-regulated | Dropped - Retired/Planned Retirement by 06/2028
Calumet | 866_G_344 | 866 | G | 344 |  | Combustion Turbine |  |  | Illinois |  | Cook |  |  | 8.3 |  | 1970 | 2004 | [32 empty] | Midwest Generations EME LLC | 100 | Midwest Generations EME LLC | 100 | Non-regulated | Dropped - Retired/Planned Retirement by 06/2028
Electric Junction | 870_G_311 | 870 | G | 311 |  | Combustion Turbine |  |  | Illinois |  | DuPage |  |  | 14.6 |  | 1970 | 2004 | [32 empty] | Midwest Generations EME LLC | 100 | Midwest Generations EME LLC | 100 | Non-regulated | Dropped - Retired/Planned Retirement by 06/2028
Electric Junction | 870_G_312 | 870 | G | 312 |  | Combustion Turbine |  |  | Illinois |  | DuPage |  |  | 15 |  | 1970 | 2004 | [32 empty] | Midwest Generations EME LLC | 100 | Midwest Generations EME LLC | 100 | Non-regulated | Dropped - Retired/Planned Retirement by 06/2028
Electric Junction | 870_G_313 | 870 | G | 313 |  | Combustion Turbine |  |  | Illinois |  | DuPage |  |  | 15.1 |  | 1970 | 2004 | [32 empty] | Midwest Generations EME LLC | 100 | Midwest Generations EME LLC | 100 | Non-regulated | Dropped - Retired/Planned Retirement by 06/2028
Electric Junction | 870_G_314 | 870 | G | 314 |  | Combustion Turbine |  |  | Illinois |  | DuPage |  |  | 14.7 |  | 1970 | 2004 | [32 empty] | Midwest Generations EME LLC | 100 | Midwest Generations EME LLC | 100 | Non-regulated | Dropped - Retired/Planned Retirement by 06/2028
Electric Junction | 870_G_321 | 870 | G | 321 |  | Combustion Turbine |  |  | Illinois |  | DuPage |  |  | 14.9 |  | 1970 | 2004 | [32 empty] | Midwest Generations EME LLC | 100 | Midwest Generations EME LLC | 100 | Non-regulated | Dropped - Retired/Planned Retirement by 06/2028
Electric Junction | 870_G_322 | 870 | G | 322 |  | Combustion Turbine |  |  | Illinois |  | DuPage |  |  | 14.6 |  | 1970 | 2004 | [32 empty] | Midwest Generations EME LLC | 100 | Midwest Generations EME LLC | 100 | Non-regulated | Dropped - Retired/Planned Retirement by 06/2028
Electric Junction | 870_G_323 | 870 | G | 323 |  | Combustion Turbine |  |  | Illinois |  | DuPage |  |  | 14.4 |  | 1970 | 2004 | [32 empty] | Midwest Generations EME LLC | 100 | Midwest Generations EME LLC | 100 | Non-regulated | Dropped - Retired/Planned Retirement by 06/2028
Electric Junction | 870_G_324 | 870 | G | 324 |  | Combustion Turbine |  |  | Illinois |  | DuPage |  |  | 15.3 |  | 1970 | 2004 | [32 empty] | Midwest Generations EME LLC | 100 | Midwest Generations EME LLC | 100 | Non-regulated | Dropped - Retired/Planned Retirement by 06/2028
Electric Junction | 870_G_331 | 870 | G | 331 |  | Combustion Turbine |  |  | Illinois |  | DuPage |  |  | 14.7 |  | 1970 | 2004 | [32 empty] | Midwest Generations EME LLC | 100 | Midwest Generations EME LLC | 100 | Non-regulated | Dropped - Retired/Planned Retirement by 06/2028
Electric Junction | 870_G_332 | 870 | G | 332 |  | Combustion Turbine |  |  | Illinois |  | DuPage |  |  | 15.1 |  | 1970 | 2004 | [32 empty] | Midwest Generations EME LLC | 100 | Midwest Generations EME LLC | 100 | Non-regulated | Dropped - Retired/Planned Retirement by 06/2028
Electric Junction | 870_G_333 | 870 | G | 333 |  | Combustion Turbine |  |  | Illinois |  | DuPage |  |  | 14.7 |  | 1970 | 2004 | [32 empty] | Midwest Generations EME LLC | 100 | Midwest Generations EME LLC | 100 | Non-regulated | Dropped - Retired/Planned Retirement by 06/2028
Electric Junction | 870_G_334 | 870 | G | 334 |  | Combustion Turbine |  |  | Illinois |  | DuPage |  |  | 14.7 |  | 1971 | 2004 | [32 empty] | Midwest Generations EME LLC | 100 | Midwest Generations EME LLC | 100 | Non-regulated | Dropped - Retired/Planned Retirement by 06/2028
Electric Junction | 870_G_341 | 870 | G | 341 |  | Combustion Turbine |  |  | Illinois |  | DuPage |  |  | 9.5 |  | 1971 | 2004 | [32 empty] | Midwest Generations EME LLC | 100 | Midwest Generations EME LLC | 100 | Non-regulated | Dropped - Retired/Planned Retirement by 06/2028
Electric Junction | 870_G_342 | 870 | G | 342 |  | Combustion Turbine |  |  | Illinois |  | DuPage |  |  | 9.8 |  | 1971 | 2004 | [32 empty] | Midwest Generations EME LLC | 100 | Midwest Generations EME LLC | 100 | Non-regulated | Dropped - Retired/Planned Retirement by 06/2028
Electric Junction | 870_G_343 | 870 | G | 343 |  | Combustion Turbine |  |  | Illinois |  | DuPage |  |  | 10.4 |  | 1971 | 2004 | [32 empty] | Midwest Generations EME LLC | 100 | Midwest Generations EME LLC | 100 | Non-regulated | Dropped - Retired/Planned Retirement by 06/2028
Electric Junction | 870_G_344 | 870 | G | 344 |  | Combustion Turbine |  |  | Illinois |  | DuPage |  |  | 9.9 |  | 1971 | 2004 | [32 empty] | Midwest Generations EME LLC | 100 | Midwest Generations EME LLC | 100 | Non-regulated | Dropped - Retired/Planned Retirement by 06/2028
Joliet 9 | 874_G_311 | 874 | G | 311 |  | Combustion Turbine |  |  | Illinois |  | Will |  |  | 15.8 |  | 1969 | 2004 | [32 empty] | Midwest Generations EME LLC | 100 | Midwest Generations EME LLC | 100 | Non-regulated | Dropped - Retired/Planned Retirement by 06/2028
Joliet 9 | 874_G_312 | 874 | G | 312 |  | Combustion Turbine |  |  | Illinois |  | Will |  |  | 14.5 |  | 1969 | 2004 | [32 empty] | Midwest Generations EME LLC | 100 | Midwest Generations EME LLC | 100 | Non-regulated | Dropped - Retired/Planned Retirement by 06/2028
Joliet 9 | 874_G_313 | 874 | G | 313 |  | Combustion Turbine |  |  | Illinois |  | Will |  |  | 14.6 |  | 1969 | 2004 | [32 empty] | Midwest Generations EME LLC | 100 | Midwest Generations EME LLC | 100 | Non-regulated | Dropped - Retired/Planned Retirement by 06/2028
Joliet 9 | 874_G_314 | 874 | G | 314 |  | Combustion Turbine |  |  | Illinois |  | Will |  |  | 14 |  | 1969 | 2004 | [32 empty] | Midwest Generations EME LLC | 100 | Midwest Generations EME LLC | 100 | Non-regulated | Dropped - Retired/Planned Retirement by 06/2028
Joliet 9 | 874_G_321 | 874 | G | 321 |  | Combustion Turbine |  |  | Illinois |  | Will |  |  | 14.1 |  | 1969 | 2004 | [32 empty] | Midwest Generations EME LLC | 100 | Midwest Generations EME LLC | 100 | Non-regulated | Dropped - Retired/Planned Retirement by 06/2028
Joliet 9 | 874_G_322 | 874 | G | 322 |  | Combustion Turbine |  |  | Illinois |  | Will |  |  | 14.1 |  | 1969 | 2004 | [32 empty] | Midwest Generations EME LLC | 100 | Midwest Generations EME LLC | 100 | Non-regulated | Dropped - Retired/Planned Retirement by 06/2028
Joliet 9 | 874_G_323 | 874 | G | 323 |  | Combustion Turbine |  |  | Illinois |  | Will |  |  | 14.1 |  | 1969 | 2004 | [32 empty] | Midwest Generations EME LLC | 100 | Midwest Generations EME LLC | 100 | Non-regulated | Dropped - Retired/Planned Retirement by 06/2028
Joliet 9 | 874_G_324 | 874 | G | 324 |  | Combustion Turbine |  |  | Illinois |  | Will |  |  | 13.9 |  | 1969 | 2004 | [32 empty] | Midwest Generations EME LLC | 100 | Midwest Generations EME LLC | 100 | Non-regulated | Dropped - Retired/Planned Retirement by 06/2028
Lombard | 877_G_311 | 877 | G | 311 |  | Combustion Turbine |  |  | Illinois |  | DuPage |  |  | 16.2 |  | 1969 | 2004 | [32 empty] | Midwest Generations EME LLC | 100 | Midwest Generations EME LLC | 100 | Non-regulated | Dropped - Retired/Planned Retirement by 06/2028
Lombard | 877_G_312 | 877 | G | 312 |  | Combustion Turbine |  |  | Illinois |  | DuPage |  |  | 18.4 |  | 1969 | 2004 | [32 empty] | Midwest Generations EME LLC | 100 | Midwest Generations EME LLC | 100 | Non-regulated | Dropped - Retired/Planned Retirement by 06/2028
Lombard | 877_G_321 | 877 | G | 321 |  | Combustion Turbine |  |  | Illinois |  | DuPage |  |  | 15.5 |  | 1969 | 2004 | [32 empty] | Midwest Generations EME LLC | 100 | Midwest Generations EME LLC | 100 | Non-regulated | Dropped - Retired/Planned Retirement by 06/2028
Lombard | 877_G_322 | 877 | G | 322 |  | Combustion Turbine |  |  | Illinois |  | DuPage |  |  | 18.8 |  | 1969 | 2004 | [32 empty] | Midwest Generations EME LLC | 100 | Midwest Generations EME LLC | 100 | Non-regulated | Dropped - Retired/Planned Retirement by 06/2028
Lombard | 877_G_331 | 877 | G | 331 |  | Combustion Turbine |  |  | Illinois |  | DuPage |  |  | 16.2 |  | 1969 | 2004 | [32 empty] | Midwest Generations EME LLC | 100 | Midwest Generations EME LLC | 100 | Non-regulated | Dropped - Retired/Planned Retirement by 06/2028
Lombard | 877_G_332 | 877 | G | 332 |  | Combustion Turbine |  |  | Illinois |  | DuPage |  |  | 18.3 |  | 1969 | 2004 | [32 empty] | Midwest Generations EME LLC | 100 | Midwest Generations EME LLC | 100 | Non-regulated | Dropped - Retired/Planned Retirement by 06/2028
Sabrooke | 882_G_311 | 882 | G | 311 |  | Combustion Turbine |  |  | Illinois |  | Winnebago |  |  | 12.8 |  | 1969 | 2004 | [32 empty] | Midwest Generations EME LLC | 100 | Midwest Generations EME LLC | 100 | Non-regulated | Dropped - Retired/Planned Retirement by 06/2028
Sabrooke | 882_G_312 | 882 | G | 312 |  | Combustion Turbine |  |  | Illinois |  | Winnebago |  |  | 12.4 |  | 1969 | 2004 | [32 empty] | Midwest Generations EME LLC | 100 | Midwest Generations EME LLC | 100 | Non-regulated | Dropped - Retired/Planned Retirement by 06/2028
Sabrooke | 882_G_321 | 882 | G | 321 |  | Combustion Turbine |  |  | Illinois |  | Winnebago |  |  | 11.4 |  | 1969 | 2004 | [32 empty] | Midwest Generations EME LLC | 100 | Midwest Generations EME LLC | 100 | Non-regulated | Dropped - Retired/Planned Retirement by 06/2028
Sabrooke | 882_G_322 | 882 | G | 322 |  | Combustion Turbine |  |  | Illinois |  | Winnebago |  |  | 13.5 |  | 1969 | 2004 | [32 empty] | Midwest Generations EME LLC | 100 | Midwest Generations EME LLC | 100 | Non-regulated | Dropped - Retired/Planned Retirement by 06/2028
Sabrooke | 882_G_331 | 882 | G | 331 |  | Combustion Turbine |  |  | Illinois |  | Winnebago |  |  | 11 |  | 1970 | 2004 | [32 empty] | Midwest Generations EME LLC | 100 | Midwest Generations EME LLC | 100 | Non-regulated | Dropped - Retired/Planned Retirement by 06/2028
Sabrooke | 882_G_332 | 882 | G | 332 |  | Combustion Turbine |  |  | Illinois |  | Winnebago |  |  | 12.8 |  | 1970 | 2004 | [32 empty] | Midwest Generations EME LLC | 100 | Midwest Generations EME LLC | 100 | Non-regulated | Dropped - Retired/Planned Retirement by 06/2028
Sabrooke | 882_G_341 | 882 | G | 341 |  | Combustion Turbine |  |  | Illinois |  | Winnebago |  |  | 12.5 |  | 1970 | 2004 | [32 empty] | Midwest Generations EME LLC | 100 | Midwest Generations EME LLC | 100 | Non-regulated | Dropped - Retired/Planned Retirement by 06/2028
Sabrooke | 882_G_342 | 882 | G | 342 |  | Combustion Turbine |  |  | Illinois |  | Winnebago |  |  | 13.1 |  | 1970 | 2004 | [32 empty] | Midwest Generations EME LLC | 100 | Midwest Generations EME LLC | 100 | Non-regulated | Dropped - Retired/Planned Retirement by 06/2028
Chanute 1 | 1267_G_4 | 1267 | G | 4 |  | O/G Steam |  |  | Kansas |  | Neosho |  |  | 4 |  | 1949 | 2004 | [32 empty] | City of Chanute | 100 | City of Chanute | 100 | Regulated | Dropped - Retired/Planned Retirement by 06/2028
Chanute 1 | 1267_G_5 | 1267 | G | 5 |  | Combustion Turbine |  |  | Kansas |  | Neosho |  |  | 1.5 |  | 1955 | 2004 | [32 empty] | City of Chanute | 100 | City of Chanute | 100 | Regulated | Dropped - Retired/Planned Retirement by 06/2028
Chanute 1 | 1267_G_6 | 1267 | G | 6 |  | O/G Steam |  |  | Kansas |  | Neosho |  |  | 9.8 |  | 1957 | 2004 | [32 empty] | City of Chanute | 100 | City of Chanute | 100 | Regulated | Dropped - Retired/Planned Retirement by 06/2028
Holly Street | 3549_G_1 | 3549 | G | 1 |  | O/G Steam |  |  | Texas |  | Travis |  |  | 100 |  | 1960 | 2004 | [32 empty] | Austin Energy | 100 | Austin Energy | 100 | Regulated | Dropped - Retired/Planned Retirement by 06/2028 | bar: B1 B1 B1 B1 B1
Holly Street | 3549_G_2 | 3549 | G | 2 |  | O/G Steam |  |  | Texas |  | Travis |  |  | 100 |  | 1964 | 2004 | [32 empty] | Austin Energy | 100 | Austin Energy | 100 | Regulated | Dropped - Retired/Planned Retirement by 06/2028 | B1 B1 B1 B1 B1: 2
Coleman | 3566_G_IC1 | 3566 | G | IC1 |  | Combustion Turbine |  |  | Texas |  | Coleman |  |  | 1.3 |  | 1955 | 2004 | [32 empty] | City of Coleman - (TX) | 100 | City of Coleman - (TX) | 100 | Regulated | Dropped - Retired/Planned Retirement by 06/2028
Coleman | 3566_G_IC2 | 3566 | G | IC2 |  | Combustion Turbine |  |  | Texas |  | Coleman |  |  | 1 |  | 1959 | 2004 | [32 empty] | City of Coleman - (TX) | 100 | City of Coleman - (TX) | 100 | Regulated | Dropped - Retired/Planned Retirement by 06/2028
Coleman | 3566_G_IC3 | 3566 | G | IC3 |  | Combustion Turbine |  |  | Texas |  | Coleman |  |  | 1.1 |  | 1951 | 2004 | [32 empty] | City of Coleman - (TX) | 100 | City of Coleman - (TX) | 100 | Regulated | Dropped - Retired/Planned Retirement by 06/2028
Coleman | 3566_G_IC4 | 3566 | G | IC4 |  | Combustion Turbine |  |  | Texas |  | Coleman |  |  | 1.3 |  | 1963 | 2004 | [32 empty] | City of Coleman - (TX) | 100 | City of Coleman - (TX) | 100 | Regulated | Dropped - Retired/Planned Retirement by 06/2028
Coleman | 3566_G_IC5 | 3566 | G | IC5 |  | Combustion Turbine |  |  | Texas |  | Coleman |  |  | 1.8 |  | 1968 | 2004 | [32 empty] | City of Coleman - (TX) | 100 | City of Coleman - (TX) | 100 | Regulated | Dropped - Retired/Planned Retirement by 06/2028
Coleman | 3566_G_IC6 | 3566 | G | IC6 |  | Combustion Turbine |  |  | Texas |  | Coleman |  |  | 2.2 |  | 1973 | 2004 | [32 empty] | City of Coleman - (TX) | 100 | City of Coleman - (TX) | 100 | Regulated | Dropped - Retired/Planned Retirement by 06/2028
Coleman | 3566_G_IC7 | 3566 | G | IC7 |  | Combustion Turbine |  |  | Texas |  | Coleman |  |  | 1.2 |  | 1978 | 2004 | [32 empty] | City of Coleman - (TX) | 100 | City of Coleman - (TX) | 100 | Regulated | Dropped - Retired/Planned Retirement by 06/2028
Coleman | 3566_G_IC8 | 3566 | G | IC8 |  | Combustion Turbine |  |  | Texas |  | Coleman |  |  | 0.8 |  | 1980 | 2004 | [32 empty] | City of Coleman - (TX) | 100 | City of Coleman - (TX) | 100 | Regulated | Dropped - Retired/Planned Retirement by 06/2028
Coleman | 3566_G_IC9 | 3566 | G | IC9 |  | Combustion Turbine |  |  | Texas |  | Coleman |  |  | 3.6 |  | 1986 | 2004 | [32 empty] | City of Coleman - (TX) | 100 | City of Coleman - (TX) | 100 | Regulated | Dropped - Retired/Planned Retirement by 06/2028
Robstown | 3608_G_10 | 3608 | G | 10 |  | Combustion Turbine |  |  | Texas |  | Nueces |  |  | 3.5 |  | 1967 | 2004 | [32 empty] | City of Robstown - (TX) | 100 | City of Robstown - (TX) | 100 | Regulated | Dropped - Retired/Planned Retirement by 06/2028
Robstown | 3608_G_11 | 3608 | G | 11 |  | Combustion Turbine |  |  | Texas |  | Nueces |  |  | 4 |  | 1972 | 2004 | [32 empty] | City of Robstown - (TX) | 100 | City of Robstown - (TX) | 100 | Regulated | Dropped - Retired/Planned Retirement by 06/2028
Robstown | 3608_G_3 | 3608 | G | 3 |  | Combustion Turbine |  |  | Texas |  | Nueces |  |  | 2.1 |  | 1958 | 2004 | [32 empty] | City of Robstown - (TX) | 100 | City of Robstown - (TX) | 100 | Regulated | Dropped - Retired/Planned Retirement by 06/2028
Robstown | 3608_G_4 | 3608 | G | 4 |  | Combustion Turbine |  |  | Texas |  | Nueces |  |  | 2 |  | 1979 | 2004 | [32 empty] | City of Robstown - (TX) | 100 | City of Robstown - (TX) | 100 | Regulated | Dropped - Retired/Planned Retirement by 06/2028
Robstown | 3608_G_5 | 3608 | G | 5 |  | Combustion Turbine |  |  | Texas |  | Nueces |  |  | 2 |  | 1979 | 2004 | [32 empty] | City of Robstown - (TX) | 100 | City of Robstown - (TX) | 100 | Regulated | Dropped - Retired/Planned Retirement by 06/2028
Robstown | 3608_G_7 | 3608 | G | 7 |  | Combustion Turbine |  |  | Texas |  | Nueces |  |  | 0.9 |  | 1955 | 2004 | [32 empty] | City of Robstown - (TX) | 100 | City of Robstown - (TX) | 100 | Regulated | Dropped - Retired/Planned Retirement by 06/2028
Robstown | 3608_G_8 | 3608 | G | 8 |  | Combustion Turbine |  |  | Texas |  | Nueces |  |  | 0.9 |  | 1956 | 2004 | [32 empty] | City of Robstown - (TX) | 100 | City of Robstown - (TX) | 100 | Regulated | Dropped - Retired/Planned Retirement by 06/2028
Robstown | 3608_G_9 | 3608 | G | 9 |  | Combustion Turbine |  |  | Texas |  | Nueces |  |  | 2.2 |  | 1962 | 2004 | [32 empty] | City of Robstown - (TX) | 100 | City of Robstown - (TX) | 100 | Regulated | Dropped - Retired/Planned Retirement by 06/2028
Black River Falls | 4104_G_1 | 4104 | G | 1 |  | Combustion Turbine |  |  | Wisconsin |  | Jackson |  |  | 0.3 |  | 1941 | 2004 | [32 empty] | City of Black River Falls | 100 | City of Black River Falls | 100 | Regulated | Dropped - Retired/Planned Retirement by 06/2028
Black River Falls | 4104_G_2 | 4104 | G | 2 |  | Combustion Turbine |  |  | Wisconsin |  | Jackson |  |  | 0.5 |  | 1941 | 2004 | [32 empty] | City of Black River Falls | 100 | City of Black River Falls | 100 | Regulated | Dropped - Retired/Planned Retirement by 06/2028
Black River Falls | 4104_G_3 | 4104 | G | 3 |  | Combustion Turbine |  |  | Wisconsin |  | Jackson |  |  | 0.9 |  | 1949 | 2004 | [32 empty] | City of Black River Falls | 100 | City of Black River Falls | 100 | Regulated | Dropped - Retired/Planned Retirement by 06/2028
Black River Falls | 4104_G_4 | 4104 | G | 4 |  | Combustion Turbine |  |  | Wisconsin |  | Jackson |  |  | 1.4 |  | 1955 | 2004 | [32 empty] | City of Black River Falls | 100 | City of Black River Falls | 100 | Regulated | Dropped - Retired/Planned Retirement by 06/2028
South Norwalk Electric | 6598_G_1 | 6598 | G | 1 |  | Combustion Turbine |  |  | Connecticut |  | FAIRFIELD |  |  | 5 |  | 1972 | 2004 | [32 empty] | City of South Norwalk - (CT) | 100 | City of South Norwalk - (CT) | 100 | Regulated | Dropped - Retired/Planned Retirement by 06/2028
South Norwalk Electric | 6598_G_2 | 6598 | G | 2 |  | Combustion Turbine |  |  | Connecticut |  | FAIRFIELD |  |  | 2 |  | 1940 | 2004 | [32 empty] | City of South Norwalk - (CT) | 100 | City of South Norwalk - (CT) | 100 | Regulated | Dropped - Retired/Planned Retirement by 06/2028
South Norwalk Electric | 6598_G_3 | 6598 | G | 3 |  | Combustion Turbine |  |  | Connecticut |  | FAIRFIELD |  |  | 2 |  | 1942 | 2004 | [32 empty] | City of South Norwalk - (CT) | 100 | City of South Norwalk - (CT) | 100 | Regulated | Dropped - Retired/Planned Retirement by 06/2028
South Norwalk Electric | 6598_G_4 | 6598 | G | 4 |  | Combustion Turbine |  |  | Connecticut |  | FAIRFIELD |  |  | 3.1 |  | 1951 | 2004 | [32 empty] | City of South Norwalk - (CT) | 100 | City of South Norwalk - (CT) | 100 | Regulated | Dropped - Retired/Planned Retirement by 06/2028
South Norwalk Electric | 6598_G_5 | 6598 | G | 5 |  | Combustion Turbine |  |  | Connecticut |  | FAIRFIELD |  |  | 3.2 |  | 1960 | 2004 | [32 empty] | City of South Norwalk - (CT) | 100 | City of South Norwalk - (CT) | 100 | Regulated | Dropped - Retired/Planned Retirement by 06/2028
Consumer Operations LLC | 10360_G_GEN8 | 10360 | G | GEN8 |  | Coal Steam |  |  | Wisconsin |  | Brown |  |  | 20 |  | 1977 | [33 empty] | Georgia-Pacific Consumer Oper. Green Bay LLC | 100 | Georgia-Pacific Consumer Oper. Green Bay LLC | 100 | Non-regulated | Dropped - Plant is identified as onsite because it is a net buyer of electricity in 2021 | B24 | B25 | B26 | B27 | B28 | B29
Pepeekeo Power Plant | 10401_G_GEN1 | 10401 | G | GEN1 |  | Coal Steam |  |  | Hawaii |  | Hawaii |  |  | 22 |  | 1974 | [33 empty] | Hilo Coast Processing Co | 100 | Hilo Coast Processing Co | 100 | Non-regulated | Dropped - in Alaska or in Hawaii or Puerto Rico
Altamont Power LLC | 10581_G_EXIS | 10581 | G | EXIS |  | Onshore Wind |  |  | California |  | Alameda |  |  | 28.7 |  | 1985 | 2004 | [32 empty] | Altamont Power LLC | 100 | Altamont Power LLC | 100 | Non-regulated | Dropped - Retired/Planned Retirement by 06/2028
University of California | 50117_G_GEN1 | 50117 | G | GEN1 |  | Combustion Turbine |  |  | California |  | Yolo |  |  | 2.9 |  | 1981 | 2004 | [32 empty] | University of California | 100 | University of California | 100 | Non-regulated | Dropped - Retired/Planned Retirement by 06/2028
Power Station 3 | 52131_G_307A | 52131 | G | 307A |  | Combined Cycle |  |  | Texas |  | Galveston |  |  | 20 |  | 1964 | 2004 | [32 empty] | BP America Inc | 100 | BP America Inc | 100 | Non-regulated | Dropped - Retired/Planned Retirement by 06/2028
Power Station 3 | 52131_G_307B | 52131 | G | 307B |  | Combined Cycle |  |  | Texas |  | Galveston |  |  | 20 |  | 1964 | 2004 | [32 empty] | BP America Inc | 100 | BP America Inc | 100 | Non-regulated | Dropped - Retired/Planned Retirement by 06/2028
Power Station 3 | 52131_G_307C | 52131 | G | 307C |  | Combined Cycle |  |  | Texas |  | Galveston |  |  | 10 |  | 1964 | 2004 | [32 empty] | BP America Inc | 100 | BP America Inc | 100 | Non-regulated | Dropped - Retired/Planned Retirement by 06/2028
Power Station 3 | 52131_G_307D | 52131 | G | 307D |  | Combined Cycle |  |  | Texas |  | Galveston |  |  | 20 |  | 1966 | 2004 | [32 empty] | BP America Inc | 100 | BP America Inc | 100 | Non-regulated | Dropped - Retired/Planned Retirement by 06/2028
Power Station 3 | 52131_G_307E | 52131 | G | 307E |  | Combined Cycle |  |  | Texas |  | Galveston |  |  | 13.5 |  | 1966 | 2004 | [32 empty] | BP America Inc | 100 | BP America Inc | 100 | Non-regulated | Dropped - Retired/Planned Retirement by 06/2028
Power Station 3 | 52131_G_307F | 52131 | G | 307F |  | Combined Cycle |  |  | Texas |  | Galveston |  |  | 14 |  | 1978 | 2004 | [32 empty] | BP America Inc | 100 | BP America Inc | 100 | Non-regulated | Dropped - Retired/Planned Retirement by 06/2028
Byxbee Park Sanitary Landfill | 54252_G_GEN1 | 54252 | G | GEN1 |  | Landfill Gas |  |  | California |  | Santa Clara |  |  | 1 |  | 1990 | 2004 | [32 empty] | WPI Packaging & Maint Co Inc | 100 | WPI Packaging & Maint Co Inc | 100 | Non-regulated | Dropped - Retired/Planned Retirement by 06/2028
Byxbee Park Sanitary Landfill | 54252_G_GEN2 | 54252 | G | GEN2 |  | Landfill Gas |  |  | California |  | Santa Clara |  |  | 1 |  | 1990 | 2004 | [32 empty] | WPI Packaging & Maint Co Inc | 100 | WPI Packaging & Maint Co Inc | 100 | Non-regulated | Dropped - Retired/Planned Retirement by 06/2028
Coram Energy LLC | 54297_G_SX15 | 54297 | G | SX15 |  | Onshore Wind |  |  | California |  | Kern |  |  | 1 |  | 1984 | 2004 | [32 empty] | Coram Energy, LLC | 100 | Coram Energy, LLC | 100 | Non-regulated | Dropped - Retired/Planned Retirement by 06/2028
Chino Mines | 54667_G_4 | 54667 | G | 4 |  | O/G Steam |  |  | New Mexico |  | Grant |  |  | 7 |  | 1930 | [33 empty] | FreePort-McMoRan-Corp-Chino Mines | 100 | FreePort-McMoRan-Corp-Chino Mines | 100 | Non-regulated | Dropped - Plant is identified as onsite because it is a net buyer of electricity in 2021 | B1 B1 B1 B1 B1: 9
York Generation Company LLC | 54693_G_GT#3 | 54693 | G | GT#3 |  | Combined Cycle |  |  | Pennsylvania |  | York |  |  | 8.3 |  | 1989 | 2004 | [32 empty] | York Generation Company LLC | 100 | York Generation Company LLC | 100 | Non-regulated | Dropped - Retired/Planned Retirement by 06/2028
York Generation Company LLC | 54693_G_GT#4 | 54693 | G | GT#4 |  | Combined Cycle |  |  | Pennsylvania |  | York |  |  | 8.3 |  | 1989 | 2004 | [32 empty] | York Generation Company LLC | 100 | York Generation Company LLC | 100 | Non-regulated | Dropped - Retired/Planned Retirement by 06/2028
Zilwaukee Generating Station | 56023_G_001 | 56023 | G | 001 |  | Combustion Turbine |  |  | Michigan |  | Saginaw |  |  | 38 |  | 2000 | 2004 | [32 empty] | CMS Distributed Power LLC | 100 | CMS Distributed Power LLC | 100 | Non-regulated | Dropped - Retired/Planned Retirement by 06/2028
Nitram | 50958_G_GEN1 | 50958 | G | GEN1 |  | O/G Steam |  |  | Florida |  | Hillsborough |  |  | 2 |  | 1985 | 2004 | [32 empty] | Nitram Inc | 100 | Nitram Inc | 100 | Non-regulated | Dropped - Retired/Planned Retirement by 06/2028
Durgin & Crowell Lumber | 54870_G_0277 | 54870 | G | 0277 |  | Combustion Turbine |  |  | New Hampshire |  | SULLIVAN |  |  | 1.3 |  | 1999 | 2004 | [32 empty] | Durgin & Crowell Lumber Co | 100 | Durgin & Crowell Lumber Co | 100 | Non-regulated | Dropped - Retired/Planned Retirement by 06/2028
Erie | 1276_G_4 | 1276 | G | 4 |  | Combustion Turbine |  |  | Kansas |  | Neosho |  |  | 0.9 |  | 1964 | 2004 | [32 empty] | City of Erie - (KS) | 100 | City of Erie - (KS) | 100 | Regulated | Dropped - Retired/Planned Retirement by 06/2028
Mason Steam | 1496_G_3 | 1496 | G | 3 |  | O/G Steam |  |  | Maine |  | Lincoln |  |  | 32.1 |  | 1952 | 2004 | [32 empty] | FPL Energy Mason LLC | 100 | FPL Energy Mason LLC | 100 | Non-regulated | Dropped - Retired/Planned Retirement by 06/2028
Mason Steam | 1496_G_4 | 1496 | G | 4 |  | O/G Steam |  |  | Maine |  | Lincoln |  |  | 32.8 |  | 1952 | 2004 | [32 empty] | FPL Energy Mason LLC | 100 | FPL Energy Mason LLC | 100 | Non-regulated | Dropped - Retired/Planned Retirement by 06/2028
Mason Steam | 1496_G_5 | 1496 | G | 5 |  | O/G Steam |  |  | Maine |  | Lincoln |  |  | 33 |  | 1955 | 2004 | [32 empty] | FPL Energy Mason LLC | 100 | FPL Energy Mason LLC | 100 | Non-regulated | Dropped - Retired/Planned Retirement by 06/2028
Hudson Avenue | 2496_G_10 | 2496 | G | 10 |  | O/G Steam |  |  | New York |  | Kings |  |  | 64.3 |  | 1951 | 2004 | [32 empty] | Consolidated Edison Co-NY Inc | 100 | Consolidated Edison Co-NY Inc | 100 | Regulated | Dropped - Retired/Planned Retirement by 06/2028
San Angelo | 3527_G_2 | 3527 | G | 2 |  | Combined Cycle |  |  | Texas |  | Tom Green |  |  | 102 |  | 1966 | 2004 | [32 empty] | AEP Texas North Company | 100 | AEP Texas North Company | 100 | Non-regulated | Dropped - Retired/Planned Retirement by 06/2028
Collins | 6025_G_1 | 6025 | G | 1 |  | O/G Steam |  |  | Illinois |  | Grundy |  |  | 554 |  | 1978 | 2004 | [32 empty] | Midwest Generations EME LLC | 100 | Midwest Generations EME LLC | 100 | Non-regulated | Dropped - Retired/Planned Retirement by 06/2028
Collins | 6025_G_2 | 6025 | G | 2 |  | O/G Steam |  |  | Illinois |  | Grundy |  |  | 554 |  | 1977 | 2004 | [32 empty] | Midwest Generations EME LLC | 100 | Midwest Generations EME LLC | 100 | Non-regulated | Dropped - Retired/Planned Retirement by 06/2028
Collins | 6025_G_3 | 6025 | G | 3 |  | O/G Steam |  |  | Illinois |  | Grundy |  |  | 530 |  | 1977 | 2004 | [32 empty] | Midwest Generations EME LLC | 100 | Midwest Generations EME LLC | 100 | Non-regulated | Dropped - Retired/Planned Retirement by 06/2028
Collins | 6025_G_4 | 6025 | G | 4 |  | O/G Steam |  |  | Illinois |  | Grundy |  |  | 530 |  | 1978 | 2004 | [32 empty] | Midwest Generations EME LLC | 100 | Midwest Generations EME LLC | 100 | Non-regulated | Dropped - Retired/Planned Retirement by 06/2028
Collins | 6025_G_5 | 6025 | G | 5 |  | O/G Steam |  |  | Illinois |  | Grundy |  |  | 503 |  | 1979 | 2004 | [32 empty] | Midwest Generations EME LLC | 100 | Midwest Generations EME LLC | 100 | Non-regulated | Dropped - Retired/Planned Retirement by 06/2028
Kotzebue Hybrid | 6304_G_9 | 6304 | G | 9 |  | Combustion Turbine |  |  | Alaska |  | NORTHWEST ARCTIC |  |  | 2.1 |  | 1983 | [33 empty] | Kotzebue Electric Assn Inc | 100 | Kotzebue Electric Assn Inc | 100 | Regulated | Dropped - in Alaska or in Hawaii or Puerto Rico
The Bellevue | 10021_G_GEN1 | 10021 | G | GEN1 |  | Combustion Turbine |  |  | Pennsylvania |  | Philadelphia |  |  | 1.5 |  | 1989 | 2004 | [32 empty] | Bellevue Associates | 100 | Bellevue Associates | 100 | Non-regulated | Dropped - Retired/Planned Retirement by 06/2028
Sparks Regional Medical Center | 50142_G_GEN1 | 50142 | G | GEN1 |  | Combustion Turbine |  |  | Arkansas |  | Sebastian |  |  | 1 |  | 1986 | 2004 | [32 empty] | Sparks Regional Medical Center | 100 | Sparks Regional Medical Center | 100 | Non-regulated | Dropped - Retired/Planned Retirement by 06/2028
Sparks Regional Medical Center | 50142_G_GEN2 | 50142 | G | GEN2 |  | Combustion Turbine |  |  | Arkansas |  | Sebastian |  |  | 1 |  | 1986 | 2004 | [32 empty] | Sparks Regional Medical Center | 100 | Sparks Regional Medical Center | 100 | Non-regulated | Dropped - Retired/Planned Retirement by 06/2028
Sparks Regional Medical Center | 50142_G_GEN3 | 50142 | G | GEN3 |  | Combustion Turbine |  |  | Arkansas |  | Sebastian |  |  | 1 |  | 1986 | 2004 | [32 empty] | Sparks Regional Medical Center | 100 | Sparks Regional Medical Center | 100 | Non-regulated | Dropped - Retired/Planned Retirement by 06/2028
Sparks Regional Medical Center | 50142_G_GEN4 | 50142 | G | GEN4 |  | Combustion Turbine |  |  | Arkansas |  | Sebastian |  |  | 1 |  | 1986 | 2004 | [32 empty] | Sparks Regional Medical Center | 100 | Sparks Regional Medical Center | 100 | Non-regulated | Dropped - Retired/Planned Retirement by 06/2028
Sparks Regional Medical Center | 50142_G_GEN5 | 50142 | G | GEN5 |  | Combustion Turbine |  |  | Arkansas |  | Sebastian |  |  | 1.2 |  | 1986 | 2004 | [32 empty] | Sparks Regional Medical Center | 100 | Sparks Regional Medical Center | 100 | Non-regulated | Dropped - Retired/Planned Retirement by 06/2028
Sparks Regional Medical Center | 50142_G_GEN6 | 50142 | G | GEN6 |  | Combustion Turbine |  |  | Arkansas |  | Sebastian |  |  | 1.2 |  | 1986 | 2004 | [32 empty] | Sparks Regional Medical Center | 100 | Sparks Regional Medical Center | 100 | Non-regulated | Dropped - Retired/Planned Retirement by 06/2028
Beaumont Hospital Dearborn Campus | 50260_G_EG#1 | 50260 | G | EG#1 |  | Combustion Turbine |  |  | Michigan |  | Wayne |  |  | 0.5 |  | 1989 | [33 empty] | Corewell Health Dearborn Campus | 100 | Corewell Health Dearborn Campus | 100 | Non-regulated | Dropped - Plant is identified as onsite because it is a net buyer of electricity in 2021
Beaumont Hospital Dearborn Campus | 50260_G_EG#2 | 50260 | G | EG#2 |  | Combustion Turbine |  |  | Michigan |  | Wayne |  |  | 0.5 |  | 1989 | [33 empty] | Corewell Health Dearborn Campus | 100 | Corewell Health Dearborn Campus | 100 | Non-regulated | Dropped - Plant is identified as onsite because it is a net buyer of electricity in 2021
Beaumont Hospital Dearborn Campus | 50260_G_EG#3 | 50260 | G | EG#3 |  | Combustion Turbine |  |  | Michigan |  | Wayne |  |  | 0.5 |  | 1989 | [33 empty] | Corewell Health Dearborn Campus | 100 | Corewell Health Dearborn Campus | 100 | Non-regulated | Dropped - Plant is identified as onsite because it is a net buyer of electricity in 2021
Chicago Baking | 50342_G_CDK | 50342 | G | CDK |  | Combustion Turbine |  |  | Illinois |  | Cook |  |  | 0.7 |  | 1988 | 2004 | [32 empty] | Lewis Bakeries | 100 | Lewis Bakeries | 100 | Non-regulated | Dropped - Retired/Planned Retirement by 06/2028
Ingersoll Milling Machine | 50989_G_0071 | 50989 | G | 0071 |  | Combustion Turbine |  |  | Illinois |  | Winnebago |  |  | 0.6 |  | 1988 | 2004 | [32 empty] | Ingersall Machine Tools Inc. | 100 | Ingersall Machine Tools Inc. | 100 | Non-regulated | Dropped - Retired/Planned Retirement by 06/2028
Ingersoll Milling Machine | 50989_G_0072 | 50989 | G | 0072 |  | Combustion Turbine |  |  | Illinois |  | Winnebago |  |  | 0.6 |  | 1988 | 2004 | [32 empty] | Ingersall Machine Tools Inc. | 100 | Ingersall Machine Tools Inc. | 100 | Non-regulated | Dropped - Retired/Planned Retirement by 06/2028
Ingersoll Milling Machine | 50989_G_0073 | 50989 | G | 0073 |  | Combustion Turbine |  |  | Illinois |  | Winnebago |  |  | 0.6 |  | 1988 | 2004 | [32 empty] | Ingersall Machine Tools Inc. | 100 | Ingersall Machine Tools Inc. | 100 | Non-regulated | Dropped - Retired/Planned Retirement by 06/2028
Ingersoll Milling Machine | 50989_G_0074 | 50989 | G | 0074 |  | Combustion Turbine |  |  | Illinois |  | Winnebago |  |  | 0.6 |  | 1988 | 2004 | [32 empty] | Ingersall Machine Tools Inc. | 100 | Ingersall Machine Tools Inc. | 100 | Non-regulated | Dropped - Retired/Planned Retirement by 06/2028
Ingersoll Milling Machine | 50989_G_0075 | 50989 | G | 0075 |  | Combustion Turbine |  |  | Illinois |  | Winnebago |  |  | 0.6 |  | 1988 | 2004 | [32 empty] | Ingersall Machine Tools Inc. | 100 | Ingersall Machine Tools Inc. | 100 | Non-regulated | Dropped - Retired/Planned Retirement by 06/2028
Ingersoll Milling Machine | 50989_G_0076 | 50989 | G | 0076 |  | Combustion Turbine |  |  | Illinois |  | Winnebago |  |  | 0.7 |  | 1988 | 2004 | [32 empty] | Ingersall Machine Tools Inc. | 100 | Ingersall Machine Tools Inc. | 100 | Non-regulated | Dropped - Retired/Planned Retirement by 06/2028
Ingersoll Milling Machine | 50989_G_0077 | 50989 | G | 0077 |  | Combustion Turbine |  |  | Illinois |  | Winnebago |  |  | 0.6 |  | 1988 | 2004 | [32 empty] | Ingersall Machine Tools Inc. | 100 | Ingersall Machine Tools Inc. | 100 | Non-regulated | Dropped - Retired/Planned Retirement by 06/2028
Kansas State Univ Main Campus | 54811_G_2 | 54811 | G | 2 |  | O/G Steam |  |  | Kansas |  | Riley |  |  | 2.3 |  | 1949 | 2004 | [32 empty] | Kansas State University | 100 | Kansas State University | 100 | Non-regulated | Dropped - Retired/Planned Retirement by 06/2028
Kansas State Univ Main Campus | 54811_G_3 | 54811 | G | 3 |  | O/G Steam |  |  | Kansas |  | Riley |  |  | 1.4 |  | 1940 | 2004 | [32 empty] | Kansas State University | 100 | Kansas State University | 100 | Non-regulated | Dropped - Retired/Planned Retirement by 06/2028
Haynes | 400_G_3 | 400 | G | 3 |  | O/G Steam |  |  | California |  | Los Angeles |  |  | 222 |  | 1964 | 2004 | [32 empty] | Los Angeles Department of Water & Power | 100 | Los Angeles Department of Water & Power | 100 | Regulated | Dropped - Retired/Planned Retirement by 06/2028
Riverside (GA) | 734_G_4 | 734 | G | 4 |  | O/G Steam |  |  | Georgia |  | Chatham |  |  | 20 |  | 1926 | 2004 | [32 empty] | Georgia Power Co | 100 | Georgia Power Co | 100 | Regulated | Dropped - Retired/Planned Retirement by 06/2028
Riverside (GA) | 734_G_5 | 734 | G | 5 |  | O/G Steam |  |  | Georgia |  | Chatham |  |  | 9 |  | 1936 | 2004 | [32 empty] | Georgia Power Co | 100 | Georgia Power Co | 100 | Regulated | Dropped - Retired/Planned Retirement by 06/2028
Hugoton 1 | 1289_G_1 | 1289 | G | 1 |  | Combustion Turbine |  |  | Kansas |  | Stevens |  |  | 0.6 |  | 1949 | 2004 | [32 empty] | City of Hugoton - (KS) | 100 | City of Hugoton - (KS) | 100 | Regulated | Dropped - Retired/Planned Retirement by 06/2028
Kendall Square Station | 1595_G_JET2 | 1595 | G | JET2 |  | Combustion Turbine |  |  | Massachusetts |  | Middlesex |  |  | 20 |  | 1972 | 2004 | [32 empty] | Kendall Green Energy, LLC | 100 | Kendall Green Energy, LLC | 100 | Non-regulated | Dropped - Retired/Planned Retirement by 06/2028
Luverne | 1990_G_4B | 1990 | G | 4B |  | Combustion Turbine |  |  | Minnesota |  | Rock |  |  | 0.6 |  | 1941 | 2004 | [32 empty] | City of Luverne - (MN) | 100 | City of Luverne - (MN) | 100 | Regulated | Dropped - Retired/Planned Retirement by 06/2028
San Angelo | 3527_G_1 | 3527 | G | 1 |  | Combined Cycle |  |  | Texas |  | Tom Green |  |  | 21 |  | 1965 | 2004 | [32 empty] | AEP Texas North Company | 100 | AEP Texas North Company | 100 | Non-regulated | Dropped - Retired/Planned Retirement by 06/2028
Port Washington Generating Station | 4040_G_1 | 4040 | G | 1 |  | Coal Steam |  |  | Wisconsin |  | Ozaukee |  |  | 65 |  | 1935 | 2004 | [32 empty] | Wisconsin Electric Power Co | 100 | Wisconsin Electric Power Co | 100 | Regulated | Dropped - Retired/Planned Retirement by 06/2028
Port Washington Generating Station | 4040_G_2 | 4040 | G | 2 |  | Coal Steam |  |  | Wisconsin |  | Ozaukee |  |  | 80 |  | 1943 | 2004 | [32 empty] | Wisconsin Electric Power Co | 100 | Wisconsin Electric Power Co | 100 | Regulated | Dropped - Retired/Planned Retirement by 06/2028
Port Washington Generating Station | 4040_G_3 | 4040 | G | 3 |  | Coal Steam |  |  | Wisconsin |  | Ozaukee |  |  | 80 |  | 1948 | 2004 | [32 empty] | Wisconsin Electric Power Co | 100 | Wisconsin Electric Power Co | 100 | Regulated | Dropped - Retired/Planned Retirement by 06/2028
Togiak | 6348_G_5 | 6348 | G | 5 |  | Combustion Turbine |  |  | Alaska |  | Dillingham |  |  | 0.5 |  | 1986 | [33 empty] | Alaska Village Elec Coop, Inc | 100 | Alaska Village Elec Coop, Inc | 100 | Regulated | Dropped - in Alaska or in Hawaii or Puerto Rico
Hank Nikkels Plant 1 | 75_G_3 | 75 | G | 3 |  | Combustion Turbine |  |  | Alaska |  | Anchorage |  |  | 17.7 |  | 1968 | [33 empty] | Chugach Electric Assn Inc | 100 | Chugach Electric Assn Inc | 100 | Regulated | Dropped - in Alaska or in Hawaii or Puerto Rico
Naknek | 6301_G_5 | 6301 | G | 5 |  | Combustion Turbine |  |  | Alaska |  | Bristol Bay |  |  | 0.4 |  | 1977 | [33 empty] | Naknek Electric Assn, Inc | 100 | Naknek Electric Assn, Inc | 100 | Regulated | Dropped - in Alaska or in Hawaii or Puerto Rico
Naknek | 6301_G_6 | 6301 | G | 6 |  | Combustion Turbine |  |  | Alaska |  | Bristol Bay |  |  | 0.4 |  | 1977 | [33 empty] | Naknek Electric Assn, Inc | 100 | Naknek Electric Assn, Inc | 100 | Regulated | Dropped - in Alaska or in Hawaii or Puerto Rico
Naknek | 6301_G_7 | 6301 | G | 7 |  | Combustion Turbine |  |  | Alaska |  | Bristol Bay |  |  | 0.4 |  | 1977 | [33 empty] | Naknek Electric Assn, Inc | 100 | Naknek Electric Assn, Inc | 100 | Regulated | Dropped - in Alaska or in Hawaii or Puerto Rico
Togiak | 6348_G_2 | 6348 | G | 2 |  | Combustion Turbine |  |  | Alaska |  | Dillingham |  |  | 0.3 |  | 1970 | [33 empty] | Alaska Village Elec Coop, Inc | 100 | Alaska Village Elec Coop, Inc | 100 | Regulated | Dropped - in Alaska or in Hawaii or Puerto Rico
Entenmanns Cogeneration Facility | 10376_G_1 | 10376 | G | 1 |  | Combustion Turbine |  |  | Illinois |  | Cook |  |  | 0.8 |  | 1989 | 2004 | [32 empty] | George Weston Bakeries | 100 | George Weston Bakeries | 100 | Non-regulated | Dropped - Retired/Planned Retirement by 06/2028
Entenmanns Cogeneration Facility | 10376_G_2 | 10376 | G | 2 |  | Combustion Turbine |  |  | Illinois |  | Cook |  |  | 0.8 |  | 1989 | 2004 | [32 empty] | George Weston Bakeries | 100 | George Weston Bakeries | 100 | Non-regulated | Dropped - Retired/Planned Retirement by 06/2028
Paullina | 1174_G_1 | 1174 | G | 1 |  | Combustion Turbine |  |  | Iowa |  | O Brien |  |  | 0.6 |  | 1947 | 2004 | [32 empty] | City of Paullina - (IA) | 100 | City of Paullina - (IA) | 100 | Regulated | Dropped - Retired/Planned Retirement by 06/2028
Primghar | 1177_G_2 | 1177 | G | 2 |  | Combustion Turbine |  |  | Iowa |  | O'Brien |  |  | 0.1 |  | 1938 | 2004 | [32 empty] | City of Primghar - (IA) | 100 | City of Primghar - (IA) | 100 | Regulated | Dropped - Retired/Planned Retirement by 06/2028
Childrens Hospital | 10175_G_1698 | 10175 | G | 1698 |  | Combustion Turbine |  |  | California |  | San Diego |  |  | 0.3 |  | 1983 | 2004 | [32 empty] | DTE San Diego COGEN Inc. | 100 | DTE San Diego COGEN Inc. | 100 | Non-regulated | Dropped - Retired/Planned Retirement by 06/2028
Childrens Hospital | 10175_G_1710 | 10175 | G | 1710 |  | Combustion Turbine |  |  | California |  | San Diego |  |  | 0.3 |  | 1983 | 2004 | [32 empty] | DTE San Diego COGEN Inc. | 100 | DTE San Diego COGEN Inc. | 100 | Non-regulated | Dropped - Retired/Planned Retirement by 06/2028
Hutzel Hospital | 10232_G_TB-1 | 10232 | G | TB-1 |  | Combustion Turbine |  |  | Michigan |  | Wayne |  |  | 0.7 |  | 1988 | 2004 | [32 empty] | Hutzel Hospital | 100 | Hutzel Hospital | 100 | Non-regulated | Dropped - Retired/Planned Retirement by 06/2028
Hutzel Hospital | 10232_G_TB-2 | 10232 | G | TB-2 |  | Combustion Turbine |  |  | Michigan |  | Wayne |  |  | 0.7 |  | 1988 | 2004 | [32 empty] | Hutzel Hospital | 100 | Hutzel Hospital | 100 | Non-regulated | Dropped - Retired/Planned Retirement by 06/2028
Salk Institute | 50057_G_EG#1 | 50057 | G | EG#1 |  | Combustion Turbine |  |  | California |  | San Diego |  |  | 0.6 |  | 1984 | 2004 | [32 empty] | Salk Institute | 100 | Salk Institute | 100 | Non-regulated | Dropped - Retired/Planned Retirement by 06/2028
Salk Institute | 50057_G_EG#2 | 50057 | G | EG#2 |  | Combustion Turbine |  |  | California |  | San Diego |  |  | 0.6 |  | 1984 | 2004 | [32 empty] | Salk Institute | 100 | Salk Institute | 100 | Non-regulated | Dropped - Retired/Planned Retirement by 06/2028
Security | 55556_G_UNT1 | 55556 | G | UNT1 |  | Landfill Gas |  |  | Texas |  | Montgomery |  |  | 1.7 |  | 2003 | 2004 | [32 empty] | TX LFG Energy, LP | 100 | TX LFG Energy, LP | 100 | Non-regulated | Dropped - Retired/Planned Retirement by 06/2028
Haines | 69_G_9 | 69 | G | 9 |  | Combustion Turbine |  |  | Alaska |  | Haines |  |  | 1.1 |  | 1989 | [33 empty] | Alaska Power and Telephone Co | 100 | Alaska Power and Telephone Co | 100 | Regulated | Dropped - in Alaska or in Hawaii or Puerto Rico
Vernon Dam | 2352_G_6 | 2352 | G | 6 |  | Hydro |  |  | Vermont |  | Windham |  |  | 3.6 |  | 1910 | 2004 | [32 empty] | Great River Hydro, LLC | 100 | Great River Hydro, LLC | 100 | Non-regulated | Dropped - Retired/Planned Retirement by 06/2028
Vernon Dam | 2352_G_7 | 2352 | G | 7 |  | Hydro |  |  | Vermont |  | Windham |  |  | 3.6 |  | 1910 | 2004 | [32 empty] | Great River Hydro, LLC | 100 | Great River Hydro, LLC | 100 | Non-regulated | Dropped - Retired/Planned Retirement by 06/2028
Nunapitchuk | 6333_G_5 | 6333 | G | 5 |  | Combustion Turbine |  |  | Alaska |  | Bethel |  |  | 0.5 |  | 1994 | [33 empty] | Alaska Village Elec Coop, Inc | 100 | Alaska Village Elec Coop, Inc | 100 | Regulated | Dropped - in Alaska or in Hawaii or Puerto Rico
Boise R Diversion | 6397_G_1 | 6397 | G | 1 |  | Hydro |  |  | Idaho |  | Ada |  |  | 0.5 |  | 1912 | 2004 | [32 empty] | U S Bureau of Reclamation | 100 | U S Bureau of Reclamation | 100 | Regulated | Dropped - Retired/Planned Retirement by 06/2028
Boise R Diversion | 6397_G_2 | 6397 | G | 2 |  | Hydro |  |  | Idaho |  | Ada |  |  | 0.5 |  | 1912 | 2004 | [32 empty] | U S Bureau of Reclamation | 100 | U S Bureau of Reclamation | 100 | Regulated | Dropped - Retired/Planned Retirement by 06/2028
Boise R Diversion | 6397_G_3 | 6397 | G | 3 |  | Hydro |  |  | Idaho |  | Ada |  |  | 0.5 |  | 1912 | 2004 | [32 empty] | U S Bureau of Reclamation | 100 | U S Bureau of Reclamation | 100 | Regulated | Dropped - Retired/Planned Retirement by 06/2028
Berlin | 6565_G_3A | 6565 | G | 3A |  | Combustion Turbine |  |  | Maryland |  | Worcester |  |  | 1.8 |  | 1999 | 2004 | [32 empty] | Town of Berlin - (MD) | 100 | Town of Berlin - (MD) | 100 | Regulated | Dropped - Retired/Planned Retirement by 06/2028
Wisconsin Rapids Paper Mill | 10466_G_GEN1 | 10466 | G | GEN1 |  | Non-Fossil Waste |  |  | Wisconsin |  | Wood |  |  | 7.5 |  | 1928 | 2004 | [32 empty] | Billerud Wisconsin LLC | 100 | Billerud Wisconsin LLC | 100 | Non-regulated | Dropped - Retired/Planned Retirement by 06/2028
Scott Wood | 50863_G_ST2 | 50863 | G | ST2 |  | Biomass |  |  | Virginia |  | Amelia |  |  | 0.8 |  | 2003 | 2004 | [32 empty] | Scott Wood | 100 | Scott Wood | 100 | Non-regulated | Dropped - Retired/Planned Retirement by 06/2028
Scott Wood | 50863_G_ST3 | 50863 | G | ST3 |  | Biomass |  |  | Virginia |  | Amelia |  |  | 2.6 |  | 2003 | 2004 | [32 empty] | Scott Wood | 100 | Scott Wood | 100 | Non-regulated | Dropped - Retired/Planned Retirement by 06/2028
Whiting Refinery | 52130_G_17TG | 52130 | G | 17TG |  | Fossil Waste |  |  | Indiana |  | Lake |  |  | 5 |  | 1928 | [33 empty] | BP PLC | 100 | BP PLC | 100 | Non-regulated | Dropped - Plant is identified as onsite because it is a net buyer of electricity in 2021 | 13BLR | 14BLR | 15BLR | 16BLR | 17BLR | 31BLR | 32BLR | 33BLR | 34BLR | 36BLR
Iowa State University | 54201_G_1 | 54201 | G | 1 |  | Coal Steam |  |  | Iowa |  | Story |  |  | 3 |  | 1949 | [33 empty] | Iowa State University | 100 | Iowa State University | 100 | Non-regulated | Dropped - Plant is identified as onsite because it is a net buyer of electricity in 2021
Pratt | 1317_G_1 | 1317 | G | 1 |  | O/G Steam |  |  | Kansas |  | Pratt |  |  | 3 |  | 1938 | 2004 | [32 empty] | City of Pratt- (KS) | 100 | City of Pratt- (KS) | 100 | Regulated | Dropped - Retired/Planned Retirement by 06/2028
Keahole | 8083_G_20 | 8083 | G | 20 |  | Combustion Turbine |  |  | Hawaii |  | Hawaii |  |  | 2.5 |  | 1984 | [33 empty] | Hawaii Electric Light Co Inc | 100 | Hawaii Electric Light Co Inc | 100 | Regulated | Dropped - in Alaska or in Hawaii or Puerto Rico
Sierra Pacific Lincoln Facility | 10144_G_GEN3 | 10144 | G | GEN3 |  | Biomass |  |  | California |  | Placer |  |  | 1.2 |  | 1999 | 2004 | [32 empty] | Sierra Pacific Industries | 100 | Sierra Pacific Industries | 100 | Non-regulated | Dropped - Retired/Planned Retirement by 06/2028 | 13BLR: BLR2
Renegy Susanville | 50113_G_GEN1 | 50113 | G | GEN1 |  | Biomass |  |  | California |  | Lassen |  |  | 11 |  | 1985 | 2004 | [32 empty] | Renegy Susanville LLC | 100 | Renegy Susanville LLC | 100 | Non-regulated | Dropped - Retired/Planned Retirement by 06/2028
Renegy Susanville | 50113_G_GEN2 | 50113 | G | GEN2 |  | Biomass |  |  | California |  | Lassen |  |  | 1.6 |  | 1985 | 2004 | [32 empty] | Renegy Susanville LLC | 100 | Renegy Susanville LLC | 100 | Non-regulated | Dropped - Retired/Planned Retirement by 06/2028
Blackjack Creek Treating | 50725_G_BJC1 | 50725 | G | BJC1 |  | Combustion Turbine |  |  | Florida |  | Santa Rosa |  |  | 0.4 |  | 1975 | 2004 | [32 empty] | Petro Operating Co | 100 | Petro Operating Co | 100 | Non-regulated | Dropped - Retired/Planned Retirement by 06/2028
Blackjack Creek Treating | 50725_G_BJC2 | 50725 | G | BJC2 |  | Combustion Turbine |  |  | Florida |  | Santa Rosa |  |  | 0.4 |  | 1975 | 2004 | [32 empty] | Petro Operating Co | 100 | Petro Operating Co | 100 | Non-regulated | Dropped - Retired/Planned Retirement by 06/2028
Blackjack Creek Treating | 50725_G_BJC3 | 50725 | G | BJC3 |  | Combustion Turbine |  |  | Florida |  | Santa Rosa |  |  | 0.4 |  | 1975 | 2004 | [32 empty] | Petro Operating Co | 100 | Petro Operating Co | 100 | Non-regulated | Dropped - Retired/Planned Retirement by 06/2028
Blackjack Creek Treating | 50725_G_BJC4 | 50725 | G | BJC4 |  | Combustion Turbine |  |  | Florida |  | Santa Rosa |  |  | 0.4 |  | 1975 | 2004 | [32 empty] | Petro Operating Co | 100 | Petro Operating Co | 100 | Non-regulated | Dropped - Retired/Planned Retirement by 06/2028
G-P Gypsum | 52182_G_GEN1 | 52182 | G | GEN1 |  | Combustion Turbine |  |  | Georgia |  | Chatham |  |  | 0.7 |  | 1982 | 2004 | [32 empty] | G-P Gypsum Corp | 100 | G-P Gypsum Corp | 100 | Non-regulated | Dropped - Retired/Planned Retirement by 06/2028
G-P Gypsum | 52182_G_GEN2 | 52182 | G | GEN2 |  | Combustion Turbine |  |  | Georgia |  | Chatham |  |  | 0.7 |  | 1982 | 2004 | [32 empty] | G-P Gypsum Corp | 100 | G-P Gypsum Corp | 100 | Non-regulated | Dropped - Retired/Planned Retirement by 06/2028
Waterside Power, LLC | 56189_G_1 | 56189 | G | 1 |  | Combustion Turbine |  |  | Connecticut |  | Fairfield |  |  | 23.2 |  | 2003 | 2004 | [32 empty] | Waterside Power, LLC | 100 | Waterside Power, LLC | 100 | Non-regulated | Dropped - Retired/Planned Retirement by 06/2028
Waterside Power, LLC | 56189_G_2 | 56189 | G | 2 |  | Combustion Turbine |  |  | Connecticut |  | Fairfield |  |  | 23.2 |  | 2003 | 2004 | [32 empty] | Waterside Power, LLC | 100 | Waterside Power, LLC | 100 | Non-regulated | Dropped - Retired/Planned Retirement by 06/2028
Rich Hill | 2154_G_1 | 2154 | G | 1 |  | Combustion Turbine |  |  | Missouri |  | Bates |  |  | 0.1 |  | 1934 | 2004 | [32 empty] | City of Rich Hill - (MO) | 100 | City of Rich Hill - (MO) | 100 | Regulated | Dropped - Retired/Planned Retirement by 06/2028
Rich Hill | 2154_G_2 | 2154 | G | 2 |  | Combustion Turbine |  |  | Missouri |  | Bates |  |  | 0.1 |  | 1935 | 2004 | [32 empty] | City of Rich Hill - (MO) | 100 | City of Rich Hill - (MO) | 100 | Regulated | Dropped - Retired/Planned Retirement by 06/2028
Rich Hill | 2154_G_3 | 2154 | G | 3 |  | Combustion Turbine |  |  | Missouri |  | Bates |  |  | 0.1 |  | 1949 | 2004 | [32 empty] | City of Rich Hill - (MO) | 100 | City of Rich Hill - (MO) | 100 | Regulated | Dropped - Retired/Planned Retirement by 06/2028
Rich Hill | 2154_G_4 | 2154 | G | 4 |  | Combustion Turbine |  |  | Missouri |  | Bates |  |  | 0.1 |  | 1956 | 2004 | [32 empty] | City of Rich Hill - (MO) | 100 | City of Rich Hill - (MO) | 100 | Regulated | Dropped - Retired/Planned Retirement by 06/2028
Deepwater | 2384_G_4 | 2384 | G | 4 |  | O/G Steam |  |  | New Jersey |  | Salem |  |  | 54 |  | 1930 | 2004 | [32 empty] | Calpine New Jersey Generation LLC | 100 | Calpine New Jersey Generation LLC | 100 | Non-regulated | Dropped - Retired/Planned Retirement by 06/2028
PSEG Burlington Generating Station | 2399_G_101 | 2399 | G | 101 |  | Combined Cycle |  |  | New Jersey |  | Burlington |  |  | 49 |  | 1993 | 2004 | [32 empty] | Burlington Generating Station | 100 | Burlington Generating Station | 100 | Non-regulated | Dropped - Retired/Planned Retirement by 06/2028
PSEG Burlington Generating Station | 2399_G_102 | 2399 | G | 102 |  | Combined Cycle |  |  | New Jersey |  | Burlington |  |  | 49 |  | 1993 | 2004 | [32 empty] | Burlington Generating Station | 100 | Burlington Generating Station | 100 | Non-regulated | Dropped - Retired/Planned Retirement by 06/2028
PSEG Burlington Generating Station | 2399_G_103 | 2399 | G | 103 |  | Combined Cycle |  |  | New Jersey |  | Burlington |  |  | 49 |  | 1993 | 2004 | [32 empty] | Burlington Generating Station | 100 | Burlington Generating Station | 100 | Non-regulated | Dropped - Retired/Planned Retirement by 06/2028
PSEG Burlington Generating Station | 2399_G_104 | 2399 | G | 104 |  | Combined Cycle |  |  | New Jersey |  | Burlington |  |  | 49 |  | 1993 | 2004 | [32 empty] | Burlington Generating Station | 100 | Burlington Generating Station | 100 | Non-regulated | Dropped - Retired/Planned Retirement by 06/2028
PSEG Burlington Generating Station | 2399_G_105 | 2399 | G | 105 |  | Combined Cycle |  |  | New Jersey |  | Burlington |  |  | 49 |  | 1972 | 2004 | [32 empty] | Burlington Generating Station | 100 | Burlington Generating Station | 100 | Non-regulated | Dropped - Retired/Planned Retirement by 06/2028
Webster IC | 3348_G_2 | 3348 | G | 2 |  | Combustion Turbine |  |  | South Dakota |  | Day |  |  | 1.9 |  | 1950 | 2004 | [32 empty] | NorthWestern Energy - (SD) | 100 | NorthWestern Energy - (SD) | 100 | Regulated | Dropped - Retired/Planned Retirement by 06/2028
Kodiak Microgrid | 6281_G_3 | 6281 | G | 3 |  | Combustion Turbine |  |  | Alaska |  | Kodiak Island |  |  | 5.2 |  | 1976 | [33 empty] | Kodiak Electric Assn Inc | 100 | Kodiak Electric Assn Inc | 100 | Regulated | Dropped - in Alaska or in Hawaii or Puerto Rico
Kodiak Microgrid | 6281_G_6 | 6281 | G | 6 |  | Combustion Turbine |  |  | Alaska |  | Kodiak Island |  |  | 2 |  | 1968 | [33 empty] | Kodiak Electric Assn Inc | 100 | Kodiak Electric Assn Inc | 100 | Regulated | Dropped - in Alaska or in Hawaii or Puerto Rico
Mobile Energy Services LLC | 50407_G_GEN3 | 50407 | G | GEN3 |  | Coal Steam |  |  | Alabama |  | Mobile |  |  | 11.6 |  | 1960 | 2004 | [32 empty] | DTE Energy Services | 100 | DTE Energy Services | 100 | Non-regulated | Dropped - Retired/Planned Retirement by 06/2028
Southernmost Waste To Energy | 50934_G_MKW1 | 50934 | G | MKW1 |  | Municipal Solid Waste |  |  | Florida |  | Monroe |  |  | 2.3 |  | 1986 | 2004 | [32 empty] | Utility Board of the City of Key West, FL | 100 | Utility Board of the City of Key West, FL | 100 | Regulated | Dropped - Retired/Planned Retirement by 06/2028
Anheuser-Busch Newark Brewery | 54913_G_GEN1 | 54913 | G | GEN1 |  | Combustion Turbine |  |  | New Jersey |  | Essex |  |  | 6.5 |  | 1995 | 2004 | [32 empty] | Anheuser-Busch Inc | 100 | Anheuser-Busch Inc | 100 | Non-regulated | Dropped - Retired/Planned Retirement by 06/2028
Anheuser-Busch Newark Brewery | 54913_G_GEN2 | 54913 | G | GEN2 |  | Combustion Turbine |  |  | New Jersey |  | Essex |  |  | 6.5 |  | 1995 | 2004 | [32 empty] | Anheuser-Busch Inc | 100 | Anheuser-Busch Inc | 100 | Non-regulated | Dropped - Retired/Planned Retirement by 06/2028
Tacoma Landfill Gas Utilization Project | 55157_G_UNT1 | 55157 | G | UNT1 |  | Landfill Gas |  |  | Washington |  | Pierce |  |  | 0.8 |  | 1998 | 2004 | [32 empty] | Minnesota Methane LLC | 100 | Minnesota Methane LLC | 100 | Non-regulated | Dropped - Retired/Planned Retirement by 06/2028
Tacoma Landfill Gas Utilization Project | 55157_G_UNT2 | 55157 | G | UNT2 |  | Landfill Gas |  |  | Washington |  | Pierce |  |  | 0.8 |  | 1998 | 2004 | [32 empty] | Minnesota Methane LLC | 100 | Minnesota Methane LLC | 100 | Non-regulated | Dropped - Retired/Planned Retirement by 06/2028
KMS Macon Power | 55758_G_E-1 | 55758 | G | E-1 |  | Landfill Gas |  |  | Illinois |  | Macon |  |  | 0.8 |  | 1998 | 2004 | [32 empty] | DTE Biomass | 100 | DTE Biomass | 100 | Non-regulated | Dropped - Retired/Planned Retirement by 06/2028
KMS Macon Power | 55758_G_E-2 | 55758 | G | E-2 |  | Landfill Gas |  |  | Illinois |  | Macon |  |  | 0.8 |  | 1998 | 2004 | [32 empty] | DTE Biomass | 100 | DTE Biomass | 100 | Non-regulated | Dropped - Retired/Planned Retirement by 06/2028
Grayson | 377_G_6 | 377 | G | 6 |  | Combustion Turbine |  |  | California |  | Los Angeles |  |  | 15 |  | 1972 | 2004 | [32 empty] | City of Glendale - (CA) | 100 | City of Glendale - (CA) | 100 | Regulated | Dropped - Retired/Planned Retirement by 06/2028
Chillicothe | 2122_G_4A | 2122 | G | 4A |  | Coal Steam |  |  | Missouri |  | Livingston |  |  | 2.5 |  | 1938 | 2004 | [32 empty] | Chillicothe Municipal Utils | 100 | Chillicothe Municipal Utils | 100 | Regulated | Dropped - Retired/Planned Retirement by 06/2028
Chillicothe | 2122_G_5 | 2122 | G | 5 |  | Coal Steam |  |  | Missouri |  | Livingston |  |  | 5 |  | 1948 | 2004 | [32 empty] | Chillicothe Municipal Utils | 100 | Chillicothe Municipal Utils | 100 | Regulated | Dropped - Retired/Planned Retirement by 06/2028
Chillicothe | 2122_G_6 | 2122 | G | 6 |  | Coal Steam |  |  | Missouri |  | Livingston |  |  | 6 |  | 1958 | 2004 | [32 empty] | Chillicothe Municipal Utils | 100 | Chillicothe Municipal Utils | 100 | Regulated | Dropped - Retired/Planned Retirement by 06/2028
Parkdale | 3455_G_1 | 3455 | G | 1 |  | O/G Steam |  |  | Texas |  | Dallas |  |  | 87 |  | 1953 | 2004 | [32 empty] | Luminant Generation Company LLC | 100 | Luminant Generation Company LLC | 100 | Non-regulated | Dropped - Retired/Planned Retirement by 06/2028
Parkdale | 3455_G_2 | 3455 | G | 2 |  | O/G Steam |  |  | Texas |  | Dallas |  |  | 115 |  | 1955 | 2004 | [32 empty] | Luminant Gen Co LLC Fin Holding | 100 | Luminant Gen Co LLC Fin Holding | 100 | Non-regulated | Dropped - Retired/Planned Retirement by 06/2028
Parkdale | 3455_G_3 | 3455 | G | 3 |  | O/G Steam |  |  | Texas |  | Dallas |  |  | 125 |  | 1957 | 2004 | [32 empty] | Luminant Gen Co LLC Fin Holding | 100 | Luminant Gen Co LLC Fin Holding | 100 | Non-regulated | Dropped - Retired/Planned Retirement by 06/2028
Morgan Creek | 3492_G_2 | 3492 | G | 2 |  | O/G Steam |  |  | Texas |  | Mitchell |  |  | 17.5 |  | 1950 | 2004 | [32 empty] | Luminant Generation Company LLC | 100 | Luminant Generation Company LLC | 100 | Non-regulated | Dropped - Retired/Planned Retirement by 06/2028
Morgan Creek | 3492_G_3 | 3492 | G | 3 |  | O/G Steam |  |  | Texas |  | Mitchell |  |  | 43 |  | 1952 | 2004 | [32 empty] | Luminant Gen Co LLC Fin Holding | 100 | Luminant Gen Co LLC Fin Holding | 100 | Non-regulated | Dropped - Retired/Planned Retirement by 06/2028
Morgan Creek | 3492_G_4 | 3492 | G | 4 |  | O/G Steam |  |  | Texas |  | Mitchell |  |  | 70 |  | 1954 | 2004 | [32 empty] | Luminant Gen Co LLC Fin Holding | 100 | Luminant Gen Co LLC Fin Holding | 100 | Non-regulated | Dropped - Retired/Planned Retirement by 06/2028
North Main | 3493_G_4 | 3493 | G | 4 |  | O/G Steam |  |  | Texas |  | Tarrant |  |  | 80 |  | 1952 | 2004 | [32 empty] | Luminant Generation Company LLC | 100 | Luminant Generation Company LLC | 100 | Non-regulated | Dropped - Retired/Planned Retirement by 06/2028
River Crest | 3503_G_1 | 3503 | G | 1 |  | O/G Steam |  |  | Texas |  | Red River |  |  | 110 |  | 1954 | 2004 | [32 empty] | Luminant Generation Company LLC | 100 | Luminant Generation Company LLC | 100 | Non-regulated | Dropped - Retired/Planned Retirement by 06/2028
Sierra Pacific Lincoln Facility | 10144_G_GEN2 | 10144 | G | GEN2 |  | Biomass |  |  | California |  | Placer |  |  | 10 |  | 1997 | 2004 | [32 empty] | Sierra Pacific Industries | 100 | Sierra Pacific Industries | 100 | Non-regulated | Dropped - Retired/Planned Retirement by 06/2028 | 13BLR: BLR2
Deer Island Treatment Plant | 10823_G_6ENT | 10823 | G | 6ENT |  | Non-Fossil Waste |  |  | Massachusetts |  | Suffolk |  |  | 6 |  | 1989 | 2004 | [32 empty] | Massachusetts Wtr Rauth-Deer I | 100 | Massachusetts Wtr Rauth-Deer I | 100 | Non-regulated | Dropped - Retired/Planned Retirement by 06/2028
Deer Island Treatment Plant | 10823_G_7ENT | 10823 | G | 7ENT |  | Non-Fossil Waste |  |  | Massachusetts |  | Suffolk |  |  | 6 |  | 1989 | 2004 | [32 empty] | Massachusetts Wtr Rauth-Deer I | 100 | Massachusetts Wtr Rauth-Deer I | 100 | Non-regulated | Dropped - Retired/Planned Retirement by 06/2028
R J Reynolds Tobaccoville Utility Plant | 50221_G_GEN1 | 50221 | G | GEN1 |  | Coal Steam |  |  | North Carolina |  | Forsyth |  |  | 37 |  | 1985 | 2004 | [32 empty] | R J Reynolds Tobacco Co | 100 | R J Reynolds Tobacco Co | 100 | Non-regulated | Dropped - Retired/Planned Retirement by 06/2028
R J Reynolds Tobaccoville Utility Plant | 50221_G_GEN2 | 50221 | G | GEN2 |  | Coal Steam |  |  | North Carolina |  | Forsyth |  |  | 37 |  | 1985 | 2004 | [32 empty] | R J Reynolds Tobacco Co | 100 | R J Reynolds Tobacco Co | 100 | Non-regulated | Dropped - Retired/Planned Retirement by 06/2028
Hoisington | 1286_G_1 | 1286 | G | 1 |  | Combustion Turbine |  |  | Kansas |  | Barton |  |  | 0.2 |  | 1940 | 2004 | [32 empty] | City of Hoisington - (KS) | 100 | City of Hoisington - (KS) | 100 | Regulated | Dropped - Retired/Planned Retirement by 06/2028
Sayreville | 2390_G_4 | 2390 | G | 4 |  | O/G Steam |  |  | New Jersey |  | Middlesex |  |  | 114 |  | 1955 | 2004 | [32 empty] | Sayreville Power, LLC | 100 | Sayreville Power, LLC | 100 | Non-regulated | Dropped - Retired/Planned Retirement by 06/2028
Sayreville | 2390_G_5 | 2390 | G | 5 |  | O/G Steam |  |  | New Jersey |  | Middlesex |  |  | 115 |  | 1958 | 2004 | [32 empty] | Sayreville Power, LLC | 100 | Sayreville Power, LLC | 100 | Non-regulated | Dropped - Retired/Planned Retirement by 06/2028
Plant No 2 Freeport | 2679_G_1 | 2679 | G | 1 |  | Combustion Turbine |  |  | New York |  | Nassau |  |  | 8 |  | 1969 | 2004 | [32 empty] | Village of Freeport - (NY) | 100 | Village of Freeport - (NY) | 100 | Regulated | Dropped - Retired/Planned Retirement by 06/2028
Plant No 2 Freeport | 2679_G_2 | 2679 | G | 2 |  | Combustion Turbine |  |  | New York |  | Nassau |  |  | 8 |  | 1969 | 2004 | [32 empty] | Village of Freeport - (NY) | 100 | Village of Freeport - (NY) | 100 | Regulated | Dropped - Retired/Planned Retirement by 06/2028
Wayne | 3134_G_A | 3134 | G | A |  | Combustion Turbine |  |  | Pennsylvania |  | Crawford |  |  | 56 |  | 1972 | 2004 | [32 empty] | GenOn REMA, LLC | 100 | GenOn REMA, LLC | 100 | Non-regulated | Dropped - Retired/Planned Retirement by 06/2028
Delaware Generating Station | 3160_G_7 | 3160 | G | 7 |  | O/G Steam |  |  | Pennsylvania |  | Philadelphia |  |  | 126 |  | 1953 | 2004 | [32 empty] | Constellation Power, Inc | 100 | Constellation Power, Inc | 100 | Non-regulated | Dropped - Retired/Planned Retirement by 06/2028
Delaware Generating Station | 3160_G_8 | 3160 | G | 8 |  | O/G Steam |  |  | Pennsylvania |  | Philadelphia |  |  | 124 |  | 1953 | 2004 | [32 empty] | Constellation Power, Inc | 100 | Constellation Power, Inc | 100 | Non-regulated | Dropped - Retired/Planned Retirement by 06/2028
Keahole | 8083_G_18 | 8083 | G | 18 |  | Combustion Turbine |  |  | Hawaii |  | Hawaii |  |  | 2.5 |  | 1974 | [33 empty] | Hawaii Electric Light Co Inc | 100 | Hawaii Electric Light Co Inc | 100 | Regulated | Dropped - in Alaska or in Hawaii or Puerto Rico
Keahole | 8083_G_19 | 8083 | G | 19 |  | Combustion Turbine |  |  | Hawaii |  | Hawaii |  |  | 2.5 |  | 1974 | [33 empty] | Hawaii Electric Light Co Inc | 100 | Hawaii Electric Light Co Inc | 100 | Regulated | Dropped - in Alaska or in Hawaii or Puerto Rico
Deer Park Plant | 50471_G_GEN1 | 50471 | G | GEN1 |  | Combined Cycle |  |  | Texas |  | Harris |  |  | 8.6 |  | 1948 | 2004 | [32 empty] | Oxy Vinyls LP | 100 | Oxy Vinyls LP | 100 | Non-regulated | Dropped - Retired/Planned Retirement by 06/2028
Deer Park Plant | 50471_G_GEN2 | 50471 | G | GEN2 |  | Combined Cycle |  |  | Texas |  | Harris |  |  | 8.6 |  | 1948 | 2004 | [32 empty] | Oxy Vinyls LP | 100 | Oxy Vinyls LP | 100 | Non-regulated | Dropped - Retired/Planned Retirement by 06/2028
Deer Park Plant | 50471_G_GEN3 | 50471 | G | GEN3 |  | Combined Cycle |  |  | Texas |  | Harris |  |  | 8.6 |  | 1948 | 2004 | [32 empty] | Oxy Vinyls LP | 100 | Oxy Vinyls LP | 100 | Non-regulated | Dropped - Retired/Planned Retirement by 06/2028
Deer Park Plant | 50471_G_GEN4 | 50471 | G | GEN4 |  | Combined Cycle |  |  | Texas |  | Harris |  |  | 69.7 |  | 1985 | 2004 | [32 empty] | Oxy Vinyls LP | 100 | Oxy Vinyls LP | 100 | Non-regulated | Dropped - Retired/Planned Retirement by 06/2028
Vineland Cogeneration Plant | 54807_G_GEN1 | 54807 | G | GEN1 |  | Combined Cycle |  |  | New Jersey |  | Cumberland |  |  | 42.5 |  | 1994 | 2004 | [32 empty] | Vineland Cogeneration LP | 100 | Vineland Cogeneration LP | 100 | Non-regulated | Dropped - Retired/Planned Retirement by 06/2028
Vineland Cogeneration Plant | 54807_G_GEN2 | 54807 | G | GEN2 |  | Combined Cycle |  |  | New Jersey |  | Cumberland |  |  | 4 |  | 1994 | 2004 | [32 empty] | Vineland Cogeneration LP | 100 | Vineland Cogeneration LP | 100 | Non-regulated | Dropped - Retired/Planned Retirement by 06/2028
F J Gannon | 646_G_1 | 646 | G | 1 |  | Coal Steam |  |  | Florida |  | Hillsborough |  |  | 94 |  | 1957 | 2004 | [32 empty] | Tampa Electric Co | 100 | Tampa Electric Co | 100 | Regulated | Dropped - Retired/Planned Retirement by 06/2028
F J Gannon | 646_G_2 | 646 | G | 2 |  | Coal Steam |  |  | Florida |  | Hillsborough |  |  | 100 |  | 1958 | 2004 | [32 empty] | Tampa Electric Co | 100 | Tampa Electric Co | 100 | Regulated | Dropped - Retired/Planned Retirement by 06/2028
Beacon Heating | 1724_G_25 | 1724 | G | 25 |  | O/G Steam |  |  | Michigan |  | Wayne |  |  | 18 |  | 1959 | 2004 | [32 empty] | Detroit Thermal, LLC | 100 | Detroit Thermal, LLC | 100 | Non-regulated | Dropped - Retired/Planned Retirement by 06/2028
Fairfax | 1972_G_1 | 1972 | G | 1 |  | Combustion Turbine |  |  | Minnesota |  | Renville |  |  | 0.9 |  | 1948 | 2004 | [32 empty] | City of Fairfax - (MN) | 100 | City of Fairfax - (MN) | 100 | Regulated | Dropped - Retired/Planned Retirement by 06/2028
Fairfax | 1972_G_4 | 1972 | G | 4 |  | Combustion Turbine |  |  | Minnesota |  | Renville |  |  | 0.6 |  | 1940 | 2004 | [32 empty] | City of Fairfax - (MN) | 100 | City of Fairfax - (MN) | 100 | Regulated | Dropped - Retired/Planned Retirement by 06/2028
Campbell Village | 2225_G_1 | 2225 | G | 1 |  | Combustion Turbine |  |  | Nebraska |  | Franklin |  |  | 0.1 |  | 1927 | 2004 | [32 empty] | Village of Campbell - (NE) | 100 | Village of Campbell - (NE) | 100 | Regulated | Dropped - Retired/Planned Retirement by 06/2028
Campbell Village | 2225_G_2 | 2225 | G | 2 |  | Combustion Turbine |  |  | Nebraska |  | Franklin |  |  | 0.1 |  | 1937 | 2004 | [32 empty] | Village of Campbell - (NE) | 100 | Village of Campbell - (NE) | 100 | Regulated | Dropped - Retired/Planned Retirement by 06/2028
Campbell Village | 2225_G_3 | 2225 | G | 3 |  | Combustion Turbine |  |  | Nebraska |  | Franklin |  |  | 0.1 |  | 1946 | 2004 | [32 empty] | Village of Campbell - (NE) | 100 | Village of Campbell - (NE) | 100 | Regulated | Dropped - Retired/Planned Retirement by 06/2028
Tulia | 3619_G_10 | 3619 | G | 10 |  | Combustion Turbine |  |  | Texas |  | Swisher |  |  | 1.5 |  | 1971 | 2004 | [32 empty] | City of Tulia | 100 | City of Tulia | 100 | Regulated | Dropped - Retired/Planned Retirement by 06/2028
Tulia | 3619_G_11 | 3619 | G | 11 |  | Combustion Turbine |  |  | Texas |  | Swisher |  |  | 3.5 |  | 1974 | 2004 | [32 empty] | City of Tulia | 100 | City of Tulia | 100 | Regulated | Dropped - Retired/Planned Retirement by 06/2028
Tulia | 3619_G_12 | 3619 | G | 12 |  | Combustion Turbine |  |  | Texas |  | Swisher |  |  | 2.4 |  | 1979 | 2004 | [32 empty] | City of Tulia | 100 | City of Tulia | 100 | Regulated | Dropped - Retired/Planned Retirement by 06/2028
Tulia | 3619_G_2 | 3619 | G | 2 |  | Combustion Turbine |  |  | Texas |  | Swisher |  |  | 0.3 |  | 1949 | 2004 | [32 empty] | City of Tulia | 100 | City of Tulia | 100 | Regulated | Dropped - Retired/Planned Retirement by 06/2028
Tulia | 3619_G_5 | 3619 | G | 5 |  | Combustion Turbine |  |  | Texas |  | Swisher |  |  | 0.9 |  | 1953 | 2004 | [32 empty] | City of Tulia | 100 | City of Tulia | 100 | Regulated | Dropped - Retired/Planned Retirement by 06/2028
Tulia | 3619_G_6 | 3619 | G | 6 |  | Combustion Turbine |  |  | Texas |  | Swisher |  |  | 0.7 |  | 1957 | 2004 | [32 empty] | City of Tulia | 100 | City of Tulia | 100 | Regulated | Dropped - Retired/Planned Retirement by 06/2028
Tulia | 3619_G_7 | 3619 | G | 7 |  | Combustion Turbine |  |  | Texas |  | Swisher |  |  | 0.7 |  | 1957 | 2004 | [32 empty] | City of Tulia | 100 | City of Tulia | 100 | Regulated | Dropped - Retired/Planned Retirement by 06/2028
Tulia | 3619_G_8 | 3619 | G | 8 |  | Combustion Turbine |  |  | Texas |  | Swisher |  |  | 1.2 |  | 1963 | 2004 | [32 empty] | City of Tulia | 100 | City of Tulia | 100 | Regulated | Dropped - Retired/Planned Retirement by 06/2028
Tulia | 3619_G_9 | 3619 | G | 9 |  | Combustion Turbine |  |  | Texas |  | Swisher |  |  | 1.2 |  | 1963 | 2004 | [32 empty] | City of Tulia | 100 | City of Tulia | 100 | Regulated | Dropped - Retired/Planned Retirement by 06/2028
White River (WA) | 3862_G_1 | 3862 | G | 1 |  | Hydro |  |  | Washington |  | Pierce |  |  | 15 |  | 1912 | 2004 | [32 empty] | Puget Sound Energy Inc | 100 | Puget Sound Energy Inc | 100 | Regulated | Dropped - Retired/Planned Retirement by 06/2028
White River (WA) | 3862_G_2 | 3862 | G | 2 |  | Hydro |  |  | Washington |  | Pierce |  |  | 15 |  | 1912 | 2004 | [32 empty] | Puget Sound Energy Inc | 100 | Puget Sound Energy Inc | 100 | Regulated | Dropped - Retired/Planned Retirement by 06/2028
White River (WA) | 3862_G_3 | 3862 | G | 3 |  | Hydro |  |  | Washington |  | Pierce |  |  | 20 |  | 1918 | 2004 | [32 empty] | Puget Sound Energy Inc | 100 | Puget Sound Energy Inc | 100 | Regulated | Dropped - Retired/Planned Retirement by 06/2028
White River (WA) | 3862_G_4 | 3862 | G | 4 |  | Hydro |  |  | Washington |  | Pierce |  |  | 20 |  | 1924 | 2004 | [32 empty] | Puget Sound Energy Inc | 100 | Puget Sound Energy Inc | 100 | Regulated | Dropped - Retired/Planned Retirement by 06/2028
Fresno Cogen Partners | 10156_G_GEN1 | 10156 | G | GEN1 | 89509 | Combined Cycle |  |  | California |  | Fresno |  |  | 21.5 |  | 1990 | 2004 | [32 empty] | Fresno Power Investors LP | 75 | Fresno Power Investors LP | 75 | Non-regulated | Dropped - Retired/Planned Retirement by 06/2028
Clewiston Sugar House | 50482_G_TG1 | 50482 | G | TG1 |  | Biomass |  |  | Florida |  | Hendry |  |  | 4.7 |  | 1978 | 2004 | [32 empty] | United States Sugar Corp | 100 | United States Sugar Corp | 100 | Non-regulated | Dropped - Retired/Planned Retirement by 06/2028
Clewiston Sugar House | 50482_G_TG2 | 50482 | G | TG2 |  | Biomass |  |  | Florida |  | Hendry |  |  | 3.3 |  | 1945 | 2004 | [32 empty] | United States Sugar Corp | 100 | United States Sugar Corp | 100 | Non-regulated | Dropped - Retired/Planned Retirement by 06/2028 | 13BLR: B1; 14BLR: B2; 15BLR: B3; 16BLR: B4
Central Power Plant | 50621_G_GEN1 | 50621 | G | GEN1 |  | O/G Steam |  |  | Rhode Island |  | Providence |  |  | 0.7 |  | 1932 | 2004 | [32 empty] | State of Rhode Island | 100 | State of Rhode Island | 100 | Non-regulated | Dropped - Retired/Planned Retirement by 06/2028
J D Bassett Manufacturing | 50912_G_1929 | 50912 | G | 1929 |  | Biomass |  |  | Virginia |  | Henry |  |  | 0.8 |  | 1954 | 2004 | [32 empty] | Bassett Furniture Industries Inc | 100 | Bassett Furniture Industries Inc | 100 | Non-regulated | Dropped - Retired/Planned Retirement by 06/2028
J D Bassett Manufacturing | 50912_G_1930 | 50912 | G | 1930 |  | Biomass |  |  | Virginia |  | Henry |  |  | 0.8 |  | 1954 | 2004 | [32 empty] | Bassett Furniture Industries Inc | 100 | Bassett Furniture Industries Inc | 100 | Non-regulated | Dropped - Retired/Planned Retirement by 06/2028
Jefferson Smurfit JSC | 54288_G_1 | 54288 | G | 1 |  | O/G Steam |  |  | Pennsylvania |  | Philadelphia |  |  | 5.6 |  | 1934 | 2004 | [32 empty] | Jefferson Smurfit Corp | 100 | Jefferson Smurfit Corp | 100 | Non-regulated | Dropped - Retired/Planned Retirement by 06/2028
Jefferson Smurfit JSC | 54288_G_2 | 54288 | G | 2 |  | O/G Steam |  |  | Pennsylvania |  | Philadelphia |  |  | 5.6 |  | 1946 | 2004 | [32 empty] | Jefferson Smurfit Corp | 100 | Jefferson Smurfit Corp | 100 | Non-regulated | Dropped - Retired/Planned Retirement by 06/2028
Toyon Power Station | 54327_G_TOY1 | 54327 | G | TOY1 |  | Landfill Gas |  |  | California |  | Los Angeles |  |  | 1.7 |  | 1986 | 2004 | [32 empty] | Toyon Landfill Gas Conversion, LLC | 100 | Toyon Landfill Gas Conversion, LLC | 100 | Non-regulated | Dropped - Retired/Planned Retirement by 06/2028
Toyon Power Station | 54327_G_TOY2 | 54327 | G | TOY2 |  | Landfill Gas |  |  | California |  | Los Angeles |  |  | 1.7 |  | 1986 | 2004 | [32 empty] | Toyon Landfill Gas Conversion, LLC | 100 | Toyon Landfill Gas Conversion, LLC | 100 | Non-regulated | Dropped - Retired/Planned Retirement by 06/2028
St Johns Riverside Hospital | 54595_G_COG1 | 54595 | G | COG1 |  | Combustion Turbine |  |  | New York |  | Westchester |  |  | 0.4 |  | 1995 | 2004 | [32 empty] | St John's Riverside Hospital | 100 | St John's Riverside Hospital | 100 | Non-regulated | Dropped - Retired/Planned Retirement by 06/2028
St Johns Riverside Hospital | 54595_G_COG2 | 54595 | G | COG2 |  | Combustion Turbine |  |  | New York |  | Westchester |  |  | 0.4 |  | 1995 | 2004 | [32 empty] | St John's Riverside Hospital | 100 | St John's Riverside Hospital | 100 | Non-regulated | Dropped - Retired/Planned Retirement by 06/2028
Lyondell Chemical Lake Charles | 54632_G_3 | 54632 | G | 3 |  | O/G Steam |  |  | Louisiana |  | Calcasieu |  |  | 4 |  | 1982 | 2004 | [32 empty] | Lyondell Chemical Co | 100 | Lyondell Chemical Co | 100 | Non-regulated | Dropped - Retired/Planned Retirement by 06/2028
The American Sugar Refining Co Brooklyn | 54884_G_TG1 | 54884 | G | TG1 |  | O/G Steam |  |  | New York |  | Kings |  |  | 5 |  | 1969 | 2004 | [32 empty] | American Sugar Refining, Inc. | 100 | American Sugar Refining, Inc. | 100 | Non-regulated | Dropped - Retired/Planned Retirement by 06/2028
The American Sugar Refining Co Brooklyn | 54884_G_TG2 | 54884 | G | TG2 |  | O/G Steam |  |  | New York |  | Kings |  |  | 1.5 |  | 1952 | 2004 | [32 empty] | American Sugar Refining, Inc. | 100 | American Sugar Refining, Inc. | 100 | Non-regulated | Dropped - Retired/Planned Retirement by 06/2028
The American Sugar Refining Co Brooklyn | 54884_G_TG3 | 54884 | G | TG3 |  | O/G Steam |  |  | New York |  | Kings |  |  | 5 |  | 1991 | 2004 | [32 empty] | American Sugar Refining, Inc. | 100 | American Sugar Refining, Inc. | 100 | Non-regulated | Dropped - Retired/Planned Retirement by 06/2028
Division | 300_G_DIGT | 300 | G | DIGT |  | Combustion Turbine |  |  | California |  | San Diego |  |  | 13 |  | 1968 | 2003 | [32 empty] | NRG Cabrillo Power Ops Inc | 100 | NRG Cabrillo Power Ops Inc | 100 | Non-regulated | Dropped - Retired/Planned Retirement by 06/2028
AES Alamitos LLC | 315_G_7 | 315 | G | 7 |  | Combustion Turbine |  |  | California |  | Los Angeles |  |  | 133 |  | 1969 | 2003 | [32 empty] | AES Alamitos LLC | 100 | AES Alamitos LLC | 100 | Non-regulated | Dropped - Retired/Planned Retirement by 06/2028
Etiwanda Generating Station | 331_G_5 | 331 | G | 5 |  | Combustion Turbine |  |  | California |  | San Bernardino |  |  | 115 |  | 1969 | 2003 | [32 empty] | GenOn California South, LP | 100 | GenOn California South, LP | 100 | Non-regulated | Dropped - Retired/Planned Retirement by 06/2028
Magnolia | 375_G_M5 | 375 | G | M5 |  | Combustion Turbine |  |  | California |  | Los Angeles |  |  | 21.7 |  | 1969 | 2003 | [32 empty] | City of Burbank Water and Power | 100 | City of Burbank Water and Power | 100 | Regulated | Dropped - Retired/Planned Retirement by 06/2028
Haynes | 400_G_4 | 400 | G | 4 |  | O/G Steam |  |  | California |  | Los Angeles |  |  | 222 |  | 1965 | 2003 | [32 empty] | Los Angeles Department of Water & Power | 100 | Los Angeles Department of Water & Power | 100 | Regulated | Dropped - Retired/Planned Retirement by 06/2028
Valley (CA) | 408_G_3 | 408 | G | 3 |  | O/G Steam |  |  | California |  | Los Angeles |  |  | 163 |  | 1955 | 2003 | [32 empty] | Los Angeles Department of Water & Power | 100 | Los Angeles Department of Water & Power | 100 | Regulated | Dropped - Retired/Planned Retirement by 06/2028
Valley (CA) | 408_G_4 | 408 | G | 4 |  | O/G Steam |  |  | California |  | Los Angeles |  |  | 160 |  | 1956 | 2003 | [32 empty] | Los Angeles Department of Water & Power | 100 | Los Angeles Department of Water & Power | 100 | Regulated | Dropped - Retired/Planned Retirement by 06/2028
F J Gannon | 646_G_3 | 646 | G | 3 |  | Coal Steam |  |  | Florida |  | Hillsborough |  |  | 150 |  | 1960 | 2003 | [32 empty] | Tampa Electric Co | 100 | Tampa Electric Co | 100 | Regulated | Dropped - Retired/Planned Retirement by 06/2028
F J Gannon | 646_G_4 | 646 | G | 4 |  | Coal Steam |  |  | Florida |  | Hillsborough |  |  | 164 |  | 1963 | 2003 | [32 empty] | Tampa Electric Co | 100 | Tampa Electric Co | 100 | Regulated | Dropped - Retired/Planned Retirement by 06/2028
Atkinson | 700_G_5A | 700 | G | 5A |  | Combustion Turbine |  |  | Georgia |  | Cobb |  |  | 32 |  | 1970 | 2003 | [32 empty] | Georgia Power Co | 100 | Georgia Power Co | 100 | Regulated | Dropped - Retired/Planned Retirement by 06/2028
Atkinson | 700_G_5B | 700 | G | 5B |  | Combustion Turbine |  |  | Georgia |  | Cobb |  |  | 32 |  | 1970 | 2003 | [32 empty] | Georgia Power Co | 100 | Georgia Power Co | 100 | Regulated | Dropped - Retired/Planned Retirement by 06/2028
Buford | 759_G_1 | 759 | G | 1 |  | Hydro |  |  | Georgia |  | Forsyth |  |  | 40 |  | 1957 | 2003 | [32 empty] | USCE-Mobile District | 100 | USCE-Mobile District | 100 | Regulated | Dropped - Retired/Planned Retirement by 06/2028
Milford | 1164_G_3 | 1164 | G | 3 |  | Combustion Turbine |  |  | Iowa |  | Dickinson |  |  | 0.3 |  | 1938 | 2003 | [32 empty] | City of Milford - (IA) | 100 | City of Milford - (IA) | 100 | Regulated | Dropped - Retired/Planned Retirement by 06/2028
Green River | 1357_G_1 | 1357 | G | 1 |  | Coal Steam |  |  | Kentucky |  | Muhlenberg |  |  | 22 |  | 1950 | 2003 | [32 empty] | Kentucky Utilities Co | 100 | Kentucky Utilities Co | 100 | Regulated | Dropped - Retired/Planned Retirement by 06/2028
Green River | 1357_G_2 | 1357 | G | 2 |  | Coal Steam |  |  | Kentucky |  | Muhlenberg |  |  | 22 |  | 1950 | 2003 | [32 empty] | Kentucky Utilities Co | 100 | Kentucky Utilities Co | 100 | Regulated | Dropped - Retired/Planned Retirement by 06/2028
Mystic Generating Station | 1588_G_4 | 1588 | G | 4 |  | O/G Steam |  |  | Massachusetts |  | Middlesex |  |  | 95.4 |  | 1957 | 2003 | [32 empty] | Constellation Mystic Power LLC | 100 | Constellation Mystic Power LLC | 100 | Non-regulated | Dropped - Retired/Planned Retirement by 06/2028
Mystic Generating Station | 1588_G_5 | 1588 | G | 5 |  | O/G Steam |  |  | Massachusetts |  | Middlesex |  |  | 91.6 |  | 1959 | 2003 | [32 empty] | Constellation Mystic Power LLC | 100 | Constellation Mystic Power LLC | 100 | Non-regulated | Dropped - Retired/Planned Retirement by 06/2028
Mystic Generating Station | 1588_G_6 | 1588 | G | 6 |  | O/G Steam |  |  | Massachusetts |  | Middlesex |  |  | 28 |  | 1961 | 2003 | [32 empty] | Constellation Mystic Power LLC | 100 | Constellation Mystic Power LLC | 100 | Non-regulated | Dropped - Retired/Planned Retirement by 06/2028
M L Hibbard | 1897_G_1 | 1897 | G | 1 |  | O/G Steam |  |  | Minnesota |  | St Louis |  |  | 25 |  | 1931 | 2003 | [32 empty] | ALLETE, Inc. | 100 | ALLETE, Inc. | 100 | Regulated | Dropped - Retired/Planned Retirement by 06/2028
M L Hibbard | 1897_G_2 | 1897 | G | 2 |  | O/G Steam |  |  | Minnesota |  | St Louis |  |  | 25 |  | 1943 | 2003 | [32 empty] | ALLETE, Inc. | 100 | ALLETE, Inc. | 100 | Regulated | Dropped - Retired/Planned Retirement by 06/2028
Grand Marais | 1976_G_2 | 1976 | G | 2 |  | Combustion Turbine |  |  | Minnesota |  | Cook |  |  | 0.6 |  | 1956 | 2003 | [32 empty] | City of Grand Marais - (MN) | 100 | City of Grand Marais - (MN) | 100 | Regulated | Dropped - Retired/Planned Retirement by 06/2028
Grand Marais | 1976_G_4 | 1976 | G | 4 |  | Combustion Turbine |  |  | Minnesota |  | Cook |  |  | 0.1 |  | 1940 | 2003 | [32 empty] | City of Grand Marais - (MN) | 100 | City of Grand Marais - (MN) | 100 | Regulated | Dropped - Retired/Planned Retirement by 06/2028
Grand Marais | 1976_G_5 | 1976 | G | 5 |  | Combustion Turbine |  |  | Minnesota |  | Cook |  |  | 1.1 |  | 1962 | 2003 | [32 empty] | City of Grand Marais - (MN) | 100 | City of Grand Marais - (MN) | 100 | Regulated | Dropped - Retired/Planned Retirement by 06/2028
Grand Marais | 1976_G_6 | 1976 | G | 6 |  | Combustion Turbine |  |  | Minnesota |  | Cook |  |  | 1.2 |  | 1969 | 2003 | [32 empty] | City of Grand Marais - (MN) | 100 | City of Grand Marais - (MN) | 100 | Regulated | Dropped - Retired/Planned Retirement by 06/2028
Grand Avenue | 2078_G_7 | 2078 | G | 7 |  | O/G Steam |  |  | Missouri |  | Jackson |  |  | 43 |  | 1929 | 2003 | [32 empty] | Evergy Metro | 100 | Evergy Metro | 100 | Regulated | Dropped - Retired/Planned Retirement by 06/2028
Grand Avenue | 2078_G_9 | 2078 | G | 9 |  | O/G Steam |  |  | Missouri |  | Jackson |  |  | 40.2 |  | 1948 | 2003 | [32 empty] | Evergy Metro | 100 | Evergy Metro | 100 | Regulated | Dropped - Retired/Planned Retirement by 06/2028
Oswego Harbor Power | 2594_G_3 | 2594 | G | 3 |  | O/G Steam |  |  | New York |  | Oswego |  |  | 92 |  | 1948 | 2003 | [32 empty] | ArcLight Capital Partners LLC | 100 | ArcLight Capital Partners LLC | 100 | Non-regulated | Dropped - Retired/Planned Retirement by 06/2028
FirstEnergy Toronto | 2867_G_5 | 2867 | G | 5 |  | Coal Steam |  |  | Ohio |  | Jefferson |  |  | 42 |  | 1940 | 2003 | [32 empty] | FirstEnergy Generation Corp | 100 | FirstEnergy Generation Corp | 100 | Non-regulated | Dropped - Retired/Planned Retirement by 06/2028
FirstEnergy Toronto | 2867_G_6 | 2867 | G | 6 |  | Coal Steam |  |  | Ohio |  | Jefferson |  |  | 65 |  | 1949 | 2003 | [32 empty] | FirstEnergy Generation Corp | 100 | FirstEnergy Generation Corp | 100 | Non-regulated | Dropped - Retired/Planned Retirement by 06/2028
FirstEnergy Toronto | 2867_G_7 | 2867 | G | 7 |  | Coal Steam |  |  | Ohio |  | Jefferson |  |  | 65 |  | 1949 | 2003 | [32 empty] | FirstEnergy Generation Corp | 100 | FirstEnergy Generation Corp | 100 | Non-regulated | Dropped - Retired/Planned Retirement by 06/2028
Manitowoc | 4125_G_2 | 4125 | G | 2 |  | Coal Steam |  |  | Wisconsin |  | Manitowoc |  |  | 5 |  | 1935 | 2003 | [32 empty] | Manitowoc Public Utilities | 100 | Manitowoc Public Utilities | 100 | Regulated | Dropped - Retired/Planned Retirement by 06/2028
Manitowoc | 4125_G_3 | 4125 | G | 3 |  | Coal Steam |  |  | Wisconsin |  | Manitowoc |  |  | 10 |  | 1941 | 2003 | [32 empty] | Manitowoc Public Utilities | 100 | Manitowoc Public Utilities | 100 | Regulated | Dropped - Retired/Planned Retirement by 06/2028
New Lisbon | 4130_G_1 | 4130 | G | 1 |  | Combustion Turbine |  |  | Wisconsin |  | Juneau |  |  | 0.1 |  | 1930 | 2003 | [32 empty] | City of New Lisbon | 100 | City of New Lisbon | 100 | Regulated | Dropped - Retired/Planned Retirement by 06/2028
New Lisbon | 4130_G_3 | 4130 | G | 3 |  | Combustion Turbine |  |  | Wisconsin |  | Juneau |  |  | 0.2 |  | 1936 | 2003 | [32 empty] | City of New Lisbon | 100 | City of New Lisbon | 100 | Regulated | Dropped - Retired/Planned Retirement by 06/2028
New Lisbon | 4130_G_4 | 4130 | G | 4 |  | Combustion Turbine |  |  | Wisconsin |  | Juneau |  |  | 0.3 |  | 1948 | 2003 | [32 empty] | City of New Lisbon | 100 | City of New Lisbon | 100 | Regulated | Dropped - Retired/Planned Retirement by 06/2028
Olive | 6013_G_O3 | 6013 | G | O3 |  | Combustion Turbine |  |  | California |  | Los Angeles |  |  | 23.5 |  | 1972 | 2003 | [32 empty] | City of Burbank Water and Power | 100 | City of Burbank Water and Power | 100 | Regulated | Dropped - Retired/Planned Retirement by 06/2028
Olive | 6013_G_O4 | 6013 | G | O4 |  | Combustion Turbine |  |  | California |  | Los Angeles |  |  | 32 |  | 1978 | 2003 | [32 empty] | City of Burbank Water and Power | 100 | City of Burbank Water and Power | 100 | Regulated | Dropped - Retired/Planned Retirement by 06/2028
Mobile | 6229_G_3 | 6229 | G | 3 |  | Combustion Turbine |  |  | Nebraska |  | York |  |  | 0.8 |  | 1980 | 2003 | [32 empty] | Nebraska Public Power District | 100 | Nebraska Public Power District | 100 | Regulated | Dropped - Retired/Planned Retirement by 06/2028
Mountain Village | 6329_G_5 | 6329 | G | 5 |  | Combustion Turbine |  |  | Alaska |  | Bethel |  |  | 0.5 |  | 1988 | [33 empty] | Alaska Village Elec Coop, Inc | 100 | Alaska Village Elec Coop, Inc | 100 | Regulated | Dropped - in Alaska or in Hawaii or Puerto Rico
Noorvik | 6330_G_3 | 6330 | G | 3 |  | Combustion Turbine |  |  | Alaska |  | Northwest Arctic |  |  | 0.3 |  | 1984 | [33 empty] | Alaska Village Elec Coop, Inc | 100 | Alaska Village Elec Coop, Inc | 100 | Regulated | Dropped - in Alaska or in Hawaii or Puerto Rico
Fort Davis | 7724_G_1 | 7724 | G | 1 |  | Onshore Wind |  |  | Texas |  | Jeff Davis |  |  | 6.6 |  | 1993 | 2003 | [32 empty] | AEP Texas North Company | 100 | AEP Texas North Company | 100 | Regulated | Dropped - Retired/Planned Retirement by 06/2028
Cherry Street | 9038_G_9 | 9038 | G | 9 |  | Combustion Turbine |  |  | Massachusetts |  | Middlesex |  |  | 2.3 |  | 1960 | 2003 | [32 empty] | Town of Hudson - (MA) | 100 | Town of Hudson - (MA) | 100 | Regulated | Dropped - Retired/Planned Retirement by 06/2028
Orange County New York | 10047_G_1 | 10047 | G | 1 |  | Landfill Gas |  |  | New York |  | Orange |  |  | 2.1 |  | 1990 | 2003 | [32 empty] | San Marcos Energy LLC | 100 | San Marcos Energy LLC | 100 | Non-regulated | Dropped - Retired/Planned Retirement by 06/2028
Hoffmann LaRoche | 10123_G_TG1 | 10123 | G | TG1 |  | Combustion Turbine |  |  | New Jersey |  | Essex |  |  | 3 |  | 1987 | [33 empty] | PB Nutclif Master, LLC | 100 | PB Nutclif Master, LLC | 100 | Non-regulated | Dropped - Plant is identified as onsite because it is a net buyer of electricity in 2021
Hoffmann LaRoche | 10123_G_TG2 | 10123 | G | TG2 |  | Combustion Turbine |  |  | New Jersey |  | Essex |  |  | 3 |  | 1987 | [33 empty] | PB Nutclif Master, LLC | 100 | PB Nutclif Master, LLC | 100 | Non-regulated | Dropped - Plant is identified as onsite because it is a net buyer of electricity in 2021
Hoffmann LaRoche | 10123_G_TG3 | 10123 | G | TG3 |  | Combustion Turbine |  |  | New Jersey |  | Essex |  |  | 3 |  | 1987 | [33 empty] | PB Nutclif Master, LLC | 100 | PB Nutclif Master, LLC | 100 | Non-regulated | Dropped - Plant is identified as onsite because it is a net buyer of electricity in 2021
Fernandina Beach Mill | 10202_G_GEN4 | 10202 | G | GEN4 |  | Coal Steam |  |  | Florida |  | Nassau |  |  | 7 |  | 1963 | [33 empty] | WestRock, Fernandina Beach | 100 | WestRock, Fernandina Beach | 100 | Non-regulated | Dropped - Plant is identified as onsite because it is a net buyer of electricity in 2021 | 13BLR: 4REC; 14BLR: 5PWR; 15BLR: 5REC; 16BLR: 7PWR
Los Angeles Cold Storage | 10251_G_3981 | 10251 | G | 3981 |  | Combustion Turbine |  |  | California |  | Los Angeles |  |  | 0.4 |  | 1988 | 2003 | [32 empty] | Los Angeles Cold Storage | 100 | Los Angeles Cold Storage | 100 | Non-regulated | Dropped - Retired/Planned Retirement by 06/2028
Los Angeles Cold Storage | 10251_G_3982 | 10251 | G | 3982 |  | Combustion Turbine |  |  | California |  | Los Angeles |  |  | 0.4 |  | 1988 | 2003 | [32 empty] | Los Angeles Cold Storage | 100 | Los Angeles Cold Storage | 100 | Non-regulated | Dropped - Retired/Planned Retirement by 06/2028
Los Angeles Cold Storage | 10251_G_3983 | 10251 | G | 3983 |  | Combustion Turbine |  |  | California |  | Los Angeles |  |  | 0.4 |  | 1988 | 2003 | [32 empty] | Los Angeles Cold Storage | 100 | Los Angeles Cold Storage | 100 | Non-regulated | Dropped - Retired/Planned Retirement by 06/2028
Klein Tools Moran | 10499_G_696 | 10499 | G | 696 |  | Combustion Turbine |  |  | Kansas |  | Allen |  |  | 1.5 |  | 1985 | 2003 | [32 empty] | Klein Tools Inc | 100 | Klein Tools Inc | 100 | Non-regulated | Dropped - Retired/Planned Retirement by 06/2028
Klein Tools Moran | 10499_G_697 | 10499 | G | 697 |  | Combustion Turbine |  |  | Kansas |  | Allen |  |  | 1.5 |  | 1986 | 2003 | [32 empty] | Klein Tools Inc | 100 | Klein Tools Inc | 100 | Non-regulated | Dropped - Retired/Planned Retirement by 06/2028
Cogent Little Falls GP | 10529_G_GEN1 | 10529 | G | GEN1 |  | Combined Cycle |  |  | New York |  | Herkimer |  |  | 3.8 |  | 1987 | 2003 | [32 empty] | Cogent Little Falls GP | 100 | Cogent Little Falls GP | 100 | Non-regulated | Dropped - Retired/Planned Retirement by 06/2028
Cogent Little Falls GP | 10529_G_GEN2 | 10529 | G | GEN2 |  | Combined Cycle |  |  | New York |  | Herkimer |  |  | 0.3 |  | 1987 | 2003 | [32 empty] | Cogent Little Falls GP | 100 | Cogent Little Falls GP | 100 | Non-regulated | Dropped - Retired/Planned Retirement by 06/2028
General Electric Erie PA Power | 50358_G_STM2 | 50358 | G | STM2 |  | Coal Steam |  |  | Pennsylvania |  | Erie |  |  | 4.7 |  | 1929 | 2003 | [32 empty] | General Electric Erie Power | 100 | General Electric Erie Power | 100 | Non-regulated | Dropped - Retired/Planned Retirement by 06/2028
General Electric Erie PA Power | 50358_G_STM3 | 50358 | G | STM3 |  | Coal Steam |  |  | Pennsylvania |  | Erie |  |  | 13.1 |  | 1949 | 2003 | [32 empty] | General Electric Erie Power | 100 | General Electric Erie Power | 100 | Non-regulated | Dropped - Retired/Planned Retirement by 06/2028
General Electric Erie PA Power | 50358_G_STM4 | 50358 | G | STM4 |  | Coal Steam |  |  | Pennsylvania |  | Erie |  |  | 8.4 |  | 1939 | 2003 | [32 empty] | General Electric Erie Power | 100 | General Electric Erie Power | 100 | Non-regulated | Dropped - Retired/Planned Retirement by 06/2028
Taylor Energy Partners LP | 50782_G_AM4 | 50782 | G | AM4 |  | Landfill Gas |  |  | Pennsylvania |  | Lackawanna |  |  | 0.4 |  | 1987 | 2003 | [32 empty] | Zapco Energy Tactics Corp | 100 | Zapco Energy Tactics Corp | 100 | Non-regulated | Dropped - Retired/Planned Retirement by 06/2028
Derst Baking | 50927_G_GEN1 | 50927 | G | GEN1 |  | Combustion Turbine |  |  | Georgia |  | Chatham |  |  | 0.4 |  | 1985 | 2003 | [32 empty] | Derst Baking Co | 100 | Derst Baking Co | 100 | Non-regulated | Dropped - Retired/Planned Retirement by 06/2028
Derst Baking | 50927_G_GEN2 | 50927 | G | GEN2 |  | Combustion Turbine |  |  | Georgia |  | Chatham |  |  | 0.4 |  | 1985 | 2003 | [32 empty] | Derst Baking Co | 100 | Derst Baking Co | 100 | Non-regulated | Dropped - Retired/Planned Retirement by 06/2028
Derst Baking | 50927_G_GEN3 | 50927 | G | GEN3 |  | Combustion Turbine |  |  | Georgia |  | Chatham |  |  | 0.4 |  | 1985 | 2003 | [32 empty] | Derst Baking Co | 100 | Derst Baking Co | 100 | Non-regulated | Dropped - Retired/Planned Retirement by 06/2028
Wheelabrator Martell | 50950_G_GEN1 | 50950 | G | GEN1 |  | Biomass |  |  | California |  | Amador |  |  | 15 |  | 1985 | 2003 | [32 empty] | Wheelabrator Environmental Systems | 100 | Wheelabrator Environmental Systems | 100 | Non-regulated | Dropped - Retired/Planned Retirement by 06/2028
Merritt Square Mall | 52003_G_NO1 | 52003 | G | NO1 |  | Combustion Turbine |  |  | Florida |  | Brevard |  |  | 0.8 |  | 2001 | 2003 | [32 empty] | Bayview Financial Trading Group | 100 | Bayview Financial Trading Group | 100 | Non-regulated | Dropped - Retired/Planned Retirement by 06/2028
Merritt Square Mall | 52003_G_NO2 | 52003 | G | NO2 |  | Combustion Turbine |  |  | Florida |  | Brevard |  |  | 0.7 |  | 1969 | 2003 | [32 empty] | Bayview Financial Trading Group | 100 | Bayview Financial Trading Group | 100 | Non-regulated | Dropped - Retired/Planned Retirement by 06/2028
Merritt Square Mall | 52003_G_NO3 | 52003 | G | NO3 |  | Combustion Turbine |  |  | Florida |  | Brevard |  |  | 0.7 |  | 1969 | 2003 | [32 empty] | Bayview Financial Trading Group | 100 | Bayview Financial Trading Group | 100 | Non-regulated | Dropped - Retired/Planned Retirement by 06/2028
Merritt Square Mall | 52003_G_NO4 | 52003 | G | NO4 |  | Combustion Turbine |  |  | Florida |  | Brevard |  |  | 0.8 |  | 2001 | 2003 | [32 empty] | Bayview Financial Trading Group | 100 | Bayview Financial Trading Group | 100 | Non-regulated | Dropped - Retired/Planned Retirement by 06/2028
Merritt Square Mall | 52003_G_NO5 | 52003 | G | NO5 |  | Combustion Turbine |  |  | Florida |  | Brevard |  |  | 0.7 |  | 1969 | 2003 | [32 empty] | Bayview Financial Trading Group | 100 | Bayview Financial Trading Group | 100 | Non-regulated | Dropped - Retired/Planned Retirement by 06/2028
Merritt Square Mall | 52003_G_NO6 | 52003 | G | NO6 |  | Combustion Turbine |  |  | Florida |  | Brevard |  |  | 0.7 |  | 1969 | 2003 | [32 empty] | Bayview Financial Trading Group | 100 | Bayview Financial Trading Group | 100 | Non-regulated | Dropped - Retired/Planned Retirement by 06/2028
Merritt Square Mall | 52003_G_NO7 | 52003 | G | NO7 |  | Combustion Turbine |  |  | Florida |  | Brevard |  |  | 1 |  | 1969 | 2003 | [32 empty] | Bayview Financial Trading Group | 100 | Bayview Financial Trading Group | 100 | Non-regulated | Dropped - Retired/Planned Retirement by 06/2028
Celanese Acetate LLC | 52089_G_DEG1 | 52089 | G | DEG1 |  | Combustion Turbine |  |  | Virginia |  | Giles |  |  | 2 |  | 1996 | [33 empty] | Celanese Acetate Corp | 100 | Celanese Acetate Corp | 100 | Non-regulated | Dropped - Plant is identified as onsite because it is a net buyer of electricity in 2021
Green Tree Chemical Technologies | 54522_G_NO.2 | 54522 | G | NO.2 |  | O/G Steam |  |  | New Jersey |  | Middlesex |  |  | 1.5 |  | 1946 | 2003 | [32 empty] | Hercules Inc | 100 | Hercules Inc | 100 | Non-regulated | Dropped - Retired/Planned Retirement by 06/2028
Green Tree Chemical Technologies | 54522_G_NO.4 | 54522 | G | NO.4 |  | O/G Steam |  |  | New Jersey |  | Middlesex |  |  | 3 |  | 1936 | 2003 | [32 empty] | Hercules Inc | 100 | Hercules Inc | 100 | Non-regulated | Dropped - Retired/Planned Retirement by 06/2028
Dragon Trail | 54671_G_ICG1 | 54671 | G | ICG1 |  | Combustion Turbine |  |  | Colorado |  | Rio Blanco |  |  | 0.4 |  | 1971 | 2003 | [32 empty] | El Paso Field Operating Co | 100 | El Paso Field Operating Co | 100 | Non-regulated | Dropped - Retired/Planned Retirement by 06/2028
University of Illinois Abbott Power Plt | 54780_G_T5 | 54780 | G | T5 |  | O/G Steam |  |  | Illinois |  | Champaign |  |  | 3 |  | 1955 | [33 empty] | University of Illinois | 100 | University of Illinois | 100 | Non-regulated | Dropped - Plant is identified as onsite because it is a net buyer of electricity in 2021
South Bear Creek | 55621_G_1 | 55621 | G | 1 |  | Combustion Turbine |  |  | Colorado |  | Baca |  |  | 3.3 |  | 2000 | 2003 | [32 empty] | Trigen-Baca Operating Corp | 100 | Trigen-Baca Operating Corp | 100 | Non-regulated | Dropped - Retired/Planned Retirement by 06/2028
Seward (PA) | 3130_G_4 | 3130 | G | 4 |  | Coal Steam |  |  | Pennsylvania |  | Indiana |  |  | 60 |  | 1950 | 2003 | [32 empty] | Seward Generating LLC | 100 | Seward Generating LLC | 100 | Non-regulated | Dropped - Retired/Planned Retirement by 06/2028
Seward (PA) | 3130_G_5 | 3130 | G | 5 |  | Coal Steam |  |  | Pennsylvania |  | Indiana |  |  | 136 |  | 1957 | 2003 | [32 empty] | Seward Generating LLC | 100 | Seward Generating LLC | 100 | Non-regulated | Dropped - Retired/Planned Retirement by 06/2028
Childrens Hospital | 10175_G_1631 | 10175 | G | 1631 |  | Combustion Turbine |  |  | California |  | San Diego |  |  | 0.6 |  | 1993 | 2003 | [32 empty] | DTE San Diego COGEN Inc. | 100 | DTE San Diego COGEN Inc. | 100 | Non-regulated | Dropped - Retired/Planned Retirement by 06/2028
Geismar Plant | 50168_G_GT02 | 50168 | G | GT02 |  | Combined Cycle |  |  | Louisiana |  | Ascension |  |  | 40 |  | 1985 | 2003 | [32 empty] | Basic Chemical Company LLC | 100 | Basic Chemical Company LLC | 100 | Non-regulated | Dropped - Retired/Planned Retirement by 06/2028
Freeport Energy | 52120_G_G-45 | 52120 | G | G-45 |  | Combined Cycle |  |  | Texas |  | Brazoria |  |  | 92 |  | 1983 | [33 empty] | Olin Blue Cube Operations | 100 | Olin Blue Cube Operations | 100 | Non-regulated | Dropped - Plant is identified as onsite because it is a net buyer of electricity in 2021
Alliant SBD 9403 Aegon DC | 54929_G_6110 | 54929 | G | 6110 |  | Combustion Turbine |  |  | Iowa |  | Linn |  |  | 1.6 |  | 1995 | 2003 | [32 empty] | Industrial Energy Applications Inc | 100 | Industrial Energy Applications Inc | 100 | Non-regulated | Dropped - Retired/Planned Retirement by 06/2028
Pittsburg Power | 271_G_1 | 271 | G | 1 |  | O/G Steam |  |  | California |  | Contra Costa |  |  | 150 |  | 1954 | 2003 | [32 empty] | NRG Delta LLC | 100 | NRG Delta LLC | 100 | Non-regulated | Dropped - Retired/Planned Retirement by 06/2028
Pittsburg Power | 271_G_2 | 271 | G | 2 |  | O/G Steam |  |  | California |  | Contra Costa |  |  | 150 |  | 1954 | 2003 | [32 empty] | NRG Delta LLC | 100 | NRG Delta LLC | 100 | Non-regulated | Dropped - Retired/Planned Retirement by 06/2028
Pittsburg Power | 271_G_3 | 271 | G | 3 |  | O/G Steam |  |  | California |  | Contra Costa |  |  | 150 |  | 1954 | 2003 | [32 empty] | NRG Delta LLC | 100 | NRG Delta LLC | 100 | Non-regulated | Dropped - Retired/Planned Retirement by 06/2028
Pittsburg Power | 271_G_4 | 271 | G | 4 |  | O/G Steam |  |  | California |  | Contra Costa |  |  | 145 |  | 1954 | 2003 | [32 empty] | NRG Delta LLC | 100 | NRG Delta LLC | 100 | Non-regulated | Dropped - Retired/Planned Retirement by 06/2028
Etiwanda Generating Station | 331_G_1 | 331 | G | 1 |  | O/G Steam |  |  | California |  | San Bernardino |  |  | 132 |  | 1953 | 2003 | [32 empty] | GenOn California South, LP | 100 | GenOn California South, LP | 100 | Non-regulated | Dropped - Retired/Planned Retirement by 06/2028
Etiwanda Generating Station | 331_G_2 | 331 | G | 2 |  | O/G Steam |  |  | California |  | San Bernardino |  |  | 132 |  | 1953 | 2003 | [32 empty] | GenOn California South, LP | 100 | GenOn California South, LP | 100 | Non-regulated | Dropped - Retired/Planned Retirement by 06/2028
PSEG Hudson Generating Station | 2403_G_3 | 2403 | G | 3 |  | Combustion Turbine |  |  | New Jersey |  | Hudson |  |  | 129 |  | 1967 | 2003 | [32 empty] | PSEG Fossil LLC | 100 | PSEG Fossil LLC | 100 | Non-regulated | Dropped - Retired/Planned Retirement by 06/2028
Mission Road | 3610_G_3 | 3610 | G | 3 |  | O/G Steam |  |  | Texas |  | Bexar |  |  | 100 |  | 1958 | 2003 | [32 empty] | City of San Antonio - (TX) | 100 | City of San Antonio - (TX) | 100 | Regulated | Dropped - Retired/Planned Retirement by 06/2028
Naches Drop | 3848_G_1 | 3848 | G | 1 |  | Hydro |  |  | Washington |  | Yakima |  |  | 1 |  | 1915 | 2003 | [32 empty] | U.S. Dept of the Interior, Bureau of Rec | 100 | U.S. Dept of the Interior, Bureau of Rec | 100 | Regulated | Dropped - Retired/Planned Retirement by 06/2028
Naches | 3849_G_2 | 3849 | G | 2 |  | Hydro |  |  | Washington |  | Yakima |  |  | 2.6 |  | 1909 | 2003 | [32 empty] | U.S. Dept of the Interior, Bureau of Rec | 100 | U.S. Dept of the Interior, Bureau of Rec | 100 | Regulated | Dropped - Retired/Planned Retirement by 06/2028
Naches | 3849_G_4 | 3849 | G | 4 |  | Hydro |  |  | Washington |  | Yakima |  |  | 4 |  | 1913 | 2003 | [32 empty] | U.S. Dept of the Interior, Bureau of Rec | 100 | U.S. Dept of the Interior, Bureau of Rec | 100 | Regulated | Dropped - Retired/Planned Retirement by 06/2028
South Norwalk Electric | 6598_G_7 | 6598 | G | 7 |  | Combustion Turbine |  |  | Connecticut |  | FAIRFIELD |  |  | 22 |  | 2003 | 2003 | [32 empty] | City of South Norwalk - (CT) | 100 | City of South Norwalk - (CT) | 100 | Regulated | Dropped - Retired/Planned Retirement by 06/2028
Princeton Wind Farm | 7501_G_1 | 7501 | G | 1 |  | Onshore Wind |  |  | Massachusetts |  | Worcester |  |  | 0.3 |  | 1984 | 2003 | [32 empty] | Town of Princeton - (MA) | 100 | Town of Princeton - (MA) | 100 | Regulated | Dropped - Retired/Planned Retirement by 06/2028
Village Creek Water Reclamation Facility | 54520_G_3 | 54520 | G | 3 |  | Non-Fossil Waste |  |  | Texas |  | Tarrant |  |  | 1.1 |  | 1978 | [33 empty] | Ft Worth City of | 100 | Ft Worth City of | 100 | Non-regulated | Dropped - Plant is identified as onsite because it is a net buyer of electricity in 2021
WestRock Demopolis Mill | 54763_G_ITG | 54763 | G | ITG |  | Non-Fossil Waste |  |  | Alabama |  | Marengo |  |  | 9.2 |  | 1957 | [33 empty] | WestRock Mill Company, LLC | 100 | WestRock Mill Company, LLC | 100 | Non-regulated | Dropped - Plant is identified as onsite because it is a net buyer of electricity in 2021
Rensselaer City Light Plant | 1038_G_7 | 1038 | G | 7 |  | Combustion Turbine |  |  | Indiana |  | Jasper |  |  | 2.5 |  | 1964 | 2003 | [32 empty] | City of Rensselaer - (IN) | 100 | City of Rensselaer - (IN) | 100 | Regulated | Dropped - Retired/Planned Retirement by 06/2028
Algona | 1120_G_3 | 1120 | G | 3 |  | Combustion Turbine |  |  | Iowa |  | Kossuth |  |  | 0.6 |  | 1938 | 2003 | [32 empty] | City of Algona - (IA) | 100 | City of Algona - (IA) | 100 | Regulated | Dropped - Retired/Planned Retirement by 06/2028
Higley | 2576_G_1 | 2576 | G | 1 |  | Hydro |  |  | New York |  | St Lawrence |  |  | 2 |  | 1913 | 2003 | [32 empty] | Erie Boulevard Hydropower LP | 100 | Erie Boulevard Hydropower LP | 100 | Non-regulated | Dropped - Retired/Planned Retirement by 06/2028
Higley | 2576_G_2 | 2576 | G | 2 |  | Hydro |  |  | New York |  | St Lawrence |  |  | 2 |  | 1913 | 2003 | [32 empty] | BRASCAN Power Corporation | 100 | BRASCAN Power Corporation | 100 | Non-regulated | Dropped - Retired/Planned Retirement by 06/2028
Higley | 2576_G_3 | 2576 | G | 3 |  | Hydro |  |  | New York |  | St Lawrence |  |  | 2 |  | 1937 | 2003 | [32 empty] | BRASCAN Power Corporation | 100 | BRASCAN Power Corporation | 100 | Non-regulated | Dropped - Retired/Planned Retirement by 06/2028
Seldovia | 6283_G_1 | 6283 | G | 1 |  | Combustion Turbine |  |  | Alaska |  | Kenai Peninsula |  |  | 0.3 |  | 1964 | [33 empty] | Homer Electric Assn Inc | 100 | Homer Electric Assn Inc | 100 | Regulated | Dropped - in Alaska or in Hawaii or Puerto Rico
Seldovia | 6283_G_2 | 6283 | G | 2 |  | Combustion Turbine |  |  | Alaska |  | Kenai Peninsula |  |  | 0.6 |  | 1964 | [33 empty] | Homer Electric Assn Inc | 100 | Homer Electric Assn Inc | 100 | Regulated | Dropped - in Alaska or in Hawaii or Puerto Rico
Seldovia | 6283_G_3 | 6283 | G | 3 |  | Combustion Turbine |  |  | Alaska |  | Kenai Peninsula |  |  | 0.6 |  | 1970 | [33 empty] | Homer Electric Assn Inc | 100 | Homer Electric Assn Inc | 100 | Regulated | Dropped - in Alaska or in Hawaii or Puerto Rico
Seldovia | 6283_G_4 | 6283 | G | 4 |  | Combustion Turbine |  |  | Alaska |  | Kenai Peninsula |  |  | 0.6 |  | 1979 | [33 empty] | Homer Electric Assn Inc | 100 | Homer Electric Assn Inc | 100 | Regulated | Dropped - in Alaska or in Hawaii or Puerto Rico
NSB Anaktuvuk Pass | 7487_G_5 | 7487 | G | 5 |  | Combustion Turbine |  |  | Alaska |  | North Slope |  |  | 0.1 |  | 1994 | [33 empty] | North Slope Borough Power & Light | 100 | North Slope Borough Power & Light | 100 | Regulated | Dropped - in Alaska or in Hawaii or Puerto Rico
Argyle | 7810_G_2A | 7810 | G | 2A |  | Combustion Turbine |  |  | Wisconsin |  | Lafayette |  |  | 1.1 |  | 1973 | 2003 | [32 empty] | City of Argyle - (WI) | 100 | City of Argyle - (WI) | 100 | Regulated | Dropped - Retired/Planned Retirement by 06/2028
Argyle | 7810_G_4 | 7810 | G | 4 |  | Combustion Turbine |  |  | Wisconsin |  | Lafayette |  |  | 1.1 |  | 1989 | 2003 | [32 empty] | City of Argyle - (WI) | 100 | City of Argyle - (WI) | 100 | Regulated | Dropped - Retired/Planned Retirement by 06/2028
Gallatin #2 | 8017_G_8 | 8017 | G | 8 |  | Combustion Turbine |  |  | Missouri |  | Daviess |  |  | 1.6 |  | 2001 | 2003 | [32 empty] | Dean Machinery | 100 | Dean Machinery | 100 | Regulated | Dropped - Retired/Planned Retirement by 06/2028
Childrens Hospital | 10175_G_1699 | 10175 | G | 1699 |  | Combustion Turbine |  |  | California |  | San Diego |  |  | 0.3 |  | 1983 | 2003 | [32 empty] | DTE San Diego COGEN Inc. | 100 | DTE San Diego COGEN Inc. | 100 | Non-regulated | Dropped - Retired/Planned Retirement by 06/2028
Ormesa I | 50766_G_OE1 | 50766 | G | OE1 |  | Geothermal |  |  | California |  | Imperial |  |  | 0.7 |  | 1986 | 2003 | [32 empty] | Ormat Nevada Inc | 100 | Ormat Nevada Inc | 100 | Non-regulated | Dropped - Retired/Planned Retirement by 06/2028
Ormesa I | 50766_G_OE10 | 50766 | G | OE10 |  | Geothermal |  |  | California |  | Imperial |  |  | 0.7 |  | 1986 | 2003 | [32 empty] | Ormat Nevada Inc | 100 | Ormat Nevada Inc | 100 | Non-regulated | Dropped - Retired/Planned Retirement by 06/2028
Ormesa I | 50766_G_OE11 | 50766 | G | OE11 |  | Geothermal |  |  | California |  | Imperial |  |  | 0.5 |  | 1989 | 2003 | [32 empty] | Ormat Nevada Inc | 100 | Ormat Nevada Inc | 100 | Non-regulated | Dropped - Retired/Planned Retirement by 06/2028
Ormesa I | 50766_G_OE12 | 50766 | G | OE12 |  | Geothermal |  |  | California |  | Imperial |  |  | 0.5 |  | 1986 | 2003 | [32 empty] | Ormat Nevada Inc | 100 | Ormat Nevada Inc | 100 | Non-regulated | Dropped - Retired/Planned Retirement by 06/2028
Ormesa I | 50766_G_OE13 | 50766 | G | OE13 |  | Geothermal |  |  | California |  | Imperial |  |  | 0.7 |  | 1986 | 2003 | [32 empty] | Ormat Nevada Inc | 100 | Ormat Nevada Inc | 100 | Non-regulated | Dropped - Retired/Planned Retirement by 06/2028
Ormesa I | 50766_G_OE14 | 50766 | G | OE14 |  | Geothermal |  |  | California |  | Imperial |  |  | 0.5 |  | 1989 | 2003 | [32 empty] | Ormat Nevada Inc | 100 | Ormat Nevada Inc | 100 | Non-regulated | Dropped - Retired/Planned Retirement by 06/2028
Ormesa I | 50766_G_OE15 | 50766 | G | OE15 |  | Geothermal |  |  | California |  | Imperial |  |  | 0.5 |  | 1986 | 2003 | [32 empty] | Ormat Nevada Inc | 100 | Ormat Nevada Inc | 100 | Non-regulated | Dropped - Retired/Planned Retirement by 06/2028
Ormesa I | 50766_G_OE16 | 50766 | G | OE16 |  | Geothermal |  |  | California |  | Imperial |  |  | 0.7 |  | 1986 | 2003 | [32 empty] | Ormat Nevada Inc | 100 | Ormat Nevada Inc | 100 | Non-regulated | Dropped - Retired/Planned Retirement by 06/2028
Ormesa I | 50766_G_OE2 | 50766 | G | OE2 |  | Geothermal |  |  | California |  | Imperial |  |  | 0.7 |  | 1986 | 2003 | [32 empty] | Ormat Nevada Inc | 100 | Ormat Nevada Inc | 100 | Non-regulated | Dropped - Retired/Planned Retirement by 06/2028
Ormesa I | 50766_G_OE21 | 50766 | G | OE21 |  | Geothermal |  |  | California |  | Imperial |  |  | 0.5 |  | 1989 | 2003 | [32 empty] | Ormat Nevada Inc | 100 | Ormat Nevada Inc | 100 | Non-regulated | Dropped - Retired/Planned Retirement by 06/2028
Ormesa I | 50766_G_OE22 | 50766 | G | OE22 |  | Geothermal |  |  | California |  | Imperial |  |  | 0.5 |  | 1986 | 2003 | [32 empty] | Ormat Nevada Inc | 100 | Ormat Nevada Inc | 100 | Non-regulated | Dropped - Retired/Planned Retirement by 06/2028
Ormesa I | 50766_G_OE24 | 50766 | G | OE24 |  | Geothermal |  |  | California |  | Imperial |  |  | 0.5 |  | 1986 | 2003 | [32 empty] | Ormat Nevada Inc | 100 | Ormat Nevada Inc | 100 | Non-regulated | Dropped - Retired/Planned Retirement by 06/2028
Ormesa I | 50766_G_OE25 | 50766 | G | OE25 |  | Geothermal |  |  | California |  | Imperial |  |  | 0.5 |  | 1986 | 2003 | [32 empty] | Ormat Nevada Inc | 100 | Ormat Nevada Inc | 100 | Non-regulated | Dropped - Retired/Planned Retirement by 06/2028
Ormesa I | 50766_G_OE27 | 50766 | G | OE27 |  | Geothermal |  |  | California |  | Imperial |  |  | 0.9 |  | 1986 | 2003 | [32 empty] | Ormat Nevada Inc | 100 | Ormat Nevada Inc | 100 | Non-regulated | Dropped - Retired/Planned Retirement by 06/2028
Ormesa I | 50766_G_OE28 | 50766 | G | OE28 |  | Geothermal |  |  | California |  | Imperial |  |  | 0.9 |  | 1986 | 2003 | [32 empty] | Ormat Nevada Inc | 100 | Ormat Nevada Inc | 100 | Non-regulated | Dropped - Retired/Planned Retirement by 06/2028
Ormesa I | 50766_G_OE3 | 50766 | G | OE3 |  | Geothermal |  |  | California |  | Imperial |  |  | 0.9 |  | 1986 | 2003 | [32 empty] | Ormat Nevada Inc | 100 | Ormat Nevada Inc | 100 | Non-regulated | Dropped - Retired/Planned Retirement by 06/2028
Ormesa I | 50766_G_OE4 | 50766 | G | OE4 |  | Geothermal |  |  | California |  | Imperial |  |  | 0.7 |  | 1986 | 2003 | [32 empty] | Ormat Nevada Inc | 100 | Ormat Nevada Inc | 100 | Non-regulated | Dropped - Retired/Planned Retirement by 06/2028
Ormesa I | 50766_G_OE5 | 50766 | G | OE5 |  | Geothermal |  |  | California |  | Imperial |  |  | 1.1 |  | 1986 | 2003 | [32 empty] | Ormat Nevada Inc | 100 | Ormat Nevada Inc | 100 | Non-regulated | Dropped - Retired/Planned Retirement by 06/2028
Ormesa I | 50766_G_OE6 | 50766 | G | OE6 |  | Geothermal |  |  | California |  | Imperial |  |  | 1.1 |  | 1986 | 2003 | [32 empty] | Ormat Nevada Inc | 100 | Ormat Nevada Inc | 100 | Non-regulated | Dropped - Retired/Planned Retirement by 06/2028
Ormesa I | 50766_G_OE7 | 50766 | G | OE7 |  | Geothermal |  |  | California |  | Imperial |  |  | 0.7 |  | 1986 | 2003 | [32 empty] | Ormat Nevada Inc | 100 | Ormat Nevada Inc | 100 | Non-regulated | Dropped - Retired/Planned Retirement by 06/2028
Ormesa I | 50766_G_OE8 | 50766 | G | OE8 |  | Geothermal |  |  | California |  | Imperial |  |  | 0.7 |  | 1986 | 2003 | [32 empty] | Ormat Nevada Inc | 100 | Ormat Nevada Inc | 100 | Non-regulated | Dropped - Retired/Planned Retirement by 06/2028
Ormesa I | 50766_G_OE9 | 50766 | G | OE9 |  | Geothermal |  |  | California |  | Imperial |  |  | 0.7 |  | 1986 | 2003 | [32 empty] | Ormat Nevada Inc | 100 | Ormat Nevada Inc | 100 | Non-regulated | Dropped - Retired/Planned Retirement by 06/2028
Central Wayne Air Quality | 54804_G_GEN1 | 54804 | G | GEN1 |  | Municipal Solid Waste |  |  | Michigan |  | Wayne |  |  | 20 |  | 1999 | 2003 | [32 empty] | Central Wayne Energy Rcvry LP | 100 | Central Wayne Energy Rcvry LP | 100 | Non-regulated | Dropped - Retired/Planned Retirement by 06/2028
South Main Street | 961_G_S1 | 961 | G | S1 |  | O/G Steam |  |  | Illinois |  | Ogle |  |  | 11.5 |  | 1962 | 2003 | [32 empty] | Rochelle Municipal Utilities | 100 | Rochelle Municipal Utilities | 100 | Regulated | Dropped - Retired/Planned Retirement by 06/2028
Gallatin #2 | 8017_G_7 | 8017 | G | 7 |  | Combustion Turbine |  |  | Missouri |  | Daviess |  |  | 1.6 |  | 2001 | 2003 | [32 empty] | Dean Machinery | 100 | Dean Machinery | 100 | Regulated | Dropped - Retired/Planned Retirement by 06/2028
Emory Hillandale Hospital | 56231_G_03 | 56231 | G | 03 |  | Combustion Turbine |  |  | Georgia |  | DeKalb |  |  | 1.5 |  | 2003 | [33 empty] | DeKalb Regional Health System | 100 | DeKalb Regional Health System | 100 | Non-regulated | Dropped - Plant is identified as onsite because it is a net buyer of electricity in 2021
Mechanicville | 2584_G_1 | 2584 | G | 1 |  | Hydro |  |  | New York |  | Saratoga |  |  | 0.8 |  | 1898 | 2003 | [32 empty] | Niagara Mohawk Power Corp. | 100 | Niagara Mohawk Power Corp. | 100 | Regulated | Dropped - Retired/Planned Retirement by 06/2028
Mechanicville | 2584_G_2 | 2584 | G | 2 |  | Hydro |  |  | New York |  | Saratoga |  |  | 0.8 |  | 1898 | 2003 | [32 empty] | Niagara Mohawk Power Corp. | 100 | Niagara Mohawk Power Corp. | 100 | Regulated | Dropped - Retired/Planned Retirement by 06/2028
Mechanicville | 2584_G_3 | 2584 | G | 3 |  | Hydro |  |  | New York |  | Saratoga |  |  | 0.8 |  | 1898 | 2003 | [32 empty] | Niagara Mohawk Power Corp. | 100 | Niagara Mohawk Power Corp. | 100 | Regulated | Dropped - Retired/Planned Retirement by 06/2028
Mechanicville | 2584_G_4 | 2584 | G | 4 |  | Hydro |  |  | New York |  | Saratoga |  |  | 0.7 |  | 1898 | 2003 | [32 empty] | Niagara Mohawk Power Corp. | 100 | Niagara Mohawk Power Corp. | 100 | Regulated | Dropped - Retired/Planned Retirement by 06/2028
Mechanicville | 2584_G_5 | 2584 | G | 5 |  | Hydro |  |  | New York |  | Saratoga |  |  | 0.7 |  | 1898 | 2003 | [32 empty] | Niagara Mohawk Power Corp. | 100 | Niagara Mohawk Power Corp. | 100 | Regulated | Dropped - Retired/Planned Retirement by 06/2028
Mechanicville | 2584_G_6 | 2584 | G | 6 |  | Hydro |  |  | New York |  | Saratoga |  |  | 0.7 |  | 1898 | 2003 | [32 empty] | Niagara Mohawk Power Corp. | 100 | Niagara Mohawk Power Corp. | 100 | Regulated | Dropped - Retired/Planned Retirement by 06/2028
Mechanicville | 2584_G_7 | 2584 | G | 7 |  | Hydro |  |  | New York |  | Saratoga |  |  | 0.7 |  | 1898 | 2003 | [32 empty] | Niagara Mohawk Power Corp. | 100 | Niagara Mohawk Power Corp. | 100 | Regulated | Dropped - Retired/Planned Retirement by 06/2028
Kodiak Microgrid | 6281_G_2 | 6281 | G | 2 |  | Combustion Turbine |  |  | Alaska |  | Kodiak Island |  |  | 5.2 |  | 1976 | [33 empty] | Kodiak Electric Assn Inc | 100 | Kodiak Electric Assn Inc | 100 | Regulated | Dropped - in Alaska or in Hawaii or Puerto Rico
Heber City | 7111_G_NA1 | 7111 | G | NA1 |  | Combustion Turbine |  |  | Utah |  | Wasatch |  |  | 0.6 |  | 1987 | 2003 | [32 empty] | Heber Light & Power Company | 100 | Heber Light & Power Company | 100 | Regulated | Dropped - Retired/Planned Retirement by 06/2028
Kannapolis Energy Partners | 10626_G_GEN2 | 10626 | G | GEN2 |  | Coal Steam |  |  | North Carolina |  | Cabarrus |  |  | 7.5 |  | 1950 | 2003 | [32 empty] | Kannapolis Energy Partners LLC | 100 | Kannapolis Energy Partners LLC | 100 | Non-regulated | Dropped - Retired/Planned Retirement by 06/2028
Kannapolis Energy Partners | 10626_G_GEN3 | 10626 | G | GEN3 |  | Coal Steam |  |  | North Carolina |  | Cabarrus |  |  | 9 |  | 1971 | 2003 | [32 empty] | Kannapolis Energy Partners LLC | 100 | Kannapolis Energy Partners LLC | 100 | Non-regulated | Dropped - Retired/Planned Retirement by 06/2028
Agawam Gate Station | 50381_G_COGN | 50381 | G | COGN |  | Combustion Turbine |  |  | Massachusetts |  | Hampden |  |  | 0.4 |  | 1989 | 2003 | [32 empty] | Bay State GPX Inc | 100 | Bay State GPX Inc | 100 | Non-regulated | Dropped - Retired/Planned Retirement by 06/2028
Agawam Gate Station | 50381_G_TURB | 50381 | G | TURB |  | Combustion Turbine |  |  | Massachusetts |  | Hampden |  |  | 1.5 |  | 1989 | 2003 | [32 empty] | Bay State GPX Inc | 100 | Bay State GPX Inc | 100 | Non-regulated | Dropped - Retired/Planned Retirement by 06/2028
LFG Energy | 52200_G_GE53 | 52200 | G | GE53 |  | Landfill Gas |  |  | New York |  | Erie |  |  | 0.8 |  | 1999 | 2003 | [32 empty] | LFG Energy Inc | 100 | LFG Energy Inc | 100 | Non-regulated | Dropped - Retired/Planned Retirement by 06/2028
LFG Energy | 52200_G_GE54 | 52200 | G | GE54 |  | Landfill Gas |  |  | New York |  | Erie |  |  | 0.8 |  | 1999 | 2003 | [32 empty] | LFG Energy Inc | 100 | LFG Energy Inc | 100 | Non-regulated | Dropped - Retired/Planned Retirement by 06/2028
LFG Energy | 52200_G_GE55 | 52200 | G | GE55 |  | Landfill Gas |  |  | New York |  | Erie |  |  | 0.8 |  | 1999 | 2003 | [32 empty] | LFG Energy Inc | 100 | LFG Energy Inc | 100 | Non-regulated | Dropped - Retired/Planned Retirement by 06/2028
LFG Energy | 52200_G_GE58 | 52200 | G | GE58 |  | Landfill Gas |  |  | New York |  | Erie |  |  | 0.8 |  | 1999 | 2003 | [32 empty] | LFG Energy Inc | 100 | LFG Energy Inc | 100 | Non-regulated | Dropped - Retired/Planned Retirement by 06/2028
LFG Energy | 52200_G_S | 52200 | G | S |  | Landfill Gas |  |  | New York |  | Erie |  |  | 0.8 |  | 1999 | 2003 | [32 empty] | LFG Energy Inc | 100 | LFG Energy Inc | 100 | Non-regulated | Dropped - Retired/Planned Retirement by 06/2028
International Paper Natchez Mill | 54094_G_GEN1 | 54094 | G | GEN1 |  | O/G Steam |  |  | Mississippi |  | Adams |  |  | 11 |  | 1949 | 2003 | [32 empty] | International Paper Co-Natchez | 100 | International Paper Co-Natchez | 100 | Non-regulated | Dropped - Retired/Planned Retirement by 06/2028
International Paper Natchez Mill | 54094_G_GEN2 | 54094 | G | GEN2 |  | O/G Steam |  |  | Mississippi |  | Adams |  |  | 9 |  | 1949 | 2003 | [32 empty] | International Paper Co-Natchez | 100 | International Paper Co-Natchez | 100 | Non-regulated | Dropped - Retired/Planned Retirement by 06/2028
International Paper Natchez Mill | 54094_G_GEN3 | 54094 | G | GEN3 |  | O/G Steam |  |  | Mississippi |  | Adams |  |  | 28.8 |  | 1956 | 2003 | [32 empty] | International Paper Co-Natchez | 100 | International Paper Co-Natchez | 100 | Non-regulated | Dropped - Retired/Planned Retirement by 06/2028
Eastsound | 3930_G_4 | 3930 | G | 4 |  | Combustion Turbine |  |  | Washington |  | San Juan |  |  | 0.4 |  | 1948 | 2003 | [32 empty] | Orcas Power & Light Coop | 100 | Orcas Power & Light Coop | 100 | Regulated | Dropped - Retired/Planned Retirement by 06/2028
Eastsound | 3930_G_5 | 3930 | G | 5 |  | Combustion Turbine |  |  | Washington |  | San Juan |  |  | 0.4 |  | 1948 | 2003 | [32 empty] | Orcas Power & Light Coop | 100 | Orcas Power & Light Coop | 100 | Regulated | Dropped - Retired/Planned Retirement by 06/2028
Selawik | 6341_G_1 | 6341 | G | 1 |  | Combustion Turbine |  |  | Alaska |  | Northwest Arctic |  |  | 0.3 |  | 1974 | [33 empty] | Alaska Village Elec Coop, Inc | 100 | Alaska Village Elec Coop, Inc | 100 | Regulated | Dropped - in Alaska or in Hawaii or Puerto Rico
Selawik | 6341_G_3 | 6341 | G | 3 |  | Combustion Turbine |  |  | Alaska |  | Northwest Arctic |  |  | 0.3 |  | 1978 | [33 empty] | Alaska Village Elec Coop, Inc | 100 | Alaska Village Elec Coop, Inc | 100 | Regulated | Dropped - in Alaska or in Hawaii or Puerto Rico
Heber City | 7111_G_NA2 | 7111 | G | NA2 |  | Combustion Turbine |  |  | Utah |  | Wasatch |  |  | 0.6 |  | 1987 | 2003 | [32 empty] | Heber Light & Power Company | 100 | Heber Light & Power Company | 100 | Regulated | Dropped - Retired/Planned Retirement by 06/2028
Heber City | 7111_G_NA4 | 7111 | G | NA4 |  | Combustion Turbine |  |  | Utah |  | Wasatch |  |  | 0.6 |  | 1987 | 2003 | [32 empty] | Heber Light & Power Company | 100 | Heber Light & Power Company | 100 | Regulated | Dropped - Retired/Planned Retirement by 06/2028
Bonnett | 7370_G_CT1 | 7370 | G | CT1 |  | Geothermal |  |  | Utah |  | Beaver |  |  | 7 |  | 1989 | 2003 | [32 empty] | Ormat Cove Fort LLC | 100 | Ormat Cove Fort LLC | 100 | Regulated | Dropped - Retired/Planned Retirement by 06/2028
Bonnett | 7370_G_OEC1 | 7370 | G | OEC1 |  | Geothermal |  |  | Utah |  | Beaver |  |  | 0.7 |  | 1985 | 2003 | [32 empty] | Ormat Cove Fort LLC | 100 | Ormat Cove Fort LLC | 100 | Regulated | Dropped - Retired/Planned Retirement by 06/2028
Bonnett | 7370_G_OEC2 | 7370 | G | OEC2 |  | Geothermal |  |  | Utah |  | Beaver |  |  | 0.7 |  | 1985 | 2003 | [32 empty] | Ormat Cove Fort LLC | 100 | Ormat Cove Fort LLC | 100 | Regulated | Dropped - Retired/Planned Retirement by 06/2028
Bonnett | 7370_G_OEC3 | 7370 | G | OEC3 |  | Geothermal |  |  | Utah |  | Beaver |  |  | 0.7 |  | 1985 | 2003 | [32 empty] | Ormat Cove Fort LLC | 100 | Ormat Cove Fort LLC | 100 | Regulated | Dropped - Retired/Planned Retirement by 06/2028
Bonnett | 7370_G_OEC4 | 7370 | G | OEC4 |  | Geothermal |  |  | Utah |  | Beaver |  |  | 0.7 |  | 1985 | 2003 | [32 empty] | Ormat Cove Fort LLC | 100 | Ormat Cove Fort LLC | 100 | Regulated | Dropped - Retired/Planned Retirement by 06/2028
ExxonMobil Baytown Refinery | 10436_G_ST33 | 10436 | G | ST33 |  | O/G Steam |  |  | Texas |  | Harris |  |  | 7 |  | 1950 | 2003 | [32 empty] | Exxon Mobil Refining and Supply Co. | 100 | Exxon Mobil Refining and Supply Co. | 100 | Non-regulated | Dropped - Retired/Planned Retirement by 06/2028
Cherokee Plant | 52146_G_001 | 52146 | G | 001 |  | O/G Steam |  |  | Pennsylvania |  | Northumberland |  |  | 2.5 |  | 1952 | 2003 | [32 empty] | Merck & Company Inc - Cherokee | 100 | Merck & Company Inc - Cherokee | 100 | Non-regulated | Dropped - Retired/Planned Retirement by 06/2028
PCS Nitrogen Fertilizer LP | 54226_G_GEN1 | 54226 | G | GEN1 |  | Combustion Turbine |  |  | Tennessee |  | Shelby |  |  | 25 |  | 1964 | 2003 | [32 empty] | PCS Nitrogen Fertilizer LP | 100 | PCS Nitrogen Fertilizer LP | 100 | Non-regulated | Dropped - Retired/Planned Retirement by 06/2028
Junction | 4133_G_8 | 4133 | G | 8 |  | Combustion Turbine |  |  | Wisconsin |  | Pierce |  |  | 0.4 |  | 1979 | 2003 | [32 empty] | City of River Falls | 100 | City of River Falls | 100 | Regulated | Dropped - Retired/Planned Retirement by 06/2028
Kaukauna Diesels | 7793_G_2 | 7793 | G | 2 |  | Combustion Turbine |  |  | Wisconsin |  | Outagamie |  |  | 2.2 |  | 1966 | 2003 | [32 empty] | Wabash Power Equipment Company | 100 | Wabash Power Equipment Company | 100 | Non-regulated | Dropped - Retired/Planned Retirement by 06/2028
Kaukauna Diesels | 7793_G_3 | 7793 | G | 3 |  | Combustion Turbine |  |  | Wisconsin |  | Outagamie |  |  | 2.3 |  | 1966 | 2003 | [32 empty] | Wabash Power Equipment Company | 100 | Wabash Power Equipment Company | 100 | Non-regulated | Dropped - Retired/Planned Retirement by 06/2028
Kaukauna Diesels | 7793_G_IC1 | 7793 | G | IC1 |  | Combustion Turbine |  |  | Wisconsin |  | Outagamie |  |  | 2.2 |  | 1966 | 2003 | [32 empty] | Wabash Power Equipment Company | 100 | Wabash Power Equipment Company | 100 | Non-regulated | Dropped - Retired/Planned Retirement by 06/2028
Ford Utilities Center | 50906_G_2 | 50906 | G | 2 |  | O/G Steam |  |  | New Mexico |  | Bernalillo |  |  | 1.4 |  | 1984 | [33 empty] | University of New Mexico | 100 | University of New Mexico | 100 | Non-regulated | Dropped - Plant is identified as onsite because it is a net buyer of electricity in 2021
Durgin & Crowell Lumber | 54870_G_0279 | 54870 | G | 0279 |  | Combustion Turbine |  |  | New Hampshire |  | SULLIVAN |  |  | 1.3 |  | 1999 | 2003 | [32 empty] | Durgin & Crowell Lumber Co | 100 | Durgin & Crowell Lumber Co | 100 | Non-regulated | Dropped - Retired/Planned Retirement by 06/2028
Wheeler Landfill Gas Recovery | 55073_G_GEN3 | 55073 | G | GEN3 |  | Landfill Gas |  |  | Indiana |  | La Porte |  |  | 0.8 |  | 1997 | 2003 | [32 empty] | Bio-Energy Partners | 100 | Bio-Energy Partners | 100 | Non-regulated | Dropped - Retired/Planned Retirement by 06/2028
Riverside Canal Power | 334_G_1 | 334 | G | 1 |  | O/G Steam |  |  | California |  | San Bernardino |  |  | 30 |  | 1952 | 2003 | [32 empty] | Riverside Canal Power Co Inc | 100 | Riverside Canal Power Co Inc | 100 | Non-regulated | Dropped - Retired/Planned Retirement by 06/2028
Riverside Canal Power | 334_G_2 | 334 | G | 2 |  | O/G Steam |  |  | California |  | San Bernardino |  |  | 27 |  | 1952 | 2003 | [32 empty] | Riverside Canal Power Co Inc | 100 | Riverside Canal Power Co Inc | 100 | Non-regulated | Dropped - Retired/Planned Retirement by 06/2028
Riverside Canal Power | 334_G_3 | 334 | G | 3 |  | O/G Steam |  |  | California |  | San Bernardino |  |  | 40 |  | 1953 | 2003 | [32 empty] | Riverside Canal Power Co Inc | 100 | Riverside Canal Power Co Inc | 100 | Non-regulated | Dropped - Retired/Planned Retirement by 06/2028
Riverside Canal Power | 334_G_4 | 334 | G | 4 |  | O/G Steam |  |  | California |  | San Bernardino |  |  | 30 |  | 1955 | 2003 | [32 empty] | Riverside Canal Power Co Inc | 100 | Riverside Canal Power Co Inc | 100 | Non-regulated | Dropped - Retired/Planned Retirement by 06/2028
Blackstone Street | 1594_G_1 | 1594 | G | 1 |  | O/G Steam |  |  | Massachusetts |  | Middlesex |  |  | 12.6 |  | 1930 | 2003 | [32 empty] | Harvard University | 100 | Harvard University | 100 | Non-regulated | Dropped - Retired/Planned Retirement by 06/2028
Harrisburg Facility | 10118_G_GEN1 | 10118 | G | GEN1 |  | Municipal Solid Waste |  |  | Pennsylvania |  | Dauphin |  |  | 16.7 |  | 1986 | 2003 | [32 empty] | Lancaster County Solid WR Auth | 100 | Lancaster County Solid WR Auth | 100 | Non-regulated | Dropped - Retired/Planned Retirement by 06/2028
Fort Bend Utilities | 10136_G_ENGN | 10136 | G | ENGN |  | Combustion Turbine |  |  | Texas |  | Fort Bend |  |  | 0.5 |  | 1995 | 2003 | [32 empty] | Imperial Sugar Co | 100 | Imperial Sugar Co | 100 | Non-regulated | Dropped - Retired/Planned Retirement by 06/2028
Fort Bend Utilities | 10136_G_GEN1 | 10136 | G | GEN1 |  | O/G Steam |  |  | Texas |  | Fort Bend |  |  | 1.8 |  | 1937 | 2003 | [32 empty] | Imperial Sugar Co | 100 | Imperial Sugar Co | 100 | Non-regulated | Dropped - Retired/Planned Retirement by 06/2028
Fort Bend Utilities | 10136_G_GEN2 | 10136 | G | GEN2 |  | O/G Steam |  |  | Texas |  | Fort Bend |  |  | 0.8 |  | 1941 | 2003 | [32 empty] | Imperial Sugar Co | 100 | Imperial Sugar Co | 100 | Non-regulated | Dropped - Retired/Planned Retirement by 06/2028
Fort Bend Utilities | 10136_G_GEN3 | 10136 | G | GEN3 |  | O/G Steam |  |  | Texas |  | Fort Bend |  |  | 2.7 |  | 1983 | 2003 | [32 empty] | Imperial Sugar Co | 100 | Imperial Sugar Co | 100 | Non-regulated | Dropped - Retired/Planned Retirement by 06/2028
Geismar Plant | 50168_G_GT01 | 50168 | G | GT01 |  | Combined Cycle |  |  | Louisiana |  | Ascension |  |  | 40 |  | 1985 | 2003 | [32 empty] | Basic Chemical Company LLC | 100 | Basic Chemical Company LLC | 100 | Non-regulated | Dropped - Retired/Planned Retirement by 06/2028
Naval Hospital Medical Center | 50963_G_2TG | 50963 | G | 2TG |  | Combustion Turbine |  |  | California |  | San Diego |  |  | 0.7 |  | 1986 | [33 empty] | Department of the Navy | 100 | Department of the Navy | 100 | Non-regulated | Dropped - Plant is identified as onsite because it is a net buyer of electricity in 2021
Naval Hospital Medical Center | 50963_G_3TG | 50963 | G | 3TG |  | Combustion Turbine |  |  | California |  | San Diego |  |  | 0.7 |  | 1986 | [33 empty] | Department of the Navy | 100 | Department of the Navy | 100 | Non-regulated | Dropped - Plant is identified as onsite because it is a net buyer of electricity in 2021
Blacks Fork Gas Processing Plant | 55134_G_GEN1 | 55134 | G | GEN1 |  | Combustion Turbine |  |  | Wyoming |  | Uinta |  |  | 0.4 |  | 1995 | 2003 | [32 empty] | Questar Gas Management Co | 100 | Questar Gas Management Co | 100 | Non-regulated | Dropped - Retired/Planned Retirement by 06/2028
Gulf Clean Energy Center | 641_G_1 | 641 | G | 1 |  | O/G Steam |  |  | Florida |  | Escambia |  |  | 24 |  | 1945 | 2003 | [32 empty] | Florida Power & Light Co | 100 | Florida Power & Light Co | 100 | Regulated | Dropped - Retired/Planned Retirement by 06/2028
Burlington (KS) | 1266_G_3 | 1266 | G | 3 |  | Combustion Turbine |  |  | Kansas |  | Coffey |  |  | 0.8 |  | 1954 | 2003 | [32 empty] | City of Burlington - (KS) | 100 | City of Burlington - (KS) | 100 | Regulated | Dropped - Retired/Planned Retirement by 06/2028
Burlington (KS) | 1266_G_4 | 1266 | G | 4 |  | Combustion Turbine |  |  | Kansas |  | Coffey |  |  | 0.2 |  | 1946 | 2003 | [32 empty] | City of Burlington - (KS) | 100 | City of Burlington - (KS) | 100 | Regulated | Dropped - Retired/Planned Retirement by 06/2028
Claude Vandyke | 1880_G_5 | 1880 | G | 5 |  | Combustion Turbine |  |  | Michigan |  | Allegan |  |  | 3 |  | 1959 | 2003 | [32 empty] | Wolverine Power Supply Coop | 100 | Wolverine Power Supply Coop | 100 | Regulated | Dropped - Retired/Planned Retirement by 06/2028
Galena Electric Utility | 7437_G_4 | 7437 | G | 4 |  | Combustion Turbine |  |  | Alaska |  | Yukon Koyukuk |  |  | 0.7 |  | 1990 | [33 empty] | Galena Electric Utility | 100 | Galena Electric Utility | 100 | Regulated | Dropped - in Alaska or in Hawaii or Puerto Rico
Archer Daniels Midland Fredonia | 10857_G_GEN1 | 10857 | G | GEN1 |  | Combustion Turbine |  |  | Kansas |  | Wilson |  |  | 2.5 |  | 1986 | 2003 | [32 empty] | Archer Daniels Midland Co | 100 | Archer Daniels Midland Co | 100 | Non-regulated | Dropped - Retired/Planned Retirement by 06/2028
Archer Daniels Midland Fredonia | 10857_G_GEN2 | 10857 | G | GEN2 |  | Combustion Turbine |  |  | Kansas |  | Wilson |  |  | 1 |  | 1987 | 2003 | [32 empty] | Archer Daniels Midland Co | 100 | Archer Daniels Midland Co | 100 | Non-regulated | Dropped - Retired/Planned Retirement by 06/2028
Archer Daniels Midland Fredonia | 10857_G_GEN3 | 10857 | G | GEN3 |  | Combustion Turbine |  |  | Kansas |  | Wilson |  |  | 0.4 |  | 1990 | 2003 | [32 empty] | Archer Daniels Midland Co | 100 | Archer Daniels Midland Co | 100 | Non-regulated | Dropped - Retired/Planned Retirement by 06/2028
Naval Hospital Medical Center | 50963_G_1TG | 50963 | G | 1TG |  | Combustion Turbine |  |  | California |  | San Diego |  |  | 0.7 |  | 1986 | [33 empty] | Department of the Navy | 100 | Department of the Navy | 100 | Non-regulated | Dropped - Plant is identified as onsite because it is a net buyer of electricity in 2021
Buffalo Paperboard | 54722_G_1 | 54722 | G | 1 |  | O/G Steam |  |  | New York |  | Niagara |  |  | 1.4 |  | 1992 | 2003 | [32 empty] | Buffalo Paperboard | 100 | Buffalo Paperboard | 100 | Non-regulated | Dropped - Retired/Planned Retirement by 06/2028
J Woodruff | 690_G_1 | 690 | G | 1 |  | Hydro |  |  | Florida |  | Gadsden |  |  | 10 |  | 1957 | 2003 | [32 empty] | USCE-Mobile District | 100 | USCE-Mobile District | 100 | Regulated | Dropped - Retired/Planned Retirement by 06/2028
Auglaize Hydro | 7657_G_3 | 7657 | G | 3 |  | Hydro |  |  | Ohio |  | Defiance |  |  | 1.3 |  | 1992 | 2003 | [32 empty] | City of Bryan - (OH) | 100 | City of Bryan - (OH) | 100 | Regulated | Dropped - Retired/Planned Retirement by 06/2028
Freeport Energy | 52120_G_G-42 | 52120 | G | G-42 |  | Combined Cycle |  |  | Texas |  | Brazoria |  |  | 46 |  | 1959 | [33 empty] | Olin Blue Cube Operations | 100 | Olin Blue Cube Operations | 100 | Non-regulated | Dropped - Plant is identified as onsite because it is a net buyer of electricity in 2021
Avon Energy Partners LLC | 55768_G_CH3 | 55768 | G | CH3 |  | Landfill Gas |  |  | Illinois |  | Cook |  |  | 0.9 |  | 1997 | 2003 | [32 empty] | Illinois Electricial Gen Partn | 100 | Illinois Electricial Gen Partn | 100 | Non-regulated | Dropped - Retired/Planned Retirement by 06/2028
La Junta | 506_G_1 | 506 | G | 1 |  | Combustion Turbine |  |  | Colorado |  | Otero |  |  | 0.5 |  | 1939 | 2003 | [32 empty] | City of La Junta - (CO) | 100 | City of La Junta - (CO) | 100 | Regulated | Dropped - Retired/Planned Retirement by 06/2028
La Junta | 506_G_5 | 506 | G | 5 |  | Combustion Turbine |  |  | Colorado |  | Otero |  |  | 1.1 |  | 1950 | 2003 | [32 empty] | City of La Junta - (CO) | 100 | City of La Junta - (CO) | 100 | Regulated | Dropped - Retired/Planned Retirement by 06/2028
Hookers Point | 647_G_1 | 647 | G | 1 |  | O/G Steam |  |  | Florida |  | Hillsborough |  |  | 20 |  | 1948 | 2003 | [32 empty] | Tampa Electric Co | 100 | Tampa Electric Co | 100 | Regulated | Dropped - Retired/Planned Retirement by 06/2028
Hookers Point | 647_G_2 | 647 | G | 2 |  | O/G Steam |  |  | Florida |  | Hillsborough |  |  | 20 |  | 1950 | 2003 | [32 empty] | Tampa Electric Co | 100 | Tampa Electric Co | 100 | Regulated | Dropped - Retired/Planned Retirement by 06/2028
Hookers Point | 647_G_3 | 647 | G | 3 |  | O/G Steam |  |  | Florida |  | Hillsborough |  |  | 20 |  | 1950 | 2003 | [32 empty] | Tampa Electric Co | 100 | Tampa Electric Co | 100 | Regulated | Dropped - Retired/Planned Retirement by 06/2028
Hookers Point | 647_G_4 | 647 | G | 4 |  | O/G Steam |  |  | Florida |  | Hillsborough |  |  | 30 |  | 1953 | 2003 | [32 empty] | Tampa Electric Co | 100 | Tampa Electric Co | 100 | Regulated | Dropped - Retired/Planned Retirement by 06/2028
Hookers Point | 647_G_5 | 647 | G | 5 |  | O/G Steam |  |  | Florida |  | Hillsborough |  |  | 67 |  | 1955 | 2003 | [32 empty] | Tampa Electric Co | 100 | Tampa Electric Co | 100 | Regulated | Dropped - Retired/Planned Retirement by 06/2028
Larsen Memorial | 675_G_6 | 675 | G | 6 |  | O/G Steam |  |  | Florida |  | Polk |  |  | 24 |  | 1959 | 2003 | [32 empty] | City of Lakeland - (FL) | 100 | City of Lakeland - (FL) | 100 | Regulated | Dropped - Retired/Planned Retirement by 06/2028 | 13BLR: 6
Dinner Lake | 747_G_1 | 747 | G | 1 |  | O/G Steam |  |  | Florida |  | Highlands |  |  | 11 |  | 1966 | 2003 | [32 empty] | Tampa Electric Co | 100 | Tampa Electric Co | 100 | Regulated | Dropped - Retired/Planned Retirement by 06/2028
Bloom | 865_G_331 | 865 | G | 331 |  | Combustion Turbine |  |  | Illinois |  | Cook |  |  | 11.2 |  | 1971 | 2003 | [32 empty] | Midwest Generations EME LLC | 100 | Midwest Generations EME LLC | 100 | Non-regulated | Dropped - Retired/Planned Retirement by 06/2028
Bloom | 865_G_332 | 865 | G | 332 |  | Combustion Turbine |  |  | Illinois |  | Cook |  |  | 13.5 |  | 1971 | 2003 | [32 empty] | Midwest Generations EME LLC | 100 | Midwest Generations EME LLC | 100 | Non-regulated | Dropped - Retired/Planned Retirement by 06/2028
Bloom | 865_G_333 | 865 | G | 333 |  | Combustion Turbine |  |  | Illinois |  | Cook |  |  | 12.7 |  | 1971 | 2003 | [32 empty] | Midwest Generations EME LLC | 100 | Midwest Generations EME LLC | 100 | Non-regulated | Dropped - Retired/Planned Retirement by 06/2028
Bloom | 865_G_334 | 865 | G | 334 |  | Combustion Turbine |  |  | Illinois |  | Cook |  |  | 11.4 |  | 1971 | 2003 | [32 empty] | Midwest Generations EME LLC | 100 | Midwest Generations EME LLC | 100 | Non-regulated | Dropped - Retired/Planned Retirement by 06/2028
Bloom | 865_G_341 | 865 | G | 341 |  | Combustion Turbine |  |  | Illinois |  | Cook |  |  | 13.7 |  | 1971 | 2003 | [32 empty] | Midwest Generations EME LLC | 100 | Midwest Generations EME LLC | 100 | Non-regulated | Dropped - Retired/Planned Retirement by 06/2028
Bloom | 865_G_342 | 865 | G | 342 |  | Combustion Turbine |  |  | Illinois |  | Cook |  |  | 13.7 |  | 1971 | 2003 | [32 empty] | Midwest Generations EME LLC | 100 | Midwest Generations EME LLC | 100 | Non-regulated | Dropped - Retired/Planned Retirement by 06/2028
Bloom | 865_G_343 | 865 | G | 343 |  | Combustion Turbine |  |  | Illinois |  | Cook |  |  | 11.9 |  | 1971 | 2003 | [32 empty] | Midwest Generations EME LLC | 100 | Midwest Generations EME LLC | 100 | Non-regulated | Dropped - Retired/Planned Retirement by 06/2028
Bloom | 865_G_344 | 865 | G | 344 |  | Combustion Turbine |  |  | Illinois |  | Cook |  |  | 12.3 |  | 1971 | 2003 | [32 empty] | Midwest Generations EME LLC | 100 | Midwest Generations EME LLC | 100 | Non-regulated | Dropped - Retired/Planned Retirement by 06/2028
Breese | 934_G_ST2 | 934 | G | ST2 |  | O/G Steam |  |  | Illinois |  | Clinton |  |  | 2 |  | 1960 | 2003 | [32 empty] | City of Breese - (IL) | 100 | City of Breese - (IL) | 100 | Regulated | Dropped - Retired/Planned Retirement by 06/2028
Anita | 1123_G_1 | 1123 | G | 1 |  | Combustion Turbine |  |  | Iowa |  | Cass |  |  | 0.1 |  | 1939 | 2003 | [32 empty] | City of Anita - (IA) | 100 | City of Anita - (IA) | 100 | Regulated | Dropped - Retired/Planned Retirement by 06/2028
Coggon | 1132_G_3 | 1132 | G | 3 |  | Combustion Turbine |  |  | Iowa |  | Linn |  |  | 0.2 |  | 1945 | 2003 | [32 empty] | Coggon Municipal Light Plant | 100 | Coggon Municipal Light Plant | 100 | Regulated | Dropped - Retired/Planned Retirement by 06/2028
Sanborn | 1182_G_1 | 1182 | G | 1 |  | Combustion Turbine |  |  | Iowa |  | O Brien |  |  | 0.2 |  | 1947 | 2003 | [32 empty] | City of Sanborn - (IA) | 100 | City of Sanborn - (IA) | 100 | Regulated | Dropped - Retired/Planned Retirement by 06/2028
Sanborn | 1182_G_2 | 1182 | G | 2 |  | Combustion Turbine |  |  | Iowa |  | O Brien |  |  | 0.2 |  | 1947 | 2003 | [32 empty] | City of Sanborn - (IA) | 100 | City of Sanborn - (IA) | 100 | Regulated | Dropped - Retired/Planned Retirement by 06/2028
Sanborn | 1182_G_3 | 1182 | G | 3 |  | Combustion Turbine |  |  | Iowa |  | O Brien |  |  | 0.5 |  | 1949 | 2003 | [32 empty] | City of Sanborn - (IA) | 100 | City of Sanborn - (IA) | 100 | Regulated | Dropped - Retired/Planned Retirement by 06/2028
Sanborn | 1182_G_4 | 1182 | G | 4 |  | Combustion Turbine |  |  | Iowa |  | O Brien |  |  | 0.6 |  | 1954 | 2003 | [32 empty] | City of Sanborn - (IA) | 100 | City of Sanborn - (IA) | 100 | Regulated | Dropped - Retired/Planned Retirement by 06/2028
Roseau | 2010_G_1 | 2010 | G | 1 |  | Combustion Turbine |  |  | Minnesota |  | Roseau |  |  | 1.3 |  | 1956 | 2003 | [32 empty] | City of Roseau - (MN) | 100 | City of Roseau - (MN) | 100 | Regulated | Dropped - Retired/Planned Retirement by 06/2028
Roseau | 2010_G_2 | 2010 | G | 2 |  | Combustion Turbine |  |  | Minnesota |  | Roseau |  |  | 1.1 |  | 1949 | 2003 | [32 empty] | City of Roseau - (MN) | 100 | City of Roseau - (MN) | 100 | Regulated | Dropped - Retired/Planned Retirement by 06/2028
Roseau | 2010_G_3 | 2010 | G | 3 |  | Combustion Turbine |  |  | Minnesota |  | Roseau |  |  | 0.5 |  | 1946 | 2003 | [32 empty] | City of Roseau - (MN) | 100 | City of Roseau - (MN) | 100 | Regulated | Dropped - Retired/Planned Retirement by 06/2028
Port Washington Generating Station | 4040_G_4 | 4040 | G | 4 |  | Coal Steam |  |  | Wisconsin |  | Ozaukee |  |  | 80 |  | 1949 | 2003 | [32 empty] | Wisconsin Electric Power Co | 100 | Wisconsin Electric Power Co | 100 | Regulated | Dropped - Retired/Planned Retirement by 06/2028
Port Washington Generating Station | 4040_G_6 | 4040 | G | 6 |  | Combustion Turbine |  |  | Wisconsin |  | Ozaukee |  |  | 17 |  | 1969 | 2003 | [32 empty] | Wisconsin Electric Power Co | 100 | Wisconsin Electric Power Co | 100 | Regulated | Dropped - Retired/Planned Retirement by 06/2028
NSB Atqasuk Utility | 7482_G_PG1 | 7482 | G | PG1 |  | Combustion Turbine |  |  | Alaska |  | North Slope |  |  | 0.2 |  | 1986 | [33 empty] | North Slope Borough Power & Light | 100 | North Slope Borough Power & Light | 100 | Regulated | Dropped - in Alaska or in Hawaii or Puerto Rico
NSB Wainwright Utility | 7488_G_PG4 | 7488 | G | PG4 |  | Combustion Turbine |  |  | Alaska |  | North Slope |  |  | 0.3 |  | 1988 | [33 empty] | North Slope Borough Power & Light | 100 | North Slope Borough Power & Light | 100 | Regulated | Dropped - in Alaska or in Hawaii or Puerto Rico
Starwood Hotels Resorts | 50238_G_GEN3 | 50238 | G | GEN3 |  | Combustion Turbine |  |  | Arizona |  | Maricopa |  |  | 0.3 |  | 1988 | 2003 | [32 empty] | Starwood Hotels & Resorts | 100 | Starwood Hotels & Resorts | 100 | Non-regulated | Dropped - Retired/Planned Retirement by 06/2028
South Florida Cogen Associates | 50369_G_GEN1 | 50369 | G | GEN1 |  | Combined Cycle |  |  | Florida |  | Dade |  |  | 19.9 |  | 1987 | 2003 | [32 empty] | South Florida Cogen Associates | 100 | South Florida Cogen Associates | 100 | Non-regulated | Dropped - Retired/Planned Retirement by 06/2028
South Florida Cogen Associates | 50369_G_GEN2 | 50369 | G | GEN2 |  | Combined Cycle |  |  | Florida |  | Dade |  |  | 8 |  | 1987 | 2003 | [32 empty] | South Florida Cogen Associates | 100 | South Florida Cogen Associates | 100 | Non-regulated | Dropped - Retired/Planned Retirement by 06/2028
Freeport Energy | 52120_G_G-31 | 52120 | G | G-31 |  | Combined Cycle |  |  | Texas |  | Brazoria |  |  | 50 |  | 1952 | [33 empty] | Olin Blue Cube Operations | 100 | Olin Blue Cube Operations | 100 | Non-regulated | Dropped - Plant is identified as onsite because it is a net buyer of electricity in 2021
U S Alliance Coosa Pines | 54216_G_AOW3 | 54216 | G | AOW3 |  | Coal Steam |  |  | Alabama |  | Talladega |  |  | 4.7 |  | 1942 | [33 empty] | Bowater Newport Coosa Pines Op | 100 | Bowater Newport Coosa Pines Op | 100 | Non-regulated | Dropped - Plant is identified as onsite because it is a net buyer of electricity in 2021 | 13BLR: AOW3
Archer Daniels Midland Taylorville | 54312_G_GEN1 | 54312 | G | GEN1 |  | Combustion Turbine |  |  | Illinois |  | Christian |  |  | 4 |  | 1994 | 2003 | [32 empty] | Archer Daniels Midland Co | 100 | Archer Daniels Midland Co | 100 | Non-regulated | Dropped - Retired/Planned Retirement by 06/2028
Amalgamated Sugar LLC Nampa | 54690_G_500 | 54690 | G | 500 |  | O/G Steam |  |  | Idaho |  | Canyon |  |  | 0.5 |  | 1950 | [33 empty] | Amalgamated Sugar Co-Nampa | 100 | Amalgamated Sugar Co-Nampa | 100 | Non-regulated | Dropped - Plant is identified as onsite because it is a net buyer of electricity in 2021
Crestwood Dothan | 54985_G_P83 | 54985 | G | P83 |  | O/G Steam |  |  | Alabama |  | Houston |  |  | 4.2 |  | 1986 | 2003 | [32 empty] | Crestwood Corp | 100 | Crestwood Corp | 100 | Non-regulated | Dropped - Retired/Planned Retirement by 06/2028
West Phoenix | 117_G_4 | 117 | G | 4 |  | O/G Steam |  |  | Arizona |  | Maricopa |  |  | 33.3 |  | 1948 | 2002 | [32 empty] | Arizona Public Service Co | 100 | Arizona Public Service Co | 100 | Regulated | Dropped - Retired/Planned Retirement by 06/2028
West Phoenix | 117_G_5 | 117 | G | 5 |  | O/G Steam |  |  | Arizona |  | Maricopa |  |  | 12 |  | 1949 | 2002 | [32 empty] | Arizona Public Service Co | 100 | Arizona Public Service Co | 100 | Regulated | Dropped - Retired/Planned Retirement by 06/2028
West Phoenix | 117_G_6 | 117 | G | 6 |  | O/G Steam |  |  | Arizona |  | Maricopa |  |  | 63 |  | 1950 | 2002 | [32 empty] | Arizona Public Service Co | 100 | Arizona Public Service Co | 100 | Regulated | Dropped - Retired/Planned Retirement by 06/2028
El Segundo Power | 330_G_1 | 330 | G | 1 |  | O/G Steam |  |  | California |  | Los Angeles |  |  | 145.3 |  | 1955 | 2002 | [32 empty] | NRG El Segundo Operations Inc | 100 | NRG El Segundo Operations Inc | 100 | Non-regulated | Dropped - Retired/Planned Retirement by 06/2028
El Segundo Power | 330_G_2 | 330 | G | 2 |  | O/G Steam |  |  | California |  | Los Angeles |  |  | 145.3 |  | 1956 | 2002 | [32 empty] | NRG El Segundo Operations Inc | 100 | NRG El Segundo Operations Inc | 100 | Non-regulated | Dropped - Retired/Planned Retirement by 06/2028
Mountainview Generating Station | 358_G_1 | 358 | G | 1 |  | O/G Steam |  |  | California |  | San Bernardino |  |  | 60 |  | 1957 | 2002 | [32 empty] | Southern California Edison Co | 100 | Southern California Edison Co | 100 | Regulated | Dropped - Retired/Planned Retirement by 06/2028
Mountainview Generating Station | 358_G_2 | 358 | G | 2 |  | O/G Steam |  |  | California |  | San Bernardino |  |  | 60 |  | 1958 | 2002 | [32 empty] | Southern California Edison Co | 100 | Southern California Edison Co | 100 | Regulated | Dropped - Retired/Planned Retirement by 06/2028
Broadway (CA) | 420_G_B1 | 420 | G | B1 |  | O/G Steam |  |  | California |  | Los Angeles |  |  | 45 |  | 1955 | 2002 | [32 empty] | City of Pasadena - (CA) | 100 | City of Pasadena - (CA) | 100 | Regulated | Dropped - Retired/Planned Retirement by 06/2028
Broadway (CA) | 420_G_B2 | 420 | G | B2 |  | O/G Steam |  |  | California |  | Los Angeles |  |  | 45 |  | 1957 | 2002 | [32 empty] | City of Pasadena - (CA) | 100 | City of Pasadena - (CA) | 100 | Regulated | Dropped - Retired/Planned Retirement by 06/2028
Arapahoe | 465_G_1 | 465 | G | 1 |  | Coal Steam |  |  | Colorado |  | Denver |  |  | 45 |  | 1950 | 2002 | [32 empty] | Public Service Co of Colorado | 100 | Public Service Co of Colorado | 100 | Regulated | Dropped - Retired/Planned Retirement by 06/2028
Arapahoe | 465_G_2 | 465 | G | 2 |  | Coal Steam |  |  | Colorado |  | Denver |  |  | 45 |  | 1951 | 2002 | [32 empty] | Public Service Co of Colorado | 100 | Public Service Co of Colorado | 100 | Regulated | Dropped - Retired/Planned Retirement by 06/2028
Holly | 502_G_1 | 502 | G | 1 |  | Combustion Turbine |  |  | Colorado |  | Prowers |  |  | 0.2 |  | 1950 | 2002 | [32 empty] | Town of Holly - (CO) | 100 | Town of Holly - (CO) | 100 | Regulated | Dropped - Retired/Planned Retirement by 06/2028
Holly | 502_G_2 | 502 | G | 2 |  | Combustion Turbine |  |  | Colorado |  | Prowers |  |  | 0.2 |  | 1950 | 2002 | [32 empty] | Town of Holly - (CO) | 100 | Town of Holly - (CO) | 100 | Regulated | Dropped - Retired/Planned Retirement by 06/2028
Arkwright | 699_G_3 | 699 | G | 3 |  | Coal Steam |  |  | Georgia |  | Bibb |  |  | 42 |  | 1943 | 2002 | [32 empty] | Georgia Power Co | 100 | Georgia Power Co | 100 | Regulated | Dropped - Retired/Planned Retirement by 06/2028
Arkwright | 699_G_5A | 699 | G | 5A |  | Combustion Turbine |  |  | Georgia |  | Bibb |  |  | 13 |  | 1969 | 2002 | [32 empty] | Georgia Power Co | 100 | Georgia Power Co | 100 | Regulated | Dropped - Retired/Planned Retirement by 06/2028
Arkwright | 699_G_5B | 699 | G | 5B |  | Combustion Turbine |  |  | Georgia |  | Bibb |  |  | 13 |  | 1969 | 2002 | [32 empty] | Georgia Power Co | 100 | Georgia Power Co | 100 | Regulated | Dropped - Retired/Planned Retirement by 06/2028
Arkwright | 699_G_ST1 | 699 | G | ST1 |  | O/G Steam |  |  | Georgia |  | Bibb |  |  | 41 |  | 1941 | 2002 | [32 empty] | Georgia Power Co | 100 | Georgia Power Co | 100 | Regulated | Dropped - Retired/Planned Retirement by 06/2028
Arkwright | 699_G_ST2 | 699 | G | ST2 |  | O/G Steam |  |  | Georgia |  | Bibb |  |  | 41 |  | 1942 | 2002 | [32 empty] | Georgia Power Co | 100 | Georgia Power Co | 100 | Regulated | Dropped - Retired/Planned Retirement by 06/2028
Mitchell (GA) | 727_G_2 | 727 | G | 2 |  | Coal Steam |  |  | Georgia |  | Dougherty |  |  | 20 |  | 1948 | 2002 | [32 empty] | Georgia Power Co | 100 | Georgia Power Co | 100 | Regulated | Dropped - Retired/Planned Retirement by 06/2028
Puueo | 771_G_2 | 771 | G | 2 |  | Hydro |  |  | Hawaii |  | Hawaii |  |  | 1.7 |  | 1941 | [33 empty] | Hawaii Electric Light Co Inc | 100 | Hawaii Electric Light Co Inc | 100 | Regulated | Dropped - in Alaska or in Hawaii or Puerto Rico
Venice | 913_G_3 | 913 | G | 3 |  | O/G Steam |  |  | Illinois |  | Madison |  |  | 82 |  | 1943 | 2002 | [32 empty] | Union Electric Co - (MO) | 100 | Union Electric Co - (MO) | 100 | Regulated | Dropped - Retired/Planned Retirement by 06/2028
Venice | 913_G_4 | 913 | G | 4 |  | O/G Steam |  |  | Illinois |  | Madison |  |  | 82 |  | 1948 | 2002 | [32 empty] | Union Electric Co - (MO) | 100 | Union Electric Co - (MO) | 100 | Regulated | Dropped - Retired/Planned Retirement by 06/2028
Venice | 913_G_5 | 913 | G | 5 |  | O/G Steam |  |  | Illinois |  | Madison |  |  | 86 |  | 1950 | 2002 | [32 empty] | Union Electric Co - (MO) | 100 | Union Electric Co - (MO) | 100 | Regulated | Dropped - Retired/Planned Retirement by 06/2028
Venice | 913_G_6 | 913 | G | 6 |  | O/G Steam |  |  | Illinois |  | Madison |  |  | 86 |  | 1950 | 2002 | [32 empty] | Union Electric Co - (MO) | 100 | Union Electric Co - (MO) | 100 | Regulated | Dropped - Retired/Planned Retirement by 06/2028
Fort Halifax | 1490_G_FH1 | 1490 | G | FH1 |  | Hydro |  |  | Maine |  | Kennebec |  |  | 0.9 |  | 1908 | 2002 | [32 empty] | Brookfield White Pine Hydro LLC | 100 | Brookfield White Pine Hydro LLC | 100 | Non-regulated | Dropped - Retired/Planned Retirement by 06/2028
Fort Halifax | 1490_G_FH2 | 1490 | G | FH2 |  | Hydro |  |  | Maine |  | Kennebec |  |  | 0.9 |  | 1908 | 2002 | [32 empty] | Brookfield White Pine Hydro LLC | 100 | Brookfield White Pine Hydro LLC | 100 | Non-regulated | Dropped - Retired/Planned Retirement by 06/2028
Coldwater | 1819_G_1 | 1819 | G | 1 |  | Combustion Turbine |  |  | Michigan |  | Branch |  |  | 0.7 |  | 1948 | 2002 | [32 empty] | Coldwater Board of Public Util | 100 | Coldwater Board of Public Util | 100 | Regulated | Dropped - Retired/Planned Retirement by 06/2028
Bayside | 1859_G_1 | 1859 | G | 1 |  | Coal Steam |  |  | Michigan |  | Grand Traverse |  |  | 3.1 |  | 1946 | 2002 | [32 empty] | City of Traverse City - (MI) | 100 | City of Traverse City - (MI) | 100 | Regulated | Dropped - Retired/Planned Retirement by 06/2028
Bayside | 1859_G_3 | 1859 | G | 3 |  | Coal Steam |  |  | Michigan |  | Grand Traverse |  |  | 9.5 |  | 1954 | 2002 | [32 empty] | City of Traverse City - (MI) | 100 | City of Traverse City - (MI) | 100 | Regulated | Dropped - Retired/Planned Retirement by 06/2028
Bayside | 1859_G_4 | 1859 | G | 4 |  | Coal Steam |  |  | Michigan |  | Grand Traverse |  |  | 13.7 |  | 1968 | 2002 | [32 empty] | City of Traverse City - (MI) | 100 | City of Traverse City - (MI) | 100 | Regulated | Dropped - Retired/Planned Retirement by 06/2028
Princeton (MN) | 2005_G_1 | 2005 | G | 1 |  | Combustion Turbine |  |  | Minnesota |  | Mille Lacs |  |  | 0.1 |  | 1938 | 2002 | [32 empty] | Princeton Public Utils Comm | 100 | Princeton Public Utils Comm | 100 | Regulated | Dropped - Retired/Planned Retirement by 06/2028
Princeton (MN) | 2005_G_2 | 2005 | G | 2 |  | Combustion Turbine |  |  | Minnesota |  | Mille Lacs |  |  | 0.1 |  | 1938 | 2002 | [32 empty] | Princeton Public Utils Comm | 100 | Princeton Public Utils Comm | 100 | Regulated | Dropped - Retired/Planned Retirement by 06/2028
Springfield (MN) | 2012_G_4 | 2012 | G | 4 |  | O/G Steam |  |  | Minnesota |  | Brown |  |  | 3.7 |  | 1961 | 2002 | [32 empty] | Springfield Public Utils Comm - (MN) | 100 | Springfield Public Utils Comm - (MN) | 100 | Regulated | Dropped - Retired/Planned Retirement by 06/2028
La Plata | 2140_G_5 | 2140 | G | 5 |  | Combustion Turbine |  |  | Missouri |  | Macon |  |  | 0.8 |  | 1960 | 2002 | [32 empty] | City of La Plata - (MO) | 100 | City of La Plata - (MO) | 100 | Regulated | Dropped - Retired/Planned Retirement by 06/2028
FirstEnergy Ashtabula | 2835_G_6 | 2835 | G | 6 |  | Coal Steam |  |  | Ohio |  | Ashtabula |  |  | 44 |  | 1972 | 2002 | [32 empty] | FirstEnergy Generation Corp | 100 | FirstEnergy Generation Corp | 100 | Non-regulated | Dropped - Retired/Planned Retirement by 06/2028
FirstEnergy Ashtabula | 2835_G_7 | 2835 | G | 7 |  | Coal Steam |  |  | Ohio |  | Ashtabula |  |  | 44 |  | 1972 | 2002 | [32 empty] | FirstEnergy Generation Corp | 100 | FirstEnergy Generation Corp | 100 | Non-regulated | Dropped - Retired/Planned Retirement by 06/2028
FirstEnergy Ashtabula | 2835_G_8 | 2835 | G | 8 |  | Coal Steam |  |  | Ohio |  | Ashtabula |  |  | 44 |  | 1953 | 2002 | [32 empty] | FirstEnergy Generation Corp | 100 | FirstEnergy Generation Corp | 100 | Non-regulated | Dropped - Retired/Planned Retirement by 06/2028
FirstEnergy Ashtabula | 2835_G_9 | 2835 | G | 9 |  | Coal Steam |  |  | Ohio |  | Ashtabula |  |  | 44 |  | 1953 | 2002 | [32 empty] | FirstEnergy Generation Corp | 100 | FirstEnergy Generation Corp | 100 | Non-regulated | Dropped - Retired/Planned Retirement by 06/2028
F R Phillips | 3099_G_1 | 3099 | G | 1 |  | Coal Steam |  |  | Pennsylvania |  | Allegheny |  |  | 58 |  | 1943 | 2002 | [32 empty] | GenOn Power Midwest, LP | 100 | GenOn Power Midwest, LP | 100 | Non-regulated | Dropped - Retired/Planned Retirement by 06/2028
F R Phillips | 3099_G_2 | 3099 | G | 2 |  | Coal Steam |  |  | Pennsylvania |  | Allegheny |  |  | 59 |  | 1949 | 2002 | [32 empty] | GenOn Power Midwest, LP | 100 | GenOn Power Midwest, LP | 100 | Non-regulated | Dropped - Retired/Planned Retirement by 06/2028
F R Phillips | 3099_G_3 | 3099 | G | 3 |  | Coal Steam |  |  | Pennsylvania |  | Allegheny |  |  | 59 |  | 1950 | 2002 | [32 empty] | GenOn Power Midwest, LP | 100 | GenOn Power Midwest, LP | 100 | Non-regulated | Dropped - Retired/Planned Retirement by 06/2028
F R Phillips | 3099_G_4 | 3099 | G | 4 |  | Coal Steam |  |  | Pennsylvania |  | Allegheny |  |  | 134 |  | 1956 | 2002 | [32 empty] | GenOn Power Midwest, LP | 100 | GenOn Power Midwest, LP | 100 | Non-regulated | Dropped - Retired/Planned Retirement by 06/2028
FirstEnergy Mitchell Power Station | 3181_G_1 | 3181 | G | 1 |  | O/G Steam |  |  | Pennsylvania |  | Washington |  |  | 82 |  | 1948 | 2002 | [32 empty] | Allegheny Energy Supply Co LLC | 100 | Allegheny Energy Supply Co LLC | 100 | Non-regulated | Dropped - Retired/Planned Retirement by 06/2028
E S Joslin | 3436_G_1 | 3436 | G | 1 |  | O/G Steam |  |  | Texas |  | CALHOUN |  |  | 254 |  | 1971 | 2002 | [32 empty] | Calhoun Port Authority | 100 | Calhoun Port Authority | 100 | Non-regulated | Dropped - Retired/Planned Retirement by 06/2028
Hydro III | 3675_G_IC1 | 3675 | G | IC1 |  | Combustion Turbine |  |  | Utah |  | Cache |  |  | 0.6 |  | 1927 | 2002 | [32 empty] | City of Logan - (UT) | 100 | City of Logan - (UT) | 100 | Regulated | Dropped - Retired/Planned Retirement by 06/2028
Logan City | 4251_G_IC2 | 4251 | G | IC2 |  | Combustion Turbine |  |  | Utah |  | Cache |  |  | 0.1 |  | 1927 | 2002 | [32 empty] | City of Logan - (UT) | 100 | City of Logan - (UT) | 100 | Regulated | Dropped - Retired/Planned Retirement by 06/2028
Logan City | 4251_G_IC3 | 4251 | G | IC3 |  | Combustion Turbine |  |  | Utah |  | Cache |  |  | 0.1 |  | 1927 | 2002 | [32 empty] | City of Logan - (UT) | 100 | City of Logan - (UT) | 100 | Regulated | Dropped - Retired/Planned Retirement by 06/2028
Logan City | 4251_G_IC4 | 4251 | G | IC4 |  | Combustion Turbine |  |  | Utah |  | Cache |  |  | 0.1 |  | 1935 | 2002 | [32 empty] | City of Logan - (UT) | 100 | City of Logan - (UT) | 100 | Regulated | Dropped - Retired/Planned Retirement by 06/2028
Logan City | 4251_G_IC5A | 4251 | G | IC5A |  | Combustion Turbine |  |  | Utah |  | Cache |  |  | 1.1 |  | 1990 | 2002 | [32 empty] | City of Logan - (UT) | 100 | City of Logan - (UT) | 100 | Regulated | Dropped - Retired/Planned Retirement by 06/2028
Logan City | 4251_G_IC5B | 4251 | G | IC5B |  | Combustion Turbine |  |  | Utah |  | Cache |  |  | 1.1 |  | 1990 | 2002 | [32 empty] | City of Logan - (UT) | 100 | City of Logan - (UT) | 100 | Regulated | Dropped - Retired/Planned Retirement by 06/2028
Logan City | 4251_G_IC6 | 4251 | G | IC6 |  | Combustion Turbine |  |  | Utah |  | Cache |  |  | 2.2 |  | 1947 | 2002 | [32 empty] | City of Logan - (UT) | 100 | City of Logan - (UT) | 100 | Regulated | Dropped - Retired/Planned Retirement by 06/2028
Lakefield Utilities | 7415_G_1 | 7415 | G | 1 |  | Combustion Turbine |  |  | Minnesota |  | Jackson |  |  | 0.2 |  | 1936 | 2002 | [32 empty] | City of Lakefield - (MN) | 100 | City of Lakefield - (MN) | 100 | Regulated | Dropped - Retired/Planned Retirement by 06/2028
Lakefield Utilities | 7415_G_2 | 7415 | G | 2 |  | Combustion Turbine |  |  | Minnesota |  | Jackson |  |  | 0.3 |  | 1936 | 2002 | [32 empty] | City of Lakefield - (MN) | 100 | City of Lakefield - (MN) | 100 | Regulated | Dropped - Retired/Planned Retirement by 06/2028
Lakefield Utilities | 7415_G_3 | 7415 | G | 3 |  | Combustion Turbine |  |  | Minnesota |  | Jackson |  |  | 0.5 |  | 1939 | 2002 | [32 empty] | City of Lakefield - (MN) | 100 | City of Lakefield - (MN) | 100 | Regulated | Dropped - Retired/Planned Retirement by 06/2028
Lakefield Utilities | 7415_G_4 | 7415 | G | 4 |  | Combustion Turbine |  |  | Minnesota |  | Jackson |  |  | 0.8 |  | 1948 | 2002 | [32 empty] | City of Lakefield - (MN) | 100 | City of Lakefield - (MN) | 100 | Regulated | Dropped - Retired/Planned Retirement by 06/2028
Siskiyou Forest Products | 10037_G_GEN1 | 10037 | G | GEN1 |  | Biomass |  |  | California |  | Shasta |  |  | 6.3 |  | 1982 | 2002 | [32 empty] | Fred Duchi and Associates | 100 | Fred Duchi and Associates | 100 | Non-regulated | Dropped - Retired/Planned Retirement by 06/2028
Lihue Plantation Ltd | 10073_G_GEN1 | 10073 | G | GEN1 |  | Biomass |  |  | Hawaii |  | Kauai |  |  | 20.2 |  | 1980 | [33 empty] | Lihue Plantation Co Ltd | 100 | Lihue Plantation Co Ltd | 100 | Non-regulated | Dropped - in Alaska or in Hawaii or Puerto Rico
Lihue Plantation Ltd | 10073_G_GEN2 | 10073 | G | GEN2 |  | Hydro |  |  | Hawaii |  | Kauai |  |  | 0.5 |  | 1930 | [33 empty] | Lihue Plantation Co Ltd | 100 | Lihue Plantation Co Ltd | 100 | Non-regulated | Dropped - in Alaska or in Hawaii or Puerto Rico
Lihue Plantation Ltd | 10073_G_GEN3 | 10073 | G | GEN3 |  | Hydro |  |  | Hawaii |  | Kauai |  |  | 0.8 |  | 1941 | [33 empty] | Lihue Plantation Co Ltd | 100 | Lihue Plantation Co Ltd | 100 | Non-regulated | Dropped - in Alaska or in Hawaii or Puerto Rico
Total Energy Facilities | 10091_G_GEN2 | 10091 | G | GEN2 |  | Non-Fossil Waste |  |  | California |  | Los Angeles |  |  | 8 |  | 1986 | 2002 | [32 empty] | Los Angeles County Sanitation | 100 | Los Angeles County Sanitation | 100 | Non-regulated | Dropped - Retired/Planned Retirement by 06/2028
Ticona Polymers Inc | 10243_G_GEN1 | 10243 | G | GEN1 |  | Combustion Turbine |  |  | Texas |  | Nueces |  |  | 1.4 |  | 1982 | 2002 | [32 empty] | Ticona Polymers Inc | 100 | Ticona Polymers Inc | 100 | Non-regulated | Dropped - Retired/Planned Retirement by 06/2028
Ticona Polymers Inc | 10243_G_GEN2 | 10243 | G | GEN2 |  | Combustion Turbine |  |  | Texas |  | Nueces |  |  | 1.4 |  | 1982 | 2002 | [32 empty] | Ticona Polymers Inc | 100 | Ticona Polymers Inc | 100 | Non-regulated | Dropped - Retired/Planned Retirement by 06/2028
Ticona Polymers Inc | 10243_G_GEN3 | 10243 | G | GEN3 |  | Combustion Turbine |  |  | Texas |  | Nueces |  |  | 1.6 |  | 1982 | 2002 | [32 empty] | Ticona Polymers Inc | 100 | Ticona Polymers Inc | 100 | Non-regulated | Dropped - Retired/Planned Retirement by 06/2028
Ticona Polymers Inc | 10243_G_GEN4 | 10243 | G | GEN4 |  | Combined Cycle |  |  | Texas |  | Nueces |  |  | 5.7 |  | 1982 | 2002 | [32 empty] | Ticona Polymers Inc | 100 | Ticona Polymers Inc | 100 | Non-regulated | Dropped - Retired/Planned Retirement by 06/2028
Red Shield Envir Old Town Facility | 10700_G_TG1 | 10700 | G | TG1 |  | O/G Steam |  |  | Maine |  | Penobscot |  |  | 3.3 |  | 1946 | [33 empty] | ND Paper, Inc. | 100 | ND Paper, Inc. | 100 | Non-regulated | Dropped - Plant is identified as onsite because it is a net buyer of electricity in 2021
San Diego State University | 50061_G_GEN1 | 50061 | G | GEN1 |  | Combined Cycle |  |  | California |  | San Diego |  |  | 2.9 |  | 1986 | [33 empty] | San Diego State University | 100 | San Diego State University | 100 | Non-regulated | Dropped - Plant is identified as onsite because it is a net buyer of electricity in 2021
New Hanover County WASTEC | 50271_G_2BP | 50271 | G | 2BP |  | Municipal Solid Waste |  |  | North Carolina |  | New Hanover |  |  | 0.1 |  | 1984 | 2002 | [32 empty] | New Hanover County | 100 | New Hanover County | 100 | Non-regulated | Dropped - Retired/Planned Retirement by 06/2028
University of Michigan | 50431_G_TG2 | 50431 | G | TG2 |  | O/G Steam |  |  | Michigan |  | Washtenaw |  |  | 3.7 |  | 1939 | 2002 | [32 empty] | University of Michigan | 100 | University of Michigan | 100 | Non-regulated | Dropped - Retired/Planned Retirement by 06/2028
Louisiana Tech University Power Plant | 54240_G_TG1 | 54240 | G | TG1 |  | O/G Steam |  |  | Louisiana |  | Lincoln |  |  | 2.5 |  | 1963 | [33 empty] | Louisiana Tech University | 100 | Louisiana Tech University | 100 | Non-regulated | Dropped - Plant is identified as onsite because it is a net buyer of electricity in 2021
Bayville Central Facility | 54569_G_SBG1 | 54569 | G | SBG1 |  | Combustion Turbine |  |  | New Jersey |  | Ocean |  |  | 0.6 |  | 1988 | [33 empty] | Ocean County Utilities Auth | 100 | Ocean County Utilities Auth | 100 | Non-regulated | Dropped - Plant is identified as onsite because it is a net buyer of electricity in 2021
Astoria Gas Turbines | 55243_G_9 | 55243 | G | 9 |  | Combustion Turbine |  |  | New York |  | Queens |  |  | 19.2 |  | 1970 | 2002 | [32 empty] | NRG Astoria Gas Turbine Operations Inc | 100 | NRG Astoria Gas Turbine Operations Inc | 100 | Non-regulated | Dropped - Retired/Planned Retirement by 06/2028
AES Greystone | 55519_G_CTG1 | 55519 | G | CTG1 |  | Combustion Turbine |  |  | Tennessee |  | Haywood |  |  | 156 |  | 2002 | 2002 | [32 empty] | Haywood Power I LLC | 100 | Haywood Power I LLC | 100 | Non-regulated | Dropped - Retired/Planned Retirement by 06/2028
AES Greystone | 55519_G_CTG2 | 55519 | G | CTG2 |  | Combustion Turbine |  |  | Tennessee |  | Haywood |  |  | 156 |  | 2002 | 2002 | [32 empty] | Haywood Power I LLC | 100 | Haywood Power I LLC | 100 | Non-regulated | Dropped - Retired/Planned Retirement by 06/2028
AES Greystone | 55519_G_CTG3 | 55519 | G | CTG3 |  | Combustion Turbine |  |  | Tennessee |  | Haywood |  |  | 156 |  | 2002 | 2002 | [32 empty] | Haywood Power I LLC | 100 | Haywood Power I LLC | 100 | Non-regulated | Dropped - Retired/Planned Retirement by 06/2028
Naval Station | 306_G_NSGT | 306 | G | NSGT |  | Combustion Turbine |  |  | California |  | San Diego |  |  | 20 |  | 1976 | 2002 | [32 empty] | NRG Cabrillo Power Ops Inc | 100 | NRG Cabrillo Power Ops Inc | 100 | Non-regulated | Dropped - Retired/Planned Retirement by 06/2028
North Island | 307_G_NIG1 | 307 | G | NIG1 |  | Combustion Turbine |  |  | California |  | San Diego |  |  | 17 |  | 1972 | 2002 | [32 empty] | NRG Cabrillo Power Ops Inc | 100 | NRG Cabrillo Power Ops Inc | 100 | Non-regulated | Dropped - Retired/Planned Retirement by 06/2028
North Island | 307_G_NIG2 | 307 | G | NIG2 |  | Combustion Turbine |  |  | California |  | San Diego |  |  | 17 |  | 1972 | 2002 | [32 empty] | NRG Cabrillo Power Ops Inc | 100 | NRG Cabrillo Power Ops Inc | 100 | Non-regulated | Dropped - Retired/Planned Retirement by 06/2028
Grayson | 377_G_7 | 377 | G | 7 |  | Combustion Turbine |  |  | California |  | Los Angeles |  |  | 20 |  | 1974 | 2002 | [32 empty] | City of Glendale - (CA) | 100 | City of Glendale - (CA) | 100 | Regulated | Dropped - Retired/Planned Retirement by 06/2028
Burlington (KS) | 1266_G_1 | 1266 | G | 1 |  | Combustion Turbine |  |  | Kansas |  | Coffey |  |  | 0.2 |  | 1935 | 2002 | [32 empty] | City of Burlington - (KS) | 100 | City of Burlington - (KS) | 100 | Regulated | Dropped - Retired/Planned Retirement by 06/2028
New Boston Generating Station | 1589_G_2 | 1589 | G | 2 |  | O/G Steam |  |  | Massachusetts |  | Suffolk |  |  | 352 |  | 1967 | 2002 | [32 empty] | Constellation Power, Inc | 100 | Constellation Power, Inc | 100 | Non-regulated | Dropped - Retired/Planned Retirement by 06/2028
Naval Training Center | 6707_G_NTCG | 6707 | G | NTCG |  | Combustion Turbine |  |  | California |  | San Diego |  |  | 13 |  | 1968 | 2002 | [32 empty] | NRG Cabrillo Power Ops Inc | 100 | NRG Cabrillo Power Ops Inc | 100 | Non-regulated | Dropped - Retired/Planned Retirement by 06/2028
NSB Point Lay Utility | 7486_G_PG4 | 7486 | G | PG4 |  | Combustion Turbine |  |  | Alaska |  | North Slope |  |  | 0.2 |  | 1990 | [33 empty] | North Slope Borough Power & Light | 100 | North Slope Borough Power & Light | 100 | Regulated | Dropped - in Alaska or in Hawaii or Puerto Rico
CIP II/AR Bridgewater Holdings - NJCOE | 10122_G_01 | 10122 | G | 01 |  | Combustion Turbine |  |  | New Jersey |  | Somerset |  |  | 2.7 |  | 1993 | [33 empty] | COE Bridgewater LLC c/o Thor Equities, LLC | 100 | COE Bridgewater LLC c/o Thor Equities, LLC | 100 | Non-regulated | Dropped - Plant is identified as onsite because it is a net buyer of electricity in 2021
California Institute of Technology | 10262_G_GEN1 | 10262 | G | GEN1 |  | Combined Cycle |  |  | California |  | Los Angeles |  |  | 1 |  | 1982 | [33 empty] | California Institute-Technology | 100 | California Institute-Technology | 100 | Non-regulated | Dropped - Plant is identified as onsite because it is a net buyer of electricity in 2021
California Institute of Technology | 10262_G_GEN2 | 10262 | G | GEN2 |  | Combined Cycle |  |  | California |  | Los Angeles |  |  | 4.3 |  | 1989 | [33 empty] | California Institute-Technology | 100 | California Institute-Technology | 100 | Non-regulated | Dropped - Plant is identified as onsite because it is a net buyer of electricity in 2021
Sea World of Calif 4160 V Cogen System | 50165_G_1 | 50165 | G | 1 |  | Combustion Turbine |  |  | California |  | San Diego |  |  | 0.6 |  | 1981 | 2002 | [32 empty] | Sea World of California | 100 | Sea World of California | 100 | Non-regulated | Dropped - Retired/Planned Retirement by 06/2028
Sea World of Calif 4160 V Cogen System | 50165_G_2 | 50165 | G | 2 |  | Combustion Turbine |  |  | California |  | San Diego |  |  | 0.6 |  | 1981 | 2002 | [32 empty] | Sea World of California | 100 | Sea World of California | 100 | Non-regulated | Dropped - Retired/Planned Retirement by 06/2028
Sea World of Calif 4160 V Cogen System | 50165_G_3 | 50165 | G | 3 |  | Combustion Turbine |  |  | California |  | San Diego |  |  | 0.6 |  | 1984 | 2002 | [32 empty] | Sea World of California | 100 | Sea World of California | 100 | Non-regulated | Dropped - Retired/Planned Retirement by 06/2028
Sea World of Calif 4160 V Cogen System | 50165_G_4 | 50165 | G | 4 |  | Combustion Turbine |  |  | California |  | San Diego |  |  | 0.6 |  | 1981 | 2002 | [32 empty] | Sea World of California | 100 | Sea World of California | 100 | Non-regulated | Dropped - Retired/Planned Retirement by 06/2028
ExxonMobil Garden City Gas Plant | 50728_G_1 | 50728 | G | 1 |  | O/G Steam |  |  | Louisiana |  | St Mary |  |  | 0.6 |  | 1997 | 2002 | [32 empty] | Exxon Mobil Production Co | 100 | Exxon Mobil Production Co | 100 | Non-regulated | Dropped - Retired/Planned Retirement by 06/2028
ExxonMobil Garden City Gas Plant | 50728_G_2 | 50728 | G | 2 |  | O/G Steam |  |  | Louisiana |  | St Mary |  |  | 0.6 |  | 1964 | 2002 | [32 empty] | Exxon Mobil Production Co | 100 | Exxon Mobil Production Co | 100 | Non-regulated | Dropped - Retired/Planned Retirement by 06/2028
ExxonMobil Garden City Gas Plant | 50728_G_3 | 50728 | G | 3 |  | O/G Steam |  |  | Louisiana |  | St Mary |  |  | 0.6 |  | 1964 | 2002 | [32 empty] | Exxon Mobil Production Co | 100 | Exxon Mobil Production Co | 100 | Non-regulated | Dropped - Retired/Planned Retirement by 06/2028
ExxonMobil Garden City Gas Plant | 50728_G_4 | 50728 | G | 4 |  | Combustion Turbine |  |  | Louisiana |  | St Mary |  |  | 0.7 |  | 1968 | 2002 | [32 empty] | Exxon Mobil Production Co | 100 | Exxon Mobil Production Co | 100 | Non-regulated | Dropped - Retired/Planned Retirement by 06/2028
ExxonMobil Garden City Gas Plant | 50728_G_5 | 50728 | G | 5 |  | Combustion Turbine |  |  | Louisiana |  | St Mary |  |  | 0.1 |  | 1968 | 2002 | [32 empty] | Exxon Mobil Production Co | 100 | Exxon Mobil Production Co | 100 | Non-regulated | Dropped - Retired/Planned Retirement by 06/2028
Plaquemine Operations | 52005_G_GEN1 | 52005 | G | GEN1 |  | Combined Cycle |  |  | Louisiana |  | Iberville |  |  | 49 |  | 1969 | 2002 | [32 empty] | Dow Chemical Co | 100 | Dow Chemical Co | 100 | Non-regulated | Dropped - Retired/Planned Retirement by 06/2028
Plaquemine Operations | 52005_G_GEN2 | 52005 | G | GEN2 |  | Combined Cycle |  |  | Louisiana |  | Iberville |  |  | 49 |  | 1969 | 2002 | [32 empty] | Dow Chemical Co | 100 | Dow Chemical Co | 100 | Non-regulated | Dropped - Retired/Planned Retirement by 06/2028
AES Huntington Beach LLC | 335_G_5 | 335 | G | 5 |  | Combustion Turbine |  |  | California |  | Orange |  |  | 133 |  | 1969 | 2002 | [32 empty] | AES Huntington Beach LLC | 100 | AES Huntington Beach LLC | 100 | Non-regulated | Dropped - Retired/Planned Retirement by 06/2028
Harbor | 399_G_GT6 | 399 | G | GT6 |  | Combustion Turbine |  |  | California |  | Los Angeles |  |  | 19 |  | 1972 | 2002 | [32 empty] | Los Angeles Department of Water & Power | 100 | Los Angeles Department of Water & Power | 100 | Regulated | Dropped - Retired/Planned Retirement by 06/2028
Harbor | 399_G_GT7 | 399 | G | GT7 |  | Combustion Turbine |  |  | California |  | Los Angeles |  |  | 19 |  | 1972 | 2002 | [32 empty] | Los Angeles Department of Water & Power | 100 | Los Angeles Department of Water & Power | 100 | Regulated | Dropped - Retired/Planned Retirement by 06/2028
North Ninth Street | 960_G_5 | 960 | G | 5 |  | Combustion Turbine |  |  | Illinois |  | Ogle |  |  | 0.8 |  | 1949 | 2002 | [32 empty] | Rochelle Municipal Utilities | 100 | Rochelle Municipal Utilities | 100 | Regulated | Dropped - Retired/Planned Retirement by 06/2028
FirstEnergy Edgewater | 2857_G_4 | 2857 | G | 4 |  | O/G Steam |  |  | Ohio |  | Lorain |  |  | 100 |  | 1957 | 2002 | [32 empty] | FirstEnergy Generation Corp | 100 | FirstEnergy Generation Corp | 100 | Non-regulated | Dropped - Retired/Planned Retirement by 06/2028
International Paper Hudson River Mill | 54088_G_GEN1 | 54088 | G | GEN1 |  | O/G Steam |  |  | New York |  | Saratoga |  |  | 25 |  | 1969 | 2002 | [32 empty] | International Paper Co-HudsonR | 100 | International Paper Co-HudsonR | 100 | Non-regulated | Dropped - Retired/Planned Retirement by 06/2028
Longview Fibre | 54562_G_8 | 54562 | G | 8 |  | Combustion Turbine |  |  | Washington |  | Cowlitz |  |  | 60 |  | 1995 | 2002 | [32 empty] | Longview Fibre Co | 100 | Longview Fibre Co | 100 | Non-regulated | Dropped - Retired/Planned Retirement by 06/2028
Western Sugar Bayard | 54955_G_1 | 54955 | G | 1 |  | O/G Steam |  |  | Nebraska |  | Morrill |  |  | 1.4 |  | 1995 | 2002 | [32 empty] | Western Sugar Co | 100 | Western Sugar Co | 100 | Non-regulated | Dropped - Retired/Planned Retirement by 06/2028
Paragould | 192_G_5 | 192 | G | 5 |  | Combustion Turbine |  |  | Arkansas |  | Greene |  |  | 0.8 |  | 1946 | 2002 | [32 empty] | Paragould Municipal Utilities | 100 | Paragould Municipal Utilities | 100 | Regulated | Dropped - Retired/Planned Retirement by 06/2028
Magnolia | 375_G_M2 | 375 | G | M2 |  | Combined Cycle |  |  | California |  | Los Angeles |  |  | 10 |  | 1984 | 2002 | [32 empty] | City of Burbank Water and Power | 100 | City of Burbank Water and Power | 100 | Regulated | Dropped - Retired/Planned Retirement by 06/2028
Westbrook | 2021_G_4 | 2021 | G | 4 |  | Combustion Turbine |  |  | Minnesota |  | Cottonwood |  |  | 0.6 |  | 1952 | 2002 | [32 empty] | City of Westbrook | 100 | City of Westbrook | 100 | Regulated | Dropped - Retired/Planned Retirement by 06/2028
Arbuckle | 2947_G_1 | 2947 | G | 1 |  | O/G Steam |  |  | Oklahoma |  | Murray |  |  | 74 |  | 1953 | 2002 | [32 empty] | Oklahoma Gas & Electric Co | 100 | Oklahoma Gas & Electric Co | 100 | Regulated | Dropped - Retired/Planned Retirement by 06/2028
Warren | 3132_G_1 | 3132 | G | 1 |  | Coal Steam |  |  | Pennsylvania |  | Warren |  |  | 41 |  | 1948 | 2002 | [32 empty] | Warren Generation, LLC | 100 | Warren Generation, LLC | 100 | Non-regulated | Dropped - Retired/Planned Retirement by 06/2028
Warren | 3132_G_2 | 3132 | G | 2 |  | Coal Steam |  |  | Pennsylvania |  | Warren |  |  | 41 |  | 1949 | 2002 | [32 empty] | Warren Generation, LLC | 100 | Warren Generation, LLC | 100 | Non-regulated | Dropped - Retired/Planned Retirement by 06/2028
Newark Atlantic Paperboard | 10454_G_1 | 10454 | G | 1 |  | O/G Steam |  |  | Massachusetts |  | Essex |  |  | 3 |  | 1953 | 2002 | [32 empty] | Newark Atlantic Paperboard Co | 100 | Newark Atlantic Paperboard Co | 100 | Non-regulated | Dropped - Retired/Planned Retirement by 06/2028
Hawaiian Comm & Sugar Puunene Mill | 10604_G_PAI2 | 10604 | G | PAI2 |  | Biomass |  |  | Hawaii |  | Maui |  |  | 4 |  | 1960 | [33 empty] | Alexander & Baldwin, Inc. | 100 | Alexander & Baldwin, Inc. | 100 | Non-regulated | Dropped - in Alaska or in Hawaii or Puerto Rico
Hawaiian Comm & Sugar Puunene Mill | 10604_G_PAI3 | 10604 | G | PAI3 |  | Biomass |  |  | Hawaii |  | Maui |  |  | 12 |  | 1992 | [33 empty] | Alexander & Baldwin, Inc. | 100 | Alexander & Baldwin, Inc. | 100 | Non-regulated | Dropped - in Alaska or in Hawaii or Puerto Rico
Koppers Chicago Plant | 10732_G_GEN1 | 10732 | G | GEN1 |  | Non-Fossil Waste |  |  | Illinois |  | Cook |  |  | 5 |  | 1990 | 2002 | [32 empty] | Koppers Inc | 100 | Koppers Inc | 100 | Non-regulated | Dropped - Retired/Planned Retirement by 06/2028
Smurfit Stone Los Angeles Mill | 54692_G_1 | 54692 | G | 1 |  | Combustion Turbine |  |  | California |  | Los Angeles |  |  | 43.4 |  | 1985 | 2002 | [32 empty] | Jefferson Smurfit Corp (US) | 100 | Jefferson Smurfit Corp (US) | 100 | Non-regulated | Dropped - Retired/Planned Retirement by 06/2028
Pierce Power Station | 55704_G_1 | 55704 | G | 1 |  | Combustion Turbine |  |  | Washington |  | Pierce |  |  | 18.7 |  | 2001 | 2002 | [32 empty] | Pierce Power LLC | 100 | Pierce Power LLC | 100 | Non-regulated | Dropped - Retired/Planned Retirement by 06/2028
Pierce Power Station | 55704_G_2 | 55704 | G | 2 |  | Combustion Turbine |  |  | Washington |  | Pierce |  |  | 18.7 |  | 2001 | 2002 | [32 empty] | Pierce Power LLC | 100 | Pierce Power LLC | 100 | Non-regulated | Dropped - Retired/Planned Retirement by 06/2028
Pierce Power Station | 55704_G_3 | 55704 | G | 3 |  | Combustion Turbine |  |  | Washington |  | Pierce |  |  | 18.7 |  | 2001 | 2002 | [32 empty] | Pierce Power LLC | 100 | Pierce Power LLC | 100 | Non-regulated | Dropped - Retired/Planned Retirement by 06/2028
Pierce Power Station | 55704_G_4 | 55704 | G | 4 |  | Combustion Turbine |  |  | Washington |  | Pierce |  |  | 18.7 |  | 2001 | 2002 | [32 empty] | Pierce Power LLC | 100 | Pierce Power LLC | 100 | Non-regulated | Dropped - Retired/Planned Retirement by 06/2028
Pierce Power Station | 55704_G_5 | 55704 | G | 5 |  | Combustion Turbine |  |  | Washington |  | Pierce |  |  | 18.7 |  | 2001 | 2002 | [32 empty] | Pierce Power LLC | 100 | Pierce Power LLC | 100 | Non-regulated | Dropped - Retired/Planned Retirement by 06/2028
Pierce Power Station | 55704_G_6 | 55704 | G | 6 |  | Combustion Turbine |  |  | Washington |  | Pierce |  |  | 18.7 |  | 2001 | 2002 | [32 empty] | Pierce Power LLC | 100 | Pierce Power LLC | 100 | Non-regulated | Dropped - Retired/Planned Retirement by 06/2028
Pierce Power Station | 55704_G_7 | 55704 | G | 7 |  | Combustion Turbine |  |  | Washington |  | Pierce |  |  | 18.7 |  | 2001 | 2002 | [32 empty] | Pierce Power LLC | 100 | Pierce Power LLC | 100 | Non-regulated | Dropped - Retired/Planned Retirement by 06/2028
Maquoketa 1 | 1162_G_1 | 1162 | G | 1 |  | Combustion Turbine |  |  | Iowa |  | Jackson |  |  | 1 |  | 1947 | 2002 | [32 empty] | City of Maquoketa - (IA) | 100 | City of Maquoketa - (IA) | 100 | Regulated | Dropped - Retired/Planned Retirement by 06/2028
Frank Jenkins | 1851_G_3 | 1851 | G | 3 |  | Combustion Turbine |  |  | Michigan |  | Ionia |  |  | 0.3 |  | 1935 | 2002 | [32 empty] | City of Portland - (MI) | 100 | City of Portland - (MI) | 100 | Regulated | Dropped - Retired/Planned Retirement by 06/2028
International Paper Savanna Mill | 50398_G_GEN5 | 50398 | G | GEN5 |  | Biomass |  |  | Georgia |  | Chatham |  |  | 7 |  | 1949 | [33 empty] | International Paper Co | 100 | International Paper Co | 100 | Non-regulated | Dropped - Plant is identified as onsite because it is a net buyer of electricity in 2021
Growgen | 50745_G_GEN1 | 50745 | G | GEN1 |  | Combined Cycle |  |  | California |  | Los Angeles |  |  | 22 |  | 1986 | 2002 | [32 empty] | Sunlaw Energy Partners I LP | 100 | Sunlaw Energy Partners I LP | 100 | Non-regulated | Dropped - Retired/Planned Retirement by 06/2028
Growgen | 50745_G_GEN2 | 50745 | G | GEN2 |  | Combined Cycle |  |  | California |  | Los Angeles |  |  | 6 |  | 1986 | 2002 | [32 empty] | Sunlaw Energy Partners I LP | 100 | Sunlaw Energy Partners I LP | 100 | Non-regulated | Dropped - Retired/Planned Retirement by 06/2028
Coidgen | 50746_G_GEN1 | 50746 | G | GEN1 |  | Combined Cycle |  |  | California |  | Los Angeles |  |  | 22 |  | 1986 | 2002 | [32 empty] | Sunlaw Energy Partners I LP | 100 | Sunlaw Energy Partners I LP | 100 | Non-regulated | Dropped - Retired/Planned Retirement by 06/2028
Coidgen | 50746_G_GEN2 | 50746 | G | GEN2 |  | Combined Cycle |  |  | California |  | Los Angeles |  |  | 6 |  | 1986 | 2002 | [32 empty] | Sunlaw Energy Partners I LP | 100 | Sunlaw Energy Partners I LP | 100 | Non-regulated | Dropped - Retired/Planned Retirement by 06/2028
Arkwright | 699_G_4 | 699 | G | 4 |  | Coal Steam |  |  | Georgia |  | Bibb |  |  | 44 |  | 1948 | 2002 | [32 empty] | Georgia Power Co | 100 | Georgia Power Co | 100 | Regulated | Dropped - Retired/Planned Retirement by 06/2028
Atkinson | 700_G_3 | 700 | G | 3 |  | O/G Steam |  |  | Georgia |  | Cobb |  |  | 65 |  | 1945 | 2002 | [32 empty] | Georgia Power Co | 100 | Georgia Power Co | 100 | Regulated | Dropped - Retired/Planned Retirement by 06/2028
Atkinson | 700_G_4 | 700 | G | 4 |  | O/G Steam |  |  | Georgia |  | Cobb |  |  | 62 |  | 1945 | 2002 | [32 empty] | Georgia Power Co | 100 | Georgia Power Co | 100 | Regulated | Dropped - Retired/Planned Retirement by 06/2028
Atkinson | 700_G_ST2 | 700 | G | ST2 |  | O/G Steam |  |  | Georgia |  | Cobb |  |  | 55 |  | 1941 | 2002 | [32 empty] | Georgia Power Co | 100 | Georgia Power Co | 100 | Regulated | Dropped - Retired/Planned Retirement by 06/2028
Mitchell (GA) | 727_G_1 | 727 | G | 1 |  | Coal Steam |  |  | Georgia |  | Dougherty |  |  | 20 |  | 1948 | 2002 | [32 empty] | Georgia Power Co | 100 | Georgia Power Co | 100 | Regulated | Dropped - Retired/Planned Retirement by 06/2028
Floydada | 3573_G_2 | 3573 | G | 2 |  | Combustion Turbine |  |  | Texas |  | Floyd |  |  | 1 |  | 1952 | 2002 | [32 empty] | City of Floydada - (TX) | 100 | City of Floydada - (TX) | 100 | Regulated | Dropped - Retired/Planned Retirement by 06/2028
Floydada | 3573_G_3 | 3573 | G | 3 |  | Combustion Turbine |  |  | Texas |  | Floyd |  |  | 1 |  | 1958 | 2002 | [32 empty] | City of Floydada - (TX) | 100 | City of Floydada - (TX) | 100 | Regulated | Dropped - Retired/Planned Retirement by 06/2028
Floydada | 3573_G_4 | 3573 | G | 4 |  | Combustion Turbine |  |  | Texas |  | Floyd |  |  | 0.9 |  | 1974 | 2002 | [32 empty] | City of Floydada - (TX) | 100 | City of Floydada - (TX) | 100 | Regulated | Dropped - Retired/Planned Retirement by 06/2028
Floydada | 3573_G_5 | 3573 | G | 5 |  | Combustion Turbine |  |  | Texas |  | Floyd |  |  | 0.9 |  | 1974 | 2002 | [32 empty] | City of Floydada - (TX) | 100 | City of Floydada - (TX) | 100 | Regulated | Dropped - Retired/Planned Retirement by 06/2028
Floydada | 3573_G_6 | 3573 | G | 6 |  | Combustion Turbine |  |  | Texas |  | Floyd |  |  | 1.4 |  | 1976 | 2002 | [32 empty] | City of Floydada - (TX) | 100 | City of Floydada - (TX) | 100 | Regulated | Dropped - Retired/Planned Retirement by 06/2028
Kraft Foods Atlantic Gelatin | 50425_G_GEN1 | 50425 | G | GEN1 |  | O/G Steam |  |  | Massachusetts |  | Middlesex |  |  | 2.5 |  | 1978 | 2002 | [32 empty] | Kraft Foods Global Inc | 100 | Kraft Foods Global Inc | 100 | Non-regulated | Dropped - Retired/Planned Retirement by 06/2028
Algona | 1120_G_5 | 1120 | G | 5 |  | Combustion Turbine |  |  | Iowa |  | Kossuth |  |  | 1.1 |  | 1947 | 2002 | [32 empty] | City of Algona - (IA) | 100 | City of Algona - (IA) | 100 | Regulated | Dropped - Retired/Planned Retirement by 06/2028
Dayton (IA) | 1135_G_4 | 1135 | G | 4 |  | Combustion Turbine |  |  | Iowa |  | Webster |  |  | 0.1 |  | 1939 | 2002 | [32 empty] | City of Dayton - (IA) | 100 | City of Dayton - (IA) | 100 | Regulated | Dropped - Retired/Planned Retirement by 06/2028
Black Dog | 1904_G_1 | 1904 | G | 1 |  | Coal Steam |  |  | Minnesota |  | Dakota |  |  | 71.7 |  | 1952 | 2002 | [32 empty] | Northern States Power Co - Minnesota | 100 | Northern States Power Co - Minnesota | 100 | Regulated | Dropped - Retired/Planned Retirement by 06/2028
Aitkin | 1957_G_1 | 1957 | G | 1 |  | Combustion Turbine |  |  | Minnesota |  | Aitkin |  |  | 0.9 |  | 1936 | 2002 | [32 empty] | Aitkin Public Utilities Comm | 100 | Aitkin Public Utilities Comm | 100 | Regulated | Dropped - Retired/Planned Retirement by 06/2028
Aitkin | 1957_G_5 | 1957 | G | 5 |  | Combustion Turbine |  |  | Minnesota |  | Aitkin |  |  | 0.7 |  | 1947 | 2002 | [32 empty] | Aitkin Public Utilities Comm | 100 | Aitkin Public Utilities Comm | 100 | Regulated | Dropped - Retired/Planned Retirement by 06/2028
Aitkin | 1957_G_6 | 1957 | G | 6 |  | Combustion Turbine |  |  | Minnesota |  | Aitkin |  |  | 1 |  | 1953 | 2002 | [32 empty] | Aitkin Public Utilities Comm | 100 | Aitkin Public Utilities Comm | 100 | Regulated | Dropped - Retired/Planned Retirement by 06/2028
Kamin LLC Wrens Plant | 54880_G_TUR1 | 54880 | G | TUR1 |  | Combustion Turbine |  |  | Georgia |  | Jefferson |  |  | 0.9 |  | 1986 | [33 empty] | Kamin LLC | 100 | Kamin LLC | 100 | Non-regulated | Dropped - Plant is identified as onsite because it is a net buyer of electricity in 2021
Maquoketa 1 | 1162_G_2 | 1162 | G | 2 |  | Combustion Turbine |  |  | Iowa |  | Jackson |  |  | 0.6 |  | 1938 | 2002 | [32 empty] | City of Maquoketa - (IA) | 100 | City of Maquoketa - (IA) | 100 | Regulated | Dropped - Retired/Planned Retirement by 06/2028
Sutherland IC | 2306_G_3 | 2306 | G | 3 |  | Combustion Turbine |  |  | Nebraska |  | Lincoln |  |  | 0.1 |  | 1935 | 2002 | [32 empty] | Sutherland City of | 100 | Sutherland City of | 100 | Regulated | Dropped - Retired/Planned Retirement by 06/2028
Schweitzer Mauduit International | 10044_G_1 | 10044 | G | 1 |  | O/G Steam |  |  | New Jersey |  | Middlesex |  |  | 0.8 |  | 1985 | 2002 | [32 empty] | Schweitzer-Maudit Intl Inc | 100 | Schweitzer-Maudit Intl Inc | 100 | Non-regulated | Dropped - Retired/Planned Retirement by 06/2028
International Paper Erie Mill | 10628_G_GEN4 | 10628 | G | GEN4 |  | Coal Steam |  |  | Pennsylvania |  | Erie |  |  | 3.8 |  | 1936 | 2002 | [32 empty] | International Paper Co | 100 | International Paper Co | 100 | Non-regulated | Dropped - Retired/Planned Retirement by 06/2028
International Paper Erie Mill | 10628_G_GEN6 | 10628 | G | GEN6 |  | Coal Steam |  |  | Pennsylvania |  | Erie |  |  | 7 |  | 1936 | 2002 | [32 empty] | International Paper Co | 100 | International Paper Co | 100 | Non-regulated | Dropped - Retired/Planned Retirement by 06/2028
International Paper Erie Mill | 10628_G_GEN7 | 10628 | G | GEN7 |  | Coal Steam |  |  | Pennsylvania |  | Erie |  |  | 17.8 |  | 1971 | 2002 | [32 empty] | International Paper Co | 100 | International Paper Co | 100 | Non-regulated | Dropped - Retired/Planned Retirement by 06/2028
International Paper Erie Mill | 10628_G_GEN8 | 10628 | G | GEN8 |  | Coal Steam |  |  | Pennsylvania |  | Erie |  |  | 13.1 |  | 1971 | 2002 | [32 empty] | International Paper Co | 100 | International Paper Co | 100 | Non-regulated | Dropped - Retired/Planned Retirement by 06/2028
Nashville Thermal Transfer | 50209_G_GEN1 | 50209 | G | GEN1 |  | Municipal Solid Waste |  |  | Tennessee |  | Davidson |  |  | 6.7 |  | 1986 | 2002 | [32 empty] | Nashville Thermal Tran Corp | 100 | Nashville Thermal Tran Corp | 100 | Non-regulated | Dropped - Retired/Planned Retirement by 06/2028
Valero Refining Texas City | 52013_G_GEN1 | 52013 | G | GEN1 |  | Combustion Turbine |  |  | Texas |  | Galveston |  |  | 3.6 |  | 1963 | 2002 | [32 empty] | Valero Refining Co-Texas City | 100 | Valero Refining Co-Texas City | 100 | Non-regulated | Dropped - Retired/Planned Retirement by 06/2028
Algona | 1120_G_4 | 1120 | G | 4 |  | Combustion Turbine |  |  | Iowa |  | Kossuth |  |  | 0.8 |  | 1941 | 2002 | [32 empty] | City of Algona - (IA) | 100 | City of Algona - (IA) | 100 | Regulated | Dropped - Retired/Planned Retirement by 06/2028
Essential Power Massachusetts LLC | 1642_G_WS1 | 1642 | G | WS1 |  | O/G Steam |  |  | Massachusetts |  | Hampden |  |  | 47.4 |  | 1949 | 2002 | [32 empty] | NAEA Energy Massachusetts LLC | 100 | NAEA Energy Massachusetts LLC | 100 | Non-regulated | Dropped - Retired/Planned Retirement by 06/2028
Essential Power Massachusetts LLC | 1642_G_WS2 | 1642 | G | WS2 |  | O/G Steam |  |  | Massachusetts |  | Hampden |  |  | 47.4 |  | 1952 | 2002 | [32 empty] | NAEA Energy Massachusetts LLC | 100 | NAEA Energy Massachusetts LLC | 100 | Non-regulated | Dropped - Retired/Planned Retirement by 06/2028
Kodiak Microgrid | 6281_G_7 | 6281 | G | 7 |  | Combustion Turbine |  |  | Alaska |  | Kodiak Island |  |  | 2 |  | 1968 | [33 empty] | Kodiak Electric Assn Inc | 100 | Kodiak Electric Assn Inc | 100 | Regulated | Dropped - in Alaska or in Hawaii or Puerto Rico
Kodiak Microgrid | 6281_G_8 | 6281 | G | 8 |  | Combustion Turbine |  |  | Alaska |  | Kodiak Island |  |  | 2 |  | 1968 | [33 empty] | Kodiak Electric Assn Inc | 100 | Kodiak Electric Assn Inc | 100 | Regulated | Dropped - in Alaska or in Hawaii or Puerto Rico
Kodiak Microgrid | 6281_G_9 | 6281 | G | 9 |  | Combustion Turbine |  |  | Alaska |  | Kodiak Island |  |  | 2 |  | 1968 | [33 empty] | Kodiak Electric Assn Inc | 100 | Kodiak Electric Assn Inc | 100 | Regulated | Dropped - in Alaska or in Hawaii or Puerto Rico
Shishmaref | 6345_G_3 | 6345 | G | 3 |  | Combustion Turbine |  |  | Alaska |  | Nome |  |  | 0.3 |  | 1977 | [33 empty] | Alaska Village Elec Coop, Inc | 100 | Alaska Village Elec Coop, Inc | 100 | Regulated | Dropped - in Alaska or in Hawaii or Puerto Rico
Lake Park | 1153_G_1 | 1153 | G | 1 |  | Combustion Turbine |  |  | Iowa |  | Dickinson |  |  | 0.5 |  | 1950 | 2002 | [32 empty] | City of Lake Park - (IA) | 100 | City of Lake Park - (IA) | 100 | Regulated | Dropped - Retired/Planned Retirement by 06/2028
Lake Park | 1153_G_2 | 1153 | G | 2 |  | Combustion Turbine |  |  | Iowa |  | Dickinson |  |  | 0.8 |  | 1958 | 2002 | [32 empty] | City of Lake Park - (IA) | 100 | City of Lake Park - (IA) | 100 | Regulated | Dropped - Retired/Planned Retirement by 06/2028
Burlingame | 1265_G_2 | 1265 | G | 2 |  | Combustion Turbine |  |  | Kansas |  | Osage |  |  | 0.4 |  | 1951 | 2002 | [32 empty] | City of Burlingame - (KS) | 100 | City of Burlingame - (KS) | 100 | Regulated | Dropped - Retired/Planned Retirement by 06/2028
Webster IC | 3348_G_1 | 3348 | G | 1 |  | Combustion Turbine |  |  | South Dakota |  | Day |  |  | 0.8 |  | 1932 | 2002 | [32 empty] | NorthWestern Energy - (SD) | 100 | NorthWestern Energy - (SD) | 100 | Regulated | Dropped - Retired/Planned Retirement by 06/2028
Possum Point | 3804_G_1 | 3804 | G | 1 |  | O/G Steam |  |  | Virginia |  | Prince William |  |  | 74 |  | 1948 | 2002 | [32 empty] | Virginia Electric & Power Co | 100 | Virginia Electric & Power Co | 100 | Regulated | Dropped - Retired/Planned Retirement by 06/2028
Possum Point | 3804_G_2 | 3804 | G | 2 |  | O/G Steam |  |  | Virginia |  | Prince William |  |  | 69 |  | 1951 | 2002 | [32 empty] | Virginia Electric & Power Co | 100 | Virginia Electric & Power Co | 100 | Regulated | Dropped - Retired/Planned Retirement by 06/2028
Geismar Plant | 50168_G_TU01 | 50168 | G | TU01 |  | Combined Cycle |  |  | Louisiana |  | Ascension |  |  | 20 |  | 1985 | 2002 | [32 empty] | Basic Chemical Company LLC | 100 | Basic Chemical Company LLC | 100 | Non-regulated | Dropped - Retired/Planned Retirement by 06/2028
International Paper Lock Haven Mill | 54089_G_GEN1 | 54089 | G | GEN1 |  | Coal Steam |  |  | Pennsylvania |  | Clinton |  |  | 4.7 |  | 1938 | 2002 | [32 empty] | International Paper Co | 100 | International Paper Co | 100 | Non-regulated | Dropped - Retired/Planned Retirement by 06/2028
International Paper Lock Haven Mill | 54089_G_GEN3 | 54089 | G | GEN3 |  | Coal Steam |  |  | Pennsylvania |  | Clinton |  |  | 4.7 |  | 1946 | 2002 | [32 empty] | International Paper Co | 100 | International Paper Co | 100 | Non-regulated | Dropped - Retired/Planned Retirement by 06/2028
International Paper Lock Haven Mill | 54089_G_GEN4 | 54089 | G | GEN4 |  | Coal Steam |  |  | Pennsylvania |  | Clinton |  |  | 23.1 |  | 1984 | 2002 | [32 empty] | International Paper Co | 100 | International Paper Co | 100 | Non-regulated | Dropped - Retired/Planned Retirement by 06/2028
Kapaa Hawaii | 54405_G_1 | 54405 | G | 1 |  | Landfill Gas |  |  | Hawaii |  | Honolulu |  |  | 2.2 |  | 1990 | [33 empty] | Kapaa Generating Partners | 100 | Kapaa Generating Partners | 100 | Non-regulated | Dropped - in Alaska or in Hawaii or Puerto Rico
Magnolia | 375_G_M3 | 375 | G | M3 |  | O/G Steam |  |  | California |  | Los Angeles |  |  | 20 |  | 1949 | 2002 | [32 empty] | City of Burbank Water and Power | 100 | City of Burbank Water and Power | 100 | Regulated | Dropped - Retired/Planned Retirement by 06/2028
Magnolia | 375_G_M4 | 375 | G | M4 |  | O/G Steam |  |  | California |  | Los Angeles |  |  | 30 |  | 1953 | 2002 | [32 empty] | City of Burbank Water and Power | 100 | City of Burbank Water and Power | 100 | Regulated | Dropped - Retired/Planned Retirement by 06/2028
Julesburg | 504_G_2 | 504 | G | 2 |  | Combustion Turbine |  |  | Colorado |  | Sedgwick |  |  | 0.7 |  | 1949 | 2002 | [32 empty] | City of Julesburg - (CO) | 100 | City of Julesburg - (CO) | 100 | Regulated | Dropped - Retired/Planned Retirement by 06/2028
J Woodruff | 690_G_2 | 690 | G | 2 |  | Hydro |  |  | Florida |  | Gadsden |  |  | 10 |  | 1957 | 2002 | [32 empty] | USCE-Mobile District | 100 | USCE-Mobile District | 100 | Regulated | Dropped - Retired/Planned Retirement by 06/2028
Red Cloud | 2299_G_1 | 2299 | G | 1 |  | Combustion Turbine |  |  | Nebraska |  | Webster |  |  | 0.5 |  | 1950 | 2002 | [32 empty] | City of Red Cloud - (NE) | 100 | City of Red Cloud - (NE) | 100 | Regulated | Dropped - Retired/Planned Retirement by 06/2028
Consumer Operations LLC | 10360_G_GEN1 | 10360 | G | GEN1 |  | Coal Steam |  |  | Wisconsin |  | Brown |  |  | 1.4 |  | 1929 | [33 empty] | Georgia-Pacific Consumer Oper. Green Bay LLC | 100 | Georgia-Pacific Consumer Oper. Green Bay LLC | 100 | Non-regulated | Dropped - Plant is identified as onsite because it is a net buyer of electricity in 2021
Consumer Operations LLC | 10360_G_GEN2 | 10360 | G | GEN2 |  | Coal Steam |  |  | Wisconsin |  | Brown |  |  | 2.8 |  | 1933 | [33 empty] | Georgia-Pacific Consumer Oper. Green Bay LLC | 100 | Georgia-Pacific Consumer Oper. Green Bay LLC | 100 | Non-regulated | Dropped - Plant is identified as onsite because it is a net buyer of electricity in 2021
Consumer Operations LLC | 10360_G_GEN3 | 10360 | G | GEN3 |  | Coal Steam |  |  | Wisconsin |  | Brown |  |  | 2.8 |  | 1940 | [33 empty] | Georgia-Pacific Consumer Oper. Green Bay LLC | 100 | Georgia-Pacific Consumer Oper. Green Bay LLC | 100 | Non-regulated | Dropped - Plant is identified as onsite because it is a net buyer of electricity in 2021
Consumer Operations LLC | 10360_G_GEN4 | 10360 | G | GEN4 |  | Coal Steam |  |  | Wisconsin |  | Brown |  |  | 2.3 |  | 1947 | [33 empty] | Georgia-Pacific Consumer Oper. Green Bay LLC | 100 | Georgia-Pacific Consumer Oper. Green Bay LLC | 100 | Non-regulated | Dropped - Plant is identified as onsite because it is a net buyer of electricity in 2021
Geneva Steel | 10778_G_GEN1 | 10778 | G | GEN1 |  | Coal Steam |  |  | Utah |  | Utah |  |  | 50 |  | 1944 | 2002 | [32 empty] | Geneva Steel | 100 | Geneva Steel | 100 | Non-regulated | Dropped - Retired/Planned Retirement by 06/2028
Paragould | 192_G_1 | 192 | G | 1 |  | Combustion Turbine |  |  | Arkansas |  | Greene |  |  | 0.4 |  | 1939 | 2002 | [32 empty] | Paragould Municipal Utilities | 100 | Paragould Municipal Utilities | 100 | Regulated | Dropped - Retired/Planned Retirement by 06/2028
Paragould | 192_G_2 | 192 | G | 2 |  | Combustion Turbine |  |  | Arkansas |  | Greene |  |  | 1.1 |  | 1961 | 2002 | [32 empty] | Paragould Municipal Utilities | 100 | Paragould Municipal Utilities | 100 | Regulated | Dropped - Retired/Planned Retirement by 06/2028
Paragould | 192_G_4 | 192 | G | 4 |  | Combustion Turbine |  |  | Arkansas |  | Greene |  |  | 0.8 |  | 1946 | 2002 | [32 empty] | Paragould Municipal Utilities | 100 | Paragould Municipal Utilities | 100 | Regulated | Dropped - Retired/Planned Retirement by 06/2028
Paragould | 192_G_6 | 192 | G | 6 |  | Combustion Turbine |  |  | Arkansas |  | Greene |  |  | 1 |  | 1949 | 2002 | [32 empty] | Paragould Municipal Utilities | 100 | Paragould Municipal Utilities | 100 | Regulated | Dropped - Retired/Planned Retirement by 06/2028
Mt Pleasant | 1166_G_D | 1166 | G | D |  | Combustion Turbine |  |  | Iowa |  | Henry |  |  | 1 |  | 1966 | 2002 | [32 empty] | City of Mt Pleasant - (IA) | 100 | City of Mt Pleasant - (IA) | 100 | Regulated | Dropped - Retired/Planned Retirement by 06/2028
Villisca Municipal Power Plant | 1193_G_1 | 1193 | G | 1 |  | Combustion Turbine |  |  | Iowa |  | Montgomery |  |  | 0.8 |  | 1948 | 2002 | [32 empty] | City of Villisca - (IA) | 100 | City of Villisca - (IA) | 100 | Regulated | Dropped - Retired/Planned Retirement by 06/2028
Villisca Municipal Power Plant | 1193_G_2 | 1193 | G | 2 |  | Combustion Turbine |  |  | Iowa |  | Montgomery |  |  | 0.3 |  | 1936 | 2002 | [32 empty] | City of Villisca - (IA) | 100 | City of Villisca - (IA) | 100 | Regulated | Dropped - Retired/Planned Retirement by 06/2028
Villisca Municipal Power Plant | 1193_G_3 | 1193 | G | 3 |  | Combustion Turbine |  |  | Iowa |  | Montgomery |  |  | 0.3 |  | 1936 | 2002 | [32 empty] | City of Villisca - (IA) | 100 | City of Villisca - (IA) | 100 | Regulated | Dropped - Retired/Planned Retirement by 06/2028
Villisca Municipal Power Plant | 1193_G_4 | 1193 | G | 4 |  | Combustion Turbine |  |  | Iowa |  | Montgomery |  |  | 0.6 |  | 1939 | 2002 | [32 empty] | City of Villisca - (IA) | 100 | City of Villisca - (IA) | 100 | Regulated | Dropped - Retired/Planned Retirement by 06/2028
Pineville | 1360_G_3 | 1360 | G | 3 |  | Coal Steam |  |  | Kentucky |  | Bell |  |  | 32 |  | 1951 | 2002 | [32 empty] | Kentucky Utilities Co | 100 | Kentucky Utilities Co | 100 | Regulated | Dropped - Retired/Planned Retirement by 06/2028
George Johnson | 1877_G_1 | 1877 | G | 1 |  | Combustion Turbine |  |  | Michigan |  | Osceola |  |  | 0.7 |  | 1947 | 2002 | [32 empty] | Wolverine Power Supply Coop | 100 | Wolverine Power Supply Coop | 100 | Regulated | Dropped - Retired/Planned Retirement by 06/2028
George Johnson | 1877_G_2 | 1877 | G | 2 |  | Combustion Turbine |  |  | Michigan |  | Osceola |  |  | 0.7 |  | 1948 | 2002 | [32 empty] | Wolverine Power Supply Coop | 100 | Wolverine Power Supply Coop | 100 | Regulated | Dropped - Retired/Planned Retirement by 06/2028
George Johnson | 1877_G_3 | 1877 | G | 3 |  | Combustion Turbine |  |  | Michigan |  | Osceola |  |  | 1.2 |  | 1949 | 2002 | [32 empty] | Wolverine Power Supply Coop | 100 | Wolverine Power Supply Coop | 100 | Regulated | Dropped - Retired/Planned Retirement by 06/2028
George Johnson | 1877_G_4 | 1877 | G | 4 |  | Combustion Turbine |  |  | Michigan |  | Osceola |  |  | 2.5 |  | 1951 | 2002 | [32 empty] | Wolverine Power Supply Coop | 100 | Wolverine Power Supply Coop | 100 | Regulated | Dropped - Retired/Planned Retirement by 06/2028
George Johnson | 1877_G_5 | 1877 | G | 5 |  | Combustion Turbine |  |  | Michigan |  | Osceola |  |  | 2.5 |  | 1951 | 2002 | [32 empty] | Wolverine Power Supply Coop | 100 | Wolverine Power Supply Coop | 100 | Regulated | Dropped - Retired/Planned Retirement by 06/2028
George Johnson | 1877_G_6 | 1877 | G | 6 |  | Combustion Turbine |  |  | Michigan |  | Osceola |  |  | 2.5 |  | 1952 | 2002 | [32 empty] | Wolverine Power Supply Coop | 100 | Wolverine Power Supply Coop | 100 | Regulated | Dropped - Retired/Planned Retirement by 06/2028
Scottville | 1879_G_4 | 1879 | G | 4 |  | Combustion Turbine |  |  | Michigan |  | Mason |  |  | 1.1 |  | 1947 | 2002 | [32 empty] | Wolverine Power Supply Coop | 100 | Wolverine Power Supply Coop | 100 | Regulated | Dropped - Retired/Planned Retirement by 06/2028
Scottville | 1879_G_5 | 1879 | G | 5 |  | Combustion Turbine |  |  | Michigan |  | Mason |  |  | 1.1 |  | 1947 | 2002 | [32 empty] | Wolverine Power Supply Coop | 100 | Wolverine Power Supply Coop | 100 | Regulated | Dropped - Retired/Planned Retirement by 06/2028
Scottville | 1879_G_6 | 1879 | G | 6 |  | Combustion Turbine |  |  | Michigan |  | Mason |  |  | 1.7 |  | 1961 | 2002 | [32 empty] | Wolverine Power Supply Coop | 100 | Wolverine Power Supply Coop | 100 | Regulated | Dropped - Retired/Planned Retirement by 06/2028
Luverne | 1990_G_3 | 1990 | G | 3 |  | O/G Steam |  |  | Minnesota |  | Rock |  |  | 3 |  | 1951 | 2002 | [32 empty] | City of Luverne - (MN) | 100 | City of Luverne - (MN) | 100 | Regulated | Dropped - Retired/Planned Retirement by 06/2028
Luverne | 1990_G_4A | 1990 | G | 4A |  | Combustion Turbine |  |  | Minnesota |  | Rock |  |  | 0.3 |  | 1936 | 2002 | [32 empty] | City of Luverne - (MN) | 100 | City of Luverne - (MN) | 100 | Regulated | Dropped - Retired/Planned Retirement by 06/2028
Avon Lake | 2836_G_6 | 2836 | G | 6 |  | O/G Steam |  |  | Ohio |  | Lorain |  |  | 10 |  | 1949 | 2002 | [32 empty] | GenOn Power Midwest, LP | 100 | GenOn Power Midwest, LP | 100 | Non-regulated | Dropped - Retired/Planned Retirement by 06/2028
Lindsay | 2990_G_1 | 2990 | G | 1 |  | Combustion Turbine |  |  | Oklahoma |  | Garvin |  |  | 0.9 |  | 1951 | 2002 | [32 empty] | City of Lindsay - (OK) | 100 | City of Lindsay - (OK) | 100 | Regulated | Dropped - Retired/Planned Retirement by 06/2028
Murray City | 3683_G_3 | 3683 | G | 3 |  | Combustion Turbine |  |  | Utah |  | Salt Lake |  |  | 2 |  | 1952 | 2002 | [32 empty] | City of Murray - (UT) | 100 | City of Murray - (UT) | 100 | Regulated | Dropped - Retired/Planned Retirement by 06/2028
Murray City | 3683_G_4 | 3683 | G | 4 |  | Combustion Turbine |  |  | Utah |  | Salt Lake |  |  | 0.9 |  | 1948 | 2002 | [32 empty] | City of Murray - (UT) | 100 | City of Murray - (UT) | 100 | Regulated | Dropped - Retired/Planned Retirement by 06/2028
Murray City | 3683_G_5 | 3683 | G | 5 |  | Combustion Turbine |  |  | Utah |  | Salt Lake |  |  | 0.9 |  | 1948 | 2002 | [32 empty] | City of Murray - (UT) | 100 | City of Murray - (UT) | 100 | Regulated | Dropped - Retired/Planned Retirement by 06/2028
Murray City | 3683_G_6 | 3683 | G | 6 |  | Combustion Turbine |  |  | Utah |  | Salt Lake |  |  | 2.3 |  | 1958 | 2002 | [32 empty] | City of Murray - (UT) | 100 | City of Murray - (UT) | 100 | Regulated | Dropped - Retired/Planned Retirement by 06/2028
Block Island | 6567_G_21 | 6567 | G | 21 |  | Combustion Turbine |  |  | Rhode Island |  | Washington |  |  | 1.5 |  | 1997 | 2002 | [32 empty] | Block Island Utility District | 100 | Block Island Utility District | 100 | Regulated | Dropped - Retired/Planned Retirement by 06/2028
Thibodaux | 6706_G_9 | 6706 | G | 9 |  | O/G Steam |  |  | Louisiana |  | Lafourche |  |  | 19 |  | 1968 | 2002 | [32 empty] | Entergy Louisiana LLC | 100 | Entergy Louisiana LLC | 100 | Regulated | Dropped - Retired/Planned Retirement by 06/2028
Stanberry | 8110_G_3 | 8110 | G | 3 |  | Combustion Turbine |  |  | Missouri |  | Gentry |  |  | 0.2 |  | 1945 | 2002 | [32 empty] | City of Stanberry - (MO) | 100 | City of Stanberry - (MO) | 100 | Regulated | Dropped - Retired/Planned Retirement by 06/2028
Stanberry | 8110_G_4 | 8110 | G | 4 |  | Combustion Turbine |  |  | Missouri |  | Gentry |  |  | 0.2 |  | 1953 | 2002 | [32 empty] | City of Stanberry - (MO) | 100 | City of Stanberry - (MO) | 100 | Regulated | Dropped - Retired/Planned Retirement by 06/2028
Georgia Pacific Fort Bragg | 10607_G_GEN1 | 10607 | G | GEN1 |  | Biomass |  |  | California |  | Mendocino |  |  | 5 |  | 1961 | 2002 | [32 empty] | Georgia-Pacific West Inc | 100 | Georgia-Pacific West Inc | 100 | Non-regulated | Dropped - Retired/Planned Retirement by 06/2028
Georgia Pacific Fort Bragg | 10607_G_GEN2 | 10607 | G | GEN2 |  | Biomass |  |  | California |  | Mendocino |  |  | 5 |  | 1969 | 2002 | [32 empty] | Georgia-Pacific West Inc | 100 | Georgia-Pacific West Inc | 100 | Non-regulated | Dropped - Retired/Planned Retirement by 06/2028
Georgia Pacific Fort Bragg | 10607_G_GEN3 | 10607 | G | GEN3 |  | Biomass |  |  | California |  | Mendocino |  |  | 5 |  | 1977 | 2002 | [32 empty] | Georgia-Pacific West Inc | 100 | Georgia-Pacific West Inc | 100 | Non-regulated | Dropped - Retired/Planned Retirement by 06/2028
Old Hickory Plant | 10797_G_G10 | 10797 | G | G10 |  | O/G Steam |  |  | Tennessee |  | Davidson |  |  | 2.8 |  | 1933 | 2002 | [32 empty] | E I DuPont De Nemours & Co | 100 | E I DuPont De Nemours & Co | 100 | Non-regulated | Dropped - Retired/Planned Retirement by 06/2028
Domtar Paper Co LLC Plymouth NC | 50189_G_TG4 | 50189 | G | TG4 |  | Coal Steam |  |  | North Carolina |  | Martin |  |  | 7.5 |  | 1949 | 2002 | [32 empty] | Domtar Paper Company LLC | 100 | Domtar Paper Company LLC | 100 | Non-regulated | Dropped - Retired/Planned Retirement by 06/2028 | 13BLR: 1CB; 14BLR: PKG
Modesto Energy LP | 50294_G_GEN1 | 50294 | G | GEN1 |  | Tires |  |  | California |  | Stanislaus |  |  | 12.5 |  | 1987 | 2002 | [32 empty] | Modesto Energy LP | 100 | Modesto Energy LP | 100 | Non-regulated | Dropped - Retired/Planned Retirement by 06/2028
Oceanside Energy | 50348_G_GEN5 | 50348 | G | GEN5 |  | Landfill Gas |  |  | New York |  | Nassau |  |  | 0.6 |  | 1991 | 2002 | [32 empty] | Zapco Energy Tactics Corp | 100 | Zapco Energy Tactics Corp | 100 | Non-regulated | Dropped - Retired/Planned Retirement by 06/2028
Oceanside Energy | 50348_G_GEN6 | 50348 | G | GEN6 |  | Landfill Gas |  |  | New York |  | Nassau |  |  | 0.6 |  | 1991 | 2002 | [32 empty] | Zapco Energy Tactics Corp | 100 | Zapco Energy Tactics Corp | 100 | Non-regulated | Dropped - Retired/Planned Retirement by 06/2028
Cargill Salt | 54965_G_DCT | 54965 | G | DCT |  | Coal Steam |  |  | Michigan |  | St Clair |  |  | 1.2 |  | 1935 | [33 empty] | Cargill Inc | 100 | Cargill Inc | 100 | Non-regulated | Dropped - Plant is identified as onsite because it is a net buyer of electricity in 2021
Holsum de Puerto Rico, Inc. | 61639_G_EU-16 | 61639 | G | EU-16 |  | Combustion Turbine |  |  | Puerto Rico |  | Toa Baja |  |  | 0.8 |  | 1997 | [33 empty] | Holsum de Puerto Rico, Inc. | 100 | Holsum de Puerto Rico, Inc. | 100 |  | Dropped - in Alaska or in Hawaii or Puerto Rico
Holsum de Puerto Rico, Inc. | 61639_G_EU-17 | 61639 | G | EU-17 |  | Combustion Turbine |  |  | Puerto Rico |  | Toa Baja |  |  | 0.9 |  | 1997 | [33 empty] | Holsum de Puerto Rico, Inc. | 100 | Holsum de Puerto Rico, Inc. | 100 |  | Dropped - in Alaska or in Hawaii or Puerto Rico
Holsum de Puerto Rico, Inc. | 61639_G_EU-18 | 61639 | G | EU-18 |  | Combustion Turbine |  |  | Puerto Rico |  | Toa Baja |  |  | 0.9 |  | 1997 | [33 empty] | Holsum de Puerto Rico, Inc. | 100 | Holsum de Puerto Rico, Inc. | 100 |  | Dropped - in Alaska or in Hawaii or Puerto Rico
Costa Sur Plant | 61147_G_1 | 61147 | G | 1 |  | O/G Steam |  |  | Puerto Rico |  |  |  |  | 50 |  | 1958 | [33 empty] | Puerto Rico Electric Pwr Authority | 100 | Puerto Rico Electric Pwr Authority | 100 |  | Dropped - in Alaska or in Hawaii or Puerto Rico
Costa Sur Plant | 61147_G_2 | 61147 | G | 2 |  | O/G Steam |  |  | Puerto Rico |  |  |  |  | 50 |  | 1959 | [33 empty] | Puerto Rico Electric Pwr Authority | 100 | Puerto Rico Electric Pwr Authority | 100 |  | Dropped - in Alaska or in Hawaii or Puerto Rico
J K Smith | 54_G_GT11 | 54 | G | GT11 |  | Combustion Turbine |  |  | Kentucky |  | Clark |  |  | 74 | [35 empty] | East Kentucky Power Coop, Inc | 100 | East Kentucky Power Coop, Inc | 100 | Regulated | Dropped - Project has been canceled or postponed
J K Smith | 54_G_GT12 | 54 | G | GT12 |  | Combustion Turbine |  |  | Kentucky |  | Clark |  |  | 74 | [35 empty] | East Kentucky Power Coop, Inc | 100 | East Kentucky Power Coop, Inc | 100 | Regulated | Dropped - Project has been canceled or postponed
J K Smith | 54_G_GT8 | 54 | G | GT8 |  | Combustion Turbine |  |  | Kentucky |  | Clark |  |  | 74 | [35 empty] | East Kentucky Power Coop, Inc | 100 | East Kentucky Power Coop, Inc | 100 | Regulated | Dropped - Project has been canceled or postponed
J K Smith | 54_G_ST1 | 54 | G | ST1 |  | Coal Steam |  |  | Kentucky |  | Clark |  |  | 278 | [35 empty] | East Kentucky Power Coop, Inc | 100 | East Kentucky Power Coop, Inc | 100 | Regulated | Dropped - Project has been canceled or postponed | bar: 13BLR
Aurora Energy LLC Chena | 79_G_7 | 79 | G | 7 |  | Coal Steam |  |  | Alaska |  | Fairbanks North Star |  |  | 2.3 | [35 empty] | Aurora Energy LLC | 100 | Aurora Energy LLC | 100 | Non-regulated | Dropped - in Alaska or in Hawaii or Puerto Rico | 13BLR: 1; 14BLR: 2; 15BLR: 3
Seminole (FL) | 136_G_3 | 136 | G | 3 |  | Coal Steam |  |  | Florida |  | Putnam |  |  | 750 | [35 empty] | Seminole Electric Cooperative Inc | 100 | Seminole Electric Cooperative Inc | 100 | Regulated | Dropped - Project has been canceled or postponed | 13BLR: 3
Blundell | 299_G_3 | 299 | G | 3 |  | Geothermal |  |  | Utah |  | Beaver |  |  | 35 | [35 empty] | PacifiCorp | 100 | PacifiCorp | 100 | Regulated | Dropped - Project has been canceled or postponed | 13BLR: 3
Scattergood | 404_G_8 | 404 | G | 8 |  | Combined Cycle |  |  | California |  | Los Angeles |  |  | 218 | [35 empty] | Los Angeles Department of Water & Power | 100 | Los Angeles Department of Water & Power | 100 | Regulated | Dropped - Project has been canceled or postponed
Scattergood | 404_G_9 | 404 | G | 9 |  | Combined Cycle |  |  | California |  | Los Angeles |  |  | 110 | [35 empty] | Los Angeles Department of Water & Power | 100 | Los Angeles Department of Water & Power | 100 | Regulated | Dropped - Project has been canceled or postponed
Shepaug | 552_G_2 | 552 | G | 2 |  | Combustion Turbine |  |  | Connecticut |  | New Haven |  |  | 39 | [35 empty] | FirstLight Hydro Generating Company | 100 | FirstLight Hydro Generating Company | 100 | Non-regulated | Dropped - Project has been canceled or postponed
C D McIntosh Jr | 676_G_4 | 676 | G | 4 |  | Coal Steam |  |  | Florida |  | Polk |  |  | 288 | [35 empty] | City of Lakeland - (FL) | 100 | City of Lakeland - (FL) | 100 | Regulated | Dropped - Project has been canceled or postponed
C D McIntosh Jr | 676_G_PV6 | 676 | G | PV6 |  | Solar PV |  |  | Florida |  | Polk |  |  | 16 | [35 empty] | Florida Renewable Partners | 100 | Florida Renewable Partners | 100 | Regulated | Dropped - Project has been canceled or postponed
Arvah B Hopkins | 688_G_5 | 688 | G | 5 |  | Combined Cycle |  |  | Florida |  | Leon |  |  | 156 | [35 empty] | City of Tallahassee - (FL) | 100 | City of Tallahassee - (FL) | 100 | Regulated | Dropped - Project has been canceled or postponed
Arvah B Hopkins | 688_G_CT A | 688 | G | CT A |  | Combined Cycle |  |  | Florida |  | Leon |  |  | 36 | [35 empty] | City of Tallahassee - (FL) | 100 | City of Tallahassee - (FL) | 100 | Regulated | Dropped - Project has been canceled or postponed
Arvah B Hopkins | 688_G_GT5 | 688 | G | GT5 |  | Combustion Turbine |  |  | Florida |  | Leon |  |  | 42 | [35 empty] | City of Tallahassee - (FL) | 100 | City of Tallahassee - (FL) | 100 | Regulated | Dropped - Project has been canceled or postponed
Medicine Bow | 692_G_12 | 692 | G | 12 |  | Onshore Wind |  |  | Wyoming |  | Carbon |  |  | 0.7 | [35 empty] | SRIV Partnership LLC | 100 | SRIV Partnership LLC | 100 | Non-regulated | Dropped - Project has been canceled or postponed
Medicine Bow | 692_G_13 | 692 | G | 13 |  | Onshore Wind |  |  | Wyoming |  | Carbon |  |  | 0.7 | [35 empty] | SRIV Partnership LLC | 100 | SRIV Partnership LLC | 100 | Non-regulated | Dropped - Project has been canceled or postponed
Sullivan CR | 773_G_1 | 773 | G | 1 |  | Hydro |  |  | Washington |  | Pend Oreille |  |  | 4.5 | [35 empty] | PUD No 1 of Pend Oreille County | 100 | PUD No 1 of Pend Oreille County | 100 | Regulated | Dropped - Project has been canceled or postponed
Sullivan CR | 773_G_2 | 773 | G | 2 |  | Hydro |  |  | Washington |  | Pend Oreille |  |  | 4.5 | [35 empty] | PUD No 1 of Pend Oreille County | 100 | PUD No 1 of Pend Oreille County | 100 | Regulated | Dropped - Project has been canceled or postponed
Basin Mills | 783_G_1 | 783 | G | 1 |  | Hydro |  |  | Maine |  | Penobscot |  |  | 12 | [35 empty] | Versant Power | 100 | Versant Power | 100 | Regulated | Dropped - Project has been canceled or postponed
Basin Mills | 783_G_2 | 783 | G | 2 |  | Hydro |  |  | Maine |  | Penobscot |  |  | 12 | [35 empty] | Versant Power | 100 | Versant Power | 100 | Regulated | Dropped - Project has been canceled or postponed
Basin Mills | 783_G_3 | 783 | G | 3 |  | Hydro |  |  | Maine |  | Penobscot |  |  | 12 | [35 empty] | Versant Power | 100 | Versant Power | 100 | Regulated | Dropped - Project has been canceled or postponed
Veazie C | 784_G_1 | 784 | G | 1 |  | Hydro |  |  | Maine |  | Penobscot |  |  | 8 | [35 empty] | Versant Power | 100 | Versant Power | 100 | Regulated | Dropped - Project has been canceled or postponed
Orca | 789_G_1 | 789 | G | 1 |  | Combustion Turbine |  |  | Alaska |  | Valdez Cordova |  |  | 1.5 | [35 empty] | Cordova Electric Coop, Inc | 100 | Cordova Electric Coop, Inc | 100 | Regulated | Dropped - in Alaska or in Hawaii or Puerto Rico
Orca | 789_G_2 | 789 | G | 2 |  | Combustion Turbine |  |  | Alaska |  | Valdez Cordova |  |  | 1.5 | [35 empty] | Cordova Electric Coop, Inc | 100 | Cordova Electric Coop, Inc | 100 | Regulated | Dropped - in Alaska or in Hawaii or Puerto Rico
Colby City of | 1272_G_11 | 1272 | G | 11 |  | Combustion Turbine |  |  | Kansas |  | Thomas |  |  | 3 | [35 empty] | City of Colby - (KS) | 100 | City of Colby - (KS) | 100 | Regulated | Dropped - Project has been canceled or postponed
West 14th Street | 1332_G_IC1 | 1332 | G | IC1 |  | Combustion Turbine |  |  | Kansas |  | Cowley |  |  | 1.6 | [35 empty] | City of Winfield - (KS) | 100 | City of Winfield - (KS) | 100 | Regulated | Dropped - Project has been canceled or postponed
Canal | 1599_G_UN2R | 1599 | G | UN2R |  | Combustion Turbine |  |  | Massachusetts |  | Barnstable |  |  | 330 | [35 empty] | Canal Generating LLC | 100 | Canal Generating LLC | 100 | Non-regulated | Dropped - Project has been canceled or postponed
Hadley Falls | 1605_G_3 | 1605 | G | 3 |  | Hydro |  |  | Massachusetts |  | Hampden |  |  | 3.4 | [35 empty] | City of Holyoke Gas and Electric Dept. | 100 | City of Holyoke Gas and Electric Dept. | 100 | Regulated | Dropped - Project has been canceled or postponed
Riverside Holyoke | 1607_G_6 | 1607 | G | 6 |  | Hydro |  |  | Massachusetts |  | Hampden |  |  | 0.9 | [35 empty] | City of Holyoke Gas and Electric Dept. | 100 | City of Holyoke Gas and Electric Dept. | 100 | Regulated | Dropped - Project has been canceled or postponed
Black Dog | 1904_G_6 | 1904 | G | 6 | 91235 | Combined Cycle |  |  | Minnesota |  | Dakota |  |  | 360 | [35 empty] | Northern States Power Co - Minnesota | 100 | Northern States Power Co - Minnesota | 100 | Regulated | Dropped - Project has been canceled or postponed
Black Dog | 1904_G_7 | 1904 | G | 7 |  | Combined Cycle |  |  | Minnesota |  | Dakota |  |  | 200 | [35 empty] | Northern States Power Co - Minnesota | 100 | Northern States Power Co - Minnesota | 100 | Regulated | Dropped - Project has been canceled or postponed
Black Dog | 1904_G_8 | 1904 | G | 8 |  | Combined Cycle |  |  | Minnesota |  | Dakota |  |  | 200 | [35 empty] | Northern States Power Co - Minnesota | 100 | Northern States Power Co - Minnesota | 100 | Regulated | Dropped - Project has been canceled or postponed
B L England | 2378_G_4 | 2378 | G | 4 |  | Combined Cycle |  |  | New Jersey |  | Cape May |  |  | 282 | [35 empty] | RC Cape May Holdings LLC | 100 | RC Cape May Holdings LLC | 100 | Non-regulated | Dropped - Project has been canceled or postponed
Deepwater | 2384_G_CT1 | 2384 | G | CT1 |  | Combustion Turbine |  |  | New Jersey |  | Salem |  |  | 235 | [35 empty] | Calpine New Jersey Generation LLC | 100 | Calpine New Jersey Generation LLC | 100 | Non-regulated | Dropped - Project has been canceled or postponed
Deepwater | 2384_G_ST1 | 2384 | G | ST1 |  | O/G Steam |  |  | New Jersey |  | Salem |  |  | 198.5 | [35 empty] | Calpine New Jersey Generation LLC | 100 | Calpine New Jersey Generation LLC | 100 | Non-regulated | Dropped - Project has been canceled or postponed
Gowanus Gas Turbines Generating | 2494_G_SS | 2494 | G | SS |  | Combustion Turbine |  |  | New York |  | Kings |  |  | 90 | [35 empty] | U S Power Generating Company LLC | 100 | U S Power Generating Company LLC | 100 | Non-regulated | Dropped - Project has been canceled or postponed
Ravenswood | 2500_G_RWES1 | 2500 | G | RWES1 |  | Energy Storage |  |  | New York |  | Queens |  |  | 129 | [35 empty] | Ravenswood Operations LLC | 100 | Ravenswood Operations LLC | 100 | Non-regulated | Dropped - Project has been canceled or postponed
Ravenswood | 2500_G_RWES2 | 2500 | G | RWES2 |  | Energy Storage |  |  | New York |  | Queens |  |  | 98 | [35 empty] | Ravenswood Operations LLC | 100 | Ravenswood Operations LLC | 100 | Non-regulated | Dropped - Project has been canceled or postponed
Ravenswood | 2500_G_RWES3 | 2500 | G | RWES3 |  | Energy Storage |  |  | New York |  | Queens |  |  | 89 | [35 empty] | Ravenswood Operations LLC | 100 | Ravenswood Operations LLC | 100 | Non-regulated | Dropped - Project has been canceled or postponed
Bowline Point | 2625_G_BOW3 | 2625 | G | BOW3 |  | Combined Cycle |  |  | New York |  | Rockland |  |  | 750 | [35 empty] | Bowline, LLC | 100 | Bowline, LLC | 100 | Non-regulated | Dropped - Project has been canceled or postponed
James E. Rogers Energy Complex | 2721_G_7 | 2721 | G | 7 |  | Coal Steam |  |  | North Carolina |  | Cleveland |  |  | 800 | [35 empty] | Duke Energy Carolinas, LLC | 100 | Duke Energy Carolinas, LLC | 100 | Regulated | Dropped - Project has been canceled or postponed
Eagle Mountain | 3489_G_CT1 | 3489 | G | CT1 |  | Combined Cycle |  |  | Texas |  | Tarrant |  |  | 224.9 | [35 empty] | Luminant Generation Company LLC | 100 | Luminant Generation Company LLC | 100 | Non-regulated | Dropped - Project has been canceled or postponed
Eagle Mountain | 3489_G_CT2 | 3489 | G | CT2 |  | Combined Cycle |  |  | Texas |  | Tarrant |  |  | 224.9 | [35 empty] | Luminant Generation Company LLC | 100 | Luminant Generation Company LLC | 100 | Non-regulated | Dropped - Project has been canceled or postponed
Eagle Mountain | 3489_G_ST1 | 3489 | G | ST1 |  | Combined Cycle |  |  | Texas |  | Tarrant |  |  | 344.4 | [35 empty] | Luminant Generation Company LLC | 100 | Luminant Generation Company LLC | 100 | Non-regulated | Dropped - Project has been canceled or postponed
Morgan Creek | 3492_G_7 | 3492 | G | 7 |  | Coal Steam |  |  | Texas |  | Mitchell |  |  | 800 | [35 empty] | Luminant Gen Co LLC Fin Holding | 100 | Luminant Gen Co LLC Fin Holding | 100 | Non-regulated | Dropped - Project has been canceled or postponed
Big Brown | 3497_G_3 | 3497 | G | 3 |  | Coal Steam |  |  | Texas |  | Freestone |  |  | 800 | [35 empty] | Luminant Generation Company LLC | 100 | Luminant Generation Company LLC | 100 | Non-regulated | Dropped - Project has been canceled or postponed
Lake Creek | 3502_G_CT1 | 3502 | G | CT1 |  | Combustion Turbine |  |  | Texas |  | McLennan |  |  | 207 | [35 empty] | Luminant Generation Company LLC | 100 | Luminant Generation Company LLC | 100 | Non-regulated | Dropped - Project has been canceled or postponed
Lake Creek | 3502_G_ST3 | 3502 | G | ST3 |  | Coal Steam |  |  | Texas |  | McLennan |  |  | 800 | [35 empty] | Luminant Gen Co LLC Fin Holding | 100 | Luminant Gen Co LLC Fin Holding | 100 | Non-regulated | Dropped - Project has been canceled or postponed
Tradinghouse | 3506_G_CT1 | 3506 | G | CT1 |  | Combustion Turbine |  |  | Texas |  | McLennan |  |  | 207 | [35 empty] | Luminant Generation Company LLC | 100 | Luminant Generation Company LLC | 100 | Non-regulated | Dropped - Project has been canceled or postponed
Tradinghouse | 3506_G_CT2 | 3506 | G | CT2 |  | Combustion Turbine |  |  | Texas |  | McLennan |  |  | 207 | [35 empty] | Luminant Generation Company LLC | 100 | Luminant Generation Company LLC | 100 | Non-regulated | Dropped - Project has been canceled or postponed
Valley (TX) | 3508_G_4 | 3508 | G | 4 |  | Coal Steam |  |  | Texas |  | Fannin |  |  | 800 | [35 empty] | Valley NG Power Company LLC | 100 | Valley NG Power Company LLC | 100 | Non-regulated | Dropped - Project has been canceled or postponed
Pulliam | 4072_G_GT1 | 4072 | G | GT1 |  | Combustion Turbine |  |  | Wisconsin |  | Brown |  |  | 74 | [35 empty] | Wisconsin Public Service Corp | 100 | Wisconsin Public Service Corp | 100 | Regulated | Dropped - Project has been canceled or postponed
Pulliam | 4072_G_GT2 | 4072 | G | GT2 |  | Combustion Turbine |  |  | Wisconsin |  | Brown |  |  | 74 | [35 empty] | Wisconsin Public Service Corp | 100 | Wisconsin Public Service Corp | 100 | Regulated | Dropped - Project has been canceled or postponed
Manitowoc | 4125_G_8 | 4125 | G | 8 | 2621 | Coal Steam |  |  | Wisconsin |  | Manitowoc |  |  | 60 | [35 empty] | Manitowoc Public Utilities | 100 | Manitowoc Public Utilities | 100 | Regulated | Dropped - Project has been canceled or postponed
Joes Valley Dam | 4264_G_NA1 | 4264 | G | NA1 |  | Hydro |  |  | Utah |  | Emery |  |  | 0.7 | [35 empty] | City of Bountiful | 100 | City of Bountiful | 100 | Regulated | Dropped - Project has been canceled or postponed
Joes Valley Dam | 4264_G_NA2 | 4264 | G | NA2 |  | Hydro |  |  | Utah |  | Emery |  |  | 0.7 | [35 empty] | City of Bountiful | 100 | City of Bountiful | 100 | Regulated | Dropped - Project has been canceled or postponed
Joes Valley Dam | 4264_G_NA3 | 4264 | G | NA3 |  | Hydro |  |  | Utah |  | Emery |  |  | 1 | [35 empty] | City of Bountiful | 100 | City of Bountiful | 100 | Regulated | Dropped - Project has been canceled or postponed
Martin | 6043_G_5CC | 6043 | G | 5CC |  | Combined Cycle |  |  | Florida |  | Martin |  |  | 419 | [35 empty] | Florida Power & Light Co | 100 | Florida Power & Light Co | 100 | Regulated | Dropped - Project has been canceled or postponed
Martin | 6043_G_5CW | 6043 | G | 5CW |  | Combined Cycle |  |  | Florida |  | Martin |  |  | 394 | [35 empty] | Florida Power & Light Co | 100 | Florida Power & Light Co | 100 | Regulated | Dropped - Project has been canceled or postponed
Martin | 6043_G_6CC | 6043 | G | 6CC |  | Combined Cycle |  |  | Florida |  | Martin |  |  | 419 | [35 empty] | Florida Power & Light Co | 100 | Florida Power & Light Co | 100 | Regulated | Dropped - Project has been canceled or postponed
Martin | 6043_G_6CW | 6043 | G | 6CW |  | Combined Cycle |  |  | Florida |  | Martin |  |  | 394 | [35 empty] | Florida Power & Light Co | 100 | Florida Power & Light Co | 100 | Regulated | Dropped - Project has been canceled or postponed
Big Cajun 2 | 6055_G_BC24 | 6055 | G | BC24 |  | Coal Steam |  |  | Louisiana |  | Pointe Coupee |  |  | 705 | [35 empty] | Louisiana Generating LLC | 100 | Louisiana Generating LLC | 100 | Non-regulated | Dropped - Project has been canceled or postponed
Nearman Creek | 6064_G_2 | 6064 | G | 2 |  | Coal Steam |  |  | Kansas |  | Wyandotte |  |  | 235 | [35 empty] | City of Kansas City - (KS) | 100 | City of Kansas City - (KS) | 100 | Regulated | Dropped - Project has been canceled or postponed
Nearman Creek | 6064_G_CT5 | 6064 | G | CT5 |  | Combustion Turbine |  |  | Kansas |  | Wyandotte |  |  | 45 | [35 empty] | City of Kansas City - (KS) | 100 | City of Kansas City - (KS) | 100 | Regulated | Dropped - Project has been canceled or postponed
Stony Brook | 6081_G_3A | 6081 | G | 3A |  | Combined Cycle |  |  | Massachusetts |  | Hampden |  |  | 289 | [35 empty] | Massachusetts Mun Wholes Electric Co | 100 | Massachusetts Mun Wholes Electric Co | 100 | Regulated | Dropped - Project has been canceled or postponed | 13BLR: CA1
Stony Brook | 6081_G_CT4 | 6081 | G | CT4 |  | Combined Cycle |  |  | Massachusetts |  | Hampden |  |  | 100 | [35 empty] | Massachusetts Mun Wholes Electric Co | 100 | Massachusetts Mun Wholes Electric Co | 100 | Regulated | Dropped - Project has been canceled or postponed
Sooner | 6095_G_RR1 | 6095 | G | RR1 |  | Coal Steam |  |  | Oklahoma |  | Noble |  |  | 885 | [35 empty] | Public Service Co of Oklahoma | 50 | Public Service Co of Oklahoma | 50 | Regulated | Dropped - Project has been canceled or postponed
V C Summer | 6127_G_2 | 6127 | G | 2 |  | Nuclear |  |  | South Carolina |  | Fairfield |  |  | 1100 | [35 empty] | Dominion Energy South Carolina, Inc | 55 | Dominion Energy South Carolina, Inc | 55 | Regulated | Dropped - Project has been canceled or postponed | 13BLR: NSS2
V C Summer | 6127_G_3 | 6127 | G | 3 |  | Nuclear |  |  | South Carolina |  | Fairfield |  |  | 1100 | [35 empty] | Dominion Energy South Carolina, Inc | 55 | Dominion Energy South Carolina, Inc | 55 | Regulated | Dropped - Project has been canceled or postponed | 13BLR: NSS3
Martin Lake | 6146_G_4 | 6146 | G | 4 |  | Coal Steam |  |  | Texas |  | Rusk |  |  | 800 | [35 empty] | Luminant Gen Co LLC Fin Holding | 100 | Luminant Gen Co LLC Fin Holding | 100 | Non-regulated | Dropped - Project has been canceled or postponed
Monticello | 6147_G_4 | 6147 | G | 4 |  | Coal Steam |  |  | Texas |  | Titus |  |  | 800 | [35 empty] | Luminant Gen Co LLC Fin Holding | 100 | Luminant Gen Co LLC Fin Holding | 100 | Non-regulated | Dropped - Project has been canceled or postponed
Oak Grove (TX) | 6180_G_1 | 6180 | G | 1 | 2830 | Coal Steam |  |  | Texas |  | Robertson |  |  | 750 | [35 empty] | Luminant Generation Company LLC | 100 | Luminant Generation Company LLC | 100 | Non-regulated | Dropped - Project has been canceled or postponed
Oak Grove (TX) | 6180_G_2 | 6180 | G | 2 | 2831 | Coal Steam |  |  | Texas |  | Robertson |  |  | 750 | [35 empty] | Luminant Generation Company LLC | 100 | Luminant Generation Company LLC | 100 | Non-regulated | Dropped - Project has been canceled or postponed
Black Canyon | 6396_G_3 | 6396 | G | 3 |  | Hydro |  |  | Idaho |  | Gem |  |  | 12.5 | [35 empty] | U S Bureau of Reclamation | 100 | U S Bureau of Reclamation | 100 | Regulated | Dropped - Project has been canceled or postponed
Berlin | 6565_G_6A | 6565 | G | 6A |  | Combustion Turbine |  |  | Maryland |  | Worcester |  |  | 5 | [35 empty] | Town of Berlin - (MD) | 100 | Town of Berlin - (MD) | 100 | Regulated | Dropped - Project has been canceled or postponed
Berlin | 6565_G_7A | 6565 | G | 7A |  | Combustion Turbine |  |  | Maryland |  | Worcester |  |  | 7.5 | [35 empty] | Town of Berlin - (MD) | 100 | Town of Berlin - (MD) | 100 | Regulated | Dropped - Project has been canceled or postponed
Pebbly Beach Generating Station Hybrid | 6704_G_MT12 | 6704 | G | MT12 |  | Combustion Turbine |  |  | California |  | Los Angeles |  |  | 0.1 | [35 empty] | Southern California Edison Co | 100 | Southern California Edison Co | 100 | Regulated | Dropped - Project has been canceled or postponed
Pebbly Beach Generating Station Hybrid | 6704_G_MT13 | 6704 | G | MT13 |  | Combustion Turbine |  |  | California |  | Los Angeles |  |  | 0.1 | [35 empty] | Southern California Edison Co | 100 | Southern California Edison Co | 100 | Regulated | Dropped - Project has been canceled or postponed
Hugo | 6772_G_2 | 6772 | G | 2 |  | Coal Steam |  |  | Oklahoma |  | Choctaw |  |  | 750 | [35 empty] | Western Farmers Elec Coop, Inc | 100 | Western Farmers Elec Coop, Inc | 100 | Regulated | Dropped - Project has been canceled or postponed
Major Oak Power | 7030_G_3 | 7030 | G | 3 |  | Coal Steam |  |  | Texas |  | Robertson |  |  | 600 | [35 empty] | Major Oak Power, LLC | 100 | Major Oak Power, LLC | 100 | Non-regulated | Dropped - Project has been canceled or postponed
NA 1 (SC) | 7106_G_GT1 | 7106 | G | GT1 |  | Combustion Turbine |  |  | South Carolina |  | NOT IN FILE |  |  | 150 | [35 empty] | Dominion Energy South Carolina, Inc | 100 | Dominion Energy South Carolina, Inc | 100 | Regulated | Dropped - Project has been canceled or postponed
NA 1 (IN) | 7228_G_1 | 7228 | G | 1 |  | Combustion Turbine |  |  | Indiana |  | NOT IN FILE |  |  | 286 | [35 empty] | Duke Energy Indiana, LLC | 100 | Duke Energy Indiana, LLC | 100 | Regulated | Dropped - Project has been canceled or postponed
NA 1 (IN) | 7228_G_10 | 7228 | G | 10 |  | Combustion Turbine |  |  | Indiana |  | NOT IN FILE |  |  | 191 | [35 empty] | Duke Energy Indiana, LLC | 100 | Duke Energy Indiana, LLC | 100 | Regulated | Dropped - Project has been canceled or postponed
NA 1 (IN) | 7228_G_11 | 7228 | G | 11 |  | Combustion Turbine |  |  | Indiana |  | NOT IN FILE |  |  | 252.2 | [35 empty] | Duke Energy Indiana, LLC | 100 | Duke Energy Indiana, LLC | 100 | Regulated | Dropped - Project has been canceled or postponed
NA 1 (IN) | 7228_G_12 | 7228 | G | 12 |  | Combustion Turbine |  |  | Indiana |  | NOT IN FILE |  |  | 214 | [35 empty] | Duke Energy Indiana, LLC | 100 | Duke Energy Indiana, LLC | 100 | Regulated | Dropped - Project has been canceled or postponed
NA 1 (IN) | 7228_G_13 | 7228 | G | 13 |  | Combustion Turbine |  |  | Indiana |  | NOT IN FILE |  |  | 214 | [35 empty] | Duke Energy Indiana, LLC | 100 | Duke Energy Indiana, LLC | 100 | Regulated | Dropped - Project has been canceled or postponed
NA 1 (IN) | 7228_G_14 | 7228 | G | 14 |  | Combustion Turbine |  |  | Indiana |  | NOT IN FILE |  |  | 214 | [35 empty] | Duke Energy Indiana, LLC | 100 | Duke Energy Indiana, LLC | 100 | Regulated | Dropped - Project has been canceled or postponed
NA 1 (IN) | 7228_G_15 | 7228 | G | 15 |  | Combustion Turbine |  |  | Indiana |  | NOT IN FILE |  |  | 214 | [35 empty] | Duke Energy Indiana, LLC | 100 | Duke Energy Indiana, LLC | 100 | Regulated | Dropped - Project has been canceled or postponed
NA 1 (IN) | 7228_G_16 | 7228 | G | 16 |  | Combustion Turbine |  |  | Indiana |  | NOT IN FILE |  |  | 214 | [35 empty] | Duke Energy Indiana, LLC | 100 | Duke Energy Indiana, LLC | 100 | Regulated | Dropped - Project has been canceled or postponed
NA 1 (IN) | 7228_G_2 | 7228 | G | 2 |  | Combustion Turbine |  |  | Indiana |  | NOT IN FILE |  |  | 72.5 | [35 empty] | Duke Energy Indiana, LLC | 100 | Duke Energy Indiana, LLC | 100 | Regulated | Dropped - Project has been canceled or postponed
NA 1 (IN) | 7228_G_3 | 7228 | G | 3 |  | Combustion Turbine |  |  | Indiana |  | NOT IN FILE |  |  | 72.5 | [35 empty] | Duke Energy Indiana, LLC | 100 | Duke Energy Indiana, LLC | 100 | Regulated | Dropped - Project has been canceled or postponed
NA 1 (IN) | 7228_G_4 | 7228 | G | 4 |  | Combustion Turbine |  |  | Indiana |  | NOT IN FILE |  |  | 96 | [35 empty] | Duke Energy Indiana, LLC | 100 | Duke Energy Indiana, LLC | 100 | Regulated | Dropped - Project has been canceled or postponed
NA 1 (IN) | 7228_G_5 | 7228 | G | 5 |  | Combustion Turbine |  |  | Indiana |  | NOT IN FILE |  |  | 156 | [35 empty] | Duke Energy Indiana, LLC | 100 | Duke Energy Indiana, LLC | 100 | Regulated | Dropped - Project has been canceled or postponed
NA 1 (IN) | 7228_G_6 | 7228 | G | 6 |  | Combustion Turbine |  |  | Indiana |  | NOT IN FILE |  |  | 156 | [35 empty] | Duke Energy Indiana, LLC | 100 | Duke Energy Indiana, LLC | 100 | Regulated | Dropped - Project has been canceled or postponed
NA 1 (IN) | 7228_G_7 | 7228 | G | 7 |  | Combustion Turbine |  |  | Indiana |  | NOT IN FILE |  |  | 156 | [35 empty] | Duke Energy Indiana, LLC | 100 | Duke Energy Indiana, LLC | 100 | Regulated | Dropped - Project has been canceled or postponed
NA 1 (IN) | 7228_G_8 | 7228 | G | 8 |  | Combustion Turbine |  |  | Indiana |  | NOT IN FILE |  |  | 552 | [35 empty] | Duke Energy Indiana, LLC | 100 | Duke Energy Indiana, LLC | 100 | Regulated | Dropped - Project has been canceled or postponed
NA 1 (IN) | 7228_G_9 | 7228 | G | 9 |  | Combustion Turbine |  |  | Indiana |  | NOT IN FILE |  |  | 191 | [35 empty] | Duke Energy Indiana, LLC | 100 | Duke Energy Indiana, LLC | 100 | Regulated | Dropped - Project has been canceled or postponed
Polk | 7242_G_6 | 7242 | G | 6 |  | Combined Cycle |  |  | Florida |  | Polk |  |  | 459 | [35 empty] | Tampa Electric Co | 100 | Tampa Electric Co | 100 | Regulated | Dropped - Project has been canceled or postponed
Polk | 7242_G_7 | 7242 | G | 7 |  | Combustion Turbine |  |  | Florida |  | Polk |  |  | 155 | [35 empty] | Tampa Electric Co | 100 | Tampa Electric Co | 100 | Regulated | Dropped - Project has been canceled or postponed
Polk | 7242_G_8 | 7242 | G | 8 |  | Combustion Turbine |  |  | Florida |  | Polk |  |  | 459 | [35 empty] | Tampa Electric Co | 100 | Tampa Electric Co | 100 | Regulated | Dropped - Project has been canceled or postponed
Polk | 7242_G_9 | 7242 | G | 9 |  | Combined Cycle |  |  | Florida |  | Polk |  |  | 459 | [35 empty] | Tampa Electric Co | 100 | Tampa Electric Co | 100 | Regulated | Dropped - Project has been canceled or postponed
NA 5 | 7253_G_NA5 | 7253 | G | NA5 |  | Combustion Turbine |  |  | South Carolina |  | NOT IN FILE |  |  | 150 | [35 empty] | Dominion Energy South Carolina, Inc | 100 | Dominion Energy South Carolina, Inc | 100 | Regulated | Dropped - Project has been canceled or postponed
NA 8 | 7300_G_GT8 | 7300 | G | GT8 |  | Combustion Turbine |  |  | South Carolina |  | NOT IN FILE |  |  | 150 | [35 empty] | Dominion Energy South Carolina, Inc | 100 | Dominion Energy South Carolina, Inc | 100 | Regulated | Dropped - Project has been canceled or postponed
Hines Energy Complex | 7302_G_5 | 7302 | G | 5 |  | Combined Cycle |  |  | Florida |  | Polk |  |  | 461 | [35 empty] | Duke Energy Florida, LLC | 100 | Duke Energy Florida, LLC | 100 | Regulated | Dropped - Project has been canceled or postponed
Hines Energy Complex | 7302_G_6 | 7302 | G | 6 |  | Combined Cycle |  |  | Florida |  | Polk |  |  | 461 | [35 empty] | Duke Energy Florida, LLC | 100 | Duke Energy Florida, LLC | 100 | Regulated | Dropped - Project has been canceled or postponed
Midulla Generating Station | 7380_G_1 | 7380 | G | 1 | 8366 | Combined Cycle |  |  | Florida |  | Hardee |  |  | 260 | [35 empty] | Seminole Electric Cooperative Inc | 100 | Seminole Electric Cooperative Inc | 100 | Regulated | Dropped - Project has been canceled or postponed
Midulla Generating Station | 7380_G_2 | 7380 | G | 2 | 8368 | Combined Cycle |  |  | Florida |  | Hardee |  |  | 153 | [35 empty] | Seminole Electric Cooperative Inc | 100 | Seminole Electric Cooperative Inc | 100 | Regulated | Dropped - Project has been canceled or postponed
Midulla Generating Station | 7380_G_PW9 | 7380 | G | PW9 |  | Combined Cycle |  |  | Florida |  | Hardee |  |  | 54 | [35 empty] | Seminole Electric Cooperative Inc | 100 | Seminole Electric Cooperative Inc | 100 | Regulated | Dropped - Project has been canceled or postponed
Rowesville Rd Plant | 7480_G_3 | 7480 | G | 3 |  | Combustion Turbine |  |  | South Carolina |  | Orangeburg |  |  | 4.2 | [35 empty] | City of Orangeburg - (SC) | 100 | City of Orangeburg - (SC) | 100 | Regulated | Dropped - Project has been canceled or postponed
Rowesville Rd Plant | 7480_G_4 | 7480 | G | 4 |  | Combustion Turbine |  |  | South Carolina |  | Orangeburg |  |  | 4.2 | [35 empty] | City of Orangeburg - (SC) | 100 | City of Orangeburg - (SC) | 100 | Regulated | Dropped - Project has been canceled or postponed
NA 1 (NC) | 7539_G_10 | 7539 | G | 10 |  | Combined Cycle |  |  | North Carolina |  | NOT IN FILE |  |  | 160 | [35 empty] | Duke Energy Progress - (NC) | 100 | Duke Energy Progress - (NC) | 100 | Regulated | Dropped - Project has been canceled or postponed
NA 1 (NC) | 7539_G_11 | 7539 | G | 11 |  | Combined Cycle |  |  | North Carolina |  | NOT IN FILE |  |  | 167 | [35 empty] | Duke Energy Progress - (NC) | 100 | Duke Energy Progress - (NC) | 100 | Regulated | Dropped - Project has been canceled or postponed
NA 1 (NC) | 7539_G_12 | 7539 | G | 12 |  | Combined Cycle |  |  | North Carolina |  | NOT IN FILE |  |  | 183 | [35 empty] | Duke Energy Progress - (NC) | 100 | Duke Energy Progress - (NC) | 100 | Regulated | Dropped - Project has been canceled or postponed
NA 1 (NC) | 7539_G_4 | 7539 | G | 4 |  | Combined Cycle |  |  | North Carolina |  | NOT IN FILE |  |  | 167 | [35 empty] | Duke Energy Progress - (NC) | 100 | Duke Energy Progress - (NC) | 100 | Regulated | Dropped - Project has been canceled or postponed
NA 1 (NC) | 7539_G_5 | 7539 | G | 5 |  | Combined Cycle |  |  | North Carolina |  | NOT IN FILE |  |  | 162 | [35 empty] | Duke Energy Progress - (NC) | 100 | Duke Energy Progress - (NC) | 100 | Regulated | Dropped - Project has been canceled or postponed
NA 1 (NC) | 7539_G_6 | 7539 | G | 6 |  | Combined Cycle |  |  | North Carolina |  | NOT IN FILE |  |  | 167 | [35 empty] | Duke Energy Progress - (NC) | 100 | Duke Energy Progress - (NC) | 100 | Regulated | Dropped - Project has been canceled or postponed
NA 1 (NC) | 7539_G_7 | 7539 | G | 7 |  | Combined Cycle |  |  | North Carolina |  | NOT IN FILE |  |  | 483 | [35 empty] | Duke Energy Progress - (NC) | 100 | Duke Energy Progress - (NC) | 100 | Regulated | Dropped - Project has been canceled or postponed
NA 1 (NC) | 7539_G_9 | 7539 | G | 9 |  | Combined Cycle |  |  | North Carolina |  | NOT IN FILE |  |  | 155 | [35 empty] | Duke Energy Progress - (NC) | 100 | Duke Energy Progress - (NC) | 100 | Regulated | Dropped - Project has been canceled or postponed
NA 1 (NC) | 7539_G_CCE1 | 7539 | G | CCE1 |  | Combined Cycle |  |  | North Carolina |  | NOT IN FILE |  |  | 474 | [35 empty] | Duke Energy Progress - (NC) | 100 | Duke Energy Progress - (NC) | 100 | Regulated | Dropped - Project has been canceled or postponed
NA 1 (NC) | 7539_G_CCW1 | 7539 | G | CCW1 |  | Combined Cycle |  |  | North Carolina |  | NOT IN FILE |  |  | 237 | [35 empty] | Duke Energy Progress - (NC) | 100 | Duke Energy Progress - (NC) | 100 | Regulated | Dropped - Project has been canceled or postponed
NA 1 (NC) | 7539_G_CT1 | 7539 | G | CT1 |  | Combustion Turbine |  |  | North Carolina |  | NOT IN FILE |  |  | 153 | [35 empty] | Duke Energy Progress - (NC) | 100 | Duke Energy Progress - (NC) | 100 | Regulated | Dropped - Project has been canceled or postponed
NA 1 (NC) | 7539_G_CT2 | 7539 | G | CT2 |  | Combustion Turbine |  |  | North Carolina |  | NOT IN FILE |  |  | 153 | [35 empty] | Duke Energy Progress - (NC) | 100 | Duke Energy Progress - (NC) | 100 | Regulated | Dropped - Project has been canceled or postponed
APC1 | 7708_G_2 | 7708 | G | 2 |  | Combined Cycle |  |  | Alabama |  |  |  |  | 270 | [35 empty] | Alabama Power Co | 100 | Alabama Power Co | 100 | Regulated | Dropped - Project has been canceled or postponed
H Allen Franklin Combined Cycle | 7710_G_CT4A | 7710 | G | CT4A |  | Combined Cycle |  |  | Alabama |  | Lee |  |  | 203.1 | [35 empty] | Southern Power Co | 100 | Southern Power Co | 100 | Non-regulated | Dropped - Project has been canceled or postponed
H Allen Franklin Combined Cycle | 7710_G_CT4B | 7710 | G | CT4B |  | Combined Cycle |  |  | Alabama |  | Lee |  |  | 203.1 | [35 empty] | Southern Power Co | 100 | Southern Power Co | 100 | Non-regulated | Dropped - Project has been canceled or postponed
H Allen Franklin Combined Cycle | 7710_G_ST4 | 7710 | G | ST4 |  | Combined Cycle |  |  | Alabama |  | Lee |  |  | 282 | [35 empty] | Southern Power Co | 100 | Southern Power Co | 100 | Non-regulated | Dropped - Project has been canceled or postponed
GPC3 | 7711_G_1 | 7711 | G | 1 |  | Combined Cycle |  |  | Georgia |  |  |  |  | 660 | [35 empty] | Georgia Power Co | 100 | Georgia Power Co | 100 | Regulated | Dropped - Project has been canceled or postponed
GPC4 | 7712_G_1 | 7712 | G | 1 |  | Combustion Turbine |  |  | Georgia |  |  |  |  | 570 | [35 empty] | Georgia Power Co | 100 | Georgia Power Co | 100 | Regulated | Dropped - Project has been canceled or postponed
GPC5 | 7713_G_1 | 7713 | G | 1 |  | Combustion Turbine |  |  | Georgia |  |  |  |  | 930 | [35 empty] | Georgia Power Co | 100 | Georgia Power Co | 100 | Regulated | Dropped - Project has been canceled or postponed
GPC6 | 7714_G_1 | 7714 | G | 1 |  | Combined Cycle |  |  | Georgia |  |  |  |  | 570 | [35 empty] | Georgia Power Co | 100 | Georgia Power Co | 100 | Regulated | Dropped - Project has been canceled or postponed
Future Gen Plant 1 | 7727_G_1 | 7727 | G | 1 |  | Combined Cycle |  |  | North Carolina |  |  |  |  | 162 | [35 empty] | Duke Energy Progress - (NC) | 100 | Duke Energy Progress - (NC) | 100 | Regulated | Dropped - Project has been canceled or postponed
Future Gen Plant 2 | 7728_G_1 | 7728 | G | 1 |  | Combined Cycle |  |  | North Carolina |  |  |  |  | 480 | [35 empty] | Duke Energy Progress - (NC) | 100 | Duke Energy Progress - (NC) | 100 | Regulated | Dropped - Project has been canceled or postponed
Turbine | 7732_G_1 | 7732 | G | 1 |  | Combustion Turbine |  |  | Texas |  | El Paso |  |  | 121 | [35 empty] | El Paso Electric Co | 100 | El Paso Electric Co | 100 | Regulated | Dropped - Project has been canceled or postponed
Unknown | 7738_G_1 | 7738 | G | 1 |  | Combustion Turbine |  |  | Florida |  | Hardee |  |  | 300 | [35 empty] | Seminole Electric Cooperative Inc | 100 | Seminole Electric Cooperative Inc | 100 | Regulated | Dropped - Project has been canceled or postponed
Unknown | 7738_G_GT1 | 7738 | G | GT1 |  | Combustion Turbine |  |  | Florida |  | Hardee |  |  | 153 | [35 empty] | Seminole Electric Cooperative Inc | 100 | Seminole Electric Cooperative Inc | 100 | Regulated | Dropped - Project has been canceled or postponed
Unknown | 7738_G_GT2 | 7738 | G | GT2 |  | Combustion Turbine |  |  | Florida |  | Hardee |  |  | 153 | [35 empty] | Seminole Electric Cooperative Inc | 100 | Seminole Electric Cooperative Inc | 100 | Regulated | Dropped - Project has been canceled or postponed
Unknown | 7738_G_GT3 | 7738 | G | GT3 |  | Combustion Turbine |  |  | Florida |  | Hardee |  |  | 153 | [35 empty] | Seminole Electric Cooperative Inc | 100 | Seminole Electric Cooperative Inc | 100 | Regulated | Dropped - Project has been canceled or postponed
Unknown | 7738_G_GT4 | 7738 | G | GT4 |  | Combustion Turbine |  |  | Florida |  | Hardee |  |  | 153 | [35 empty] | Seminole Electric Cooperative Inc | 100 | Seminole Electric Cooperative Inc | 100 | Regulated | Dropped - Project has been canceled or postponed
Unknown | 7738_G_GT5 | 7738 | G | GT5 |  | Combustion Turbine |  |  | Florida |  | Hardee |  |  | 153 | [35 empty] | Seminole Electric Cooperative Inc | 100 | Seminole Electric Cooperative Inc | 100 | Regulated | Dropped - Project has been canceled or postponed
Unknown | 7738_G_GT6 | 7738 | G | GT6 |  | Combustion Turbine |  |  | Florida |  | Hardee |  |  | 153 | [35 empty] | Seminole Electric Cooperative Inc | 100 | Seminole Electric Cooperative Inc | 100 | Regulated | Dropped - Project has been canceled or postponed
Unknown | 7738_G_GT7 | 7738 | G | GT7 |  | Combustion Turbine |  |  | Florida |  | Hardee |  |  | 153 | [35 empty] | Seminole Electric Cooperative Inc | 100 | Seminole Electric Cooperative Inc | 100 | Regulated | Dropped - Project has been canceled or postponed
Unsited | 7744_G_1 | 7744 | G | 1 |  | Combined Cycle |  |  | Florida |  |  |  |  | 448 | [35 empty] | Florida Power & Light Co | 100 | Florida Power & Light Co | 100 | Regulated | Dropped - Project has been canceled or postponed
Unsited | 7744_G_2 | 7744 | G | 2 |  | Combined Cycle |  |  | Florida |  |  |  |  | 448 | [35 empty] | Florida Power & Light Co | 100 | Florida Power & Light Co | 100 | Regulated | Dropped - Project has been canceled or postponed
Essex | 7749_G_2 | 7749 | G | 2 |  | Combustion Turbine |  |  | Missouri |  | Stoddard |  |  | 104 | [35 empty] | Associated Electric Coop, Inc | 100 | Associated Electric Coop, Inc | 100 | Regulated | Dropped - Project has been canceled or postponed
Bonanza | 7790_G_2 | 7790 | G | 2 |  | Coal Steam |  |  | Utah |  | Uintah |  |  | 86 | [35 empty] | Deseret Generation & Tran Coop | 96.25 | Deseret Generation & Tran Coop | 96.25 | Regulated | Dropped - Project has been canceled or postponed
Dominion/Lo Mar | 7797_G_DOM3 | 7797 | G | DOM3 |  | Combustion Turbine |  |  | Virginia |  | Prince William |  |  | 1.6 | [35 empty] | City of Manassas - (VA) | 100 | City of Manassas - (VA) | 100 | Regulated | Dropped - Project has been canceled or postponed
Dominion/Lo Mar | 7797_G_DOM4 | 7797 | G | DOM4 |  | Combustion Turbine |  |  | Virginia |  | Prince William |  |  | 1.6 | [35 empty] | City of Manassas - (VA) | 100 | City of Manassas - (VA) | 100 | Regulated | Dropped - Project has been canceled or postponed
Dominion/Lo Mar | 7797_G_LOM4 | 7797 | G | LOM4 |  | Combustion Turbine |  |  | Virginia |  | Prince William |  |  | 1.6 | [35 empty] | City of Manassas - (VA) | 100 | City of Manassas - (VA) | 100 | Regulated | Dropped - Project has been canceled or postponed
Roosevelt Biogas 1 | 7832_G_6 | 7832 | G | 6 |  | Landfill Gas |  |  | Washington |  | Klickitat |  |  | 2.1 | [35 empty] | PUD No 1 of Klickitat County | 100 | PUD No 1 of Klickitat County | 100 | Regulated | Dropped - Project has been canceled or postponed
John S Rainey | 7834_G_CT4B | 7834 | G | CT4B |  | Combustion Turbine |  |  | South Carolina |  | Anderson |  |  | 146 | [35 empty] | South Carolina Public Service Authority | 100 | South Carolina Public Service Authority | 100 | Regulated | Dropped - Project has been canceled or postponed
John S Rainey | 7834_G_CT5B | 7834 | G | CT5B |  | Combined Cycle |  |  | South Carolina |  | Anderson |  |  | 146 | [35 empty] | South Carolina Public Service Authority | 100 | South Carolina Public Service Authority | 100 | Regulated | Dropped - Project has been canceled or postponed
John S Rainey | 7834_G_ST5S | 7834 | G | ST5S |  | Combined Cycle |  |  | South Carolina |  | Anderson |  |  | 160 | [35 empty] | South Carolina Public Service Authority | 100 | South Carolina Public Service Authority | 100 | Regulated | Dropped - Project has been canceled or postponed
Essential Power Rock Springs LLC | 7835_G_5 | 7835 | G | 5 |  | Combustion Turbine |  |  | Maryland |  | Cecil |  |  | 160 | [35 empty] | Essential Power Operating Services LLC | 100 | Essential Power Operating Services LLC | 100 | Non-regulated | Dropped - Project has been canceled or postponed
Essential Power Rock Springs LLC | 7835_G_6 | 7835 | G | 6 |  | Combustion Turbine |  |  | Maryland |  | Cecil |  |  | 160 | [35 empty] | Essential Power Operating Services LLC | 100 | Essential Power Operating Services LLC | 100 | Non-regulated | Dropped - Project has been canceled or postponed
Marsh Run Generation Facility | 7836_G_4 | 7836 | G | 4 |  | Combustion Turbine |  |  | Virginia |  | Fauquier |  |  | 195.5 | [35 empty] | Old Dominion Electric Coop | 100 | Old Dominion Electric Coop | 100 | Regulated | Dropped - Project has been canceled or postponed
Elk Mound | 7863_G_3 | 7863 | G | 3 |  | Combustion Turbine |  |  | Wisconsin |  | Chippewa |  |  | 35.5 | [35 empty] | Dairyland Power Coop | 100 | Dairyland Power Coop | 100 | Regulated | Dropped - Project has been canceled or postponed
Elk Mound | 7863_G_4 | 7863 | G | 4 |  | Combustion Turbine |  |  | Wisconsin |  | Chippewa |  |  | 35.5 | [35 empty] | Dairyland Power Coop | 100 | Dairyland Power Coop | 100 | Regulated | Dropped - Project has been canceled or postponed
H L Culbreath Bayside Power Station | 7873_G_3A | 7873 | G | 3A |  | Combustion Turbine |  |  | Florida |  | Hillsborough |  |  | 160 | [35 empty] | Tampa Electric Co | 100 | Tampa Electric Co | 100 | Regulated | Dropped - Project has been canceled or postponed
H L Culbreath Bayside Power Station | 7873_G_3B | 7873 | G | 3B |  | Combustion Turbine |  |  | Florida |  | Hillsborough |  |  | 160 | [35 empty] | Tampa Electric Co | 100 | Tampa Electric Co | 100 | Regulated | Dropped - Project has been canceled or postponed
H L Culbreath Bayside Power Station | 7873_G_7 | 7873 | G | 7 |  | Combustion Turbine |  |  | Florida |  | Hillsborough |  |  | 56 | [35 empty] | Tampa Electric Co | 100 | Tampa Electric Co | 100 | Regulated | Dropped - Project has been canceled or postponed
H L Culbreath Bayside Power Station | 7873_G_8 | 7873 | G | 8 |  | Combustion Turbine |  |  | Florida |  | Hillsborough |  |  | 56 | [35 empty] | Tampa Electric Co | 100 | Tampa Electric Co | 100 | Regulated | Dropped - Project has been canceled or postponed
MPC1 | 7875_G_1 | 7875 | G | 1 |  | Combustion Turbine |  |  | Mississippi |  |  |  |  | 360 | [35 empty] | Mississippi Power Co | 100 | Mississippi Power Co | 100 | Regulated | Dropped - Project has been canceled or postponed
APC2 | 7876_G_1 | 7876 | G | 1 |  | Combined Cycle |  |  | Alabama |  |  |  |  | 300 | [35 empty] | Alabama Power Co | 100 | Alabama Power Co | 100 | Regulated | Dropped - Project has been canceled or postponed
APC3 | 7877_G_1 | 7877 | G | 1 |  | Combined Cycle |  |  | Alabama |  |  |  |  | 200 | [35 empty] | Alabama Power Co | 100 | Alabama Power Co | 100 | Regulated | Dropped - Project has been canceled or postponed
MEAG1 | 7879_G_1 | 7879 | G | 1 |  | Combined Cycle |  |  | Georgia |  |  |  |  | 162 | [35 empty] | Municipal Electric Authority | 100 | Municipal Electric Authority | 100 | Regulated | Dropped - Project has been canceled or postponed
MEAG2 | 7880_G_1 | 7880 | G | 1 |  | Combined Cycle |  |  | Georgia |  |  |  |  | 162 | [35 empty] | Municipal Electric Authority | 100 | Municipal Electric Authority | 100 | Regulated | Dropped - Project has been canceled or postponed
MEAG3 | 7881_G_1 | 7881 | G | 1 |  | Combined Cycle |  |  | Georgia |  |  |  |  | 162 | [35 empty] | Municipal Electric Authority | 100 | Municipal Electric Authority | 100 | Regulated | Dropped - Project has been canceled or postponed
NA 1 | 7889_G_1 | 7889 | G | 1 |  | Combustion Turbine |  |  | Florida |  |  |  |  | 150 | [35 empty] | Tampa Electric Co | 100 | Tampa Electric Co | 100 | Regulated | Dropped - Project has been canceled or postponed
Unnamed | 7890_G_CC1 | 7890 | G | CC1 |  | Combined Cycle |  |  | Florida |  |  |  |  | 153 | [35 empty] | Seminole Electric Cooperative Inc | 100 | Seminole Electric Cooperative Inc | 100 | Regulated | Dropped - Project has been canceled or postponed
Unnamed | 7890_G_CC2 | 7890 | G | CC2 |  | Combined Cycle |  |  | Florida |  |  |  |  | 153 | [35 empty] | Seminole Electric Cooperative Inc | 100 | Seminole Electric Cooperative Inc | 100 | Regulated | Dropped - Project has been canceled or postponed
Unnamed | 7890_G_GT1 | 7890 | G | GT1 |  | Combustion Turbine |  |  | Florida |  |  |  |  | 153 | [35 empty] | Seminole Electric Cooperative Inc | 100 | Seminole Electric Cooperative Inc | 100 | Regulated | Dropped - Project has been canceled or postponed
Unnamed | 7890_G_GT2 | 7890 | G | GT2 |  | Combustion Turbine |  |  | Florida |  |  |  |  | 153 | [35 empty] | Seminole Electric Cooperative Inc | 100 | Seminole Electric Cooperative Inc | 100 | Regulated | Dropped - Project has been canceled or postponed
Unnamed | 7890_G_GT3 | 7890 | G | GT3 |  | Combustion Turbine |  |  | Florida |  |  |  |  | 153 | [35 empty] | Seminole Electric Cooperative Inc | 100 | Seminole Electric Cooperative Inc | 100 | Regulated | Dropped - Project has been canceled or postponed
Midway | 7893_G_1 | 7893 | G | 1 |  | Combined Cycle |  |  | Florida |  | Taylor |  |  | 324 | [35 empty] | Florida Power & Light Co | 100 | Florida Power & Light Co | 100 | Regulated | Dropped - Project has been canceled or postponed
Midway | 7893_G_2 | 7893 | G | 2 |  | Combined Cycle |  |  | Florida |  | Taylor |  |  | 324 | [35 empty] | Florida Power & Light Co | 100 | Florida Power & Light Co | 100 | Regulated | Dropped - Project has been canceled or postponed
Midway | 7893_G_3 | 7893 | G | 3 |  | Combined Cycle |  |  | Florida |  | Taylor |  |  | 394 | [35 empty] | Florida Power & Light Co | 100 | Florida Power & Light Co | 100 | Regulated | Dropped - Project has been canceled or postponed
Unknown | 7894_G_1 | 7894 | G | 1 |  | Combustion Turbine |  |  | Kentucky |  |  |  |  | 148 | [35 empty] | Louisville Gas & Electric Co | 100 | Louisville Gas & Electric Co | 100 | Regulated | Dropped - Project has been canceled or postponed
Unknown | 7894_G_2 | 7894 | G | 2 |  | Combustion Turbine |  |  | Kentucky |  |  |  |  | 148 | [35 empty] | Louisville Gas & Electric Co | 100 | Louisville Gas & Electric Co | 100 | Regulated | Dropped - Project has been canceled or postponed
Unknown | 7894_G_3 | 7894 | G | 3 |  | Combustion Turbine |  |  | Kentucky |  |  |  |  | 148 | [35 empty] | Louisville Gas & Electric Co | 100 | Louisville Gas & Electric Co | 100 | Regulated | Dropped - Project has been canceled or postponed
Unknown | 7894_G_4 | 7894 | G | 4 |  | Combustion Turbine |  |  | Kentucky |  |  |  |  | 160 | [35 empty] | Louisville Gas & Electric Co | 100 | Louisville Gas & Electric Co | 100 | Regulated | Dropped - Project has been canceled or postponed
Unknown | 7894_G_5 | 7894 | G | 5 |  | Combustion Turbine |  |  | Kentucky |  |  |  |  | 160 | [35 empty] | Louisville Gas & Electric Co | 100 | Louisville Gas & Electric Co | 100 | Regulated | Dropped - Project has been canceled or postponed
Unknown | 7894_G_6 | 7894 | G | 6 |  | Combustion Turbine |  |  | Kentucky |  |  |  |  | 150 | [35 empty] | Louisville Gas & Electric Co | 100 | Louisville Gas & Electric Co | 100 | Regulated | Dropped - Project has been canceled or postponed
Unknown | 7894_G_7 | 7894 | G | 7 |  | Combustion Turbine |  |  | Kentucky |  |  |  |  | 150 | [35 empty] | Louisville Gas & Electric Co | 100 | Louisville Gas & Electric Co | 100 | Regulated | Dropped - Project has been canceled or postponed
Unknown | 7894_G_8 | 7894 | G | 8 |  | Combustion Turbine |  |  | Kentucky |  |  |  |  | 160 | [35 empty] | Louisville Gas & Electric Co | 100 | Louisville Gas & Electric Co | 100 | Regulated | Dropped - Project has been canceled or postponed
E B Harris Electric Generating Plant | 7897_G_3 | 7897 | G | 3 |  | Combined Cycle |  |  | Alabama |  | Autauga |  |  | 615 | [35 empty] | Southern Power Co | 100 | Southern Power Co | 100 | Non-regulated | Dropped - Project has been canceled or postponed
E B Harris Electric Generating Plant | 7897_G_4 | 7897 | G | 4 |  | Combined Cycle |  |  | Alabama |  | Autauga |  |  | 615 | [35 empty] | Southern Power Co | 100 | Southern Power Co | 100 | Non-regulated | Dropped - Project has been canceled or postponed
Osawatomie | 7928_G_2 | 7928 | G | 2 |  | Combustion Turbine |  |  | Kansas |  | Miami |  |  | 69.6 | [35 empty] | Evergy Metro | 100 | Evergy Metro | 100 | Regulated | Dropped - Project has been canceled or postponed
Osawatomie | 7928_G_3 | 7928 | G | 3 |  | Combustion Turbine |  |  | Kansas |  | Miami |  |  | 69.6 | [35 empty] | Evergy Metro | 100 | Evergy Metro | 100 | Regulated | Dropped - Project has been canceled or postponed
Osawatomie | 7928_G_4 | 7928 | G | 4 |  | Combustion Turbine |  |  | Kansas |  | Miami |  |  | 69.6 | [35 empty] | Evergy Metro | 100 | Evergy Metro | 100 | Regulated | Dropped - Project has been canceled or postponed
Osawatomie | 7928_G_5 | 7928 | G | 5 |  | Combustion Turbine |  |  | Kansas |  | Miami |  |  | 69.6 | [35 empty] | Evergy Metro | 100 | Evergy Metro | 100 | Regulated | Dropped - Project has been canceled or postponed
Osawatomie | 7928_G_6 | 7928 | G | 6 |  | Combustion Turbine |  |  | Kansas |  | Miami |  |  | 69.6 | [35 empty] | Evergy Metro | 100 | Evergy Metro | 100 | Regulated | Dropped - Project has been canceled or postponed
Osawatomie | 7928_G_7 | 7928 | G | 7 |  | Combustion Turbine |  |  | Kansas |  | Miami |  |  | 69.6 | [35 empty] | Evergy Metro | 100 | Evergy Metro | 100 | Regulated | Dropped - Project has been canceled or postponed
Osawatomie | 7928_G_8 | 7928 | G | 8 |  | Combustion Turbine |  |  | Kansas |  | Miami |  |  | 69.6 | [35 empty] | Evergy Metro | 100 | Evergy Metro | 100 | Regulated | Dropped - Project has been canceled or postponed
Franklin (TN) | 7950_G_1 | 7950 | G | 1 |  | Combined Cycle |  |  | Tennessee |  | Franklin |  |  | 170 | [35 empty] | Tennessee Valley Authority | 100 | Tennessee Valley Authority | 100 | Regulated | Dropped - Project has been canceled or postponed
Franklin (TN) | 7950_G_2 | 7950 | G | 2 |  | Combined Cycle |  |  | Tennessee |  | Franklin |  |  | 170 | [35 empty] | Tennessee Valley Authority | 100 | Tennessee Valley Authority | 100 | Regulated | Dropped - Project has been canceled or postponed
Franklin (TN) | 7950_G_3 | 7950 | G | 3 |  | Combined Cycle |  |  | Tennessee |  | Franklin |  |  | 170 | [35 empty] | Tennessee Valley Authority | 100 | Tennessee Valley Authority | 100 | Regulated | Dropped - Project has been canceled or postponed
Future CT | 7956_G_1 | 7956 | G | 1 |  | Combustion Turbine |  |  | South Dakota |  | Hyde |  |  | 24 | [35 empty] | NorthWestern Energy - (SD) | 100 | NorthWestern Energy - (SD) | 100 | Regulated | Dropped - Project has been canceled or postponed
Future CT | 7956_G_2 | 7956 | G | 2 |  | Combustion Turbine |  |  | South Dakota |  | Hyde |  |  | 24 | [35 empty] | NorthWestern Energy - (SD) | 100 | NorthWestern Energy - (SD) | 100 | Regulated | Dropped - Project has been canceled or postponed
Sediver | 7957_G_CT2A | 7957 | G | CT2A |  | Combined Cycle |  |  | South Carolina |  | York |  |  | 146 | [35 empty] | Central Electric Power | 100 | Central Electric Power | 100 | Regulated | Dropped - Project has been canceled or postponed
Sediver | 7957_G_CT2B | 7957 | G | CT2B |  | Combined Cycle |  |  | South Carolina |  | York |  |  | 146 | [35 empty] | Central Electric Power | 100 | Central Electric Power | 100 | Regulated | Dropped - Project has been canceled or postponed
Sediver | 7957_G_ST1S | 7957 | G | ST1S |  | Combined Cycle |  |  | South Carolina |  | York |  |  | 160 | [35 empty] | Central Electric Power | 100 | Central Electric Power | 100 | Regulated | Dropped - Project has been canceled or postponed
Horry Land Fill Gas Site | 7958_G_1 | 7958 | G | 1 |  | Combustion Turbine |  |  | South Carolina |  | Horry |  |  | 5.2 | [35 empty] | South Carolina Public Service Authority | 100 | South Carolina Public Service Authority | 100 | Regulated | Dropped - Project has been canceled or postponed
Horry Land Fill Gas Site | 7958_G_2 | 7958 | G | 2 |  | Combustion Turbine |  |  | South Carolina |  | Horry |  |  | 5.2 | [35 empty] | South Carolina Public Service Authority | 100 | South Carolina Public Service Authority | 100 | Regulated | Dropped - Project has been canceled or postponed
Horry Land Fill Gas Site | 7958_G_3 | 7958 | G | 3 |  | Combustion Turbine |  |  | South Carolina |  | Horry |  |  | 5.2 | [35 empty] | South Carolina Public Service Authority | 100 | South Carolina Public Service Authority | 100 | Regulated | Dropped - Project has been canceled or postponed
Horry Land Fill Gas Site | 7958_G_4 | 7958 | G | 4 |  | Combustion Turbine |  |  | South Carolina |  | Horry |  |  | 5.2 | [35 empty] | South Carolina Public Service Authority | 100 | South Carolina Public Service Authority | 100 | Regulated | Dropped - Project has been canceled or postponed
Horry Land Fill Gas Site | 7958_G_HG4 | 7958 | G | HG4 |  | Landfill Gas |  |  | South Carolina |  | Horry |  |  | 1.1 | [35 empty] | South Carolina Public Service Authority | 100 | South Carolina Public Service Authority | 100 | Regulated | Dropped - Project has been canceled or postponed
W R Clayton Plant | 7968_G_1 | 7968 | G | 1 |  | Combustion Turbine |  |  | Georgia |  | Walton |  |  | 155 | [35 empty] | Municipal Electric Authority | 100 | Municipal Electric Authority | 100 | Regulated | Dropped - Project has been canceled or postponed
W R Clayton Plant | 7968_G_2 | 7968 | G | 2 |  | Combustion Turbine |  |  | Georgia |  | Walton |  |  | 155 | [35 empty] | Municipal Electric Authority | 100 | Municipal Electric Authority | 100 | Regulated | Dropped - Project has been canceled or postponed
W R Clayton Plant | 7968_G_3 | 7968 | G | 3 |  | Combustion Turbine |  |  | Georgia |  | Walton |  |  | 155 | [35 empty] | Municipal Electric Authority | 100 | Municipal Electric Authority | 100 | Regulated | Dropped - Project has been canceled or postponed
Prairie Energy | 8003_G_1 | 8003 | G | 1 |  | Coal Steam |  |  | Illinois |  | Logan |  |  | 82 | [35 empty] | Corn Belt Energy Corporation | 100 | Corn Belt Energy Corporation | 100 | Regulated | Dropped - Project has been canceled or postponed
Co Rd 33 | 8014_G_7 | 8014 | G | 7 |  | Combustion Turbine |  |  | Minnesota |  | Lyon |  |  | 2.5 | [35 empty] | City of Marshall - (MN) | 100 | City of Marshall - (MN) | 100 | Regulated | Dropped - Project has been canceled or postponed
Co Rd 33 | 8014_G_8 | 8014 | G | 8 |  | Combustion Turbine |  |  | Minnesota |  | Lyon |  |  | 2.5 | [35 empty] | City of Marshall - (MN) | 100 | City of Marshall - (MN) | 100 | Regulated | Dropped - Project has been canceled or postponed
Superior Generation Energy Center | 8057_G_GEN1 | 8057 | G | GEN1 |  | Combustion Turbine |  |  | Wisconsin |  | Douglas |  |  | 145 | [35 empty] | Rainy River Energy Corporation | 100 | Rainy River Energy Corporation | 100 | Regulated | Dropped - Project has been canceled or postponed
DeCordova Steam Electric Station | 8063_G_CT5 | 8063 | G | CT5 |  | Combustion Turbine |  |  | Texas |  | Hood |  |  | 207 | [35 empty] | DeCordova ll Power Company LLC | 100 | DeCordova ll Power Company LLC | 100 | Non-regulated | Dropped - Project has been canceled or postponed
DeCordova Steam Electric Station | 8063_G_CT6 | 8063 | G | CT6 |  | Combustion Turbine |  |  | Texas |  | Hood |  |  | 207 | [35 empty] | DeCordova ll Power Company LLC | 100 | DeCordova ll Power Company LLC | 100 | Non-regulated | Dropped - Project has been canceled or postponed
Tipton | 8106_G_5A | 8106 | G | 5A |  | Combustion Turbine |  |  | Iowa |  | Cedar |  |  | 1.1 | [35 empty] | City of Tipton - (IA) | 100 | City of Tipton - (IA) | 100 | Regulated | Dropped - Project has been canceled or postponed
Springerville | 8223_G_5 | 8223 | G | 5 |  | Coal Steam |  |  | Arizona |  | Apache |  |  | 375 | [35 empty] | Tucson Electric Power Co | 100 | Tucson Electric Power Co | 100 | Regulated | Dropped - Project has been canceled or postponed
Tehachapi Wind Resource I | 10191_G_PLAN | 10191 | G | PLAN |  | Onshore Wind |  |  | California |  | Kern |  |  | 0.6 | [35 empty] | CalWind Resources Inc | 100 | CalWind Resources Inc | 100 | Non-regulated | Dropped - Project has been canceled or postponed
California Institute of Technology | 10262_G_GEN3 | 10262 | G | GEN3 |  | Combined Cycle |  |  | California |  | Los Angeles |  |  | 2.5 | [35 empty] | California Institute-Technology | 100 | California Institute-Technology | 100 | Non-regulated | Dropped - Plant is identified as onsite because it is a net buyer of electricity in 2021
California Institute of Technology | 10262_G_GEN4 | 10262 | G | GEN4 |  | Combined Cycle |  |  | California |  | Los Angeles |  |  | 2.5 | [35 empty] | California Institute-Technology | 100 | California Institute-Technology | 100 | Non-regulated | Dropped - Plant is identified as onsite because it is a net buyer of electricity in 2021
California Institute of Technology | 10262_G_GEN5 | 10262 | G | GEN5 |  | Combined Cycle |  |  | California |  | Los Angeles |  |  | 1 | [35 empty] | California Institute-Technology | 100 | California Institute-Technology | 100 | Non-regulated | Dropped - Plant is identified as onsite because it is a net buyer of electricity in 2021
California Institute of Technology | 10262_G_GEN8 | 10262 | G | GEN8 |  | Combined Cycle |  |  | California |  | Los Angeles |  |  | 9 | [35 empty] | California Institute-Technology | 100 | California Institute-Technology | 100 | Non-regulated | Dropped - Plant is identified as onsite because it is a net buyer of electricity in 2021
Dixie Valley Power Partnership | 10681_G_GEN1 | 10681 | G | GEN1 |  | Geothermal |  |  | Nevada |  | Churchill |  |  | 25 | [35 empty] | Terra-Gen Operating Co-Geo | 100 | Terra-Gen Operating Co-Geo | 100 | Non-regulated | Dropped - Project has been canceled or postponed
Vicinity Energy Trenton, L.P. | 50094_G_1 | 50094 | G | 1 |  | Combustion Turbine |  |  | New Jersey |  | Mercer |  |  | 4.6 | [35 empty] | Vicinity Energy Trenton, L.P. | 100 | Vicinity Energy Trenton, L.P. | 100 | Non-regulated | Dropped - Project has been canceled or postponed
Vicinity Energy Trenton, L.P. | 50094_G_2 | 50094 | G | 2 |  | Combustion Turbine |  |  | New Jersey |  | Mercer |  |  | 1.1 | [35 empty] | Vicinity Energy Trenton, L.P. | 100 | Vicinity Energy Trenton, L.P. | 100 | Non-regulated | Dropped - Project has been canceled or postponed
Watson Cogeneration | 50216_G_GN97 | 50216 | G | GN97 |  | Combined Cycle |  |  | California |  | Los Angeles |  |  | 79.6 | [35 empty] | Tesoro SoCal Cogen LLC | 100 | Tesoro SoCal Cogen LLC | 100 | Non-regulated | Dropped - Project has been canceled or postponed
Texas Petrochemicals | 50229_G_GT1 | 50229 | G | GT1 |  | Combined Cycle |  |  | Texas |  | Harris |  |  | 105 | [35 empty] | TPC Group, LLC | 100 | TPC Group, LLC | 100 | Non-regulated | Dropped - Project has been canceled or postponed
Texas Petrochemicals | 50229_G_GT2 | 50229 | G | GT2 |  | Combined Cycle |  |  | Texas |  | Harris |  |  | 35 | [35 empty] | TPC Group, LLC | 100 | TPC Group, LLC | 100 | Non-regulated | Dropped - Project has been canceled or postponed
Texas Petrochemicals | 50229_G_ST#1 | 50229 | G | ST#1 |  | Combined Cycle |  |  | Texas |  | Harris |  |  | 420 | [35 empty] | TPC Group, LLC | 100 | TPC Group, LLC | 100 | Non-regulated | Dropped - Project has been canceled or postponed
Tres Vaqueros Wind Farms LLC | 50826_G_1 | 50826 | G | 1 |  | Onshore Wind |  |  | California |  | Contra Costa |  |  | 28.3 | [35 empty] | Tres Vaqueros Wind Farms LLC | 100 | Tres Vaqueros Wind Farms LLC | 100 | Non-regulated | Dropped - Project has been canceled or postponed
TES Filer City Station | 50835_G_GEN2 | 50835 | G | GEN2 |  | Combined Cycle |  |  | Michigan |  | Manistee |  |  | 228 | [35 empty] | CMS Generation Filer City Inc | 50 | CMS Generation Filer City Inc | 50 | Non-regulated | Dropped - Project has been canceled or postponed
Winnebago County Landfill Gas | 50936_G_EG6 | 50936 | G | EG6 |  | Landfill Gas |  |  | Wisconsin |  | Winnebago |  |  | 1.4 | [35 empty] | Winnebago County | 100 | Winnebago County | 100 | Non-regulated | Dropped - Project has been canceled or postponed
Richmond Cogen | 52109_G_GEN3 | 52109 | G | GEN3 |  | Combined Cycle |  |  | California |  | Contra Costa |  |  | 43 | [35 empty] | Chevron Products Company-Richmond | 100 | Chevron Products Company-Richmond | 100 | Non-regulated | Dropped - Plant is identified as onsite because it is a net buyer of electricity in 2021
Elkton | 52148_G_GEN9 | 52148 | G | GEN9 |  | Solar PV |  |  | Virginia |  | Rockingham |  |  | 2.5 | [35 empty] | Merck & Co Inc | 100 | Merck & Co Inc | 100 | Non-regulated | Dropped - Plant is identified as onsite because it is a net buyer of electricity in 2021
Tesoro Kenai Cogeneration Plant | 52184_G_GEN3 | 52184 | G | GEN3 |  | Combustion Turbine |  |  | Alaska |  | Kenai Peninsula |  |  | 6.3 | [35 empty] | Tesoro Alaska Company LLC | 100 | Tesoro Alaska Company LLC | 100 | Non-regulated | Dropped - in Alaska or in Hawaii or Puerto Rico
Ponca City Refinery | 52188_G_G1A | 52188 | G | G1A |  | Fossil Waste |  |  | Oklahoma |  | Kay |  |  | 3 | [35 empty] | Phillips 66-Ponca City Refinery | 100 | Phillips 66-Ponca City Refinery | 100 | Non-regulated | Dropped - Project has been canceled or postponed
Kennedy International Airport Cogen | 54114_G_CT-3 | 54114 | G | CT-3 |  | Combustion Turbine |  |  | New York |  | Queens |  |  | 47 | [35 empty] | Westbrook Energy Center | 100 | Westbrook Energy Center | 100 | Non-regulated | Dropped - Project has been canceled or postponed
Alvarado Hydro Facility | 54242_G_SD28H | 54242 | G | SD28H |  | Hydro |  |  | California |  | San Diego |  |  | 1.4 | [35 empty] | San Diego County Water Auth | 100 | San Diego County Water Auth | 100 | Non-regulated | Dropped - Project has been canceled or postponed
Westwind Trust | 54258_G_WTGS | 54258 | G | WTGS |  | Onshore Wind |  |  | California |  | Riverside |  |  | 15.6 | [35 empty] | New Dimension Energy Company, LLC | 100 | New Dimension Energy Company, LLC | 100 | Non-regulated | Dropped - Project has been canceled or postponed
Univ of NC Chapel Hill Cogen Facility | 54276_G_TG4 | 54276 | G | TG4 |  | Coal Steam |  |  | North Carolina |  | Orange |  |  | 20 | [35 empty] | University of North Carolina | 100 | University of North Carolina | 100 | Non-regulated | Dropped - Plant is identified as onsite because it is a net buyer of electricity in 2021
Four Mile Hydropower Project | 54341_G_5 | 54341 | G | 5 |  | Hydro |  |  | Michigan |  | Alpena |  |  | 0.1 | [35 empty] | Thunder Bay Power Co LLC | 100 | Thunder Bay Power Co LLC | 100 | Non-regulated | Dropped - Project has been canceled or postponed
Ninth Street Hydropower Project | 54342_G_4 | 54342 | G | 4 |  | Hydro |  |  | Michigan |  | Alpena |  |  | 0.4 | [35 empty] | Thunder Bay Power Co LLC | 100 | Thunder Bay Power Co LLC | 100 | Non-regulated | Dropped - Project has been canceled or postponed
UW Madison Charter Street Plant | 54408_G_2 | 54408 | G | 2 |  | Biomass |  |  | Wisconsin |  | Dane |  |  | 12 | [35 empty] | State of Wisconsin | 100 | State of Wisconsin | 100 | Non-regulated | Dropped - Project has been canceled or postponed | 13BLR: B21; 14BLR: B22; 15BLR: B23; 16BLR: B24; 17BLR: B25
Metro Methane Recovery Facility | 54700_G_GEN9 | 54700 | G | GEN9 |  | Landfill Gas |  |  | Iowa |  | Polk |  |  | 1.6 | [35 empty] | WM Renewable Energy LLC | 100 | WM Renewable Energy LLC | 100 | Non-regulated | Dropped - Project has been canceled or postponed
Seneca Energy | 54782_G_GE19 | 54782 | G | GE19 |  | Landfill Gas |  |  | New York |  | Seneca |  |  | 1.6 | [35 empty] | Seneca Energy II | 100 | Seneca Energy II | 100 | Non-regulated | Dropped - Project has been canceled or postponed
Seneca Energy | 54782_G_GE20 | 54782 | G | GE20 |  | Landfill Gas |  |  | New York |  | Seneca |  |  | 1.6 | [35 empty] | Seneca Energy II | 100 | Seneca Energy II | 100 | Non-regulated | Dropped - Project has been canceled or postponed
Seneca Energy | 54782_G_GE21 | 54782 | G | GE21 |  | Landfill Gas |  |  | New York |  | Seneca |  |  | 1.6 | [35 empty] | Seneca Energy II | 100 | Seneca Energy II | 100 | Non-regulated | Dropped - Project has been canceled or postponed
Seneca Energy | 54782_G_GE22 | 54782 | G | GE22 |  | Landfill Gas |  |  | New York |  | Seneca |  |  | 1.6 | [35 empty] | Seneca Energy II | 100 | Seneca Energy II | 100 | Non-regulated | Dropped - Project has been canceled or postponed
Tiverton Power Plant | 55048_G_UNT3 | 55048 | G | UNT3 |  | Combined Cycle |  |  | Rhode Island |  | Newport |  |  | 159.4 | [35 empty] | Tiverton Power LLC | 100 | Tiverton Power LLC | 100 | Non-regulated | Dropped - Project has been canceled or postponed
Tiverton Power Plant | 55048_G_UNT4 | 55048 | G | UNT4 |  | Combined Cycle |  |  | Rhode Island |  | Newport |  |  | 90.6 | [35 empty] | Tiverton Power LLC | 100 | Tiverton Power LLC | 100 | Non-regulated | Dropped - Project has been canceled or postponed
Batesville Generation Facility | 55063_G_CTG4 | 55063 | G | CTG4 |  | Combined Cycle |  |  | Mississippi |  | Panola |  |  | 292 | [35 empty] | Cooperative Energy | 100 | Cooperative Energy | 100 | Regulated | Dropped - Project has been canceled or postponed
Afton Generating Station | 55210_G_0003 | 55210 | G | 0003 |  | Combined Cycle |  |  | New Mexico |  | Dona Ana |  |  | 141 | [35 empty] | Public Service Co of NM | 100 | Public Service Co of NM | 100 | Regulated | Dropped - Project has been canceled or postponed
Hardinsburg Electric Generating Station | 55227_G_GT1 | 55227 | G | GT1 |  | Combustion Turbine |  |  | Kentucky |  | Breckinridge |  |  | 45 | [35 empty] | AES Ohio Generation LLC | 100 | AES Ohio Generation LLC | 100 | Non-regulated | Dropped - Project has been canceled or postponed
Hardinsburg Electric Generating Station | 55227_G_GT2 | 55227 | G | GT2 |  | Combustion Turbine |  |  | Kentucky |  | Breckinridge |  |  | 45 | [35 empty] | AES Ohio Generation LLC | 100 | AES Ohio Generation LLC | 100 | Non-regulated | Dropped - Project has been canceled or postponed
Hardinsburg Electric Generating Station | 55227_G_GT3 | 55227 | G | GT3 |  | Combustion Turbine |  |  | Kentucky |  | Breckinridge |  |  | 45 | [35 empty] | AES Ohio Generation LLC | 100 | AES Ohio Generation LLC | 100 | Non-regulated | Dropped - Project has been canceled or postponed
Hardinsburg Electric Generating Station | 55227_G_GT4 | 55227 | G | GT4 |  | Combustion Turbine |  |  | Kentucky |  | Breckinridge |  |  | 45 | [35 empty] | AES Ohio Generation LLC | 100 | AES Ohio Generation LLC | 100 | Non-regulated | Dropped - Project has been canceled or postponed
Hardinsburg Electric Generating Station | 55227_G_GT5 | 55227 | G | GT5 |  | Combustion Turbine |  |  | Kentucky |  | Breckinridge |  |  | 45 | [35 empty] | AES Ohio Generation LLC | 100 | AES Ohio Generation LLC | 100 | Non-regulated | Dropped - Project has been canceled or postponed
Hardinsburg Electric Generating Station | 55227_G_GT6 | 55227 | G | GT6 |  | Combustion Turbine |  |  | Kentucky |  | Breckinridge |  |  | 45 | [35 empty] | AES Ohio Generation LLC | 100 | AES Ohio Generation LLC | 100 | Non-regulated | Dropped - Project has been canceled or postponed
Hardinsburg Electric Generating Station | 55227_G_GT7 | 55227 | G | GT7 |  | Combustion Turbine |  |  | Kentucky |  | Breckinridge |  |  | 45 | [35 empty] | AES Ohio Generation LLC | 100 | AES Ohio Generation LLC | 100 | Non-regulated | Dropped - Project has been canceled or postponed
Hardinsburg Electric Generating Station | 55227_G_GT8 | 55227 | G | GT8 |  | Combustion Turbine |  |  | Kentucky |  | Breckinridge |  |  | 45 | [35 empty] | AES Ohio Generation LLC | 100 | AES Ohio Generation LLC | 100 | Non-regulated | Dropped - Project has been canceled or postponed
Montpelier Electric Generating Station | 55229_G_GT5 | 55229 | G | GT5 |  | Combustion Turbine |  |  | Indiana |  | Wells |  |  | 45 | [35 empty] | Kimura Power LLC | 100 | Kimura Power LLC | 100 | Non-regulated | Dropped - Project has been canceled or postponed
Montpelier Electric Generating Station | 55229_G_GT6 | 55229 | G | GT6 |  | Combustion Turbine |  |  | Indiana |  | Wells |  |  | 45 | [35 empty] | Kimura Power LLC | 100 | Kimura Power LLC | 100 | Non-regulated | Dropped - Project has been canceled or postponed
Montpelier Electric Generating Station | 55229_G_GT7 | 55229 | G | GT7 |  | Combustion Turbine |  |  | Indiana |  | Wells |  |  | 45 | [35 empty] | Kimura Power LLC | 100 | Kimura Power LLC | 100 | Non-regulated | Dropped - Project has been canceled or postponed
Montpelier Electric Generating Station | 55229_G_GT8 | 55229 | G | GT8 |  | Combustion Turbine |  |  | Indiana |  | Wells |  |  | 45 | [35 empty] | Kimura Power LLC | 100 | Kimura Power LLC | 100 | Non-regulated | Dropped - Project has been canceled or postponed
Astoria Gas Turbines | 55243_G_CTG01 | 55243 | G | CTG01 |  | Combustion Turbine |  |  | New York |  | Queens |  |  | 431 | [35 empty] | NRG Astoria Gas Turbine Operations Inc | 100 | NRG Astoria Gas Turbine Operations Inc | 100 | Non-regulated | Dropped - Project has been canceled or postponed
Eddy County Generating Station | 55252_G_0001 | 55252 | G | 0001 |  | Combustion Turbine |  |  | New Mexico |  | Eddy |  |  | 37 | [35 empty] | Public Service Co of NM | 100 | Public Service Co of NM | 100 | Regulated | Dropped - Project has been canceled or postponed
Alta Mesa Project Phase IV | 55352_G_GEN1 | 55352 | G | GEN1 |  | Onshore Wind |  |  | California |  | Riverside |  |  | 40 | [35 empty] | Mark Technologies Corp | 100 | Mark Technologies Corp | 100 | Non-regulated | Dropped - Project has been canceled or postponed
Jack Fusco Energy Center | 55357_G_CTG3 | 55357 | G | CTG3 |  | Combined Cycle |  |  | Texas |  | Fort Bend |  |  | 166 | [35 empty] | Brazos Valley Energy | 100 | Brazos Valley Energy | 100 | Non-regulated | Dropped - Project has been canceled or postponed
Jack Fusco Energy Center | 55357_G_CTG4 | 55357 | G | CTG4 |  | Combined Cycle |  |  | Texas |  | Fort Bend |  |  | 166 | [35 empty] | Brazos Valley Energy | 100 | Brazos Valley Energy | 100 | Non-regulated | Dropped - Project has been canceled or postponed
Two Elk Generating Station | 55360_G_GEN1 | 55360 | G | GEN1 |  | Coal Steam |  |  | Wyoming |  | Campbell |  |  | 275 | [35 empty] | Two Elk Generation Partners LP | 100 | Two Elk Generation Partners LP | 100 | Non-regulated | Dropped - Project has been canceled or postponed
Sugar Creek Power | 55364_G_CT21 | 55364 | G | CT21 |  | Combined Cycle |  |  | Indiana |  | Vigo |  |  | 159 | [35 empty] | Northern Indiana Pub Serv Co | 100 | Northern Indiana Pub Serv Co | 100 | Regulated | Dropped - Project has been canceled or postponed
Sugar Creek Power | 55364_G_CT22 | 55364 | G | CT22 |  | Combined Cycle |  |  | Indiana |  | Vigo |  |  | 154.3 | [35 empty] | Northern Indiana Pub Serv Co | 100 | Northern Indiana Pub Serv Co | 100 | Regulated | Dropped - Project has been canceled or postponed
Sugar Creek Power | 55364_G_ST2 | 55364 | G | ST2 |  | Combined Cycle |  |  | Indiana |  | Vigo |  |  | 195.4 | [35 empty] | Northern Indiana Pub Serv Co | 100 | Northern Indiana Pub Serv Co | 100 | Regulated | Dropped - Project has been canceled or postponed
Harrod Electric Generating Station | 55384_G_GT1 | 55384 | G | GT1 |  | Combustion Turbine |  |  | Ohio |  | Allen |  |  | 76 | [35 empty] | AES Ohio Generation LLC | 100 | AES Ohio Generation LLC | 100 | Non-regulated | Dropped - Project has been canceled or postponed
Harrod Electric Generating Station | 55384_G_GT2 | 55384 | G | GT2 |  | Combustion Turbine |  |  | Ohio |  | Allen |  |  | 76 | [35 empty] | AES Ohio Generation LLC | 100 | AES Ohio Generation LLC | 100 | Non-regulated | Dropped - Project has been canceled or postponed
Harrod Electric Generating Station | 55384_G_GT3 | 55384 | G | GT3 |  | Combustion Turbine |  |  | Ohio |  | Allen |  |  | 76 | [35 empty] | AES Ohio Generation LLC | 100 | AES Ohio Generation LLC | 100 | Non-regulated | Dropped - Project has been canceled or postponed
Harrod Electric Generating Station | 55384_G_GT4 | 55384 | G | GT4 |  | Combustion Turbine |  |  | Ohio |  | Allen |  |  | 76 | [35 empty] | AES Ohio Generation LLC | 100 | AES Ohio Generation LLC | 100 | Non-regulated | Dropped - Project has been canceled or postponed
Harrod Electric Generating Station | 55384_G_GT5 | 55384 | G | GT5 |  | Combustion Turbine |  |  | Ohio |  | Allen |  |  | 76 | [35 empty] | AES Ohio Generation LLC | 100 | AES Ohio Generation LLC | 100 | Non-regulated | Dropped - Project has been canceled or postponed
Harrod Electric Generating Station | 55384_G_GT6 | 55384 | G | GT6 |  | Combustion Turbine |  |  | Ohio |  | Allen |  |  | 76 | [35 empty] | AES Ohio Generation LLC | 100 | AES Ohio Generation LLC | 100 | Non-regulated | Dropped - Project has been canceled or postponed
Fairmount Electric Generating | 55385_G_GT1 | 55385 | G | GT1 |  | Combustion Turbine |  |  | Indiana |  | Grant |  |  | 58.9 | [35 empty] | AES Ohio Generation LLC | 100 | AES Ohio Generation LLC | 100 | Non-regulated | Dropped - Project has been canceled or postponed
Fairmount Electric Generating | 55385_G_GT2 | 55385 | G | GT2 |  | Combustion Turbine |  |  | Indiana |  | Grant |  |  | 58.9 | [35 empty] | AES Ohio Generation LLC | 100 | AES Ohio Generation LLC | 100 | Non-regulated | Dropped - Project has been canceled or postponed
Fairmount Electric Generating | 55385_G_GT3 | 55385 | G | GT3 |  | Combustion Turbine |  |  | Indiana |  | Grant |  |  | 58.9 | [35 empty] | AES Ohio Generation LLC | 100 | AES Ohio Generation LLC | 100 | Non-regulated | Dropped - Project has been canceled or postponed
Fairmount Electric Generating | 55385_G_GT4 | 55385 | G | GT4 |  | Combustion Turbine |  |  | Indiana |  | Grant |  |  | 58.9 | [35 empty] | AES Ohio Generation LLC | 100 | AES Ohio Generation LLC | 100 | Non-regulated | Dropped - Project has been canceled or postponed
Fairmount Electric Generating | 55385_G_GT5 | 55385 | G | GT5 |  | Combustion Turbine |  |  | Indiana |  | Grant |  |  | 58.9 | [35 empty] | AES Ohio Generation LLC | 100 | AES Ohio Generation LLC | 100 | Non-regulated | Dropped - Project has been canceled or postponed
Fairmount Electric Generating | 55385_G_GT6 | 55385 | G | GT6 |  | Combustion Turbine |  |  | Indiana |  | Grant |  |  | 58.9 | [35 empty] | AES Ohio Generation LLC | 100 | AES Ohio Generation LLC | 100 | Non-regulated | Dropped - Project has been canceled or postponed
Fairmount Electric Generating | 55385_G_GT7 | 55385 | G | GT7 |  | Combustion Turbine |  |  | Indiana |  | Grant |  |  | 58.9 | [35 empty] | AES Ohio Generation LLC | 100 | AES Ohio Generation LLC | 100 | Non-regulated | Dropped - Project has been canceled or postponed
Fairmount Electric Generating | 55385_G_GT8 | 55385 | G | GT8 |  | Combustion Turbine |  |  | Indiana |  | Grant |  |  | 58.9 | [35 empty] | AES Ohio Generation LLC | 100 | AES Ohio Generation LLC | 100 | Non-regulated | Dropped - Project has been canceled or postponed
Zion Energy Center | 55392_G_CTG4 | 55392 | G | CTG4 |  | Combustion Turbine |  |  | Illinois |  | Lake |  |  | 152 | [35 empty] | Zion Energy LLC | 100 | Zion Energy LLC | 100 | Non-regulated | Dropped - Project has been canceled or postponed
Zion Energy Center | 55392_G_CTG5 | 55392 | G | CTG5 |  | Combustion Turbine |  |  | Illinois |  | Lake |  |  | 152 | [35 empty] | Zion Energy LLC | 100 | Zion Energy LLC | 100 | Non-regulated | Dropped - Project has been canceled or postponed
Shady Hills Generating Station | 55414_G_G401 | 55414 | G | G401 |  | Combustion Turbine |  |  | Florida |  | Pasco |  |  | 200 | [35 empty] | Shady Hills Power Co LLC | 100 | Shady Hills Power Co LLC | 100 | Non-regulated | Dropped - Project has been canceled or postponed
Shady Hills Generating Station | 55414_G_G501 | 55414 | G | G501 |  | Combustion Turbine |  |  | Florida |  | Pasco |  |  | 200 | [35 empty] | Shady Hills Power Co LLC | 100 | Shady Hills Power Co LLC | 100 | Non-regulated | Dropped - Project has been canceled or postponed
Hot Spring Generating Facility | 55418_G_CT3 | 55418 | G | CT3 |  | Combined Cycle |  |  | Arkansas |  | Hot Spring |  |  | 173.8 | [35 empty] | Entergy Arkansas LLC | 100 | Entergy Arkansas LLC | 100 | Regulated | Dropped - Project has been canceled or postponed
Hot Spring Generating Facility | 55418_G_CT4 | 55418 | G | CT4 |  | Combined Cycle |  |  | Arkansas |  | Hot Spring |  |  | 173.8 | [35 empty] | Entergy Arkansas LLC | 100 | Entergy Arkansas LLC | 100 | Regulated | Dropped - Project has been canceled or postponed
Hot Spring Generating Facility | 55418_G_ST2 | 55418 | G | ST2 |  | Combined Cycle |  |  | Arkansas |  | Hot Spring |  |  | 304.4 | [35 empty] | Entergy Arkansas LLC | 100 | Entergy Arkansas LLC | 100 | Regulated | Dropped - Project has been canceled or postponed
Amelia Energy Center | 55465_G_CTG1 | 55465 | G | CTG1 |  | Combined Cycle |  |  | Texas |  | Jefferson |  |  | 180 | [35 empty] | Calpine Central LP | 100 | Calpine Central LP | 100 | Non-regulated | Dropped - Project has been canceled or postponed
Amelia Energy Center | 55465_G_CTG2 | 55465 | G | CTG2 |  | Combined Cycle |  |  | Texas |  | Jefferson |  |  | 180 | [35 empty] | Calpine Central LP | 100 | Calpine Central LP | 100 | Non-regulated | Dropped - Project has been canceled or postponed
Amelia Energy Center | 55465_G_CTG3 | 55465 | G | CTG3 |  | Combined Cycle |  |  | Texas |  | Jefferson |  |  | 180 | [35 empty] | Calpine Central LP | 100 | Calpine Central LP | 100 | Non-regulated | Dropped - Project has been canceled or postponed
Amelia Energy Center | 55465_G_STG1 | 55465 | G | STG1 |  | Combined Cycle |  |  | Texas |  | Jefferson |  |  | 360 | [35 empty] | Calpine Central LP | 100 | Calpine Central LP | 100 | Non-regulated | Dropped - Project has been canceled or postponed
Washington Parish Energy Center | 55486_G_CTG1 | 55486 | G | CTG1 |  | Combustion Turbine |  |  | Louisiana |  | Washington |  |  | 172 | [35 empty] | Entergy Louisiana LLC | 100 | Entergy Louisiana LLC | 100 | Regulated | Dropped - Project has been canceled or postponed
Washington Parish Energy Center | 55486_G_CTG2 | 55486 | G | CTG2 |  | Combustion Turbine |  |  | Louisiana |  | Washington |  |  | 172 | [35 empty] | Entergy Louisiana LLC | 100 | Entergy Louisiana LLC | 100 | Regulated | Dropped - Project has been canceled or postponed
Washington Parish Energy Center | 55486_G_ST1 | 55486 | G | ST1 |  | Combined Cycle |  |  | Louisiana |  | Washington |  |  | 215 | [35 empty] | Entergy Louisiana LLC | 100 | Entergy Louisiana LLC | 100 | Regulated | Dropped - Project has been canceled or postponed
Sundance | 55522_G_CT11 | 55522 | G | CT11 |  | Combustion Turbine |  |  | Arizona |  | Pinal |  |  | 38 | [35 empty] | Arizona Public Service Co | 100 | Arizona Public Service Co | 100 | Regulated | Dropped - Project has been canceled or postponed
Sundance | 55522_G_CT12 | 55522 | G | CT12 |  | Combustion Turbine |  |  | Arizona |  | Pinal |  |  | 38 | [35 empty] | Arizona Public Service Co | 100 | Arizona Public Service Co | 100 | Regulated | Dropped - Project has been canceled or postponed
York Energy Center | 55524_G_CTG7 | 55524 | G | CTG7 |  | Combined Cycle |  |  | Pennsylvania |  | York |  |  | 120 | [35 empty] | Calpine Mid-Merit LLC | 100 | Calpine Mid-Merit LLC | 100 | Non-regulated | Dropped - Project has been canceled or postponed
Baytown | 55551_G_UN5 | 55551 | G | UN5 |  | Landfill Gas |  |  | Texas |  | Chambers |  |  | 1 | [35 empty] | TX LFG Energy, LP | 100 | TX LFG Energy, LP | 100 | Non-regulated | Dropped - Project has been canceled or postponed
Moapa Paiute Energy Center | 55642_G_CTG1 | 55642 | G | CTG1 |  | Combined Cycle |  |  | Nevada |  | Clark |  |  | 185 | [35 empty] | Calpine Corp - Metcalf Energy Center | 100 | Calpine Corp - Metcalf Energy Center | 100 | Non-regulated | Dropped - Project has been canceled or postponed
Moapa Paiute Energy Center | 55642_G_CTG2 | 55642 | G | CTG2 |  | Combined Cycle |  |  | Nevada |  | Clark |  |  | 185 | [35 empty] | Calpine Corp - Metcalf Energy Center | 100 | Calpine Corp - Metcalf Energy Center | 100 | Non-regulated | Dropped - Project has been canceled or postponed
Moapa Paiute Energy Center | 55642_G_CTG3 | 55642 | G | CTG3 |  | Combined Cycle |  |  | Nevada |  | Clark |  |  | 185 | [35 empty] | Calpine Corp - Metcalf Energy Center | 100 | Calpine Corp - Metcalf Energy Center | 100 | Non-regulated | Dropped - Project has been canceled or postponed
Moapa Paiute Energy Center | 55642_G_STG1 | 55642 | G | STG1 |  | Combined Cycle |  |  | Nevada |  | Clark |  |  | 492 | [35 empty] | Calpine Corp - Metcalf Energy Center | 100 | Calpine Corp - Metcalf Energy Center | 100 | Non-regulated | Dropped - Project has been canceled or postponed
Nacogdoches Power | 55708_G_CTG1 | 55708 | G | CTG1 |  | Combined Cycle |  |  | Texas |  | Nacogdoches |  |  | 185 | [35 empty] | Austin Energy | 100 | Austin Energy | 100 | Regulated | Dropped - Project has been canceled or postponed
Nacogdoches Power | 55708_G_CTG2 | 55708 | G | CTG2 |  | Combined Cycle |  |  | Texas |  | Nacogdoches |  |  | 95 | [35 empty] | Austin Energy | 100 | Austin Energy | 100 | Regulated | Dropped - Project has been canceled or postponed
Nacogdoches Power | 55708_G_CTG3 | 55708 | G | CTG3 |  | Combined Cycle |  |  | Texas |  | Nacogdoches |  |  | 95 | [35 empty] | Austin Energy | 100 | Austin Energy | 100 | Regulated | Dropped - Project has been canceled or postponed
Nacogdoches Power | 55708_G_STG1 | 55708 | G | STG1 |  | Combined Cycle |  |  | Texas |  | Nacogdoches |  |  | 86 | [35 empty] | Austin Energy | 100 | Austin Energy | 100 | Regulated | Dropped - Project has been canceled or postponed
Nacogdoches Power | 55708_G_STG2 | 55708 | G | STG2 |  | Combined Cycle |  |  | Texas |  | Nacogdoches |  |  | 100 | [35 empty] | Austin Energy | 100 | Austin Energy | 100 | Regulated | Dropped - Project has been canceled or postponed
Nacogdoches Power | 55708_G_STG3 | 55708 | G | STG3 |  | Combined Cycle |  |  | Texas |  | Nacogdoches |  |  | 68 | [35 empty] | Austin Energy | 100 | Austin Energy | 100 | Regulated | Dropped - Project has been canceled or postponed
FirstEnergy | 55711_G_CTG1 | 55711 | G | CTG1 |  | Combined Cycle |  |  | Arizona |  | La Paz |  |  | 180 | [35 empty] | Allegheny Energy Supply Co LLC | 100 | Allegheny Energy Supply Co LLC | 100 | Non-regulated | Dropped - Project has been canceled or postponed
FirstEnergy | 55711_G_CTG2 | 55711 | G | CTG2 |  | Combined Cycle |  |  | Arizona |  | La Paz |  |  | 180 | [35 empty] | Allegheny Energy Supply Co LLC | 100 | Allegheny Energy Supply Co LLC | 100 | Non-regulated | Dropped - Project has been canceled or postponed
FirstEnergy | 55711_G_CTG3 | 55711 | G | CTG3 |  | Combined Cycle |  |  | Arizona |  | La Paz |  |  | 180 | [35 empty] | Allegheny Energy Supply Co LLC | 100 | Allegheny Energy Supply Co LLC | 100 | Non-regulated | Dropped - Project has been canceled or postponed
FirstEnergy | 55711_G_CTG4 | 55711 | G | CTG4 |  | Combined Cycle |  |  | Arizona |  | La Paz |  |  | 180 | [35 empty] | Allegheny Energy Supply Co LLC | 100 | Allegheny Energy Supply Co LLC | 100 | Non-regulated | Dropped - Project has been canceled or postponed
FirstEnergy | 55711_G_STG1 | 55711 | G | STG1 |  | Combined Cycle |  |  | Arizona |  | La Paz |  |  | 180 | [35 empty] | Allegheny Energy Supply Co LLC | 100 | Allegheny Energy Supply Co LLC | 100 | Non-regulated | Dropped - Project has been canceled or postponed
FirstEnergy | 55711_G_STG2 | 55711 | G | STG2 |  | Combined Cycle |  |  | Arizona |  | La Paz |  |  | 180 | [35 empty] | Allegheny Energy Supply Co LLC | 100 | Allegheny Energy Supply Co LLC | 100 | Non-regulated | Dropped - Project has been canceled or postponed
Bennett Mountain | 55733_G_FT01 | 55733 | G | FT01 |  | Combustion Turbine |  |  | Idaho |  | Elmore |  |  | 142 | [35 empty] | Idaho Power Co | 100 | Idaho Power Co | 100 | Regulated | Dropped - Project has been canceled or postponed
Bennett Mountain | 55733_G_FT03 | 55733 | G | FT03 |  | Combustion Turbine |  |  | Idaho |  | Elmore |  |  | 50 | [35 empty] | Idaho Power Co | 100 | Idaho Power Co | 100 | Regulated | Dropped - Project has been canceled or postponed
Brookhaven Facility | 55778_G_BH5 | 55778 | G | BH5 |  | Landfill Gas |  |  | New York |  | Suffolk |  |  | 0.5 | [35 empty] | WEHRAN Energy Corporation | 100 | WEHRAN Energy Corporation | 100 | Non-regulated | Dropped - Project has been canceled or postponed
Brookhaven Facility | 55778_G_BH6 | 55778 | G | BH6 |  | Landfill Gas |  |  | New York |  | Suffolk |  |  | 0.5 | [35 empty] | WEHRAN Energy Corporation | 100 | WEHRAN Energy Corporation | 100 | Non-regulated | Dropped - Project has been canceled or postponed
Bowie Power Station LLC | 55780_G_CT1 | 55780 | G | CT1 |  | Combined Cycle |  |  | Arizona |  | Cochise |  |  | 172 | [35 empty] | Bowie Power Station LLC | 100 | Bowie Power Station LLC | 100 | Non-regulated | Dropped - Project has been canceled or postponed
Bowie Power Station LLC | 55780_G_CT2 | 55780 | G | CT2 |  | Combined Cycle |  |  | Arizona |  | Cochise |  |  | 172 | [35 empty] | Bowie Power Station LLC | 100 | Bowie Power Station LLC | 100 | Non-regulated | Dropped - Project has been canceled or postponed
Bowie Power Station LLC | 55780_G_CT3 | 55780 | G | CT3 |  | Combined Cycle |  |  | Arizona |  | Cochise |  |  | 172 | [35 empty] | Bowie Power Station LLC | 100 | Bowie Power Station LLC | 100 | Non-regulated | Dropped - Project has been canceled or postponed
Bowie Power Station LLC | 55780_G_CT4 | 55780 | G | CT4 |  | Combined Cycle |  |  | Arizona |  | Cochise |  |  | 172 | [35 empty] | Bowie Power Station LLC | 100 | Bowie Power Station LLC | 100 | Non-regulated | Dropped - Project has been canceled or postponed
Bowie Power Station LLC | 55780_G_ST1 | 55780 | G | ST1 |  | Combined Cycle |  |  | Arizona |  | Cochise |  |  | 181 | [35 empty] | Bowie Power Station LLC | 100 | Bowie Power Station LLC | 100 | Non-regulated | Dropped - Project has been canceled or postponed
Bowie Power Station LLC | 55780_G_ST2 | 55780 | G | ST2 |  | Combined Cycle |  |  | Arizona |  | Cochise |  |  | 181 | [35 empty] | Bowie Power Station LLC | 100 | Bowie Power Station LLC | 100 | Non-regulated | Dropped - Project has been canceled or postponed
Valencia Energy Facility | 55802_G_CTG2 | 55802 | G | CTG2 |  | Combustion Turbine |  |  | New Mexico |  | Valencia |  |  | 159.5 | [35 empty] | Valencia Power LLC | 100 | Valencia Power LLC | 100 | Non-regulated | Dropped - Project has been canceled or postponed
Valencia Energy Facility | 55802_G_CTG3 | 55802 | G | CTG3 |  | Combustion Turbine |  |  | New Mexico |  | Valencia |  |  | 84.5 | [35 empty] | Valencia Power LLC | 100 | Valencia Power LLC | 100 | Non-regulated | Dropped - Project has been canceled or postponed
Valencia Energy Facility | 55802_G_CTG4 | 55802 | G | CTG4 |  | Combustion Turbine |  |  | New Mexico |  | Valencia |  |  | 84.2 | [35 empty] | Valencia Power LLC | 100 | Valencia Power LLC | 100 | Non-regulated | Dropped - Project has been canceled or postponed
Valencia Energy Facility | 55802_G_CTG5 | 55802 | G | CTG5 |  | Combined Cycle |  |  | New Mexico |  | Valencia |  |  | 84.2 | [35 empty] | Black Hills Power, Inc. | 100 | Black Hills Power, Inc. | 100 | Non-regulated | Dropped - Project has been canceled or postponed
Valencia Energy Facility | 55802_G_CTG6 | 55802 | G | CTG6 |  | Combined Cycle |  |  | New Mexico |  | Valencia |  |  | 84.2 | [35 empty] | Valencia Power LLC | 100 | Valencia Power LLC | 100 | Non-regulated | Dropped - Project has been canceled or postponed
RCWMD Badlands Landfill Gas Project | 55820_G_GEN2 | 55820 | G | GEN2 |  | Landfill Gas |  |  | California |  | Riverside |  |  | 1 | [35 empty] | Riverside County Waste Management Dept | 100 | Riverside County Waste Management Dept | 100 | Non-regulated | Dropped - Project has been canceled or postponed
Curtis H Stanton Energy Center | 55821_G_BCT | 55821 | G | BCT |  | IGCC |  |  | Florida |  | Orange |  |  | 197 | [35 empty] | Orlando Utilities Comm | 100 | Orlando Utilities Comm | 100 | Non-regulated | Dropped - Project has been canceled or postponed
Curtis H Stanton Energy Center | 55821_G_BST | 55821 | G | BST |  | IGCC |  |  | Florida |  | Orange |  |  | 132 | [35 empty] | Orlando Utilities Comm | 100 | Orlando Utilities Comm | 100 | Non-regulated | Dropped - Project has been canceled or postponed
Sherry Energy Center | 55834_G_CT01 | 55834 | G | CT01 |  | Combustion Turbine |  |  | Wisconsin |  | Wood |  |  | 176 | [35 empty] | Calpine Central LP | 100 | Calpine Central LP | 100 | Non-regulated | Dropped - Project has been canceled or postponed
Sherry Energy Center | 55834_G_CT02 | 55834 | G | CT02 |  | Combustion Turbine |  |  | Wisconsin |  | Wood |  |  | 176 | [35 empty] | Calpine Central LP | 100 | Calpine Central LP | 100 | Non-regulated | Dropped - Project has been canceled or postponed
Sherry Energy Center | 55834_G_CT03 | 55834 | G | CT03 |  | Combustion Turbine |  |  | Wisconsin |  | Wood |  |  | 176 | [35 empty] | Calpine Central LP | 100 | Calpine Central LP | 100 | Non-regulated | Dropped - Project has been canceled or postponed
Sherry Energy Center | 55834_G_CT04 | 55834 | G | CT04 |  | Combustion Turbine |  |  | Wisconsin |  | Wood |  |  | 176 | [35 empty] | Calpine Central LP | 100 | Calpine Central LP | 100 | Non-regulated | Dropped - Project has been canceled or postponed
Sherry Energy Center | 55834_G_CTG1 | 55834 | G | CTG1 |  | Combined Cycle |  |  | Wisconsin |  | Wood |  |  | 176 | [35 empty] | Calpine Central LP | 100 | Calpine Central LP | 100 | Non-regulated | Dropped - Project has been canceled or postponed
Sherry Energy Center | 55834_G_CTG2 | 55834 | G | CTG2 |  | Combined Cycle |  |  | Wisconsin |  | Wood |  |  | 176 | [35 empty] | Calpine Central LP | 100 | Calpine Central LP | 100 | Non-regulated | Dropped - Project has been canceled or postponed
Sherry Energy Center | 55834_G_STG1 | 55834 | G | STG1 |  | Combined Cycle |  |  | Wisconsin |  | Wood |  |  | 180 | [35 empty] | Calpine Central LP | 100 | Calpine Central LP | 100 | Non-regulated | Dropped - Project has been canceled or postponed
Four Mile Hill | 55845_G_1 | 55845 | G | 1 |  | Geothermal |  |  | California |  | Siskiyou |  |  | 42 | [35 empty] | Calpine Corporation | 100 | Calpine Corporation | 100 | Non-regulated | Dropped - Project has been canceled or postponed
Telephone Flat | 55846_G_1 | 55846 | G | 1 |  | Geothermal |  |  | California |  | Siskiyou |  |  | 42 | [35 empty] | Calpine Corporation | 100 | Calpine Corporation | 100 | Non-regulated | Dropped - Project has been canceled or postponed
Valero Refinery Cogeneration Unit 2 | 55852_G_GT 2 | 55852 | G | GT 2 |  | Fossil Waste |  |  | California |  | Solano |  |  | 43.4 | [35 empty] | Valero Refining Co California | 100 | Valero Refining Co California | 100 | Non-regulated | Dropped - Project has been canceled or postponed
Genova Arkansas I LLC | 55869_G_CTG1 | 55869 | G | CTG1 |  | Combined Cycle |  |  | Arkansas |  | Washington |  |  | 160 | [35 empty] | Southwestern Electric Power Co | 100 | Southwestern Electric Power Co | 100 | Regulated | Dropped - Project has been canceled or postponed
Genova Arkansas I LLC | 55869_G_CTG2 | 55869 | G | CTG2 |  | Combined Cycle |  |  | Arkansas |  | Washington |  |  | 160 | [35 empty] | Southwestern Electric Power Co | 100 | Southwestern Electric Power Co | 100 | Regulated | Dropped - Project has been canceled or postponed
Genova Arkansas I LLC | 55869_G_ST1 | 55869 | G | ST1 |  | Combined Cycle |  |  | Arkansas |  | Washington |  |  | 225 | [35 empty] | Southwestern Electric Power Co | 100 | Southwestern Electric Power Co | 100 | Regulated | Dropped - Project has been canceled or postponed
Montgomery County Oaks LFGE Plant | 55885_G_N01 | 55885 | G | N01 |  | Landfill Gas |  |  | Maryland |  | Montgomery |  |  | 2.3 | [35 empty] | CB&I | 100 | CB&I | 100 | Non-regulated | Dropped - Project has been canceled or postponed
Montgomery County Oaks LFGE Plant | 55885_G_N02 | 55885 | G | N02 |  | Landfill Gas |  |  | Maryland |  | Montgomery |  |  | 2.3 | [35 empty] | CB&I | 100 | CB&I | 100 | Non-regulated | Dropped - Project has been canceled or postponed
TESLA Power Project | 55937_G_GTG1 | 55937 | G | GTG1 |  | Combined Cycle |  |  | California |  | Alameda |  |  | 162 | [35 empty] | Pacific Gas & Electric Co. | 100 | Pacific Gas & Electric Co. | 100 | Regulated | Dropped - Project has been canceled or postponed
TESLA Power Project | 55937_G_GTG2 | 55937 | G | GTG2 |  | Combined Cycle |  |  | California |  | Alameda |  |  | 162 | [35 empty] | Pacific Gas & Electric Co. | 100 | Pacific Gas & Electric Co. | 100 | Regulated | Dropped - Project has been canceled or postponed
TESLA Power Project | 55937_G_GTG3 | 55937 | G | GTG3 |  | Combined Cycle |  |  | California |  | Alameda |  |  | 162 | [35 empty] | Pacific Gas & Electric Co. | 100 | Pacific Gas & Electric Co. | 100 | Regulated | Dropped - Project has been canceled or postponed
TESLA Power Project | 55937_G_GTG4 | 55937 | G | GTG4 |  | Combined Cycle |  |  | California |  | Alameda |  |  | 162 | [35 empty] | Pacific Gas & Electric Co. | 100 | Pacific Gas & Electric Co. | 100 | Regulated | Dropped - Project has been canceled or postponed
TESLA Power Project | 55937_G_STG1 | 55937 | G | STG1 |  | Combined Cycle |  |  | California |  | Alameda |  |  | 246 | [35 empty] | Pacific Gas & Electric Co. | 100 | Pacific Gas & Electric Co. | 100 | Regulated | Dropped - Project has been canceled or postponed
TESLA Power Project | 55937_G_STG2 | 55937 | G | STG2 |  | Combined Cycle |  |  | California |  | Alameda |  |  | 246 | [35 empty] | Pacific Gas & Electric Co. | 100 | Pacific Gas & Electric Co. | 100 | Regulated | Dropped - Project has been canceled or postponed
NAEA Ocean Peaking Power LLC | 55938_G_OPP5 | 55938 | G | OPP5 |  | Combustion Turbine |  |  | New Jersey |  | Ocean |  |  | 149.2 | [35 empty] | Essential Power Operating Company, LLC | 100 | Essential Power Operating Company, LLC | 100 | Non-regulated | Dropped - Project has been canceled or postponed
Klamath | 56019_G_CT-1 | 56019 | G | CT-1 |  | Combined Cycle |  |  | Oregon |  | Klamath |  |  | 162 | [35 empty] | Klamath Generation LLC | 100 | Klamath Generation LLC | 100 | Non-regulated | Dropped - Project has been canceled or postponed
Klamath | 56019_G_CT-2 | 56019 | G | CT-2 |  | Combined Cycle |  |  | Oregon |  | Klamath |  |  | 162 | [35 empty] | Klamath Generation LLC | 100 | Klamath Generation LLC | 100 | Non-regulated | Dropped - Project has been canceled or postponed
Klamath | 56019_G_ST-1 | 56019 | G | ST-1 |  | Combined Cycle |  |  | Oregon |  | Klamath |  |  | 220 | [35 empty] | Klamath Generation LLC | 100 | Klamath Generation LLC | 100 | Non-regulated | Dropped - Project has been canceled or postponed
Loring Power Plant | 56105_G_GTG1 | 56105 | G | GTG1 |  | Combined Cycle |  |  | Maine |  | Aroostook |  |  | 37 | [35 empty] | Loring Holdings, LLC | 100 | Loring Holdings, LLC | 100 | Non-regulated | Dropped - Project has been canceled or postponed
Loring Power Plant | 56105_G_STG1 | 56105 | G | STG1 |  | Combined Cycle |  |  | Maine |  | Aroostook |  |  | 18 | [35 empty] | Loring Holdings, LLC | 100 | Loring Holdings, LLC | 100 | Non-regulated | Dropped - Project has been canceled or postponed
Cash Creek | 56107_G_CT1 | 56107 | G | CT1 |  | Combined Cycle |  |  | Kentucky |  | Henderson |  |  | 350.3 | [35 empty] | Cash Creek Generating LLC | 100 | Cash Creek Generating LLC | 100 | Non-regulated | Dropped - Project has been canceled or postponed
Cash Creek | 56107_G_CT2 | 56107 | G | CT2 |  | Combined Cycle |  |  | Kentucky |  | Henderson |  |  | 350.3 | [35 empty] | Cash Creek Generating LLC | 100 | Cash Creek Generating LLC | 100 | Non-regulated | Dropped - Project has been canceled or postponed
Cash Creek | 56107_G_ST | 56107 | G | ST |  | Combined Cycle |  |  | Kentucky |  | Henderson |  |  | 123.6 | [35 empty] | Cash Creek Generating LLC | 100 | Cash Creek Generating LLC | 100 | Non-regulated | Dropped - Project has been canceled or postponed
Seven Mile Creek LFG | 56149_G_5 | 56149 | G | 5 |  | Landfill Gas |  |  | Wisconsin |  | Eau Claire |  |  | 0.7 | [35 empty] | Dairyland Power Coop | 100 | Dairyland Power Coop | 100 | Regulated | Dropped - Project has been canceled or postponed
Freeport Energy Center | 56152_G_CTG2 | 56152 | G | CTG2 |  | Combined Cycle |  |  | Texas |  | Brazoria |  |  | 180 | [35 empty] | Calpine Corp | 100 | Calpine Corp | 100 | Non-regulated | Dropped - Project has been canceled or postponed
Kennecott Power Plant | 56163_G_5CTG | 56163 | G | 5CTG |  | Combined Cycle |  |  | Utah |  | Salt Lake |  |  | 176.9 | [35 empty] | Kennecott Utah Copper | 100 | Kennecott Utah Copper | 100 | Non-regulated | Dropped - Project has been canceled or postponed
Kennecott Power Plant | 56163_G_MCHP | 56163 | G | MCHP |  | Combustion Turbine |  |  | Utah |  | Salt Lake |  |  | 5.9 | [35 empty] | Kennecott Utah Copper | 100 | Kennecott Utah Copper | 100 | Non-regulated | Dropped - Project has been canceled or postponed
TS Power Plant | 56224_G_002 | 56224 | G | 002 |  | Combustion Turbine |  |  | Nevada |  | Eureka |  |  | 26 | [35 empty] | Nevada Gold Energy, LLC | 100 | Nevada Gold Energy, LLC | 100 | Non-regulated | Dropped - Project has been canceled or postponed
TS Power Plant | 56224_G_003 | 56224 | G | 003 |  | Combustion Turbine |  |  | Nevada |  | Eureka |  |  | 26 | [35 empty] | Nevada Gold Energy, LLC | 100 | Nevada Gold Energy, LLC | 100 | Non-regulated | Dropped - Project has been canceled or postponed
TS Power Plant | 56224_G_004 | 56224 | G | 004 |  | Combustion Turbine |  |  | Nevada |  | Eureka |  |  | 26 | [35 empty] | Nevada Gold Energy, LLC | 100 | Nevada Gold Energy, LLC | 100 | Non-regulated | Dropped - Project has been canceled or postponed
TS Power Plant | 56224_G_005 | 56224 | G | 005 |  | Combustion Turbine |  |  | Nevada |  | Eureka |  |  | 26 | [35 empty] | Nevada Gold Energy, LLC | 100 | Nevada Gold Energy, LLC | 100 | Non-regulated | Dropped - Project has been canceled or postponed
Prescott Airport | 56228_G_PV2 | 56228 | G | PV2 |  | Solar PV |  |  | Arizona |  | Yavapai |  |  | 7 | [35 empty] | Arizona Public Service Co | 100 | Arizona Public Service Co | 100 | Regulated | Dropped - Project has been canceled or postponed
Green Valley LFGTE | 56278_G_4 | 56278 | G | 4 |  | Landfill Gas |  |  | Kentucky |  | Greenup |  |  | 0.8 | [35 empty] | East Kentucky Power Coop, Inc | 100 | East Kentucky Power Coop, Inc | 100 | Regulated | Dropped - Project has been canceled or postponed
SPI - Everett | 56281_G_GEN1 | 56281 | G | GEN1 |  | Biomass |  |  | Washington |  | Snohomish |  |  | 17 | [35 empty] | Sierra Pacific Industries | 100 | Sierra Pacific Industries | 100 | Non-regulated | Dropped - Project has been canceled or postponed
San Francisco Electric Reliability Proj | 56305_G_1 | 56305 | G | 1 |  | Combustion Turbine |  |  | California |  | San Francisco |  |  | 48.3 | [35 empty] | City & County of San Francisco | 100 | City & County of San Francisco | 100 | Regulated | Dropped - Project has been canceled or postponed
San Francisco Electric Reliability Proj | 56305_G_2 | 56305 | G | 2 |  | Combustion Turbine |  |  | California |  | San Francisco |  |  | 48.3 | [35 empty] | City & County of San Francisco | 100 | City & County of San Francisco | 100 | Regulated | Dropped - Project has been canceled or postponed
San Francisco Electric Reliability Proj | 56305_G_3 | 56305 | G | 3 |  | Combustion Turbine |  |  | California |  | San Francisco |  |  | 48.3 | [35 empty] | City & County of San Francisco | 100 | City & County of San Francisco | 100 | Regulated | Dropped - Project has been canceled or postponed
San Francisco Intl Airport Ct Project | 56306_G_1 | 56306 | G | 1 |  | Combustion Turbine |  |  | California |  | San Mateo |  |  | 48 | [35 empty] | City & County of San Francisco | 100 | City & County of San Francisco | 100 | Regulated | Dropped - Project has been canceled or postponed
Raft River Geothermal Power Plant | 56317_G_2 | 56317 | G | 2 |  | Geothermal |  |  | Idaho |  | Cassia |  |  | 10 | [35 empty] | US Geothermal Inc. | 100 | US Geothermal Inc. | 100 | Non-regulated | Dropped - Project has been canceled or postponed
Modern Innovative Energy LLC | 56323_G_GEN5 | 56323 | G | GEN5 |  | Landfill Gas |  |  | New York |  | Niagara |  |  | 1.6 | [35 empty] | Innovative Energy Systems Inc | 100 | Innovative Energy Systems Inc | 100 | Non-regulated | Dropped - Project has been canceled or postponed
Modern Innovative Energy LLC | 56323_G_GEN6 | 56323 | G | GEN6 |  | Landfill Gas |  |  | New York |  | Niagara |  |  | 1.6 | [35 empty] | Innovative Energy Systems Inc | 100 | Innovative Energy Systems Inc | 100 | Non-regulated | Dropped - Project has been canceled or postponed
Modern Innovative Energy LLC | 56323_G_GEN7 | 56323 | G | GEN7 |  | Landfill Gas |  |  | New York |  | Niagara |  |  | 1.6 | [35 empty] | Innovative Energy Systems Inc | 100 | Innovative Energy Systems Inc | 100 | Non-regulated | Dropped - Project has been canceled or postponed
Modern Innovative Energy LLC | 56323_G_GEN8 | 56323 | G | GEN8 |  | Landfill Gas |  |  | New York |  | Niagara |  |  | 1.6 | [35 empty] | Innovative Energy Systems Inc | 100 | Innovative Energy Systems Inc | 100 | Non-regulated | Dropped - Project has been canceled or postponed
Tampa Electric Co NA 2 | 56352_G_1 | 56352 | G | 1 |  | Combustion Turbine |  |  | Florida |  | Hillsborough |  |  | 204 | [35 empty] | Tampa Electric Co | 100 | Tampa Electric Co | 100 | Regulated | Dropped - Project has been canceled or postponed
Tampa Electric Co NA 2 | 56352_G_2 | 56352 | G | 2 |  | Combustion Turbine |  |  | Florida |  | Hillsborough |  |  | 204 | [35 empty] | Tampa Electric Co | 100 | Tampa Electric Co | 100 | Regulated | Dropped - Project has been canceled or postponed
Tampa Electric Co NA 2 | 56352_G_3 | 56352 | G | 3 |  | Combustion Turbine |  |  | Florida |  | Hillsborough |  |  | 56 | [35 empty] | Tampa Electric Co | 100 | Tampa Electric Co | 100 | Regulated | Dropped - Project has been canceled or postponed
Tampa Electric Co NA 2 | 56352_G_4 | 56352 | G | 4 |  | Combustion Turbine |  |  | Florida |  | Hillsborough |  |  | 56 | [35 empty] | Tampa Electric Co | 100 | Tampa Electric Co | 100 | Regulated | Dropped - Project has been canceled or postponed
Tampa Electric Co NA 2 | 56352_G_5 | 56352 | G | 5 |  | Combustion Turbine |  |  | Florida |  | Hillsborough |  |  | 149 | [35 empty] | Tampa Electric Co | 100 | Tampa Electric Co | 100 | Regulated | Dropped - Project has been canceled or postponed
Tampa Electric Co NA 2 | 56352_G_6 | 56352 | G | 6 |  | Combustion Turbine |  |  | Florida |  | Hillsborough |  |  | 149 | [35 empty] | Tampa Electric Co | 100 | Tampa Electric Co | 100 | Regulated | Dropped - Project has been canceled or postponed
Tampa Electric Co NA 2 | 56352_G_7 | 56352 | G | 7 |  | Combustion Turbine |  |  | Florida |  | Hillsborough |  |  | 56 | [35 empty] | Tampa Electric Co | 100 | Tampa Electric Co | 100 | Regulated | Dropped - Project has been canceled or postponed
Tampa Electric Co NA 3 | 56353_G_3 | 56353 | G | 3 |  | Combustion Turbine |  |  | Florida |  | Hillsborough |  |  | 43 | [35 empty] | Tampa Electric Co | 100 | Tampa Electric Co | 100 | Regulated | Dropped - Project has been canceled or postponed
Tampa Electric Co NA 3 | 56353_G_4 | 56353 | G | 4 |  | Combustion Turbine |  |  | Florida |  | Hillsborough |  |  | 54 | [35 empty] | Tampa Electric Co | 100 | Tampa Electric Co | 100 | Regulated | Dropped - Project has been canceled or postponed
Tampa Electric Co NA 4 | 56354_G_5 | 56354 | G | 5 |  | Combustion Turbine |  |  | Florida |  |  |  |  | 88 | [35 empty] | Tampa Electric Co | 100 | Tampa Electric Co | 100 | Regulated | Dropped - Project has been canceled or postponed
Tampa Electric Co NA 4 | 56354_G_6 | 56354 | G | 6 |  | Combustion Turbine |  |  | Florida |  |  |  |  | 88 | [35 empty] | Tampa Electric Co | 100 | Tampa Electric Co | 100 | Regulated | Dropped - Project has been canceled or postponed
Lake Area Landfill Gas Recovery | 56366_G_1 | 56366 | G | 1 |  | Landfill Gas |  |  | Wisconsin |  | Washburn |  |  | 1 | [35 empty] | Dairyland Power Coop | 100 | Dairyland Power Coop | 100 | Regulated | Dropped - Project has been canceled or postponed
Lake Area Landfill Gas Recovery | 56366_G_2 | 56366 | G | 2 |  | Landfill Gas |  |  | Wisconsin |  | Washburn |  |  | 1 | [35 empty] | Dairyland Power Coop | 100 | Dairyland Power Coop | 100 | Regulated | Dropped - Project has been canceled or postponed
Lake Area Landfill Gas Recovery | 56366_G_3 | 56366 | G | 3 |  | Landfill Gas |  |  | Wisconsin |  | Washburn |  |  | 1 | [35 empty] | Dairyland Power Coop | 100 | Dairyland Power Coop | 100 | Regulated | Dropped - Project has been canceled or postponed
Lake Area Landfill Gas Recovery | 56366_G_4 | 56366 | G | 4 |  | Landfill Gas |  |  | Wisconsin |  | Washburn |  |  | 0.7 | [35 empty] | Dairyland Power Coop | 100 | Dairyland Power Coop | 100 | Regulated | Dropped - Project has been canceled or postponed
Ecogen Wind | 56370_G_1 | 56370 | G | 1 |  | Onshore Wind |  |  | New York |  | Steuben |  |  | 272 | [35 empty] | Ecogen Wind LLC | 100 | Ecogen Wind LLC | 100 | Non-regulated | Dropped - Project has been canceled or postponed
Jordanville Wind Farm | 56398_G_1 | 56398 | G | 1 |  | Onshore Wind |  |  | New York |  | Herkimer |  |  | 80 | [35 empty] | Avangrid Power LLC | 100 | Avangrid Power LLC | 100 | Non-regulated | Dropped - Project has been canceled or postponed
UTSA TEP II | 56401_G_GEN2 | 56401 | G | GEN2 |  | Combustion Turbine |  |  | Texas |  | Bexar |  |  | 1.5 | [35 empty] | Win-Sam Inc | 100 | Win-Sam Inc | 100 | Non-regulated | Dropped - Project has been canceled or postponed
UTSA TEP II | 56401_G_GEN3 | 56401 | G | GEN3 |  | Combustion Turbine |  |  | Texas |  | Bexar |  |  | 1.5 | [35 empty] | Win-Sam Inc | 100 | Win-Sam Inc | 100 | Non-regulated | Dropped - Project has been canceled or postponed
Lava Beds Wind Park LLC | 56436_G_LBWP | 56436 | G | LBWP |  | Onshore Wind |  |  | Idaho |  | Bingham |  |  | 18 | [35 empty] | Exergy Development Group | 100 | Exergy Development Group | 100 | Non-regulated | Dropped - Project has been canceled or postponed
Notch Butte Wind Park | 56438_G_NBWP | 56438 | G | NBWP |  | Onshore Wind |  |  | Idaho |  | Jerome |  |  | 18 | [35 empty] | Exergy Development Group | 100 | Exergy Development Group | 100 | Non-regulated | Dropped - Project has been canceled or postponed
Medicine Bow Fuel & Power LLC | 56452_G_1 | 56452 | G | 1 |  | Coal Steam |  |  | Wyoming |  | Carbon |  |  | 350 | [35 empty] | Medicine Bow Fuel & Power LLC | 100 | Medicine Bow Fuel & Power LLC | 100 | Non-regulated | Dropped - Project has been canceled or postponed
Robinson Power Company LLC | 56453_G_CTG1 | 56453 | G | CTG1 |  | Combined Cycle |  |  | Pennsylvania |  | Washington |  |  | 950 | [35 empty] | Robinson Power Company LLC | 100 | Robinson Power Company LLC | 100 | Non-regulated | Dropped - Project has been canceled or postponed
Taylorville Energy Center | 56454_G_1 | 56454 | G | 1 |  | IGCC |  |  | Illinois |  | Christian |  |  | 533 | [35 empty] | MDL Holding Company LLC | 100 | MDL Holding Company LLC | 100 | Non-regulated | Dropped - Project has been canceled or postponed
WMPI Pty LLC | 56455_G_1 | 56455 | G | 1 |  | IGCC |  |  | Pennsylvania |  | Schuylkill |  |  | 41 | [35 empty] | WMPI PTY LLC | 100 | WMPI PTY LLC | 100 | Non-regulated | Dropped - Project has been canceled or postponed
Castle Creek Hydroplant | 56566_G_1 | 56566 | G | 1 |  | Hydro |  |  | Colorado |  | Pitkin |  |  | 1.2 | [35 empty] | City of Aspen- (CO) | 100 | City of Aspen- (CO) | 100 | Regulated | Dropped - Project has been canceled or postponed
Robbins Community Power LLC | 56576_G_1 | 56576 | G | 1 |  | Biomass |  |  | Illinois |  | Cook |  |  | 27.5 | [35 empty] | Robbins Community Power LLC | 100 | Robbins Community Power LLC | 100 | Non-regulated | Dropped - Project has been canceled or postponed
Robbins Community Power LLC | 56576_G_2 | 56576 | G | 2 |  | Biomass |  |  | Illinois |  | Cook |  |  | 27.5 | [35 empty] | Robbins Community Power LLC | 100 | Robbins Community Power LLC | 100 | Non-regulated | Dropped - Project has been canceled or postponed
Ely Energy Center | 56642_G_1 | 56642 | G | 1 |  | Coal Steam |  |  | Nevada |  | White Pine |  |  | 750 | [35 empty] | Nevada Power Co | 100 | Nevada Power Co | 100 | Regulated | Dropped - Project has been canceled or postponed
Ely Energy Center | 56642_G_2 | 56642 | G | 2 |  | Coal Steam |  |  | Nevada |  | White Pine |  |  | 750 | [35 empty] | Nevada Power Co | 100 | Nevada Power Co | 100 | Regulated | Dropped - Project has been canceled or postponed
Crescent Ridge II Wind Energy Project | 56653_G_1 | 56653 | G | 1 |  | Onshore Wind |  |  | Illinois |  | Bureau |  |  | 57.8 | [35 empty] | Siemens Gamesa Renewable Energy Inc. | 100 | Siemens Gamesa Renewable Energy Inc. | 100 | Non-regulated | Dropped - Project has been canceled or postponed
Seldom Seen Wind LLC | 56655_G_1 | 56655 | G | 1 |  | Onshore Wind |  |  | Pennsylvania |  | Cambria |  |  | 41 | [35 empty] | Rock Run Wind Park LLC | 100 | Rock Run Wind Park LLC | 100 | Non-regulated | Dropped - Project has been canceled or postponed
Aragonne Mesa Phase II | 56656_G_1 | 56656 | G | 1 |  | Onshore Wind |  |  | New Mexico |  | Guadalupe |  |  | 105 | [35 empty] | Aragonne Wind II LLC | 100 | Aragonne Wind II LLC | 100 | Non-regulated | Dropped - Project has been canceled or postponed
Lancaster Wind Farm Project | 56657_G_1 | 56657 | G | 1 |  | Onshore Wind |  |  | Illinois |  | Stephenson |  |  | 70 | [35 empty] | Siemens Gamesa Renewable Energy Inc. | 100 | Siemens Gamesa Renewable Energy Inc. | 100 | Non-regulated | Dropped - Project has been canceled or postponed
Majestic 2 Wind Farm | 56658_G_1 | 56658 | G | 1 |  | Onshore Wind |  |  | Texas |  | Carson |  |  | 79.2 | [35 empty] | Pattern Operators LP | 100 | Pattern Operators LP | 100 | Non-regulated | Dropped - Project has been canceled or postponed
Texas Gulf Wind 2 | 56662_G_1 | 56662 | G | 1 |  | Onshore Wind |  |  | Texas |  | Kenedy |  |  | 187.2 | [35 empty] | Texas Gulf Wind 2 LLC | 100 | Texas Gulf Wind 2 LLC | 100 | Non-regulated | Dropped - Project has been canceled or postponed
El Paso Wind Project | 56663_G_1 | 56663 | G | 1 |  | Onshore Wind |  |  | Illinois |  | Woodford |  |  | 80 | [35 empty] | El Paso Wind LLC | 100 | El Paso Wind LLC | 100 | Non-regulated | Dropped - Project has been canceled or postponed
Dempsey Ridge Wind Farm | 56665_G_DR2 | 56665 | G | DR2 |  | Onshore Wind |  |  | Oklahoma |  | Roger Mills |  |  | 92 | [35 empty] | Acciona Wind Energy USA LLC | 100 | Acciona Wind Energy USA LLC | 100 | Non-regulated | Dropped - Project has been canceled or postponed
Plant Washington | 56675_G_MAIN | 56675 | G | MAIN |  | Coal Steam |  |  | Georgia |  | Washington |  |  | 850 | [35 empty] | Power4Georgians LLC | 100 | Power4Georgians LLC | 100 | Regulated | Dropped - Project has been canceled or postponed
Margarita Energy Center | 56676_G_CTG1 | 56676 | G | CTG1 |  | Combustion Turbine |  |  | California |  | Orange |  |  | 46.5 | [35 empty] | Wellhead Services, Inc | 100 | Wellhead Services, Inc | 100 | Non-regulated | Dropped - Project has been canceled or postponed
Greenland Energy Center | 56799_G_3 | 56799 | G | 3 |  | Combined Cycle |  |  | Florida |  | Duval |  |  | 166.6 | [35 empty] | JEA | 100 | JEA | 100 | Regulated | Dropped - Project has been canceled or postponed | 13BLR: HRSG1; 14BLR: HRSG2
FibroCoast | 56816_G_FC1 | 56816 | G | FC1 |  | Biomass |  |  | North Carolina |  | Sampson |  |  | 55 | [35 empty] | Fibrowatt LLC | 100 | Fibrowatt LLC | 100 | Non-regulated | Dropped - Project has been canceled or postponed
FibroHills | 56817_G_1 | 56817 | G | 1 |  | Biomass |  |  | North Carolina |  | Surry |  |  | 55 | [35 empty] | Fibrowatt LLC | 100 | Fibrowatt LLC | 100 | Non-regulated | Dropped - Project has been canceled or postponed
Britton Powerhouse | 56820_G_1 | 56820 | G | 1 |  | Hydro |  |  | California |  | Shasta |  |  | 2.8 | [35 empty] | Pacific Gas & Electric Co. | 100 | Pacific Gas & Electric Co. | 100 | Regulated | Dropped - Project has been canceled or postponed
Chalk Mountain Powerhouse | 56821_G_1 | 56821 | G | 1 |  | Hydro |  |  | California |  | Shasta |  |  | 2.2 | [35 empty] | Pacific Gas & Electric Co. | 100 | Pacific Gas & Electric Co. | 100 | Regulated | Dropped - Project has been canceled or postponed
Rock Creek Dam | 56822_G_01 | 56822 | G | 01 |  | Hydro |  |  | California |  | Plumas |  |  | 3.6 | [35 empty] | Pacific Gas & Electric Co. | 100 | Pacific Gas & Electric Co. | 100 | Regulated | Dropped - Project has been canceled or postponed
Woodfin | 56849_G_1 | 56849 | G | 1 |  | Combustion Turbine |  |  | North Carolina |  | Buncombe |  |  | 40 | [35 empty] | Duke Energy Progress - (NC) | 100 | Duke Energy Progress - (NC) | 100 | Regulated | Dropped - Project has been canceled or postponed
Maidencreek Biomass Plant | 56885_G_GEN 1 | 56885 | G | GEN 1 |  | Biomass |  |  | Pennsylvania |  | Berks |  |  | 5.2 | [35 empty] | NextEra Renewable Fuels, LLC | 100 | NextEra Renewable Fuels, LLC | 100 | Non-regulated | Dropped - Project has been canceled or postponed
Jersey Shore Steel Co | 56886_G_GEN 1 | 56886 | G | GEN 1 |  | Landfill Gas |  |  | Pennsylvania |  | Clinton |  |  | 1.6 | [35 empty] | NextEra Renewable Fuels, LLC | 100 | NextEra Renewable Fuels, LLC | 100 | Non-regulated | Dropped - Project has been canceled or postponed
Warren County Solar | 56888_G_GEN 5 | 56888 | G | GEN 5 |  | Solar PV |  |  | New Jersey |  | Warren |  |  | 0.5 | [35 empty] | NextEra Renewable Fuels, LLC | 100 | NextEra Renewable Fuels, LLC | 100 | Non-regulated | Dropped - Project has been canceled or postponed
Warren County Solar | 56888_G_GEN 6 | 56888 | G | GEN 6 |  | Solar PV |  |  | New Jersey |  | Warren |  |  | 0.5 | [35 empty] | NextEra Renewable Fuels, LLC | 100 | NextEra Renewable Fuels, LLC | 100 | Non-regulated | Dropped - Project has been canceled or postponed
Warren County Solar | 56888_G_GEN 7 | 56888 | G | GEN 7 |  | Solar PV |  |  | New Jersey |  | Warren |  |  | 0.5 | [35 empty] | NextEra Renewable Fuels, LLC | 100 | NextEra Renewable Fuels, LLC | 100 | Non-regulated | Dropped - Project has been canceled or postponed
Warren County Solar | 56888_G_GEN 8 | 56888 | G | GEN 8 |  | Solar PV |  |  | New Jersey |  | Warren |  |  | 0.5 | [35 empty] | NextEra Renewable Fuels, LLC | 100 | NextEra Renewable Fuels, LLC | 100 | Non-regulated | Dropped - Project has been canceled or postponed
Warren County Solar | 56888_G_GEN 9 | 56888 | G | GEN 9 |  | Solar PV |  |  | New Jersey |  | Warren |  |  | 0.5 | [35 empty] | NextEra Renewable Fuels, LLC | 100 | NextEra Renewable Fuels, LLC | 100 | Non-regulated | Dropped - Project has been canceled or postponed
Warren County Solar | 56888_G_GEN10 | 56888 | G | GEN10 |  | Solar PV |  |  | New Jersey |  | Warren |  |  | 0.5 | [35 empty] | NextEra Renewable Fuels, LLC | 100 | NextEra Renewable Fuels, LLC | 100 | Non-regulated | Dropped - Project has been canceled or postponed
Noble Bellmont Windpark LLC | 56903_G_1 | 56903 | G | 1 |  | Onshore Wind |  |  | New York |  | Franklin |  |  | 21 | [35 empty] | Noble Wind Operations LLC | 100 | Noble Wind Operations LLC | 100 | Non-regulated | Dropped - Project has been canceled or postponed
Reedsport OPT Wave Park | 56906_G_1 | 56906 | G | 1 |  | Hydro |  |  | Oregon |  | Douglas |  |  | 1.5 | [35 empty] | Reedsport OPT Wave Park LLC | 100 | Reedsport OPT Wave Park LLC | 100 | Non-regulated | Dropped - Project has been canceled or postponed
Western GeoPower Unit 1 | 56907_G_TBD | 56907 | G | TBD |  | Geothermal |  |  | California |  | SONOMA |  |  | 22.5 | [35 empty] | Western GeoPower Inc | 100 | Western GeoPower Inc | 100 | Non-regulated | Dropped - Project has been canceled or postponed
Imperial Valley Solar, LLC | 56917_G_2 | 56917 | G | 2 |  | Solar PV |  |  | California |  | Imperial |  |  | 400 | [35 empty] | Imperial Valley Solar, LLC | 100 | Imperial Valley Solar, LLC | 100 | Non-regulated | Dropped - Project has been canceled or postponed
Painted Hills IV Wind | 56926_G_1 | 56926 | G | 1 |  | Onshore Wind |  |  | California |  | Riverside |  |  | 19.5 | [35 empty] | Energy Unlimited Inc | 100 | Energy Unlimited Inc | 100 | Non-regulated | Dropped - Project has been canceled or postponed
Helms Energy Center | 56955_G_1 | 56955 | G | 1 |  | Combustion Turbine |  |  | California |  | Fresno |  |  | 49 | [35 empty] | Wellhead Services, Inc | 100 | Wellhead Services, Inc | 100 | Non-regulated | Dropped - Project has been canceled or postponed
Pioneer Crossing Energy, LLC | 56957_G_LFG6 | 56957 | G | LFG6 |  | Landfill Gas |  |  | Pennsylvania |  | Berks |  |  | 1.6 | [35 empty] | Pioneer Crossing Energy LLC | 100 | Pioneer Crossing Energy LLC | 100 | Non-regulated | Dropped - Project has been canceled or postponed
Pioneer Crossing Energy, LLC | 56957_G_LFG7 | 56957 | G | LFG7 |  | Landfill Gas |  |  | Pennsylvania |  | Berks |  |  | 1.6 | [35 empty] | Pioneer Crossing Energy LLC | 100 | Pioneer Crossing Energy LLC | 100 | Non-regulated | Dropped - Project has been canceled or postponed
Hyland LFGTE Facility | 56987_G_GEN4 | 56987 | G | GEN4 |  | Landfill Gas |  |  | New York |  | Allegany |  |  | 1.6 | [35 empty] | Casella Waste Systems | 100 | Casella Waste Systems | 100 | Non-regulated | Dropped - Project has been canceled or postponed
Pueblo Airport Generating Station | 56998_G_GT3 | 56998 | G | GT3 |  | Combustion Turbine |  |  | Colorado |  | Pueblo |  |  | 90 | [35 empty] | Black Hills Colorado Electric, LLC | 100 | Black Hills Colorado Electric, LLC | 100 | Non-regulated | Dropped - Project has been canceled or postponed
CPV Vaca Station LLC | 56999_G_CTG1 | 56999 | G | CTG1 |  | Combined Cycle |  |  | California |  | Solano |  |  | 189 | [35 empty] | CPV Vaca Station LLC | 100 | CPV Vaca Station LLC | 100 | Non-regulated | Dropped - Project has been canceled or postponed
CPV Vaca Station LLC | 56999_G_CTG2 | 56999 | G | CTG2 |  | Combined Cycle |  |  | California |  | Solano |  |  | 189 | [35 empty] | CPV Vaca Station LLC | 100 | CPV Vaca Station LLC | 100 | Non-regulated | Dropped - Project has been canceled or postponed
CPV Vaca Station LLC | 56999_G_STG | 56999 | G | STG |  | Combined Cycle |  |  | California |  | Solano |  |  | 198 | [35 empty] | CPV Vaca Station LLC | 100 | CPV Vaca Station LLC | 100 | Non-regulated | Dropped - Project has been canceled or postponed
DeKalb County Green Energy Facility | 57013_G_3 | 57013 | G | 3 |  | Landfill Gas |  |  | Georgia |  | DeKalb |  |  | 1.6 | [35 empty] | DeKalb County GA | 100 | DeKalb County GA | 100 | Non-regulated | Dropped - Project has been canceled or postponed
Cleveland Cnty Generating Facility | 57029_G_5 | 57029 | G | 5 |  | Combustion Turbine |  |  | North Carolina |  | Cleveland |  |  | 180.8 | [35 empty] | Southern Power Co | 100 | Southern Power Co | 100 | Non-regulated | Dropped - Project has been canceled or postponed
Cleveland Cnty Generating Facility | 57029_G_6 | 57029 | G | 6 |  | Combustion Turbine |  |  | North Carolina |  | Cleveland |  |  | 180.8 | [35 empty] | Southern Power Co | 100 | Southern Power Co | 100 | Non-regulated | Dropped - Project has been canceled or postponed
Cleveland Cnty Generating Facility | 57029_G_7 | 57029 | G | 7 |  | Combustion Turbine |  |  | North Carolina |  | Cleveland |  |  | 180.8 | [35 empty] | Southern Power Co | 100 | Southern Power Co | 100 | Non-regulated | Dropped - Project has been canceled or postponed
Cleveland Cnty Generating Facility | 57029_G_8 | 57029 | G | 8 |  | Combustion Turbine |  |  | North Carolina |  | Cleveland |  |  | 180.8 | [35 empty] | Southern Power Co | 100 | Southern Power Co | 100 | Non-regulated | Dropped - Project has been canceled or postponed
Alakanuk | 57053_G_G309 | 57053 | G | G309 |  | Combustion Turbine |  |  | Alaska |  | Kusilvak |  |  | 0.5 | [35 empty] | Alaska Village Elec Coop, Inc | 100 | Alaska Village Elec Coop, Inc | 100 | Regulated | Dropped - in Alaska or in Hawaii or Puerto Rico
Quinhagak | 57057_G_1A | 57057 | G | 1A |  | Combustion Turbine |  |  | Alaska |  | Bethel |  |  | 0.5 | [35 empty] | Alaska Village Elec Coop, Inc | 100 | Alaska Village Elec Coop, Inc | 100 | Regulated | Dropped - in Alaska or in Hawaii or Puerto Rico
Bowers Wind Project | 57088_G_1 | 57088 | G | 1 |  | Onshore Wind |  |  | Maine |  | Penobscot |  |  | 48 | [35 empty] | Evergreen Wind, LLC | 100 | Evergreen Wind, LLC | 100 | Non-regulated | Dropped - Project has been canceled or postponed
Simpson Ridge Wind Farm LLC | 57117_G_GEN 1 | 57117 | G | GEN 1 |  | Onshore Wind |  |  | Wyoming |  | Carbon |  |  | 50 | [35 empty] | Simpson Ridge Wind Farm LLC | 100 | Simpson Ridge Wind Farm LLC | 100 | Non-regulated | Dropped - Project has been canceled or postponed
Solar Photovoltaic Project #24 | 57127_G_SO24A | 57127 | G | SO24A |  | Solar PV |  |  | California |  | San Bernardino |  |  | 0.5 | [35 empty] | Southern California Edison Co | 100 | Southern California Edison Co | 100 | Regulated | Dropped - Project has been canceled or postponed
Solar Photovoltaic Project #24 | 57127_G_SO24B | 57127 | G | SO24B |  | Solar PV |  |  | California |  | San Bernardino |  |  | 0.5 | [35 empty] | Southern California Edison Co | 100 | Southern California Edison Co | 100 | Regulated | Dropped - Project has been canceled or postponed
Solar Photovoltaic Project #24 | 57127_G_SO24C | 57127 | G | SO24C |  | Solar PV |  |  | California |  | San Bernardino |  |  | 0.5 | [35 empty] | Southern California Edison Co | 100 | Southern California Edison Co | 100 | Regulated | Dropped - Project has been canceled or postponed
Solar Photovoltaic Project #24 | 57127_G_SO24D | 57127 | G | SO24D |  | Solar PV |  |  | California |  | San Bernardino |  |  | 0.5 | [35 empty] | Southern California Edison Co | 100 | Southern California Edison Co | 100 | Regulated | Dropped - Project has been canceled or postponed
Solar Photovoltaic Project #24 | 57127_G_SO24E | 57127 | G | SO24E |  | Solar PV |  |  | California |  | San Bernardino |  |  | 0.5 | [35 empty] | Southern California Edison Co | 100 | Southern California Edison Co | 100 | Regulated | Dropped - Project has been canceled or postponed
Solar Photovoltaic Project #24 | 57127_G_SO24F | 57127 | G | SO24F |  | Solar PV |  |  | California |  | San Bernardino |  |  | 0.5 | [35 empty] | Southern California Edison Co | 100 | Southern California Edison Co | 100 | Regulated | Dropped - Project has been canceled or postponed
Solar Photovoltaic Project #24 | 57127_G_SO24G | 57127 | G | SO24G |  | Solar PV |  |  | California |  | San Bernardino |  |  | 0.5 | [35 empty] | Southern California Edison Co | 100 | Southern California Edison Co | 100 | Regulated | Dropped - Project has been canceled or postponed
Solar Photovoltaic Project #24 | 57127_G_SO24H | 57127 | G | SO24H |  | Solar PV |  |  | California |  | San Bernardino |  |  | 0.5 | [35 empty] | Southern California Edison Co | 100 | Southern California Edison Co | 100 | Regulated | Dropped - Project has been canceled or postponed
Chapin Mountain | 57142_G_CM | 57142 | G | CM |  | Onshore Wind |  |  | Idaho |  | Cassia |  |  | 19.5 | [35 empty] | Exergy Development Group | 100 | Exergy Development Group | 100 | Non-regulated | Dropped - Project has been canceled or postponed
Jack Ranch 200 | 57143_G_JR200 | 57143 | G | JR200 |  | Onshore Wind |  |  | Idaho |  | Twin Falls |  |  | 200 | [35 empty] | Exergy Development Group | 100 | Exergy Development Group | 100 | Non-regulated | Dropped - Project has been canceled or postponed
Cottonwood Wind Park | 57144_G_JR20 | 57144 | G | JR20 |  | Onshore Wind |  |  | Idaho |  | Twin Falls |  |  | 20 | [35 empty] | Exergy Development Group | 100 | Exergy Development Group | 100 | Non-regulated | Dropped - Project has been canceled or postponed
Rogerson Flats | 57145_G_RF | 57145 | G | RF |  | Onshore Wind |  |  | Idaho |  | Twin Falls |  |  | 20 | [35 empty] | Exergy Development Group | 100 | Exergy Development Group | 100 | Non-regulated | Dropped - Project has been canceled or postponed
Deep Creek Wind Park | 57146_G_JR1 | 57146 | G | JR1 |  | Onshore Wind |  |  | Idaho |  | Twin Falls |  |  | 20 | [35 empty] | Exergy Development Group | 100 | Exergy Development Group | 100 | Non-regulated | Dropped - Project has been canceled or postponed
Conner Ridge | 57147_G_CR | 57147 | G | CR |  | Onshore Wind |  |  | Idaho |  | Cassia |  |  | 19.5 | [35 empty] | Exergy Development Group | 100 | Exergy Development Group | 100 | Non-regulated | Dropped - Project has been canceled or postponed
Badger Peak | 57148_G_BP | 57148 | G | BP |  | Onshore Wind |  |  | Idaho |  | Cassia |  |  | 20 | [35 empty] | Exergy Development Group | 100 | Exergy Development Group | 100 | Non-regulated | Dropped - Project has been canceled or postponed
Bonanza Bar | 57149_G_BBAR | 57149 | G | BBAR |  | Onshore Wind |  |  | Idaho |  | Cassia |  |  | 20 | [35 empty] | Exergy Development Group | 100 | Exergy Development Group | 100 | Non-regulated | Dropped - Project has been canceled or postponed
Salmon Creek | 57150_G_SC | 57150 | G | SC |  | Onshore Wind |  |  | Idaho |  | Twin Falls |  |  | 20 | [35 empty] | Exergy Development Group | 100 | Exergy Development Group | 100 | Non-regulated | Dropped - Project has been canceled or postponed
Waste Management Tri-Cities LFGTE | 57164_G_GEN1 | 57164 | G | GEN1 |  | Landfill Gas |  |  | California |  | Alameda |  |  | 1.6 | [35 empty] | WM Renewable Energy LLC | 100 | WM Renewable Energy LLC | 100 | Non-regulated | Dropped - Project has been canceled or postponed
Waste Management Tri-Cities LFGTE | 57164_G_GEN2 | 57164 | G | GEN2 |  | Landfill Gas |  |  | California |  | Alameda |  |  | 1.6 | [35 empty] | WM Renewable Energy LLC | 100 | WM Renewable Energy LLC | 100 | Non-regulated | Dropped - Project has been canceled or postponed
Waste Management Tri-Cities LFGTE | 57164_G_GEN3 | 57164 | G | GEN3 |  | Landfill Gas |  |  | California |  | Alameda |  |  | 1.6 | [35 empty] | WM Renewable Energy LLC | 100 | WM Renewable Energy LLC | 100 | Non-regulated | Dropped - Project has been canceled or postponed
Colorado Highlands Wind | 57174_G_CHW3 | 57174 | G | CHW3 |  | Onshore Wind |  |  | Colorado |  | Logan |  |  | 19.7 | [35 empty] | Colorado Highlands Wind LLC | 100 | Colorado Highlands Wind LLC | 100 | Non-regulated | Dropped - Project has been canceled or postponed
Baca Renewable Energy LLC | 57175_G_BACA1 | 57175 | G | BACA1 |  | Onshore Wind |  |  | Colorado |  | Baca |  |  | 75 | [35 empty] | Baca Energy LLC | 100 | Baca Energy LLC | 100 | Non-regulated | Dropped - Project has been canceled or postponed
Buckeye Geothermal Power Plant | 57180_G_1 | 57180 | G | 1 |  | Geothermal |  |  | California |  | Lake |  |  | 49.9 | [35 empty] | Calpine Corporation | 100 | Calpine Corporation | 100 | Non-regulated | Dropped - Project has been canceled or postponed
Wild Horse Power Plant | 57181_G_1 | 57181 | G | 1 |  | Geothermal |  |  | California |  | Sonoma |  |  | 40 | [35 empty] | Calpine Corporation | 100 | Calpine Corporation | 100 | Non-regulated | Dropped - Project has been canceled or postponed
PPL Glendon LFGTE Plant | 57183_G_3 | 57183 | G | 3 |  | Landfill Gas |  |  | Pennsylvania |  | Northampton |  |  | 1.6 | [35 empty] | NextEra Renewable Fuels, LLC | 100 | NextEra Renewable Fuels, LLC | 100 | Non-regulated | Dropped - Project has been canceled or postponed
Ripley Westfield Wind LLC | 57193_G_WTG | 57193 | G | WTG |  | Onshore Wind |  |  | New York |  | Chautauqua |  |  | 75 | [35 empty] | Ripley Westfield Wind LLC | 100 | Ripley Westfield Wind LLC | 100 | Non-regulated | Dropped - Project has been canceled or postponed
Soldotna | 57206_G_2 | 57206 | G | 2 |  | Combustion Turbine |  |  | Alaska |  | Kenai Peninsula |  |  | 44 | [35 empty] | Homer Electric Assn Inc | 100 | Homer Electric Assn Inc | 100 | Regulated | Dropped - in Alaska or in Hawaii or Puerto Rico
Rumble Road Energy Center | 57209_G_3 | 57209 | G | 3 |  | Combined Cycle |  |  | Georgia |  | Monroe |  |  | 200 | [35 empty] | Oglethorpe Power Corporation | 100 | Oglethorpe Power Corporation | 100 | Regulated | Dropped - Project has been canceled or postponed | bar: 13BLR to 14BLR
Rumble Road Energy Center | 57209_G_3A | 57209 | G | 3A |  | Combined Cycle |  |  | Georgia |  | Monroe |  |  | 200 | [35 empty] | Oglethorpe Power Corporation | 100 | Oglethorpe Power Corporation | 100 | Regulated | Dropped - Project has been canceled or postponed
Rumble Road Energy Center | 57209_G_3B | 57209 | G | 3B |  | Combined Cycle |  |  | Georgia |  | Monroe |  |  | 200 | [35 empty] | Oglethorpe Power Corporation | 100 | Oglethorpe Power Corporation | 100 | Regulated | Dropped - Project has been canceled or postponed
Orange County Biomass LLC | 57215_G_G-01 | 57215 | G | G-01 |  | Biomass |  |  | South Carolina |  | Orangeburg |  |  | 35 | [35 empty] | Orange County Biomass LLC | 100 | Orange County Biomass LLC | 100 | Non-regulated | Dropped - Project has been canceled or postponed
Solar Photovoltaic Project #04 | 57218_G_S004A | 57218 | G | S004A |  | Solar PV |  |  | California |  | San Bernardino |  |  | 0.5 | [35 empty] | Southern California Edison Co | 100 | Southern California Edison Co | 100 | Regulated | Dropped - Project has been canceled or postponed
Solar Photovoltaic Project #04 | 57218_G_S004B | 57218 | G | S004B |  | Solar PV |  |  | California |  | San Bernardino |  |  | 0.5 | [35 empty] | Southern California Edison Co | 100 | Southern California Edison Co | 100 | Regulated | Dropped - Project has been canceled or postponed
Solar Photovoltaic Project #04 | 57218_G_S004C | 57218 | G | S004C |  | Solar PV |  |  | California |  | San Bernardino |  |  | 0.5 | [35 empty] | Southern California Edison Co | 100 | Southern California Edison Co | 100 | Regulated | Dropped - Project has been canceled or postponed
Solar Photovoltaic Project #08 | 57222_G_S008E | 57222 | G | S008E |  | Solar PV |  |  | California |  | San Bernardino |  |  | 0.5 | [35 empty] | Southern California Edison Co | 100 | Southern California Edison Co | 100 | Regulated | Dropped - Project has been canceled or postponed
Solar Photovoltaic Project #09 | 57223_G_S009C | 57223 | G | S009C |  | Solar PV |  |  | California |  | San Bernardino |  |  | 0.5 | [35 empty] | Southern California Edison Co | 100 | Southern California Edison Co | 100 | Regulated | Dropped - Project has been canceled or postponed
Solar Photovoltaic Project #10 | 57224_G_S010D | 57224 | G | S010D |  | Solar PV |  |  | California |  | San Bernardino |  |  | 0.5 | [35 empty] | Southern California Edison Co | 100 | Southern California Edison Co | 100 | Regulated | Dropped - Project has been canceled or postponed
Solar Photovoltaic Project #12 | 57226_G_S012B | 57226 | G | S012B |  | Solar PV |  |  | California |  | San Bernardino |  |  | 0.5 | [35 empty] | Southern California Edison Co | 100 | Southern California Edison Co | 100 | Regulated | Dropped - Project has been canceled or postponed
Solar Photovoltaic Project #14 | 57228_G_S014A | 57228 | G | S014A |  | Solar PV |  |  | California |  | San Bernardino |  |  | 0.5 | [35 empty] | Southern California Edison Co | 100 | Southern California Edison Co | 100 | Regulated | Dropped - Project has been canceled or postponed
Solar Photovoltaic Project #14 | 57228_G_S014B | 57228 | G | S014B |  | Solar PV |  |  | California |  | San Bernardino |  |  | 0.5 | [35 empty] | Southern California Edison Co | 100 | Southern California Edison Co | 100 | Regulated | Dropped - Project has been canceled or postponed
Solar Photovoltaic Project #14 | 57228_G_S014C | 57228 | G | S014C |  | Solar PV |  |  | California |  | San Bernardino |  |  | 0.5 | [35 empty] | Southern California Edison Co | 100 | Southern California Edison Co | 100 | Regulated | Dropped - Project has been canceled or postponed
Solar Photovoltaic Project #17 | 57231_G_S017H | 57231 | G | S017H |  | Solar PV |  |  | California |  | San Bernardino |  |  | 0.5 | [35 empty] | Southern California Edison Co | 100 | Southern California Edison Co | 100 | Regulated | Dropped - Project has been canceled or postponed
Solar Photovoltaic Project #18 | 57232_G_S018D | 57232 | G | S018D |  | Solar PV |  |  | California |  | San Bernardino |  |  | 0.5 | [35 empty] | Southern California Edison Co | 100 | Southern California Edison Co | 100 | Regulated | Dropped - Project has been canceled or postponed
Solar Photovoltaic Project #19 | 57233_G_S019A | 57233 | G | S019A |  | Solar PV |  |  | California |  | San Bernardino |  |  | 0.5 | [35 empty] | Southern California Edison Co | 100 | Southern California Edison Co | 100 | Regulated | Dropped - Project has been canceled or postponed
Solar Photovoltaic Project #19 | 57233_G_S019B | 57233 | G | S019B |  | Solar PV |  |  | California |  | San Bernardino |  |  | 0.5 | [35 empty] | Southern California Edison Co | 100 | Southern California Edison Co | 100 | Regulated | Dropped - Project has been canceled or postponed
Solar Photovoltaic Project #19 | 57233_G_S019C | 57233 | G | S019C |  | Solar PV |  |  | California |  | San Bernardino |  |  | 0.5 | [35 empty] | Southern California Edison Co | 100 | Southern California Edison Co | 100 | Regulated | Dropped - Project has been canceled or postponed
Solar Photovoltaic Project #19 | 57233_G_S019D | 57233 | G | S019D |  | Solar PV |  |  | California |  | San Bernardino |  |  | 0.5 | [35 empty] | Southern California Edison Co | 100 | Southern California Edison Co | 100 | Regulated | Dropped - Project has been canceled or postponed
Solar Photovoltaic Project #19 | 57233_G_S019E | 57233 | G | S019E |  | Solar PV |  |  | California |  | San Bernardino |  |  | 0.5 | [35 empty] | Southern California Edison Co | 100 | Southern California Edison Co | 100 | Regulated | Dropped - Project has been canceled or postponed
Solar Photovoltaic Project #19 | 57233_G_S019F | 57233 | G | S019F |  | Solar PV |  |  | California |  | San Bernardino |  |  | 0.5 | [35 empty] | Southern California Edison Co | 100 | Southern California Edison Co | 100 | Regulated | Dropped - Project has been canceled or postponed
Solar Photovoltaic Project #19 | 57233_G_S019G | 57233 | G | S019G |  | Solar PV |  |  | California |  | San Bernardino |  |  | 0.5 | [35 empty] | Southern California Edison Co | 100 | Southern California Edison Co | 100 | Regulated | Dropped - Project has been canceled or postponed
Solar Photovoltaic Project #19 | 57233_G_S019H | 57233 | G | S019H |  | Solar PV |  |  | California |  | San Bernardino |  |  | 0.5 | [35 empty] | Southern California Edison Co | 100 | Southern California Edison Co | 100 | Regulated | Dropped - Project has been canceled or postponed
Solar Photovoltaic Project #19 | 57233_G_S019I | 57233 | G | S019I |  | Solar PV |  |  | California |  | San Bernardino |  |  | 0.5 | [35 empty] | Southern California Edison Co | 100 | Southern California Edison Co | 100 | Regulated | Dropped - Project has been canceled or postponed
Solar Photovoltaic Project #20 | 57234_G_S020A | 57234 | G | S020A |  | Solar PV |  |  | California |  | San Bernardino |  |  | 0.5 | [35 empty] | Southern California Edison Co | 100 | Southern California Edison Co | 100 | Regulated | Dropped - Project has been canceled or postponed
Solar Photovoltaic Project #20 | 57234_G_S020B | 57234 | G | S020B |  | Solar PV |  |  | California |  | San Bernardino |  |  | 0.5 | [35 empty] | Southern California Edison Co | 100 | Southern California Edison Co | 100 | Regulated | Dropped - Project has been canceled or postponed
Solar Photovoltaic Project #20 | 57234_G_S020C | 57234 | G | S020C |  | Solar PV |  |  | California |  | San Bernardino |  |  | 0.5 | [35 empty] | Southern California Edison Co | 100 | Southern California Edison Co | 100 | Regulated | Dropped - Project has been canceled or postponed
Solar Photovoltaic Project #20 | 57234_G_S020D | 57234 | G | S020D |  | Solar PV |  |  | California |  | San Bernardino |  |  | 0.5 | [35 empty] | Southern California Edison Co | 100 | Southern California Edison Co | 100 | Regulated | Dropped - Project has been canceled or postponed
Solar Photovoltaic Project #20 | 57234_G_S020E | 57234 | G | S020E |  | Solar PV |  |  | California |  | San Bernardino |  |  | 0.5 | [35 empty] | Southern California Edison Co | 100 | Southern California Edison Co | 100 | Regulated | Dropped - Project has been canceled or postponed
Solar Photovoltaic Project #20 | 57234_G_S020F | 57234 | G | S020F |  | Solar PV |  |  | California |  | San Bernardino |  |  | 0.5 | [35 empty] | Southern California Edison Co | 100 | Southern California Edison Co | 100 | Regulated | Dropped - Project has been canceled or postponed
Solar Photovoltaic Project #20 | 57234_G_S020G | 57234 | G | S020G |  | Solar PV |  |  | California |  | San Bernardino |  |  | 0.5 | [35 empty] | Southern California Edison Co | 100 | Southern California Edison Co | 100 | Regulated | Dropped - Project has been canceled or postponed
Solar Photovoltaic Project #21 | 57235_G_S021A | 57235 | G | S021A |  | Solar PV |  |  | California |  | San Bernardino |  |  | 0.5 | [35 empty] | Southern California Edison Co | 100 | Southern California Edison Co | 100 | Regulated | Dropped - Project has been canceled or postponed
Solar Photovoltaic Project #21 | 57235_G_S021B | 57235 | G | S021B |  | Solar PV |  |  | California |  | San Bernardino |  |  | 0.5 | [35 empty] | Southern California Edison Co | 100 | Southern California Edison Co | 100 | Regulated | Dropped - Project has been canceled or postponed
Solar Photovoltaic Project #21 | 57235_G_S021C | 57235 | G | S021C |  | Solar PV |  |  | California |  | San Bernardino |  |  | 0.5 | [35 empty] | Southern California Edison Co | 100 | Southern California Edison Co | 100 | Regulated | Dropped - Project has been canceled or postponed
Solar Photovoltaic Project #21 | 57235_G_S021D | 57235 | G | S021D |  | Solar PV |  |  | California |  | San Bernardino |  |  | 0.5 | [35 empty] | Southern California Edison Co | 100 | Southern California Edison Co | 100 | Regulated | Dropped - Project has been canceled or postponed
Solar Photovoltaic Project #21 | 57235_G_S021E | 57235 | G | S021E |  | Solar PV |  |  | California |  | San Bernardino |  |  | 0.5 | [35 empty] | Southern California Edison Co | 100 | Southern California Edison Co | 100 | Regulated | Dropped - Project has been canceled or postponed
Solar Photovoltaic Project #23 | 57236_G_S023F | 57236 | G | S023F |  | Solar PV |  |  | California |  | San Bernardino |  |  | 0.5 | [35 empty] | Southern California Edison Co | 100 | Southern California Edison Co | 100 | Regulated | Dropped - Project has been canceled or postponed
Solar Photovoltaic Project #27 | 57246_G_S027E | 57246 | G | S027E |  | Solar PV |  |  | California |  | San Bernardino |  |  | 0.5 | [35 empty] | Southern California Edison Co | 100 | Southern California Edison Co | 100 | Regulated | Dropped - Project has been canceled or postponed
Solar Photovoltaic Project #27 | 57246_G_S027F | 57246 | G | S027F |  | Solar PV |  |  | California |  | San Bernardino |  |  | 0.5 | [35 empty] | Southern California Edison Co | 100 | Southern California Edison Co | 100 | Regulated | Dropped - Project has been canceled or postponed
Solar Photovoltaic Project #28 | 57247_G_S028H | 57247 | G | S028H |  | Solar PV |  |  | California |  | San Bernardino |  |  | 0.5 | [35 empty] | Southern California Edison Co | 100 | Southern California Edison Co | 100 | Regulated | Dropped - Project has been canceled or postponed
Trishe Wind Minnesota | 57255_G_1 | 57255 | G | 1 |  | Onshore Wind |  |  | Minnesota |  | Kandiyohi |  |  | 40 | [35 empty] | Trishe Wind Minnesota | 100 | Trishe Wind Minnesota | 100 | Non-regulated | Dropped - Project has been canceled or postponed
Trishe Wind Minnesota | 57255_G_2 | 57255 | G | 2 |  | Onshore Wind |  |  | Minnesota |  | Kandiyohi |  |  | 300 | [35 empty] | Trishe Wind Minnesota | 100 | Trishe Wind Minnesota | 100 | Non-regulated | Dropped - Project has been canceled or postponed
PA Solar Park | 57256_G_2 | 57256 | G | 2 |  | Solar PV |  |  | Pennsylvania |  | Carbon |  |  | 3.8 | [35 empty] | Consolidated Edison Development Inc. | 100 | Consolidated Edison Development Inc. | 100 | Non-regulated | Dropped - Project has been canceled or postponed
Blythe Solar Power Project | 57273_G_1 | 57273 | G | 1 |  | Solar Thermal |  |  | California |  | Riverside |  |  | 125 | [35 empty] | NextEra Blythe Solar Energy Center, LLC | 100 | NextEra Blythe Solar Energy Center, LLC | 100 | Non-regulated | Dropped - Project has been canceled or postponed
Blythe Solar Power Project | 57273_G_2 | 57273 | G | 2 |  | Solar Thermal |  |  | California |  | Riverside |  |  | 125 | [35 empty] | NextEra Blythe Solar Energy Center, LLC | 100 | NextEra Blythe Solar Energy Center, LLC | 100 | Non-regulated | Dropped - Project has been canceled or postponed
Blythe Solar Power Project | 57273_G_3 | 57273 | G | 3 |  | Solar Thermal |  |  | California |  | Riverside |  |  | 232 | [35 empty] | NextEra Blythe Solar Energy Center, LLC | 100 | NextEra Blythe Solar Energy Center, LLC | 100 | Non-regulated | Dropped - Project has been canceled or postponed
Blythe Solar Power Project | 57273_G_4 | 57273 | G | 4 |  | Solar Thermal |  |  | California |  | Riverside |  |  | 232 | [35 empty] | NextEra Blythe Solar Energy Center, LLC | 100 | NextEra Blythe Solar Energy Center, LLC | 100 | Non-regulated | Dropped - Project has been canceled or postponed
Rice Solar Energy | 57276_G_RSE1 | 57276 | G | RSE1 |  | Solar Thermal |  |  | California |  | Riverside |  |  | 150 | [35 empty] | Rice Solar Energy LLC | 100 | Rice Solar Energy LLC | 100 | Non-regulated | Dropped - Project has been canceled or postponed
Flat Water Wind Farm LLC | 57283_G_WTG2 | 57283 | G | WTG2 |  | Onshore Wind |  |  | Nebraska |  | Richardson |  |  | 6.9 | [35 empty] | Flat Water Wind Farm LLC | 100 | Flat Water Wind Farm LLC | 100 | Non-regulated | Dropped - Project has been canceled or postponed
Alpine Solar | 57295_G_2 | 57295 | G | 2 |  | Solar PV |  |  | California |  | Los Angeles |  |  | 66 | [35 empty] | Alpine BESS LLC | 100 | Alpine BESS LLC | 100 | Non-regulated | Dropped - Project has been canceled or postponed
Southern Owens Valley Solar Ranch | 57304_G_1 | 57304 | G | 1 |  | Solar PV |  |  | California |  | Inyo |  |  | 200 | [35 empty] | Los Angeles Department of Water & Power | 100 | Los Angeles Department of Water & Power | 100 | Regulated | Dropped - Project has been canceled or postponed
Van Norman Bypass Solar Project | 57307_G_1 | 57307 | G | 1 |  | Solar PV |  |  | California |  | Los Angeles |  |  | 2 | [35 empty] | Los Angeles Department of Water & Power | 100 | Los Angeles Department of Water & Power | 100 | Regulated | Dropped - Project has been canceled or postponed
LATTC South Campus Solar | 57312_G_1 | 57312 | G | 1 |  | Solar PV |  |  | California |  | Los Angeles |  |  | 1.1 | [35 empty] | Los Angeles Department of Water & Power | 100 | Los Angeles Department of Water & Power | 100 | Non-regulated | Dropped - Project has been canceled or postponed
MP Wilson LLC | 57370_G_1 | 57370 | G | 1 |  | Landfill Gas |  |  | North Carolina |  | Wilson |  |  | 1.1 | [35 empty] | MP Wilson LLC | 100 | MP Wilson LLC | 100 | Non-regulated | Dropped - Project has been canceled or postponed
MP Wilson LLC | 57370_G_2 | 57370 | G | 2 |  | Landfill Gas |  |  | North Carolina |  | Wilson |  |  | 1.1 | [35 empty] | MP Wilson LLC | 100 | MP Wilson LLC | 100 | Non-regulated | Dropped - Project has been canceled or postponed
Turning Point Solar | 57371_G_TPS50 | 57371 | G | TPS50 |  | Solar PV |  |  | Ohio |  | Noble |  |  | 44 | [35 empty] | Turning Point Solar LLC | 100 | Turning Point Solar LLC | 100 | Non-regulated | Dropped - Project has been canceled or postponed
Turning Point Solar | 57371_G_TPS51 | 57371 | G | TPS51 |  | Solar PV |  |  | Ohio |  | Noble | [38 empty] | Turning Point Solar LLC | 100 | Turning Point Solar LLC | 100 | Non-regulated | Dropped - Project has been canceled or postponed
Turning Point Solar | 57371_G_TPS52 | 57371 | G | TPS52 |  | Solar PV |  |  | Ohio |  | Noble | [38 empty] | Turning Point Solar LLC | 100 | Turning Point Solar LLC | 100 | Non-regulated | Dropped - Project has been canceled or postponed
Agua Caliente Solar Project | 57373_G_AGU01 | 57373 | G | AGU01 |  | Solar PV |  |  | Arizona |  | Yuma |  |  | 290 | [35 empty] | Agua Caliente Solar | 51 | Agua Caliente Solar | 51 | Non-regulated | Dropped - Project has been canceled or postponed
TAA Solar Facility | 57391_G_TAA1 | 57391 | G | TAA1 |  | Solar PV |  |  | Arizona |  | Pima |  |  | 2.8 | [35 empty] | Tucson Electric Power Co | 100 | Tucson Electric Power Co | 100 | Regulated | Dropped - Project has been canceled or postponed
Lakeview Cogeneration LLC | 57398_G_1 | 57398 | G | 1 |  | Biomass |  |  | Oregon |  | Lake |  |  | 24 | [35 empty] | Avangrid Power LLC | 100 | Avangrid Power LLC | 100 | Non-regulated | Dropped - Project has been canceled or postponed | 13BLR: BOILER
Mahoning | 57411_G_GEN6 | 57411 | G | GEN6 |  | Landfill Gas |  |  | Ohio |  | Mahoning |  |  | 0.8 | [35 empty] | WM Renewable Energy LLC | 100 | WM Renewable Energy LLC | 100 | Non-regulated | Dropped - Project has been canceled or postponed
K Road Calico Solar | 57416_G_01 | 57416 | G | 01 |  | Solar PV |  |  | California |  | SAN BERNARDINO | [38 empty] | K Road Calico Solar, LLC | 100 | K Road Calico Solar, LLC | 100 | Non-regulated | Dropped - Project has been canceled or postponed
K Road Calico Solar | 57416_G_02 | 57416 | G | 02 |  | Solar PV |  |  | California |  | SAN BERNARDINO | [38 empty] | K Road Calico Solar, LLC | 100 | K Road Calico Solar, LLC | 100 | Non-regulated | Dropped - Project has been canceled or postponed
Black Rock I | 57477_G_G3201 | 57477 | G | G3201 |  | Geothermal |  |  | California |  | Imperial |  |  | 60 | [35 empty] | CE Obsidian Energy LLC | 100 | CE Obsidian Energy LLC | 100 | Non-regulated | Dropped - Project has been canceled or postponed
Black Rock II | 57478_G_G3202 | 57478 | G | G3202 |  | Geothermal |  |  | California |  | Imperial |  |  | 60 | [35 empty] | CE Obsidian Energy LLC | 100 | CE Obsidian Energy LLC | 100 | Non-regulated | Dropped - Project has been canceled or postponed
Black Rock III | 57479_G_G303 | 57479 | G | G303 |  | Geothermal |  |  | California |  | Imperial |  |  | 60 | [35 empty] | CE Obsidian Energy LLC | 100 | CE Obsidian Energy LLC | 100 | Non-regulated | Dropped - Project has been canceled or postponed
Sampson County Disposal | 57492_G_GEN7 | 57492 | G | GEN7 |  | Landfill Gas |  |  | North Carolina |  | Sampson |  |  | 1.6 | [35 empty] | Black Creek Renewable Energy LLC | 100 | Black Creek Renewable Energy LLC | 100 | Non-regulated | Dropped - Project has been canceled or postponed
Sampson County Disposal | 57492_G_GEN8 | 57492 | G | GEN8 |  | Landfill Gas |  |  | North Carolina |  | Sampson |  |  | 1.6 | [35 empty] | Black Creek Renewable Energy LLC | 100 | Black Creek Renewable Energy LLC | 100 | Non-regulated | Dropped - Project has been canceled or postponed
Perdido | 57502_G_3 | 57502 | G | 3 |  | Landfill Gas |  |  | Florida |  | Escambia |  |  | 1.5 | [35 empty] | Florida Power & Light Co | 100 | Florida Power & Light Co | 100 | Regulated | Dropped - Project has been canceled or postponed
Oneida Energy | 57503_G_CE1 | 57503 | G | CE1 |  | Combustion Turbine |  |  | Wisconsin |  | Brown |  |  | 1.5 | [35 empty] | Oneida Energy Inc | 100 | Oneida Energy Inc | 100 | Non-regulated | Dropped - Project has been canceled or postponed
Oneida Energy | 57503_G_CE2 | 57503 | G | CE2 |  | Combustion Turbine |  |  | Wisconsin |  | Brown |  |  | 1.5 | [35 empty] | Oneida Energy Inc | 100 | Oneida Energy Inc | 100 | Non-regulated | Dropped - Project has been canceled or postponed
Oneida Energy | 57503_G_CE3 | 57503 | G | CE3 |  | Combustion Turbine |  |  | Wisconsin |  | Brown |  |  | 1.5 | [35 empty] | Oneida Energy Inc | 100 | Oneida Energy Inc | 100 | Non-regulated | Dropped - Project has been canceled or postponed
Purdue Energy Park | 57518_G_1 | 57518 | G | 1 |  | Onshore Wind |  |  | Indiana |  | Tippecanoe |  |  | 20 | [35 empty] | Performance Services | 100 | Performance Services | 100 | Non-regulated | Dropped - Project has been canceled or postponed
Purdue Energy Park | 57518_G_2 | 57518 | G | 2 |  | Onshore Wind |  |  | Indiana |  | Tippecanoe |  |  | 19.2 | [35 empty] | Performance Services | 100 | Performance Services | 100 | Non-regulated | Dropped - Project has been canceled or postponed
Giffen | 57521_G_2 | 57521 | G | 2 |  | Solar PV |  |  | California |  | Fresno |  |  | 10 | [35 empty] | Pacific Gas & Electric Co. | 100 | Pacific Gas & Electric Co. | 100 | Regulated | Dropped - Project has been canceled or postponed
Painted Hills | 57527_G_1 | 57527 | G | 1 |  | Onshore Wind |  |  | California |  | Riverside |  |  | 17.5 | [35 empty] | Greyback Wind LLC | 100 | Greyback Wind LLC | 100 | Non-regulated | Dropped - Project has been canceled or postponed
Solar Photovoltaic Project #25 | 57528_G_S25A | 57528 | G | S25A |  | Solar PV |  |  | California |  | San Bernardino |  |  | 0.5 | [35 empty] | Southern California Edison Co | 100 | Southern California Edison Co | 100 | Regulated | Dropped - Project has been canceled or postponed
Solar Photovoltaic Project #25 | 57528_G_S25B | 57528 | G | S25B |  | Solar PV |  |  | California |  | San Bernardino |  |  | 0.5 | [35 empty] | Southern California Edison Co | 100 | Southern California Edison Co | 100 | Regulated | Dropped - Project has been canceled or postponed
Solar Photovoltaic Project #25 | 57528_G_S25C | 57528 | G | S25C |  | Solar PV |  |  | California |  | San Bernardino |  |  | 0.5 | [35 empty] | Southern California Edison Co | 100 | Southern California Edison Co | 100 | Regulated | Dropped - Project has been canceled or postponed
Solar Photovoltaic Project #25 | 57528_G_S25D | 57528 | G | S25D |  | Solar PV |  |  | California |  | San Bernardino |  |  | 0.5 | [35 empty] | Southern California Edison Co | 100 | Southern California Edison Co | 100 | Regulated | Dropped - Project has been canceled or postponed
Solar Photovoltaic Project #25 | 57528_G_S25E | 57528 | G | S25E |  | Solar PV |  |  | California |  | San Bernardino |  |  | 0.5 | [35 empty] | Southern California Edison Co | 100 | Southern California Edison Co | 100 | Regulated | Dropped - Project has been canceled or postponed
Solar Photovoltaic Project #25 | 57528_G_S25F | 57528 | G | S25F |  | Solar PV |  |  | California |  | San Bernardino |  |  | 0.5 | [35 empty] | Southern California Edison Co | 100 | Southern California Edison Co | 100 | Regulated | Dropped - Project has been canceled or postponed
Solar Photovoltaic Project #25 | 57528_G_S25G | 57528 | G | S25G |  | Solar PV |  |  | California |  | San Bernardino |  |  | 0.5 | [35 empty] | Southern California Edison Co | 100 | Southern California Edison Co | 100 | Regulated | Dropped - Project has been canceled or postponed
Solar Photovoltaic Project #25 | 57528_G_S25H | 57528 | G | S25H |  | Solar PV |  |  | California |  | San Bernardino |  |  | 0.5 | [35 empty] | Southern California Edison Co | 100 | Southern California Edison Co | 100 | Regulated | Dropped - Project has been canceled or postponed
Solar Photovoltaic Project #25 | 57528_G_S25I | 57528 | G | S25I |  | Solar PV |  |  | California |  | San Bernardino |  |  | 0.5 | [35 empty] | Southern California Edison Co | 100 | Southern California Edison Co | 100 | Regulated | Dropped - Project has been canceled or postponed
Solar Photovoltaic Project #30 | 57532_G_S30A | 57532 | G | S30A |  | Solar PV |  |  | California |  | San Bernardino |  |  | 0.5 | [35 empty] | Southern California Edison Co | 100 | Southern California Edison Co | 100 | Regulated | Dropped - Project has been canceled or postponed
Solar Photovoltaic Project #30 | 57532_G_S30B | 57532 | G | S30B |  | Solar PV |  |  | California |  | San Bernardino |  |  | 0.5 | [35 empty] | Southern California Edison Co | 100 | Southern California Edison Co | 100 | Regulated | Dropped - Project has been canceled or postponed
Solar Photovoltaic Project #30 | 57532_G_S30C | 57532 | G | S30C |  | Solar PV |  |  | California |  | San Bernardino |  |  | 0.5 | [35 empty] | Southern California Edison Co | 100 | Southern California Edison Co | 100 | Regulated | Dropped - Project has been canceled or postponed
Solar Photovoltaic Project #31 | 57533_G_S31A | 57533 | G | S31A |  | Solar PV |  |  | California |  | San Bernardino |  |  | 0.5 | [35 empty] | Southern California Edison Co | 100 | Southern California Edison Co | 100 | Regulated | Dropped - Project has been canceled or postponed
Solar Photovoltaic Project #31 | 57533_G_S31B | 57533 | G | S31B |  | Solar PV |  |  | California |  | San Bernardino |  |  | 0.5 | [35 empty] | Southern California Edison Co | 100 | Southern California Edison Co | 100 | Regulated | Dropped - Project has been canceled or postponed
Solar Photovoltaic Project #35 | 57537_G_35H | 57537 | G | 35H |  | Solar PV |  |  | California |  | Kern |  |  | 0.5 | [35 empty] | Southern California Edison Co | 100 | Southern California Edison Co | 100 | Regulated | Dropped - Project has been canceled or postponed
Solar Photovoltaic Project #35 | 57537_G_35I | 57537 | G | 35I |  | Solar PV |  |  | California |  | Kern |  |  | 0.5 | [35 empty] | Southern California Edison Co | 100 | Southern California Edison Co | 100 | Regulated | Dropped - Project has been canceled or postponed
Solar Photovoltaic Project #35 | 57537_G_35J | 57537 | G | 35J |  | Solar PV |  |  | California |  | Kern |  |  | 0.5 | [35 empty] | Southern California Edison Co | 100 | Southern California Edison Co | 100 | Regulated | Dropped - Project has been canceled or postponed
Solar Photovoltaic Project #35 | 57537_G_35K | 57537 | G | 35K |  | Solar PV |  |  | California |  | Kern |  |  | 0.5 | [35 empty] | Southern California Edison Co | 100 | Southern California Edison Co | 100 | Regulated | Dropped - Project has been canceled or postponed
Solar Photovoltaic Project #35 | 57537_G_35L | 57537 | G | 35L |  | Solar PV |  |  | California |  | Kern |  |  | 0.5 | [35 empty] | Southern California Edison Co | 100 | Southern California Edison Co | 100 | Regulated | Dropped - Project has been canceled or postponed
Solar Photovoltaic Project #35 | 57537_G_35M | 57537 | G | 35M |  | Solar PV |  |  | California |  | Kern |  |  | 0.5 | [35 empty] | Southern California Edison Co | 100 | Southern California Edison Co | 100 | Regulated | Dropped - Project has been canceled or postponed
Solar Photovoltaic Project #35 | 57537_G_35N | 57537 | G | 35N |  | Solar PV |  |  | California |  | Kern |  |  | 0.5 | [35 empty] | Southern California Edison Co | 100 | Southern California Edison Co | 100 | Regulated | Dropped - Project has been canceled or postponed
Solar Photovoltaic Project #35 | 57537_G_S35A | 57537 | G | S35A |  | Solar PV |  |  | California |  | Kern |  |  | 0.5 | [35 empty] | Southern California Edison Co | 100 | Southern California Edison Co | 100 | Regulated | Dropped - Project has been canceled or postponed
Solar Photovoltaic Project #35 | 57537_G_S35B | 57537 | G | S35B |  | Solar PV |  |  | California |  | Kern |  |  | 0.5 | [35 empty] | Southern California Edison Co | 100 | Southern California Edison Co | 100 | Regulated | Dropped - Project has been canceled or postponed
Solar Photovoltaic Project #35 | 57537_G_S35C | 57537 | G | S35C |  | Solar PV |  |  | California |  | Kern |  |  | 0.5 | [35 empty] | Southern California Edison Co | 100 | Southern California Edison Co | 100 | Regulated | Dropped - Project has been canceled or postponed
Solar Photovoltaic Project #35 | 57537_G_S35D | 57537 | G | S35D |  | Solar PV |  |  | California |  | Kern |  |  | 0.5 | [35 empty] | Southern California Edison Co | 100 | Southern California Edison Co | 100 | Regulated | Dropped - Project has been canceled or postponed
Solar Photovoltaic Project #35 | 57537_G_S35E | 57537 | G | S35E |  | Solar PV |  |  | California |  | Kern |  |  | 0.5 | [35 empty] | Southern California Edison Co | 100 | Southern California Edison Co | 100 | Regulated | Dropped - Project has been canceled or postponed
Solar Photovoltaic Project #35 | 57537_G_S35F | 57537 | G | S35F |  | Solar PV |  |  | California |  | Kern |  |  | 0.5 | [35 empty] | Southern California Edison Co | 100 | Southern California Edison Co | 100 | Regulated | Dropped - Project has been canceled or postponed
Solar Photovoltaic Project #35 | 57537_G_S35G | 57537 | G | S35G |  | Solar PV |  |  | California |  | Kern |  |  | 0.5 | [35 empty] | Southern California Edison Co | 100 | Southern California Edison Co | 100 | Regulated | Dropped - Project has been canceled or postponed
Solar Photovoltaic Project #40 | 57538_G_S40A | 57538 | G | S40A |  | Solar PV |  |  | California |  | San Bernardino |  |  | 0.5 | [35 empty] | Southern California Edison Co | 100 | Southern California Edison Co | 100 | Regulated | Dropped - Project has been canceled or postponed
Solar Photovoltaic Project #40 | 57538_G_S40B | 57538 | G | S40B |  | Solar PV |  |  | California |  | San Bernardino |  |  | 0.5 | [35 empty] | Southern California Edison Co | 100 | Southern California Edison Co | 100 | Regulated | Dropped - Project has been canceled or postponed
Solar Photovoltaic Project #40 | 57538_G_S40C | 57538 | G | S40C |  | Solar PV |  |  | California |  | San Bernardino |  |  | 0.5 | [35 empty] | Southern California Edison Co | 100 | Southern California Edison Co | 100 | Regulated | Dropped - Project has been canceled or postponed
Solar Photovoltaic Project #40 | 57538_G_S40D | 57538 | G | S40D |  | Solar PV |  |  | California |  | San Bernardino |  |  | 0.5 | [35 empty] | Southern California Edison Co | 100 | Southern California Edison Co | 100 | Regulated | Dropped - Project has been canceled or postponed
Solar Photovoltaic Project #40 | 57538_G_S40E | 57538 | G | S40E |  | Solar PV |  |  | California |  | San Bernardino |  |  | 0.5 | [35 empty] | Southern California Edison Co | 100 | Southern California Edison Co | 100 | Regulated | Dropped - Project has been canceled or postponed
Solar Photovoltaic Project #40 | 57538_G_S40F | 57538 | G | S40F |  | Solar PV |  |  | California |  | San Bernardino |  |  | 0.5 | [35 empty] | Southern California Edison Co | 100 | Southern California Edison Co | 100 | Regulated | Dropped - Project has been canceled or postponed
Solar Photovoltaic Project #40 | 57538_G_S40G | 57538 | G | S40G |  | Solar PV |  |  | California |  | San Bernardino |  |  | 0.5 | [35 empty] | Southern California Edison Co | 100 | Southern California Edison Co | 100 | Regulated | Dropped - Project has been canceled or postponed
Solar Photovoltaic Project #40 | 57538_G_S40H | 57538 | G | S40H |  | Solar PV |  |  | California |  | San Bernardino |  |  | 0.5 | [35 empty] | Southern California Edison Co | 100 | Southern California Edison Co | 100 | Regulated | Dropped - Project has been canceled or postponed
Solar Photovoltaic Project #40 | 57538_G_S40I | 57538 | G | S40I |  | Solar PV |  |  | California |  | San Bernardino |  |  | 0.5 | [35 empty] | Southern California Edison Co | 100 | Southern California Edison Co | 100 | Regulated | Dropped - Project has been canceled or postponed
Solar Photovoltaic Project #40 | 57538_G_S40J | 57538 | G | S40J |  | Solar PV |  |  | California |  | San Bernardino |  |  | 0.5 | [35 empty] | Southern California Edison Co | 100 | Southern California Edison Co | 100 | Regulated | Dropped - Project has been canceled or postponed
Solar Photovoltaic Project #40 | 57538_G_S40K | 57538 | G | S40K |  | Solar PV |  |  | California |  | San Bernardino |  |  | 0.5 | [35 empty] | Southern California Edison Co | 100 | Southern California Edison Co | 100 | Regulated | Dropped - Project has been canceled or postponed
Solar Photovoltaic Project #40 | 57538_G_S40L | 57538 | G | S40L |  | Solar PV |  |  | California |  | San Bernardino |  |  | 0.5 | [35 empty] | Southern California Edison Co | 100 | Southern California Edison Co | 100 | Regulated | Dropped - Project has been canceled or postponed
Solar Photovoltaic Project #40 | 57538_G_S40M | 57538 | G | S40M |  | Solar PV |  |  | California |  | San Bernardino |  |  | 0.5 | [35 empty] | Southern California Edison Co | 100 | Southern California Edison Co | 100 | Regulated | Dropped - Project has been canceled or postponed
Solar Photovoltaic Project #40 | 57538_G_S40N | 57538 | G | S40N |  | Solar PV |  |  | California |  | San Bernardino |  |  | 0.5 | [35 empty] | Southern California Edison Co | 100 | Southern California Edison Co | 100 | Regulated | Dropped - Project has been canceled or postponed
Solar Photovoltaic Project #40 | 57538_G_S40O | 57538 | G | S40O |  | Solar PV |  |  | California |  | San Bernardino |  |  | 0.5 | [35 empty] | Southern California Edison Co | 100 | Southern California Edison Co | 100 | Regulated | Dropped - Project has been canceled or postponed
Solar Photovoltaic Project #40 | 57538_G_S40P | 57538 | G | S40P |  | Solar PV |  |  | California |  | San Bernardino |  |  | 0.5 | [35 empty] | Southern California Edison Co | 100 | Southern California Edison Co | 100 | Regulated | Dropped - Project has been canceled or postponed
Solar Photovoltaic Project #40 | 57538_G_S40Q | 57538 | G | S40Q |  | Solar PV |  |  | California |  | San Bernardino |  |  | 0.5 | [35 empty] | Southern California Edison Co | 100 | Southern California Edison Co | 100 | Regulated | Dropped - Project has been canceled or postponed
Solar Photovoltaic Project #40 | 57538_G_S40R | 57538 | G | S40R |  | Solar PV |  |  | California |  | San Bernardino |  |  | 0.5 | [35 empty] | Southern California Edison Co | 100 | Southern California Edison Co | 100 | Regulated | Dropped - Project has been canceled or postponed
Solar Photovoltaic Project #40 | 57538_G_S40S | 57538 | G | S40S |  | Solar PV |  |  | California |  | San Bernardino |  |  | 0.5 | [35 empty] | Southern California Edison Co | 100 | Southern California Edison Co | 100 | Regulated | Dropped - Project has been canceled or postponed
Solar Photovoltaic Project #40 | 57538_G_S40T | 57538 | G | S40T |  | Solar PV |  |  | California |  | San Bernardino |  |  | 0.5 | [35 empty] | Southern California Edison Co | 100 | Southern California Edison Co | 100 | Regulated | Dropped - Project has been canceled or postponed
Solar Photovoltaic Project #41 | 57539_G_S41A | 57539 | G | S41A |  | Solar PV |  |  | California |  | San Bernardino |  |  | 0.5 | [35 empty] | Southern California Edison Co | 100 | Southern California Edison Co | 100 | Regulated | Dropped - Project has been canceled or postponed
Solar Photovoltaic Project #41 | 57539_G_S41B | 57539 | G | S41B |  | Solar PV |  |  | California |  | San Bernardino |  |  | 0.5 | [35 empty] | Southern California Edison Co | 100 | Southern California Edison Co | 100 | Regulated | Dropped - Project has been canceled or postponed
Solar Photovoltaic Project #41 | 57539_G_S41C | 57539 | G | S41C |  | Solar PV |  |  | California |  | San Bernardino |  |  | 0.5 | [35 empty] | Southern California Edison Co | 100 | Southern California Edison Co | 100 | Regulated | Dropped - Project has been canceled or postponed
Solar Photovoltaic Project #41 | 57539_G_S41D | 57539 | G | S41D |  | Solar PV |  |  | California |  | San Bernardino |  |  | 0.5 | [35 empty] | Southern California Edison Co | 100 | Southern California Edison Co | 100 | Regulated | Dropped - Project has been canceled or postponed
Solar Photovoltaic Project #41 | 57539_G_S41E | 57539 | G | S41E |  | Solar PV |  |  | California |  | San Bernardino |  |  | 0.5 | [35 empty] | Southern California Edison Co | 100 | Southern California Edison Co | 100 | Regulated | Dropped - Project has been canceled or postponed
Solar Photovoltaic Project #41 | 57539_G_S41F | 57539 | G | S41F |  | Solar PV |  |  | California |  | San Bernardino |  |  | 0.5 | [35 empty] | Southern California Edison Co | 100 | Southern California Edison Co | 100 | Regulated | Dropped - Project has been canceled or postponed
Solar Photovoltaic Project #41 | 57539_G_S41G | 57539 | G | S41G |  | Solar PV |  |  | California |  | San Bernardino |  |  | 0.5 | [35 empty] | Southern California Edison Co | 100 | Southern California Edison Co | 100 | Regulated | Dropped - Project has been canceled or postponed
Solar Photovoltaic Project #41 | 57539_G_S41H | 57539 | G | S41H |  | Solar PV |  |  | California |  | San Bernardino |  |  | 0.5 | [35 empty] | Southern California Edison Co | 100 | Southern California Edison Co | 100 | Regulated | Dropped - Project has been canceled or postponed
Solar Photovoltaic Project #41 | 57539_G_S41I | 57539 | G | S41I |  | Solar PV |  |  | California |  | San Bernardino |  |  | 0.5 | [35 empty] | Southern California Edison Co | 100 | Southern California Edison Co | 100 | Regulated | Dropped - Project has been canceled or postponed
Solar Photovoltaic Project #41 | 57539_G_S41J | 57539 | G | S41J |  | Solar PV |  |  | California |  | San Bernardino |  |  | 0.5 | [35 empty] | Southern California Edison Co | 100 | Southern California Edison Co | 100 | Regulated | Dropped - Project has been canceled or postponed
Solar Photovoltaic Project #41 | 57539_G_S41K | 57539 | G | S41K |  | Solar PV |  |  | California |  | San Bernardino |  |  | 0.5 | [35 empty] | Southern California Edison Co | 100 | Southern California Edison Co | 100 | Regulated | Dropped - Project has been canceled or postponed
Solar Photovoltaic Project #41 | 57539_G_S41L | 57539 | G | S41L |  | Solar PV |  |  | California |  | San Bernardino |  |  | 0.5 | [35 empty] | Southern California Edison Co | 100 | Southern California Edison Co | 100 | Regulated | Dropped - Project has been canceled or postponed
Solar Photovoltaic Project #41 | 57539_G_S41M | 57539 | G | S41M |  | Solar PV |  |  | California |  | San Bernardino |  |  | 0.5 | [35 empty] | Southern California Edison Co | 100 | Southern California Edison Co | 100 | Regulated | Dropped - Project has been canceled or postponed
Solar Photovoltaic Project #41 | 57539_G_S41N | 57539 | G | S41N |  | Solar PV |  |  | California |  | San Bernardino |  |  | 0.5 | [35 empty] | Southern California Edison Co | 100 | Southern California Edison Co | 100 | Regulated | Dropped - Project has been canceled or postponed
Solar Photovoltaic Project #41 | 57539_G_S41O | 57539 | G | S41O |  | Solar PV |  |  | California |  | San Bernardino |  |  | 0.5 | [35 empty] | Southern California Edison Co | 100 | Southern California Edison Co | 100 | Regulated | Dropped - Project has been canceled or postponed
Solar Photovoltaic Project #41 | 57539_G_S41P | 57539 | G | S41P |  | Solar PV |  |  | California |  | San Bernardino |  |  | 0.5 | [35 empty] | Southern California Edison Co | 100 | Southern California Edison Co | 100 | Regulated | Dropped - Project has been canceled or postponed
Solar Photovoltaic Project #41 | 57539_G_S41Q | 57539 | G | S41Q |  | Solar PV |  |  | California |  | San Bernardino |  |  | 0.5 | [35 empty] | Southern California Edison Co | 100 | Southern California Edison Co | 100 | Regulated | Dropped - Project has been canceled or postponed
Solar Photovoltaic Project #41 | 57539_G_S41R | 57539 | G | S41R |  | Solar PV |  |  | California |  | San Bernardino |  |  | 0.5 | [35 empty] | Southern California Edison Co | 100 | Southern California Edison Co | 100 | Regulated | Dropped - Project has been canceled or postponed
Solar Photovoltaic Project #41 | 57539_G_S41S | 57539 | G | S41S |  | Solar PV |  |  | California |  | San Bernardino |  |  | 0.5 | [35 empty] | Southern California Edison Co | 100 | Southern California Edison Co | 100 | Regulated | Dropped - Project has been canceled or postponed
Solar Photovoltaic Project #41 | 57539_G_S41T | 57539 | G | S41T |  | Solar PV |  |  | California |  | San Bernardino |  |  | 0.5 | [35 empty] | Southern California Edison Co | 100 | Southern California Edison Co | 100 | Regulated | Dropped - Project has been canceled or postponed
Solar Photovoltaic Project #45 | 57541_G_S45A | 57541 | G | S45A |  | Solar PV |  |  | California |  | Riverside |  |  | 0.5 | [35 empty] | Southern California Edison Co | 100 | Southern California Edison Co | 100 | Regulated | Dropped - Project has been canceled or postponed
Solar Photovoltaic Project #45 | 57541_G_S45B | 57541 | G | S45B |  | Solar PV |  |  | California |  | Riverside |  |  | 0.5 | [35 empty] | Southern California Edison Co | 100 | Southern California Edison Co | 100 | Regulated | Dropped - Project has been canceled or postponed
Solar Photovoltaic Project #45 | 57541_G_S45C | 57541 | G | S45C |  | Solar PV |  |  | California |  | Riverside |  |  | 0.5 | [35 empty] | Southern California Edison Co | 100 | Southern California Edison Co | 100 | Regulated | Dropped - Project has been canceled or postponed
Solar Photovoltaic Project #45 | 57541_G_S45D | 57541 | G | S45D |  | Solar PV |  |  | California |  | Riverside |  |  | 0.5 | [35 empty] | Southern California Edison Co | 100 | Southern California Edison Co | 100 | Regulated | Dropped - Project has been canceled or postponed
Solar Photovoltaic Project #45 | 57541_G_S45E | 57541 | G | S45E |  | Solar PV |  |  | California |  | Riverside |  |  | 0.5 | [35 empty] | Southern California Edison Co | 100 | Southern California Edison Co | 100 | Regulated | Dropped - Project has been canceled or postponed
Solar Photovoltaic Project #45 | 57541_G_S45F | 57541 | G | S45F |  | Solar PV |  |  | California |  | Riverside |  |  | 0.5 | [35 empty] | Southern California Edison Co | 100 | Southern California Edison Co | 100 | Regulated | Dropped - Project has been canceled or postponed
Solar Photovoltaic Project #45 | 57541_G_S45G | 57541 | G | S45G |  | Solar PV |  |  | California |  | Riverside |  |  | 0.5 | [35 empty] | Southern California Edison Co | 100 | Southern California Edison Co | 100 | Regulated | Dropped - Project has been canceled or postponed
Solar Photovoltaic Project #45 | 57541_G_S45H | 57541 | G | S45H |  | Solar PV |  |  | California |  | Riverside |  |  | 0.5 | [35 empty] | Southern California Edison Co | 100 | Southern California Edison Co | 100 | Regulated | Dropped - Project has been canceled or postponed
Solar Photovoltaic Project #45 | 57541_G_S45I | 57541 | G | S45I |  | Solar PV |  |  | California |  | Riverside |  |  | 0.5 | [35 empty] | Southern California Edison Co | 100 | Southern California Edison Co | 100 | Regulated | Dropped - Project has been canceled or postponed
Solar Photovoltaic Project #45 | 57541_G_S45J | 57541 | G | S45J |  | Solar PV |  |  | California |  | Riverside |  |  | 0.5 | [35 empty] | Southern California Edison Co | 100 | Southern California Edison Co | 100 | Regulated | Dropped - Project has been canceled or postponed
Solar Photovoltaic Project #45 | 57541_G_S45K | 57541 | G | S45K |  | Solar PV |  |  | California |  | Riverside |  |  | 0.5 | [35 empty] | Southern California Edison Co | 100 | Southern California Edison Co | 100 | Regulated | Dropped - Project has been canceled or postponed
Solar Photovoltaic Project #45 | 57541_G_S45L | 57541 | G | S45L |  | Solar PV |  |  | California |  | Riverside |  |  | 0.5 | [35 empty] | Southern California Edison Co | 100 | Southern California Edison Co | 100 | Regulated | Dropped - Project has been canceled or postponed
Solar Photovoltaic Project #47 | 57543_G_S47A | 57543 | G | S47A |  | Solar PV |  |  | California |  | Los Angeles |  |  | 0.5 | [35 empty] | Southern California Edison Co | 100 | Southern California Edison Co | 100 | Regulated | Dropped - Project has been canceled or postponed
Solar Photovoltaic Project #47 | 57543_G_S47B | 57543 | G | S47B |  | Solar PV |  |  | California |  | Los Angeles |  |  | 0.5 | [35 empty] | Southern California Edison Co | 100 | Southern California Edison Co | 100 | Regulated | Dropped - Project has been canceled or postponed
Solar Photovoltaic Project #46 | 57545_G_S46A | 57545 | G | S46A |  | Solar PV |  |  | California |  | Kern |  |  | 0.5 | [35 empty] | Southern California Edison Co | 100 | Southern California Edison Co | 100 | Regulated | Dropped - Project has been canceled or postponed
Solar Photovoltaic Project #46 | 57545_G_S46B | 57545 | G | S46B |  | Solar PV |  |  | California |  | Kern |  |  | 0.5 | [35 empty] | Southern California Edison Co | 100 | Southern California Edison Co | 100 | Regulated | Dropped - Project has been canceled or postponed
Solar Photovoltaic Project #46 | 57545_G_S46C | 57545 | G | S46C |  | Solar PV |  |  | California |  | Kern |  |  | 0.5 | [35 empty] | Southern California Edison Co | 100 | Southern California Edison Co | 100 | Regulated | Dropped - Project has been canceled or postponed
Solar Photovoltaic Project #46 | 57545_G_S46D | 57545 | G | S46D |  | Solar PV |  |  | California |  | Kern |  |  | 0.5 | [35 empty] | Southern California Edison Co | 100 | Southern California Edison Co | 100 | Regulated | Dropped - Project has been canceled or postponed
Solar Photovoltaic Project #46 | 57545_G_S46E | 57545 | G | S46E |  | Solar PV |  |  | California |  | Kern |  |  | 0.5 | [35 empty] | Southern California Edison Co | 100 | Southern California Edison Co | 100 | Regulated | Dropped - Project has been canceled or postponed
Solar Photovoltaic Project #46 | 57545_G_S46F | 57545 | G | S46F |  | Solar PV |  |  | California |  | Kern |  |  | 0.5 | [35 empty] | Southern California Edison Co | 100 | Southern California Edison Co | 100 | Regulated | Dropped - Project has been canceled or postponed
Solar Photovoltaic Project #46 | 57545_G_S46G | 57545 | G | S46G |  | Solar PV |  |  | California |  | Kern |  |  | 0.5 | [35 empty] | Southern California Edison Co | 100 | Southern California Edison Co | 100 | Regulated | Dropped - Project has been canceled or postponed
Milford Wind Corridor Phase III | 57546_G_1 | 57546 | G | 1 |  | Onshore Wind |  |  | Utah |  | Beaver |  |  | 100 | [35 empty] | Milford Wind Corridor Phase III, LLC | 100 | Milford Wind Corridor Phase III, LLC | 100 | Non-regulated | Dropped - Project has been canceled or postponed
Oakley Generating Station | 57552_G_CT1 | 57552 | G | CT1 |  | Combined Cycle |  |  | California |  | Contra Costa |  |  | 197.3 | [35 empty] | Contra Costa Generating Station LLC | 100 | Contra Costa Generating Station LLC | 100 | Non-regulated | Dropped - Project has been canceled or postponed
Oakley Generating Station | 57552_G_CT2 | 57552 | G | CT2 |  | Combined Cycle |  |  | California |  | Contra Costa |  |  | 197.3 | [35 empty] | Contra Costa Generating Station LLC | 100 | Contra Costa Generating Station LLC | 100 | Non-regulated | Dropped - Project has been canceled or postponed
Oakley Generating Station | 57552_G_ST | 57552 | G | ST |  | Combined Cycle |  |  | California |  | Contra Costa |  |  | 191.3 | [35 empty] | Contra Costa Generating Station LLC | 100 | Contra Costa Generating Station LLC | 100 | Non-regulated | Dropped - Project has been canceled or postponed
Kalaeloa Solar One | 57569_G_KS1-A | 57569 | G | KS1-A |  | Solar PV |  |  | Hawaii |  | Honolulu |  |  | 3 | [35 empty] | Kalaeloa Solar One LLC | 100 | Kalaeloa Solar One LLC | 100 | Non-regulated | Dropped - in Alaska or in Hawaii or Puerto Rico
Kalaeloa Solar One | 57569_G_KS1-B | 57569 | G | KS1-B |  | Solar PV |  |  | Hawaii |  | Honolulu |  |  | 3 | [35 empty] | Kalaeloa Solar One LLC | 100 | Kalaeloa Solar One LLC | 100 | Non-regulated | Dropped - in Alaska or in Hawaii or Puerto Rico
FibroMont | 57596_G_G1 | 57596 | G | G1 |  | Biomass |  |  | North Carolina |  | Montgomery |  |  | 55 | [35 empty] | Fibrowatt LLC | 100 | Fibrowatt LLC | 100 | Non-regulated | Dropped - Project has been canceled or postponed
Paulding Wind Farm LLC | 57611_G_GEN1 | 57611 | G | GEN1 |  | Onshore Wind |  |  | Ohio |  | Paulding |  |  | 49 | [35 empty] | Paulding Wind Farm LLC | 100 | Paulding Wind Farm LLC | 100 | Non-regulated | Dropped - Project has been canceled or postponed
Number Nine Wind Farm | 57612_G_GEN1 | 57612 | G | GEN1 |  | Onshore Wind |  |  | Maine |  | Aroostook |  |  | 250 | [35 empty] | Number Nine Wind Farm LLC | 100 | Number Nine Wind Farm LLC | 100 | Non-regulated | Dropped - Project has been canceled or postponed
Antelope Ridge Wind Power | 57615_G_GEN1 | 57615 | G | GEN1 |  | Onshore Wind |  |  | Oregon |  | Union |  |  | 300 | [35 empty] | Antelope Ridge Wind Power LLC | 100 | Antelope Ridge Wind Power LLC | 100 | Non-regulated | Dropped - Project has been canceled or postponed
Blackstone Wind Farm III | 57618_G_GEN1 | 57618 | G | GEN1 |  | Onshore Wind |  |  | Illinois |  | Livingston |  |  | 200 | [35 empty] | Blackstone Wind Farm III LLC | 100 | Blackstone Wind Farm III LLC | 100 | Non-regulated | Dropped - Project has been canceled or postponed
Blackstone Wind Farm IV | 57619_G_GEN1 | 57619 | G | GEN1 |  | Onshore Wind |  |  | Illinois |  | Livingston |  |  | 100 | [35 empty] | Blackstone Wind Farm IV LLC | 100 | Blackstone Wind Farm IV LLC | 100 | Non-regulated | Dropped - Project has been canceled or postponed
Beaver Wood Energy Fair Haven, LLC | 57634_G_GEN1 | 57634 | G | GEN1 |  | Biomass |  |  | Vermont |  | Rutland |  |  | 29.5 | [35 empty] | Beaver Wood Energy Fair Haven, LLC | 100 | Beaver Wood Energy Fair Haven, LLC | 100 | Non-regulated | Dropped - Project has been canceled or postponed
Antelope Solar Farm | 57641_G_FRV2 | 57641 | G | FRV2 |  | Solar PV |  |  | California |  | Los Angeles |  |  | 20 | [35 empty] | FRV Mojave Solar 4 LP | 100 | FRV Mojave Solar 4 LP | 100 | Non-regulated | Dropped - Project has been canceled or postponed
Vestas Towers America, Inc. | 57643_G_V112 | 57643 | G | V112 |  | Onshore Wind |  |  | Colorado |  | Pueblo |  |  | 3 | [35 empty] | CS Wind America, Inc. | 100 | CS Wind America, Inc. | 100 | Non-regulated | Dropped - Project has been canceled or postponed
Sorrento | 57686_G_1 | 57686 | G | 1 |  | Solar PV |  |  | Florida |  | Lake |  |  | 40 | [35 empty] | Blue Chip Energy LLC | 100 | Blue Chip Energy LLC | 100 | Non-regulated | Dropped - Project has been canceled or postponed
Cheyenne Prairie Generating Station | 57703_G_02B | 57703 | G | 02B |  | Combustion Turbine |  |  | Wyoming |  | Laramie |  |  | 40 | [35 empty] | Black Hills Service Company LLC | 100 | Black Hills Service Company LLC | 100 | Regulated | Dropped - Project has been canceled or postponed
Cheyenne Prairie Generating Station | 57703_G_03A | 57703 | G | 03A |  | Combustion Turbine |  |  | Wyoming |  | Laramie |  |  | 40 | [35 empty] | Black Hills Service Company LLC | 100 | Black Hills Service Company LLC | 100 | Regulated | Dropped - Project has been canceled or postponed
West Butte Wind Power Project | 57704_G_WB-1 | 57704 | G | WB-1 |  | Onshore Wind |  |  | Oregon |  | Crook |  |  | 104.5 | [35 empty] | West Butte Wind Power LLC | 100 | West Butte Wind Power LLC | 100 | Non-regulated | Dropped - Project has been canceled or postponed
Gibson County Generation Station | 57709_G_1 | 57709 | G | 1 |  | Combined Cycle |  |  | Tennessee |  | Gibson |  |  | 371 | [35 empty] | Gibson County Generation LLC | 100 | Gibson County Generation LLC | 100 | Non-regulated | Dropped - Project has been canceled or postponed
Suzlon Project VIII LLC | 57741_G_S128 | 57741 | G | S128 |  | Onshore Wind |  |  | Texas |  | Hartley |  |  | 2.6 | [35 empty] | Suzlon Project VIII LLC | 100 | Suzlon Project VIII LLC | 100 | Non-regulated | Dropped - Project has been canceled or postponed
St Joseph Energy Center | 57794_G_1 | 57794 | G | 1 |  | Combined Cycle |  |  | Indiana |  | St Joseph |  |  | 642 | [35 empty] | St Joseph Energy Center LLC | 100 | St Joseph Energy Center LLC | 100 | Non-regulated | Dropped - Project has been canceled or postponed
St Joseph Energy Center | 57794_G_CT3 | 57794 | G | CT3 |  | Combined Cycle |  |  | Indiana |  | St Joseph |  |  | 237 | [35 empty] | St Joseph Energy Center LLC | 100 | St Joseph Energy Center LLC | 100 | Non-regulated | Dropped - Project has been canceled or postponed
St Joseph Energy Center | 57794_G_CT4 | 57794 | G | CT4 |  | Combined Cycle |  |  | Indiana |  | St Joseph |  |  | 237 | [35 empty] | St Joseph Energy Center LLC | 100 | St Joseph Energy Center LLC | 100 | Non-regulated | Dropped - Project has been canceled or postponed
St Joseph Energy Center | 57794_G_ST2 | 57794 | G | ST2 |  | Combined Cycle |  |  | Indiana |  | St Joseph |  |  | 232 | [35 empty] | St Joseph Energy Center LLC | 100 | St Joseph Energy Center LLC | 100 | Non-regulated | Dropped - Project has been canceled or postponed | 13BLR: HRSG3; 14BLR: HRSG4
Levy Nuclear Plant | 57894_G_LNP1 | 57894 | G | LNP1 |  | Nuclear |  |  | Florida |  | Levy |  |  | 1092 | [35 empty] | Duke Energy Florida, LLC | 100 | Duke Energy Florida, LLC | 100 | Regulated | Dropped - Project has been canceled or postponed | bar: 13BLR
Levy Nuclear Plant | 57894_G_LNP2 | 57894 | G | LNP2 |  | Nuclear |  |  | Florida |  | Levy |  |  | 1092 | [35 empty] | Duke Energy Florida, LLC | 100 | Duke Energy Florida, LLC | 100 | Regulated | Dropped - Project has been canceled or postponed | 13BLR: 2
Hidden Hills Solar Plant 1 | 57905_G_1 | 57905 | G | 1 |  | Solar Thermal |  |  | California |  | Inyo |  |  | 250 | [35 empty] | Hidden Hills Solar I LLC | 100 | Hidden Hills Solar I LLC | 100 | Non-regulated | Dropped - Project has been canceled or postponed
Hidden Hills Solar Plant 2 | 57906_G_1 | 57906 | G | 1 |  | Solar Thermal |  |  | California |  | Inyo |  |  | 250 | [35 empty] | Hidden Hills Solar II LLC | 100 | Hidden Hills Solar II LLC | 100 | Non-regulated | Dropped - Project has been canceled or postponed
Dolan Springs | 57920_G_1 | 57920 | G | 1 |  | Onshore Wind |  |  | Arizona |  | Mohave |  |  | 300 | [35 empty] | Avangrid Power LLC | 100 | Avangrid Power LLC | 100 | Non-regulated | Dropped - Project has been canceled or postponed
Kettleman Solar | 57921_G_1 | 57921 | G | 1 |  | Solar PV |  |  | California |  | Kings |  |  | 22 | [35 empty] | Avangrid Power LLC | 100 | Avangrid Power LLC | 100 | Non-regulated | Dropped - Project has been canceled or postponed
Dry Lake Solar | 57922_G_1 | 57922 | G | 1 |  | Solar PV |  |  | Arizona |  | Navajo |  |  | 50 | [35 empty] | Avangrid Power LLC | 100 | Avangrid Power LLC | 100 | Non-regulated | Dropped - Project has been canceled or postponed
Tierra Bonita Solar | 57923_G_1 | 57923 | G | 1 |  | Solar PV |  |  | California |  | Los Angeles |  |  | 22 | [35 empty] | Avangrid Power LLC | 100 | Avangrid Power LLC | 100 | Non-regulated | Dropped - Project has been canceled or postponed
Klamath Solar | 57924_G_1 | 57924 | G | 1 |  | Solar PV |  |  | Oregon |  | Klamath |  |  | 5 | [35 empty] | Avangrid Power LLC | 100 | Avangrid Power LLC | 100 | Non-regulated | Dropped - Project has been canceled or postponed
LanEast Solar Farm LLC | 57957_G_1 | 57957 | G | 1 |  | Solar PV |  |  | California |  | San Diego |  |  | 20 | [35 empty] | Soitec Solar Development LLC | 100 | Soitec Solar Development LLC | 100 | Non-regulated | Dropped - Project has been canceled or postponed
LanWest Solar Farm LLC | 57958_G_1 | 57958 | G | 1 |  | Solar PV |  |  | California |  | San Diego |  |  | 5 | [35 empty] | Soitec Solar Development LLC | 100 | Soitec Solar Development LLC | 100 | Non-regulated | Dropped - Project has been canceled or postponed
Tierra Del Sol Solar Farm LLC | 57961_G_1 | 57961 | G | 1 |  | Solar PV |  |  | California |  | San Diego |  |  | 45 | [35 empty] | Soitec Solar Development LLC | 100 | Soitec Solar Development LLC | 100 | Non-regulated | Dropped - Project has been canceled or postponed
Pea Patch Wind Farm | 58087_G_PEAP | 58087 | G | PEAP |  | Onshore Wind |  |  | Maryland |  | Garrett |  |  | 50 | [35 empty] | Noble Energy Systems, Inc. | 100 | Noble Energy Systems, Inc. | 100 | Non-regulated | Dropped - Project has been canceled or postponed
Williams College - Campus CHP | 58160_G_GEN3 | 58160 | G | GEN3 |  | Combustion Turbine |  |  | Massachusetts |  | Berkshire |  |  | 1.2 | [35 empty] | President & Trustees of Williams College | 100 | President & Trustees of Williams College | 100 | Non-regulated | Dropped - Plant is identified as onsite because it is a net buyer of electricity in 2021
Williams College - Campus CHP | 58160_G_GEN6 | 58160 | G | GEN6 |  | Combustion Turbine |  |  | Massachusetts |  | Berkshire |  |  | 2 | [35 empty] | President & Trustees of Williams College | 100 | President & Trustees of Williams College | 100 | Non-regulated | Dropped - Plant is identified as onsite because it is a net buyer of electricity in 2021
Rio Mesa Solar Facility 1 | 58188_G_1 | 58188 | G | 1 |  | Solar Thermal |  |  | California |  | Riverside |  |  | 250 | [35 empty] | Rio Mesa Solar I LLC | 100 | Rio Mesa Solar I LLC | 100 | Non-regulated | Dropped - Project has been canceled or postponed
Rio Mesa SEGF 2 | 58189_G_1 | 58189 | G | 1 |  | Solar Thermal |  |  | California |  | Riverside |  |  | 250 | [35 empty] | Rio Mesa Solar II LLC | 100 | Rio Mesa Solar II LLC | 100 | Non-regulated | Dropped - Project has been canceled or postponed
US Magnesium | 58191_G_GT4 | 58191 | G | GT4 |  | Combustion Turbine |  |  | Utah |  | Tooele |  |  | 24 | [35 empty] | US Magnesium | 100 | US Magnesium | 100 | Non-regulated | Dropped - Plant is identified as onsite because it is a net buyer of electricity in 2021
Hudson Ranch Power II LLC | 58211_G_HR2 | 58211 | G | HR2 |  | Geothermal |  |  | California |  | Imperial |  |  | 49 | [35 empty] | Hudson Ranch Power I LLC | 100 | Hudson Ranch Power I LLC | 100 | Non-regulated | Dropped - Project has been canceled or postponed
Los Alamos PV Site | 58256_G_4 | 58256 | G | 4 |  | Solar PV |  |  | New Mexico |  | Los Alamos |  |  | 1 | [35 empty] | Los Alamos County | 100 | Los Alamos County | 100 | Regulated | Dropped - Project has been canceled or postponed
La Luz Energy Center | 58284_G_0002 | 58284 | G | 0002 |  | Combustion Turbine |  |  | New Mexico |  | Valencia |  |  | 40.2 | [35 empty] | Public Service Co of NM | 100 | Public Service Co of NM | 100 | Regulated | Dropped - Project has been canceled or postponed
Zuni Solar 1 | 58285_G_ZNPV | 58285 | G | ZNPV |  | Solar PV |  |  | California |  | San Bernardino |  |  | 1.5 | [35 empty] | Zuni Solar, LLC | 100 | Zuni Solar, LLC | 100 | Non-regulated | Dropped - Project has been canceled or postponed
Zuni Solar 2 | 58286_G_ZSPV | 58286 | G | ZSPV |  | Solar PV |  |  | California |  | San Bernardino |  |  | 1.5 | [35 empty] | Zuni Solar, LLC | 100 | Zuni Solar, LLC | 100 | Non-regulated | Dropped - Project has been canceled or postponed
Helen Solar 1 | 58287_G_GWPV | 58287 | G | GWPV |  | Solar PV |  |  | California |  | Kings |  |  | 1.5 | [35 empty] | Belectric Inc | 100 | Belectric Inc | 100 | Non-regulated | Dropped - Project has been canceled or postponed
Helen Solar 2 | 58288_G_GEPV | 58288 | G | GEPV |  | Solar PV |  |  | California |  | Kings |  |  | 1.5 | [35 empty] | Belectric Inc | 100 | Belectric Inc | 100 | Non-regulated | Dropped - Project has been canceled or postponed
Tehachapi Spindle | 58291_G_TS1 | 58291 | G | TS1 |  | Energy Storage |  |  | California |  | Kern |  |  | 20 | [35 empty] | Beacon Power LLC | 100 | Beacon Power LLC | 100 | Non-regulated | Dropped - Project has been canceled or postponed
Troutdale Energy Center | 58396_G_PLGEN | 58396 | G | PLGEN |  | Combined Cycle |  |  | Oregon |  | Multnomah |  |  | 652 | [35 empty] | Troutdale Energy Center LLC | 100 | Troutdale Energy Center LLC | 100 | Non-regulated | Dropped - Project has been canceled or postponed
Good Spring NGCC Facility | 58409_G_GT1 | 58409 | G | GT1 |  | Combined Cycle |  |  | Pennsylvania |  | Schuylkill |  |  | 232 | [35 empty] | Future Power PA | 100 | Future Power PA | 100 | Non-regulated | Dropped - Project has been canceled or postponed
Good Spring NGCC Facility | 58409_G_ST1 | 58409 | G | ST1 |  | Combined Cycle |  |  | Pennsylvania |  | Schuylkill |  |  | 108 | [35 empty] | Future Power PA | 100 | Future Power PA | 100 | Non-regulated | Dropped - Project has been canceled or postponed
Copper Crossing Energy and Research Center | 58413_G_CCGS1 | 58413 | G | CCGS1 |  | Combustion Turbine |  |  | Arizona |  | Pinal |  |  | 98 | [35 empty] | Salt River Project | 100 | Salt River Project | 100 | Regulated | Dropped - Project has been canceled or postponed
Copper Crossing Energy and Research Center | 58413_G_CCGS2 | 58413 | G | CCGS2 |  | Combustion Turbine |  |  | Arizona |  | Pinal |  |  | 98 | [35 empty] | Salt River Project | 100 | Salt River Project | 100 | Regulated | Dropped - Project has been canceled or postponed
Copper Crossing Energy and Research Center | 58413_G_CCGS3 | 58413 | G | CCGS3 |  | Combustion Turbine |  |  | Arizona |  | Pinal |  |  | 226 | [35 empty] | Salt River Project | 100 | Salt River Project | 100 | Regulated | Dropped - Project has been canceled or postponed
Copper Crossing Energy and Research Center | 58413_G_CCGS4 | 58413 | G | CCGS4 |  | Combustion Turbine |  |  | Arizona |  | Pinal |  |  | 226 | [35 empty] | Salt River Project | 100 | Salt River Project | 100 | Regulated | Dropped - Project has been canceled or postponed
Copper Crossing Energy and Research Center | 58413_G_CCGS5 | 58413 | G | CCGS5 |  | Combustion Turbine |  |  | Arizona |  | Pinal |  |  | 226 | [35 empty] | Salt River Project | 100 | Salt River Project | 100 | Regulated | Dropped - Project has been canceled or postponed
Copper Crossing Energy and Research Center | 58413_G_CCGS6 | 58413 | G | CCGS6 |  | Combustion Turbine |  |  | Arizona |  | Pinal |  |  | 226 | [35 empty] | Salt River Project | 100 | Salt River Project | 100 | Regulated | Dropped - Project has been canceled or postponed
Copper Crossing Energy and Research Center | 58413_G_CCGS7 | 58413 | G | CCGS7 |  | Combustion Turbine |  |  | Arizona |  | Pinal |  |  | 226 | [35 empty] | Salt River Project | 100 | Salt River Project | 100 | Regulated | Dropped - Project has been canceled or postponed
Copper Crossing Energy and Research Center | 58413_G_CCGS8 | 58413 | G | CCGS8 |  | Combustion Turbine |  |  | Arizona |  | Pinal |  |  | 226 | [35 empty] | Salt River Project | 100 | Salt River Project | 100 | Regulated | Dropped - Project has been canceled or postponed
Copper Crossing Energy and Research Center | 58413_G_CCGS9 | 58413 | G | CCGS9 |  | Combustion Turbine |  |  | Arizona |  | Pinal |  |  | 91 | [35 empty] | Salt River Project | 100 | Salt River Project | 100 | Regulated | Dropped - Project has been canceled or postponed
Hardee County Solar Farms 1 LLC | 58637_G_HCSF1 | 58637 | G | HCSF1 |  | Solar PV |  |  | Florida |  | Hardee |  |  | 20 | [35 empty] | National Solar Power Partners LLC | 100 | National Solar Power Partners LLC | 100 | Non-regulated | Dropped - Project has been canceled or postponed
Paynesville Wind Farm | 58693_G_1 | 58693 | G | 1 |  | Onshore Wind |  |  | Minnesota |  | Stearns |  |  | 95 | [35 empty] | Paynesville Wind, LLC | 100 | Paynesville Wind, LLC | 100 | Non-regulated | Dropped - Project has been canceled or postponed
EKS Solar Farm | 58705_G_PV1 | 58705 | G | PV1 |  | Solar PV |  |  | Hawaii |  | Honolulu |  |  | 5 | [35 empty] | East Kapolei Solar LLC | 100 | East Kapolei Solar LLC | 100 | Non-regulated | Dropped - in Alaska or in Hawaii or Puerto Rico
Oxbow Creek | 58714_G_1 | 58714 | G | 1 |  | Combustion Turbine |  |  | Pennsylvania |  | Wyoming |  |  | 6.8 | [35 empty] | Oxbow Creek Energy LLC | 100 | Oxbow Creek Energy LLC | 100 | Non-regulated | Dropped - Project has been canceled or postponed
Oxbow Creek | 58714_G_2 | 58714 | G | 2 |  | Combustion Turbine |  |  | Pennsylvania |  | Wyoming |  |  | 6.8 | [35 empty] | Oxbow Creek Energy LLC | 100 | Oxbow Creek Energy LLC | 100 | Non-regulated | Dropped - Project has been canceled or postponed
Oxbow Creek | 58714_G_3 | 58714 | G | 3 |  | Combustion Turbine |  |  | Pennsylvania |  | Wyoming |  |  | 6.8 | [35 empty] | Oxbow Creek Energy LLC | 100 | Oxbow Creek Energy LLC | 100 | Non-regulated | Dropped - Project has been canceled or postponed
Colin Solar | 58723_G_PV1 | 58723 | G | PV1 |  | Solar PV |  |  | North Carolina |  | Rutherford |  |  | 4 | [35 empty] | Sunlight Partners | 100 | Sunlight Partners | 100 | Non-regulated | Dropped - Project has been canceled or postponed
Duck Solar | 58724_G_PV1 | 58724 | G | PV1 |  | Solar PV |  |  | North Carolina |  | Rutherford |  |  | 5 | [35 empty] | Sunlight Partners | 100 | Sunlight Partners | 100 | Non-regulated | Dropped - Project has been canceled or postponed
Hawkins Solar | 58727_G_PV1 | 58727 | G | PV1 |  | Solar PV |  |  | North Carolina |  | Rockingham |  |  | 5 | [35 empty] | Sunlight Partners | 100 | Sunlight Partners | 100 | Non-regulated | Dropped - Project has been canceled or postponed
Katherine Solar | 58728_G_PV1 | 58728 | G | PV1 |  | Solar PV |  |  | North Carolina |  | Alamance |  |  | 5 | [35 empty] | Sunlight Partners | 100 | Sunlight Partners | 100 | Non-regulated | Dropped - Project has been canceled or postponed
Lotus Solar | 58729_G_PV1 | 58729 | G | PV1 |  | Solar PV |  |  | North Carolina |  | Guilford |  |  | 4 | [35 empty] | Lotus Solar, LLC | 100 | Lotus Solar, LLC | 100 | Non-regulated | Dropped - Project has been canceled or postponed
Austin Solar | 58733_G_PV1 | 58733 | G | PV1 |  | Solar PV |  |  | North Carolina |  | Catawba |  |  | 2 | [35 empty] | Sunlight Partners | 100 | Sunlight Partners | 100 | Non-regulated | Dropped - Project has been canceled or postponed
Beth Solar | 58734_G_PV1 | 58734 | G | PV1 |  | Solar PV |  |  | North Carolina |  | Guilford |  |  | 5 | [35 empty] | Beth Solar, LLC | 100 | Beth Solar, LLC | 100 | Non-regulated | Dropped - Project has been canceled or postponed
Big Boy Solar | 58736_G_PV1 | 58736 | G | PV1 |  | Solar PV |  |  | North Carolina |  | Guilford |  |  | 3 | [35 empty] | Big Boy Solar, LLC | 100 | Big Boy Solar, LLC | 100 | Non-regulated | Dropped - Project has been canceled or postponed
Binks Solar | 58737_G_PV1 | 58737 | G | PV1 |  | Solar PV |  |  | North Carolina |  | Orange |  |  | 4 | [35 empty] | Sunlight Partners | 100 | Sunlight Partners | 100 | Non-regulated | Dropped - Project has been canceled or postponed
Charlie Solar | 58738_G_PV1 | 58738 | G | PV1 |  | Solar PV |  |  | North Carolina |  | Guilford |  |  | 4.5 | [35 empty] | Charlie Solar, LLC | 100 | Charlie Solar, LLC | 100 | Non-regulated | Dropped - Project has been canceled or postponed
RJ Solar | 58743_G_PV1 | 58743 | G | PV1 |  | Solar PV |  |  | North Carolina |  | Catawba |  |  | 5 | [35 empty] | Sunlight Partners | 100 | Sunlight Partners | 100 | Non-regulated | Dropped - Project has been canceled or postponed
Shadow Solar | 58744_G_PV1 | 58744 | G | PV1 |  | Solar PV |  |  | North Carolina |  | Rutherford |  |  | 3 | [35 empty] | Sunlight Partners | 100 | Sunlight Partners | 100 | Non-regulated | Dropped - Project has been canceled or postponed
Blue Mountain Wind Farm | 58764_G_BM1 | 58764 | G | BM1 |  | Onshore Wind |  |  | Utah |  | San Juan |  |  | 80 | [35 empty] | Blue Mountain Power Partners | 100 | Blue Mountain Power Partners | 100 | Non-regulated | Dropped - Project has been canceled or postponed
Wake Wind Energy Center | 58766_G_2 | 58766 | G | 2 |  | Onshore Wind |  |  | Texas |  | Crosby |  |  | 125 | [35 empty] | Southern Power Co | 100 | Southern Power Co | 100 | Non-regulated | Dropped - Project has been canceled or postponed
Wake Wind Energy Center | 58766_G_3 | 58766 | G | 3 |  | Onshore Wind |  |  | Texas |  | Crosby |  |  | 61.1 | [35 empty] | Southern Power Co | 100 | Southern Power Co | 100 | Non-regulated | Dropped - Project has been canceled or postponed
Buckeye Wind Energy Center | 58767_G_2 | 58767 | G | 2 |  | Onshore Wind |  |  | Kansas |  | Ellis |  |  | 70.3 | [35 empty] | Invenergy Services LLC | 100 | Invenergy Services LLC | 100 | Non-regulated | Dropped - Project has been canceled or postponed
Buckeye Wind Energy Center | 58767_G_3 | 58767 | G | 3 |  | Onshore Wind |  |  | Kansas |  | Ellis |  |  | 105.5 | [35 empty] | Invenergy Services LLC | 100 | Invenergy Services LLC | 100 | Non-regulated | Dropped - Project has been canceled or postponed
Buckeye Wind Farm | 58776_G_1 | 58776 | G | 1 |  | Onshore Wind |  |  | Ohio |  | Champaign |  |  | 99 | [35 empty] | Big Sky Wind, LLC | 100 | Big Sky Wind, LLC | 100 | Non-regulated | Dropped - Project has been canceled or postponed
Coyote Crest Wind Farm | 58778_G_1 | 58778 | G | 1 |  | Onshore Wind |  |  | Washington |  | Lewis |  |  | 127.5 | [35 empty] | Big Sky Wind, LLC | 100 | Big Sky Wind, LLC | 100 | Non-regulated | Dropped - Project has been canceled or postponed
Allegany Wind Farm | 58779_G_1 | 58779 | G | 1 |  | Onshore Wind |  |  | New York |  | Cattaraugus |  |  | 72.5 | [35 empty] | Big Sky Wind, LLC | 100 | Big Sky Wind, LLC | 100 | Non-regulated | Dropped - Project has been canceled or postponed
Longhorn Holdings | 58781_G_PV1 | 58781 | G | PV1 |  | Solar PV |  |  | North Carolina |  | Richmond |  |  | 5 | [35 empty] | Longhorn Holdings, LLC | 100 | Longhorn Holdings, LLC | 100 | Non-regulated | Dropped - Project has been canceled or postponed
Hop Bottom | 58800_G_1 | 58800 | G | 1 |  | Combustion Turbine |  |  | Pennsylvania |  | Susquehanna |  |  | 6.8 | [35 empty] | Hop Bottom Energy LLC | 100 | Hop Bottom Energy LLC | 100 | Non-regulated | Dropped - Project has been canceled or postponed
Hop Bottom | 58800_G_2 | 58800 | G | 2 |  | Combustion Turbine |  |  | Pennsylvania |  | Susquehanna |  |  | 6.8 | [35 empty] | Hop Bottom Energy LLC | 100 | Hop Bottom Energy LLC | 100 | Non-regulated | Dropped - Project has been canceled or postponed
Hop Bottom | 58800_G_3 | 58800 | G | 3 |  | Combustion Turbine |  |  | Pennsylvania |  | Susquehanna |  |  | 6.8 | [35 empty] | Hop Bottom Energy LLC | 100 | Hop Bottom Energy LLC | 100 | Non-regulated | Dropped - Project has been canceled or postponed
Hop Bottom | 58800_G_GEN1 | 58800 | G | GEN1 |  | Combustion Turbine |  |  | Pennsylvania |  | Susquehanna |  |  | 4.2 | [35 empty] | Hop Bottom Energy LLC | 100 | Hop Bottom Energy LLC | 100 | Non-regulated | Dropped - Project has been canceled or postponed
Hop Bottom | 58800_G_GEN2 | 58800 | G | GEN2 |  | Combustion Turbine |  |  | Pennsylvania |  | Susquehanna |  |  | 4.2 | [35 empty] | Hop Bottom Energy LLC | 100 | Hop Bottom Energy LLC | 100 | Non-regulated | Dropped - Project has been canceled or postponed
Hop Bottom | 58800_G_GEN3 | 58800 | G | GEN3 |  | Combustion Turbine |  |  | Pennsylvania |  | Susquehanna |  |  | 4.2 | [35 empty] | Hop Bottom Energy LLC | 100 | Hop Bottom Energy LLC | 100 | Non-regulated | Dropped - Project has been canceled or postponed
Hop Bottom | 58800_G_GEN4 | 58800 | G | GEN4 |  | Combustion Turbine |  |  | Pennsylvania |  | Susquehanna |  |  | 4.2 | [35 empty] | Hop Bottom Energy LLC | 100 | Hop Bottom Energy LLC | 100 | Non-regulated | Dropped - Project has been canceled or postponed
Hop Bottom | 58800_G_GEN5 | 58800 | G | GEN5 |  | Combustion Turbine |  |  | Pennsylvania |  | Susquehanna |  |  | 4.2 | [35 empty] | Hop Bottom Energy LLC | 100 | Hop Bottom Energy LLC | 100 | Non-regulated | Dropped - Project has been canceled or postponed
McCaskey Solar Farm, LLC | 58804_G_INV1 | 58804 | G | INV1 |  | Solar PV |  |  | North Carolina |  | Martin |  |  | 0.3 | [35 empty] | Leyline Renewable Energy, LLC | 100 | Leyline Renewable Energy, LLC | 100 | Non-regulated | Dropped - Project has been canceled or postponed
McCaskey Solar Farm, LLC | 58804_G_INV2 | 58804 | G | INV2 |  | Solar PV |  |  | North Carolina |  | Martin |  |  | 0.3 | [35 empty] | Leyline Renewable Energy, LLC | 100 | Leyline Renewable Energy, LLC | 100 | Non-regulated | Dropped - Project has been canceled or postponed
McCaskey Solar Farm, LLC | 58804_G_INV3 | 58804 | G | INV3 |  | Solar PV |  |  | North Carolina |  | Martin |  |  | 0.3 | [35 empty] | Leyline Renewable Energy, LLC | 100 | Leyline Renewable Energy, LLC | 100 | Non-regulated | Dropped - Project has been canceled or postponed
McCaskey Solar Farm, LLC | 58804_G_INV4 | 58804 | G | INV4 |  | Solar PV |  |  | North Carolina |  | Martin |  |  | 0.3 | [35 empty] | Leyline Renewable Energy, LLC | 100 | Leyline Renewable Energy, LLC | 100 | Non-regulated | Dropped - Project has been canceled or postponed
McCaskey Solar Farm, LLC | 58804_G_INV5 | 58804 | G | INV5 |  | Solar PV |  |  | North Carolina |  | Martin |  |  | 0.3 | [35 empty] | Leyline Renewable Energy, LLC | 100 | Leyline Renewable Energy, LLC | 100 | Non-regulated | Dropped - Project has been canceled or postponed
McCaskey Solar Farm, LLC | 58804_G_INV6 | 58804 | G | INV6 |  | Solar PV |  |  | North Carolina |  | Martin |  |  | 0.3 | [35 empty] | Leyline Renewable Energy, LLC | 100 | Leyline Renewable Energy, LLC | 100 | Non-regulated | Dropped - Project has been canceled or postponed
McCaskey Solar Farm, LLC | 58804_G_INV7 | 58804 | G | INV7 |  | Solar PV |  |  | North Carolina |  | Martin |  |  | 0.3 | [35 empty] | Leyline Renewable Energy, LLC | 100 | Leyline Renewable Energy, LLC | 100 | Non-regulated | Dropped - Project has been canceled or postponed
McCaskey Solar Farm, LLC | 58804_G_INV8 | 58804 | G | INV8 |  | Solar PV |  |  | North Carolina |  | Martin |  |  | 0.3 | [35 empty] | Leyline Renewable Energy, LLC | 100 | Leyline Renewable Energy, LLC | 100 | Non-regulated | Dropped - Project has been canceled or postponed
Alpaca | 58813_G_GEN1 | 58813 | G | GEN1 |  | Combustion Turbine |  |  | Pennsylvania |  | Bradford |  |  | 4.2 | [35 empty] | Alpaca Energy LLC | 100 | Alpaca Energy LLC | 100 | Non-regulated | Dropped - Project has been canceled or postponed
Alpaca | 58813_G_GEN2 | 58813 | G | GEN2 |  | Combustion Turbine |  |  | Pennsylvania |  | Bradford |  |  | 4.2 | [35 empty] | Alpaca Energy LLC | 100 | Alpaca Energy LLC | 100 | Non-regulated | Dropped - Project has been canceled or postponed
Alpaca | 58813_G_GEN3 | 58813 | G | GEN3 |  | Combustion Turbine |  |  | Pennsylvania |  | Bradford |  |  | 4.2 | [35 empty] | Alpaca Energy LLC | 100 | Alpaca Energy LLC | 100 | Non-regulated | Dropped - Project has been canceled or postponed
Alpaca | 58813_G_GEN4 | 58813 | G | GEN4 |  | Combustion Turbine |  |  | Pennsylvania |  | Bradford |  |  | 4.2 | [35 empty] | Alpaca Energy LLC | 100 | Alpaca Energy LLC | 100 | Non-regulated | Dropped - Project has been canceled or postponed
Alpaca | 58813_G_GEN5 | 58813 | G | GEN5 |  | Combustion Turbine |  |  | Pennsylvania |  | Bradford |  |  | 4.2 | [35 empty] | Alpaca Energy LLC | 100 | Alpaca Energy LLC | 100 | Non-regulated | Dropped - Project has been canceled or postponed
Bayles | 58816_G_1 | 58816 | G | 1 |  | Combustion Turbine |  |  | Pennsylvania |  | Greene |  |  | 6.8 | [35 empty] | Bayles Energy LLC | 100 | Bayles Energy LLC | 100 | Non-regulated | Dropped - Project has been canceled or postponed
Bayles | 58816_G_2 | 58816 | G | 2 |  | Combustion Turbine |  |  | Pennsylvania |  | Greene |  |  | 6.8 | [35 empty] | Bayles Energy LLC | 100 | Bayles Energy LLC | 100 | Non-regulated | Dropped - Project has been canceled or postponed
Bayles | 58816_G_3 | 58816 | G | 3 |  | Combustion Turbine |  |  | Pennsylvania |  | Greene |  |  | 6.8 | [35 empty] | Bayles Energy LLC | 100 | Bayles Energy LLC | 100 | Non-regulated | Dropped - Project has been canceled or postponed
Bayles | 58816_G_GEN1 | 58816 | G | GEN1 |  | Combustion Turbine |  |  | Pennsylvania |  | Greene |  |  | 4.2 | [35 empty] | Bayles Energy LLC | 100 | Bayles Energy LLC | 100 | Non-regulated | Dropped - Project has been canceled or postponed
Bayles | 58816_G_GEN2 | 58816 | G | GEN2 |  | Combustion Turbine |  |  | Pennsylvania |  | Greene |  |  | 4.2 | [35 empty] | Bayles Energy LLC | 100 | Bayles Energy LLC | 100 | Non-regulated | Dropped - Project has been canceled or postponed
Bayles | 58816_G_GEN3 | 58816 | G | GEN3 |  | Combustion Turbine |  |  | Pennsylvania |  | Greene |  |  | 4.2 | [35 empty] | Bayles Energy LLC | 100 | Bayles Energy LLC | 100 | Non-regulated | Dropped - Project has been canceled or postponed
Bayles | 58816_G_GEN4 | 58816 | G | GEN4 |  | Combustion Turbine |  |  | Pennsylvania |  | Greene |  |  | 4.2 | [35 empty] | Bayles Energy LLC | 100 | Bayles Energy LLC | 100 | Non-regulated | Dropped - Project has been canceled or postponed
Bayles | 58816_G_GEN5 | 58816 | G | GEN5 |  | Combustion Turbine |  |  | Pennsylvania |  | Greene |  |  | 4.2 | [35 empty] | Bayles Energy LLC | 100 | Bayles Energy LLC | 100 | Non-regulated | Dropped - Project has been canceled or postponed
Kelly | 58817_G_GEN1 | 58817 | G | GEN1 |  | Combustion Turbine |  |  | Pennsylvania |  | Clarion |  |  | 3 | [35 empty] | Kelly Energy LLC | 100 | Kelly Energy LLC | 100 | Non-regulated | Dropped - Project has been canceled or postponed
Kelly | 58817_G_GEN2 | 58817 | G | GEN2 |  | Combustion Turbine |  |  | Pennsylvania |  | Clarion |  |  | 3 | [35 empty] | Kelly Energy LLC | 100 | Kelly Energy LLC | 100 | Non-regulated | Dropped - Project has been canceled or postponed
Milan | 58818_G_GEN1 | 58818 | G | GEN1 |  | Combustion Turbine |  |  | Pennsylvania |  | Bradford |  |  | 4.2 | [35 empty] | Milan Energy LLC | 100 | Milan Energy LLC | 100 | Non-regulated | Dropped - Project has been canceled or postponed
Milan | 58818_G_GEN2 | 58818 | G | GEN2 |  | Combustion Turbine |  |  | Pennsylvania |  | Bradford |  |  | 4.2 | [35 empty] | Milan Energy LLC | 100 | Milan Energy LLC | 100 | Non-regulated | Dropped - Project has been canceled or postponed
Milan | 58818_G_GEN3 | 58818 | G | GEN3 |  | Combustion Turbine |  |  | Pennsylvania |  | Bradford |  |  | 4.2 | [35 empty] | Milan Energy LLC | 100 | Milan Energy LLC | 100 | Non-regulated | Dropped - Project has been canceled or postponed
Milan | 58818_G_GEN4 | 58818 | G | GEN4 |  | Combustion Turbine |  |  | Pennsylvania |  | Bradford |  |  | 4.2 | [35 empty] | Milan Energy LLC | 100 | Milan Energy LLC | 100 | Non-regulated | Dropped - Project has been canceled or postponed
Milan | 58818_G_GEN5 | 58818 | G | GEN5 |  | Combustion Turbine |  |  | Pennsylvania |  | Bradford |  |  | 4.2 | [35 empty] | Milan Energy LLC | 100 | Milan Energy LLC | 100 | Non-regulated | Dropped - Project has been canceled or postponed
Red Glen | 58819_G_GEN1 | 58819 | G | GEN1 |  | Combustion Turbine |  |  | Pennsylvania |  | Washington |  |  | 4.2 | [35 empty] | Red Glen Energy LLC | 100 | Red Glen Energy LLC | 100 | Non-regulated | Dropped - Project has been canceled or postponed
Red Glen | 58819_G_GEN2 | 58819 | G | GEN2 |  | Combustion Turbine |  |  | Pennsylvania |  | Washington |  |  | 4.2 | [35 empty] | Red Glen Energy LLC | 100 | Red Glen Energy LLC | 100 | Non-regulated | Dropped - Project has been canceled or postponed
Red Glen | 58819_G_GEN3 | 58819 | G | GEN3 |  | Combustion Turbine |  |  | Pennsylvania |  | Washington |  |  | 4.2 | [35 empty] | Red Glen Energy LLC | 100 | Red Glen Energy LLC | 100 | Non-regulated | Dropped - Project has been canceled or postponed
Red Glen | 58819_G_GEN4 | 58819 | G | GEN4 |  | Combustion Turbine |  |  | Pennsylvania |  | Washington |  |  | 4.2 | [35 empty] | Red Glen Energy LLC | 100 | Red Glen Energy LLC | 100 | Non-regulated | Dropped - Project has been canceled or postponed
Red Glen | 58819_G_GEN5 | 58819 | G | GEN5 |  | Combustion Turbine |  |  | Pennsylvania |  | Washington |  |  | 4.2 | [35 empty] | Red Glen Energy LLC | 100 | Red Glen Energy LLC | 100 | Non-regulated | Dropped - Project has been canceled or postponed
Shippenville | 58820_G_GEN1 | 58820 | G | GEN1 |  | Combustion Turbine |  |  | Pennsylvania |  | Clarion |  |  | 4.2 | [35 empty] | Shippenville Energy LLC | 100 | Shippenville Energy LLC | 100 | Non-regulated | Dropped - Project has been canceled or postponed
Shippenville | 58820_G_GEN2 | 58820 | G | GEN2 |  | Combustion Turbine |  |  | Pennsylvania |  | Clarion |  |  | 4.2 | [35 empty] | Shippenville Energy LLC | 100 | Shippenville Energy LLC | 100 | Non-regulated | Dropped - Project has been canceled or postponed
Shippenville | 58820_G_GEN3 | 58820 | G | GEN3 |  | Combustion Turbine |  |  | Pennsylvania |  | Clarion |  |  | 4.2 | [35 empty] | Shippenville Energy LLC | 100 | Shippenville Energy LLC | 100 | Non-regulated | Dropped - Project has been canceled or postponed
Shippenville | 58820_G_GEN4 | 58820 | G | GEN4 |  | Combustion Turbine |  |  | Pennsylvania |  | Clarion |  |  | 4.4 | [35 empty] | Shippenville Energy LLC | 100 | Shippenville Energy LLC | 100 | Non-regulated | Dropped - Project has been canceled or postponed
Shippenville | 58820_G_GEN5 | 58820 | G | GEN5 |  | Combustion Turbine |  |  | Pennsylvania |  | Clarion |  |  | 4.2 | [35 empty] | Shippenville Energy LLC | 100 | Shippenville Energy LLC | 100 | Non-regulated | Dropped - Project has been canceled or postponed
Florey Knobb | 58821_G_1 | 58821 | G | 1 |  | Combustion Turbine |  |  | Pennsylvania |  | Wyoming |  |  | 6.8 | [35 empty] | Florey Knob LLC | 100 | Florey Knob LLC | 100 | Non-regulated | Dropped - Project has been canceled or postponed
Florey Knobb | 58821_G_2 | 58821 | G | 2 |  | Combustion Turbine |  |  | Pennsylvania |  | Wyoming |  |  | 6.8 | [35 empty] | Florey Knob LLC | 100 | Florey Knob LLC | 100 | Non-regulated | Dropped - Project has been canceled or postponed
Florey Knobb | 58821_G_3 | 58821 | G | 3 |  | Combustion Turbine |  |  | Pennsylvania |  | Wyoming |  |  | 6.8 | [35 empty] | Florey Knob LLC | 100 | Florey Knob LLC | 100 | Non-regulated | Dropped - Project has been canceled or postponed
Florey Knobb | 58821_G_GEN1 | 58821 | G | GEN1 |  | Combustion Turbine |  |  | Pennsylvania |  | Wyoming |  |  | 4.2 | [35 empty] | Florey Knob LLC | 100 | Florey Knob LLC | 100 | Non-regulated | Dropped - Project has been canceled or postponed
Florey Knobb | 58821_G_GEN2 | 58821 | G | GEN2 |  | Combustion Turbine |  |  | Pennsylvania |  | Wyoming |  |  | 4.2 | [35 empty] | Florey Knob LLC | 100 | Florey Knob LLC | 100 | Non-regulated | Dropped - Project has been canceled or postponed
Florey Knobb | 58821_G_GEN3 | 58821 | G | GEN3 |  | Combustion Turbine |  |  | Pennsylvania |  | Wyoming |  |  | 4.2 | [35 empty] | Florey Knob LLC | 100 | Florey Knob LLC | 100 | Non-regulated | Dropped - Project has been canceled or postponed
Florey Knobb | 58821_G_GEN4 | 58821 | G | GEN4 |  | Combustion Turbine |  |  | Pennsylvania |  | Wyoming |  |  | 4.2 | [35 empty] | Florey Knob LLC | 100 | Florey Knob LLC | 100 | Non-regulated | Dropped - Project has been canceled or postponed
Florey Knobb | 58821_G_GEN5 | 58821 | G | GEN5 |  | Combustion Turbine |  |  | Pennsylvania |  | Wyoming |  |  | 4.2 | [35 empty] | Florey Knob LLC | 100 | Florey Knob LLC | 100 | Non-regulated | Dropped - Project has been canceled or postponed
Flannagan Hydroelectric Project | 58827_G_LEFT | 58827 | G | LEFT |  | Hydro |  |  | Virginia |  | Dickenson |  |  | 0.4 | [35 empty] | Jordan Hydroelectric LTD PTP | 100 | Jordan Hydroelectric LTD PTP | 100 | Non-regulated | Dropped - Project has been canceled or postponed
Flannagan Hydroelectric Project | 58827_G_LEFT1 | 58827 | G | LEFT1 |  | Hydro |  |  | Virginia |  | Dickenson |  |  | 0.4 | [35 empty] | Jordan Hydroelectric LTD PTP | 100 | Jordan Hydroelectric LTD PTP | 100 | Non-regulated | Dropped - Project has been canceled or postponed
Flannagan Hydroelectric Project | 58827_G_LEFT2 | 58827 | G | LEFT2 |  | Hydro |  |  | Virginia |  | Dickenson |  |  | 0.4 | [35 empty] | Jordan Hydroelectric LTD PTP | 100 | Jordan Hydroelectric LTD PTP | 100 | Non-regulated | Dropped - Project has been canceled or postponed
Flannagan Hydroelectric Project | 58827_G_RGHT | 58827 | G | RGHT |  | Hydro |  |  | Virginia |  | Dickenson |  |  | 0.4 | [35 empty] | Jordan Hydroelectric LTD PTP | 100 | Jordan Hydroelectric LTD PTP | 100 | Non-regulated | Dropped - Project has been canceled or postponed
South Dunes Power Plant | 58841_G_CT-1 | 58841 | G | CT-1 |  | Combined Cycle |  |  | Oregon |  | Coos |  |  | 47.2 | [35 empty] | Jordan Cove Energy Project LP | 100 | Jordan Cove Energy Project LP | 100 | Non-regulated | Dropped - Project has been canceled or postponed
South Dunes Power Plant | 58841_G_CT-2 | 58841 | G | CT-2 |  | Combined Cycle |  |  | Oregon |  | Coos |  |  | 47.2 | [35 empty] | Jordan Cove Energy Project LP | 100 | Jordan Cove Energy Project LP | 100 | Non-regulated | Dropped - Project has been canceled or postponed
South Dunes Power Plant | 58841_G_CT-3 | 58841 | G | CT-3 |  | Combined Cycle |  |  | Oregon |  | Coos |  |  | 47.2 | [35 empty] | Jordan Cove Energy Project LP | 100 | Jordan Cove Energy Project LP | 100 | Non-regulated | Dropped - Project has been canceled or postponed
South Dunes Power Plant | 58841_G_CT-4 | 58841 | G | CT-4 |  | Combined Cycle |  |  | Oregon |  | Coos |  |  | 47.2 | [35 empty] | Jordan Cove Energy Project LP | 100 | Jordan Cove Energy Project LP | 100 | Non-regulated | Dropped - Project has been canceled or postponed
South Dunes Power Plant | 58841_G_CT-5 | 58841 | G | CT-5 |  | Combined Cycle |  |  | Oregon |  | Coos |  |  | 47.2 | [35 empty] | Jordan Cove Energy Project LP | 100 | Jordan Cove Energy Project LP | 100 | Non-regulated | Dropped - Project has been canceled or postponed
South Dunes Power Plant | 58841_G_CT-6 | 58841 | G | CT-6 |  | Combined Cycle |  |  | Oregon |  | Coos |  |  | 47.2 | [35 empty] | Jordan Cove Energy Project LP | 100 | Jordan Cove Energy Project LP | 100 | Non-regulated | Dropped - Project has been canceled or postponed
South Dunes Power Plant | 58841_G_ST-1 | 58841 | G | ST-1 |  | Combined Cycle |  |  | Oregon |  | Coos |  |  | 50 | [35 empty] | Jordan Cove Energy Project LP | 100 | Jordan Cove Energy Project LP | 100 | Non-regulated | Dropped - Project has been canceled or postponed
South Dunes Power Plant | 58841_G_ST-2 | 58841 | G | ST-2 |  | Combined Cycle |  |  | Oregon |  | Coos |  |  | 50 | [35 empty] | Jordan Cove Energy Project LP | 100 | Jordan Cove Energy Project LP | 100 | Non-regulated | Dropped - Project has been canceled or postponed
Greenville Farm 2 | 58850_G_1 | 58850 | G | 1 |  | Solar PV |  |  | North Carolina |  | Pitt |  |  | 3 | [35 empty] | Greenville Farm 2 LLC | 100 | Greenville Farm 2 LLC | 100 | Non-regulated | Dropped - Project has been canceled or postponed
Mayodan Farm | 58852_G_1 | 58852 | G | 1 |  | Solar PV |  |  | North Carolina |  | Rockingham |  |  | 5 | [35 empty] | Mayodan Farm LLC | 100 | Mayodan Farm LLC | 100 | Non-regulated | Dropped - Project has been canceled or postponed
Ostrich Farm | 58857_G_1 | 58857 | G | 1 |  | Solar PV |  |  | North Carolina |  | Rockingham |  |  | 5 | [35 empty] | Ostrich Farm LLC | 100 | Ostrich Farm LLC | 100 | Non-regulated | Dropped - Project has been canceled or postponed
Peanut Farm | 58858_G_1 | 58858 | G | 1 |  | Solar PV |  |  | North Carolina |  | Chowan |  |  | 1.8 | [35 empty] | Peanut Farm LLC | 100 | Peanut Farm LLC | 100 | Non-regulated | Dropped - Project has been canceled or postponed
Enfield Farm | 58860_G_1 | 58860 | G | 1 |  | Solar PV |  |  | North Carolina |  | Halifax |  |  | 5 | [35 empty] | Enfield Farm LLC | 100 | Enfield Farm LLC | 100 | Non-regulated | Dropped - Project has been canceled or postponed
Chatham Park Solar Farm | 58869_G_1 | 58869 | G | 1 |  | Solar PV |  |  | North Carolina |  | Chatham |  |  | 20 | [35 empty] | Chatham Park Solar Farm LLC | 100 | Chatham Park Solar Farm LLC | 100 | Non-regulated | Dropped - Project has been canceled or postponed
Frederick-Carroll County Renewable Waste | 58875_G_GEN1 | 58875 | G | GEN1 |  | Municipal Solid Waste |  |  | Maryland |  | Frederick |  |  | 47 | [35 empty] | Wheelabrator Frederick, LLC | 100 | Wheelabrator Frederick, LLC | 100 | Non-regulated | Dropped - Project has been canceled or postponed
CPV Smyth Generation Company LLC | 58878_G_1 | 58878 | G | 1 |  | Combined Cycle |  |  | Virginia |  | Smyth |  |  | 989 | [35 empty] | CPV Smyth Generation Company LLC | 100 | CPV Smyth Generation Company LLC | 100 | Non-regulated | Dropped - Project has been canceled or postponed
White Camp Solar | 58888_G_WCAMP | 58888 | G | WCAMP |  | Solar PV |  |  | Texas |  | Kent |  |  | 100 | [35 empty] | White Camp Solar LLC | 100 | White Camp Solar LLC | 100 | Non-regulated | Dropped - Project has been canceled or postponed
Summit Ridge I Wind Farm | 58894_G_SRWF | 58894 | G | SRWF |  | Onshore Wind |  |  | Oregon |  | Wasco |  |  | 192 | [35 empty] | Pattern Operators LP | 100 | Pattern Operators LP | 100 | Non-regulated | Dropped - Project has been canceled or postponed
Stargate Point Comfort | 58895_G_STAR1 | 58895 | G | STAR1 |  | Combustion Turbine |  |  | Texas |  | Calhoun |  |  | 232 | [35 empty] | Sargas Texas, LLC | 100 | Sargas Texas, LLC | 100 | Non-regulated | Dropped - Project has been canceled or postponed
CPV Pondera King Energy Center | 58910_G_CC | 58910 | G | CC |  | Combined Cycle |  |  | Texas |  | Harris |  |  | 836 | [35 empty] | Pondera Development LLC | 100 | Pondera Development LLC | 100 | Non-regulated | Dropped - Project has been canceled or postponed
4001 and 2510 ClearVista Solar and Wind | 58922_G_CVPV | 58922 | G | CVPV |  | Solar PV |  |  | California |  | Kern |  |  | 5 | [35 empty] | ClearVista Energy LLC | 100 | ClearVista Energy LLC | 100 | Non-regulated | Dropped - Project has been canceled or postponed
4001 and 2510 ClearVista Solar and Wind | 58922_G_CVWT | 58922 | G | CVWT |  | Onshore Wind |  |  | California |  | Kern |  |  | 19.5 | [35 empty] | ClearVista Energy LLC | 100 | ClearVista Energy LLC | 100 | Non-regulated | Dropped - Project has been canceled or postponed
Sangamon Wind Two LLC | 58926_G_SAN2 | 58926 | G | SAN2 |  | Onshore Wind |  |  | Illinois |  | Sangamon |  |  | 100 | [35 empty] | American Wind Energy Management Corp. | 100 | American Wind Energy Management Corp. | 100 | Non-regulated | Dropped - Project has been canceled or postponed
Trishe Wind Colorado | 58928_G_1 | 58928 | G | 1 |  | Onshore Wind |  |  | Colorado |  | Phillips |  |  | 30 | [35 empty] | Trishe Wind Colorado | 100 | Trishe Wind Colorado | 100 | Non-regulated | Dropped - Project has been canceled or postponed
Sibley Wind | 58950_G_SW-1 | 58950 | G | SW-1 |  | Onshore Wind |  |  | Minnesota |  | Sibley |  |  | 19.5 | [35 empty] | Sibley Wind Substation LLC | 100 | Sibley Wind Substation LLC | 100 | Non-regulated | Dropped - Project has been canceled or postponed
Sunwind Doyle Wind | 58976_G_SNWND | 58976 | G | SNWND |  | Onshore Wind |  |  | Kansas |  | Marion |  |  | 200 | [35 empty] | Sunwind Energy Solutions, LLLP | 100 | Sunwind Energy Solutions, LLLP | 100 | Non-regulated | Dropped - Project has been canceled or postponed
Searchlight Wind | 58988_G_1 | 58988 | G | 1 |  | Onshore Wind |  |  | Nevada |  | Clark |  |  | 200 | [35 empty] | Searchlight Wind Energy LLC | 100 | Searchlight Wind Energy LLC | 100 | Non-regulated | Dropped - Project has been canceled or postponed
Mustang Run Wind Project LLC | 59000_G_MRWP | 59000 | G | MRWP |  | Onshore Wind |  |  | Oklahoma |  | Osage |  |  | 136 | [35 empty] | Tradewind Energy, Inc. | 100 | Tradewind Energy, Inc. | 100 | Non-regulated | Dropped - Project has been canceled or postponed
Carlsbad Energy Center | 59002_G_CEC11 | 59002 | G | CEC11 |  | Combustion Turbine |  |  | California |  | San Diego |  |  | 105.5 | [35 empty] | NRG California Peaker Operations LLC | 100 | NRG California Peaker Operations LLC | 100 | Non-regulated | Dropped - Project has been canceled or postponed
Mariah East | 59006_G_MARN | 59006 | G | MARN |  | Onshore Wind |  |  | Texas |  | Parmer |  |  | 152.5 | [35 empty] | Mariah del Este LLC | 100 | Mariah del Este LLC | 100 | Non-regulated | Dropped - Project has been canceled or postponed
Mariah South | 59007_G_MAR S | 59007 | G | MAR S |  | Onshore Wind |  |  | Texas |  | Parmer |  |  | 210.4 | [35 empty] | Mariah del Sur LLC | 100 | Mariah del Sur LLC | 100 | Non-regulated | Dropped - Project has been canceled or postponed
Southbridge Landfill Gas-to-Energy | 59011_G_CAT2 | 59011 | G | CAT2 |  | Landfill Gas |  |  | Massachusetts |  | Worcester |  |  | 1.5 | [35 empty] | Southbridge Recycling and Disposal Park | 100 | Southbridge Recycling and Disposal Park | 100 | Non-regulated | Dropped - Project has been canceled or postponed
Maverick Solar | 59016_G_GEN 1 | 59016 | G | GEN 1 |  | Solar PV |  |  | North Carolina |  | Randolph |  |  | 3 | [35 empty] | Maverick Solar LLC | 100 | Maverick Solar LLC | 100 | Non-regulated | Dropped - Project has been canceled or postponed
Onslow Energy | 59036_G_GEN 1 | 59036 | G | GEN 1 |  | Solar PV |  |  | North Carolina |  | Onslow |  |  | 1.5 | [35 empty] | Cube District Energy, LLC | 100 | Cube District Energy, LLC | 100 | Non-regulated | Dropped - Project has been canceled or postponed
Watkins Glen Wind Energy Center | 59041_G_WGWEC | 59041 | G | WGWEC |  | Onshore Wind |  |  | New York |  | Schuyler |  |  | 80 | [35 empty] | Watkins Glen Wind LLC | 100 | Watkins Glen Wind LLC | 100 | Non-regulated | Dropped - Project has been canceled or postponed
Vici Wind Farm | 59062_G_VICI | 59062 | G | VICI |  | Onshore Wind |  |  | Oklahoma |  | Dewey |  |  | 180 | [35 empty] | Big Sky Wind, LLC | 100 | Big Sky Wind, LLC | 100 | Non-regulated | Dropped - Project has been canceled or postponed
Stella Wind Farm II | 59064_G_WT1 | 59064 | G | WT1 |  | Onshore Wind |  |  | Texas |  | Kenedy |  |  | 200 | [35 empty] | Big Sky Wind, LLC | 100 | Big Sky Wind, LLC | 100 | Non-regulated | Dropped - Project has been canceled or postponed
Grandview Wind Farm III LLC | 59067_G_GVIII | 59067 | G | GVIII |  | Onshore Wind |  |  | Texas |  | Carson |  |  | 188 | [35 empty] | Big Sky Wind, LLC | 100 | Big Sky Wind, LLC | 100 | Non-regulated | Dropped - Project has been canceled or postponed
Wildcat Wind Farm II LLC` | 59069_G_WCII | 59069 | G | WCII |  | Onshore Wind |  |  | Indiana |  | Grant |  |  | 210 | [35 empty] | Big Sky Wind, LLC | 100 | Big Sky Wind, LLC | 100 | Non-regulated | Dropped - Project has been canceled or postponed
Dobbins Mill Farm | 59101_G_1 | 59101 | G | 1 |  | Solar PV |  |  | North Carolina |  | Yadkin |  |  | 5 | [35 empty] | Dobbins Mill Farm | 100 | Dobbins Mill Farm | 100 | Non-regulated | Dropped - Project has been canceled or postponed
Gantt Farm | 59104_G_1 | 59104 | G | 1 |  | Solar PV |  |  | North Carolina |  | Granville |  |  | 74.8 | [35 empty] | Gantt Farm LLC | 100 | Gantt Farm LLC | 100 | Non-regulated | Dropped - Project has been canceled or postponed
Roady Lane Farm LLC | 59108_G_1 | 59108 | G | 1 |  | Solar PV |  |  | North Carolina |  | Wayne |  |  | 74.8 | [35 empty] | Roady Lane Farm LLC | 100 | Roady Lane Farm LLC | 100 | Non-regulated | Dropped - Project has been canceled or postponed
Front Range Project | 59143_G_FR-2 | 59143 | G | FR-2 |  | Landfill Gas |  |  | Colorado |  | Weld |  |  | 1.5 | [35 empty] | Timberline Energy LLC | 100 | Timberline Energy LLC | 100 | Non-regulated | Dropped - Project has been canceled or postponed
Tower Solar Center LLC | 59159_G_TSC 1 | 59159 | G | TSC 1 |  | Solar PV |  |  | North Carolina |  | Lincoln |  |  | 5 | [35 empty] | Coronal Development Services | 100 | Coronal Development Services | 100 | Non-regulated | Dropped - Project has been canceled or postponed
Pinewood Solar Center LLC | 59160_G_PSC 1 | 59160 | G | PSC 1 |  | Solar PV |  |  | North Carolina |  | Rockingham |  |  | 5 | [35 empty] | Coronal Development Services | 100 | Coronal Development Services | 100 | Non-regulated | Dropped - Project has been canceled or postponed
Lake Solar Center LLC | 59161_G_LSC 1 | 59161 | G | LSC 1 |  | Solar PV |  |  | North Carolina |  | Wilson |  |  | 5 | [35 empty] | Coronal Development Services | 100 | Coronal Development Services | 100 | Non-regulated | Dropped - Project has been canceled or postponed
Mason Solar Center LLC | 59165_G_MSC 1 | 59165 | G | MSC 1 |  | Solar PV |  |  | North Carolina |  | Pitt |  |  | 15.3 | [35 empty] | Coronal Development Services | 100 | Coronal Development Services | 100 | Non-regulated | Dropped - Project has been canceled or postponed
Sonoran West Solar EGS | 59202_G_1 | 59202 | G | 1 |  | Solar PV |  |  | California |  | Riverside |  |  | 540 | [35 empty] | Sonoran West Solar Holdings LLC | 100 | Sonoran West Solar Holdings LLC | 100 | Non-regulated | Dropped - Project has been canceled or postponed
Faison Farm | 59208_G_PV1 | 59208 | G | PV1 |  | Solar PV |  |  | North Carolina |  | Duplin |  |  | 5 | [35 empty] | Faison Farm LLC | 100 | Faison Farm LLC | 100 | Non-regulated | Dropped - Project has been canceled or postponed
Garland Farm | 59209_G_PV1 | 59209 | G | PV1 |  | Solar PV |  |  | North Carolina |  | Sampson |  |  | 5 | [35 empty] | Garland Farm LLC | 100 | Garland Farm LLC | 100 | Non-regulated | Dropped - Project has been canceled or postponed
Jackson Solar Farm | 59210_G_PV1 | 59210 | G | PV1 |  | Solar PV |  |  | North Carolina |  | Union |  |  | 5 | [35 empty] | Jackson Solar Farm LLC | 100 | Jackson Solar Farm LLC | 100 | Non-regulated | Dropped - Project has been canceled or postponed
Angus Holdings | 59211_G_PV1 | 59211 | G | PV1 |  | Solar PV |  |  | North Carolina |  | Duplin |  |  | 5 | [35 empty] | Angus Holdings LLC | 100 | Angus Holdings LLC | 100 | Non-regulated | Dropped - Project has been canceled or postponed
Calypso Farm | 59212_G_PV1 | 59212 | G | PV1 |  | Solar PV |  |  | North Carolina |  | Duplin |  |  | 5 | [35 empty] | Calypso Farm LLC | 100 | Calypso Farm LLC | 100 | Non-regulated | Dropped - Project has been canceled or postponed
Guernsey Holdings | 59214_G_PV1 | 59214 | G | PV1 |  | Solar PV |  |  | North Carolina |  | Anson |  |  | 5 | [35 empty] | Guersney Holdings LLC | 100 | Guersney Holdings LLC | 100 | Non-regulated | Dropped - Project has been canceled or postponed
Hereford Holdings` | 59215_G_PV1 | 59215 | G | PV1 |  | Solar PV |  |  | North Carolina |  | Rutherford |  |  | 5 | [35 empty] | Hereford Holdings LLC | 100 | Hereford Holdings LLC | 100 | Non-regulated | Dropped - Project has been canceled or postponed
Rhubarb One | 59216_G_PV1 | 59216 | G | PV1 |  | Solar PV |  |  | North Carolina |  | Robeson |  |  | 5 | [35 empty] | SolRiver Capital LLC | 100 | SolRiver Capital LLC | 100 | Non-regulated | Dropped - Project has been canceled or postponed
Holger Holdings | 59218_G_PV1 | 59218 | G | PV1 |  | Solar PV |  |  | North Carolina |  | Sampson |  |  | 5 | [35 empty] | Holger Holdings LLC | 100 | Holger Holdings LLC | 100 | Non-regulated | Dropped - Project has been canceled or postponed
Leonardo Wind 3 LLC | 59229_G_WT1 | 59229 | G | WT1 |  | Onshore Wind |  |  | Iowa |  | Hardin |  |  | 3 | [35 empty] | Leonardo Wind 3 LLC | 100 | Leonardo Wind 3 LLC | 100 | Non-regulated | Dropped - Project has been canceled or postponed
Hale Community Wind Farm | 59247_G_HALE2 | 59247 | G | HALE2 |  | Onshore Wind |  |  | Texas |  | Hale |  |  | 240 | [35 empty] | Southwestern Public Service Co | 100 | Southwestern Public Service Co | 100 | Regulated | Dropped - Project has been canceled or postponed
Aragonne Solar LLC | 59252_G_PV1 | 59252 | G | PV1 |  | Solar PV |  |  | New Mexico |  | Guadalupe |  |  | 38.4 | [35 empty] | SunPower Corporation, Systems | 100 | SunPower Corporation, Systems | 100 | Non-regulated | Dropped - Project has been canceled or postponed
Westside Solar Farm | 59258_G_WEST1 | 59258 | G | WEST1 |  | Solar PV |  |  | North Carolina |  | Randolph |  |  | 4 | [35 empty] | Soleil Energy Solutions, LLC | 100 | Soleil Energy Solutions, LLC | 100 | Non-regulated | Dropped - Project has been canceled or postponed
Con Dios Solar 3 | 59263_G_COND3 | 59263 | G | COND3 |  | Solar PV |  |  | California |  | San Bernardino |  |  | 1.5 | [35 empty] | AES Distributed Energy | 100 | AES Distributed Energy | 100 | Non-regulated | Dropped - Project has been canceled or postponed
Con Dios Solar 11 | 59264_G_CON11 | 59264 | G | CON11 |  | Solar PV |  |  | California |  | San Bernardino |  |  | 1.5 | [35 empty] | AES Distributed Energy | 100 | AES Distributed Energy | 100 | Non-regulated | Dropped - Project has been canceled or postponed
Northwest Ohio Wind | 59296_G_NWOH2 | 59296 | G | NWOH2 |  | Onshore Wind |  |  | Ohio |  | Paulding |  |  | 100 | [35 empty] | Northwest Ohio Wind, LLC | 100 | Northwest Ohio Wind, LLC | 100 | Non-regulated | Dropped - Project has been canceled or postponed
Pecan Creek Energy Center | 59298_G_PCEC1 | 59298 | G | PCEC1 |  | Combustion Turbine |  |  | Texas |  | Nolan |  |  | 133 | [35 empty] | NTE Texas, LLC | 100 | NTE Texas, LLC | 100 | Non-regulated | Dropped - Project has been canceled or postponed
Pecan Creek Energy Center | 59298_G_PCEC2 | 59298 | G | PCEC2 |  | Combustion Turbine |  |  | Texas |  | Nolan |  |  | 133 | [35 empty] | NTE Texas, LLC | 100 | NTE Texas, LLC | 100 | Non-regulated | Dropped - Project has been canceled or postponed
Crawford Renewable Energy - Meadville Po | 59307_G_MPS | 59307 | G | MPS |  | Tires |  |  | Pennsylvania |  | Crawford |  |  | 93.5 | [35 empty] | Crawford Renewable Energy, LLC | 100 | Crawford Renewable Energy, LLC | 100 | Non-regulated | Dropped - Project has been canceled or postponed
Palmer Renewable Energy | 59336_G_PRE | 59336 | G | PRE |  | Biomass |  |  | Massachusetts |  | Hampden |  |  | 42 | [35 empty] | Palmer Renewable Energy | 100 | Palmer Renewable Energy | 100 | Non-regulated | Dropped - Project has been canceled or postponed
Hydrogen Energy California LLC | 59372_G_HECA1 | 59372 | G | HECA1 |  | IGCC |  |  | California |  | Kern |  |  | 413 | [35 empty] | Hydrogen Energy California, LLC | 100 | Hydrogen Energy California, LLC | 100 | Non-regulated | Dropped - Project has been canceled or postponed
Great Bay Wind Energy Center | 59385_G_GEN1 | 59385 | G | GEN1 |  | Onshore Wind |  |  | Maryland |  | Somerset |  |  | 150 | [35 empty] | Great Bay Wind I, LLC | 100 | Great Bay Wind I, LLC | 100 | Non-regulated | Dropped - Project has been canceled or postponed
Amity Energy LLC | 59418_G_1 | 59418 | G | 1 |  | Combustion Turbine |  |  | Pennsylvania |  | Washington |  |  | 6.8 | [35 empty] | Amity Energy, LLC | 100 | Amity Energy, LLC | 100 | Non-regulated | Dropped - Project has been canceled or postponed
Amity Energy LLC | 59418_G_2 | 59418 | G | 2 |  | Combustion Turbine |  |  | Pennsylvania |  | Washington |  |  | 6.8 | [35 empty] | Amity Energy, LLC | 100 | Amity Energy, LLC | 100 | Non-regulated | Dropped - Project has been canceled or postponed
Amity Energy LLC | 59418_G_3 | 59418 | G | 3 |  | Combustion Turbine |  |  | Pennsylvania |  | Washington |  |  | 6.8 | [35 empty] | Amity Energy, LLC | 100 | Amity Energy, LLC | 100 | Non-regulated | Dropped - Project has been canceled or postponed
Amity Energy LLC | 59418_G_GEN1 | 59418 | G | GEN1 |  | Combustion Turbine |  |  | Pennsylvania |  | Washington |  |  | 4.2 | [35 empty] | Amity Energy, LLC | 100 | Amity Energy, LLC | 100 | Non-regulated | Dropped - Project has been canceled or postponed
Amity Energy LLC | 59418_G_GEN2 | 59418 | G | GEN2 |  | Combustion Turbine |  |  | Pennsylvania |  | Washington |  |  | 4.2 | [35 empty] | Amity Energy, LLC | 100 | Amity Energy, LLC | 100 | Non-regulated | Dropped - Project has been canceled or postponed
Amity Energy LLC | 59418_G_GEN3 | 59418 | G | GEN3 |  | Combustion Turbine |  |  | Pennsylvania |  | Washington |  |  | 4.2 | [35 empty] | Amity Energy, LLC | 100 | Amity Energy, LLC | 100 | Non-regulated | Dropped - Project has been canceled or postponed
Amity Energy LLC | 59418_G_GEN4 | 59418 | G | GEN4 |  | Combustion Turbine |  |  | Pennsylvania |  | Washington |  |  | 4.2 | [35 empty] | Amity Energy, LLC | 100 | Amity Energy, LLC | 100 | Non-regulated | Dropped - Project has been canceled or postponed
Amity Energy LLC | 59418_G_GEN5 | 59418 | G | GEN5 |  | Combustion Turbine |  |  | Pennsylvania |  | Washington |  |  | 4.2 | [35 empty] | Amity Energy, LLC | 100 | Amity Energy, LLC | 100 | Non-regulated | Dropped - Project has been canceled or postponed
Purdys Run Energy, LLC | 59419_G_GEN1 | 59419 | G | GEN1 |  | Combustion Turbine |  |  | West Virginia |  | Marion |  |  | 4.2 | [35 empty] | Purdys Run Energy, LLC | 100 | Purdys Run Energy, LLC | 100 | Non-regulated | Dropped - Project has been canceled or postponed
Purdys Run Energy, LLC | 59419_G_GEN2 | 59419 | G | GEN2 |  | Combustion Turbine |  |  | West Virginia |  | Marion |  |  | 4.2 | [35 empty] | Purdys Run Energy, LLC | 100 | Purdys Run Energy, LLC | 100 | Non-regulated | Dropped - Project has been canceled or postponed
Purdys Run Energy, LLC | 59419_G_GEN3 | 59419 | G | GEN3 |  | Combustion Turbine |  |  | West Virginia |  | Marion |  |  | 4.2 | [35 empty] | Purdys Run Energy, LLC | 100 | Purdys Run Energy, LLC | 100 | Non-regulated | Dropped - Project has been canceled or postponed
Purdys Run Energy, LLC | 59419_G_GEN4 | 59419 | G | GEN4 |  | Combustion Turbine |  |  | West Virginia |  | Marion |  |  | 4.2 | [35 empty] | Purdys Run Energy, LLC | 100 | Purdys Run Energy, LLC | 100 | Non-regulated | Dropped - Project has been canceled or postponed
Purdys Run Energy, LLC | 59419_G_GEN5 | 59419 | G | GEN5 |  | Combustion Turbine |  |  | West Virginia |  | Marion |  |  | 4.2 | [35 empty] | Purdys Run Energy, LLC | 100 | Purdys Run Energy, LLC | 100 | Non-regulated | Dropped - Project has been canceled or postponed
Basswood Energy, LLC | 59420_G_GEN1 | 59420 | G | GEN1 |  | Combustion Turbine |  |  | Pennsylvania |  | Tioga |  |  | 4.2 | [35 empty] | Basswood Energy, LLC | 100 | Basswood Energy, LLC | 100 | Non-regulated | Dropped - Project has been canceled or postponed
Basswood Energy, LLC | 59420_G_GEN2 | 59420 | G | GEN2 |  | Combustion Turbine |  |  | Pennsylvania |  | Tioga |  |  | 4.2 | [35 empty] | Basswood Energy, LLC | 100 | Basswood Energy, LLC | 100 | Non-regulated | Dropped - Project has been canceled or postponed
Basswood Energy, LLC | 59420_G_GEN3 | 59420 | G | GEN3 |  | Combustion Turbine |  |  | Pennsylvania |  | Tioga |  |  | 4.2 | [35 empty] | Basswood Energy, LLC | 100 | Basswood Energy, LLC | 100 | Non-regulated | Dropped - Project has been canceled or postponed
Basswood Energy, LLC | 59420_G_GEN4 | 59420 | G | GEN4 |  | Combustion Turbine |  |  | Pennsylvania |  | Tioga |  |  | 4.2 | [35 empty] | Basswood Energy, LLC | 100 | Basswood Energy, LLC | 100 | Non-regulated | Dropped - Project has been canceled or postponed
Basswood Energy, LLC | 59420_G_GEN5 | 59420 | G | GEN5 |  | Combustion Turbine |  |  | Pennsylvania |  | Tioga |  |  | 4.2 | [35 empty] | Basswood Energy, LLC | 100 | Basswood Energy, LLC | 100 | Non-regulated | Dropped - Project has been canceled or postponed
Buckeye Generation Center, LLC | 59471_G_CTG01 | 59471 | G | CTG01 |  | Combustion Turbine |  |  | Arizona |  | Maricopa |  |  | 104 | [35 empty] | Corporate Growth Solutions, LLC | 100 | Corporate Growth Solutions, LLC | 100 | Non-regulated | Dropped - Project has been canceled or postponed
Buckeye Generation Center, LLC | 59471_G_CTG02 | 59471 | G | CTG02 |  | Combustion Turbine |  |  | Arizona |  | Maricopa |  |  | 104 | [35 empty] | Corporate Growth Solutions, LLC | 100 | Corporate Growth Solutions, LLC | 100 | Non-regulated | Dropped - Project has been canceled or postponed
Buckeye Generation Center, LLC | 59471_G_CTG03 | 59471 | G | CTG03 |  | Combustion Turbine |  |  | Arizona |  | Maricopa |  |  | 104 | [35 empty] | Corporate Growth Solutions, LLC | 100 | Corporate Growth Solutions, LLC | 100 | Non-regulated | Dropped - Project has been canceled or postponed
Buckeye Generation Center, LLC | 59471_G_CTG04 | 59471 | G | CTG04 |  | Combustion Turbine |  |  | Arizona |  | Maricopa |  |  | 104 | [35 empty] | Corporate Growth Solutions, LLC | 100 | Corporate Growth Solutions, LLC | 100 | Non-regulated | Dropped - Project has been canceled or postponed
Buckeye Generation Center, LLC | 59471_G_CTG05 | 59471 | G | CTG05 |  | Combustion Turbine |  |  | Arizona |  | Maricopa |  |  | 104 | [35 empty] | Corporate Growth Solutions, LLC | 100 | Corporate Growth Solutions, LLC | 100 | Non-regulated | Dropped - Project has been canceled or postponed
Buckeye Generation Center, LLC | 59471_G_CTG06 | 59471 | G | CTG06 |  | Combustion Turbine |  |  | Arizona |  | Maricopa |  |  | 104 | [35 empty] | Corporate Growth Solutions, LLC | 100 | Corporate Growth Solutions, LLC | 100 | Non-regulated | Dropped - Project has been canceled or postponed
Gateway Energy Center, LLC | 59538_G_CT001 | 59538 | G | CT001 |  | Combined Cycle |  |  | New Jersey |  | Middlesex |  |  | 442.8 | [35 empty] | Gateway Energy Center, LLC | 100 | Gateway Energy Center, LLC | 100 | Non-regulated | Dropped - Project has been canceled or postponed
Bradley Farm | 59568_G_PV1 | 59568 | G | PV1 |  | Solar PV |  |  | North Carolina |  | Cleveland |  |  | 5 | [35 empty] | Bradley Farm LLC | 100 | Bradley Farm LLC | 100 | Non-regulated | Dropped - Project has been canceled or postponed
Soy Solar | 59571_G_PV1 | 59571 | G | PV1 |  | Solar PV |  |  | North Carolina |  | Robeson |  |  | 5 | [35 empty] | Soy Solar LLC | 100 | Soy Solar LLC | 100 | Non-regulated | Dropped - Project has been canceled or postponed
North Siler Farm | 59580_G_PV1 | 59580 | G | PV1 |  | Solar PV |  |  | North Carolina |  | Chatham |  |  | 5 | [35 empty] | North Siler Farm, LLC | 100 | North Siler Farm, LLC | 100 | Non-regulated | Dropped - Project has been canceled or postponed
Tarboro Farm | 59582_G_PV1 | 59582 | G | PV1 |  | Solar PV |  |  | North Carolina |  | Edgecombe |  |  | 5 | [35 empty] | Tarboro Farm, LLC | 100 | Tarboro Farm, LLC | 100 | Non-regulated | Dropped - Project has been canceled or postponed
Wommack Farm | 59585_G_PV1 | 59585 | G | PV1 |  | Solar PV |  |  | North Carolina |  | Lenoir |  |  | 5 | [35 empty] | Wommack Farm, LLC | 100 | Wommack Farm, LLC | 100 | Non-regulated | Dropped - Project has been canceled or postponed
Pit 64 | 59588_G_PV1 | 59588 | G | PV1 |  | Solar PV |  |  | North Carolina |  | Chatham |  |  | 5 | [35 empty] | Pit 64 Farm, LLC | 100 | Pit 64 Farm, LLC | 100 | Non-regulated | Dropped - Project has been canceled or postponed
Sandy Ridge Solar Farm | 59590_G_PV1 | 59590 | G | PV1 |  | Solar PV |  |  | North Carolina |  | Stokes |  |  | 5 | [35 empty] | Sandy Ridge Solar Farm, LLC | 100 | Sandy Ridge Solar Farm, LLC | 100 | Non-regulated | Dropped - Project has been canceled or postponed
Spring Valley Farm | 59594_G_PV1 | 59594 | G | PV1 |  | Solar PV |  |  | North Carolina |  | Vance |  |  | 5 | [35 empty] | Spring Valley Farm, LLC | 100 | Spring Valley Farm, LLC | 100 | Non-regulated | Dropped - Project has been canceled or postponed
Maricopa West Solar 2 | 59608_G_MWS2 | 59608 | G | MWS2 |  | Solar PV |  |  | California |  | Kern |  |  | 20 | [35 empty] | Maricopa West Solar PV 2, LLC | 100 | Maricopa West Solar PV 2, LLC | 100 | Non-regulated | Dropped - Project has been canceled or postponed
Maricopa East Solar | 59609_G_MES | 59609 | G | MES |  | Solar PV |  |  | California |  | Kern |  |  | 18 | [35 empty] | Maricopa East Solar PV, LLC | 100 | Maricopa East Solar PV, LLC | 100 | Non-regulated | Dropped - Project has been canceled or postponed
LKL Kingfisher, LLC | 59612_G_LKLKF | 59612 | G | LKLKF |  | Solar PV |  |  | Florida |  | Polk |  |  | 6 | [35 empty] | LKL Kingfisher, LLC | 100 | LKL Kingfisher, LLC | 100 | Non-regulated | Dropped - Project has been canceled or postponed
Clear Springs Energy Center | 59615_G_CTG-1 | 59615 | G | CTG-1 |  | Combustion Turbine |  |  | Texas |  | Guadalupe |  |  | 178 | [35 empty] | Navasota Energy Generation Holdings | 100 | Navasota Energy Generation Holdings | 100 | Non-regulated | Dropped - Project has been canceled or postponed
Clear Springs Energy Center | 59615_G_CTG-2 | 59615 | G | CTG-2 |  | Combustion Turbine |  |  | Texas |  | Guadalupe |  |  | 177 | [35 empty] | Navasota Energy Generation Holdings | 100 | Navasota Energy Generation Holdings | 100 | Non-regulated | Dropped - Project has been canceled or postponed
Clear Springs Energy Center | 59615_G_CTG-3 | 59615 | G | CTG-3 |  | Combustion Turbine |  |  | Texas |  | Guadalupe |  |  | 177 | [35 empty] | Navasota Energy Generation Holdings | 100 | Navasota Energy Generation Holdings | 100 | Non-regulated | Dropped - Project has been canceled or postponed
Union Valley Energy Center | 59616_G_CTG-1 | 59616 | G | CTG-1 |  | Combustion Turbine |  |  | Texas |  | Wilson |  |  | 178 | [35 empty] | Navasota Energy Generation Holdings | 100 | Navasota Energy Generation Holdings | 100 | Non-regulated | Dropped - Project has been canceled or postponed
Union Valley Energy Center | 59616_G_CTG-2 | 59616 | G | CTG-2 |  | Combustion Turbine |  |  | Texas |  | Wilson |  |  | 178 | [35 empty] | Navasota Energy Generation Holdings | 100 | Navasota Energy Generation Holdings | 100 | Non-regulated | Dropped - Project has been canceled or postponed
Union Valley Energy Center | 59616_G_CTG-3 | 59616 | G | CTG-3 |  | Combustion Turbine |  |  | Texas |  | Wilson |  |  | 178 | [35 empty] | Navasota Energy Generation Holdings | 100 | Navasota Energy Generation Holdings | 100 | Non-regulated | Dropped - Project has been canceled or postponed
Van Alstyne Energy Center | 59617_G_CTG-1 | 59617 | G | CTG-1 |  | Combustion Turbine |  |  | Texas |  | Grayson |  |  | 177 | [35 empty] | Navasota Energy Generation Holdings | 100 | Navasota Energy Generation Holdings | 100 | Non-regulated | Dropped - Project has been canceled or postponed
Van Alstyne Energy Center | 59617_G_CTG-2 | 59617 | G | CTG-2 |  | Combustion Turbine |  |  | Texas |  | Grayson |  |  | 177 | [35 empty] | Navasota Energy Generation Holdings | 100 | Navasota Energy Generation Holdings | 100 | Non-regulated | Dropped - Project has been canceled or postponed
Van Alstyne Energy Center | 59617_G_CTG-3 | 59617 | G | CTG-3 |  | Combustion Turbine |  |  | Texas |  | Grayson |  |  | 177 | [35 empty] | Navasota Energy Generation Holdings | 100 | Navasota Energy Generation Holdings | 100 | Non-regulated | Dropped - Project has been canceled or postponed
Jamesville Solar | 59640_G_5MWPV | 59640 | G | 5MWPV |  | Solar PV |  |  | North Carolina |  | Martin |  |  | 5 | [35 empty] | Jamesville Solar LLC | 100 | Jamesville Solar LLC | 100 | Non-regulated | Dropped - Project has been canceled or postponed
Weldon Solar | 59644_G_5MWPV | 59644 | G | 5MWPV |  | Solar PV |  |  | North Carolina |  | Halifax |  |  | 5 | [35 empty] | Weldon Solar LLC | 100 | Weldon Solar LLC | 100 | Non-regulated | Dropped - Project has been canceled or postponed
Mattawoman Energy Center | 59662_G_CGT11 | 59662 | G | CGT11 |  | Combined Cycle |  |  | Maryland |  | Prince Georges |  |  | 286 | [35 empty] | Mattawoman Energy, LLC | 100 | Mattawoman Energy, LLC | 100 | Non-regulated | Dropped - Project has been canceled or postponed
Mattawoman Energy Center | 59662_G_CGT12 | 59662 | G | CGT12 |  | Combined Cycle |  |  | Maryland |  | Prince Georges |  |  | 286 | [35 empty] | Mattawoman Energy, LLC | 100 | Mattawoman Energy, LLC | 100 | Non-regulated | Dropped - Project has been canceled or postponed
Mattawoman Energy Center | 59662_G_STG11 | 59662 | G | STG11 |  | Combined Cycle |  |  | Maryland |  | Prince Georges |  |  | 436 | [35 empty] | Mattawoman Energy, LLC | 100 | Mattawoman Energy, LLC | 100 | Non-regulated | Dropped - Project has been canceled or postponed
Innovative Solar 53 | 59668_G_IS053 | 59668 | G | IS053 |  | Solar PV |  |  | North Carolina |  | Hoke |  |  | 40 | [35 empty] | Innovative Solar 53, LLC | 100 | Innovative Solar 53, LLC | 100 | Non-regulated | Dropped - Project has been canceled or postponed
Innovative Solar 33 | 59672_G_IS033 | 59672 | G | IS033 |  | Solar PV |  |  | North Carolina |  | Cleveland |  |  | 30.5 | [35 empty] | Innovative Solar 33, LLC | 100 | Innovative Solar 33, LLC | 100 | Non-regulated | Dropped - Project has been canceled or postponed
Innovative Solar 38 | 59674_G_IS038 | 59674 | G | IS038 |  | Solar PV |  |  | North Carolina |  | Duplin |  |  | 34 | [35 empty] | Innovative Solar 38, LLC | 100 | Innovative Solar 38, LLC | 100 | Non-regulated | Dropped - Project has been canceled or postponed
Innovative Solar 68 | 59679_G_IS068 | 59679 | G | IS068 |  | Solar PV |  |  | North Carolina |  | Cumberland |  |  | 48.3 | [35 empty] | Innovative Solar 68, LLC | 100 | Innovative Solar 68, LLC | 100 | Non-regulated | Dropped - Project has been canceled or postponed
Innovative Solar 71 | 59680_G_IS071 | 59680 | G | IS071 |  | Solar PV |  |  | North Carolina |  | Columbus |  |  | 5 | [35 empty] | Innovative Solar 71, LLC | 100 | Innovative Solar 71, LLC | 100 | Non-regulated | Dropped - Project has been canceled or postponed
Innovative Solar 72 | 59681_G_IS072 | 59681 | G | IS072 |  | Solar PV |  |  | North Carolina |  | Columbus |  |  | 33.5 | [35 empty] | Innovative Solar 72, LLC | 100 | Innovative Solar 72, LLC | 100 | Non-regulated | Dropped - Project has been canceled or postponed
Pocatello Solar | 59696_G_PAPV1 | 59696 | G | PAPV1 |  | Solar PV |  |  | Idaho |  | Bannock |  |  | 20 | [35 empty] | Pocatello Solar 1, LLC | 100 | Pocatello Solar 1, LLC | 100 | Non-regulated | Dropped - Project has been canceled or postponed
Clark 1 Solar | 59697_G_CSPV1 | 59697 | G | CSPV1 |  | Solar PV |  |  | Idaho |  | Elmore |  |  | 71 | [35 empty] | Clark Solar 1, LLC | 100 | Clark Solar 1, LLC | 100 | Non-regulated | Dropped - Project has been canceled or postponed
Clark 2 Solar | 59698_G_CSPV2 | 59698 | G | CSPV2 |  | Solar PV |  |  | Idaho |  | Elmore |  |  | 20 | [35 empty] | Clark Solar 2, LLC | 100 | Clark Solar 2, LLC | 100 | Non-regulated | Dropped - Project has been canceled or postponed
Clark 3 Solar | 59699_G_CSPV3 | 59699 | G | CSPV3 |  | Solar PV |  |  | Idaho |  | Elmore |  |  | 30 | [35 empty] | Clark Solar 3, LLC | 100 | Clark Solar 3, LLC | 100 | Non-regulated | Dropped - Project has been canceled or postponed
Clark 4 Solar | 59700_G_CSPV4 | 59700 | G | CSPV4 |  | Solar PV |  |  | Idaho |  | Elmore |  |  | 20 | [35 empty] | Clark Solar 4, LLC | 100 | Clark Solar 4, LLC | 100 | Non-regulated | Dropped - Project has been canceled or postponed
Subase Microgrid Project | 59701_G_SMP1 | 59701 | G | SMP1 |  | Combustion Turbine |  |  | Connecticut |  | New London |  |  | 3.7 | [35 empty] | Connecticut Mun Elec Engy Coop | 100 | Connecticut Mun Elec Engy Coop | 100 | Regulated | Dropped - Project has been canceled or postponed
Subase Microgrid Project | 59701_G_SMP2 | 59701 | G | SMP2 |  | Combustion Turbine |  |  | Connecticut |  | New London |  |  | 3.7 | [35 empty] | Connecticut Mun Elec Engy Coop | 100 | Connecticut Mun Elec Engy Coop | 100 | Regulated | Dropped - Project has been canceled or postponed
Subase Microgrid Project | 59701_G_SMP3 | 59701 | G | SMP3 |  | Combustion Turbine |  |  | Connecticut |  | New London |  |  | 3.7 | [35 empty] | Connecticut Mun Elec Engy Coop | 100 | Connecticut Mun Elec Engy Coop | 100 | Regulated | Dropped - Project has been canceled or postponed
Subase Microgrid Project | 59701_G_SMP4 | 59701 | G | SMP4 |  | Combustion Turbine |  |  | Connecticut |  | New London |  |  | 2 | [35 empty] | Connecticut Mun Elec Engy Coop | 100 | Connecticut Mun Elec Engy Coop | 100 | Regulated | Dropped - Project has been canceled or postponed
Aulander Solar | 59707_G_5MWPV | 59707 | G | 5MWPV |  | Solar PV |  |  | North Carolina |  | Hertford |  |  | 5 | [35 empty] | Aulander Solar LLC | 100 | Aulander Solar LLC | 100 | Non-regulated | Dropped - Project has been canceled or postponed
Neches Station, LLC | 59716_G_CTG1 | 59716 | G | CTG1 |  | Combustion Turbine |  |  | Texas |  | Cherokee |  |  | 223 | [35 empty] | Neches Station, LLC | 100 | Neches Station, LLC | 100 | Non-regulated | Dropped - Project has been canceled or postponed
Neches Station, LLC | 59716_G_CTG2 | 59716 | G | CTG2 |  | Combustion Turbine |  |  | Texas |  | Cherokee |  |  | 223 | [35 empty] | Neches Station, LLC | 100 | Neches Station, LLC | 100 | Non-regulated | Dropped - Project has been canceled or postponed
Moundsville Power | 59720_G_MPCA1 | 59720 | G | MPCA1 |  | Combined Cycle |  |  | West Virginia |  | Marshall |  |  | 319 | [35 empty] | Moundsville Power, LLC | 100 | Moundsville Power, LLC | 100 | Non-regulated | Dropped - Project has been canceled or postponed
Moundsville Power | 59720_G_MPCT1 | 59720 | G | MPCT1 |  | Combined Cycle |  |  | West Virginia |  | Marshall |  |  | 177.3 | [35 empty] | Moundsville Power, LLC | 100 | Moundsville Power, LLC | 100 | Non-regulated | Dropped - Project has been canceled or postponed
Moundsville Power | 59720_G_MPCT2 | 59720 | G | MPCT2 |  | Combined Cycle |  |  | West Virginia |  | Marshall |  |  | 177.3 | [35 empty] | Moundsville Power, LLC | 100 | Moundsville Power, LLC | 100 | Non-regulated | Dropped - Project has been canceled or postponed
Perennial Wind Chaser Station | 59721_G_GT1 | 59721 | G | GT1 |  | Combustion Turbine |  |  | Oregon |  | Umatilla |  |  | 98.7 | [35 empty] | Perennial-Wind Chaser LLC | 100 | Perennial-Wind Chaser LLC | 100 | Non-regulated | Dropped - Project has been canceled or postponed
Perennial Wind Chaser Station | 59721_G_GT2 | 59721 | G | GT2 |  | Combustion Turbine |  |  | Oregon |  | Umatilla |  |  | 98.7 | [35 empty] | Perennial-Wind Chaser LLC | 100 | Perennial-Wind Chaser LLC | 100 | Non-regulated | Dropped - Project has been canceled or postponed
Perennial Wind Chaser Station | 59721_G_GT3 | 59721 | G | GT3 |  | Combustion Turbine |  |  | Oregon |  | Umatilla |  |  | 98.7 | [35 empty] | Perennial-Wind Chaser LLC | 100 | Perennial-Wind Chaser LLC | 100 | Non-regulated | Dropped - Project has been canceled or postponed
Perennial Wind Chaser Station | 59721_G_GT4 | 59721 | G | GT4 |  | Combustion Turbine |  |  | Oregon |  | Umatilla |  |  | 98.7 | [35 empty] | Perennial-Wind Chaser LLC | 100 | Perennial-Wind Chaser LLC | 100 | Non-regulated | Dropped - Project has been canceled or postponed
BlueWave Capital-Mattapoisett (SREC II) | 59753_G_1 | 59753 | G | 1 |  | Solar PV |  |  | Massachusetts |  | Plymouth |  |  | 4.5 | [35 empty] | BWC Origination 5, LLC | 100 | BWC Origination 5, LLC | 100 | Non-regulated | Dropped - Project has been canceled or postponed
Mud Springs Wind Project, LLC | 59756_G_1 | 59756 | G | 1 |  | Onshore Wind |  |  | Montana |  | Carbon |  |  | 80 | [35 empty] | Big Sky Wind, LLC | 100 | Big Sky Wind, LLC | 100 | Non-regulated | Dropped - Project has been canceled or postponed
Horse Thief Wind Project, LLC | 59758_G_1 | 59758 | G | 1 |  | Onshore Wind |  |  | Montana |  | Carbon |  |  | 80 | [35 empty] | Big Sky Wind, LLC | 100 | Big Sky Wind, LLC | 100 | Non-regulated | Dropped - Project has been canceled or postponed
Cabin Creek Renewable Energy Station | 59791_G_1 | 59791 | G | 1 |  | Landfill Gas |  |  | Indiana |  | Randolph |  |  | 1.9 | [35 empty] | Hoosier Energy R E C, Inc | 100 | Hoosier Energy R E C, Inc | 100 | Regulated | Dropped - Project has been canceled or postponed
Cabin Creek Renewable Energy Station | 59791_G_2 | 59791 | G | 2 |  | Landfill Gas |  |  | Indiana |  | Randolph |  |  | 1.9 | [35 empty] | Hoosier Energy R E C, Inc | 100 | Hoosier Energy R E C, Inc | 100 | Regulated | Dropped - Project has been canceled or postponed
Foothill Solar Project | 59799_G_W4528 | 59799 | G | W4528 |  | Solar PV |  |  | California |  | Los Angeles |  |  | 1.1 | [35 empty] | Foothill Solar LLC | 100 | Foothill Solar LLC | 100 | Non-regulated | Dropped - Project has been canceled or postponed
Black Oak Wind Farm | 59813_G_NA | 59813 | G | NA |  | Onshore Wind |  |  | New York |  | Tompkins |  |  | 16.1 | [35 empty] | Black Oak Wind Farm LLC | 100 | Black Oak Wind Farm LLC | 100 | Non-regulated | Dropped - Project has been canceled or postponed
Caprock Solar 2 LLC | 59846_G_PV1 | 59846 | G | PV1 |  | Solar PV |  |  | New Mexico |  | Quay |  |  | 30 | [35 empty] | Caprock Solar 2, LLC | 100 | Caprock Solar 2, LLC | 100 | Non-regulated | Dropped - Project has been canceled or postponed
Texas Clean Energy Project | 59859_G_TCE1A | 59859 | G | TCE1A |  | Fossil Waste |  |  | Texas |  | Ector |  |  | 274 | [35 empty] | Summit Texas Clean Energy | 100 | Summit Texas Clean Energy | 100 | Non-regulated | Dropped - Project has been canceled or postponed
Texas Clean Energy Project | 59859_G_TCE1B | 59859 | G | TCE1B |  | Fossil Waste |  |  | Texas |  | Ector |  |  | 126 | [35 empty] | Summit Texas Clean Energy | 100 | Summit Texas Clean Energy | 100 | Non-regulated | Dropped - Project has been canceled or postponed
Kings Bay Solar Facility | 59864_G_BESS | 59864 | G | BESS |  | Energy Storage |  |  | Georgia |  | Camden |  |  | 1.5 | [35 empty] | Georgia Power Co | 100 | Georgia Power Co | 100 | Regulated | Dropped - Project has been canceled or postponed
Thermo Solar PV-01 | 59883_G_SOLAR | 59883 | G | SOLAR |  | Solar PV |  |  | Utah |  | Beaver |  |  | 2.9 | [35 empty] | Thermo No 1 BE 01 LLC | 100 | Thermo No 1 BE 01 LLC | 100 | Non-regulated | Dropped - Project has been canceled or postponed
Little Bear Solar 2, LLC | 59885_G_GEN01 | 59885 | G | GEN01 |  | Solar PV |  |  | California |  | Fresno |  |  | 20 | [35 empty] | First Solar Project Development | 100 | First Solar Project Development | 100 | Non-regulated | Dropped - Project has been canceled or postponed
Poplars Ranch Solar LLC | 59890_G_GEN | 59890 | G | GEN |  | Solar PV |  |  | Oregon |  | Lake |  |  | 16 | [35 empty] | Capital Power Corporation | 100 | Capital Power Corporation | 100 | Non-regulated | Dropped - Project has been canceled or postponed
Hopeful Solar LLC | 59892_G_GEN | 59892 | G | GEN |  | Solar PV |  |  | Georgia |  | Mitchell |  |  | 20.7 | [35 empty] | Capital Power Corporation | 100 | Capital Power Corporation | 100 | Non-regulated | Dropped - Project has been canceled or postponed
Louisburg Solar | 59895_G_5MWPV | 59895 | G | 5MWPV |  | Solar PV |  |  | North Carolina |  | Franklin |  |  | 5 | [35 empty] | Louisburg Solar LLC | 100 | Louisburg Solar LLC | 100 | Non-regulated | Dropped - Project has been canceled or postponed
Black Fork Wind Energy Project | 59907_G_GEN | 59907 | G | GEN |  | Onshore Wind |  |  | Ohio |  | Crawford |  |  | 200 | [35 empty] | Capital Power Corporation | 100 | Capital Power Corporation | 100 | Non-regulated | Dropped - Project has been canceled or postponed
Middlesex Energy Center LLC | 59909_G_CT001 | 59909 | G | CT001 |  | Combined Cycle |  |  | New Jersey |  | Middlesex |  |  | 570 | [35 empty] | Middlesex Energy Center LLC | 100 | Middlesex Energy Center LLC | 100 | Non-regulated | Dropped - Project has been canceled or postponed
Rockwood Energy Center LLC | 59918_G_ROCKW | 59918 | G | ROCKW |  | Combined Cycle |  |  | Texas |  | Colorado |  |  | 1068 | [35 empty] | Rockwood Energy Center LLC | 100 | Rockwood Energy Center LLC | 100 | Non-regulated | Dropped - Project has been canceled or postponed
Smithfield Solar LLC | 59920_G_5MWPV | 59920 | G | 5MWPV |  | Solar PV |  |  | North Carolina |  | Johnston |  |  | 5 | [35 empty] | Smithfield Solar LLC | 100 | Smithfield Solar LLC | 100 | Non-regulated | Dropped - Project has been canceled or postponed
Pinecrest Energy Center | 59923_G_CTG-1 | 59923 | G | CTG-1 |  | Combined Cycle |  |  | Texas |  | Angelina |  |  | 229 | [35 empty] | Coronado Power Ventures LLC | 100 | Coronado Power Ventures LLC | 100 | Non-regulated | Dropped - Project has been canceled or postponed
Pinecrest Energy Center | 59923_G_CTG-2 | 59923 | G | CTG-2 |  | Combined Cycle |  |  | Texas |  | Angelina |  |  | 229 | [35 empty] | Coronado Power Ventures LLC | 100 | Coronado Power Ventures LLC | 100 | Non-regulated | Dropped - Project has been canceled or postponed
Pinecrest Energy Center | 59923_G_STG | 59923 | G | STG |  | Combined Cycle |  |  | Texas |  | Angelina |  |  | 289 | [35 empty] | Coronado Power Ventures LLC | 100 | Coronado Power Ventures LLC | 100 | Non-regulated | Dropped - Project has been canceled or postponed
La Paloma Energy Center | 59924_G_CTG-1 | 59924 | G | CTG-1 |  | Combined Cycle |  |  | Texas |  | Cameron |  |  | 211.5 |  | 2028 | [33 empty] | Coronado Power Ventures LLC | 100 | Coronado Power Ventures LLC | 100 | Non-regulated | Dropped - Planned unit whose status does not meet NEEDS criteria
La Paloma Energy Center | 59924_G_CTG-2 | 59924 | G | CTG-2 |  | Combined Cycle |  |  | Texas |  | Cameron |  |  | 211.5 |  | 2028 | [33 empty] | Coronado Power Ventures LLC | 100 | Coronado Power Ventures LLC | 100 | Non-regulated | Dropped - Planned unit whose status does not meet NEEDS criteria
La Paloma Energy Center | 59924_G_STG-1 | 59924 | G | STG-1 |  | Combined Cycle |  |  | Texas |  | Cameron |  |  | 300 |  | 2028 | [33 empty] | Coronado Power Ventures LLC | 100 | Coronado Power Ventures LLC | 100 | Non-regulated | Dropped - Planned unit whose status does not meet NEEDS criteria
Sonoran Energy Project | 59925_G_GEN1 | 59925 | G | GEN1 |  | Combined Cycle |  |  | California |  | Riverside |  |  | 510.7 | [35 empty] | AltaGas Sonoran Energy Inc | 100 | AltaGas Sonoran Energy Inc | 100 | Non-regulated | Dropped - Project has been canceled or postponed
Snow Mountain Solar, LLC | 59935_G_GEN01 | 59935 | G | GEN01 |  | Solar PV |  |  | Nevada |  | Clark |  |  | 101 | [35 empty] | First Solar Project Development | 100 | First Solar Project Development | 100 | Non-regulated | Dropped - Project has been canceled or postponed
Bloomsbury Solar, LLC | 59970_G_BLOOM | 59970 | G | BLOOM |  | Solar PV |  |  | North Carolina |  | Warren |  |  | 5 | [35 empty] | Ariel Solar, LLC | 100 | Ariel Solar, LLC | 100 | Non-regulated | Dropped - Project has been canceled or postponed
Bearkat | 59972_G_BRKA2 | 59972 | G | BRKA2 |  | Onshore Wind |  |  | Texas |  | Glasscock |  |  | 103.4 | [35 empty] | Bearkat II TE Partnership LLC | 100 | Bearkat II TE Partnership LLC | 100 | Non-regulated | Dropped - Project has been canceled or postponed
Lebanon Solar 1 | 59991_G_LEB1 | 59991 | G | LEB1 |  | Solar PV |  |  | Connecticut |  | New London |  |  | 2 | [35 empty] | Windham Solar LLC | 100 | Windham Solar LLC | 100 | Non-regulated | Dropped - Project has been canceled or postponed
Lebanon Solar 2 | 59992_G_LEB2 | 59992 | G | LEB2 |  | Solar PV |  |  | Connecticut |  | New London |  |  | 2 | [35 empty] | Windham Solar LLC | 100 | Windham Solar LLC | 100 | Non-regulated | Dropped - Project has been canceled or postponed
Round Hill PV1 | 59998_G_RNDHL | 59998 | G | RNDHL |  | Solar PV |  |  | North Carolina |  | Yadkin |  |  | 5 | [35 empty] | Fresh Air Energy II, LLC | 100 | Fresh Air Energy II, LLC | 100 | Non-regulated | Dropped - Project has been canceled or postponed
SunE Redlands | 60031_G_RDNDS | 60031 | G | RDNDS |  | Solar PV |  |  | California |  | San Bernardino |  |  | 1.5 | [35 empty] | SunE Solar XVIII Project 1, LLC | 100 | SunE Solar XVIII Project 1, LLC | 100 | Non-regulated | Dropped - Project has been canceled or postponed
Garrison Butte Wind, LLC | 60066_G_GEN | 60066 | G | GEN |  | Onshore Wind |  |  | North Dakota |  | Mercer |  |  | 150 | [35 empty] | NextEra Energy Garrison Butte Wind, LLC | 100 | NextEra Energy Garrison Butte Wind, LLC | 100 | Non-regulated | Dropped - Project has been canceled or postponed
Wallace Solar 2 | 60090_G_2MWPV | 60090 | G | 2MWPV |  | Solar PV |  |  | North Carolina |  | Duplin |  |  | 1.9 | [35 empty] | Wallace Solar 2 LLC | 100 | Wallace Solar 2 LLC | 100 | Non-regulated | Dropped - Project has been canceled or postponed
Alexis Solar | 60139_G_PV1 | 60139 | G | PV1 |  | Solar PV |  |  | North Carolina |  | Lenoir |  |  | 5 | [35 empty] | Sunlight Partners | 100 | Sunlight Partners | 100 | Non-regulated | Dropped - Project has been canceled or postponed
Brooke Solar | 60140_G_PV1 | 60140 | G | PV1 |  | Solar PV |  |  | North Carolina |  | Vance |  |  | 4.5 | [35 empty] | Sunlight Partners | 100 | Sunlight Partners | 100 | Non-regulated | Dropped - Project has been canceled or postponed
Izia Solar | 60141_G_PV1 | 60141 | G | PV1 |  | Solar PV |  |  | North Carolina |  | Vance |  |  | 5 | [35 empty] | Sunlight Partners | 100 | Sunlight Partners | 100 | Non-regulated | Dropped - Project has been canceled or postponed
McDougald Solar, LLC | 60148_G_FLS1 | 60148 | G | FLS1 |  | Solar PV |  |  | North Carolina |  | Harnett |  |  | 4.9 | [35 empty] | McDougald Solar, LLC | 100 | McDougald Solar, LLC | 100 | Non-regulated | Dropped - Project has been canceled or postponed
Signature Solar | 60155_G_PV1 | 60155 | G | PV1 |  | Solar PV |  |  | North Carolina |  | Johnston |  |  | 5 | [35 empty] | Sunlight Partners | 100 | Sunlight Partners | 100 | Non-regulated | Dropped - Project has been canceled or postponed
June Solar | 60158_G_PV1 | 60158 | G | PV1 |  | Solar PV |  |  | North Carolina |  | Columbus |  |  | 4 | [35 empty] | Sunlight Partners | 100 | Sunlight Partners | 100 | Non-regulated | Dropped - Project has been canceled or postponed
Roman Solar | 60159_G_PV1 | 60159 | G | PV1 |  | Solar PV |  |  | North Carolina |  | Warren |  |  | 5 | [35 empty] | Sunlight Partners | 100 | Sunlight Partners | 100 | Non-regulated | Dropped - Project has been canceled or postponed
Wilfork Solar | 60162_G_PV1 | 60162 | G | PV1 |  | Solar PV |  |  | North Carolina |  | Wayne |  |  | 5 | [35 empty] | Sunlight Partners | 100 | Sunlight Partners | 100 | Non-regulated | Dropped - Project has been canceled or postponed
Hawk Solar | 60163_G_PV1 | 60163 | G | PV1 |  | Solar PV |  |  | North Carolina |  | Nash |  |  | 5 | [35 empty] | Sunlight Partners | 100 | Sunlight Partners | 100 | Non-regulated | Dropped - Project has been canceled or postponed
Jordan Solar | 60164_G_PV1 | 60164 | G | PV1 |  | Solar PV |  |  | North Carolina |  | Vance |  |  | 5 | [35 empty] | Sunlight Partners | 100 | Sunlight Partners | 100 | Non-regulated | Dropped - Project has been canceled or postponed
Higgins Solar | 60166_G_PV1 | 60166 | G | PV1 |  | Solar PV |  |  | North Carolina |  | Nash |  |  | 5 | [35 empty] | Sunlight Partners | 100 | Sunlight Partners | 100 | Non-regulated | Dropped - Project has been canceled or postponed
Carter Solar | 60167_G_PV1 | 60167 | G | PV1 |  | Solar PV |  |  | North Carolina |  | Nash |  |  | 5 | [35 empty] | Sunlight Partners | 100 | Sunlight Partners | 100 | Non-regulated | Dropped - Project has been canceled or postponed
Sadie Solar | 60168_G_PV1 | 60168 | G | PV1 |  | Solar PV |  |  | North Carolina |  | Johnston |  |  | 5 | [35 empty] | Sunlight Partners | 100 | Sunlight Partners | 100 | Non-regulated | Dropped - Project has been canceled or postponed
Icarus Solar | 60169_G_PV1 | 60169 | G | PV1 |  | Solar PV |  |  | North Carolina |  | Wayne |  |  | 3 | [35 empty] | Sunlight Partners | 100 | Sunlight Partners | 100 | Non-regulated | Dropped - Project has been canceled or postponed
Iga Solar | 60170_G_PV1 | 60170 | G | PV1 |  | Solar PV |  |  | North Carolina |  | Franklin |  |  | 5 | [35 empty] | Sunlight Partners | 100 | Sunlight Partners | 100 | Non-regulated | Dropped - Project has been canceled or postponed
Clayton Solar | 60171_G_PV1 | 60171 | G | PV1 |  | Solar PV |  |  | North Carolina |  | Nash |  |  | 5 | [35 empty] | Sunlight Partners | 100 | Sunlight Partners | 100 | Non-regulated | Dropped - Project has been canceled or postponed
Christina Solar | 60172_G_PV1 | 60172 | G | PV1 |  | Solar PV |  |  | North Carolina |  | Vance |  |  | 3 | [35 empty] | Sunlight Partners | 100 | Sunlight Partners | 100 | Non-regulated | Dropped - Project has been canceled or postponed
Longleaf Solar | 60173_G_PV1 | 60173 | G | PV1 |  | Solar PV |  |  | North Carolina |  | Johnston |  |  | 5 | [35 empty] | Sunlight Partners | 100 | Sunlight Partners | 100 | Non-regulated | Dropped - Project has been canceled or postponed
Cardinal Solar | 60174_G_PV1 | 60174 | G | PV1 |  | Solar PV |  |  | North Carolina |  | Franklin |  |  | 5 | [35 empty] | Sunlight Partners | 100 | Sunlight Partners | 100 | Non-regulated | Dropped - Project has been canceled or postponed
Bonnie Solar | 60175_G_PV1 | 60175 | G | PV1 |  | Solar PV |  |  | North Carolina |  | Nash |  |  | 5 | [35 empty] | Sunlight Partners | 100 | Sunlight Partners | 100 | Non-regulated | Dropped - Project has been canceled or postponed
Anna Solar | 60176_G_PV1 | 60176 | G | PV1 |  | Solar PV |  |  | North Carolina |  | Vance |  |  | 5 | [35 empty] | Sunlight Partners | 100 | Sunlight Partners | 100 | Non-regulated | Dropped - Project has been canceled or postponed
Blue Bird Solar | 60177_G_PV1 | 60177 | G | PV1 |  | Solar PV |  |  | North Carolina |  | Vance |  |  | 4 | [35 empty] | Sunlight Partners | 100 | Sunlight Partners | 100 | Non-regulated | Dropped - Project has been canceled or postponed
Hill County Generation Facility | 60194_G_CT1 | 60194 | G | CT1 |  | Combustion Turbine |  |  | Texas |  | Hill |  |  | 205 | [35 empty] | Brazos Electric Power Coop Inc | 100 | Brazos Electric Power Coop Inc | 100 | Regulated | Dropped - Project has been canceled or postponed
Hill County Generation Facility | 60194_G_CT2 | 60194 | G | CT2 |  | Combustion Turbine |  |  | Texas |  | Hill |  |  | 205 | [35 empty] | Brazos Electric Power Coop Inc | 100 | Brazos Electric Power Coop Inc | 100 | Regulated | Dropped - Project has been canceled or postponed
Hill County Generation Facility | 60194_G_CT3 | 60194 | G | CT3 |  | Combustion Turbine |  |  | Texas |  | Hill |  |  | 205 | [35 empty] | Brazos Electric Power Coop Inc | 100 | Brazos Electric Power Coop Inc | 100 | Regulated | Dropped - Project has been canceled or postponed
Hill County Generation Facility | 60194_G_CT4 | 60194 | G | CT4 |  | Combustion Turbine |  |  | Texas |  | Hill |  |  | 205 | [35 empty] | Brazos Electric Power Coop Inc | 100 | Brazos Electric Power Coop Inc | 100 | Regulated | Dropped - Project has been canceled or postponed
ESC Brooke County Power I | 60202_G_BCCA1 | 60202 | G | BCCA1 |  | Combined Cycle |  |  | West Virginia |  | Brooke |  |  | 261.2 | [35 empty] | ESC Brooke County Power I | 100 | ESC Brooke County Power I | 100 | Non-regulated | Dropped - Project has been canceled or postponed | 13BLR: HRSG1
ESC Brooke County Power I | 60202_G_BCCT1 | 60202 | G | BCCT1 |  | Combined Cycle |  |  | West Virginia |  | Brooke |  |  | 252.3 | [35 empty] | ESC Brooke County Power I | 100 | ESC Brooke County Power I | 100 | Non-regulated | Dropped - Project has been canceled or postponed
ESC Brooke County Power I | 60202_G_BCCT2 | 60202 | G | BCCT2 |  | Combined Cycle |  |  | West Virginia |  | Brooke |  |  | 252.3 | [35 empty] | ESC Brooke County Power I | 100 | ESC Brooke County Power I | 100 | Non-regulated | Dropped - Project has been canceled or postponed
Wheaton Solar | 60203_G_1 | 60203 | G | 1 |  | Solar PV |  |  | Wisconsin |  | Chippewa |  |  | 3.5 | [35 empty] | Northern States Power Co - Minnesota | 100 | Northern States Power Co - Minnesota | 100 | Regulated | Dropped - Project has been canceled or postponed
ESC Tioga County Power | 60205_G_TCCA1 | 60205 | G | TCCA1 |  | Combined Cycle |  |  | Pennsylvania |  | Tioga |  |  | 302 | [35 empty] | ESC Tioga County Power | 100 | ESC Tioga County Power | 100 | Non-regulated | Dropped - Project has been canceled or postponed | 13BLR: TCHRSG
ESC Tioga County Power | 60205_G_TCCT1 | 60205 | G | TCCT1 |  | Combined Cycle |  |  | Pennsylvania |  | Tioga |  |  | 253.1 | [35 empty] | ESC Tioga County Power | 100 | ESC Tioga County Power | 100 | Non-regulated | Dropped - Project has been canceled or postponed
ESC Tioga County Power | 60205_G_TCCT2 | 60205 | G | TCCT2 |  | Combined Cycle |  |  | Pennsylvania |  | Tioga |  |  | 253.1 | [35 empty] | ESC Tioga County Power | 100 | ESC Tioga County Power | 100 | Non-regulated | Dropped - Project has been canceled or postponed
Terrapin Hills Wind Farm | 60211_G_1 | 60211 | G | 1 |  | Onshore Wind |  |  | Maryland |  | Garrett |  |  | 50 | [35 empty] | Big Sky Wind, LLC | 100 | Big Sky Wind, LLC | 100 | Non-regulated | Dropped - Project has been canceled or postponed
Mason Dixon Wind Farm | 60212_G_1 | 60212 | G | 1 |  | Onshore Wind |  |  | Pennsylvania |  | Somerset |  |  | 79.9 | [35 empty] | Big Sky Wind, LLC | 100 | Big Sky Wind, LLC | 100 | Non-regulated | Dropped - Project has been canceled or postponed
ESS Wesel | 60214_G_ESSWL | 60214 | G | ESSWL |  | Energy Storage |  |  | Maryland |  | Washington |  |  | 6 | [35 empty] | Customized Energy Solutions | 100 | Customized Energy Solutions | 100 | Non-regulated | Dropped - Project has been canceled or postponed
ESS Fairgrounds | 60215_G_ESSFG | 60215 | G | ESSFG |  | Energy Storage |  |  | Maryland |  | Washington |  |  | 4 | [35 empty] | Customized Energy Solutions | 100 | Customized Energy Solutions | 100 | Non-regulated | Dropped - Project has been canceled or postponed
ESS Lewes | 60216_G_ESSLS | 60216 | G | ESSLS |  | Energy Storage |  |  | Delaware |  | Sussex |  |  | 8 | [35 empty] | Customized Energy Solutions | 100 | Customized Energy Solutions | 100 | Non-regulated | Dropped - Project has been canceled or postponed
Halyard Wharton Energy Center | 60221_G_TBN1 | 60221 | G | TBN1 |  | Combustion Turbine |  |  | Texas |  | Wharton |  |  | 162 | [35 empty] | Halyard Energy Wharton, LLC | 100 | Halyard Energy Wharton, LLC | 100 | Non-regulated | Dropped - Project has been canceled or postponed
Halyard Wharton Energy Center | 60221_G_TBN2 | 60221 | G | TBN2 |  | Combustion Turbine |  |  | Texas |  | Wharton |  |  | 162 | [35 empty] | Halyard Energy Wharton, LLC | 100 | Halyard Energy Wharton, LLC | 100 | Non-regulated | Dropped - Project has been canceled or postponed
Michigan Wind 3 | 60246_G_1 | 60246 | G | 1 |  | Onshore Wind |  |  | Michigan |  | Sanilac |  |  | 152.8 | [35 empty] | Michigan Wind 3, LLC | 100 | Michigan Wind 3, LLC | 100 | Non-regulated | Dropped - Project has been canceled or postponed
Halyard Henderson Energy Center | 60268_G_TBN1 | 60268 | G | TBN1 |  | Combustion Turbine |  |  | Texas |  | Henderson |  |  | 210 | [35 empty] | Halyard Energy Henderson, LLC | 100 | Halyard Energy Henderson, LLC | 100 | Non-regulated | Dropped - Project has been canceled or postponed
Halyard Henderson Energy Center | 60268_G_TBN2 | 60268 | G | TBN2 |  | Combustion Turbine |  |  | Texas |  | Henderson |  |  | 210 | [35 empty] | Halyard Energy Henderson, LLC | 100 | Halyard Energy Henderson, LLC | 100 | Non-regulated | Dropped - Project has been canceled or postponed
Tex-Mex Renewable Energy Project, LLC | 60269_G_WT1 | 60269 | G | WT1 |  | Onshore Wind |  |  | Texas |  | Bailey |  |  | 80 | [35 empty] | Tri Global Energy, LLC | 100 | Tri Global Energy, LLC | 100 | Non-regulated | Dropped - Project has been canceled or postponed
Climax Solar | 60286_G_PV1 | 60286 | G | PV1 |  | Solar PV |  |  | North Carolina |  | Randolph |  |  | 4.9 | [35 empty] | Cypress Creek Renewables | 100 | Cypress Creek Renewables | 100 | Non-regulated | Dropped - Project has been canceled or postponed
Whiteville Solar 2 | 60292_G_PV1 | 60292 | G | PV1 |  | Solar PV |  |  | North Carolina |  | Columbus |  |  | 4.9 | [35 empty] | Cypress Creek Renewables | 100 | Cypress Creek Renewables | 100 | Non-regulated | Dropped - Project has been canceled or postponed
Crawford Solar | 60294_G_PV1 | 60294 | G | PV1 |  | Solar PV |  |  | North Carolina |  | Richmond |  |  | 4.9 | [35 empty] | Crawford Solar, LLC | 100 | Crawford Solar, LLC | 100 | Non-regulated | Dropped - Project has been canceled or postponed
Crimson Solar | 60295_G_PV1 | 60295 | G | PV1 |  | Solar PV |  |  | North Carolina |  | Onslow |  |  | 4.9 | [35 empty] | Cypress Creek Renewables | 100 | Cypress Creek Renewables | 100 | Non-regulated | Dropped - Project has been canceled or postponed
High Pockets Solar | 60305_G_PV1 | 60305 | G | PV1 |  | Solar PV |  |  | North Carolina |  | Cleveland |  |  | 1.9 | [35 empty] | High Pockets Solar, LLC | 100 | High Pockets Solar, LLC | 100 | Non-regulated | Dropped - Project has been canceled or postponed
O'Brien Wind | 60326_G_OBWF4 | 60326 | G | OBWF4 |  | Onshore Wind |  |  | Iowa |  | O'Brien |  |  | 72.5 | [35 empty] | MidAmerican Energy Co | 100 | MidAmerican Energy Co | 100 | Regulated | Dropped - Project has been canceled or postponed
O'Brien Wind | 60326_G_OBWF5 | 60326 | G | OBWF5 |  | Onshore Wind |  |  | Iowa |  | O'Brien |  |  | 72.5 | [35 empty] | MidAmerican Energy Co | 100 | MidAmerican Energy Co | 100 | Regulated | Dropped - Project has been canceled or postponed
O'Brien Wind | 60326_G_OBWF6 | 60326 | G | OBWF6 |  | Onshore Wind |  |  | Iowa |  | O'Brien |  |  | 72.5 | [35 empty] | MidAmerican Energy Co | 100 | MidAmerican Energy Co | 100 | Regulated | Dropped - Project has been canceled or postponed
Ida Grove Wind | 60342_G_IGWF5 | 60342 | G | IGWF5 |  | Onshore Wind |  |  | Iowa |  | Ida |  |  | 96.6 | [35 empty] | MidAmerican Energy Co | 100 | MidAmerican Energy Co | 100 | Regulated | Dropped - Project has been canceled or postponed
Ida Grove Wind | 60342_G_IGWF6 | 60342 | G | IGWF6 |  | Onshore Wind |  |  | Iowa |  | Ida |  |  | 98.9 | [35 empty] | MidAmerican Energy Co | 100 | MidAmerican Energy Co | 100 | Regulated | Dropped - Project has been canceled or postponed
Hilly Branch | 60358_G_28941 | 60358 | G | 28941 |  | Solar PV |  |  | North Carolina |  | Robeson |  |  | 2 | [35 empty] | Adapture Renewables, Inc. | 100 | Adapture Renewables, Inc. | 100 | Non-regulated | Dropped - Project has been canceled or postponed
Pike Road Solar | 60360_G_51116 | 60360 | G | 51116 |  | Solar PV |  |  | North Carolina |  | Chatham |  |  | 5 | [35 empty] | Adapture Renewables, Inc. | 100 | Adapture Renewables, Inc. | 100 | Non-regulated | Dropped - Project has been canceled or postponed
Raymond, LLC | 60362_G_MVIII | 60362 | G | MVIII |  | Onshore Wind |  |  | Texas |  | Willacy |  |  | 200 | [35 empty] | Big Sky Wind, LLC | 100 | Big Sky Wind, LLC | 100 | Non-regulated | Dropped - Project has been canceled or postponed
Lamesa Solar | 60372_G_LSPV2 | 60372 | G | LSPV2 |  | Solar PV |  |  | Texas |  | Dawson |  |  | 100 | [35 empty] | Southern Power Co | 100 | Southern Power Co | 100 | Non-regulated | Dropped - Project has been canceled or postponed
SunCoke Energy South Shore Facility | 60373_G_SSST6 | 60373 | G | SSST6 |  | Coal Steam |  |  | Kentucky |  | Greenup |  |  | 60 | [35 empty] | SunCoke Energy, Inc. | 100 | SunCoke Energy, Inc. | 100 | Non-regulated | Dropped - Project has been canceled or postponed
Concord Blue Eagar, LLC | 60374_G_CB001 | 60374 | G | CB001 |  | Non-Fossil Waste |  |  | Arizona |  | Apache |  |  | 0.6 | [35 empty] | Concord Blue Eagar, LLC | 100 | Concord Blue Eagar, LLC | 100 | Non-regulated | Dropped - Project has been canceled or postponed
Concord Blue Eagar, LLC | 60374_G_CB002 | 60374 | G | CB002 |  | Non-Fossil Waste |  |  | Arizona |  | Apache |  |  | 0.6 | [35 empty] | Concord Blue Eagar, LLC | 100 | Concord Blue Eagar, LLC | 100 | Non-regulated | Dropped - Project has been canceled or postponed
Duroc Holdings | 60379_G_PV1 | 60379 | G | PV1 |  | Solar PV |  |  | North Carolina |  | Davie |  |  | 5 | [35 empty] | Duroc Holdings, LLC | 100 | Duroc Holdings, LLC | 100 | Non-regulated | Dropped - Project has been canceled or postponed
Cabaniss Solar | 60430_G_PV1 | 60430 | G | PV1 |  | Solar PV |  |  | North Carolina |  | Franklin |  |  | 4.2 | [35 empty] | Cabaniss Farm, LLC | 100 | Cabaniss Farm, LLC | 100 | Non-regulated | Dropped - Project has been canceled or postponed
Clark Canyon Hydro-Electric Facility | 60483_G_FRNS1 | 60483 | G | FRNS1 |  | Hydro |  |  | Montana |  | Beaverhead |  |  | 2.4 | [35 empty] | Clark Canyon Hydro, LLC | 100 | Clark Canyon Hydro, LLC | 100 | Non-regulated | Dropped - Project has been canceled or postponed
Clark Canyon Hydro-Electric Facility | 60483_G_FRNS2 | 60483 | G | FRNS2 |  | Hydro |  |  | Montana |  | Beaverhead |  |  | 2.4 | [35 empty] | Clark Canyon Hydro, LLC | 100 | Clark Canyon Hydro, LLC | 100 | Non-regulated | Dropped - Project has been canceled or postponed
Peanut Solar | 60557_G_PV1 | 60557 | G | PV1 |  | Solar PV |  |  | North Carolina |  | Cleveland |  |  | 5 | [35 empty] | Peanut Solar LLC | 100 | Peanut Solar LLC | 100 | Non-regulated | Dropped - Project has been canceled or postponed
Sand Creek Wind Farm | 60595_G_WT1 | 60595 | G | WT1 |  | Onshore Wind |  |  | Montana |  | McCone |  |  | 75 | [35 empty] | Big Sky Wind, LLC | 100 | Big Sky Wind, LLC | 100 | Non-regulated | Dropped - Project has been canceled or postponed
CMEEC - Hollyhock Solar | 60606_G_PV1 | 60606 | G | PV1 |  | Solar PV |  |  | Connecticut |  | New London |  |  | 6 | [35 empty] | Tesla Inc. | 100 | Tesla Inc. | 100 | Non-regulated | Dropped - Project has been canceled or postponed
BRE NC Solar 2 | 60626_G_BEAM2 | 60626 | G | BEAM2 |  | Solar PV |  |  | North Carolina |  | Warren |  |  | 5 | [35 empty] | Beam Renewable Energy, LLC | 100 | Beam Renewable Energy, LLC | 100 | Non-regulated | Dropped - Project has been canceled or postponed
BRE NC Solar 4 | 60628_G_BEAM4 | 60628 | G | BEAM4 |  | Solar PV |  |  | North Carolina |  | Warren |  |  | 5 | [35 empty] | BRE NC Solar 4, LLC | 100 | BRE NC Solar 4, LLC | 100 | Non-regulated | Dropped - Project has been canceled or postponed
Howardtown Farm | 60630_G_PV1 | 60630 | G | PV1 |  | Solar PV |  |  | North Carolina |  | Robeson |  |  | 10 | [35 empty] | Howardtown Farm, LLC | 100 | Howardtown Farm, LLC | 100 | Non-regulated | Dropped - Project has been canceled or postponed
Energy Nuevo Storage Farm | 60646_G_NUEVO | 60646 | G | NUEVO |  | Energy Storage |  |  | California |  | Fresno |  |  | 20 | [35 empty] | Energy Nuevo Storage Farm | 100 | Energy Nuevo Storage Farm | 100 | Non-regulated | Dropped - Project has been canceled or postponed
Mission Rock Energy Center Hybrid | 60650_G_BA1 | 60650 | G | BA1 |  | Energy Storage |  |  | California |  | Ventura |  |  | 25 | [35 empty] | Mission Rock Energy Center, LLC | 100 | Mission Rock Energy Center, LLC | 100 | Non-regulated | Dropped - Project has been canceled or postponed
Mission Rock Energy Center Hybrid | 60650_G_GT1 | 60650 | G | GT1 |  | Combustion Turbine |  |  | California |  | Ventura |  |  | 275 | [35 empty] | Mission Rock Energy Center, LLC | 100 | Mission Rock Energy Center, LLC | 100 | Non-regulated | Dropped - Project has been canceled or postponed
Tisch Mills Wind | 60674_G_TISCH | 60674 | G | TISCH |  | Onshore Wind |  |  | Wisconsin |  | Manitowoc |  |  | 150 | [35 empty] | Capital Power Corporation | 100 | Capital Power Corporation | 100 | Non-regulated | Dropped - Project has been canceled or postponed
FDS Co-Generation Facility | 60693_G_1 | 60693 | G | 1 |  | Fossil Waste |  |  | Ohio |  | Lucas |  |  | 110 | [35 empty] | FDS Coke Plant, LLC | 100 | FDS Coke Plant, LLC | 100 | Non-regulated | Dropped - Project has been canceled or postponed
Gaines County | 60697_G_GC-1 | 60697 | G | GC-1 |  | Combustion Turbine |  |  | Texas |  | Gaines |  |  | 186 | [35 empty] | Southwestern Public Service Co | 100 | Southwestern Public Service Co | 100 | Regulated | Dropped - Project has been canceled or postponed
New Colony Wind Project | 60718_G_WT1 | 60718 | G | WT1 |  | Onshore Wind |  |  | Montana |  | Wheatland |  |  | 23.1 | [35 empty] | New Colony Wind LLC | 100 | New Colony Wind LLC | 100 | Non-regulated | Dropped - Project has been canceled or postponed
Rowan Solar NC LLC | 60780_G_PV1 | 60780 | G | PV1 |  | Solar PV |  |  | North Carolina |  | Rowan |  |  | 2 | [35 empty] | Rowan Solar NC LLC | 100 | Rowan Solar NC LLC | 100 | Non-regulated | Dropped - Project has been canceled or postponed
Salt Springs Wind Farm | 60807_G_WT | 60807 | G | WT |  | Onshore Wind |  |  | Kansas |  | Ford |  |  | 200 | [35 empty] | Capital Power Corporation | 100 | Capital Power Corporation | 100 | Non-regulated | Dropped - Project has been canceled or postponed
7-Mile Ridge Wind Project | 60814_G_WT1 | 60814 | G | WT1 |  | Onshore Wind |  |  | Alaska |  | Southeast Fairbanks |  |  | 1.8 | [35 empty] | Alaska Power and Telephone Co | 100 | Alaska Power and Telephone Co | 100 | Regulated | Dropped - in Alaska or in Hawaii or Puerto Rico
Neenach Solar Center | 60826_G_ECA03 | 60826 | G | ECA03 |  | Solar PV |  |  | California |  | Los Angeles |  |  | 1.5 | [35 empty] | Adapture Renewables, Inc. | 100 | Adapture Renewables, Inc. | 100 | Non-regulated | Dropped - Project has been canceled or postponed
Osceola Solar, LLC | 60828_G_PV1 | 60828 | G | PV1 |  | Solar PV |  |  | North Carolina |  | Alamance |  |  | 5 | [35 empty] | Cypress Creek Renewables | 100 | Cypress Creek Renewables | 100 | Non-regulated | Dropped - Project has been canceled or postponed
Eastway Solar, LLC | 60829_G_PV1 | 60829 | G | PV1 |  | Solar PV |  |  | North Carolina |  | Bladen |  |  | 4.9 | [35 empty] | Cypress Creek Renewables | 100 | Cypress Creek Renewables | 100 | Non-regulated | Dropped - Project has been canceled or postponed
Williams Solar, LLC | 60859_G_PV1 | 60859 | G | PV1 |  | Solar PV |  |  | Texas |  | Kent |  |  | 20 | [35 empty] | Williams Solar, LLC | 100 | Williams Solar, LLC | 100 | Non-regulated | Dropped - Project has been canceled or postponed
Homestead Wind LLC | 60871_G_HOMES | 60871 | G | HOMES |  | Onshore Wind |  |  | Illinois |  | Cass |  |  | 50 | [35 empty] | Springfield Project Development LLC | 100 | Springfield Project Development LLC | 100 | Non-regulated | Dropped - Project has been canceled or postponed
Wildomar Solar | 60872_G_WILD1 | 60872 | G | WILD1 |  | Solar PV |  |  | California |  | Riverside |  |  | 1.2 | [35 empty] | Milestone Wildomar LLC | 100 | Milestone Wildomar LLC | 100 | Non-regulated | Dropped - Project has been canceled or postponed
Halifax Solar LLC | 60884_G_HALFX | 60884 | G | HALFX |  | Solar PV |  |  | North Carolina |  | Halifax |  |  | 5 | [35 empty] | Halifax Solar LLC | 100 | Halifax Solar LLC | 100 | Non-regulated | Dropped - Project has been canceled or postponed
Carter Solar One, LLC | 60896_G_CRTON | 60896 | G | CRTON |  | Solar PV |  |  | Idaho |  | Twin Falls |  |  | 20 | [35 empty] | Alternative Power Development Northwest, LLC | 100 | Alternative Power Development Northwest, LLC | 100 | Non-regulated | Dropped - Project has been canceled or postponed
Jackpot Solar North, LLC | 60897_G_JPTNO | 60897 | G | JPTNO |  | Solar PV |  |  | Idaho |  | Twin Falls |  |  | 20 | [35 empty] | Alternative Power Development Northwest, LLC | 100 | Alternative Power Development Northwest, LLC | 100 | Non-regulated | Dropped - Project has been canceled or postponed
Jackpot Solar South, LLC | 60898_G_JPTSO | 60898 | G | JPTSO |  | Solar PV |  |  | Idaho |  | Twin Falls |  |  | 20 | [35 empty] | Alternative Power Development Northwest, LLC | 100 | Alternative Power Development Northwest, LLC | 100 | Non-regulated | Dropped - Project has been canceled or postponed
Jackpot Solar East, LLC | 60899_G_JPTEA | 60899 | G | JPTEA |  | Solar PV |  |  | Idaho |  | Twin Falls |  |  | 20 | [35 empty] | Alternative Power Development Northwest, LLC | 100 | Alternative Power Development Northwest, LLC | 100 | Non-regulated | Dropped - Project has been canceled or postponed
Jackpot Solar West, LLC | 60900_G_JPTWE | 60900 | G | JPTWE |  | Solar PV |  |  | Idaho |  | Twin Falls |  |  | 20 | [35 empty] | Alternative Power Development Northwest, LLC | 100 | Alternative Power Development Northwest, LLC | 100 | Non-regulated | Dropped - Project has been canceled or postponed
Big Blue River Wind Farm | 60907_G_WT1 | 60907 | G | WT1 |  | Onshore Wind |  |  | Indiana |  | Henry |  |  | 200 | [35 empty] | Big Blue River Wind Farm LLC | 100 | Big Blue River Wind Farm LLC | 100 | Non-regulated | Dropped - Project has been canceled or postponed
Goodhue Solar | 60934_G_PV1 | 60934 | G | PV1 |  | Solar PV |  |  | Minnesota |  | Goodhue |  |  | 1 | [35 empty] | SoCore 2016 ProjectCo-W1 LLC | 100 | SoCore 2016 ProjectCo-W1 LLC | 100 | Non-regulated | Dropped - Project has been canceled or postponed
Goodhue Solar | 60934_G_PV2 | 60934 | G | PV2 |  | Solar PV |  |  | Minnesota |  | Goodhue |  |  | 1 | [35 empty] | SoCore 2016 ProjectCo-W1 LLC | 100 | SoCore 2016 ProjectCo-W1 LLC | 100 | Non-regulated | Dropped - Project has been canceled or postponed
Santa Paula Energy Storage | 60946_G_SPES1 | 60946 | G | SPES1 |  | Energy Storage |  |  | California |  | Ventura |  |  | 5 | [35 empty] | Western Grid Development, LLC | 100 | Western Grid Development, LLC | 100 | Non-regulated | Dropped - Project has been canceled or postponed
Adams Solar | 60949_G_PV1 | 60949 | G | PV1 |  | Solar PV |  |  | North Carolina |  | Rockingham |  |  | 2 | [35 empty] | Adams Solar, LLC | 100 | Adams Solar, LLC | 100 | Non-regulated | Dropped - Project has been canceled or postponed
Mountain Lion Solar | 60950_G_PV1 | 60950 | G | PV1 |  | Solar PV |  |  | North Carolina |  | Polk |  |  | 1.7 | [35 empty] | Mountain Lion Solar, LLC | 100 | Mountain Lion Solar, LLC | 100 | Non-regulated | Dropped - Project has been canceled or postponed
Eisenhower Solar | 60963_G_PV1 | 60963 | G | PV1 |  | Solar PV |  |  | North Carolina |  | Nash |  |  | 5 | [35 empty] | Eisenhower Solar, LLC | 100 | Eisenhower Solar, LLC | 100 | Non-regulated | Dropped - Project has been canceled or postponed
River Otter Solar | 60969_G_PV1 | 60969 | G | PV1 |  | Solar PV |  |  | North Carolina |  | Moore |  |  | 5 | [35 empty] | River Otter Solar, LLC | 100 | River Otter Solar, LLC | 100 | Non-regulated | Dropped - Project has been canceled or postponed
Tyler Solar | 60970_G_PV1 | 60970 | G | PV1 |  | Solar PV |  |  | North Carolina |  | Granville |  |  | 5 | [35 empty] | Tyler Solar, LLC | 100 | Tyler Solar, LLC | 100 | Non-regulated | Dropped - Project has been canceled or postponed
San Jacinto Solar | 60972_G_SJAC | 60972 | G | SJAC |  | Solar PV |  |  | California |  | Riverside |  |  | 1.5 | [35 empty] | Ecos Energy LLC | 100 | Ecos Energy LLC | 100 | Non-regulated | Dropped - Project has been canceled or postponed
Lake Perris Solar | 60973_G_LKPR | 60973 | G | LKPR |  | Solar PV |  |  | California |  | Riverside |  |  | 1.5 | [35 empty] | Ecos Energy LLC | 100 | Ecos Energy LLC | 100 | Non-regulated | Dropped - Project has been canceled or postponed
Dakota Solar | 60977_G_PV1 | 60977 | G | PV1 |  | Solar PV |  |  | Minnesota |  | Dakota |  |  | 1 | [35 empty] | SoCore 2016 ProjectCo-W1 LLC | 100 | SoCore 2016 ProjectCo-W1 LLC | 100 | Non-regulated | Dropped - Project has been canceled or postponed
Dakota Solar | 60977_G_PV2 | 60977 | G | PV2 |  | Solar PV |  |  | Minnesota |  | Dakota |  |  | 1 | [35 empty] | SoCore 2016 ProjectCo-W1 LLC | 100 | SoCore 2016 ProjectCo-W1 LLC | 100 | Non-regulated | Dropped - Project has been canceled or postponed
Dakota Solar | 60977_G_PV3 | 60977 | G | PV3 |  | Solar PV |  |  | Minnesota |  | Dakota |  |  | 1 | [35 empty] | SoCore 2016 ProjectCo-W1 LLC | 100 | SoCore 2016 ProjectCo-W1 LLC | 100 | Non-regulated | Dropped - Project has been canceled or postponed
Monument Road | 61033_G_MR001 | 61033 | G | MR001 |  | Onshore Wind |  |  | Nebraska |  | Thayer |  |  | 66 | [35 empty] | Aksamit Energy Development | 100 | Aksamit Energy Development | 100 | Non-regulated | Dropped - Project has been canceled or postponed
Weybridge 1 Solar | 61038_G_WEY1 | 61038 | G | WEY1 |  | Solar PV |  |  | Vermont |  | Addison |  |  | 3 | [35 empty] | Ecos Energy LLC | 100 | Ecos Energy LLC | 100 | Non-regulated | Dropped - Project has been canceled or postponed
Lund Hill | 61045_G_WT1 | 61045 | G | WT1 |  | Onshore Wind |  |  | Washington |  | Klickitat |  |  | 60 | [35 empty] | Avangrid Power LLC | 100 | Avangrid Power LLC | 100 | Non-regulated | Dropped - Project has been canceled or postponed
Morada del Sol, LLC | 61049_G_PV1 | 61049 | G | PV1 |  | Solar PV |  |  | Texas |  | Upton |  |  | 239.3 | [35 empty] | First Solar Project Development | 100 | First Solar Project Development | 100 | Non-regulated | Dropped - Project has been canceled or postponed
West Liberty Wind Farm | 61057_G_T1 | 61057 | G | T1 |  | Onshore Wind |  |  | Iowa |  | Cedar |  |  | 2.5 | [35 empty] | West Liberty Renewables LLC | 100 | West Liberty Renewables LLC | 100 | Non-regulated | Dropped - Project has been canceled or postponed
West Liberty Wind Farm | 61057_G_T2 | 61057 | G | T2 |  | Onshore Wind |  |  | Iowa |  | Cedar |  |  | 2.5 | [35 empty] | West Liberty Renewables LLC | 100 | West Liberty Renewables LLC | 100 | Non-regulated | Dropped - Project has been canceled or postponed
Fresno Dam Site Water Power Project | 61061_G_1 | 61061 | G | 1 |  | Hydro |  |  | Montana |  | Hill |  |  | 0.5 | [35 empty] | Alpine Pacific Utilities Hydro | 100 | Alpine Pacific Utilities Hydro | 100 | Non-regulated | Dropped - Project has been canceled or postponed
Fresno Dam Site Water Power Project | 61061_G_2 | 61061 | G | 2 |  | Hydro |  |  | Montana |  | Hill |  |  | 0.5 | [35 empty] | Alpine Pacific Utilities Hydro | 100 | Alpine Pacific Utilities Hydro | 100 | Non-regulated | Dropped - Project has been canceled or postponed
Fresno Dam Site Water Power Project | 61061_G_3 | 61061 | G | 3 |  | Hydro |  |  | Montana |  | Hill |  |  | 0.5 | [35 empty] | Alpine Pacific Utilities Hydro | 100 | Alpine Pacific Utilities Hydro | 100 | Non-regulated | Dropped - Project has been canceled or postponed
Washburn Wind Farm | 61071_G_WASH | 61071 | G | WASH |  | Onshore Wind |  |  | Iowa |  | Black Hawk |  |  | 70 | [35 empty] | Washburn Wind Energy LLC | 100 | Washburn Wind Energy LLC | 100 | Non-regulated | Dropped - Project has been canceled or postponed
UAMPS Carbon Free Power Plant | 61075_G_NPM10 | 61075 | G | NPM10 |  | Nuclear |  |  | Idaho |  | Bonneville |  |  | 47.5 | [35 empty] | Utah Associated Mun Power Sys | 100 | Utah Associated Mun Power Sys | 100 | Regulated | Dropped - Project has been canceled or postponed
UAMPS Carbon Free Power Plant | 61075_G_NPM11 | 61075 | G | NPM11 |  | Nuclear |  |  | Idaho |  | Bonneville |  |  | 47.5 | [35 empty] | Utah Associated Mun Power Sys | 100 | Utah Associated Mun Power Sys | 100 | Regulated | Dropped - Project has been canceled or postponed
UAMPS Carbon Free Power Plant | 61075_G_NPM12 | 61075 | G | NPM12 |  | Nuclear |  |  | Idaho |  | Bonneville |  |  | 47.5 | [35 empty] | Utah Associated Mun Power Sys | 100 | Utah Associated Mun Power Sys | 100 | Regulated | Dropped - Project has been canceled or postponed
UAMPS Carbon Free Power Plant | 61075_G_NPM7 | 61075 | G | NPM7 |  | Nuclear |  |  | Idaho |  | Bonneville |  |  | 47.5 | [35 empty] | Utah Associated Mun Power Sys | 100 | Utah Associated Mun Power Sys | 100 | Regulated | Dropped - Project has been canceled or postponed
UAMPS Carbon Free Power Plant | 61075_G_NPM8 | 61075 | G | NPM8 |  | Nuclear |  |  | Idaho |  | Bonneville |  |  | 47.5 | [35 empty] | Utah Associated Mun Power Sys | 100 | Utah Associated Mun Power Sys | 100 | Regulated | Dropped - Project has been canceled or postponed
UAMPS Carbon Free Power Plant | 61075_G_NPM9 | 61075 | G | NPM9 |  | Nuclear |  |  | Idaho |  | Bonneville |  |  | 47.5 | [35 empty] | Utah Associated Mun Power Sys | 100 | Utah Associated Mun Power Sys | 100 | Regulated | Dropped - Project has been canceled or postponed
Plum Creek Wind | 61078_G_1 | 61078 | G | 1 |  | Onshore Wind |  |  | Iowa |  | Kossuth |  |  | 500 | [35 empty] | MidAmerican Energy Co | 100 | MidAmerican Energy Co | 100 | Regulated | Dropped - Project has been canceled or postponed
Hamilton College | 61103_G_PV1 | 61103 | G | PV1 |  | Solar PV |  |  | New York |  | Oneida |  |  | 2 | [35 empty] | Tesla Inc. | 100 | Tesla Inc. | 100 | Non-regulated | Dropped - Project has been canceled or postponed
SCWA R5 Pond Solar | 61123_G_SKYR5 | 61123 | G | SKYR5 |  | Solar PV |  |  | California |  | Sonoma |  |  | 2 | [35 empty] | Pristine Sun Fund 8, LLC | 100 | Pristine Sun Fund 8, LLC | 100 | Non-regulated | Dropped - Project has been canceled or postponed
Bear Poplar Solar | 61130_G_12344 | 61130 | G | 12344 |  | Solar PV |  |  | North Carolina |  | Rowan |  |  | 5 | [35 empty] | Bear Poplar Solar, LLC | 100 | Bear Poplar Solar, LLC | 100 | Non-regulated | Dropped - Project has been canceled or postponed
Winton Solar 2 | 61188_G_PV1 | 61188 | G | PV1 |  | Solar PV |  |  | North Carolina |  | Hertford |  |  | 1 | [35 empty] | Winton Solar 2 LLC | 100 | Winton Solar 2 LLC | 100 | Non-regulated | Dropped - Project has been canceled or postponed
West Fork Wind | 61214_G_WT1 | 61214 | G | WT1 |  | Onshore Wind |  |  | Indiana |  | Fayette |  |  | 150 | [35 empty] | West Fork Wind, LLC | 100 | West Fork Wind, LLC | 100 | Non-regulated | Dropped - Project has been canceled or postponed
Crazy Horse Solar Project | 61285_G_PV1 | 61285 | G | PV1 |  | Solar PV |  |  | California |  | Monterey |  |  | 2 | [35 empty] | Salinas Valley Solid Waste Authority | 100 | Salinas Valley Solid Waste Authority | 100 | Non-regulated | Dropped - Project has been canceled or postponed
Niles Valley Energy LLC | 61286_G_GEN1 | 61286 | G | GEN1 |  | Combustion Turbine |  |  | Pennsylvania |  | Tioga |  |  | 4.2 | [35 empty] | Niles Valley Energy LLC | 100 | Niles Valley Energy LLC | 100 | Non-regulated | Dropped - Project has been canceled or postponed
Niles Valley Energy LLC | 61286_G_GEN2 | 61286 | G | GEN2 |  | Combustion Turbine |  |  | Pennsylvania |  | Tioga |  |  | 4.2 | [35 empty] | Niles Valley Energy LLC | 100 | Niles Valley Energy LLC | 100 | Non-regulated | Dropped - Project has been canceled or postponed
Niles Valley Energy LLC | 61286_G_GEN3 | 61286 | G | GEN3 |  | Combustion Turbine |  |  | Pennsylvania |  | Tioga |  |  | 4.2 | [35 empty] | Niles Valley Energy LLC | 100 | Niles Valley Energy LLC | 100 | Non-regulated | Dropped - Project has been canceled or postponed
Niles Valley Energy LLC | 61286_G_GEN4 | 61286 | G | GEN4 |  | Combustion Turbine |  |  | Pennsylvania |  | Tioga |  |  | 4.2 | [35 empty] | Niles Valley Energy LLC | 100 | Niles Valley Energy LLC | 100 | Non-regulated | Dropped - Project has been canceled or postponed
Niles Valley Energy LLC | 61286_G_GEN5 | 61286 | G | GEN5 |  | Combustion Turbine |  |  | Pennsylvania |  | Tioga |  |  | 4.2 | [35 empty] | Niles Valley Energy LLC | 100 | Niles Valley Energy LLC | 100 | Non-regulated | Dropped - Project has been canceled or postponed
Mineral Point Energy | 61300_G_GEN1 | 61300 | G | GEN1 |  | Combustion Turbine |  |  | Pennsylvania |  | Susquehanna |  |  | 4.4 | [35 empty] | Mineral Point Energy LLC | 100 | Mineral Point Energy LLC | 100 | Non-regulated | Dropped - Project has been canceled or postponed
Mineral Point Energy | 61300_G_GEN2 | 61300 | G | GEN2 |  | Combustion Turbine |  |  | Pennsylvania |  | Susquehanna |  |  | 4.4 | [35 empty] | Mineral Point Energy LLC | 100 | Mineral Point Energy LLC | 100 | Non-regulated | Dropped - Project has been canceled or postponed
Mineral Point Energy | 61300_G_GEN3 | 61300 | G | GEN3 |  | Combustion Turbine |  |  | Pennsylvania |  | Susquehanna |  |  | 4.4 | [35 empty] | Mineral Point Energy LLC | 100 | Mineral Point Energy LLC | 100 | Non-regulated | Dropped - Project has been canceled or postponed
Mineral Point Energy | 61300_G_GEN4 | 61300 | G | GEN4 |  | Combustion Turbine |  |  | Pennsylvania |  | Susquehanna |  |  | 4.4 | [35 empty] | Mineral Point Energy LLC | 100 | Mineral Point Energy LLC | 100 | Non-regulated | Dropped - Project has been canceled or postponed
Mineral Point Energy | 61300_G_GEN5 | 61300 | G | GEN5 |  | Combustion Turbine |  |  | Pennsylvania |  | Susquehanna |  |  | 4.4 | [35 empty] | Mineral Point Energy LLC | 100 | Mineral Point Energy LLC | 100 | Non-regulated | Dropped - Project has been canceled or postponed
Stourbridge Energy | 61301_G_GEN1 | 61301 | G | GEN1 |  | Combustion Turbine |  |  | Pennsylvania |  | Wayne |  |  | 4.4 | [35 empty] | Stourbridge Energy LLC | 100 | Stourbridge Energy LLC | 100 | Non-regulated | Dropped - Project has been canceled or postponed
Stourbridge Energy | 61301_G_GEN2 | 61301 | G | GEN2 |  | Combustion Turbine |  |  | Pennsylvania |  | Wayne |  |  | 4.4 | [35 empty] | Stourbridge Energy LLC | 100 | Stourbridge Energy LLC | 100 | Non-regulated | Dropped - Project has been canceled or postponed
Stourbridge Energy | 61301_G_GEN3 | 61301 | G | GEN3 |  | Combustion Turbine |  |  | Pennsylvania |  | Wayne |  |  | 4.4 | [35 empty] | Stourbridge Energy LLC | 100 | Stourbridge Energy LLC | 100 | Non-regulated | Dropped - Project has been canceled or postponed
Stourbridge Energy | 61301_G_GEN4 | 61301 | G | GEN4 |  | Combustion Turbine |  |  | Pennsylvania |  | Wayne |  |  | 4.4 | [35 empty] | Stourbridge Energy LLC | 100 | Stourbridge Energy LLC | 100 | Non-regulated | Dropped - Project has been canceled or postponed
Stourbridge Energy | 61301_G_GEN5 | 61301 | G | GEN5 |  | Combustion Turbine |  |  | Pennsylvania |  | Wayne |  |  | 4.4 | [35 empty] | Stourbridge Energy LLC | 100 | Stourbridge Energy LLC | 100 | Non-regulated | Dropped - Project has been canceled or postponed
Wrighter Energy | 61302_G_GEN1 | 61302 | G | GEN1 |  | Combustion Turbine |  |  | Pennsylvania |  | Susquehanna |  |  | 4.2 | [35 empty] | Wrighter Energy LLC | 100 | Wrighter Energy LLC | 100 | Non-regulated | Dropped - Project has been canceled or postponed
Wrighter Energy | 61302_G_GEN2 | 61302 | G | GEN2 |  | Combustion Turbine |  |  | Pennsylvania |  | Susquehanna |  |  | 4.2 | [35 empty] | Wrighter Energy LLC | 100 | Wrighter Energy LLC | 100 | Non-regulated | Dropped - Project has been canceled or postponed
Wrighter Energy | 61302_G_GEN3 | 61302 | G | GEN3 |  | Combustion Turbine |  |  | Pennsylvania |  | Susquehanna |  |  | 4.2 | [35 empty] | Wrighter Energy LLC | 100 | Wrighter Energy LLC | 100 | Non-regulated | Dropped - Project has been canceled or postponed
Wrighter Energy | 61302_G_GEN4 | 61302 | G | GEN4 |  | Combustion Turbine |  |  | Pennsylvania |  | Susquehanna |  |  | 4.2 | [35 empty] | Wrighter Energy LLC | 100 | Wrighter Energy LLC | 100 | Non-regulated | Dropped - Project has been canceled or postponed
Wrighter Energy | 61302_G_GEN5 | 61302 | G | GEN5 |  | Combustion Turbine |  |  | Pennsylvania |  | Susquehanna |  |  | 4.2 | [35 empty] | Wrighter Energy LLC | 100 | Wrighter Energy LLC | 100 | Non-regulated | Dropped - Project has been canceled or postponed
Anchor Energy | 61304_G_GEN1 | 61304 | G | GEN1 |  | Combustion Turbine |  |  | Pennsylvania |  | Potter |  |  | 4.2 | [35 empty] | Anchor Energy LLC | 100 | Anchor Energy LLC | 100 | Non-regulated | Dropped - Project has been canceled or postponed
Anchor Energy | 61304_G_GEN2 | 61304 | G | GEN2 |  | Combustion Turbine |  |  | Pennsylvania |  | Potter |  |  | 4.2 | [35 empty] | Anchor Energy LLC | 100 | Anchor Energy LLC | 100 | Non-regulated | Dropped - Project has been canceled or postponed
Anchor Energy | 61304_G_GEN3 | 61304 | G | GEN3 |  | Combustion Turbine |  |  | Pennsylvania |  | Potter |  |  | 4.2 | [35 empty] | Anchor Energy LLC | 100 | Anchor Energy LLC | 100 | Non-regulated | Dropped - Project has been canceled or postponed
Anchor Energy | 61304_G_GEN4 | 61304 | G | GEN4 |  | Combustion Turbine |  |  | Pennsylvania |  | Potter |  |  | 4.2 | [35 empty] | Anchor Energy LLC | 100 | Anchor Energy LLC | 100 | Non-regulated | Dropped - Project has been canceled or postponed
Anchor Energy | 61304_G_GEN5 | 61304 | G | GEN5 |  | Combustion Turbine |  |  | Pennsylvania |  | Potter |  |  | 4.2 | [35 empty] | Anchor Energy LLC | 100 | Anchor Energy LLC | 100 | Non-regulated | Dropped - Project has been canceled or postponed
Holdridge Energy | 61305_G_GEN1 | 61305 | G | GEN1 |  | Combustion Turbine |  |  | Pennsylvania |  | Wayne |  |  | 4.4 | [35 empty] | Holdridge Energy LLC | 100 | Holdridge Energy LLC | 100 | Non-regulated | Dropped - Project has been canceled or postponed
Holdridge Energy | 61305_G_GEN2 | 61305 | G | GEN2 |  | Combustion Turbine |  |  | Pennsylvania |  | Wayne |  |  | 4.4 | [35 empty] | Holdridge Energy LLC | 100 | Holdridge Energy LLC | 100 | Non-regulated | Dropped - Project has been canceled or postponed
Holdridge Energy | 61305_G_GEN3 | 61305 | G | GEN3 |  | Combustion Turbine |  |  | Pennsylvania |  | Wayne |  |  | 4.4 | [35 empty] | Holdridge Energy LLC | 100 | Holdridge Energy LLC | 100 | Non-regulated | Dropped - Project has been canceled or postponed
Holdridge Energy | 61305_G_GEN4 | 61305 | G | GEN4 |  | Combustion Turbine |  |  | Pennsylvania |  | Wayne |  |  | 4.4 | [35 empty] | Holdridge Energy LLC | 100 | Holdridge Energy LLC | 100 | Non-regulated | Dropped - Project has been canceled or postponed
Holdridge Energy | 61305_G_GEN5 | 61305 | G | GEN5 |  | Combustion Turbine |  |  | Pennsylvania |  | Wayne |  |  | 4.4 | [35 empty] | Holdridge Energy LLC | 100 | Holdridge Energy LLC | 100 | Non-regulated | Dropped - Project has been canceled or postponed
Red Glen Energy | 61306_G_GEN1 | 61306 | G | GEN1 |  | Combustion Turbine |  |  | Pennsylvania |  | Washington |  |  | 4.4 | [35 empty] | Red Glen Energy LLC | 100 | Red Glen Energy LLC | 100 | Non-regulated | Dropped - Project has been canceled or postponed
Red Glen Energy | 61306_G_GEN2 | 61306 | G | GEN2 |  | Combustion Turbine |  |  | Pennsylvania |  | Washington |  |  | 4.4 | [35 empty] | Red Glen Energy LLC | 100 | Red Glen Energy LLC | 100 | Non-regulated | Dropped - Project has been canceled or postponed
Red Glen Energy | 61306_G_GEN3 | 61306 | G | GEN3 |  | Combustion Turbine |  |  | Pennsylvania |  | Washington |  |  | 4.4 | [35 empty] | Red Glen Energy LLC | 100 | Red Glen Energy LLC | 100 | Non-regulated | Dropped - Project has been canceled or postponed
Red Glen Energy | 61306_G_GEN4 | 61306 | G | GEN4 |  | Combustion Turbine |  |  | Pennsylvania |  | Washington |  |  | 4.4 | [35 empty] | Red Glen Energy LLC | 100 | Red Glen Energy LLC | 100 | Non-regulated | Dropped - Project has been canceled or postponed
Red Glen Energy | 61306_G_GEN5 | 61306 | G | GEN5 |  | Combustion Turbine |  |  | Pennsylvania |  | Washington |  |  | 4.4 | [35 empty] | Red Glen Energy LLC | 100 | Red Glen Energy LLC | 100 | Non-regulated | Dropped - Project has been canceled or postponed
Farmingdale Fuel Cell | 61317_G_MB-21 | 61317 | G | MB-21 |  | Fuel Cell |  |  | New York |  | Nassau |  |  | 1.4 | [35 empty] | Farmingdale Fuel Cell, LLC | 100 | Farmingdale Fuel Cell, LLC | 100 | Non-regulated | Dropped - Project has been canceled or postponed
Casper Solar Center | 61320_G_CSPSC | 61320 | G | CSPSC |  | Solar PV |  |  | Maryland |  | Queen Annes |  |  | 36.7 | [35 empty] | Coronal Development Services | 100 | Coronal Development Services | 100 | Non-regulated | Dropped - Project has been canceled or postponed
NISA Electric Generation Project | 61331_G_GEN1 | 61331 | G | GEN1 |  | Combined Cycle |  |  | New York |  | Kings |  |  | 59.7 | [35 empty] | NYC Energy LLC | 100 | NYC Energy LLC | 100 | Non-regulated | Dropped - Project has been canceled or postponed
NISA Electric Generation Project | 61331_G_STG1 | 61331 | G | STG1 |  | Combined Cycle |  |  | New York |  | Kings |  |  | 20.2 | [35 empty] | NYC Energy LLC | 100 | NYC Energy LLC | 100 | Non-regulated | Dropped - Project has been canceled or postponed
RE Maplewood | 61346_G_PV3 | 61346 | G | PV3 |  | Solar PV |  |  | Texas |  | Pecos |  |  | 100 | [35 empty] | Onward Energy | 100 | Onward Energy | 100 | Non-regulated | Dropped - Project has been canceled or postponed
RE Maplewood | 61346_G_PV4 | 61346 | G | PV4 |  | Solar PV |  |  | Texas |  | Pecos |  |  | 100 | [35 empty] | Onward Energy | 100 | Onward Energy | 100 | Non-regulated | Dropped - Project has been canceled or postponed
RE Maplewood | 61346_G_PV5 | 61346 | G | PV5 |  | Solar PV |  |  | Texas |  | Pecos |  |  | 100 | [35 empty] | Onward Energy | 100 | Onward Energy | 100 | Non-regulated | Dropped - Project has been canceled or postponed
Utica Aero Solar Max PV | 61361_G_UASM | 61361 | G | UASM |  | Solar PV |  |  | Ohio |  | Licking |  |  | 12 | [35 empty] | Utica Aero Solar Max | 100 | Utica Aero Solar Max | 100 | Non-regulated | Dropped - Project has been canceled or postponed
Ord Mountain Solar | 61372_G_ORDMT | 61372 | G | ORDMT |  | Solar PV |  |  | California |  | San Bernardino |  |  | 60 | [35 empty] | Ord Mountain Solar, LLC | 100 | Ord Mountain Solar, LLC | 100 | Non-regulated | Dropped - Project has been canceled or postponed
Pomerado Energy Storage, LLC | 61390_G_PMRDO | 61390 | G | PMRDO |  | Energy Storage |  |  | California |  | San Diego |  |  | 6 | [35 empty] | Enel Green Power NA, Inc. | 100 | Enel Green Power NA, Inc. | 100 | Non-regulated | Dropped - Project has been canceled or postponed
Boswell Wind I | 61393_G_BOSW1 | 61393 | G | BOSW1 |  | Onshore Wind |  |  | Wyoming |  | Albany |  |  | 80 | [35 empty] | Boswell Wind Project I, LLC | 100 | Boswell Wind Project I, LLC | 100 | Non-regulated | Dropped - Project has been canceled or postponed
Boswell Wind II | 61394_G_BOSW2 | 61394 | G | BOSW2 |  | Onshore Wind |  |  | Wyoming |  | Albany |  |  | 80 | [35 empty] | Boswell Wind Project II, LLC | 100 | Boswell Wind Project II, LLC | 100 | Non-regulated | Dropped - Project has been canceled or postponed
Boswell Wind III | 61395_G_BOSW3 | 61395 | G | BOSW3 |  | Onshore Wind |  |  | Wyoming |  | Albany |  |  | 80 | [35 empty] | Boswell Wind Project III, LLC | 100 | Boswell Wind Project III, LLC | 100 | Non-regulated | Dropped - Project has been canceled or postponed
Boswell Wind IV | 61396_G_BOSW4 | 61396 | G | BOSW4 |  | Onshore Wind |  |  | Wyoming |  | Albany |  |  | 80 | [35 empty] | Boswell Wind Project IV, LLC | 100 | Boswell Wind Project IV, LLC | 100 | Non-regulated | Dropped - Project has been canceled or postponed
Bluegrove Wind | 61400_G_BLUGR | 61400 | G | BLUGR |  | Onshore Wind |  |  | Texas |  | Clay |  |  | 100 | [35 empty] | Bluegrove Wind, LLC | 100 | Bluegrove Wind, LLC | 100 | Non-regulated | Dropped - Project has been canceled or postponed
Byers Wind | 61401_G_BYERS | 61401 | G | BYERS |  | Onshore Wind |  |  | Texas |  | Clay |  |  | 200 | [35 empty] | Byers Wind, LLC | 100 | Byers Wind, LLC | 100 | Non-regulated | Dropped - Project has been canceled or postponed
Candlewood Solar | 61517_G_CANDL | 61517 | G | CANDL |  | Solar PV |  |  | Connecticut |  | Litchfield |  |  | 25 | [35 empty] | Ameresco, Inc - Candlewood | 100 | Ameresco, Inc - Candlewood | 100 | Non-regulated | Dropped - Project has been canceled or postponed
Island Grove Solar | 61531_G_GEN1 | 61531 | G | GEN1 |  | Solar PV |  |  | North Carolina |  | Robeson |  |  | 2 | [35 empty] | Cypress Creek Renewables | 100 | Cypress Creek Renewables | 100 | Non-regulated | Dropped - Project has been canceled or postponed
West Moore Solar | 61624_G_GEN1 | 61624 | G | GEN1 |  | Solar PV |  |  | Texas |  | Grayson |  |  | 5 | [35 empty] | Cypress Creek Renewables | 100 | Cypress Creek Renewables | 100 | Non-regulated | Dropped - Project has been canceled or postponed
Hydra Community Solar | 61714_G_HYDR | 61714 | G | HYDR |  | Solar PV |  |  | Minnesota |  | Rice |  |  | 1 | [35 empty] | Hydra Community Solar, LLC | 100 | Hydra Community Solar, LLC | 100 | Non-regulated | Dropped - Project has been canceled or postponed
Tom Bevill Lock and Dam Hydroelectric | 61749_G_GEN1 | 61749 | G | GEN1 |  | Hydro |  |  | Alabama |  | Pickens |  |  | 4 | [35 empty] | Energy Resources USA, Inc. | 100 | Energy Resources USA, Inc. | 100 | Non-regulated | Dropped - Project has been canceled or postponed
Tom Bevill Lock and Dam Hydroelectric | 61749_G_GEN2 | 61749 | G | GEN2 |  | Hydro |  |  | Alabama |  | Pickens |  |  | 4 | [35 empty] | Energy Resources USA, Inc. | 100 | Energy Resources USA, Inc. | 100 | Non-regulated | Dropped - Project has been canceled or postponed
Tom Bevill Lock and Dam Hydroelectric | 61749_G_GEN3 | 61749 | G | GEN3 |  | Hydro |  |  | Alabama |  | Pickens |  |  | 4 | [35 empty] | Energy Resources USA, Inc. | 100 | Energy Resources USA, Inc. | 100 | Non-regulated | Dropped - Project has been canceled or postponed
C4GT | 61760_G_C4GT | 61760 | G | C4GT |  | Combined Cycle |  |  | Virginia |  | Charles City |  |  | 1060 | [35 empty] | C4GT, LLC | 100 | C4GT, LLC | 100 | Non-regulated | Dropped - Project has been canceled or postponed
New Mexico Community Solar Facility | 61783_G_NMCSF | 61783 | G | NMCSF |  | Solar PV |  |  | New Mexico |  | Dona Ana |  |  | 2 | [35 empty] | El Paso Electric Co | 100 | El Paso Electric Co | 100 | Regulated | Dropped - Project has been canceled or postponed
Mason Dixon Solar Center | 61797_G_PV | 61797 | G | PV |  | Solar PV |  |  | Maryland |  | Washington |  |  | 20 | [35 empty] | Mason Dixon Solar Center, LLC | 100 | Mason Dixon Solar Center, LLC | 100 | Non-regulated | Dropped - Project has been canceled or postponed
Kingston Energy Storage, LLC | 61802_G_10001 | 61802 | G | 10001 |  | Energy Storage |  |  | California |  | Madera |  |  | 50 | [35 empty] | Enel Green Power NA, Inc. | 100 | Enel Green Power NA, Inc. | 100 | Non-regulated | Dropped - Project has been canceled or postponed
Summit Lake Wind Energy Project | 61812_G_1 | 61812 | G | 1 |  | Onshore Wind |  |  | Michigan |  | Baraga | [38 empty] | Summit Lake Wind, LLC | 100 | Summit Lake Wind, LLC | 100 | Non-regulated | Dropped - Project has been canceled or postponed
Harvest Wind Energy Project | 61823_G_1 | 61823 | G | 1 |  | Onshore Wind |  |  | Indiana |  | Cass | [38 empty] | Harvest Wind Energy, LLC | 100 | Harvest Wind Energy, LLC | 100 | Non-regulated | Dropped - Project has been canceled or postponed
Minco Wind V, LLC | 61837_G_MV | 61837 | G | MV |  | Onshore Wind |  |  | Oklahoma |  | Caddo |  |  | 220 | [35 empty] | Minco Wind V, LLC | 100 | Minco Wind V, LLC | 100 | Non-regulated | Dropped - Project has been canceled or postponed
Scituate RI Solar, LLC | 61841_G_SCITU | 61841 | G | SCITU |  | Solar PV |  |  | Rhode Island |  | Providence |  |  | 10 | [35 empty] | Adapture Renewables, Inc. | 100 | Adapture Renewables, Inc. | 100 | Non-regulated | Dropped - Project has been canceled or postponed
Bolthouse Farms Fuel Cell | 61845_G_MM28 | 61845 | G | MM28 |  | Fuel Cell |  |  | California |  | Kern |  |  | 2.5 | [35 empty] | Bakersfield Fuel Cell 1, LLC | 100 | Bakersfield Fuel Cell 1, LLC | 100 | Non-regulated | Dropped - Project has been canceled or postponed
Bolthouse Farms Fuel Cell | 61845_G_MM29 | 61845 | G | MM29 |  | Fuel Cell |  |  | California |  | Kern |  |  | 2.5 | [35 empty] | Bakersfield Fuel Cell 1, LLC | 100 | Bakersfield Fuel Cell 1, LLC | 100 | Non-regulated | Dropped - Project has been canceled or postponed
Crazy Mountain Wind LLC | 61859_G_WT | 61859 | G | WT |  | Onshore Wind |  |  | Montana |  | Sweet Grass |  |  | 80 | [35 empty] | Pattern Operators LP | 100 | Pattern Operators LP | 100 | Non-regulated | Dropped - Project has been canceled or postponed
Typha Solar Project | 62068_G_TYPHA | 62068 | G | TYPHA |  | Solar PV |  |  | Washington |  | Kittitas |  |  | 5 | [35 empty] | TUUSSO Energy, LLC | 100 | TUUSSO Energy, LLC | 100 | Non-regulated | Dropped - Project has been canceled or postponed
Fumaria Solar Project | 62070_G_FUMAR | 62070 | G | FUMAR |  | Solar PV |  |  | Washington |  | Kittitas |  |  | 5 | [35 empty] | TUUSSO Energy, LLC | 100 | TUUSSO Energy, LLC | 100 | Non-regulated | Dropped - Project has been canceled or postponed
Cadiz Power Plant | 62153_G_GEN 1 | 62153 | G | GEN 1 |  | Combined Cycle |  |  | Ohio |  | Harrison |  |  | 550 | [35 empty] | Harrison Power LLC | 100 | Harrison Power LLC | 100 | Non-regulated | Dropped - Project has been canceled or postponed | 13BLR: B1 B2
Cadiz Power Plant | 62153_G_GEN 2 | 62153 | G | GEN 2 |  | Combined Cycle |  |  | Ohio |  | Harrison |  |  | 550 | [35 empty] | Harrison Power LLC | 100 | Harrison Power LLC | 100 | Non-regulated | Dropped - Project has been canceled or postponed | 13BLR: B1 B2
Atlantic Solar | 62180_G_22 | 62180 | G | 22 |  | Solar PV |  |  | South Carolina |  | Dillon |  |  | 1 | [35 empty] | Atlantic Solar | 100 | Atlantic Solar | 100 | Non-regulated | Dropped - Project has been canceled or postponed
Bell Solar | 62183_G_25 | 62183 | G | 25 |  | Solar PV |  |  | South Carolina |  | Darlington |  |  | 6.1 | [35 empty] | Bell Solar | 100 | Bell Solar | 100 | Non-regulated | Dropped - Project has been canceled or postponed
Fairfield Solar | 62212_G_36 | 62212 | G | 36 |  | Solar PV |  |  | South Carolina |  | Darlington |  |  | 10 | [35 empty] | Fairfield Solar | 100 | Fairfield Solar | 100 | Non-regulated | Dropped - Project has been canceled or postponed
Flip Solar | 62214_G_38 | 62214 | G | 38 |  | Solar PV |  |  | South Carolina |  | Greenville |  |  | 15.8 | [35 empty] | Flip Solar | 100 | Flip Solar | 100 | Non-regulated | Dropped - Project has been canceled or postponed
Dadswell Solar | 62222_G_34 | 62222 | G | 34 |  | Solar PV |  |  | South Carolina |  | Darlington |  |  | 1 | [35 empty] | Dadswell Solar | 100 | Dadswell Solar | 100 | Non-regulated | Dropped - Project has been canceled or postponed
Indigo Solar | 62230_G_44 | 62230 | G | 44 |  | Solar PV |  |  | South Carolina |  | Anderson |  |  | 2 | [35 empty] | Indigo Solar | 100 | Indigo Solar | 100 | Non-regulated | Dropped - Project has been canceled or postponed
Ion Solar | 62231_G_45 | 62231 | G | 45 |  | Solar PV |  |  | South Carolina |  | Bamberg |  |  | 5 | [35 empty] | Ion Solar | 100 | Ion Solar | 100 | Non-regulated | Dropped - Project has been canceled or postponed
Madison Solar | 62237_G_51 | 62237 | G | 51 |  | Solar PV |  |  | South Carolina |  | Darlington |  |  | 10.9 | [35 empty] | Madison Solar | 100 | Madison Solar | 100 | Non-regulated | Dropped - Project has been canceled or postponed
Alabama Ledge Wind Farm LLC | 62261_G_GEN1 | 62261 | G | GEN1 |  | Onshore Wind |  |  | New York |  | Genesee |  |  | 79.8 | [35 empty] | Alabama Ledge Wind Farm LLC | 100 | Alabama Ledge Wind Farm LLC | 100 | Non-regulated | Dropped - Project has been canceled or postponed
Martin East Solar | 62276_G_54 | 62276 | G | 54 |  | Solar PV |  |  | South Carolina |  | Marion |  |  | 2 | [35 empty] | Martin East Solar | 100 | Martin East Solar | 100 | Non-regulated | Dropped - Project has been canceled or postponed
Martin West Solar | 62277_G_55 | 62277 | G | 55 |  | Solar PV |  |  | South Carolina |  | Marion |  |  | 2 | [35 empty] | Martin West Solar | 100 | Martin West Solar | 100 | Non-regulated | Dropped - Project has been canceled or postponed
McCormick Solar | 62279_G_57 | 62279 | G | 57 |  | Solar PV |  |  | South Carolina |  | Florence |  |  | 2 | [35 empty] | McCormick Solar | 100 | McCormick Solar | 100 | Non-regulated | Dropped - Project has been canceled or postponed
Middleton Solar | 62281_G_59 | 62281 | G | 59 |  | Solar PV |  |  | South Carolina |  | Darlington |  |  | 2 | [35 empty] | Middleton Solar | 100 | Middleton Solar | 100 | Non-regulated | Dropped - Project has been canceled or postponed
Pee Dee Solar I | 62282_G_60 | 62282 | G | 60 |  | Solar PV |  |  | South Carolina |  | Dillon |  |  | 2 | [35 empty] | Pee Dee Solar I | 100 | Pee Dee Solar I | 100 | Non-regulated | Dropped - Project has been canceled or postponed
Pee Dee Solar II | 62283_G_61 | 62283 | G | 61 |  | Solar PV |  |  | South Carolina |  | Dillon |  |  | 2 | [35 empty] | Pee Dee Solar II | 100 | Pee Dee Solar II | 100 | Non-regulated | Dropped - Project has been canceled or postponed
Martin Central Solar | 62285_G_53 | 62285 | G | 53 |  | Solar PV |  |  | South Carolina |  | Marion |  |  | 2 | [35 empty] | Martin Central Solar | 100 | Martin Central Solar | 100 | Non-regulated | Dropped - Project has been canceled or postponed
Pruger Solar I | 62292_G_63 | 62292 | G | 63 |  | Solar PV |  |  | South Carolina |  | Marion |  |  | 2 | [35 empty] | Pruger Solar I | 100 | Pruger Solar I | 100 | Non-regulated | Dropped - Project has been canceled or postponed
Pruger Solar III | 62294_G_65 | 62294 | G | 65 |  | Solar PV |  |  | South Carolina |  | Marion |  |  | 2 | [35 empty] | Pruger Solar III | 100 | Pruger Solar III | 100 | Non-regulated | Dropped - Project has been canceled or postponed
Rutledge Solar | 62297_G_69 | 62297 | G | 69 |  | Solar PV |  |  | South Carolina |  | Florence |  |  | 2 | [35 empty] | Rutledge Solar | 100 | Rutledge Solar | 100 | Non-regulated | Dropped - Project has been canceled or postponed
Sandifer Solar | 62298_G_70 | 62298 | G | 70 |  | Solar PV |  |  | South Carolina |  | Dillon |  |  | 2 | [35 empty] | Sandifer Solar | 100 | Sandifer Solar | 100 | Non-regulated | Dropped - Project has been canceled or postponed
Shem Solar | 62308_G_72 | 62308 | G | 72 |  | Solar PV |  |  | South Carolina |  | Lancaster |  |  | 2 | [35 empty] | Shem Solar | 100 | Shem Solar | 100 | Non-regulated | Dropped - Project has been canceled or postponed
Snoopy Solar | 62311_G_75 | 62311 | G | 75 |  | Solar PV |  |  | South Carolina |  | Anderson |  |  | 2 | [35 empty] | Snoopy Solar | 100 | Snoopy Solar | 100 | Non-regulated | Dropped - Project has been canceled or postponed
Tarpon Solar I | 62314_G_78 | 62314 | G | 78 |  | Solar PV |  |  | South Carolina |  | Anderson |  |  | 2 | [35 empty] | Tarpon Solar I | 100 | Tarpon Solar I | 100 | Non-regulated | Dropped - Project has been canceled or postponed
Turkey Hill Solar I | 62341_G_84 | 62341 | G | 84 |  | Solar PV |  |  | South Carolina |  | Spartanburg |  |  | 2 | [35 empty] | Turkey Hill Solar I | 100 | Turkey Hill Solar I | 100 | Non-regulated | Dropped - Project has been canceled or postponed
Ulmer Solar | 62343_G_85 | 62343 | G | 85 |  | Solar PV |  |  | South Carolina |  | Orangeburg |  |  | 22 | [35 empty] | Ulmer Solar | 100 | Ulmer Solar | 100 | Non-regulated | Dropped - Project has been canceled or postponed
Webster Solar | 62348_G_91 | 62348 | G | 91 |  | Solar PV |  |  | South Carolina |  | Anderson |  |  | 5.4 | [35 empty] | Webster Solar | 100 | Webster Solar | 100 | Non-regulated | Dropped - Project has been canceled or postponed
York Solar | 62354_G_94 | 62354 | G | 94 |  | Solar PV |  |  | South Carolina |  | Laurens |  |  | 2 | [35 empty] | York Solar | 100 | York Solar | 100 | Non-regulated | Dropped - Project has been canceled or postponed
Montgomery L&D Hydroelectric Project | 62400_G_NA4 | 62400 | G | NA4 |  | Hydro |  |  | Pennsylvania |  | Beaver |  |  | 5.5 | [35 empty] | Rye Development | 100 | Rye Development | 100 | Non-regulated | Dropped - Project has been canceled or postponed
Old Jackson Solar LLC | 62501_G_1 | 62501 | G | 1 |  | Solar PV |  |  | Texas |  | Van Zandt |  |  | 127.5 | [35 empty] | Pattern Operators LP | 100 | Pattern Operators LP | 100 | Non-regulated | Dropped - Project has been canceled or postponed
Hybrid Holdings 1 Capistrano | 62515_G_HH4MW | 62515 | G | HH4MW |  | Energy Storage |  |  | California |  | Orange |  |  | 4 | [35 empty] | Electrodes | 100 | Electrodes | 100 | Non-regulated | Dropped - Project has been canceled or postponed
Solemio LLC | 62522_G_1 | 62522 | G | 1 |  | Solar PV |  |  | Texas |  | Hopkins |  |  | 79.8 | [35 empty] | Pattern Operators LP | 100 | Pattern Operators LP | 100 | Non-regulated | Dropped - Project has been canceled or postponed
Bradley Farm (Dudley) | 62593_G_PV1 | 62593 | G | PV1 |  | Solar PV |  |  | North Carolina |  | Wayne |  |  | 5 | [35 empty] | Bradley Farm LLC | 100 | Bradley Farm LLC | 100 | Non-regulated | Dropped - Project has been canceled or postponed
Martha's Vineyard Community Battery | 62605_G_MVESS | 62605 | G | MVESS |  | Energy Storage |  |  | Massachusetts |  | Dukes |  |  | 4.9 | [35 empty] | Eversource | 100 | Eversource | 100 | Non-regulated | Dropped - Project has been canceled or postponed
Grizzly Wind LLC | 62802_G_GW | 62802 | G | GW |  | Onshore Wind |  |  | Montana |  | Stillwater |  |  | 80 | [35 empty] | Grizzly Wind LLC | 100 | Grizzly Wind LLC | 100 | Non-regulated | Dropped - Project has been canceled or postponed
Buenos Aires Phase 1 | 62803_G_BAW1 | 62803 | G | BAW1 |  | Onshore Wind |  |  | Texas |  | Hidalgo |  |  | 200 | [35 empty] | Buenos Aires Windpower LLC | 100 | Buenos Aires Windpower LLC | 100 | Non-regulated | Dropped - Project has been canceled or postponed
Black Bear Wind (MT) | 62808_G_BBW | 62808 | G | BBW |  | Onshore Wind |  |  | Montana |  | Stillwater |  |  | 80 | [35 empty] | Black Bear Wind LLC | 100 | Black Bear Wind LLC | 100 | Non-regulated | Dropped - Project has been canceled or postponed
Blue Marmot VIII | 62863_G_PRMLE | 62863 | G | PRMLE |  | Solar PV |  |  | Oregon |  | Lake |  |  | 9.8 | [35 empty] | Blue Marmot VIII LLC | 100 | Blue Marmot VIII LLC | 100 | Non-regulated | Dropped - Project has been canceled or postponed
Blue Marmot VII | 62864_G_RSHEI | 62864 | G | RSHEI |  | Solar PV |  |  | Oregon |  | Lake |  |  | 9.8 | [35 empty] | Blue Marmot VII LLC | 100 | Blue Marmot VII LLC | 100 | Non-regulated | Dropped - Project has been canceled or postponed
Blue Marmot VI | 62865_G_DNZW | 62865 | G | DNZW |  | Solar PV |  |  | Oregon |  | Lake |  |  | 9.8 | [35 empty] | Blue Marmot VI LLC | 100 | Blue Marmot VI LLC | 100 | Non-regulated | Dropped - Project has been canceled or postponed
Blue Marmot V | 62866_G_DNZE | 62866 | G | DNZE |  | Solar PV |  |  | Oregon |  | Lake |  |  | 9.8 | [35 empty] | Blue Marmot V LLC | 100 | Blue Marmot V LLC | 100 | Non-regulated | Dropped - Project has been canceled or postponed
Blue Marmot IX | 62867_G_DVRO | 62867 | G | DVRO |  | Solar PV |  |  | Oregon |  | Lake |  |  | 9.8 | [35 empty] | Blue Marmot IX LLC | 100 | Blue Marmot IX LLC | 100 | Non-regulated | Dropped - Project has been canceled or postponed
Don Lee BESS 1 LLC | 62872_G_DONL1 | 62872 | G | DONL1 |  | Energy Storage |  |  | California |  | San Diego |  |  | 6.5 | [35 empty] | Don Lee BESS 1 LLC | 100 | Don Lee BESS 1 LLC | 100 | Non-regulated | Dropped - Project has been canceled or postponed
Novel Holmquist Solar CSG | 63006_G_HOLM | 63006 | G | HOLM |  | Solar PV |  |  | Minnesota |  | Chisago |  |  | 1 | [35 empty] | Novel Holmquist Solar LLC | 100 | Novel Holmquist Solar LLC | 100 | Non-regulated | Dropped - Project has been canceled or postponed
Shakespeare Solar | 63014_G_PGR12 | 63014 | G | PGR12 |  | Solar PV |  |  | North Carolina |  | Rutherford |  |  | 5 | [35 empty] | Shakespeare Solar, LLC | 100 | Shakespeare Solar, LLC | 100 | Non-regulated | Dropped - Project has been canceled or postponed
Green City Renewable Energy Center Hybrid | 63065_G_GBESS | 63065 | G | GBESS |  | Energy Storage |  |  | Missouri |  | Sullivan |  |  | 2.5 | [35 empty] | Ameren Missouri | 100 | Ameren Missouri | 100 | Regulated | Dropped - Project has been canceled or postponed
Green City Renewable Energy Center Hybrid | 63065_G_GCREC | 63065 | G | GCREC |  | Solar PV |  |  | Missouri |  | Sullivan |  |  | 10 | [35 empty] | Ameren Missouri | 100 | Ameren Missouri | 100 | Regulated | Dropped - Project has been canceled or postponed
Richwoods Renewable Energy Center Hybrid | 63066_G_RBESS | 63066 | G | RBESS |  | Energy Storage |  |  | Missouri |  | Washington |  |  | 4 | [35 empty] | Ameren Missouri | 100 | Ameren Missouri | 100 | Regulated | Dropped - Project has been canceled or postponed
Richwoods Renewable Energy Center Hybrid | 63066_G_RREC | 63066 | G | RREC |  | Solar PV |  |  | Missouri |  | Washington |  |  | 10 | [35 empty] | Ameren Missouri | 100 | Ameren Missouri | 100 | Regulated | Dropped - Project has been canceled or postponed
Utica Renewable Energy Center Hybrid | 63067_G_UBESS | 63067 | G | UBESS |  | Energy Storage |  |  | Missouri |  | Livingston |  |  | 2 | [35 empty] | Ameren Missouri | 100 | Ameren Missouri | 100 | Regulated | Dropped - Project has been canceled or postponed
Utica Renewable Energy Center Hybrid | 63067_G_UREC | 63067 | G | UREC |  | Solar PV |  |  | Missouri |  | Livingston |  |  | 10 | [35 empty] | Ameren Missouri | 100 | Ameren Missouri | 100 | Regulated | Dropped - Project has been canceled or postponed
John Paul Jones | 63095_G_JPJDX | 63095 | G | JPJDX |  | Combustion Turbine |  |  | Texas |  | Harris |  |  | 18.7 | [35 empty] | Dflex Power, LLC | 100 | Dflex Power, LLC | 100 | Non-regulated | Dropped - Project has been canceled or postponed
Cabin Point Solar Center | 63134_G_CBNPT | 63134 | G | CBNPT |  | Solar PV |  |  | Virginia |  | Sussex |  |  | 75 | [35 empty] | Cabin Point Solar Center LLC | 100 | Cabin Point Solar Center LLC | 100 | Non-regulated | Dropped - Project has been canceled or postponed
AC Power 2 | 63196_G_ACP2 | 63196 | G | ACP2 |  | Solar PV |  |  | New Jersey |  | Atlantic |  |  | 3.8 | [35 empty] | AC Power 2 LLC | 100 | AC Power 2 LLC | 100 | Non-regulated | Dropped - Project has been canceled or postponed
Pettinos Solar | 63197_G_ACP4 | 63197 | G | ACP4 |  | Solar PV |  |  | New Jersey |  | Camden |  |  | 1.2 | [35 empty] | Pettinos Solar LLC | 100 | Pettinos Solar LLC | 100 | Non-regulated | Dropped - Project has been canceled or postponed
Broad Mountain Wind Project | 63210_G_BROAD | 63210 | G | BROAD |  | Onshore Wind |  |  | Pennsylvania |  | Carbon |  |  | 80 | [35 empty] | Broad Mountain Power LLC | 100 | Broad Mountain Power LLC | 100 | Non-regulated | Dropped - Project has been canceled or postponed
USS Zanzibar Solar LLC CSG | 63217_G_ZNZBR | 63217 | G | ZNZBR |  | Solar PV |  |  | Minnesota |  | Hennepin |  |  | 1 | [35 empty] | USS Zanzibar Solar LLC | 100 | USS Zanzibar Solar LLC | 100 | Non-regulated | Dropped - Project has been canceled or postponed
Deiter-STEU | 63226_G_2078 | 63226 | G | 2078 |  | Solar PV |  |  | New York |  | Steuben |  |  | 2.2 | [35 empty] | Abundant Solar Power Inc. | 100 | Abundant Solar Power Inc. | 100 | Non-regulated | Dropped - Project has been canceled or postponed
Gibson-STEU | 63227_G_8675 | 63227 | G | 8675 |  | Solar PV |  |  | New York |  | Steuben |  |  | 11.5 | [35 empty] | Abundant Solar Power Inc. | 100 | Abundant Solar Power Inc. | 100 | Non-regulated | Dropped - Project has been canceled or postponed
Hallmark | 63234_G_UNIT1 | 63234 | G | UNIT1 |  | Solar PV |  |  | Texas |  | Hunt |  |  | 42 | [35 empty] | Luminant Generation Company LLC | 100 | Luminant Generation Company LLC | 100 | Non-regulated | Dropped - Project has been canceled or postponed
Novel Loren Solar LLC CSG | 63248_G_LOREN | 63248 | G | LOREN |  | Solar PV |  |  | Minnesota |  | Olmsted |  |  | 1 | [35 empty] | Novel Loren Solar LLC | 100 | Novel Loren Solar LLC | 100 | Non-regulated | Dropped - Project has been canceled or postponed
Elk Creek Solar | 63250_G_ELKCR | 63250 | G | ELKCR |  | Solar PV |  |  | Minnesota |  | Rock |  |  | 80 | [35 empty] | National Grid Renewables | 100 | National Grid Renewables | 100 | Non-regulated | Dropped - Project has been canceled or postponed
Pinon Energy Center | 63281_G_GT1 | 63281 | G | GT1 |  | Combustion Turbine |  |  | New Mexico |  | San Juan |  |  | 42.3 | [35 empty] | Public Service Co of NM | 100 | Public Service Co of NM | 100 | Regulated | Dropped - Project has been canceled or postponed
Pinon Energy Center | 63281_G_GT2 | 63281 | G | GT2 |  | Combustion Turbine |  |  | New Mexico |  | San Juan |  |  | 42.3 | [35 empty] | Public Service Co of NM | 100 | Public Service Co of NM | 100 | Regulated | Dropped - Project has been canceled or postponed
Pinon Energy Center | 63281_G_GT3 | 63281 | G | GT3 |  | Combustion Turbine |  |  | New Mexico |  | San Juan |  |  | 42.3 | [35 empty] | Public Service Co of NM | 100 | Public Service Co of NM | 100 | Regulated | Dropped - Project has been canceled or postponed
Pinon Energy Center | 63281_G_GT4 | 63281 | G | GT4 |  | Combustion Turbine |  |  | New Mexico |  | San Juan |  |  | 42.3 | [35 empty] | Public Service Co of NM | 100 | Public Service Co of NM | 100 | Regulated | Dropped - Project has been canceled or postponed
Pinon Energy Center | 63281_G_GT5 | 63281 | G | GT5 |  | Combustion Turbine |  |  | New Mexico |  | San Juan |  |  | 42.3 | [35 empty] | Public Service Co of NM | 100 | Public Service Co of NM | 100 | Regulated | Dropped - Project has been canceled or postponed
Pinon Energy Center | 63281_G_GT6 | 63281 | G | GT6 |  | Combustion Turbine |  |  | New Mexico |  | San Juan |  |  | 42.3 | [35 empty] | Public Service Co of NM | 100 | Public Service Co of NM | 100 | Regulated | Dropped - Project has been canceled or postponed
Pinon Energy Center | 63281_G_GT7 | 63281 | G | GT7 |  | Combustion Turbine |  |  | New Mexico |  | San Juan |  |  | 42.3 | [35 empty] | Public Service Co of NM | 100 | Public Service Co of NM | 100 | Regulated | Dropped - Project has been canceled or postponed
Snowdrop Solar, LLC | 63310_G_SNOWD | 63310 | G | SNOWD |  | Solar PV |  |  | Minnesota |  | Pope |  |  | 1 | [35 empty] | National Grid Renewables | 100 | National Grid Renewables | 100 | Non-regulated | Dropped - Project has been canceled or postponed
Gladiolus Solar, LLC | 63316_G_GLADI | 63316 | G | GLADI |  | Solar PV |  |  | Minnesota |  | Dakota |  |  | 1 | [35 empty] | National Grid Renewables | 100 | National Grid Renewables | 100 | Non-regulated | Dropped - Project has been canceled or postponed
Renz Energy Storage | 63529_G_LLAGS | 63529 | G | LLAGS |  | Energy Storage |  |  | California |  | Santa Clara |  |  | 20 | [35 empty] | Pacific Gas & Electric Co. | 100 | Pacific Gas & Electric Co. | 100 | Regulated | Dropped - Project has been canceled or postponed
Chevron - Lost Hills Hybrid | 63545_G_BESS1 | 63545 | G | BESS1 |  | Energy Storage |  |  | California |  | Kern |  |  | 10 | [35 empty] | MN8 Energy LLC | 100 | MN8 Energy LLC | 100 | Non-regulated | Dropped - Project has been canceled or postponed
USS Grandpa Solar | 63619_G_USGPA | 63619 | G | USGPA |  | Solar PV |  |  | Illinois |  | LaSalle |  |  | 1 | [35 empty] | USS Grandpa Solar | 100 | USS Grandpa Solar | 100 | Non-regulated | Dropped - Project has been canceled or postponed
NJ TRANSITGRID | 63631_G_CTG-1 | 63631 | G | CTG-1 |  | Combustion Turbine |  |  | New Jersey |  | Hudson |  |  | 20 | [35 empty] | New Jersey Transit Corporation (NJ Transit) | 100 | New Jersey Transit Corporation (NJ Transit) | 100 | Non-regulated | Dropped - Project has been canceled or postponed
NJ TRANSITGRID | 63631_G_CTG-2 | 63631 | G | CTG-2 |  | Combustion Turbine |  |  | New Jersey |  | Hudson |  |  | 20 | [35 empty] | New Jersey Transit Corporation (NJ Transit) | 100 | New Jersey Transit Corporation (NJ Transit) | 100 | Non-regulated | Dropped - Project has been canceled or postponed
NJ TRANSITGRID | 63631_G_CTG-3 | 63631 | G | CTG-3 |  | Combustion Turbine |  |  | New Jersey |  | Hudson |  |  | 20 | [35 empty] | New Jersey Transit Corporation (NJ Transit) | 100 | New Jersey Transit Corporation (NJ Transit) | 100 | Non-regulated | Dropped - Project has been canceled or postponed
NJ TRANSITGRID | 63631_G_CTG-4 | 63631 | G | CTG-4 |  | Combined Cycle |  |  | New Jersey |  | Hudson |  |  | 20 | [35 empty] | New Jersey Transit Corporation (NJ Transit) | 100 | New Jersey Transit Corporation (NJ Transit) | 100 | Non-regulated | Dropped - Project has been canceled or postponed
NJ TRANSITGRID | 63631_G_CTG-5 | 63631 | G | CTG-5 |  | Combined Cycle |  |  | New Jersey |  | Hudson |  |  | 20 | [35 empty] | New Jersey Transit Corporation (NJ Transit) | 100 | New Jersey Transit Corporation (NJ Transit) | 100 | Non-regulated | Dropped - Project has been canceled or postponed
NJ TRANSITGRID | 63631_G_PV1 | 63631 | G | PV1 |  | Solar PV |  |  | New Jersey |  | Hudson |  |  | 0.5 | [35 empty] | New Jersey Transit Corporation (NJ Transit) | 100 | New Jersey Transit Corporation (NJ Transit) | 100 | Non-regulated | Dropped - Project has been canceled or postponed
NJ TRANSITGRID | 63631_G_STG-1 | 63631 | G | STG-1 |  | Combined Cycle |  |  | New Jersey |  | Hudson |  |  | 14.4 | [35 empty] | New Jersey Transit Corporation (NJ Transit) | 100 | New Jersey Transit Corporation (NJ Transit) | 100 | Non-regulated | Dropped - Project has been canceled or postponed
NJ TRANSITGRID | 63631_G_STOR1 | 63631 | G | STOR1 |  | Energy Storage |  |  | New Jersey |  | Hudson |  |  | 8.1 | [35 empty] | New Jersey Transit Corporation (NJ Transit) | 100 | New Jersey Transit Corporation (NJ Transit) | 100 | Non-regulated | Dropped - Project has been canceled or postponed
Goleta Grid Resiliency | 63736_G_BESS1 | 63736 | G | BESS1 |  | Energy Storage |  |  | California |  | Santa Barbara |  |  | 10 | [35 empty] | esVolta LP | 100 | esVolta LP | 100 | Non-regulated | Dropped - Project has been canceled or postponed
Amazon - Moreno Valley | 63740_G_ONT6 | 63740 | G | ONT6 |  | Solar PV |  |  | California |  | Riverside |  |  | 2.2 | [35 empty] | SkyHigh 2 Solar | 100 | SkyHigh 2 Solar | 100 | Non-regulated | Dropped - Project has been canceled or postponed
Kupehau | 63799_G_KUP01 | 63799 | G | KUP01 |  | Solar PV |  |  | Hawaii |  | Honolulu |  |  | 60 | [35 empty] | 174 Power Global Corp. | 100 | 174 Power Global Corp. | 100 | Non-regulated | Dropped - in Alaska or in Hawaii or Puerto Rico
Kupehau | 63799_G_KUPB1 | 63799 | G | KUPB1 |  | Energy Storage |  |  | Hawaii |  | Honolulu |  |  | 60 | [35 empty] | 174 Power Global Corp. | 100 | 174 Power Global Corp. | 100 | Non-regulated | Dropped - in Alaska or in Hawaii or Puerto Rico
Kruger Energy Mantura Solar, LLC | 63822_G_KEMS | 63822 | G | KEMS |  | Solar PV |  |  | Virginia |  | Surry |  |  | 60 | [35 empty] | Kruger Energy Mantura Solar, LLC | 100 | Kruger Energy Mantura Solar, LLC | 100 | Non-regulated | Dropped - Project has been canceled or postponed
Mule Creek State Prison | 63876_G_MLCRK | 63876 | G | MLCRK |  | Solar PV |  |  | California |  | Amador |  |  | 2.1 | [35 empty] | Ecoplexus, Inc | 100 | Ecoplexus, Inc | 100 | Non-regulated | Dropped - Project has been canceled or postponed
Haymaker Hybrid | 63878_G_HBESS | 63878 | G | HBESS |  | Energy Storage |  |  | Montana |  | Wheatland | [38 empty] | Haymaker Energy Project LLC | 100 | Haymaker Energy Project LLC | 100 | Non-regulated | Dropped - Project has been canceled or postponed
TX18 Cottage Meadow Storage | 63879_G_TX18 | 63879 | G | TX18 |  | Energy Storage |  |  | Texas |  | Cameron |  |  | 100 | [35 empty] | Key Capture Energy | 100 | Key Capture Energy | 100 | Non-regulated | Dropped - Project has been canceled or postponed
TX17 Nickel Prairie Storage | 63880_G_TX17 | 63880 | G | TX17 |  | Energy Storage |  |  | Texas |  | Brazoria |  |  | 100 | [35 empty] | Key Capture Energy | 100 | Key Capture Energy | 100 | Non-regulated | Dropped - Project has been canceled or postponed
Chickahominy Power LLC | 63886_G_CP001 | 63886 | G | CP001 |  | Combined Cycle |  |  | Virginia |  | Charles City |  |  | 557.3 | [35 empty] | Chickahominy Power LLC | 100 | Chickahominy Power LLC | 100 | Non-regulated | Dropped - Project has been canceled or postponed
Chickahominy Power LLC | 63886_G_CP002 | 63886 | G | CP002 |  | Combined Cycle |  |  | Virginia |  | Charles City |  |  | 557.3 | [35 empty] | Chickahominy Power LLC | 100 | Chickahominy Power LLC | 100 | Non-regulated | Dropped - Project has been canceled or postponed
Chickahominy Power LLC | 63886_G_CP003 | 63886 | G | CP003 |  | Combined Cycle |  |  | Virginia |  | Charles City |  |  | 557.3 | [35 empty] | Chickahominy Power LLC | 100 | Chickahominy Power LLC | 100 | Non-regulated | Dropped - Project has been canceled or postponed
Tono Solar | 63902_G_TSPV1 | 63902 | G | TSPV1 |  | Solar PV |  |  | Washington |  | Lewis |  |  | 80 | [35 empty] | TransAlta Holdings U.S. Inc. | 100 | TransAlta Holdings U.S. Inc. | 100 | Non-regulated | Dropped - Project has been canceled or postponed
Homestead Fuel Cell | 63980_G_MM50 | 63980 | G | MM50 |  | Fuel Cell |  |  | Connecticut |  | Hartford |  |  | 2.8 | [35 empty] | Homestead Fuel Cell 1, LLC | 100 | Homestead Fuel Cell 1, LLC | 100 | Non-regulated | Dropped - Project has been canceled or postponed
Homestead Fuel Cell | 63980_G_MM51 | 63980 | G | MM51 |  | Fuel Cell |  |  | Connecticut |  | Hartford |  |  | 2.8 | [35 empty] | Homestead Fuel Cell 1, LLC | 100 | Homestead Fuel Cell 1, LLC | 100 | Non-regulated | Dropped - Project has been canceled or postponed
Homestead Fuel Cell | 63980_G_MM52 | 63980 | G | MM52 |  | Fuel Cell |  |  | Connecticut |  | Hartford |  |  | 2.8 | [35 empty] | Homestead Fuel Cell 1, LLC | 100 | Homestead Fuel Cell 1, LLC | 100 | Non-regulated | Dropped - Project has been canceled or postponed
Caden Energix New Kent, LLC | 64036_G_ENX08 | 64036 | G | ENX08 |  | Solar PV |  |  | Virginia |  | New Kent |  |  | 20 |  | 2026 | [33 empty] | Caden Energix New Kent, LLC | 100 | Caden Energix New Kent, LLC | 100 | Non-regulated | Dropped - Planned unit whose status does not meet NEEDS criteria
Tesla Reno GigaFactory | 64098_G_RD | 64098 | G | RD |  | Solar PV |  |  | Nevada |  | Storey |  |  | 2.4 | [35 empty] | Tesla Inc. | 100 | Tesla Inc. | 100 | Non-regulated | Dropped - Project has been canceled or postponed
Tesla Reno GigaFactory | 64098_G_RDP | 64098 | G | RDP |  | Solar PV |  |  | Nevada |  | Storey |  |  | 2.8 | [35 empty] | Tesla Inc. | 100 | Tesla Inc. | 100 | Non-regulated | Dropped - Project has been canceled or postponed
Tesla Reno GigaFactory | 64098_G_RE | 64098 | G | RE |  | Solar PV |  |  | Nevada |  | Storey |  |  | 2.4 | [35 empty] | Tesla Inc. | 100 | Tesla Inc. | 100 | Non-regulated | Dropped - Project has been canceled or postponed
Tesla Reno GigaFactory | 64098_G_REP | 64098 | G | REP |  | Solar PV |  |  | Nevada |  | Storey |  |  | 2.8 | [35 empty] | Tesla Inc. | 100 | Tesla Inc. | 100 | Non-regulated | Dropped - Project has been canceled or postponed
Davis Road Solar | 64156_G_2002 | 64156 | G | 2002 |  | Solar PV |  |  | South Carolina |  | Spartanburg |  |  | 2 | [35 empty] | JSD Flatwood PV-1, LLC | 100 | JSD Flatwood PV-1, LLC | 100 | Non-regulated | Dropped - Project has been canceled or postponed
Cabin Creek Solar | 64199_G_CBCK1 | 64199 | G | CBCK1 |  | Solar PV |  |  | Montana |  | Fallon |  |  | 75 | [35 empty] | Cabin Creek Solar I LLC | 100 | Cabin Creek Solar I LLC | 100 | Non-regulated | Dropped - Project has been canceled or postponed
Cabin Creek Solar II | 64203_G_CBCK2 | 64203 | G | CBCK2 |  | Solar PV |  |  | Montana |  | Fallon |  |  | 75 | [35 empty] | Cabin Creek Solar II LLC | 100 | Cabin Creek Solar II LLC | 100 | Non-regulated | Dropped - Project has been canceled or postponed
Fairview Solar | 64205_G_2003 | 64205 | G | 2003 |  | Solar PV |  |  | South Carolina |  | Spartanburg |  |  | 2 | [35 empty] | JSD Flatwood PV-1, LLC | 100 | JSD Flatwood PV-1, LLC | 100 | Non-regulated | Dropped - Project has been canceled or postponed
Highway 9 Solar | 64206_G_2004 | 64206 | G | 2004 |  | Solar PV |  |  | South Carolina |  | Spartanburg |  |  | 2 | [35 empty] | JSD Flatwood PV-1, LLC | 100 | JSD Flatwood PV-1, LLC | 100 | Non-regulated | Dropped - Project has been canceled or postponed
Pike Solar Hybrid | 64212_G_PSBES | 64212 | G | PSBES |  | Energy Storage |  |  | Colorado |  | El Paso |  |  | 25 | [35 empty] | Pike Solar, LLC | 100 | Pike Solar, LLC | 100 | Non-regulated | Dropped - Project has been canceled or postponed
Holley Road Solar | 64240_G_0879 | 64240 | G | 0879 |  | Solar PV |  |  | New York |  | Orleans |  |  | 20 | [35 empty] | Empire Community Solar LLC | 100 | Empire Community Solar LLC | 100 | Non-regulated | Dropped - Project has been canceled or postponed
Happy Hollow Solar Center | 64348_G_8888 | 64348 | G | 8888 |  | Solar PV |  |  | Georgia |  | Wilkes |  |  | 75 | [35 empty] | Happy Hollow Solar Center,LLC | 100 | Happy Hollow Solar Center,LLC | 100 | Non-regulated | Dropped - Project has been canceled or postponed
E Nash PV3 | 64369_G_ENSH3 | 64369 | G | ENSH3 |  | Solar PV |  |  | North Carolina |  | Nash |  |  | 26 | [35 empty] | Ecoplexus, Inc | 100 | Ecoplexus, Inc | 100 | Non-regulated | Dropped - Project has been canceled or postponed
Claremont Solar | 64474_G_1 | 64474 | G | 1 |  | Solar PV |  |  | New Hampshire |  | Sullivan |  |  | 20 | [35 empty] | Freepoint Solar LLC | 100 | Freepoint Solar LLC | 100 | Non-regulated | Dropped - Project has been canceled or postponed
Alfred Solar | 64501_G_1 | 64501 | G | 1 |  | Solar PV |  |  | Maine |  | York |  |  | 50 | [35 empty] | Freepoint Solar LLC | 100 | Freepoint Solar LLC | 100 | Non-regulated | Dropped - Project has been canceled or postponed
Woodriver Solar | 64576_G_1 | 64576 | G | 1 |  | Solar PV |  |  | Rhode Island |  | Washington |  |  | 4.5 | [35 empty] | Freepoint Solar LLC | 100 | Freepoint Solar LLC | 100 | Non-regulated | Dropped - Project has been canceled or postponed
Big Rock Solar Farm | 64636_G_92JT8 | 64636 | G | 92JT8 |  | Solar PV |  |  | California |  | Imperial |  |  | 200 | [35 empty] | Big Rock ESS Assets, LLC | 100 | Big Rock ESS Assets, LLC | 100 | Non-regulated | Dropped - Project has been canceled or postponed
Gorham ME 1 | 64703_G_GOR1 | 64703 | G | GOR1 |  | Solar PV |  |  | Maine |  | Cumberland |  |  | 4.8 | [35 empty] | Consolidated Edison Development Inc. | 100 | Consolidated Edison Development Inc. | 100 | Non-regulated | Dropped - Project has been canceled or postponed
Lincoln ME 1 | 64704_G_LIN1 | 64704 | G | LIN1 |  | Solar PV |  |  | Maine |  | Penobscot |  |  | 4.9 | [35 empty] | Consolidated Edison Development Inc. | 100 | Consolidated Edison Development Inc. | 100 | Non-regulated | Dropped - Project has been canceled or postponed
Ft. Sill Energy Center | 64855_G_1 | 64855 | G | 1 |  | Combustion Turbine |  |  | Oklahoma |  | Comanche |  |  | 9 | [35 empty] | Public Service Co of Oklahoma | 100 | Public Service Co of Oklahoma | 100 | Regulated | Dropped - Project has been canceled or postponed
Ft. Sill Energy Center | 64855_G_2 | 64855 | G | 2 |  | Combustion Turbine |  |  | Oklahoma |  | Comanche |  |  | 9 | [35 empty] | Public Service Co of Oklahoma | 100 | Public Service Co of Oklahoma | 100 | Regulated | Dropped - Project has been canceled or postponed
Ft. Sill Energy Center | 64855_G_3 | 64855 | G | 3 |  | Combustion Turbine |  |  | Oklahoma |  | Comanche |  |  | 9 | [35 empty] | Public Service Co of Oklahoma | 100 | Public Service Co of Oklahoma | 100 | Regulated | Dropped - Project has been canceled or postponed
Ft. Sill Energy Center | 64855_G_4 | 64855 | G | 4 |  | Combustion Turbine |  |  | Oklahoma |  | Comanche |  |  | 9 | [35 empty] | Public Service Co of Oklahoma | 100 | Public Service Co of Oklahoma | 100 | Regulated | Dropped - Project has been canceled or postponed
WAL4279 | 64941_G_GEN1 | 64941 | G | GEN1 |  | Combustion Turbine |  |  | Texas |  | Ellis |  |  | 0.4 | [35 empty] | Walmart Stores Texas, LLC | 100 | Walmart Stores Texas, LLC | 100 | Non-regulated | Dropped - Project has been canceled or postponed
WAL4279 | 64941_G_GEN2 | 64941 | G | GEN2 |  | Combustion Turbine |  |  | Texas |  | Ellis |  |  | 0.4 | [35 empty] | Walmart Stores Texas, LLC | 100 | Walmart Stores Texas, LLC | 100 | Non-regulated | Dropped - Project has been canceled or postponed
WAL4279 | 64941_G_GEN3 | 64941 | G | GEN3 |  | Combustion Turbine |  |  | Texas |  | Ellis |  |  | 0.4 | [35 empty] | Walmart Stores Texas, LLC | 100 | Walmart Stores Texas, LLC | 100 | Non-regulated | Dropped - Project has been canceled or postponed
TC Solar RCE | 65065_G_CGS | 65065 | G | CGS |  | Solar PV |  |  | Minnesota |  | Anoka |  |  | 1 | [35 empty] | TC Solar RCE LLC | 100 | TC Solar RCE LLC | 100 | Non-regulated | Dropped - Project has been canceled or postponed
Riverside BESS | 65126_G_ES1 | 65126 | G | ES1 |  | Energy Storage |  |  | North Carolina |  | Buncombe |  |  | 5 | [35 empty] | Duke Energy Progress - (NC) | 100 | Duke Energy Progress - (NC) | 100 | Regulated | Dropped - Project has been canceled or postponed
Madison Solar 1 LLC | 65226_G_468 | 65226 | G | 468 |  | Solar PV |  |  | District of Columbia |  | District of Columbia |  |  | 1.2 | [35 empty] | Greenbacker Renewable Energy Corporation | 100 | Greenbacker Renewable Energy Corporation | 100 | Non-regulated | Dropped - Project has been canceled or postponed
Iron Point Solar (Hybrid) | 65377_G_IPB | 65377 | G | IPB |  | Energy Storage |  |  | Nevada |  | Humboldt |  |  | 200 | [35 empty] | Nevada Power Co | 100 | Nevada Power Co | 100 | Regulated | Dropped - Project has been canceled or postponed
Iron Point Solar (Hybrid) | 65377_G_IPS | 65377 | G | IPS |  | Solar PV |  |  | Nevada |  | Humboldt |  |  | 250 | [35 empty] | Nevada Power Co | 100 | Nevada Power Co | 100 | Regulated | Dropped - Project has been canceled or postponed
Santa Ana Storage 3 | 65789_G_SAP3 | 65789 | G | SAP3 |  | Energy Storage |  |  | California |  | Orange |  |  | 40 | [35 empty] | Johanna Energy Center, LLC | 100 | Johanna Energy Center, LLC | 100 | Non-regulated | Dropped - Project has been canceled or postponed
Jackson Pike WWTP Cogen Engines | 67264_G_1 | 67264 | G | 1 | NA | Non-Fossil Waste |  | PJM_West | Ohio | 39 | Franklin | 49 | 39049 | 1.4 |  | 2025 | 0 |  |  | N | [29 empty] | City of Columbus - (OH) | 100 | City of Columbus - (OH) | 100 | Regulated | Dropped - Lack of model plants
Jackson Pike WWTP Cogen Engines | 67264_G_2 | 67264 | G | 2 | NA | Non-Fossil Waste |  | PJM_West | Ohio | 39 | Franklin | 49 | 39049 | 1.4 |  | 2025 | 0 |  |  | N | [29 empty] | City of Columbus - (OH) | 100 | City of Columbus - (OH) | 100 | Regulated | Dropped - Lack of model plants
Homer City Generating Station | 3122_G_1 | 3122 | G | 1 | 2072 | Coal Steam |  | PJM_PENE | Pennsylvania | 42 | Indiana | 63 | 42063 | 626 | 10439 | 1969 | 2024 | wall | dry | N | Bituminous | Dry Scrubber | 2016 | 0.94 | LNBO | SCR | 2001 |  | ESPC + B | Yes | ACI | 2016 |  | 3.7 | 0.11779 | 0.11779 | 0.11779 | 0.11779 | 0.1 | 0.1 | 0.1 | 0.99 | [7 empty] | Homer City Holdings LLC | 98 | Homer City Holdings LLC | 98 | Non-regulated | Dropped - Retired/Planned Retirement by 06/2028
Homer City Generating Station | 3122_G_2 | 3122 | G | 2 | 2073 | Coal Steam |  | PJM_PENE | Pennsylvania | 42 | Indiana | 63 | 42063 | 613 | 10362 | 1969 | 2023 | wall | dry | N | Bituminous | Dry Scrubber | 2016 | 0.94 | LNBO | SCR | 2000 |  | ESPC + B | Yes | ACI | 2016 |  | 3.7 | 0.19592 | 0.1074 | 0.19592 | 0.1074 | 0.1 | 0.1 | 0.1 | 0.99 | [7 empty] | Homer City Holdings LLC | 98 | Homer City Holdings LLC | 98 | Non-regulated | Dropped - Retired/Planned Retirement by 06/2028
Homer City Generating Station | 3122_G_3 | 3122 | G | 3 | 2074 | Coal Steam |  | PJM_PENE | Pennsylvania | 42 | Indiana | 63 | 42063 | 649 | 10385 | 1977 | 2023 | wall | dry | N | Bituminous | Wet Scrubber | 2001 | 0.95 | LNBO | SCR | 2001 |  | ESPC | Yes |  |  |  | 1.2 | 0.36521 | 0.09194 | 0.36521 | 0.09194 | 0.05 | 0.1 | 0.56 | 0.99 | [7 empty] | Homer City Holdings LLC | 98 | Homer City Holdings LLC | 98 | Non-regulated | Dropped - Retired/Planned Retirement by 06/2028
Joliet 29 | 384_G_7 | 384 | G | 7 | 250 | O/G Steam |  | PJM_COMD | Illinois | 17 | Will | 197 | 17197 | 518 | 11615 | 1965 | 2023 | tangential | dry | N | Natural Gas |  |  |  | LNC3 | SNCR | [7 empty] | 1.8 | 0.07909 | 0.07909 | 0.07909 | 0.07909 | [11 empty] | Midwest Generations EME LLC | 100 | Midwest Generations EME LLC | 100 | Non-regulated | Dropped - Retired/Planned Retirement by 06/2028
Joliet 29 | 384_G_8 | 384 | G | 8 | 252 | O/G Steam |  | PJM_COMD | Illinois | 17 | Will | 197 | 17197 | 518 | 11615 | 1965 | 2023 | tangential | dry | N | Natural Gas |  |  |  | LNC3 | SNCR | [7 empty] | 1.8 | 0.09174 | 0.09174 | 0.09174 | 0.09174 | [11 empty] | Midwest Generations EME LLC | 100 | Midwest Generations EME LLC | 100 | Non-regulated | Dropped - Retired/Planned Retirement by 06/2028
Ponca | 762_G_2 | 762 | G | 2 | 565 | O/G Steam |  | SPP_WEST | Oklahoma | 40 | Kay | 71 | 40071 | 34 | 14500 | 1975 | 2022 | wall | dry | N | Natural Gas |  |  |  | H2O | [8 empty] | 0.8 | 0.1289 | 0.1289 | 0.1289 | 0.1289 | [11 empty] | Oklahoma Municipal Power Authority | 100 | Oklahoma Municipal Power Authority | 100 | Regulated | Dropped - Retired/Planned Retirement by 06/2028
Joliet 9 | 874_G_6 | 874 | G | 6 | 590 | O/G Steam |  | PJM_COMD | Illinois | 17 | Will | 197 | 17197 | 314 | 11615 | 1959 | 2023 | cyclone | wet | N | Natural Gas |  |  |  | LNB + OFA | SNCR | [7 empty] | 1.8 | 0.369 | 0.09826 | 0.369 | 0.09826 | [11 empty] | Midwest Generations EME LLC | 100 | Midwest Generations EME LLC | 100 | Non-regulated | Dropped - Retired/Planned Retirement by 06/2028
Wansley | 6052_G_1 | 6052 | G | 1 |  | Coal Steam |  | S_SOU | Georgia | 13 | Heard | 149 | 13149 | 872 | 10009 | 1976 | 2022 | tangential | dry | N | Bituminous | Wet Scrubber | 2008 | 0.98 | LNC3 | SCR | 2008 |  | ESPC + WS | No | ACI | 2014 |  | 5 | 0.365 | 0.07776 | 0.365 | 0.07776 | 0.05 | 0.1 | 0.1 | 0.99 | [7 empty] | Georgia Power Co | 53.5 | Georgia Power Co | 53.5 | Regulated | Dropped - Retired/Planned Retirement by 06/2028
Wansley | 6052_G_2 | 6052 | G | 2 |  | Coal Steam |  | S_SOU | Georgia | 13 | Heard | 149 | 13149 | 872 | 10033 | 1978 | 2022 | tangential | dry | N | Bituminous | Wet Scrubber | 2009 | 0.98 | LNC3 | SCR | 2008 |  | ESPC + WS | No | ACI | 2014 |  | 5 | 0.3847 | 0.09419 | 0.3847 | 0.09419 | 0.05 | 0.1 | 0.1 | 0.99 | [7 empty] | Georgia Power Co | 53.5 | Georgia Power Co | 53.5 | Regulated | Dropped - Retired/Planned Retirement by 06/2028
Lawrence Energy Center | 1250_G_4 | 1250 | G | 4 | 834 | Coal Steam |  | SPP_N | Kansas | 20 | Douglas | 45 | 20045 | 111 | 11593 | 1960 |  | tangential | dry | N | Subbituminous | Wet Scrubber | 2012 | 0.98 | LNC3 |  |  |  | B + WS | NA | ACI | 2016 |  | 0.15 | 0.13755 | 0.13755 | 0.13755 | 0.13755 | 0.1 | 0.1 | 0.1 | 0.99 | [7 empty] | Evergy Kansas Central, Inc | 100 | Evergy Kansas Central, Inc | 100 | Regulated | Dropped - Lack of model plants
William F Wyman Hybrid | 1507_G_1 | 1507 | G | 1 | 1000 | O/G Steam |  | NENG_ME | Maine | 23 | Cumberland | 5 | 23005 | 50 | 14500 | 1957 |  | wall | dry | N | Residual Fuel Oil |  |  |  | LA + LNB | [8 empty] | 2.16 | 0.15 | 0.15 | 0.15 | 0.15 | [11 empty] | FPL Energy Wyman LLC | 100 | FPL Energy Wyman LLC | 100 | Non-regulated | Dropped - Lack of model plants
William F Wyman Hybrid | 1507_G_2 | 1507 | G | 2 | 1001 | O/G Steam |  | NENG_ME | Maine | 23 | Cumberland | 5 | 23005 | 48 | 14407 | 1958 |  | wall | dry | N | Residual Fuel Oil |  |  |  | LA + LNB | [8 empty] | 2.16 | 0.2 | 0.2 | 0.2 | 0.2 | [11 empty] | FPL Energy Wyman LLC | 100 | FPL Energy Wyman LLC | 100 | Non-regulated | Dropped - Lack of model plants
Vienna Operations | 1564_G_8 | 1564 | G | 8 | 1043 | O/G Steam |  | PJM_EMAC | Maryland | 24 | Dorchester | 19 | 24019 | 153 | 14500 | 1971 |  | tangential | dry | N | Residual Fuel Oil | [12 empty] | 3.5 | 0.25684 | 0.25684 | 0.25684 | 0.25684 | [11 empty] | Vienna Power LLC | 100 | Vienna Power LLC | 100 | Non-regulated | Dropped - Lack of model plants
Sand Point | 1_G_5.1 | 1 | G | 5.1 |  | Combustion Turbine | IC Engine |  | Alaska |  | Aleutians East |  |  | 0.3 |  | 2023 |  |  |  | N | [29 empty] | Sand Point Generating, LLC | 100 | Sand Point Generating, LLC | 100 | Regulated | Dropped - in Alaska or in Hawaii or Puerto Rico
Skagway | 66_G_8B | 66 | G | 8B |  | Combustion Turbine | IC Engine |  | Alaska |  | Skagway Hoonah Angoon |  |  | 1.2 |  | 2022 |  |  |  | N | [29 empty] | Alaska Power and Telephone Co | 100 | Alaska Power and Telephone Co | 100 | Regulated | Dropped - in Alaska or in Hawaii or Puerto Rico
Petersburg | 91_G_4 | 91 | G | 4 |  | Hydro |  |  | Alaska |  | Wrangell Petersburg |  |  | 1.8 |  | 2023 |  |  |  | N | [29 empty] | Petersburg Borough - (AK) | 100 | Petersburg Borough - (AK) | 100 | Regulated | Dropped - in Alaska or in Hawaii or Puerto Rico
Wrangell | 95_G_1-N | 95 | G | 1-N |  | Combustion Turbine | IC Engine |  | Alaska |  | Wrangell Petersburg |  |  | 3.5 |  | 2020 |  |  |  | N | [29 empty] | City of Wrangell - (AK) | 100 | City of Wrangell - (AK) | 100 | Regulated | Dropped - in Alaska or in Hawaii or Puerto Rico
Tok | 406_G_10 | 406 | G | 10 |  | Combustion Turbine | IC Engine |  | Alaska |  | Southeast Fairbanks |  |  | 2.5 |  | 2023 |  |  |  | N | [29 empty] | Alaska Power and Telephone Co | 100 | Alaska Power and Telephone Co | 100 | Regulated | Dropped - in Alaska or in Hawaii or Puerto Rico
Orca | 789_G_6A | 789 | G | 6A |  | Combustion Turbine | IC Engine |  | Alaska |  | Valdez Cordova |  |  | 1.5 |  | 2023 |  |  |  | N | [29 empty] | Cordova Electric Coop, Inc | 100 | Cordova Electric Coop, Inc | 100 | Regulated | Dropped - in Alaska or in Hawaii or Puerto Rico
Kotzebue Hybrid | 6304_G_PV10 | 6304 | G | PV10 |  | Solar PV |  |  | Alaska |  | NORTHWEST ARCTIC |  |  | 0.1 |  | 2023 |  |  |  | N | [29 empty] | Kotzebue Electric Assn Inc | 100 | Kotzebue Electric Assn Inc | 100 | Regulated | Dropped - in Alaska or in Hawaii or Puerto Rico
Kotzebue Hybrid | 6304_G_PV11 | 6304 | G | PV11 |  | Solar PV |  |  | Alaska |  | NORTHWEST ARCTIC |  |  | 0.1 |  | 2023 |  |  |  | N | [29 empty] | Kotzebue Electric Assn Inc | 100 | Kotzebue Electric Assn Inc | 100 | Regulated | Dropped - in Alaska or in Hawaii or Puerto Rico
Kotzebue Hybrid | 6304_G_PV12 | 6304 | G | PV12 |  | Solar PV |  |  | Alaska |  | NORTHWEST ARCTIC |  |  | 0.1 |  | 2023 |  |  |  | N | [29 empty] | Kotzebue Electric Assn Inc | 100 | Kotzebue Electric Assn Inc | 100 | Regulated | Dropped - in Alaska or in Hawaii or Puerto Rico
Kotzebue Hybrid | 6304_G_PV13 | 6304 | G | PV13 |  | Solar PV |  |  | Alaska |  | NORTHWEST ARCTIC |  |  | 0.1 |  | 2023 |  |  |  | N | [29 empty] | Kotzebue Electric Assn Inc | 100 | Kotzebue Electric Assn Inc | 100 | Regulated | Dropped - in Alaska or in Hawaii or Puerto Rico
Kotzebue Hybrid | 6304_G_PV14 | 6304 | G | PV14 |  | Solar PV |  |  | Alaska |  | NORTHWEST ARCTIC |  |  | 0.1 |  | 2023 |  |  |  | N | [29 empty] | Kotzebue Electric Assn Inc | 100 | Kotzebue Electric Assn Inc | 100 | Regulated | Dropped - in Alaska or in Hawaii or Puerto Rico
Kotzebue Hybrid | 6304_G_PV15 | 6304 | G | PV15 |  | Solar PV |  |  | Alaska |  | NORTHWEST ARCTIC |  |  | 0.1 |  | 2023 |  |  |  | N | [29 empty] | Kotzebue Electric Assn Inc | 100 | Kotzebue Electric Assn Inc | 100 | Regulated | Dropped - in Alaska or in Hawaii or Puerto Rico
Kotzebue Hybrid | 6304_G_PV16 | 6304 | G | PV16 |  | Solar PV |  |  | Alaska |  | NORTHWEST ARCTIC |  |  | 0.1 |  | 2023 |  |  |  | N | [29 empty] | Kotzebue Electric Assn Inc | 100 | Kotzebue Electric Assn Inc | 100 | Regulated | Dropped - in Alaska or in Hawaii or Puerto Rico
Kotzebue Hybrid | 6304_G_PV17 | 6304 | G | PV17 |  | Solar PV |  |  | Alaska |  | NORTHWEST ARCTIC |  |  | 0.1 |  | 2023 |  |  |  | N | [29 empty] | Kotzebue Electric Assn Inc | 100 | Kotzebue Electric Assn Inc | 100 | Regulated | Dropped - in Alaska or in Hawaii or Puerto Rico
Kotzebue Hybrid | 6304_G_PV9 | 6304 | G | PV9 |  | Solar PV |  |  | Alaska |  | NORTHWEST ARCTIC |  |  | 0.1 |  | 2023 |  |  |  | N | [29 empty] | Kotzebue Electric Assn Inc | 100 | Kotzebue Electric Assn Inc | 100 | Regulated | Dropped - in Alaska or in Hawaii or Puerto Rico
Kiana | 6323_G_1C | 6323 | G | 1C |  | Combustion Turbine | IC Engine |  | Alaska |  | Northwest Arctic |  |  | 0.4 |  | 2024 |  |  |  | N | [29 empty] | Alaska Village Elec Coop, Inc | 100 | Alaska Village Elec Coop, Inc | 100 | Regulated | Dropped - in Alaska or in Hawaii or Puerto Rico
Kiana | 6323_G_3C | 6323 | G | 3C |  | Combustion Turbine | IC Engine |  | Alaska |  | Northwest Arctic |  |  | 0.4 |  | 2024 |  |  |  | N | [29 empty] | Alaska Village Elec Coop, Inc | 100 | Alaska Village Elec Coop, Inc | 100 | Regulated | Dropped - in Alaska or in Hawaii or Puerto Rico
Noorvik | 6330_G_1 | 6330 | G | 1 |  | Combustion Turbine | IC Engine |  | Alaska |  | Northwest Arctic |  |  | 0.4 |  | 2024 |  |  |  | N | [29 empty] | Alaska Village Elec Coop, Inc | 100 | Alaska Village Elec Coop, Inc | 100 | Regulated | Dropped - in Alaska or in Hawaii or Puerto Rico
Shishmaref | 6345_G_4B | 6345 | G | 4B |  | Combustion Turbine | IC Engine |  | Alaska |  | Nome |  |  | 0.5 |  | 2024 |  |  |  | N | [29 empty] | Alaska Village Elec Coop, Inc | 100 | Alaska Village Elec Coop, Inc | 100 | Regulated | Dropped - in Alaska or in Hawaii or Puerto Rico
Bethel | 6566_G_7A | 6566 | G | 7A |  | Combustion Turbine | IC Engine |  | Alaska |  | Bethel |  |  | 0.3 |  | 2024 |  |  |  | N | [29 empty] | Alaska Village Elec Coop, Inc | 100 | Alaska Village Elec Coop, Inc | 100 | Regulated | Dropped - in Alaska or in Hawaii or Puerto Rico
Pelican | 6702_G_IC9 | 6702 | G | IC9 |  | Combustion Turbine | IC Engine |  | Alaska |  | Skagway Hoonah Angoon |  |  | 0.2 |  | 2024 |  |  |  | N | [29 empty] | City of Pelican | 100 | City of Pelican | 100 | Regulated | Dropped - in Alaska or in Hawaii or Puerto Rico
King Cove | 7493_G_6 | 7493 | G | 6 |  | Hydro |  |  | Alaska |  | Aleutians East |  |  | 0.4 |  | 2017 |  |  |  | N | [29 empty] | City of King Cove | 100 | City of King Cove | 100 | Regulated | Dropped - in Alaska or in Hawaii or Puerto Rico
Cleveland Works | 10398_G_GENG | 10398 | G | GENG |  | Fossil Waste |  | PJM_ATSI | Ohio | 39 | Cuyahoga | 35 | 39035 | 69.3 |  | 2022 |  |  |  | N | [29 empty] | Cleveland Cliffs | 100 | Cleveland Cliffs | 100 | Non-regulated | Dropped - Plant is identified as onsite because it is a net buyer of electricity in 2021
Biola University Hybrid | 54296_G_EG-2H | 54296 | G | EG-2H |  | Combustion Turbine | IC Engine | WEC_LADW | California | 6 | Los Angeles | 37 | 06037 | 1.5 |  | 2022 |  |  |  | N | [29 empty] | Biola University | 100 | Biola University | 100 | Non-regulated | Dropped - Plant is identified as onsite because it is a net buyer of electricity in 2021
Sinclair Oil Refinery | 54374_G_NO7 | 54374 | G | NO7 |  | Combustion Turbine | IC Engine | WECC_WY | Wyoming | 56 | Carbon | 7 | 56007 | 2.2 |  | 2024 |  |  |  | N | [29 empty] | HF Sinclair Parco Refining LLC | 100 | HF Sinclair Parco Refining LLC | 100 | Non-regulated | Dropped - Plant is identified as onsite because it is a net buyer of electricity in 2021
YKK USA Chestney | 54566_G_SEV2 | 54566 | G | SEV2 |  | Combustion Turbine | IC Engine | S_SOU | Georgia | 13 | Bibb | 21 | 13021 | 0.2 |  | 2023 |  |  |  | N | [29 empty] | YKK USA Inc | 100 | YKK USA Inc | 100 | Non-regulated | Dropped - Plant is identified as onsite because it is a net buyer of electricity in 2021
International Paper Riegelwood Mill | 54656_G_NO4 | 54656 | G | NO4 |  | Non-Fossil Waste |  | S_VACA | North Carolina | 37 | Columbus | 47 | 37047 | 40 |  | 2024 |  |  |  | N | [29 empty] | International Paper Co-Riegelwood | 100 | International Paper Co-Riegelwood | 100 | Non-regulated | Dropped - Plant is identified as onsite because it is a net buyer of electricity in 2021
Wellesley College Central Utility Plant | 54937_G_1122 | 54937 | G | 1122 |  | Combustion Turbine | IC Engine | NENGREST | Massachusetts | 25 | Norfolk | 21 | 25021 | 2 |  | 2021 |  |  |  | N | [29 empty] | Wellesley College | 100 | Wellesley College | 100 | Non-regulated | Dropped - Plant is identified as onsite because it is a net buyer of electricity in 2021
Wellesley College Central Utility Plant | 54937_G_1123 | 54937 | G | 1123 |  | Combustion Turbine | IC Engine | NENGREST | Massachusetts | 25 | Norfolk | 21 | 25021 | 2 |  | 2021 |  |  |  | N | [29 empty] | Wellesley College | 100 | Wellesley College | 100 | Non-regulated | Dropped - Plant is identified as onsite because it is a net buyer of electricity in 2021
Regional Wastewater Control Facility | 56134_G_0601 | 56134 | G | 0601 |  | Combustion Turbine | IC Engine | WEC_CALN | California | 6 | San Joaquin | 77 | 06077 | 3 |  | 2025 |  |  |  | N | [29 empty] | City of Stockton MUD | 100 | City of Stockton MUD | 100 | Non-regulated | Dropped - Plant is identified as onsite because it is a net buyer of electricity in 2021
False Island | 56146_G_4 | 56146 | G | 4 |  | Combustion Turbine | IC Engine |  | Alaska |  | Prince of Wales Ketchikan |  |  | 2.5 |  | 2023 |  |  |  | N | [29 empty] | Alaska Power and Telephone Co | 100 | Alaska Power and Telephone Co | 100 | Regulated | Dropped - in Alaska or in Hawaii or Puerto Rico
Noatak | 57051_G_4A | 57051 | G | 4A |  | Combustion Turbine | IC Engine |  | Alaska |  | Northwest Arctic |  |  | 0.5 |  | 2022 |  |  |  | N | [29 empty] | Alaska Village Elec Coop, Inc | 100 | Alaska Village Elec Coop, Inc | 100 | Regulated | Dropped - in Alaska or in Hawaii or Puerto Rico
Quinhagak | 57057_G_1B | 57057 | G | 1B |  | Combustion Turbine | IC Engine |  | Alaska |  | Bethel |  |  | 0.5 |  | 2023 |  |  |  | N | [29 empty] | Alaska Village Elec Coop, Inc | 100 | Alaska Village Elec Coop, Inc | 100 | Regulated | Dropped - in Alaska or in Hawaii or Puerto Rico
Pilot Station | 57058_G_3A | 57058 | G | 3A |  | Combustion Turbine | IC Engine |  | Alaska |  | Kusilvak |  |  | 0.3 |  | 2022 |  |  |  | N | [29 empty] | Alaska Village Elec Coop, Inc | 100 | Alaska Village Elec Coop, Inc | 100 | Regulated | Dropped - in Alaska or in Hawaii or Puerto Rico
Elim | 57060_G_2A | 57060 | G | 2A |  | Combustion Turbine | IC Engine |  | Alaska |  | Nome |  |  | 0.4 |  | 2024 |  |  |  | N | [29 empty] | Alaska Village Elec Coop, Inc | 100 | Alaska Village Elec Coop, Inc | 100 | Regulated | Dropped - in Alaska or in Hawaii or Puerto Rico
Gambell | 57062_G_1B | 57062 | G | 1B |  | Combustion Turbine | IC Engine |  | Alaska |  | Nome |  |  | 0.5 |  | 2022 |  |  |  | N | [29 empty] | Alaska Village Elec Coop, Inc | 100 | Alaska Village Elec Coop, Inc | 100 | Regulated | Dropped - in Alaska or in Hawaii or Puerto Rico
Kivalina | 57065_G_4A | 57065 | G | 4A |  | Combustion Turbine | IC Engine |  | Alaska |  | Northwest Arctic |  |  | 0.4 |  | 2023 |  |  |  | N | [29 empty] | Alaska Village Elec Coop, Inc | 100 | Alaska Village Elec Coop, Inc | 100 | Regulated | Dropped - in Alaska or in Hawaii or Puerto Rico
Western Sugar Coop - Scottsbluff | 57937_G_SCB-2 | 57937 | G | SCB-2 |  | O/G Steam |  | SPP_NEBR | Nebraska | 31 | Scotts Bluff | 157 | 31157 | 5.6 |  | 2023 |  |  |  | N | [29 empty] | Western Sugar Cooperative | 100 | Western Sugar Cooperative | 100 | Non-regulated | Dropped - Plant is identified as onsite because it is a net buyer of electricity in 2021
BMW Manufacturing Co | 58173_G_ZENPV | 58173 | G | ZENPV |  | Solar PV |  | S_VACA | South Carolina | 45 | Spartanburg | 83 | 45083 | 0.1 |  | 2012 |  |  |  | N | [29 empty] | BMW Manufacturing Co LLC | 100 | BMW Manufacturing Co LLC | 100 | Non-regulated | Dropped - Plant is identified as onsite because it is a net buyer of electricity in 2021
Hoag Hospital Cogen Plant | 58223_G_TESLA | 58223 | G | TESLA |  | Energy Storage |  | WECC_SCE | California | 6 | Orange | 59 | 06059 | 1 |  | 2020 |  |  |  | N | [29 empty] | Hoag Memorial Presbyterian Hospital | 100 | Hoag Memorial Presbyterian Hospital | 100 | Non-regulated | Dropped - Plant is identified as onsite because it is a net buyer of electricity in 2021
Montefieor Medical Center Moses Division | 58507_G_EMG11 | 58507 | G | EMG11 |  | Combustion Turbine | IC Engine | NY_Z_J | New York | 36 | Bronx | 5 | 36005 | 0.6 |  | 1997 |  |  |  | N | [29 empty] | Montefiore Medical Center Moses Division | 100 | Montefiore Medical Center Moses Division | 100 | Non-regulated | Dropped - Plant is identified as onsite because it is a net buyer of electricity in 2021
Montefieor Medical Center Moses Division | 58507_G_EMG12 | 58507 | G | EMG12 |  | Combustion Turbine | IC Engine | NY_Z_J | New York | 36 | Bronx | 5 | 36005 | 0.6 |  | 2016 |  |  |  | N | [29 empty] | Montefiore Medical Center Moses Division | 100 | Montefiore Medical Center Moses Division | 100 | Non-regulated | Dropped - Plant is identified as onsite because it is a net buyer of electricity in 2021
Waxdale | 59448_G_SITEA | 59448 | G | SITEA |  | Solar PV |  | MIS_WUMS | Wisconsin | 55 | Racine | 101 | 55101 | 1.3 |  | 2024 |  |  |  | N | [29 empty] | S.C. Johnson & Son, Inc. | 100 | S.C. Johnson & Son, Inc. | 100 | Non-regulated | Dropped - Plant is identified as onsite because it is a net buyer of electricity in 2021
Waxdale | 59448_G_SITEB | 59448 | G | SITEB |  | Solar PV |  | MIS_WUMS | Wisconsin | 55 | Racine | 101 | 55101 | 0.4 |  | 2024 |  |  |  | N | [29 empty] | S.C. Johnson & Son, Inc. | 100 | S.C. Johnson & Son, Inc. | 100 | Non-regulated | Dropped - Plant is identified as onsite because it is a net buyer of electricity in 2021
Waxdale | 59448_G_SITEC | 59448 | G | SITEC |  | Solar PV |  | MIS_WUMS | Wisconsin | 55 | Racine | 101 | 55101 | 0.4 |  | 2024 |  |  |  | N | [29 empty] | S.C. Johnson & Son, Inc. | 100 | S.C. Johnson & Son, Inc. | 100 | Non-regulated | Dropped - Plant is identified as onsite because it is a net buyer of electricity in 2021
Albany Medical Ctr Cogen Plant | 59453_G_GTG1B | 59453 | G | GTG1B |  | Combustion Turbine |  | NY_Z_F | New York | 36 | Albany | 1 | 36001 | 4 |  | 2024 |  |  |  | N | [29 empty] | Albany Medical Center | 100 | Albany Medical Center | 100 | Non-regulated | Dropped - Plant is identified as onsite because it is a net buyer of electricity in 2021
Heartland Community College | 59776_G_SO1 | 59776 | G | SO1 |  | Solar PV |  | PJM_COMD | Illinois | 17 | McLean | 113 | 17113 | 0.2 |  | 2024 |  |  |  | N | [29 empty] | Heartland Community College | 100 | Heartland Community College | 100 | Non-regulated | Dropped - Plant is identified as onsite because it is a net buyer of electricity in 2021
New Stuyahok | 60245_G_2A | 60245 | G | 2A |  | Combustion Turbine | IC Engine |  | Alaska |  | Dillingham |  |  | 0.4 |  | 2023 |  |  |  | N | [29 empty] | Alaska Village Elec Coop, Inc | 100 | Alaska Village Elec Coop, Inc | 100 | Regulated | Dropped - in Alaska or in Hawaii or Puerto Rico
NYC-HH - CONEY ISLAND HOSPITAL | 61413_G_RBG | 61413 | G | RBG |  | Combustion Turbine | IC Engine | NY_Z_J | New York | 36 | Kings | 47 | 36047 | 2.5 |  | 2022 |  |  |  | N | [29 empty] | NYC-HH Coney Island Hospital | 100 | NYC-HH Coney Island Hospital | 100 | Non-regulated | Dropped - Plant is identified as onsite because it is a net buyer of electricity in 2021
NYC-HH - CONEY ISLAND HOSPITAL | 61413_G_RBG1 | 61413 | G | RBG1 |  | Combustion Turbine | IC Engine | NY_Z_J | New York | 36 | Kings | 47 | 36047 | 2.5 |  | 2022 |  |  |  | N | [29 empty] | NYC-HH Coney Island Hospital | 100 | NYC-HH Coney Island Hospital | 100 | Non-regulated | Dropped - Plant is identified as onsite because it is a net buyer of electricity in 2021
The Mount Sinai Hospital | 61416_G_5EAST | 61416 | G | 5EAST |  | Combustion Turbine | IC Engine | NY_Z_J | New York | 36 | New York | 61 | 36061 | 0.4 |  | 2022 |  |  |  | N | [29 empty] | Mount Sinai Hospital | 100 | Mount Sinai Hospital | 100 | Non-regulated | Dropped - Plant is identified as onsite because it is a net buyer of electricity in 2021
CoreSite Real Estate 3032 Coronado, L.P. | 61482_G_G-11 | 61482 | G | G-11 |  | Combustion Turbine | IC Engine | WEC_CALN | California | 6 | Santa Clara | 85 | 06085 | 3 |  | 2015 |  |  |  | N | [29 empty] | CoreSite Real Estate 3032 Coronado, L.P. | 100 | CoreSite Real Estate 3032 Coronado, L.P. | 100 | Non-regulated | Dropped - Plant is identified as onsite because it is a net buyer of electricity in 2021
CoreSite Real Estate 3032 Coronado, L.P. | 61482_G_G-12 | 61482 | G | G-12 |  | Combustion Turbine | IC Engine | WEC_CALN | California | 6 | Santa Clara | 85 | 06085 | 3 |  | 2015 |  |  |  | N | [29 empty] | CoreSite Real Estate 3032 Coronado, L.P. | 100 | CoreSite Real Estate 3032 Coronado, L.P. | 100 | Non-regulated | Dropped - Plant is identified as onsite because it is a net buyer of electricity in 2021
CoreSite Real Estate 3032 Coronado, L.P. | 61482_G_S-13 | 61482 | G | S-13 |  | Combustion Turbine | IC Engine | WEC_CALN | California | 6 | Santa Clara | 85 | 06085 | 3 |  | 2015 |  |  |  | N | [29 empty] | CoreSite Real Estate 3032 Coronado, L.P. | 100 | CoreSite Real Estate 3032 Coronado, L.P. | 100 | Non-regulated | Dropped - Plant is identified as onsite because it is a net buyer of electricity in 2021
Slana Generating Station | 61685_G_4A | 61685 | G | 4A |  | Combustion Turbine | IC Engine |  | Alaska |  | Southeast Fairbanks |  |  | 0.4 |  | 2024 |  |  |  | N | [29 empty] | Alaska Power and Telephone Co | 100 | Alaska Power and Telephone Co | 100 | Regulated | Dropped - in Alaska or in Hawaii or Puerto Rico
Lockheed Martin Solar | 61694_G_35540 | 61694 | G | 35540 |  | Combustion Turbine | IC Engine | FRCC | Florida | 12 | Orange | 95 | 12095 | 0.1 |  | 2005 |  |  |  | N | [29 empty] | Lockheed Martin RMS | 100 | Lockheed Martin RMS | 100 | Non-regulated | Dropped - Plant is identified as onsite because it is a net buyer of electricity in 2021
Lockheed Martin Solar | 61694_G_35541 | 61694 | G | 35541 |  | Combustion Turbine | IC Engine | FRCC | Florida | 12 | Orange | 95 | 12095 | 0.4 |  | 1998 |  |  |  | N | [29 empty] | Lockheed Martin RMS | 100 | Lockheed Martin RMS | 100 | Non-regulated | Dropped - Plant is identified as onsite because it is a net buyer of electricity in 2021
Lockheed Martin Solar | 61694_G_35543 | 61694 | G | 35543 |  | Combustion Turbine | IC Engine | FRCC | Florida | 12 | Orange | 95 | 12095 | 0.1 |  | 2005 |  |  |  | N | [29 empty] | Lockheed Martin RMS | 100 | Lockheed Martin RMS | 100 | Non-regulated | Dropped - Plant is identified as onsite because it is a net buyer of electricity in 2021
Lockheed Martin Solar | 61694_G_38471 | 61694 | G | 38471 |  | Combustion Turbine | IC Engine | FRCC | Florida | 12 | Orange | 95 | 12095 | 0.8 |  | 2020 |  |  |  | N | [29 empty] | Lockheed Martin RMS | 100 | Lockheed Martin RMS | 100 | Non-regulated | Dropped - Plant is identified as onsite because it is a net buyer of electricity in 2021
Lockheed Martin Solar | 61694_G_38742 | 61694 | G | 38742 |  | Combustion Turbine | IC Engine | FRCC | Florida | 12 | Orange | 95 | 12095 | 0.2 |  | 2020 |  |  |  | N | [29 empty] | Lockheed Martin RMS | 100 | Lockheed Martin RMS | 100 | Non-regulated | Dropped - Plant is identified as onsite because it is a net buyer of electricity in 2021
Lockheed Martin Solar | 61694_G_38743 | 61694 | G | 38743 |  | Combustion Turbine | IC Engine | FRCC | Florida | 12 | Orange | 95 | 12095 | 0.2 |  | 2020 |  |  |  | N | [29 empty] | Lockheed Martin RMS | 100 | Lockheed Martin RMS | 100 | Non-regulated | Dropped - Plant is identified as onsite because it is a net buyer of electricity in 2021
Lockheed Martin Solar | 61694_G_38746 | 61694 | G | 38746 |  | Combustion Turbine | IC Engine | FRCC | Florida | 12 | Orange | 95 | 12095 | 0.2 |  | 2020 |  |  |  | N | [29 empty] | Lockheed Martin RMS | 100 | Lockheed Martin RMS | 100 | Non-regulated | Dropped - Plant is identified as onsite because it is a net buyer of electricity in 2021
Brooklyn Hospital Center | 62002_G_C18 | 62002 | G | C18 |  | Combustion Turbine | IC Engine | NY_Z_J | New York | 36 | Kings | 47 | 36047 | 0.6 |  | 2019 |  |  |  | N | [29 empty] | Brooklyn Hospital Center | 100 | Brooklyn Hospital Center | 100 | Non-regulated | Dropped - Plant is identified as onsite because it is a net buyer of electricity in 2021
Regeneron Pharmaceuticals Inc. | 62423_G_B17PV | 62423 | G | B17PV |  | Solar PV |  | NY_Z_G-I | New York | 36 | Westchester | 119 | 36119 | 0.1 |  | 2024 |  |  |  | N | [29 empty] | Regeneron Pharmaceuticals Inc. | 100 | Regeneron Pharmaceuticals Inc. | 100 | Non-regulated | Dropped - Plant is identified as onsite because it is a net buyer of electricity in 2021
Regeneron Pharmaceuticals Inc. | 62423_G_P19PV | 62423 | G | P19PV |  | Solar PV |  | NY_Z_G-I | New York | 36 | Westchester | 119 | 36119 | 0.8 |  | 2023 |  |  |  | N | [29 empty] | Regeneron Pharmaceuticals Inc. | 100 | Regeneron Pharmaceuticals Inc. | 100 | Non-regulated | Dropped - Plant is identified as onsite because it is a net buyer of electricity in 2021
Regeneron Pharmaceuticals Inc. | 62423_G_P9PV | 62423 | G | P9PV |  | Solar PV |  | NY_Z_G-I | New York | 36 | Westchester | 119 | 36119 | 0.5 |  | 2023 |  |  |  | N | [29 empty] | Regeneron Pharmaceuticals Inc. | 100 | Regeneron Pharmaceuticals Inc. | 100 | Non-regulated | Dropped - Plant is identified as onsite because it is a net buyer of electricity in 2021
St. Joseph Hospital | 62452_G_KH200 | 62452 | G | KH200 |  | Combustion Turbine | IC Engine | NY_Z_G-I | New York | 36 | Westchester | 119 | 36119 | 0.2 |  | 2024 |  |  |  | N | [29 empty] | St. Joseph Hospital (NY) | 100 | St. Joseph Hospital (NY) | 100 | Non-regulated | Dropped - Plant is identified as onsite because it is a net buyer of electricity in 2021
Epic Verona | 62676_G_G304 | 62676 | G | G304 |  | Combustion Turbine | IC Engine | MIS_WUMS | Wisconsin | 55 | Dane | 25 | 55025 | 2.3 |  | 2021 |  |  |  | N | [29 empty] | Epic Hosting, LLC | 100 | Epic Hosting, LLC | 100 | Non-regulated | Dropped - Plant is identified as onsite because it is a net buyer of electricity in 2021
Parking Lot Array | 63294_G_EUPV | 63294 | G | EUPV |  | Solar PV |  | PJM_West | Ohio | 39 | Hamilton | 61 | 39061 | 2.3 |  | 2024 |  |  |  | N | [29 empty] | Cincinnati Zoo & Botanical Garden | 100 | Cincinnati Zoo & Botanical Garden | 100 | Non-regulated | Dropped - Plant is identified as onsite because it is a net buyer of electricity in 2021
Stamford Health | 64515_G_FC | 64515 | G | FC |  | Fuel Cell |  | NENG_CT | Connecticut | 9 | Fairfield | 1 | 09001 | 2 |  | 2023 |  |  |  | N | [29 empty] | Stamford Health Systems, Inc. | 100 | Stamford Health Systems, Inc. | 100 | Non-regulated | Dropped - Plant is identified as onsite because it is a net buyer of electricity in 2021
Houston Solar | 66887_G_HOU | 66887 | G | HOU |  | Solar PV |  |  | Alaska |  | Matanuska Susitna |  |  | 6 |  | 2023 |  |  |  | N | [29 empty] | Energy 49, LLC | 100 | Energy 49, LLC | 100 | Non-regulated | Dropped - in Alaska or in Hawaii or Puerto Rico
Kuihelani Substation | 68447_G_DG1 | 68447 | G | DG1 |  | Combustion Turbine | IC Engine |  | Hawaii |  | Maui |  |  | 1 |  | 2023 |  |  |  | N | [29 empty] | Maui Electric Co Ltd | 100 | Maui Electric Co Ltd | 100 | Regulated | Dropped - in Alaska or in Hawaii or Puerto Rico
Mauna Loa Macadamia Nut | 68605_G_3146B | 68605 | G | 3146B |  | Energy Storage |  |  | Hawaii |  | Hawaii |  |  | 0.5 |  | 2021 |  |  |  | N | [29 empty] | Macadamia Nut Road Solar Project 2019 | 100 | Macadamia Nut Road Solar Project 2019 | 100 | Non-regulated | Dropped - in Alaska or in Hawaii or Puerto Rico
Mauna Loa Macadamia Nut | 68605_G_3146G | 68605 | G | 3146G |  | Solar PV |  |  | Hawaii |  | Hawaii |  |  | 0.8 |  | 2021 |  |  |  | N | [29 empty] | Macadamia Nut Road Solar Project 2019 | 100 | Macadamia Nut Road Solar Project 2019 | 100 | Non-regulated | Dropped - in Alaska or in Hawaii or Puerto Rico
International Battery Substation (IBSS) | 68611_G_IBSS | 68611 | G | IBSS |  | Energy Storage |  |  | Alaska |  | Anchorage |  |  | 40 |  | 2024 |  |  |  | N | [29 empty] | Chugach Electric Assn Inc | 75 | Chugach Electric Assn Inc | 75 | Regulated | Dropped - in Alaska or in Hawaii or Puerto Rico
Punta Lima Wind Farm | 61132_G_WTGS2 | 61132 | G | WTGS2 |  | Onshore Wind |  |  | Puerto Rico |  | Naguabo |  |  | 26 |  | 2024 |  |  |  | N | [29 empty] | Punta Lima Wind Farm, LLC | 100 | Punta Lima Wind Farm, LLC | 100 |  | Dropped - in Alaska or in Hawaii or Puerto Rico
Cervecera de Puerto Rico | 62410_G_CDG01 | 62410 | G | CDG01 |  | Combustion Turbine | IC Engine |  | Puerto Rico |  | Mayaguez |  |  | 0.7 |  | 2024 |  |  |  | N | [29 empty] | Cervecera de Puerto Rico | 100 | Cervecera de Puerto Rico | 100 |  | Dropped - in Alaska or in Hawaii or Puerto Rico
Cervecera de Puerto Rico | 62410_G_CDG02 | 62410 | G | CDG02 |  | Combustion Turbine | IC Engine |  | Puerto Rico |  | Mayaguez |  |  | 0.7 |  | 2024 |  |  |  | N | [29 empty] | Cervecera de Puerto Rico | 100 | Cervecera de Puerto Rico | 100 |  | Dropped - in Alaska or in Hawaii or Puerto Rico
Hewlett Packard Puerto Rico | 66127_G_ESS | 66127 | G | ESS |  | Energy Storage |  |  | Puerto Rico |  | Aguadilla |  |  | 2 |  | 2022 |  |  |  | N | [29 empty] | Hewlett Packard Puerto Rico B.V. | 100 | Hewlett Packard Puerto Rico B.V. | 100 |  | Dropped - in Alaska or in Hawaii or Puerto Rico
Lilly del Caribe PR01 | 66319_G_511B | 66319 | G | 511B |  | Combustion Turbine | IC Engine |  | Puerto Rico |  | Carolina |  |  | 0.8 |  | 1991 |  |  |  | N | [29 empty] | Lilly del Caribe | 100 | Lilly del Caribe | 100 |  | Dropped - in Alaska or in Hawaii or Puerto Rico
Lilly del Caribe PR01 | 66319_G_511C | 66319 | G | 511C |  | Combustion Turbine | IC Engine |  | Puerto Rico |  | Carolina |  |  | 0.4 |  | 1991 |  |  |  | N | [29 empty] | Lilly del Caribe | 100 | Lilly del Caribe | 100 |  | Dropped - in Alaska or in Hawaii or Puerto Rico
Lilly del Caribe PR01 | 66319_G_511D | 66319 | G | 511D |  | Combustion Turbine | IC Engine |  | Puerto Rico |  | Carolina |  |  | 1.6 |  | 2001 |  |  |  | N | [29 empty] | Lilly del Caribe | 100 | Lilly del Caribe | 100 |  | Dropped - in Alaska or in Hawaii or Puerto Rico
Lilly del Caribe PR01 | 66319_G_G-101 | 66319 | G | G-101 |  | Combustion Turbine | IC Engine |  | Puerto Rico |  | Carolina |  |  | 2.3 |  | 2004 |  |  |  | N | [29 empty] | Lilly del Caribe | 100 | Lilly del Caribe | 100 |  | Dropped - in Alaska or in Hawaii or Puerto Rico
Lilly del Caribe PR01 | 66319_G_G-102 | 66319 | G | G-102 |  | Combustion Turbine | IC Engine |  | Puerto Rico |  | Carolina |  |  | 2.3 |  | 2004 |  |  |  | N | [29 empty] | Lilly del Caribe | 100 | Lilly del Caribe | 100 |  | Dropped - in Alaska or in Hawaii or Puerto Rico
Lilly del Caribe PR01 | 66319_G_G-103 | 66319 | G | G-103 |  | Combustion Turbine | IC Engine |  | Puerto Rico |  | Carolina |  |  | 2.3 |  | 2008 |  |  |  | N | [29 empty] | Lilly del Caribe | 100 | Lilly del Caribe | 100 |  | Dropped - in Alaska or in Hawaii or Puerto Rico
Lilly del Caribe PR01 | 66319_G_G-104 | 66319 | G | G-104 |  | Combustion Turbine | IC Engine |  | Puerto Rico |  | Carolina |  |  | 2.5 |  | 2016 |  |  |  | N | [29 empty] | Lilly del Caribe | 100 | Lilly del Caribe | 100 |  | Dropped - in Alaska or in Hawaii or Puerto Rico
Lilly del Caribe PR01 | 66319_G_PV-1 | 66319 | G | PV-1 |  | Solar PV |  |  | Puerto Rico |  | Carolina |  |  | 2 |  | 2023 |  |  |  | N | [29 empty] | Lilly del Caribe | 100 | Lilly del Caribe | 100 |  | Dropped - in Alaska or in Hawaii or Puerto Rico
Lilly del Caribe PR01 | 66319_G_U0242 | 66319 | G | U0242 |  | Combustion Turbine | IC Engine |  | Puerto Rico |  | Carolina |  |  | 2 |  | 2006 |  |  |  | N | [29 empty] | Lilly del Caribe | 100 | Lilly del Caribe | 100 |  | Dropped - in Alaska or in Hawaii or Puerto Rico
Lilly del Caribe PR01 | 66319_G_U0243 | 66319 | G | U0243 |  | Combustion Turbine | IC Engine |  | Puerto Rico |  | Carolina |  |  | 2 |  | 2006 |  |  |  | N | [29 empty] | Lilly del Caribe | 100 | Lilly del Caribe | 100 |  | Dropped - in Alaska or in Hawaii or Puerto Rico
Lilly del Caribe PR01 | 66319_G_U0244 | 66319 | G | U0244 |  | Combustion Turbine | IC Engine |  | Puerto Rico |  | Carolina |  |  | 2 |  | 2006 |  |  |  | N | [29 empty] | Lilly del Caribe | 100 | Lilly del Caribe | 100 |  | Dropped - in Alaska or in Hawaii or Puerto Rico
Lilly del Caribe PR01 | 66319_G_Y6140 | 66319 | G | Y6140 |  | Combustion Turbine | IC Engine |  | Puerto Rico |  | Carolina |  |  | 9.4 |  | 2021 |  |  |  | N | [29 empty] | Lilly del Caribe | 100 | Lilly del Caribe | 100 |  | Dropped - in Alaska or in Hawaii or Puerto Rico
Baxter Healthcare Aibonito CHP Plant | 68024_G_CHP01 | 68024 | G | CHP01 |  | Combustion Turbine | IC Engine |  | Puerto Rico |  | Aibonito |  |  | 1.4 |  | 2023 |  |  |  | N | [29 empty] | Baxter Healthcare Corporation of Puerto Rico | 100 | Baxter Healthcare Corporation of Puerto Rico | 100 |  | Dropped - in Alaska or in Hawaii or Puerto Rico
Baxter Healthcare Aibonito CHP Plant | 68024_G_CHP02 | 68024 | G | CHP02 |  | Combustion Turbine | IC Engine |  | Puerto Rico |  | Aibonito |  |  | 1.4 |  | 2023 |  |  |  | N | [29 empty] | Baxter Healthcare Corporation of Puerto Rico | 100 | Baxter Healthcare Corporation of Puerto Rico | 100 |  | Dropped - in Alaska or in Hawaii or Puerto Rico
Baxter Healthcare Aibonito CHP Plant | 68024_G_CHP03 | 68024 | G | CHP03 |  | Combustion Turbine | IC Engine |  | Puerto Rico |  | Aibonito |  |  | 1.4 |  | 2023 |  |  |  | N | [29 empty] | Baxter Healthcare Corporation of Puerto Rico | 100 | Baxter Healthcare Corporation of Puerto Rico | 100 |  | Dropped - in Alaska or in Hawaii or Puerto Rico
Baxter Healthcare Aibonito CHP Plant | 68024_G_ESTR1 | 68024 | G | ESTR1 |  | Energy Storage |  |  | Puerto Rico |  | Aibonito |  |  | 2 |  | 2023 |  |  |  | N | [29 empty] | Baxter Healthcare Corporation of Puerto Rico | 100 | Baxter Healthcare Corporation of Puerto Rico | 100 |  | Dropped - in Alaska or in Hawaii or Puerto Rico
Baxter Jayuya | 68187_G_CG1 | 68187 | G | CG1 |  | Combustion Turbine | IC Engine |  | Puerto Rico |  | San Juan |  |  | 1.4 |  | 2023 |  |  |  | N | [29 empty] | Baxter Healthcare of Puerto Rico/Jayuya | 100 | Baxter Healthcare of Puerto Rico/Jayuya | 100 |  | Dropped - in Alaska or in Hawaii or Puerto Rico
Baxter Jayuya | 68187_G_CG2 | 68187 | G | CG2 |  | Combustion Turbine | IC Engine |  | Puerto Rico |  | San Juan |  |  | 1.4 |  | 2023 |  |  |  | N | [29 empty] | Baxter Healthcare of Puerto Rico/Jayuya | 100 | Baxter Healthcare of Puerto Rico/Jayuya | 100 |  | Dropped - in Alaska or in Hawaii or Puerto Rico
Baxter Jayuya | 68187_G_ESS | 68187 | G | ESS |  | Energy Storage |  |  | Puerto Rico |  | San Juan |  |  | 2 |  | 2023 |  |  |  | N | [29 empty] | Baxter Healthcare of Puerto Rico/Jayuya | 100 | Baxter Healthcare of Puerto Rico/Jayuya | 100 |  | Dropped - in Alaska or in Hawaii or Puerto Rico
Elkton | 52148_G_GEN10 | 52148 | G | GEN10 |  | Combustion Turbine | IC Engine | PJM_Dom | Virginia | 51 | Rockingham | 165 | 51165 | 2 |  | 2025 |  |  |  | N | [29 empty] | Merck & Co Inc | 100 | Merck & Co Inc | 100 | Non-regulated | Dropped - Plant is identified as onsite because it is a net buyer of electricity in 2021
Corpus Refinery | 50026_G_SOLAR | 50026 | G | SOLAR |  | Solar PV |  | ERC_REST | Texas | 48 | Nueces | 355 | 48355 | 27.5 |  | 2025 |  |  |  | N | [29 empty] | Flint Hills Resources Corpus Christi LLC | 100 | Flint Hills Resources Corpus Christi LLC | 100 | Non-regulated | Dropped - Plant is identified as onsite because it is a net buyer of electricity in 2021
Overlook Medical Center | 62622_G_CHPS4 | 62622 | G | CHPS4 |  | Combustion Turbine | IC Engine | PJM_EMAC | New Jersey | 34 | Union | 39 | 34039 | 2.6 |  | 2025 |  |  |  | N | [29 empty] | Overlook Medical Center | 100 | Overlook Medical Center | 100 | Non-regulated | Dropped - Plant is identified as onsite because it is a net buyer of electricity in 2021
Bethel | 6566_G_8 | 6566 | G | 8 |  | Combustion Turbine | IC Engine |  | Alaska |  | Bethel |  |  | 2.9 |  | 2025 |  |  |  | N | [29 empty] | Alaska Village Elec Coop, Inc | 100 | Alaska Village Elec Coop, Inc | 100 | Regulated | Dropped - in Alaska or in Hawaii or Puerto Rico
Elk Basin Gasoline Plant | 52127_G_EMGEN | 52127 | G | EMGEN |  | Combustion Turbine | IC Engine | WECC_WY | Wyoming | 56 | Park | 29 | 56029 | 0.5 |  | 2025 |  |  |  | N | [29 empty] | Contango Oil and Gas | 64 | Contango Oil and Gas | 64 | Non-regulated | Dropped - Plant is identified as onsite because it is a net buyer of electricity in 2021
Blacksand Generating Facility | 56090_G_D191 | 56090 | G | D191 |  | Combustion Turbine |  | WECC_SCE | California | 6 | Orange | 59 | 06059 | 0.8 |  | 2025 |  |  |  | N | [29 empty] | Bridge Energy LLC | 100 | Bridge Energy LLC | 100 | Non-regulated | Dropped - Planned unit whose status does not meet NEEDS criteria
Blacksand Generating Facility | 56090_G_D192 | 56090 | G | D192 |  | Combustion Turbine |  | WECC_SCE | California | 6 | Orange | 59 | 06059 | 0.8 |  | 2025 |  |  |  | N | [29 empty] | Bridge Energy LLC | 100 | Bridge Energy LLC | 100 | Non-regulated | Dropped - Planned unit whose status does not meet NEEDS criteria
McGinness Hills 3 | 61912_G_MHSOL | 61912 | G | MHSOL |  | Solar PV |  | WECC_NNV | Nevada | 32 | Lander | 15 | 32015 | 14 |  | 2025 |  |  |  | N | [29 empty] | Ormat Nevada Inc | 100 | Ormat Nevada Inc | 100 | Non-regulated | Dropped - Planned unit whose status does not meet NEEDS criteria
Crawfordsville Power Plant | 1024_G_8 | 1024 | G | 8 |  | Combined Cycle |  | MIS_INKY | Indiana | 18 | Montgomery | 107 | 18107 | 16.3 |  | 2025 |  |  |  | N | [29 empty] | Crawfordsville Energy LLC | 100 | Crawfordsville Energy LLC | 100 | Non-regulated | Dropped - Planned unit whose status does not meet NEEDS criteria
Coyote Springs (TX) | 65811_G_CYSTD | 65811 | G | CYSTD |  | Combustion Turbine | IC Engine | ERC_WEST | Texas | 48 | Reeves | 389 | 48389 | 9.9 |  | 2025 |  |  |  | N | [29 empty] | Manulife Infrastructure II Holdings A, L.P. | 53.23 | Manulife Infrastructure II Holdings A, L.P. | 53.23 | Non-regulated | Dropped - Planned unit whose status does not meet NEEDS criteria
Saddleback | 65834_G_SDBTD | 65834 | G | SDBTD |  | Combustion Turbine | IC Engine | ERC_WEST | Texas | 48 | Reeves | 389 | 48389 | 9.9 |  | 2025 |  |  |  | N | [29 empty] | Manulife Infrastructure II Holdings A, L.P. | 53.23 | Manulife Infrastructure II Holdings A, L.P. | 53.23 | Non-regulated | Dropped - Planned unit whose status does not meet NEEDS criteria
Lilly Pond Road Solar 1, LLC | 67623_G_11111 | 67623 | G | 11111 |  | Solar PV |  | PJM_COMD | Illinois | 17 | McHenry | 111 | 17111 | 2 |  | 2025 |  |  |  | N | [29 empty] | Generate C&I Warehouse, LLC | 100 | Generate C&I Warehouse, LLC | 100 | Non-regulated | Dropped - Planned unit whose status does not meet NEEDS criteria
Gillard | 67637_G_GILLD | 67637 | G | GILLD |  | Solar PV |  | PJM_COMD | Illinois | 17 | Grundy | 63 | 17063 | 5 |  | 2025 |  |  |  | N | [29 empty] | Cypress Creek Renewables | 100 | Cypress Creek Renewables | 100 | Non-regulated | Dropped - Planned unit whose status does not meet NEEDS criteria
Varnsen | 67645_G_TWNDA | 67645 | G | TWNDA |  | Solar PV |  | PJM_COMD | Illinois | 17 | Winnebago | 201 | 17201 | 5 |  | 2025 |  |  |  | N | [29 empty] | Cypress Creek Renewables | 100 | Cypress Creek Renewables | 100 | Non-regulated | Dropped - Planned unit whose status does not meet NEEDS criteria
Solar Star 3 | 68240_G_SS3BT | 68240 | G | SS3BT |  | Energy Storage |  | WECC_SCE | California | 6 | Kern | 29 | 06029 | 23 |  | 2025 |  |  |  | N | [29 empty] | Solar Star 3, LLC | 100 | Solar Star 3, LLC | 100 | Non-regulated | Dropped - Planned unit whose status does not meet NEEDS criteria
Solar Star 3 | 68240_G_SS3PV | 68240 | G | SS3PV |  | Solar PV |  | WECC_SCE | California | 6 | Kern | 29 | 06029 | 24 |  | 2025 |  |  |  | N | [29 empty] | Solar Star 3, LLC | 100 | Solar Star 3, LLC | 100 | Non-regulated | Dropped - Planned unit whose status does not meet NEEDS criteria
Solar Star 4 | 68241_G_SS4BT | 68241 | G | SS4BT |  | Energy Storage |  | WECC_SCE | California | 6 | Kern | 29 | 06029 | 23 |  | 2025 |  |  |  | N | [29 empty] | Solar Star 4, LLC | 100 | Solar Star 4, LLC | 100 | Non-regulated | Dropped - Planned unit whose status does not meet NEEDS criteria
Solar Star 4 | 68241_G_SS4PV | 68241 | G | SS4PV |  | Solar PV |  | WECC_SCE | California | 6 | Kern | 29 | 06029 | 24 |  | 2025 |  |  |  | N | [29 empty] | Solar Star 4, LLC | 100 | Solar Star 4, LLC | 100 | Non-regulated | Dropped - Planned unit whose status does not meet NEEDS criteria
Pleasantville Solar Park | 68880_G_PVSI | 68880 | G | PVSI |  | Solar PV |  | MIS_IL | Illinois | 17 | Fulton | 57 | 17057 | 150 |  | 2025 |  |  |  | N | [29 empty] | Pleasantville Solar Park LLC | 100 | Pleasantville Solar Park LLC | 100 | Non-regulated | Dropped - Planned unit whose status does not meet NEEDS criteria
Lockheed Martin Solar | 61694_G_E6CRT | 61694 | G | E6CRT |  | Combustion Turbine | IC Engine | FRCC | Florida | 12 | Orange | 95 | 12095 | 1 |  | 2025 |  |  |  | N | [29 empty] | Lockheed Martin RMS | 100 | Lockheed Martin RMS | 100 | Non-regulated | Dropped - Plant is identified as onsite because it is a net buyer of electricity in 2021
USNY - Markham Hollow Rd - 001 | 67223_G_SUNYF | 67223 | G | SUNYF |  | Solar PV |  | NY_Z_C&E | New York | 36 | Onondaga | 67 | 36067 | 20 |  | 2025 |  |  |  | N | [29 empty] | Abundant Solar Power Inc. | 100 | Abundant Solar Power Inc. | 100 | Non-regulated | Dropped - Planned unit whose status does not meet NEEDS criteria
TX Nazareth Solar | 67575_G_NZRTH | 67575 | G | NZRTH |  | Solar PV |  | ERC_PHDL | Texas | 48 | Swisher | 437 | 48437 | 201 |  | 2025 |  |  |  | N | [29 empty] | Vesper Energy Development LLC | 100 | Vesper Energy Development LLC | 100 | Non-regulated | Dropped - Planned unit whose status does not meet NEEDS criteria
Leatherleaf | 67639_G_LLEAF | 67639 | G | LLEAF |  | Solar PV |  | NY_Z_B | New York | 36 | Genesee | 37 | 36037 | 5 |  | 2025 |  |  |  | N | [29 empty] | Cypress Creek Renewables | 100 | Cypress Creek Renewables | 100 | Non-regulated | Dropped - Planned unit whose status does not meet NEEDS criteria
Solitude | 67643_G_SOLIT | 67643 | G | SOLIT |  | Solar PV |  | PJM_COMD | Illinois | 17 | LaSalle | 99 | 17099 | 5 |  | 2025 |  |  |  | N | [29 empty] | Cypress Creek Renewables | 100 | Cypress Creek Renewables | 100 | Non-regulated | Dropped - Planned unit whose status does not meet NEEDS criteria
Kinglet | 67647_G_KINGL | 67647 | G | KINGL |  | Solar PV |  | PJM_Dom | Virginia | 51 | Stafford | 179 | 51179 | 5 |  | 2025 |  |  |  | N | [29 empty] | Cypress Creek Renewables | 100 | Cypress Creek Renewables | 100 | Non-regulated | Dropped - Planned unit whose status does not meet NEEDS criteria
Clermont Solar LLC | 67870_G_ENX34 | 67870 | G | ENX34 |  | Solar PV |  | PJM_AP | Pennsylvania | 42 | McKean | 83 | 42083 | 120 |  | 2025 |  |  |  | N | [29 empty] | Clermont Solar, LLC | 100 | Clermont Solar, LLC | 100 | Non-regulated | Dropped - Planned unit whose status does not meet NEEDS criteria
Willow Creek Wind (OK) | 67960_G_WCW01 | 67960 | G | WCW01 |  | Onshore Wind |  | SPP_WEST | Oklahoma | 40 | Noble | 103 | 40103 | 220 |  | 2025 |  |  |  | N | [29 empty] | Willow Creek Wind LLC | 100 | Willow Creek Wind LLC | 100 | Non-regulated | Dropped - Planned unit whose status does not meet NEEDS criteria
Montpelier Solar Project | 68062_G_MPLR | 68062 | G | MPLR |  | Solar PV |  | PJM_ATSI | Ohio | 39 | Williams | 171 | 39171 | 49 |  | 2025 |  |  |  | N | [29 empty] | Montpelier Solar, LLC | 100 | Montpelier Solar, LLC | 100 | Non-regulated | Dropped - Planned unit whose status does not meet NEEDS criteria
Thoroughbred Solar | 68087_G_TBS1 | 68087 | G | TBS1 |  | Solar PV |  | S_C_KY | Kentucky | 21 | Hart | 99 | 21099 | 50 |  | 2025 |  |  |  | N | [29 empty] | Leeward Asset Management, LLC | 100 | Leeward Asset Management, LLC | 100 | Non-regulated | Dropped - Planned unit whose status does not meet NEEDS criteria
Box Canyon (AZ) | 68281_G_BOCA2 | 68281 | G | BOCA2 |  | Energy Storage |  | WECC_AZ | Arizona | 4 | Pinal | 21 | 04021 | 300 |  | 2025 |  |  |  | N | [29 empty] | WestDevCo bn, LLC | 50 | WestDevCo bn, LLC | 50 | Non-regulated | Dropped - Planned unit whose status does not meet NEEDS criteria
Ameresco Ox Mountain | 56895_G_7 | 56895 | G | 7 |  | Landfill Gas |  | WEC_CALN | California | 6 | San Mateo | 81 | 06081 | 2.8 |  | 2026 |  |  |  | N | [29 empty] | AMERESCO Ox Mountain Energy LLC | 100 | AMERESCO Ox Mountain Energy LLC | 100 | Non-regulated | Dropped - Planned unit whose status does not meet NEEDS criteria
Bullard Garden | 67887_G_MNC09 | 67887 | G | MNC09 |  | Solar PV |  | MIS_MNWI | Minnesota | 27 | Goodhue | 49 | 27049 | 0.9 |  | 2026 |  |  |  | N | [29 empty] | Bullard Garden LLC | 100 | Bullard Garden LLC | 100 | Non-regulated | Dropped - Planned unit whose status does not meet NEEDS criteria
Maryland Line Road Solar | 68212_G_MDLN | 68212 | G | MDLN |  | Solar PV |  | PJM_EMAC | Delaware | 10 | New Castle | 3 | 10003 | 2.5 |  | 2026 |  |  |  | N | [29 empty] | ReWild Renewables, LLC | 100 | ReWild Renewables, LLC | 100 | Non-regulated | Dropped - Planned unit whose status does not meet NEEDS criteria
Pineview Solar, LLC | 68549_G_PNVW1 | 68549 | G | PNVW1 |  | Solar PV |  | S_SOU | Georgia | 13 | Wilcox | 315 | 13315 | 80 |  | 2026 |  |  |  | N | [29 empty] | Linea Energy Development Co LLC | 100 | Linea Energy Development Co LLC | 100 | Non-regulated | Dropped - Planned unit whose status does not meet NEEDS criteria
West Point (PA) | 52149_G_GEN21 | 52149 | G | GEN21 |  | Combustion Turbine | IC Engine | PJM_EMAC | Pennsylvania | 42 | Montgomery | 91 | 42091 | 2.5 |  | 2026 |  |  |  | N | [29 empty] | Merck & Co Inc-West Point | 100 | Merck & Co Inc-West Point | 100 | Non-regulated | Dropped - Plant is identified as onsite because it is a net buyer of electricity in 2021
Sundance (CO) | 67666_G_SUNDN | 67666 | G | SUNDN |  | Solar PV |  | WECC_CO | Colorado | 8 | Elbert | 39 | 08039 | 74.9 |  | 2026 |  |  |  | N | [29 empty] | Cypress Creek Renewables | 100 | Cypress Creek Renewables | 100 | Non-regulated | Dropped - Planned unit whose status does not meet NEEDS criteria
Port Allen (HI) | 6474_G_BBA9 | 6474 | G | BBA9 |  | Energy Storage |  |  | Hawaii |  | Kauai |  |  | 6 |  | 2026 |  |  |  | N | [29 empty] | Kauai Island Utility Cooperative | 100 | Kauai Island Utility Cooperative | 100 | Regulated | Dropped - in Alaska or in Hawaii or Puerto Rico
KRS I Anahola Solar Hybrid | 58639_G_BESS8 | 58639 | G | BESS8 |  | Energy Storage |  |  | Hawaii |  | Kauai |  |  | 12 |  | 2026 |  |  |  | N | [29 empty] | Kauai Island Utility Cooperative | 100 | Kauai Island Utility Cooperative | 100 | Regulated | Dropped - in Alaska or in Hawaii or Puerto Rico
KRS II Koloa Solar | 58640_G_BESS7 | 58640 | G | BESS7 |  | Energy Storage |  |  | Hawaii |  | Kauai |  |  | 12 |  | 2026 |  |  |  | N | [29 empty] | Kauai Island Utility Cooperative | 100 | Kauai Island Utility Cooperative | 100 | Regulated | Dropped - in Alaska or in Hawaii or Puerto Rico
Isaac Solar | 68380_G_ISCPV | 68380 | G | ISCPV |  | Solar PV |  | ERC_REST | Texas | 48 | Matagorda | 321 | 48321 | 50 |  | 2026 |  |  |  | N | [29 empty] | Industrial Bravo Project, LLC | 100 | Industrial Bravo Project, LLC | 100 | Non-regulated | Dropped - Planned unit whose status does not meet NEEDS criteria
Tidwell Prairie II | 68425_G_TWPII | 68425 | G | TWPII |  | Energy Storage |  | ERC_REST | Texas | 48 | Robertson | 395 | 48395 | 200 |  | 2026 |  |  |  | N | [29 empty] | Tidwell Prairie II LLC | 100 | Tidwell Prairie II LLC | 100 | Non-regulated | Dropped - Planned unit whose status does not meet NEEDS criteria
Hecate Energy Longhorn Solar LLC | 68839_G_RRPS | 68839 | G | RRPS |  | Solar PV |  | ERC_WEST | Texas | 48 | Jack | 237 | 48237 | 650 |  | 2026 |  |  |  | N | [29 empty] | Repsol Renewables NA | 100 | Repsol Renewables NA | 100 | Non-regulated | Dropped - Planned unit whose status does not meet NEEDS criteria
Dolce BESS, LLC | 67919_G_DOLCE | 67919 | G | DOLCE |  | Energy Storage |  | ERC_WEST | Texas | 48 | Mitchell | 335 | 48335 | 101.4 |  | 2026 |  |  |  | N | [29 empty] | Samsung C&T Renewables, LLC | 100 | Samsung C&T Renewables, LLC | 100 | Non-regulated | Dropped - Planned unit whose status does not meet NEEDS criteria
Emerald Hill Energy Storage | 68015_G_EMHES | 68015 | G | EMHES |  | Energy Storage |  | ERC_REST | Texas | 48 | Dallas | 113 | 48113 | 250 |  | 2026 |  |  |  | N | [29 empty] | Vesper Energy Development LLC | 100 | Vesper Energy Development LLC | 100 | Non-regulated | Dropped - Planned unit whose status does not meet NEEDS criteria
Richwood Solar and Storage | 68019_G_RICSS | 68019 | G | RICSS |  | Solar PV |  | PJM_ATSI | Ohio | 39 | Union | 159 | 39159 | 250 |  | 2026 |  |  |  | N | [29 empty] | Samsung C&T Renewables, LLC | 100 | Samsung C&T Renewables, LLC | 100 | Non-regulated | Dropped - Planned unit whose status does not meet NEEDS criteria
Kahla Storage | 68168_G_KAHBA | 68168 | G | KAHBA |  | Energy Storage |  | ERC_REST | Texas | 48 | Leon | 289 | 48289 | 200.9 |  | 2026 |  |  |  | N | [29 empty] | Belltown Power Texas 2, LLC | 100 | Belltown Power Texas 2, LLC | 100 | Non-regulated | Dropped - Planned unit whose status does not meet NEEDS criteria
City of Little Rock Solar Array | 68208_G_LRZBR | 68208 | G | LRZBR |  | Solar PV |  | MIS_AR | Arkansas | 5 | Pulaski | 119 | 05119 | 4.9 |  | 2026 |  |  |  | N | [29 empty] | City of Little Rock | 100 | City of Little Rock | 100 | Non-regulated | Dropped - Planned unit whose status does not meet NEEDS criteria
Romeoville 34B-SLCHI234 | 68235_G_C34BB | 68235 | G | C34BB |  | Energy Storage |  | PJM_COMD | Illinois | 17 | Will | 197 | 17197 | 0.5 |  | 2026 |  |  |  | N | [29 empty] | Prologis Logistics Services Incorporated | 100 | Prologis Logistics Services Incorporated | 100 | Non-regulated | Dropped - Planned unit whose status does not meet NEEDS criteria
Romeoville 34A-SLCHI234 | 68239_G_C34AB | 68239 | G | C34AB |  | Energy Storage |  | PJM_COMD | Illinois | 17 | Will | 197 | 17197 | 0.5 |  | 2026 |  |  |  | N | [29 empty] | Prologis Logistics Services Incorporated | 100 | Prologis Logistics Services Incorporated | 100 | Non-regulated | Dropped - Planned unit whose status does not meet NEEDS criteria
Flint Mine Solar | 67090_G_FMS | 67090 | G | FMS |  | Solar PV |  | NY_Z_F | New York | 36 | Greene | 39 | 36039 | 100 |  | 2026 |  |  |  | N | [29 empty] | Flint Mine Solar, LLC | 100 | Flint Mine Solar, LLC | 100 | Non-regulated | Dropped - Planned unit whose status does not meet NEEDS criteria
Braswell Solar | 67772_G_GRS9 | 67772 | G | GRS9 |  | Solar PV |  | ERC_REST | Texas | 48 | McLennan | 309 | 48309 | 42.6 |  | 2026 |  |  |  | N | [29 empty] | Gransolar Texas Nine LLC | 100 | Gransolar Texas Nine LLC | 100 | Non-regulated | Dropped - Planned unit whose status does not meet NEEDS criteria
Cuchillas PV and BESS | 67776_G_GRS2B | 67776 | G | GRS2B |  | Energy Storage |  | ERC_REST | Texas | 48 | Webb | 479 | 48479 | 306.9 |  | 2026 |  |  |  | N | [29 empty] | Gransolar Texas Two LLC | 100 | Gransolar Texas Two LLC | 100 | Non-regulated | Dropped - Planned unit whose status does not meet NEEDS criteria
Cuchillas PV and BESS | 67776_G_GRS2P | 67776 | G | GRS2P |  | Solar PV |  | ERC_REST | Texas | 48 | Webb | 479 | 48479 | 305.6 |  | 2026 |  |  |  | N | [29 empty] | Gransolar Texas Two LLC | 100 | Gransolar Texas Two LLC | 100 | Non-regulated | Dropped - Planned unit whose status does not meet NEEDS criteria
Whistle Solar | 67785_G_GRS19 | 67785 | G | GRS19 |  | Solar PV |  | ERC_REST | Texas | 48 | Navarro | 349 | 48349 | 56.3 |  | 2026 |  |  |  | N | [29 empty] | Gransolar Texas Nineteen LLC | 100 | Gransolar Texas Nineteen LLC | 100 | Non-regulated | Dropped - Planned unit whose status does not meet NEEDS criteria
Payne Battlecreek Solar | 67788_G_GRS10 | 67788 | G | GRS10 |  | Solar PV |  | ERC_REST | Texas | 48 | Hill | 217 | 48217 | 85 |  | 2026 |  |  |  | N | [29 empty] | Gransolar Texas Ten LLC | 100 | Gransolar Texas Ten LLC | 100 | Non-regulated | Dropped - Planned unit whose status does not meet NEEDS criteria
Spout Spring Solar LLC | 67877_G_ENX31 | 67877 | G | ENX31 |  | Solar PV |  | PJM_Dom | Virginia | 51 | Appomattox | 11 | 51011 | 60 |  | 2026 |  |  |  | N | [29 empty] | Spout Spring Solar, LLC | 100 | Spout Spring Solar, LLC | 100 | Non-regulated | Dropped - Planned unit whose status does not meet NEEDS criteria
Sandford Solar and Storage | 68173_G_SANBT | 68173 | G | SANBT |  | Energy Storage |  | ERC_REST | Texas | 48 | Wise | 497 | 48497 | 100.9 |  | 2026 |  |  |  | N | [29 empty] | Belltown Power Texas 2, LLC | 100 | Belltown Power Texas 2, LLC | 100 | Non-regulated | Dropped - Planned unit whose status does not meet NEEDS criteria
Sandford Solar and Storage | 68173_G_SANPV | 68173 | G | SANPV |  | Solar PV |  | ERC_REST | Texas | 48 | Wise | 497 | 48497 | 126.2 |  | 2026 |  |  |  | N | [29 empty] | Belltown Power Texas 2, LLC | 100 | Belltown Power Texas 2, LLC | 100 | Non-regulated | Dropped - Planned unit whose status does not meet NEEDS criteria
Yooperlite Storage | 68178_G_YOOBA | 68178 | G | YOOBA |  | Energy Storage |  | ERC_REST | Texas | 48 | Wise | 497 | 48497 | 175.7 |  | 2026 |  |  |  | N | [29 empty] | Belltown Power Texas 2, LLC | 100 | Belltown Power Texas 2, LLC | 100 | Non-regulated | Dropped - Planned unit whose status does not meet NEEDS criteria
1000 Mile Solar | 68847_G_PV1 | 68847 | G | PV1 |  | Solar PV |  | SPP_SPS | Texas | 48 | Yoakum | 501 | 48501 | 300 |  | 2026 |  |  |  | N | [29 empty] | 1000 Mile Solar, LLC | 100 | 1000 Mile Solar, LLC | 100 | Non-regulated | Dropped - Planned unit whose status does not meet NEEDS criteria
Hemmingway BESS | 66325_G_3 | 66325 | G | 3 |  | Energy Storage |  | WECC_ID | Idaho | 16 | Owyhee | 73 | 16073 | 50 |  | 2026 |  |  |  | N | [29 empty] | Idaho Power Co | 100 | Idaho Power Co | 100 | Regulated | Dropped - Planned unit whose status does not meet NEEDS criteria
Orange County Advanced Power Station | 66621_G_1A | 66621 | G | 1A |  | Combined Cycle |  | MIS_WOTA | Texas | 48 | Orange | 361 | 48361 | 396.6 |  | 2026 |  |  |  | N | [29 empty] | Entergy Texas Inc. | 100 | Entergy Texas Inc. | 100 | Regulated | Dropped - Planned unit whose status does not meet NEEDS criteria
Orange County Advanced Power Station | 66621_G_1B | 66621 | G | 1B |  | Combined Cycle |  | MIS_WOTA | Texas | 48 | Orange | 361 | 48361 | 396.6 |  | 2026 |  |  |  | N | [29 empty] | Entergy Texas Inc. | 100 | Entergy Texas Inc. | 100 | Regulated | Dropped - Planned unit whose status does not meet NEEDS criteria
Orange County Advanced Power Station | 66621_G_1C | 66621 | G | 1C |  | Combined Cycle |  | MIS_WOTA | Texas | 48 | Orange | 361 | 48361 | 365 |  | 2026 |  |  |  | N | [29 empty] | Entergy Texas Inc. | 100 | Entergy Texas Inc. | 100 | Regulated | Dropped - Planned unit whose status does not meet NEEDS criteria
Alina Energy LLC | 67250_G_ALIBS | 67250 | G | ALIBS |  | Energy Storage |  | ERC_REST | Texas | 48 | Wilson | 493 | 48493 | 200 |  | 2026 |  |  |  | N | [29 empty] | Alina Energy LLC | 100 | Alina Energy LLC | 100 | Non-regulated | Dropped - Planned unit whose status does not meet NEEDS criteria
Alina Energy LLC | 67250_G_ALIPV | 67250 | G | ALIPV |  | Solar PV |  | ERC_REST | Texas | 48 | Wilson | 493 | 48493 | 200 |  | 2026 |  |  |  | N | [29 empty] | Alina Energy LLC | 100 | Alina Energy LLC | 100 | Non-regulated | Dropped - Planned unit whose status does not meet NEEDS criteria
Elm Flats Solar | 67552_G_ELMBA | 67552 | G | ELMBA |  | Energy Storage |  | ERC_REST | Texas | 48 | Navarro | 349 | 48349 | 50 |  | 2026 |  |  |  | N | [29 empty] | Birch Creek Development | 100 | Birch Creek Development | 100 | Non-regulated | Dropped - Planned unit whose status does not meet NEEDS criteria
Elm Flats Solar | 67552_G_ELMFL | 67552 | G | ELMFL |  | Solar PV |  | ERC_REST | Texas | 48 | Navarro | 349 | 48349 | 125 |  | 2026 |  |  |  | N | [29 empty] | Birch Creek Development | 100 | Birch Creek Development | 100 | Non-regulated | Dropped - Planned unit whose status does not meet NEEDS criteria
Lupinus Storage 3 | 67674_G_LUPE3 | 67674 | G | LUPE3 |  | Energy Storage |  | ERC_REST | Texas | 48 | Franklin | 159 | 48159 | 50.9 |  | 2026 |  |  |  | N | [29 empty] | Sunraycer Assets I LLC | 100 | Sunraycer Assets I LLC | 100 | Non-regulated | Dropped - Planned unit whose status does not meet NEEDS criteria
Hornet Solar II (TX) (Hybrid) | 67985_G_HRNT2 | 67985 | G | HRNT2 |  | Solar PV |  | ERC_PHDL | Texas | 48 | Swisher | 437 | 48437 | 200 |  | 2026 |  |  |  | N | [29 empty] | Vesper Energy Development LLC | 100 | Vesper Energy Development LLC | 100 | Non-regulated | Dropped - Planned unit whose status does not meet NEEDS criteria
Hornet Solar II (TX) (Hybrid) | 67985_G_HRT2B | 67985 | G | HRT2B |  | Energy Storage |  | ERC_PHDL | Texas | 48 | Swisher | 437 | 48437 | 200 |  | 2026 |  |  |  | N | [29 empty] | Vesper Energy Development LLC | 100 | Vesper Energy Development LLC | 100 | Non-regulated | Dropped - Planned unit whose status does not meet NEEDS criteria
Cape Generating Station | 68068_G_CP1G1 | 68068 | G | CP1G1 |  | Geothermal |  | WECC_UT | Utah | 49 | Beaver | 1 | 49001 | 28 |  | 2026 |  |  |  | N | [29 empty] | Cape HoldCo LLC | 100 | Cape HoldCo LLC | 100 | Non-regulated | Dropped - Planned unit whose status does not meet NEEDS criteria
Lotus Wind | 68192_G_LOTUS | 68192 | G | LOTUS |  | Onshore Wind |  | MIS_IL | Illinois | 17 | Macoupin | 117 | 17117 | 200 |  | 2026 |  |  |  | N | [29 empty] | Lotus Wind, LLC | 100 | Lotus Wind, LLC | 100 | Non-regulated | Dropped - Planned unit whose status does not meet NEEDS criteria
Grears Corner Solar | 68211_G_GRER | 68211 | G | GRER |  | Solar PV |  | PJM_EMAC | Delaware | 10 | New Castle | 3 | 10003 | 4 |  | 2026 |  |  |  | N | [29 empty] | ReWild Renewables, LLC | 100 | ReWild Renewables, LLC | 100 | Non-regulated | Dropped - Planned unit whose status does not meet NEEDS criteria
Mondu Solar LLC | 68263_G_M4515 | 68263 | G | M4515 |  | Solar PV |  | MIS_LA | Louisiana | 22 | Pointe Coupee | 77 | 22077 | 150 |  | 2026 |  |  |  | N | [29 empty] | Mondu Solar LLC | 100 | Mondu Solar LLC | 100 | Non-regulated | Dropped - Planned unit whose status does not meet NEEDS criteria
Callisto II Energy Center | 68422_G_CALII | 68422 | G | CALII |  | Energy Storage |  | ERC_REST | Texas | 48 | Harris | 201 | 48201 | 400 |  | 2026 |  |  |  | N | [29 empty] | Callisto II Energy Center LLC | 100 | Callisto II Energy Center LLC | 100 | Non-regulated | Dropped - Planned unit whose status does not meet NEEDS criteria
Madena 4 | 68520_G_MNDA4 | 68520 | G | MNDA4 |  | Energy Storage |  | WEC_CALN | California | 6 | Placer | 61 | 06061 | 5 |  | 2026 |  |  |  | N | [29 empty] | Western Grid Development, LLC | 100 | Western Grid Development, LLC | 100 | Non-regulated | Dropped - Planned unit whose status does not meet NEEDS criteria
Canyon Peak Power Station | 68741_G_CPP_1 | 68741 | G | CPP_1 |  | Combustion Turbine |  | WECC_CO | Colorado | 8 | Arapahoe | 5 | 08005 | 22.2 |  | 2026 |  |  |  | N | [29 empty] | Canyon Peak Power, LLC | 100 | Canyon Peak Power, LLC | 100 | Non-regulated | Dropped - Planned unit whose status does not meet NEEDS criteria
Canyon Peak Power Station | 68741_G_CPP_2 | 68741 | G | CPP_2 |  | Combustion Turbine |  | WECC_CO | Colorado | 8 | Arapahoe | 5 | 08005 | 22.2 |  | 2026 |  |  |  | N | [29 empty] | Canyon Peak Power, LLC | 100 | Canyon Peak Power, LLC | 100 | Non-regulated | Dropped - Planned unit whose status does not meet NEEDS criteria
Canyon Peak Power Station | 68741_G_CPP_4 | 68741 | G | CPP_4 |  | Combustion Turbine |  | WECC_CO | Colorado | 8 | Arapahoe | 5 | 08005 | 22.2 |  | 2026 |  |  |  | N | [29 empty] | Canyon Peak Power, LLC | 100 | Canyon Peak Power, LLC | 100 | Non-regulated | Dropped - Planned unit whose status does not meet NEEDS criteria
Canyon Peak Power Station | 68741_G_CPP_5 | 68741 | G | CPP_5 |  | Combustion Turbine |  | WECC_CO | Colorado | 8 | Arapahoe | 5 | 08005 | 22.2 |  | 2026 |  |  |  | N | [29 empty] | Canyon Peak Power, LLC | 100 | Canyon Peak Power, LLC | 100 | Non-regulated | Dropped - Planned unit whose status does not meet NEEDS criteria
Quantum BESS | 68759_G_IPQ1B | 68759 | G | IPQ1B |  | Energy Storage |  | ERC_WEST | Texas | 48 | Haskell | 207 | 48207 | 321 |  | 2026 |  |  |  | N | [29 empty] | IP Quantum BESS, LLC | 100 | IP Quantum BESS, LLC | 100 | Non-regulated | Dropped - Planned unit whose status does not meet NEEDS criteria
Quantum Solar | 68760_G_IPQ1S | 68760 | G | IPQ1S |  | Solar PV |  | ERC_WEST | Texas | 48 | Haskell | 207 | 48207 | 374.4 |  | 2026 |  |  |  | N | [29 empty] | IP Quantum, LLC | 100 | IP Quantum, LLC | 100 | Non-regulated | Dropped - Planned unit whose status does not meet NEEDS criteria
Quantum II BESS | 68761_G_IPQ2B | 68761 | G | IPQ2B |  | Energy Storage |  | ERC_WEST | Texas | 48 | Haskell | 207 | 48207 | 321 |  | 2026 |  |  |  | N | [29 empty] | IP Quantum II BESS, LLC | 100 | IP Quantum II BESS, LLC | 100 | Non-regulated | Dropped - Planned unit whose status does not meet NEEDS criteria
Quantum II Solar | 68762_G_IPQ2S | 68762 | G | IPQ2S |  | Solar PV |  | ERC_WEST | Texas | 48 | Haskell | 207 | 48207 | 374.4 |  | 2026 |  |  |  | N | [29 empty] | IP Quantum II, LLC | 100 | IP Quantum II, LLC | 100 | Non-regulated | Dropped - Planned unit whose status does not meet NEEDS criteria
Boise Bench BESS | 68799_G_BOBS | 68799 | G | BOBS |  | Energy Storage |  | WECC_ID | Idaho | 16 | Ada | 1 | 16001 | 150 |  | 2026 |  |  |  | N | [29 empty] | Idaho Power Co | 100 | Idaho Power Co | 100 | Regulated | Dropped - Planned unit whose status does not meet NEEDS criteria
Brazos River BESS LLC | 68814_G_ASHU2 | 68814 | G | ASHU2 |  | Energy Storage |  | ERC_REST | Texas | 48 | Brazoria | 39 | 48039 | 180 |  | 2026 |  |  |  | N | [29 empty] | Nexus Renewables U.S. Inc. | 100 | Nexus Renewables U.S. Inc. | 100 | Non-regulated | Dropped - Planned unit whose status does not meet NEEDS criteria
Cavern | 68858_G_PV1 | 68858 | G | PV1 |  | Solar PV |  | NY_Z_D | New York | 36 | Clinton | 19 | 36019 | 2 |  | 2026 |  |  |  | N | [29 empty] | Cavern Solar, LLC | 100 | Cavern Solar, LLC | 100 | Non-regulated | Dropped - Planned unit whose status does not meet NEEDS criteria
Bloomfield Solar | 68863_G_PV1 | 68863 | G | PV1 |  | Solar PV |  | NY_Z_F | New York | 36 | Columbia | 21 | 36021 | 5 |  | 2026 |  |  |  | N | [29 empty] | Bloomfield Solar, LLC | 100 | Bloomfield Solar, LLC | 100 | Non-regulated | Dropped - Planned unit whose status does not meet NEEDS criteria
Marina Landfill Gas | 10748_G_FUTR1 | 10748 | G | FUTR1 |  | Landfill Gas |  | WEC_CALN | California | 6 | Monterey | 53 | 06053 | 1.6 |  | 2026 |  |  |  | N | [29 empty] | Monterey Regional Waste Mgmt | 100 | Monterey Regional Waste Mgmt | 100 | Non-regulated | Dropped - Planned unit whose status does not meet NEEDS criteria
Marina Landfill Gas | 10748_G_FUTR2 | 10748 | G | FUTR2 |  | Landfill Gas |  | WEC_CALN | California | 6 | Monterey | 53 | 06053 | 1.6 |  | 2026 |  |  |  | N | [29 empty] | Monterey Regional Waste Mgmt | 100 | Monterey Regional Waste Mgmt | 100 | Non-regulated | Dropped - Planned unit whose status does not meet NEEDS criteria
Marina Landfill Gas | 10748_G_FUTR3 | 10748 | G | FUTR3 |  | Landfill Gas |  | WEC_CALN | California | 6 | Monterey | 53 | 06053 | 1.6 |  | 2026 |  |  |  | N | [29 empty] | Monterey Regional Waste Mgmt | 100 | Monterey Regional Waste Mgmt | 100 | Non-regulated | Dropped - Planned unit whose status does not meet NEEDS criteria
Marina Landfill Gas | 10748_G_FUTR4 | 10748 | G | FUTR4 |  | Landfill Gas |  | WEC_CALN | California | 6 | Monterey | 53 | 06053 | 1.6 |  | 2026 |  |  |  | N | [29 empty] | Monterey Regional Waste Mgmt | 100 | Monterey Regional Waste Mgmt | 100 | Non-regulated | Dropped - Planned unit whose status does not meet NEEDS criteria
Payton | 67662_G_PAYTN | 67662 | G | PAYTN |  | Solar PV |  | PJM_COMD | Illinois | 17 | Henry | 73 | 17073 | 70 |  | 2026 |  |  |  | N | [29 empty] | Cypress Creek Renewables | 100 | Cypress Creek Renewables | 100 | Non-regulated | Dropped - Planned unit whose status does not meet NEEDS criteria
Gladys Solar LLC | 67871_G_ENX29 | 67871 | G | ENX29 |  | Solar PV |  | PJM_West | Virginia | 51 | Campbell | 31 | 51031 | 60.4 |  | 2026 |  |  |  | N | [29 empty] | Gladys Solar LLC | 100 | Gladys Solar LLC | 100 | Non-regulated | Dropped - Planned unit whose status does not meet NEEDS criteria
Two Oaks Solar and Storage LLC | 67884_G_ENX27 | 67884 | G | ENX27 |  | Solar PV |  | PJM_Dom | Virginia | 51 | Louisa | 109 | 51109 | 118 |  | 2026 |  |  |  | N | [29 empty] | Two Oaks Solar and Storage | 100 | Two Oaks Solar and Storage | 100 | Non-regulated | Dropped - Planned unit whose status does not meet NEEDS criteria
Desert Breeze Solar, LLC | 68045_G_LOC3 | 68045 | G | LOC3 |  | Solar PV |  | WECC_SCE | California | 6 | San Bernardino | 71 | 06071 | 125 |  | 2026 |  |  |  | N | [29 empty] | Terra-Gen Operating Co-Solar | 100 | Terra-Gen Operating Co-Solar | 100 | Non-regulated | Dropped - Planned unit whose status does not meet NEEDS criteria
Bridleton Solar | 68072_G_BRIDL | 68072 | G | BRIDL |  | Solar PV |  | PJM_Dom | Virginia | 51 | Henrico | 87 | 51087 | 20 |  | 2026 |  |  |  | N | [29 empty] | Dominion Renewable Energy | 100 | Dominion Renewable Energy | 100 | Regulated | Dropped - Planned unit whose status does not meet NEEDS criteria
Raven Storage | 68149_G_RAVEB | 68149 | G | RAVEB |  | Energy Storage |  | ERC_REST | Texas | 48 | Wharton | 481 | 48481 | 100 |  | 2026 |  |  |  | N | [29 empty] | GridFlex Storage, LLC | 60 | GridFlex Storage, LLC | 60 | Non-regulated | Dropped - Planned unit whose status does not meet NEEDS criteria
Lazy U ESS 2 | 68356_G_LUBA2 | 68356 | G | LUBA2 |  | Energy Storage |  | ERC_WEST | Texas | 48 | Hardeman | 197 | 48197 | 250 |  | 2026 |  |  |  | N | [29 empty] | Lazy U ESS 2 LLC | 100 | Lazy U ESS 2 LLC | 100 | Non-regulated | Dropped - Planned unit whose status does not meet NEEDS criteria
Lazy U Solar 1 | 68357_G_LUPV1 | 68357 | G | LUPV1 |  | Solar PV |  | ERC_WEST | Texas | 48 | Hardeman | 197 | 48197 | 250 |  | 2026 |  |  |  | N | [29 empty] | Lazy U Solar 1 LLC | 100 | Lazy U Solar 1 LLC | 100 | Non-regulated | Dropped - Planned unit whose status does not meet NEEDS criteria
Lazy U Solar 2 | 68358_G_LUPV2 | 68358 | G | LUPV2 |  | Solar PV |  | ERC_WEST | Texas | 48 | Hardeman | 197 | 48197 | 250 |  | 2026 |  |  |  | N | [29 empty] | Lazy U Solar 2 LLC | 100 | Lazy U Solar 2 LLC | 100 | Non-regulated | Dropped - Planned unit whose status does not meet NEEDS criteria
Canyon Peak Power Station | 68741_G_CPP_3 | 68741 | G | CPP_3 |  | Combustion Turbine |  | WECC_CO | Colorado | 8 | Arapahoe | 5 | 08005 | 22.2 |  | 2026 |  |  |  | N | [29 empty] | Canyon Peak Power, LLC | 100 | Canyon Peak Power, LLC | 100 | Non-regulated | Dropped - Planned unit whose status does not meet NEEDS criteria
Canyon Peak Power Station | 68741_G_CPP_6 | 68741 | G | CPP_6 |  | Combustion Turbine |  | WECC_CO | Colorado | 8 | Arapahoe | 5 | 08005 | 22.2 |  | 2026 |  |  |  | N | [29 empty] | Canyon Peak Power, LLC | 100 | Canyon Peak Power, LLC | 100 | Non-regulated | Dropped - Planned unit whose status does not meet NEEDS criteria
Univ of Oregon Central Power Station | 54950_G_DG4 | 54950 | G | DG4 |  | Combustion Turbine | IC Engine | WECC_PNW | Oregon | 41 | Lane | 39 | 41039 | 3 |  | 2026 |  |  |  | N | [29 empty] | University of Oregon | 100 | University of Oregon | 100 | Non-regulated | Dropped - Planned unit whose status does not meet NEEDS criteria
Bear Valley Battery Plant | 67257_G_BVEB1 | 67257 | G | BVEB1 |  | Energy Storage |  | WECC_SCE | California | 6 | San Bernardino | 71 | 06071 | 5 |  | 2026 |  |  |  | N | [29 empty] | Bear Valley Electric Service | 100 | Bear Valley Electric Service | 100 | Regulated | Dropped - Planned unit whose status does not meet NEEDS criteria
Bear Valley Solar Plant | 67258_G_BVES1 | 67258 | G | BVES1 |  | Solar PV |  | WECC_SCE | California | 6 | San Bernardino | 71 | 06071 | 5 |  | 2026 |  |  |  | N | [29 empty] | Bear Valley Electric Service | 100 | Bear Valley Electric Service | 100 | Regulated | Dropped - Planned unit whose status does not meet NEEDS criteria
Lockhart Solar PV IV, LLC | 67510_G_LOC4 | 67510 | G | LOC4 |  | Solar PV |  | WECC_SCE | California | 6 | San Bernardino | 71 | 06071 | 80 |  | 2026 |  |  |  | N | [29 empty] | Terra-Gen Operating Co-Solar | 100 | Terra-Gen Operating Co-Solar | 100 | Non-regulated | Dropped - Planned unit whose status does not meet NEEDS criteria
Myers Solar and Storage | 68172_G_MYEBT | 68172 | G | MYEBT |  | Energy Storage |  | ERC_REST | Texas | 48 | Goliad | 175 | 48175 | 75.7 |  | 2026 |  |  |  | N | [29 empty] | Belltown Power Texas 2, LLC | 100 | Belltown Power Texas 2, LLC | 100 | Non-regulated | Dropped - Planned unit whose status does not meet NEEDS criteria
Myers Solar and Storage | 68172_G_MYEPV | 68172 | G | MYEPV |  | Solar PV |  | ERC_REST | Texas | 48 | Goliad | 175 | 48175 | 100.9 |  | 2026 |  |  |  | N | [29 empty] | Belltown Power Texas 2, LLC | 100 | Belltown Power Texas 2, LLC | 100 | Non-regulated | Dropped - Planned unit whose status does not meet NEEDS criteria
Riverstone Solar | 68194_G_RIVER | 68194 | G | RIVER |  | Solar PV |  | PJM_Dom | Virginia | 51 | Buckingham | 29 | 51029 | 149.5 |  | 2026 |  |  |  | N | [29 empty] | Riverstone Solar, LLC | 100 | Riverstone Solar, LLC | 100 | Non-regulated | Dropped - Planned unit whose status does not meet NEEDS criteria
Pasco Cnty Solid Waste Resource Recovery | 50666_G_GEN2 | 50666 | G | GEN2 |  | Municipal Solid Waste |  | FRCC | Florida | 12 | Pasco | 101 | 12101 | 18 |  | 2026 |  |  |  | N | [29 empty] | Pasco County | 100 | Pasco County | 100 | Non-regulated | Dropped - Planned unit whose status does not meet NEEDS criteria
Lange Generating Station | 55478_G_IC01 | 55478 | G | IC01 |  | Combustion Turbine | IC Engine | WECC_WY | South Dakota | 46 | Pennington | 103 | 46103 | 16.3 |  | 2026 |  |  |  | N | [29 empty] | Black Hills Power, Inc. | 100 | Black Hills Power, Inc. | 100 | Regulated | Dropped - Planned unit whose status does not meet NEEDS criteria
Lange Generating Station | 55478_G_IC02 | 55478 | G | IC02 |  | Combustion Turbine | IC Engine | WECC_WY | South Dakota | 46 | Pennington | 103 | 46103 | 16.3 |  | 2026 |  |  |  | N | [29 empty] | Black Hills Power, Inc. | 100 | Black Hills Power, Inc. | 100 | Regulated | Dropped - Planned unit whose status does not meet NEEDS criteria
Lange Generating Station | 55478_G_IC03 | 55478 | G | IC03 |  | Combustion Turbine | IC Engine | WECC_WY | South Dakota | 46 | Pennington | 103 | 46103 | 16.3 |  | 2026 |  |  |  | N | [29 empty] | Black Hills Power, Inc. | 100 | Black Hills Power, Inc. | 100 | Regulated | Dropped - Planned unit whose status does not meet NEEDS criteria
Lange Generating Station | 55478_G_IC04 | 55478 | G | IC04 |  | Combustion Turbine | IC Engine | WECC_WY | South Dakota | 46 | Pennington | 103 | 46103 | 16.3 |  | 2026 |  |  |  | N | [29 empty] | Black Hills Power, Inc. | 100 | Black Hills Power, Inc. | 100 | Regulated | Dropped - Planned unit whose status does not meet NEEDS criteria
Lange Generating Station | 55478_G_IC05 | 55478 | G | IC05 |  | Combustion Turbine | IC Engine | WECC_WY | South Dakota | 46 | Pennington | 103 | 46103 | 16.3 |  | 2026 |  |  |  | N | [29 empty] | Black Hills Power, Inc. | 100 | Black Hills Power, Inc. | 100 | Regulated | Dropped - Planned unit whose status does not meet NEEDS criteria
Lange Generating Station | 55478_G_IC06 | 55478 | G | IC06 |  | Combustion Turbine | IC Engine | WECC_WY | South Dakota | 46 | Pennington | 103 | 46103 | 16.3 |  | 2026 |  |  |  | N | [29 empty] | Black Hills Power, Inc. | 100 | Black Hills Power, Inc. | 100 | Regulated | Dropped - Planned unit whose status does not meet NEEDS criteria
Starr Solar Ranch | 65975_G_TXSD2 | 65975 | G | TXSD2 |  | Energy Storage |  | ERC_REST | Texas | 48 | Starr | 427 | 48427 | 180 |  | 2026 |  |  |  | N | [29 empty] | Starr Solar Ranch LLC | 100 | Starr Solar Ranch LLC | 100 | Non-regulated | Dropped - Planned unit whose status does not meet NEEDS criteria
Second Division Solar | 65981_G_TXSD2 | 65981 | G | TXSD2 |  | Energy Storage |  | ERC_REST | Texas | 48 | Brazoria | 39 | 48039 | 30 |  | 2026 |  |  |  | N | [29 empty] | Mound Creek Storage, LLC | 100 | Mound Creek Storage, LLC | 100 | Non-regulated | Dropped - Planned unit whose status does not meet NEEDS criteria
Fish Lake Geothermal | 66618_G_FL1 | 66618 | G | FL1 |  | Geothermal |  | WECC_NNV | Nevada | 32 | Esmeralda | 9 | 32009 | 2.1 |  | 2026 |  |  |  | N | [29 empty] | Fish Lake Geothermal LLC | 100 | Fish Lake Geothermal LLC | 100 | Non-regulated | Dropped - Planned unit whose status does not meet NEEDS criteria
Fish Lake Geothermal | 66618_G_FL2 | 66618 | G | FL2 |  | Geothermal |  | WECC_NNV | Nevada | 32 | Esmeralda | 9 | 32009 | 2.9 |  | 2026 |  |  |  | N | [29 empty] | Fish Lake Geothermal LLC | 100 | Fish Lake Geothermal LLC | 100 | Non-regulated | Dropped - Planned unit whose status does not meet NEEDS criteria
Fish Lake Geothermal | 66618_G_FL3 | 66618 | G | FL3 |  | Geothermal |  | WECC_NNV | Nevada | 32 | Esmeralda | 9 | 32009 | 3.4 |  | 2026 |  |  |  | N | [29 empty] | Fish Lake Geothermal LLC | 100 | Fish Lake Geothermal LLC | 100 | Non-regulated | Dropped - Planned unit whose status does not meet NEEDS criteria
Fish Lake Geothermal | 66618_G_FL4 | 66618 | G | FL4 |  | Geothermal |  | WECC_NNV | Nevada | 32 | Esmeralda | 9 | 32009 | 4.3 |  | 2026 |  |  |  | N | [29 empty] | Fish Lake Geothermal LLC | 100 | Fish Lake Geothermal LLC | 100 | Non-regulated | Dropped - Planned unit whose status does not meet NEEDS criteria
Fish Lake Geothermal | 66618_G_FL5 | 66618 | G | FL5 |  | Geothermal |  | WECC_NNV | Nevada | 32 | Esmeralda | 9 | 32009 | 6.8 |  | 2026 |  |  |  | N | [29 empty] | Fish Lake Geothermal LLC | 100 | Fish Lake Geothermal LLC | 100 | Non-regulated | Dropped - Planned unit whose status does not meet NEEDS criteria
Aramis I Solar Project | 66678_G_IPARB | 66678 | G | IPARB |  | Energy Storage |  | WEC_CALN | California | 6 | Alameda | 1 | 06001 | 100 |  | 2026 |  |  |  | N | [29 empty] | IP Aramis, LLC | 100 | IP Aramis, LLC | 100 | Non-regulated | Dropped - Planned unit whose status does not meet NEEDS criteria
Quarter Ranch Solar | 67078_G_GRS3 | 67078 | G | GRS3 |  | Solar PV |  | ERC_REST | Texas | 48 | Webb | 479 | 48479 | 154 |  | 2026 |  |  |  | N | [29 empty] | Gransolar Texas Three, LLC | 100 | Gransolar Texas Three, LLC | 100 | Non-regulated | Dropped - Planned unit whose status does not meet NEEDS criteria
Zephyr Storage | 67555_G_RIC98 | 67555 | G | RIC98 |  | Energy Storage |  | ERC_REST | Texas | 48 | Brown | 49 | 48049 | 185.6 |  | 2026 |  |  |  | N | [29 empty] | RIC Development, LLC | 100 | RIC Development, LLC | 100 | Non-regulated | Dropped - Planned unit whose status does not meet NEEDS criteria
Hanson | 67657_G_HANSO | 67657 | G | HANSO |  | Solar PV |  | ERC_WEST | Texas | 48 | Coleman | 83 | 48083 | 396 |  | 2026 |  |  |  | N | [29 empty] | Cypress Creek Renewables | 100 | Cypress Creek Renewables | 100 | Non-regulated | Dropped - Planned unit whose status does not meet NEEDS criteria
Wyatt Mill Solar LLC | 67881_G_ENX30 | 67881 | G | ENX30 |  | Solar PV |  | PJM_Dom | Virginia | 51 | Greensville | 81 | 51081 | 82.5 |  | 2026 |  |  |  | N | [29 empty] | Wyatt Mill Solar LLC | 100 | Wyatt Mill Solar LLC | 100 | Non-regulated | Dropped - Planned unit whose status does not meet NEEDS criteria
Champaign BESS, LLC | 67917_G_CHMPN | 67917 | G | CHMPN |  | Energy Storage |  | ERC_WEST | Texas | 48 | Glasscock | 173 | 48173 | 202.7 |  | 2026 |  |  |  | N | [29 empty] | Samsung C&T Renewables, LLC | 100 | Samsung C&T Renewables, LLC | 100 | Non-regulated | Dropped - Planned unit whose status does not meet NEEDS criteria
Flora Solar | 67937_G_FLOSO | 67937 | G | FLOSO |  | Solar PV |  | MIS_IL | Illinois | 17 | Clay | 25 | 17025 | 125 |  | 2026 |  |  |  | N | [29 empty] | Flora Solar, LLC | 100 | Flora Solar, LLC | 100 | Non-regulated | Dropped - Planned unit whose status does not meet NEEDS criteria
Mcmurtre Storage | 68171_G_MCMBA | 68171 | G | MCMBA |  | Energy Storage |  | ERC_REST | Texas | 48 | Hunt | 231 | 48231 | 176.1 |  | 2026 |  |  |  | N | [29 empty] | Belltown Power Texas 2, LLC | 100 | Belltown Power Texas 2, LLC | 100 | Non-regulated | Dropped - Planned unit whose status does not meet NEEDS criteria
Willis Storage | 68176_G_WILBA | 68176 | G | WILBA |  | Energy Storage |  | ERC_REST | Texas | 48 | Hunt | 231 | 48231 | 176.1 |  | 2026 |  |  |  | N | [29 empty] | Belltown Power Texas 2, LLC | 100 | Belltown Power Texas 2, LLC | 100 | Non-regulated | Dropped - Planned unit whose status does not meet NEEDS criteria
Greenwater BESS | 68341_G_GREE | 68341 | G | GREE |  | Energy Storage |  | WECC_PNW | Washington | 53 | Pierce | 53 | 53053 | 200 |  | 2026 |  |  |  | N | [29 empty] | Cordelio BNC Holdings, LLC | 50 | Cordelio BNC Holdings, LLC | 50 | Non-regulated | Dropped - Planned unit whose status does not meet NEEDS criteria
Riverton | 1239_G_13 | 1239 | G | 13 |  | Combustion Turbine |  | SPP_N | Kansas | 20 | Cherokee | 21 | 20021 | 13.6 |  | 2026 |  |  |  | N | [29 empty] | Empire District Electric Co | 100 | Empire District Electric Co | 100 | Regulated | Dropped - Planned unit whose status does not meet NEEDS criteria
Riverton | 1239_G_14 | 1239 | G | 14 |  | Combustion Turbine |  | SPP_N | Kansas | 20 | Cherokee | 21 | 20021 | 13.6 |  | 2026 |  |  |  | N | [29 empty] | Empire District Electric Co | 100 | Empire District Electric Co | 100 | Regulated | Dropped - Planned unit whose status does not meet NEEDS criteria
Aberdeen CT | 3338_G_3 | 3338 | G | 3 |  | Combustion Turbine |  | SPP_WAUE | South Dakota | 46 | Brown | 13 | 46013 | 15 |  | 2026 |  |  |  | N | [29 empty] | NorthWestern Energy - (SD) | 100 | NorthWestern Energy - (SD) | 100 | Regulated | Dropped - Planned unit whose status does not meet NEEDS criteria
Aberdeen CT | 3338_G_4 | 3338 | G | 4 |  | Combustion Turbine |  | SPP_WAUE | South Dakota | 46 | Brown | 13 | 46013 | 15 |  | 2026 |  |  |  | N | [29 empty] | NorthWestern Energy - (SD) | 100 | NorthWestern Energy - (SD) | 100 | Regulated | Dropped - Planned unit whose status does not meet NEEDS criteria
ITT Cogen Facility | 52021_G_GEN3 | 52021 | G | GEN3 |  | Combustion Turbine | IC Engine | PJM_COMD | Illinois | 17 | Cook | 31 | 17031 | 4.1 |  | 2026 |  |  |  | N | [29 empty] | ITT Energy Tech Partners, LLC | 100 | ITT Energy Tech Partners, LLC | 100 | Non-regulated | Dropped - Planned unit whose status does not meet NEEDS criteria
ITT Cogen Facility | 52021_G_GEN4 | 52021 | G | GEN4 |  | Combustion Turbine | IC Engine | PJM_COMD | Illinois | 17 | Cook | 31 | 17031 | 4.1 |  | 2026 |  |  |  | N | [29 empty] | ITT Energy Tech Partners, LLC | 100 | ITT Energy Tech Partners, LLC | 100 | Non-regulated | Dropped - Planned unit whose status does not meet NEEDS criteria
Yellow Viking Solar | 67222_G_1 | 67222 | G | 1 |  | Solar PV |  | ERC_REST | Texas | 48 | Somervell | 425 | 48425 | 170 |  | 2026 |  |  |  | N | [29 empty] | Lydian Energy | 100 | Lydian Energy | 100 | Non-regulated | Dropped - Planned unit whose status does not meet NEEDS criteria
Ripley Energy Center | 67262_G_RP1 | 67262 | G | RP1 |  | Combustion Turbine |  | SPP_WEST | Oklahoma | 40 | Payne | 119 | 40119 | 411.4 |  | 2026 |  |  |  | N | [29 empty] | Associated Electric Coop, Inc | 100 | Associated Electric Coop, Inc | 100 | Regulated | Dropped - Planned unit whose status does not meet NEEDS criteria
Amerada | 67649_G_AMERA | 67649 | G | AMERA |  | Solar PV |  | ERC_REST | Texas | 48 | Freestone | 161 | 48161 | 300 |  | 2026 |  |  |  | N | [29 empty] | Cypress Creek Renewables | 100 | Cypress Creek Renewables | 100 | Non-regulated | Dropped - Planned unit whose status does not meet NEEDS criteria
South Davidson | 67665_G_SDAVI | 67665 | G | SDAVI |  | Solar PV |  | S_VACA | North Carolina | 37 | Davidson | 57 | 37057 | 80 |  | 2026 |  |  |  | N | [29 empty] | Cypress Creek Renewables | 100 | Cypress Creek Renewables | 100 | Non-regulated | Dropped - Planned unit whose status does not meet NEEDS criteria
Bramble Energy Center | 67767_G_BECBA | 67767 | G | BECBA |  | Energy Storage |  | ERC_REST | Texas | 48 | Zavala | 507 | 48507 | 225.1 |  | 2026 |  |  |  | N | [29 empty] | Mission Clean Energy Devco LLC | 100 | Mission Clean Energy Devco LLC | 100 | Non-regulated | Dropped - Planned unit whose status does not meet NEEDS criteria
Blue Ridge Solar | 68073_G_BLUER | 68073 | G | BLUER |  | Solar PV |  | PJM_Dom | Virginia | 51 | Pittsylvania | 143 | 51143 | 95 |  | 2026 |  |  |  | N | [29 empty] | Dominion Renewable Energy | 100 | Dominion Renewable Energy | 100 | Regulated | Dropped - Planned unit whose status does not meet NEEDS criteria
Firelands Wind | 68186_G_FIRE | 68186 | G | FIRE |  | Onshore Wind |  | PJM_ATSI | Ohio | 39 | Huron | 77 | 39077 | 297 |  | 2026 |  |  |  | N | [29 empty] | Firelands Wind, LLC | 100 | Firelands Wind, LLC | 100 | Non-regulated | Dropped - Planned unit whose status does not meet NEEDS criteria
Heritage Wind | 68191_G_HRTG | 68191 | G | HRTG |  | Onshore Wind |  | NY_Z_B | New York | 36 | Orleans | 73 | 36073 | 126 |  | 2026 |  |  |  | N | [29 empty] | Heritage Wind, LLC | 100 | Heritage Wind, LLC | 100 | Non-regulated | Dropped - Planned unit whose status does not meet NEEDS criteria
Rocky Forge Wind | 68197_G_ROCKY | 68197 | G | ROCKY |  | Onshore Wind |  | PJM_West | Virginia | 51 | Botetourt | 23 | 51023 | 78 |  | 2026 |  |  |  | N | [29 empty] | Rocky Forge Wind, LLC | 100 | Rocky Forge Wind, LLC | 100 | Non-regulated | Dropped - Planned unit whose status does not meet NEEDS criteria
Wallie Storage | 67668_G_WALLE | 67668 | G | WALLE |  | Energy Storage |  | ERC_WEST | Texas | 48 | Howard | 227 | 48227 | 200 |  | 2026 |  |  |  | N | [29 empty] | Cypress Creek Renewables | 100 | Cypress Creek Renewables | 100 | Non-regulated | Dropped - Planned unit whose status does not meet NEEDS criteria
Sunnyside Solar Energy Center | 68054_G_SNSB | 68054 | G | SNSB |  | Energy Storage |  | MIS_WUMS | Wisconsin | 55 | Dane | 25 | 55025 | 40 |  | 2026 |  |  |  | N | [29 empty] | Madison Gas & Electric Co | 100 | Madison Gas & Electric Co | 100 | Regulated | Dropped - Planned unit whose status does not meet NEEDS criteria
Sunnyside Solar Energy Center | 68054_G_SNSS | 68054 | G | SNSS |  | Solar PV |  | MIS_WUMS | Wisconsin | 55 | Dane | 25 | 55025 | 20 |  | 2026 |  |  |  | N | [29 empty] | Madison Gas & Electric Co | 100 | Madison Gas & Electric Co | 100 | Regulated | Dropped - Planned unit whose status does not meet NEEDS criteria
Dolomite Storage | 68166_G_DOLBA | 68166 | G | DOLBA |  | Energy Storage |  | ERC_REST | Texas | 48 | Ellis | 139 | 48139 | 125.7 |  | 2026 |  |  |  | N | [29 empty] | Belltown Power Texas 2, LLC | 100 | Belltown Power Texas 2, LLC | 100 | Non-regulated | Dropped - Planned unit whose status does not meet NEEDS criteria
Catclaw Solar | 68414_G_CC8 | 68414 | G | CC8 |  | Solar PV |  | WECC_AZ | Arizona | 4 | Maricopa | 13 | 04013 | 200 |  | 2026 |  |  |  | N | [29 empty] | 311SV 8me, LLC | 100 | 311SV 8me, LLC | 100 | Non-regulated | Dropped - Planned unit whose status does not meet NEEDS criteria
Catclaw Solar | 68414_G_SV | 68414 | G | SV |  | Energy Storage |  | WECC_AZ | Arizona | 4 | Maricopa | 13 | 04013 | 250 |  | 2026 |  |  |  | N | [29 empty] | 311SV 8me, LLC | 100 | 311SV 8me, LLC | 100 | Non-regulated | Dropped - Planned unit whose status does not meet NEEDS criteria
AC Ranch I | 68578_G_AC1S | 68578 | G | AC1S |  | Solar PV |  | SPP_SPS | New Mexico | 35 | Lea | 25 | 35025 | 75 |  | 2026 |  |  |  | N | [29 empty] | Lydian Energy | 100 | Lydian Energy | 100 | Non-regulated | Dropped - Planned unit whose status does not meet NEEDS criteria
Yates | 728_G_8 | 728 | G | 8 |  | Combustion Turbine |  | S_SOU | Georgia | 13 | Coweta | 77 | 13077 | 418.4 |  | 2026 |  |  |  | N | [29 empty] | Georgia Power Co | 100 | Georgia Power Co | 100 | Regulated | Dropped - Planned unit whose status does not meet NEEDS criteria
Rock Rose Energy Storage LLC | 67249_G_RRES | 67249 | G | RRES |  | Energy Storage |  | ERC_REST | Texas | 48 | Fort Bend | 157 | 48157 | 200 |  | 2026 |  |  |  | N | [29 empty] | Rock Rose Energy Storage LLC | 100 | Rock Rose Energy Storage LLC | 100 | Non-regulated | Dropped - Planned unit whose status does not meet NEEDS criteria
SGT Hoskins Solar Project Hybrid | 67341_G_NOSES | 67341 | G | NOSES |  | Energy Storage |  | ERC_REST | Texas | 48 | Lamar | 277 | 48277 | 102.1 |  | 2026 |  |  |  | N | [29 empty] | SGT Hoskins Solar Project, LLC | 100 | SGT Hoskins Solar Project, LLC | 100 | Non-regulated | Dropped - Planned unit whose status does not meet NEEDS criteria
SGT Hoskins Solar Project Hybrid | 67341_G_NOSPV | 67341 | G | NOSPV |  | Solar PV |  | ERC_REST | Texas | 48 | Lamar | 277 | 48277 | 204.1 |  | 2026 |  |  |  | N | [29 empty] | SGT Hoskins Solar Project, LLC | 100 | SGT Hoskins Solar Project, LLC | 100 | Non-regulated | Dropped - Planned unit whose status does not meet NEEDS criteria
Throckmorton Wind | 67356_G_6794 | 67356 | G | 6794 |  | Onshore Wind |  | ERC_WEST | Texas | 48 | Haskell | 207 | 48207 | 225 |  | 2026 |  |  |  | N | [29 empty] | Throckmorton Wind, LLC | 100 | Throckmorton Wind, LLC | 100 | Non-regulated | Dropped - Planned unit whose status does not meet NEEDS criteria
Tiger Solar | 67357_G_4666 | 67357 | G | 4666 |  | Solar PV |  | ERC_WEST | Texas | 48 | Jones | 253 | 48253 | 250 |  | 2026 |  |  |  | N | [29 empty] | Vaca Del Sol, LLC | 100 | Vaca Del Sol, LLC | 100 | Non-regulated | Dropped - Planned unit whose status does not meet NEEDS criteria
Funston Solar | 67359_G_4666 | 67359 | G | 4666 |  | Solar PV |  | ERC_WEST | Texas | 48 | Jones | 253 | 48253 | 350 |  | 2026 |  |  |  | N | [29 empty] | Funston Solar, LLC | 100 | Funston Solar, LLC | 100 | Non-regulated | Dropped - Planned unit whose status does not meet NEEDS criteria
Edens Solar | 67560_G_RIC94 | 67560 | G | RIC94 |  | Solar PV |  | ERC_REST | Texas | 48 | Hill | 217 | 48217 | 70 |  | 2026 |  |  |  | N | [29 empty] | RIC Development, LLC | 100 | RIC Development, LLC | 100 | Non-regulated | Dropped - Planned unit whose status does not meet NEEDS criteria
Cairos Solar and Storage | 67581_G_CIRSA | 67581 | G | CIRSA |  | Solar PV |  | ERC_REST | Texas | 48 | Kinney | 271 | 48271 | 153.3 |  | 2026 |  |  |  | N | [29 empty] | Samsung C&T Renewables, LLC | 100 | Samsung C&T Renewables, LLC | 100 | Non-regulated | Dropped - Planned unit whose status does not meet NEEDS criteria
Cairos Solar and Storage | 67581_G_CIRSB | 67581 | G | CIRSB |  | Energy Storage |  | ERC_REST | Texas | 48 | Kinney | 271 | 48271 | 77.3 |  | 2026 |  |  |  | N | [29 empty] | Samsung C&T Renewables, LLC | 100 | Samsung C&T Renewables, LLC | 100 | Non-regulated | Dropped - Planned unit whose status does not meet NEEDS criteria
Fort Watt Storage | 67656_G_FWATT | 67656 | G | FWATT |  | Energy Storage |  | ERC_REST | Texas | 48 | Tarrant | 439 | 48439 | 200 |  | 2026 |  |  |  | N | [29 empty] | Cypress Creek Renewables | 100 | Cypress Creek Renewables | 100 | Non-regulated | Dropped - Planned unit whose status does not meet NEEDS criteria
Jerboa Storage | 67658_G_JERBO | 67658 | G | JERBO |  | Energy Storage |  | ERC_REST | Texas | 48 | Hidalgo | 215 | 48215 | 200 |  | 2026 |  |  |  | N | [29 empty] | Cypress Creek Renewables | 100 | Cypress Creek Renewables | 100 | Non-regulated | Dropped - Planned unit whose status does not meet NEEDS criteria
Langer | 67659_G_LANGE | 67659 | G | LANGE |  | Solar PV |  | ERC_REST | Texas | 48 | Bosque | 35 | 48035 | 245 |  | 2026 |  |  |  | N | [29 empty] | Cypress Creek Renewables | 100 | Cypress Creek Renewables | 100 | Non-regulated | Dropped - Planned unit whose status does not meet NEEDS criteria
Meadow Springs Renewable Energy (Hybrid) | 67986_G_MSPRB | 67986 | G | MSPRB |  | Energy Storage |  | MIS_IL | Illinois | 17 | White | 193 | 17193 | 150 |  | 2026 |  |  |  | N | [29 empty] | Vesper Energy Development LLC | 100 | Vesper Energy Development LLC | 100 | Non-regulated | Dropped - Planned unit whose status does not meet NEEDS criteria
Meadow Springs Renewable Energy (Hybrid) | 67986_G_MSPRE | 67986 | G | MSPRE |  | Solar PV |  | MIS_IL | Illinois | 17 | White | 193 | 17193 | 150 |  | 2026 |  |  |  | N | [29 empty] | Vesper Energy Development LLC | 100 | Vesper Energy Development LLC | 100 | Non-regulated | Dropped - Planned unit whose status does not meet NEEDS criteria
Mystic Springs Renewable Energy (Hybrid) | 67987_G_MYSPB | 67987 | G | MYSPB |  | Energy Storage |  | ERC_REST | Texas | 48 | Kaufman | 257 | 48257 | 250 |  | 2026 |  |  |  | N | [29 empty] | Vesper Energy Development LLC | 100 | Vesper Energy Development LLC | 100 | Non-regulated | Dropped - Planned unit whose status does not meet NEEDS criteria
Mystic Springs Renewable Energy (Hybrid) | 67987_G_MYSPS | 67987 | G | MYSPS |  | Solar PV |  | ERC_REST | Texas | 48 | Kaufman | 257 | 48257 | 250 |  | 2026 |  |  |  | N | [29 empty] | Vesper Energy Development LLC | 100 | Vesper Energy Development LLC | 100 | Non-regulated | Dropped - Planned unit whose status does not meet NEEDS criteria
Bright Mountain Solar | 67990_G_BM1 | 67990 | G | BM1 |  | Solar PV |  | PJM_West | Kentucky | 21 | Perry | 193 | 21193 | 80 |  | 2026 |  |  |  | N | [29 empty] | Avangrid Power LLC | 100 | Avangrid Power LLC | 100 | Non-regulated | Dropped - Planned unit whose status does not meet NEEDS criteria
Bradford Solar PA | 68014_G_BRDFS | 68014 | G | BRDFS |  | Solar PV |  | PJM_PENE | Pennsylvania | 42 | Bradford | 15 | 42015 | 100.5 |  | 2026 |  |  |  | N | [29 empty] | Vesper Energy Development LLC | 100 | Vesper Energy Development LLC | 100 | Non-regulated | Dropped - Planned unit whose status does not meet NEEDS criteria
Scopus Solar | 68031_G_SCPSB | 68031 | G | SCPSB |  | Energy Storage |  | MIS_MO | Missouri | 29 | Bollinger | 17 | 29017 | 200 |  | 2026 |  |  |  | N | [29 empty] | Vesper Energy Development LLC | 100 | Vesper Energy Development LLC | 100 | Non-regulated | Dropped - Planned unit whose status does not meet NEEDS criteria
Scopus Solar | 68031_G_SCPSR | 68031 | G | SCPSR |  | Solar PV |  | MIS_MO | Missouri | 29 | Bollinger | 17 | 29017 | 200 |  | 2026 |  |  |  | N | [29 empty] | Vesper Energy Development LLC | 100 | Vesper Energy Development LLC | 100 | Non-regulated | Dropped - Planned unit whose status does not meet NEEDS criteria
Vichy Solar | 68036_G_VCHSB | 68036 | G | VCHSB |  | Energy Storage |  | MIS_MO | Missouri | 29 | Maries | 125 | 29125 | 200 |  | 2026 |  |  |  | N | [29 empty] | Vesper Energy Development LLC | 100 | Vesper Energy Development LLC | 100 | Non-regulated | Dropped - Planned unit whose status does not meet NEEDS criteria
Vichy Solar | 68036_G_VCHSR | 68036 | G | VCHSR |  | Solar PV |  | MIS_MO | Missouri | 29 | Maries | 125 | 29125 | 200 |  | 2026 |  |  |  | N | [29 empty] | Vesper Energy Development LLC | 100 | Vesper Energy Development LLC | 100 | Non-regulated | Dropped - Planned unit whose status does not meet NEEDS criteria
Grand River Energy Center Solar | 68093_G_GRECS | 68093 | G | GRECS |  | Solar PV |  | SPP_WEST | Oklahoma | 40 | Mayes | 97 | 40097 | 84 |  | 2026 |  |  |  | N | [29 empty] | EDF Renewables Development, Inc. | 100 | EDF Renewables Development, Inc. | 100 | Non-regulated | Dropped - Planned unit whose status does not meet NEEDS criteria
Brotherton Storage | 68165_G_BROBA | 68165 | G | BROBA |  | Energy Storage |  | ERC_REST | Texas | 48 | Anderson | 1 | 48001 | 176.1 |  | 2026 |  |  |  | N | [29 empty] | Belltown Power Texas 2, LLC | 100 | Belltown Power Texas 2, LLC | 100 | Non-regulated | Dropped - Planned unit whose status does not meet NEEDS criteria
Mcgee Storage | 68170_G_MCGBA | 68170 | G | MCGBA |  | Energy Storage |  | ERC_REST | Texas | 48 | Henderson | 213 | 48213 | 151.3 |  | 2026 |  |  |  | N | [29 empty] | Belltown Power Texas 2, LLC | 100 | Belltown Power Texas 2, LLC | 100 | Non-regulated | Dropped - Planned unit whose status does not meet NEEDS criteria
Stegall Solar and Storage | 68174_G_STEBA | 68174 | G | STEBA |  | Energy Storage |  | ERC_REST | Texas | 48 | Bell | 27 | 48027 | 50.5 |  | 2026 |  |  |  | N | [29 empty] | Belltown Power Texas 2, LLC | 100 | Belltown Power Texas 2, LLC | 100 | Non-regulated | Dropped - Planned unit whose status does not meet NEEDS criteria
Stegall Solar and Storage | 68174_G_STEPV | 68174 | G | STEPV |  | Solar PV |  | ERC_REST | Texas | 48 | Bell | 27 | 48027 | 81.6 |  | 2026 |  |  |  | N | [29 empty] | Belltown Power Texas 2, LLC | 100 | Belltown Power Texas 2, LLC | 100 | Non-regulated | Dropped - Planned unit whose status does not meet NEEDS criteria
Windmill Ridge Storage | 68177_G_WINBA | 68177 | G | WINBA |  | Energy Storage |  | ERC_REST | Texas | 48 | Brazoria | 39 | 48039 | 151.4 |  | 2026 |  |  |  | N | [29 empty] | Belltown Power Texas 2, LLC | 100 | Belltown Power Texas 2, LLC | 100 | Non-regulated | Dropped - Planned unit whose status does not meet NEEDS criteria
Purple Sage Energy Center | 68209_G_PSGBS | 68209 | G | PSGBS |  | Energy Storage |  | WECC_SNV | Nevada | 32 | Clark | 3 | 32003 | 400 |  | 2026 |  |  |  | N | [29 empty] | Noble Solar LLC | 100 | Noble Solar LLC | 100 | Non-regulated | Dropped - Planned unit whose status does not meet NEEDS criteria
Purple Sage Energy Center | 68209_G_PSGPV | 68209 | G | PSGPV |  | Solar PV |  | WECC_SNV | Nevada | 32 | Clark | 3 | 32003 | 400 |  | 2026 |  |  |  | N | [29 empty] | Noble Solar LLC | 100 | Noble Solar LLC | 100 | Non-regulated | Dropped - Planned unit whose status does not meet NEEDS criteria
Braley Hill North Solar | 68215_G_BRAES | 68215 | G | BRAES |  | Energy Storage |  | NENGREST | Massachusetts | 25 | Plymouth | 23 | 25023 | 5 |  | 2026 |  |  |  | N | [29 empty] | ReWild Renewables, LLC | 100 | ReWild Renewables, LLC | 100 | Non-regulated | Dropped - Planned unit whose status does not meet NEEDS criteria
Braley Hill North Solar | 68215_G_BRAPV | 68215 | G | BRAPV |  | Solar PV |  | NENGREST | Massachusetts | 25 | Plymouth | 23 | 25023 | 5 |  | 2026 |  |  |  | N | [29 empty] | ReWild Renewables, LLC | 100 | ReWild Renewables, LLC | 100 | Non-regulated | Dropped - Planned unit whose status does not meet NEEDS criteria
Cushman Road Solar | 68216_G_CUSES | 68216 | G | CUSES |  | Energy Storage |  | NENGREST | Massachusetts | 25 | Plymouth | 23 | 25023 | 3 |  | 2026 |  |  |  | N | [29 empty] | ReWild Renewables, LLC | 100 | ReWild Renewables, LLC | 100 | Non-regulated | Dropped - Planned unit whose status does not meet NEEDS criteria
Cushman Road Solar | 68216_G_CUSPV | 68216 | G | CUSPV |  | Solar PV |  | NENGREST | Massachusetts | 25 | Plymouth | 23 | 25023 | 3 |  | 2026 |  |  |  | N | [29 empty] | ReWild Renewables, LLC | 100 | ReWild Renewables, LLC | 100 | Non-regulated | Dropped - Planned unit whose status does not meet NEEDS criteria
Featherbed Lane South Solar | 68217_G_FEAES | 68217 | G | FEAES |  | Energy Storage |  | NENGREST | Massachusetts | 25 | Plymouth | 23 | 25023 | 1 |  | 2026 |  |  |  | N | [29 empty] | ReWild Renewables, LLC | 100 | ReWild Renewables, LLC | 100 | Non-regulated | Dropped - Planned unit whose status does not meet NEEDS criteria
Featherbed Lane South Solar | 68217_G_FEAPV | 68217 | G | FEAPV |  | Solar PV |  | NENGREST | Massachusetts | 25 | Plymouth | 23 | 25023 | 1 |  | 2026 |  |  |  | N | [29 empty] | ReWild Renewables, LLC | 100 | ReWild Renewables, LLC | 100 | Non-regulated | Dropped - Planned unit whose status does not meet NEEDS criteria
Randall Lane Solar | 68218_G_RANES | 68218 | G | RANES |  | Energy Storage |  | NENGREST | Massachusetts | 25 | Plymouth | 23 | 25023 | 5 |  | 2026 |  |  |  | N | [29 empty] | ReWild Renewables, LLC | 100 | ReWild Renewables, LLC | 100 | Non-regulated | Dropped - Planned unit whose status does not meet NEEDS criteria
Randall Lane Solar | 68218_G_RANPV | 68218 | G | RANPV |  | Solar PV |  | NENGREST | Massachusetts | 25 | Plymouth | 23 | 25023 | 5 |  | 2026 |  |  |  | N | [29 empty] | ReWild Renewables, LLC | 100 | ReWild Renewables, LLC | 100 | Non-regulated | Dropped - Planned unit whose status does not meet NEEDS criteria
Snipatuit Road Solar | 68219_G_SNIES | 68219 | G | SNIES |  | Energy Storage |  | NENGREST | Massachusetts | 25 | Plymouth | 23 | 25023 | 4 |  | 2026 |  |  |  | N | [29 empty] | ReWild Renewables, LLC | 100 | ReWild Renewables, LLC | 100 | Non-regulated | Dropped - Planned unit whose status does not meet NEEDS criteria
Snipatuit Road Solar | 68219_G_SNIPV | 68219 | G | SNIPV |  | Solar PV |  | NENGREST | Massachusetts | 25 | Plymouth | 23 | 25023 | 4 |  | 2026 |  |  |  | N | [29 empty] | ReWild Renewables, LLC | 100 | ReWild Renewables, LLC | 100 | Non-regulated | Dropped - Planned unit whose status does not meet NEEDS criteria
Walleye Solar (Sandow II) | 68231_G_SDTWO | 68231 | G | SDTWO |  | Solar PV |  | ERC_REST | Texas | 48 | Milam | 331 | 48331 | 369 |  | 2026 |  |  |  | N | [29 empty] | EDF Renewable Asset Holdings, Inc. | 100 | EDF Renewable Asset Holdings, Inc. | 100 | Non-regulated | Dropped - Planned unit whose status does not meet NEEDS criteria
Puuloa Solar | 68285_G_PS-1 | 68285 | G | PS-1 |  | Solar PV |  |  | Hawaii |  | Honolulu |  |  | 6.4 |  | 2026 |  |  |  | N | [29 empty] | Puuloa Solar LLC | 100 | Puuloa Solar LLC | 100 | Non-regulated | Dropped - in Alaska or in Hawaii or Puerto Rico
Puuloa Solar | 68285_G_PS-2 | 68285 | G | PS-2 |  | Energy Storage |  |  | Hawaii |  | Honolulu |  |  | 6 |  | 2026 |  |  |  | N | [29 empty] | Puuloa Solar LLC | 100 | Puuloa Solar LLC | 100 | Non-regulated | Dropped - in Alaska or in Hawaii or Puerto Rico
Solway Solar | 68340_G_1 | 68340 | G | 1 |  | Solar PV |  | MIS_MNWI | Minnesota | 27 | Beltrami | 7 | 27007 | 50 |  | 2026 |  |  |  | N | [29 empty] | Otter Tail Power Co | 100 | Otter Tail Power Co | 100 | Regulated | Dropped - Planned unit whose status does not meet NEEDS criteria
Kitt Solar | 68452_G_KITTB | 68452 | G | KITTB |  | Energy Storage |  | WECC_AZ | Arizona | 4 | Pinal | 21 | 04021 | 100 |  | 2026 |  |  |  | N | [29 empty] | 301AK 8me LLC | 100 | 301AK 8me LLC | 100 | Non-regulated | Dropped - Planned unit whose status does not meet NEEDS criteria
Kitt Solar | 68452_G_KITTS | 68452 | G | KITTS |  | Solar PV |  | WECC_AZ | Arizona | 4 | Pinal | 21 | 04021 | 100 |  | 2026 |  |  |  | N | [29 empty] | 301AK 8me LLC | 100 | 301AK 8me LLC | 100 | Non-regulated | Dropped - Planned unit whose status does not meet NEEDS criteria
Mammoth Central II Solar Facility | 68514_G_MC201 | 68514 | G | MC201 |  | Solar PV |  | MIS_INKY | Indiana | 18 | Pulaski | 131 | 18131 | 300 |  | 2026 |  |  |  | N | [29 empty] | Mammoth Central II LLC | 100 | Mammoth Central II LLC | 100 | Non-regulated | Dropped - Planned unit whose status does not meet NEEDS criteria
Greer Solar Plant | 68515_G_GREER | 68515 | G | GREER |  | Solar PV |  | MIS_MS | Mississippi | 28 | Washington | 151 | 28151 | 200 |  | 2026 |  |  |  | N | [29 empty] | Greer Solar, LLC | 100 | Greer Solar, LLC | 100 | Non-regulated | Dropped - Planned unit whose status does not meet NEEDS criteria
Endicott | 68859_G_PV1 | 68859 | G | PV1 |  | Solar PV |  | NY_Z_C&E | New York | 36 | Broome | 7 | 36007 | 5 |  | 2026 |  |  |  | N | [29 empty] | Endicott NY Solar Farm, LLC | 100 | Endicott NY Solar Farm, LLC | 100 | Non-regulated | Dropped - Planned unit whose status does not meet NEEDS criteria
Tully 5 | 68860_G_PV1 | 68860 | G | PV1 |  | Solar PV |  | NY_Z_D | New York | 36 | Clinton | 19 | 36019 | 2 |  | 2026 |  |  |  | N | [29 empty] | CP Tully Five LLC | 100 | CP Tully Five LLC | 100 | Non-regulated | Dropped - Planned unit whose status does not meet NEEDS criteria
Tully 4 | 68861_G_PV1 | 68861 | G | PV1 |  | Solar PV |  | NY_Z_D | New York | 36 | Clinton | 19 | 36019 | 5 |  | 2026 |  |  |  | N | [29 empty] | CP Tully Four LLC | 100 | CP Tully Four LLC | 100 | Non-regulated | Dropped - Planned unit whose status does not meet NEEDS criteria
Emerson NY | 68862_G_PV1 | 68862 | G | PV1 |  | Solar PV |  | NY_Z_F | New York | 36 | Columbia | 21 | 36021 | 5 |  | 2026 |  |  |  | N | [29 empty] | Emerson Solar, LLC | 100 | Emerson Solar, LLC | 100 | Non-regulated | Dropped - Planned unit whose status does not meet NEEDS criteria
Watson 1 | 68869_G_PV1 | 68869 | G | PV1 |  | Solar PV |  | NY_Z_C&E | New York | 36 | Broome | 7 | 36007 | 4.8 |  | 2026 |  |  |  | N | [29 empty] | NY Union I, LLC | 100 | NY Union I, LLC | 100 | Non-regulated | Dropped - Planned unit whose status does not meet NEEDS criteria
Watson 2 | 68870_G_PV1 | 68870 | G | PV1 |  | Solar PV |  | NY_Z_C&E | New York | 36 | Broome | 7 | 36007 | 4.9 |  | 2026 |  |  |  | N | [29 empty] | NY Union II, LLC | 100 | NY Union II, LLC | 100 | Non-regulated | Dropped - Planned unit whose status does not meet NEEDS criteria
Wildcat Ranch Energy Storage | 68877_G_WLDC1 | 68877 | G | WLDC1 |  | Energy Storage |  | SPP_SPS | Texas | 48 | Cochran | 79 | 48079 | 43 |  | 2026 |  |  |  | N | [29 empty] | Wildcat Ranch Energy Storage, LLC | 100 | Wildcat Ranch Energy Storage, LLC | 100 | Non-regulated | Dropped - Planned unit whose status does not meet NEEDS criteria
Glen Mary | 68884_G_PV1 | 68884 | G | PV1 |  | Solar PV |  | NY_Z_C&E | New York | 36 | Tioga | 107 | 36107 | 3.4 |  | 2026 |  |  |  | N | [29 empty] | NY Tioga IV, LLC | 100 | NY Tioga IV, LLC | 100 | Non-regulated | Dropped - Planned unit whose status does not meet NEEDS criteria
James River Power Station | 2161_G_BAT1 | 2161 | G | BAT1 |  | Energy Storage |  | SPP_N | Missouri | 29 | Greene | 77 | 29077 | 31 |  | 2027 |  |  |  | N | [29 empty] | City Utilities of Springfield - (MO) | 100 | City Utilities of Springfield - (MO) | 100 | Regulated | Dropped - Planned unit whose status does not meet NEEDS criteria
McCartney | 7903_G_MGS3 | 7903 | G | MGS3 |  | Combustion Turbine |  | SPP_N | Missouri | 29 | Greene | 77 | 29077 | 145 |  | 2027 |  |  |  | N | [29 empty] | City Utilities of Springfield - (MO) | 100 | City Utilities of Springfield - (MO) | 100 | Regulated | Dropped - Planned unit whose status does not meet NEEDS criteria
McCartney | 7903_G_MGS4 | 7903 | G | MGS4 |  | Combustion Turbine |  | SPP_N | Missouri | 29 | Greene | 77 | 29077 | 145 |  | 2027 |  |  |  | N | [29 empty] | City Utilities of Springfield - (MO) | 100 | City Utilities of Springfield - (MO) | 100 | Regulated | Dropped - Planned unit whose status does not meet NEEDS criteria
McCartney | 7903_G_MGS5 | 7903 | G | MGS5 |  | Combustion Turbine |  | SPP_N | Missouri | 29 | Greene | 77 | 29077 | 145 |  | 2027 |  |  |  | N | [29 empty] | City Utilities of Springfield - (MO) | 100 | City Utilities of Springfield - (MO) | 100 | Regulated | Dropped - Planned unit whose status does not meet NEEDS criteria
SunEnergy1-Scotland Neck, LLC | 59898_G_TGCSN | 59898 | G | TGCSN |  | Solar PV |  | PJM_Dom | North Carolina | 37 | Halifax | 83 | 37083 | 3 |  | 2027 |  |  |  | N | [29 empty] | SunEnergy1-Scotland Neck, LLC | 100 | SunEnergy1-Scotland Neck, LLC | 100 | Non-regulated | Dropped - Planned unit whose status does not meet NEEDS criteria
Choco Solar, LLC | 59899_G_TGCCW | 59899 | G | TGCCW |  | Solar PV |  | S_VACA | North Carolina | 37 | Beaufort | 13 | 37013 | 5 |  | 2027 |  |  |  | N | [29 empty] | Choco Solar LLC | 100 | Choco Solar LLC | 100 | Non-regulated | Dropped - Planned unit whose status does not meet NEEDS criteria
Soleil | 67664_G_SOLEI | 67664 | G | SOLEI |  | Solar PV |  | ERC_WEST | Texas | 48 | Clay | 77 | 48077 | 450 |  | 2027 |  |  |  | N | [29 empty] | Cypress Creek Renewables | 100 | Cypress Creek Renewables | 100 | Non-regulated | Dropped - Planned unit whose status does not meet NEEDS criteria
Leuven Solar LLC | 67996_G_SEPAS | 67996 | G | SEPAS |  | Solar PV |  | ERC_WEST | Texas | 48 | Nolan | 353 | 48353 | 217 |  | 2027 |  |  |  | N | [29 empty] | Belgian Renewable Energy Group (BREG) | 100 | Belgian Renewable Energy Group (BREG) | 100 | Non-regulated | Dropped - Planned unit whose status does not meet NEEDS criteria
Cape Generating Station | 68068_G_CP1G2 | 68068 | G | CP1G2 |  | Geothermal |  | WECC_UT | Utah | 49 | Beaver | 1 | 49001 | 28 |  | 2027 |  |  |  | N | [29 empty] | Cape HoldCo LLC | 100 | Cape HoldCo LLC | 100 | Non-regulated | Dropped - Planned unit whose status does not meet NEEDS criteria
Cape Generating Station | 68068_G_CP1G3 | 68068 | G | CP1G3 |  | Geothermal |  | WECC_UT | Utah | 49 | Beaver | 1 | 49001 | 28 |  | 2027 |  |  |  | N | [29 empty] | Cape HoldCo LLC | 100 | Cape HoldCo LLC | 100 | Non-regulated | Dropped - Planned unit whose status does not meet NEEDS criteria
Pineside Solar | 68075_G_PINES | 68075 | G | PINES |  | Solar PV |  | PJM_Dom | Virginia | 51 | Buckingham | 29 | 51029 | 74.9 |  | 2027 |  |  |  | N | [29 empty] | Dominion Renewable Energy | 100 | Dominion Renewable Energy | 100 | Regulated | Dropped - Planned unit whose status does not meet NEEDS criteria
Coles Wind | 68184_G_COLES | 68184 | G | COLES |  | Onshore Wind |  | MIS_IL | Illinois | 17 | Coles | 29 | 17029 | 300 |  | 2027 |  |  |  | N | [29 empty] | Coles Wind, LLC | 100 | Coles Wind, LLC | 100 | Non-regulated | Dropped - Planned unit whose status does not meet NEEDS criteria
Voyager Energy Storage | 68426_G_VOYGR | 68426 | G | VOYGR |  | Energy Storage |  | MIS_LMI | Michigan | 26 | Washtenaw | 161 | 26161 | 100 |  | 2027 |  |  |  | N | [29 empty] | Voyager Energy Storage LLC | 100 | Voyager Energy Storage LLC | 100 | Non-regulated | Dropped - Planned unit whose status does not meet NEEDS criteria
Canyonland Solar | 68468_G_CO513 | 68468 | G | CO513 |  | Solar PV |  | WECC_CO | Colorado | 8 | Montezuma | 83 | 08083 | 140 |  | 2027 |  |  |  | N | [29 empty] | Canyonland Solar LLC | 100 | Canyonland Solar LLC | 100 | Non-regulated | Dropped - Planned unit whose status does not meet NEEDS criteria
Darkwood Solar | 68478_G_DRK | 68478 | G | DRK |  | Solar PV |  | ERC_REST | Texas | 48 | Comanche | 93 | 48093 | 150.7 |  | 2027 |  |  |  | N | [29 empty] | Mustang Creek Solar I, LLC | 100 | Mustang Creek Solar I, LLC | 100 | Non-regulated | Dropped - Planned unit whose status does not meet NEEDS criteria
Broadleaf Solar | 68490_G_BLS | 68490 | G | BLS |  | Solar PV |  | NENG_CT | Connecticut | 9 | Hartford | 3 | 09003 | 200 |  | 2027 |  |  |  | N | [29 empty] | Broadleaf Solar, LLC | 100 | Broadleaf Solar, LLC | 100 | Non-regulated | Dropped - Planned unit whose status does not meet NEEDS criteria
Ergon Refining Vicksburg | 54918_G_TM02 | 54918 | G | TM02 |  | Combustion Turbine |  | MIS_MS | Mississippi | 28 | Warren | 149 | 28149 | 7.9 |  | 2027 |  |  |  | N | [29 empty] | Ergon Refining Inc | 100 | Ergon Refining Inc | 100 | Non-regulated | Dropped - Plant is identified as onsite because it is a net buyer of electricity in 2021
Ergon Refining Vicksburg | 54918_G_TM03 | 54918 | G | TM03 |  | Combustion Turbine |  | MIS_MS | Mississippi | 28 | Warren | 149 | 28149 | 7.9 |  | 2027 |  |  |  | N | [29 empty] | Ergon Refining Inc | 100 | Ergon Refining Inc | 100 | Non-regulated | Dropped - Plant is identified as onsite because it is a net buyer of electricity in 2021
Hayrick BESS | 67779_G_GRS5 | 67779 | G | GRS5 |  | Energy Storage |  | ERC_WEST | Texas | 48 | Coke | 81 | 48081 | 113.9 |  | 2027 |  |  |  | N | [29 empty] | Gransolar Texas Five LLC | 100 | Gransolar Texas Five LLC | 100 | Non-regulated | Dropped - Planned unit whose status does not meet NEEDS criteria
Yellow Barn Solar | 68584_G_YBS | 68584 | G | YBS |  | Solar PV |  | NY_Z_C&E | New York | 36 | Tompkins | 109 | 36109 | 160 |  | 2027 |  |  |  | N | [29 empty] | Lydian Energy | 100 | Lydian Energy | 100 | Non-regulated | Dropped - Planned unit whose status does not meet NEEDS criteria
York Run Solar | 68585_G_YRS | 68585 | G | YRS |  | Solar PV |  | NY_Z_A | New York | 36 | Chautauqua | 13 | 36013 | 90 |  | 2027 |  |  |  | N | [29 empty] | Lydian Energy | 100 | Lydian Energy | 100 | Non-regulated | Dropped - Planned unit whose status does not meet NEEDS criteria
Amedee Geothermal Venture I | 50964_G_NEW | 50964 | G | NEW |  | Geothermal |  | WEC_CALN | California | 6 | Lassen | 35 | 06035 | 0.7 |  | 2027 |  |  |  | N | [29 empty] | Hays Ranches, LLC | 100 | Hays Ranches, LLC | 100 | Non-regulated | Dropped - Planned unit whose status does not meet NEEDS criteria
Carriger | 67653_G_CARRI | 67653 | G | CARRI |  | Solar PV |  | WECC_PNW | Washington | 53 | Klickitat | 39 | 53039 | 160 |  | 2027 |  |  |  | N | [29 empty] | Cypress Creek Renewables | 100 | Cypress Creek Renewables | 100 | Non-regulated | Dropped - Planned unit whose status does not meet NEEDS criteria
Elk Run | 67655_G_ELKRN | 67655 | G | ELKRN |  | Solar PV |  | WECC_CO | Colorado | 8 | Las Animas | 71 | 08071 | 200 |  | 2027 |  |  |  | N | [29 empty] | Cypress Creek Renewables | 100 | Cypress Creek Renewables | 100 | Non-regulated | Dropped - Planned unit whose status does not meet NEEDS criteria
Oxbow Hill | 67661_G_OXHIL | 67661 | G | OXHIL |  | Solar PV |  | NY_Z_A | New York | 36 | Niagara | 63 | 36063 | 140 |  | 2027 |  |  |  | N | [29 empty] | Cypress Creek Renewables | 100 | Cypress Creek Renewables | 100 | Non-regulated | Dropped - Planned unit whose status does not meet NEEDS criteria
Dios BESS, LLC | 67918_G_DIOS | 67918 | G | DIOS |  | Energy Storage |  | ERC_REST | Texas | 48 | Jackson | 239 | 48239 | 201.6 |  | 2027 |  |  |  | N | [29 empty] | Samsung C&T Renewables, LLC | 100 | Samsung C&T Renewables, LLC | 100 | Non-regulated | Dropped - Planned unit whose status does not meet NEEDS criteria
Cowboy Solar I | 68022_G_CLP20 | 68022 | G | CLP20 |  | Solar PV |  | WECC_WY | Wyoming | 56 | Laramie | 21 | 56021 | 400 |  | 2027 |  |  |  | N | [29 empty] | Cowboy Solar I | 100 | Cowboy Solar I | 100 | Non-regulated | Dropped - Planned unit whose status does not meet NEEDS criteria
Cowboy Solar I | 68022_G_CLPBS | 68022 | G | CLPBS |  | Energy Storage |  | WECC_WY | Wyoming | 56 | Laramie | 21 | 56021 | 400 |  | 2027 |  |  |  | N | [29 empty] | Cowboy Solar I | 100 | Cowboy Solar I | 100 | Non-regulated | Dropped - Planned unit whose status does not meet NEEDS criteria
Okolona Solar | 68876_G_6339 | 68876 | G | 6339 |  | Solar PV |  | S_C_TVA | Mississippi | 28 | Chickasaw | 17 | 28017 | 145 |  | 2027 |  |  |  | N | [29 empty] | Okolona Solar, LLC | 100 | Okolona Solar, LLC | 100 | Non-regulated | Dropped - Planned unit whose status does not meet NEEDS criteria
Jim Wells BESS | 67553_G_RIC99 | 67553 | G | RIC99 |  | Energy Storage |  | ERC_REST | Texas | 48 | Jim Hogg | 247 | 48247 | 100.3 |  | 2027 |  |  |  | N | [29 empty] | RIC Development, LLC | 100 | RIC Development, LLC | 100 | Non-regulated | Dropped - Planned unit whose status does not meet NEEDS criteria
Bear Ridge | 67650_G_BEARR | 67650 | G | BEARR |  | Solar PV |  | NY_Z_A | New York | 36 | Niagara | 63 | 36063 | 93 |  | 2027 |  |  |  | N | [29 empty] | Cypress Creek Renewables | 100 | Cypress Creek Renewables | 100 | Non-regulated | Dropped - Planned unit whose status does not meet NEEDS criteria
Sierra Solar Hybrid | 67978_G_SSPV1 | 67978 | G | SSPV1 |  | Solar PV |  | WECC_NNV | Nevada | 32 | Churchill | 1 | 32001 | 400 |  | 2027 |  |  |  | N | [29 empty] | Sierra Pacific Power Co | 100 | Sierra Pacific Power Co | 100 | Regulated | Dropped - Planned unit whose status does not meet NEEDS criteria
ORCHARD Solar Generation and BESS | 68328_G_ORCH1 | 68328 | G | ORCH1 |  | Solar PV |  | WECC_AZ | Arizona | 4 | Yuma | 27 | 04027 | 500 |  | 2027 |  |  |  | N | [29 empty] | WestDevCo bn, LLC | 50 | WestDevCo bn, LLC | 50 | Non-regulated | Dropped - Planned unit whose status does not meet NEEDS criteria
ORCHARD Solar Generation and BESS | 68328_G_ORCH2 | 68328 | G | ORCH2 |  | Energy Storage |  | WECC_AZ | Arizona | 4 | Yuma | 27 | 04027 | 500 |  | 2027 |  |  |  | N | [29 empty] | WestDevCo bn, LLC | 50 | WestDevCo bn, LLC | 50 | Non-regulated | Dropped - Planned unit whose status does not meet NEEDS criteria
Houston County BESS | 68671_G_RIC91 | 68671 | G | RIC91 |  | Energy Storage |  | ERC_REST | Texas | 48 | Houston | 225 | 48225 | 125 |  | 2027 |  |  |  | N | [29 empty] | RIC Development, LLC | 100 | RIC Development, LLC | 100 | Non-regulated | Dropped - Planned unit whose status does not meet NEEDS criteria
Pine Flat | 7907_G_4 | 7907 | G | 4 |  | Hydro |  | WEC_CALN | California | 6 | Fresno | 19 | 06019 | 3.8 |  | 2027 |  |  |  | N | [29 empty] | Kings River Conservation Dist | 100 | Kings River Conservation Dist | 100 | Regulated | Dropped - Planned unit whose status does not meet NEEDS criteria
Franklin Heating Station | 54224_G_CTG1 | 54224 | G | CTG1 |  | Combined Cycle |  | MIS_MNWI | Minnesota | 27 | Olmsted | 109 | 27109 | 7.3 |  | 2027 |  |  |  | N | [29 empty] | Franklin Heating Station | 100 | Franklin Heating Station | 100 | Non-regulated | Dropped - Planned unit whose status does not meet NEEDS criteria
Franklin Heating Station | 54224_G_EG11 | 54224 | G | EG11 |  | Combustion Turbine | IC Engine | MIS_MNWI | Minnesota | 27 | Olmsted | 109 | 27109 | 3.4 |  | 2027 |  |  |  | N | [29 empty] | Franklin Heating Station | 100 | Franklin Heating Station | 100 | Non-regulated | Dropped - Planned unit whose status does not meet NEEDS criteria
Franklin Heating Station | 54224_G_EG12 | 54224 | G | EG12 |  | Combustion Turbine | IC Engine | MIS_MNWI | Minnesota | 27 | Olmsted | 109 | 27109 | 3.4 |  | 2027 |  |  |  | N | [29 empty] | Franklin Heating Station | 100 | Franklin Heating Station | 100 | Non-regulated | Dropped - Planned unit whose status does not meet NEEDS criteria
Franklin Heating Station | 54224_G_EG13 | 54224 | G | EG13 |  | Combustion Turbine | IC Engine | MIS_MNWI | Minnesota | 27 | Olmsted | 109 | 27109 | 3.4 |  | 2027 |  |  |  | N | [29 empty] | Franklin Heating Station | 100 | Franklin Heating Station | 100 | Non-regulated | Dropped - Planned unit whose status does not meet NEEDS criteria
Franklin Heating Station | 54224_G_EG14 | 54224 | G | EG14 |  | Combustion Turbine | IC Engine | MIS_MNWI | Minnesota | 27 | Olmsted | 109 | 27109 | 3.4 |  | 2027 |  |  |  | N | [29 empty] | Franklin Heating Station | 100 | Franklin Heating Station | 100 | Non-regulated | Dropped - Planned unit whose status does not meet NEEDS criteria
Franklin Heating Station | 54224_G_EG15 | 54224 | G | EG15 |  | Combustion Turbine | IC Engine | MIS_MNWI | Minnesota | 27 | Olmsted | 109 | 27109 | 3.4 |  | 2027 |  |  |  | N | [29 empty] | Franklin Heating Station | 100 | Franklin Heating Station | 100 | Non-regulated | Dropped - Planned unit whose status does not meet NEEDS criteria
Elk Station | 58835_G_ELK4 | 58835 | G | ELK4 |  | Combustion Turbine |  | SPP_SPS | Texas | 48 | Hale | 189 | 48189 | 201 |  | 2027 |  |  |  | N | [29 empty] | Golden Spread Electric Cooperative, Inc | 100 | Golden Spread Electric Cooperative, Inc | 100 | Regulated | Dropped - Planned unit whose status does not meet NEEDS criteria
Hinds Solar, LLC | 67231_G_HS | 67231 | G | HS |  | Solar PV |  | MIS_MS | Mississippi | 28 | Hinds | 49 | 28049 | 150 |  | 2027 |  |  |  | N | [29 empty] | Hinds Solar, LLC | 100 | Hinds Solar, LLC | 100 | Non-regulated | Dropped - Planned unit whose status does not meet NEEDS criteria
Dunlay Solar | 67559_G_RIC95 | 67559 | G | RIC95 |  | Solar PV |  | ERC_REST | Texas | 48 | Medina | 325 | 48325 | 150.5 |  | 2027 |  |  |  | N | [29 empty] | RIC Development, LLC | 100 | RIC Development, LLC | 100 | Non-regulated | Dropped - Planned unit whose status does not meet NEEDS criteria
Harryoung PV and BESS | 67777_G_GRS4B | 67777 | G | GRS4B |  | Energy Storage |  | ERC_REST | Texas | 48 | Cameron | 61 | 48061 | 190 |  | 2027 |  |  |  | N | [29 empty] | Gransolar Texas Four LLC | 100 | Gransolar Texas Four LLC | 100 | Non-regulated | Dropped - Planned unit whose status does not meet NEEDS criteria
Harryoung PV and BESS | 67777_G_GRS4P | 67777 | G | GRS4P |  | Solar PV |  | ERC_REST | Texas | 48 | Cameron | 61 | 48061 | 190 |  | 2027 |  |  |  | N | [29 empty] | Gransolar Texas Four LLC | 100 | Gransolar Texas Four LLC | 100 | Non-regulated | Dropped - Planned unit whose status does not meet NEEDS criteria
Bellefield 3 Solar and Battery Storage | 67894_G_51LVA | 67894 | G | 51LVA |  | Solar PV |  | WECC_SCE | California | 6 | Kern | 29 | 06029 | 150 |  | 2027 |  |  |  | N | [29 empty] | 51LV 8me, LLC | 100 | 51LV 8me, LLC | 100 | Non-regulated | Dropped - Planned unit whose status does not meet NEEDS criteria
Bellefield 3 Solar and Battery Storage | 67894_G_51LVB | 67894 | G | 51LVB |  | Energy Storage |  | WECC_SCE | California | 6 | Kern | 29 | 06029 | 150 |  | 2027 |  |  |  | N | [29 empty] | 51LV 8me, LLC | 100 | 51LV 8me, LLC | 100 | Non-regulated | Dropped - Planned unit whose status does not meet NEEDS criteria
Holstein 2 Battery Storage | 67896_G_229HD | 67896 | G | 229HD |  | Energy Storage |  | ERC_WEST | Texas | 48 | Nolan | 353 | 48353 | 100 |  | 2027 |  |  |  | N | [29 empty] | 229HD 8me, LLC | 100 | 229HD 8me, LLC | 100 | Non-regulated | Dropped - Planned unit whose status does not meet NEEDS criteria
Willow Beach Wind | 68090_G_WILLO | 68090 | G | WILLO |  | Onshore Wind |  | ERC_REST | Texas | 48 | Brazoria | 39 | 48039 | 200 |  | 2027 |  |  |  | N | [29 empty] | AES Clean Energy | 100 | AES Clean Energy | 100 | Non-regulated | Dropped - Planned unit whose status does not meet NEEDS criteria
Panton | 68213_G_1 | 68213 | G | 1 |  | Solar PV |  | NENGREST | Vermont | 50 | Addison | 1 | 50001 | 50 |  | 2027 |  |  |  | N | [29 empty] | Viridis Solar | 100 | Viridis Solar | 100 | Non-regulated | Dropped - Planned unit whose status does not meet NEEDS criteria
Gigawatt Solar | 68305_G_GWT1 | 68305 | G | GWT1 |  | Solar PV |  | ERC_REST | Texas | 48 | Parker | 367 | 48367 | 502 |  | 2027 |  |  |  | N | [29 empty] | Gigawatt Solar LLC | 100 | Gigawatt Solar LLC | 100 | Non-regulated | Dropped - Planned unit whose status does not meet NEEDS criteria
Gigawatt Solar | 68305_G_GWT2 | 68305 | G | GWT2 |  | Solar PV |  | ERC_REST | Texas | 48 | Parker | 367 | 48367 | 502 |  | 2027 |  |  |  | N | [29 empty] | Gigawatt Solar LLC | 100 | Gigawatt Solar LLC | 100 | Non-regulated | Dropped - Planned unit whose status does not meet NEEDS criteria
Ion Solar (TX) | 68306_G_ION | 68306 | G | ION |  | Solar PV |  | ERC_REST | Texas | 48 | Ellis | 139 | 48139 | 384 |  | 2027 |  |  |  | N | [29 empty] | Ion Solar LLC (TX) | 100 | Ion Solar LLC (TX) | 100 | Non-regulated | Dropped - Planned unit whose status does not meet NEEDS criteria
Dynamo Solar LLC | 68528_G_77 | 68528 | G | 77 |  | Solar PV |  | WEC_CALN | California | 6 | Napa | 55 | 06055 | 24.5 |  | 2027 |  |  |  | N | [29 empty] | Laketricity USA Inc. | 100 | Laketricity USA Inc. | 100 | Non-regulated | Dropped - Planned unit whose status does not meet NEEDS criteria
AC Ranch II | 68579_G_AC2S | 68579 | G | AC2S |  | Solar PV |  | SPP_SPS | New Mexico | 35 | Lea | 25 | 35025 | 230 |  | 2027 |  |  |  | N | [29 empty] | Lydian Energy | 100 | Lydian Energy | 100 | Non-regulated | Dropped - Planned unit whose status does not meet NEEDS criteria
Rock N' Roll | 68583_G_RRB | 68583 | G | RRB |  | Energy Storage |  | ERC_REST | Texas | 48 | Brazoria | 39 | 48039 | 250 |  | 2027 |  |  |  | N | [29 empty] | Lydian Energy | 100 | Lydian Energy | 100 | Non-regulated | Dropped - Planned unit whose status does not meet NEEDS criteria
Stevens Mill Solar | 68812_G_STVML | 68812 | G | STVML |  | Solar PV |  | S_VACA | North Carolina | 37 | Wayne | 191 | 37191 | 80 |  | 2027 |  |  |  | N | [29 empty] | Cypress Creek Renewables | 100 | Cypress Creek Renewables | 100 | Non-regulated | Dropped - Planned unit whose status does not meet NEEDS criteria
Muscatine Plant #1 | 1167_G_10 | 1167 | G | 10 |  | Combustion Turbine |  | MIS_MIDA | Iowa | 19 | Muscatine | 139 | 19139 | 34.4 |  | 2027 |  |  |  | N | [29 empty] | Board of Water Electric & Communications | 100 | Board of Water Electric & Communications | 100 | Regulated | Dropped - Planned unit whose status does not meet NEEDS criteria
Iron Belt | 67059_G_1 | 67059 | G | 1 |  | Energy Storage |  | ERC_WEST | Texas | 48 | Borden | 33 | 48033 | 400 |  | 2027 |  |  |  | N | [29 empty] | Iron Belt Energy Storage Project, LLC | 100 | Iron Belt Energy Storage Project, LLC | 100 | Non-regulated | Dropped - Planned unit whose status does not meet NEEDS criteria
Diamond Solar (NY) | 67220_G_NY48 | 67220 | G | NY48 |  | Solar PV |  | NY_Z_C&E | New York | 36 | Herkimer | 43 | 36043 | 60 |  | 2027 |  |  |  | N | [29 empty] | Boralex US Operations LLC | 100 | Boralex US Operations LLC | 100 | Non-regulated | Dropped - Planned unit whose status does not meet NEEDS criteria
Foothills Solar (NY) | 67221_G_NY128 | 67221 | G | NY128 |  | Solar PV |  | NY_Z_F | New York | 36 | Fulton | 35 | 36035 | 40 |  | 2027 |  |  |  | N | [29 empty] | Boralex US Operations LLC | 100 | Boralex US Operations LLC | 100 | Non-regulated | Dropped - Planned unit whose status does not meet NEEDS criteria
Zeta Solar & Storage | 67676_G_GEN01 | 67676 | G | GEN01 |  | Solar PV |  | WEC_CALN | California | 6 | Merced | 47 | 06047 | 75 |  | 2027 |  |  |  | N | [29 empty] | Zeta Solar, LLC | 100 | Zeta Solar, LLC | 100 | Non-regulated | Dropped - Planned unit whose status does not meet NEEDS criteria
Zeta Solar & Storage | 67676_G_GEN02 | 67676 | G | GEN02 |  | Energy Storage |  | WEC_CALN | California | 6 | Merced | 47 | 06047 | 75 |  | 2027 |  |  |  | N | [29 empty] | Zeta Solar, LLC | 100 | Zeta Solar, LLC | 100 | Non-regulated | Dropped - Planned unit whose status does not meet NEEDS criteria
RedSun PV and BESS | 67782_G_GS22B | 67782 | G | GS22B |  | Energy Storage |  | ERC_REST | Texas | 48 | Burnet | 53 | 48053 | 84 |  | 2027 |  |  |  | N | [29 empty] | Gransolar Texas Twenty Two LLC | 100 | Gransolar Texas Twenty Two LLC | 100 | Non-regulated | Dropped - Planned unit whose status does not meet NEEDS criteria
RedSun PV and BESS | 67782_G_GS22P | 67782 | G | GS22P |  | Solar PV |  | ERC_REST | Texas | 48 | Burnet | 53 | 48053 | 84 |  | 2027 |  |  |  | N | [29 empty] | Gransolar Texas Twenty Two LLC | 100 | Gransolar Texas Twenty Two LLC | 100 | Non-regulated | Dropped - Planned unit whose status does not meet NEEDS criteria
Elisabeth Solar | 68039_G_ELISA | 68039 | G | ELISA |  | Solar PV |  | WECC_AZ | Arizona | 4 | Yuma | 27 | 04027 | 350 |  | 2027 |  |  |  | N | [29 empty] | Leeward Asset Management, LLC | 100 | Leeward Asset Management, LLC | 100 | Non-regulated | Dropped - Planned unit whose status does not meet NEEDS criteria
Sycamore Cross Solar | 68040_G_SYCAM | 68040 | G | SYCAM |  | Solar PV |  | PJM_Dom | Virginia | 51 | Isle of Wight | 93 | 51093 | 208.2 |  | 2027 |  |  |  | N | [29 empty] | AES Clean Energy | 100 | AES Clean Energy | 100 | Non-regulated | Dropped - Planned unit whose status does not meet NEEDS criteria
South Branch Solar | 68086_G_SBS | 68086 | G | SBS |  | Solar PV |  | PJM_West | Ohio | 39 | Hancock | 63 | 39063 | 90 |  | 2027 |  |  |  | N | [29 empty] | Leeward Asset Management, LLC | 100 | Leeward Asset Management, LLC | 100 | Non-regulated | Dropped - Planned unit whose status does not meet NEEDS criteria
Fremont Solar | 68153_G_BA1 | 68153 | G | BA1 |  | Energy Storage |  | WECC_UT | Utah | 49 | Iron | 21 | 49021 | 198 |  | 2027 |  |  |  | N | [29 empty] | Fremont Solar, LLC | 100 | Fremont Solar, LLC | 100 | Non-regulated | Dropped - Planned unit whose status does not meet NEEDS criteria
Fremont Solar | 68153_G_PV1 | 68153 | G | PV1 |  | Solar PV |  | WECC_UT | Utah | 49 | Iron | 21 | 49021 | 99 |  | 2027 |  |  |  | N | [29 empty] | Fremont Solar, LLC | 100 | Fremont Solar, LLC | 100 | Non-regulated | Dropped - Planned unit whose status does not meet NEEDS criteria
Frontier Solar | 68293_G_FRON | 68293 | G | FRON |  | Solar PV |  | S_C_KY | Kentucky | 21 | Washington | 229 | 21229 | 120 |  | 2027 |  |  |  | N | [29 empty] | FRON bn, LLC | 100 | FRON bn, LLC | 100 | Non-regulated | Dropped - Planned unit whose status does not meet NEEDS criteria
Oportunity Solar Generation and BESS | 68345_G_OPPO1 | 68345 | G | OPPO1 |  | Solar PV |  | WECC_MT | Montana | 30 | Deer Lodge | 23 | 30023 | 200 |  | 2027 |  |  |  | N | [29 empty] | Cordelio BNC Holdings, LLC | 50 | Cordelio BNC Holdings, LLC | 50 | Non-regulated | Dropped - Planned unit whose status does not meet NEEDS criteria
Oportunity Solar Generation and BESS | 68345_G_OPPO2 | 68345 | G | OPPO2 |  | Energy Storage |  | WECC_MT | Montana | 30 | Deer Lodge | 23 | 30023 | 200 |  | 2027 |  |  |  | N | [29 empty] | Cordelio BNC Holdings, LLC | 50 | Cordelio BNC Holdings, LLC | 50 | Non-regulated | Dropped - Planned unit whose status does not meet NEEDS criteria
KYMEA Energy Center I | 68453_G_1 | 68453 | G | 1 |  | Combustion Turbine | IC Engine | MIS_INKY | Kentucky | 21 | Hopkins | 107 | 21107 | 18.8 |  | 2027 |  |  |  | N | [29 empty] | Kentucky Municipal Energy Agency | 100 | Kentucky Municipal Energy Agency | 100 | Non-regulated | Dropped - Planned unit whose status does not meet NEEDS criteria
KYMEA Energy Center I | 68453_G_2 | 68453 | G | 2 |  | Combustion Turbine | IC Engine | MIS_INKY | Kentucky | 21 | Hopkins | 107 | 21107 | 18.8 |  | 2027 |  |  |  | N | [29 empty] | Kentucky Municipal Energy Agency | 100 | Kentucky Municipal Energy Agency | 100 | Non-regulated | Dropped - Planned unit whose status does not meet NEEDS criteria
KYMEA Energy Center I | 68453_G_3 | 68453 | G | 3 |  | Combustion Turbine | IC Engine | MIS_INKY | Kentucky | 21 | Hopkins | 107 | 21107 | 18.8 |  | 2027 |  |  |  | N | [29 empty] | Kentucky Municipal Energy Agency | 100 | Kentucky Municipal Energy Agency | 100 | Non-regulated | Dropped - Planned unit whose status does not meet NEEDS criteria
KYMEA Energy Center I | 68453_G_4 | 68453 | G | 4 |  | Combustion Turbine | IC Engine | MIS_INKY | Kentucky | 21 | Hopkins | 107 | 21107 | 18.8 |  | 2027 |  |  |  | N | [29 empty] | Kentucky Municipal Energy Agency | 100 | Kentucky Municipal Energy Agency | 100 | Non-regulated | Dropped - Planned unit whose status does not meet NEEDS criteria
Laurens Solar | 68480_G_LS1 | 68480 | G | LS1 |  | Solar PV |  | S_SOU | Georgia | 13 | Laurens | 175 | 13175 | 150 |  | 2027 |  |  |  | N | [29 empty] | Laurens Solar I, LLC | 100 | Laurens Solar I, LLC | 100 | Non-regulated | Dropped - Planned unit whose status does not meet NEEDS criteria
Whale Rock Pumped Storage Hydro Project | 66685_G_WH001 | 66685 | G | WH001 |  | Pumped Storage |  | WEC_CALN | California | 6 | San Luis Obispo | 79 | 06079 | 200 |  | 2027 |  |  |  | N | [29 empty] | Premium Energy Holdings | 100 | Premium Energy Holdings | 100 | Non-regulated | Dropped - Planned unit whose status does not meet NEEDS criteria
Whale Rock Pumped Storage Hydro Project | 66685_G_WH002 | 66685 | G | WH002 |  | Pumped Storage |  | WEC_CALN | California | 6 | San Luis Obispo | 79 | 06079 | 200 |  | 2027 |  |  |  | N | [29 empty] | Premium Energy Holdings | 100 | Premium Energy Holdings | 100 | Non-regulated | Dropped - Planned unit whose status does not meet NEEDS criteria
Whale Rock Pumped Storage Hydro Project | 66685_G_WH003 | 66685 | G | WH003 |  | Pumped Storage |  | WEC_CALN | California | 6 | San Luis Obispo | 79 | 06079 | 200 |  | 2027 |  |  |  | N | [29 empty] | Premium Energy Holdings | 100 | Premium Energy Holdings | 100 | Non-regulated | Dropped - Planned unit whose status does not meet NEEDS criteria
Turney Energy Center | 67263_G_TN1 | 67263 | G | TN1 |  | Combustion Turbine |  | MIS_MO | Missouri | 29 | Clinton | 49 | 29049 | 411.4 |  | 2027 |  |  |  | N | [29 empty] | Associated Electric Coop, Inc | 100 | Associated Electric Coop, Inc | 100 | Regulated | Dropped - Planned unit whose status does not meet NEEDS criteria
Somerset Solar LLC | 67324_G_NYSOM | 67324 | G | NYSOM |  | Solar PV |  | NY_Z_A | New York | 36 | Niagara | 63 | 36063 | 125 |  | 2027 |  |  |  | N | [29 empty] | AES Clean Energy | 100 | AES Clean Energy | 100 | Non-regulated | Dropped - Planned unit whose status does not meet NEEDS criteria
Pecan BESS | 67774_G_GRS3 | 67774 | G | GRS3 |  | Energy Storage |  | ERC_REST | Texas | 48 | Leon | 289 | 48289 | 157.1 |  | 2027 |  |  |  | N | [29 empty] | Gransolar Texas Three, LLC | 100 | Gransolar Texas Three, LLC | 100 | Non-regulated | Dropped - Planned unit whose status does not meet NEEDS criteria
Steelhead Energy Storage | 67798_G_GRS7 | 67798 | G | GRS7 |  | Energy Storage |  | ERC_REST | Texas | 48 | Fannin | 147 | 48147 | 190.1 |  | 2027 |  |  |  | N | [29 empty] | GRS BESS Texas Seven, LLC | 100 | GRS BESS Texas Seven, LLC | 100 | Non-regulated | Dropped - Planned unit whose status does not meet NEEDS criteria
Sierra Solar Hybrid | 67978_G_SSES1 | 67978 | G | SSES1 |  | Energy Storage |  | WECC_NNV | Nevada | 32 | Churchill | 1 | 32001 | 400 |  | 2027 |  |  |  | N | [29 empty] | Sierra Pacific Power Co | 100 | Sierra Pacific Power Co | 100 | Regulated | Dropped - Planned unit whose status does not meet NEEDS criteria
Abeja Solar Farm | 68347_G_ABPV1 | 68347 | G | ABPV1 |  | Solar PV |  | ERC_REST | Texas | 48 | Bee | 25 | 48025 | 200 |  | 2027 |  |  |  | N | [29 empty] | Abeja Solar Farm LLC | 100 | Abeja Solar Farm LLC | 100 | Non-regulated | Dropped - Planned unit whose status does not meet NEEDS criteria
Alamo City ESS | 68348_G_ACESS | 68348 | G | ACESS |  | Energy Storage |  | ERC_REST | Texas | 48 | Bexar | 29 | 48029 | 200 |  | 2027 |  |  |  | N | [29 empty] | Alamo City ESS LLC | 100 | Alamo City ESS LLC | 100 | Non-regulated | Dropped - Planned unit whose status does not meet NEEDS criteria
Avant Prairie ESS | 68349_G_AVBS1 | 68349 | G | AVBS1 |  | Energy Storage |  | ERC_REST | Texas | 48 | Freestone | 161 | 48161 | 200 |  | 2027 |  |  |  | N | [29 empty] | Avant Prairie ESS LLC | 100 | Avant Prairie ESS LLC | 100 | Non-regulated | Dropped - Planned unit whose status does not meet NEEDS criteria
Bravo ESS | 68350_G_BESS1 | 68350 | G | BESS1 |  | Energy Storage |  | ERC_REST | Texas | 48 | Zapata | 505 | 48505 | 200 |  | 2027 |  |  |  | N | [29 empty] | Bravo ESS LLC | 100 | Bravo ESS LLC | 100 | Non-regulated | Dropped - Planned unit whose status does not meet NEEDS criteria
Clairemont Solar | 68351_G_CLAPV | 68351 | G | CLAPV |  | Solar PV |  | ERC_WEST | Texas | 48 | Kent | 263 | 48263 | 500 |  | 2027 |  |  |  | N | [29 empty] | Clairemont Solar LLC | 100 | Clairemont Solar LLC | 100 | Non-regulated | Dropped - Planned unit whose status does not meet NEEDS criteria
La Salle ESS | 68353_G_LSBS1 | 68353 | G | LSBS1 |  | Energy Storage |  | ERC_REST | Texas | 48 | La Salle | 283 | 48283 | 500 |  | 2027 |  |  |  | N | [29 empty] | La Salle ESS LLC | 100 | La Salle ESS LLC | 100 | Non-regulated | Dropped - Planned unit whose status does not meet NEEDS criteria
La Salle Solar | 68354_G_LSPV1 | 68354 | G | LSPV1 |  | Solar PV |  | ERC_REST | Texas | 48 | La Salle | 283 | 48283 | 500 |  | 2027 |  |  |  | N | [29 empty] | La Salle Solar LLC | 100 | La Salle Solar LLC | 100 | Non-regulated | Dropped - Planned unit whose status does not meet NEEDS criteria
Lazy U ESS 1 | 68355_G_LUBA1 | 68355 | G | LUBA1 |  | Energy Storage |  | ERC_WEST | Texas | 48 | Hardeman | 197 | 48197 | 250 |  | 2027 |  |  |  | N | [29 empty] | Lazy U ESS 1 LLC | 100 | Lazy U ESS 1 LLC | 100 | Non-regulated | Dropped - Planned unit whose status does not meet NEEDS criteria
Pepper Solar Farm | 68359_G_OCPSF | 68359 | G | OCPSF |  | Solar PV |  | ERC_REST | Texas | 48 | McLennan | 309 | 48309 | 120 |  | 2027 |  |  |  | N | [29 empty] | Pepper Solar Farm LLC | 100 | Pepper Solar Farm LLC | 100 | Non-regulated | Dropped - Planned unit whose status does not meet NEEDS criteria
Prost ESS | 68360_G_PRESS | 68360 | G | PRESS |  | Energy Storage |  | ERC_REST | Texas | 48 | Austin | 15 | 48015 | 200 |  | 2027 |  |  |  | N | [29 empty] | Prost ESS LLC | 100 | Prost ESS LLC | 100 | Non-regulated | Dropped - Planned unit whose status does not meet NEEDS criteria
Rush ESS | 68361_G_RUESS | 68361 | G | RUESS |  | Energy Storage |  | ERC_REST | Texas | 48 | Bexar | 29 | 48029 | 200 |  | 2027 |  |  |  | N | [29 empty] | Rush ESS LLC | 100 | Rush ESS LLC | 100 | Non-regulated | Dropped - Planned unit whose status does not meet NEEDS criteria
SunShiner ESS | 68363_G_SSESS | 68363 | G | SSESS |  | Energy Storage |  | ERC_REST | Texas | 48 | Zavala | 507 | 48507 | 200 |  | 2027 |  |  |  | N | [29 empty] | SunShiner ESS LLC | 100 | SunShiner ESS LLC | 100 | Non-regulated | Dropped - Planned unit whose status does not meet NEEDS criteria
Tex-Bar ESS | 68364_G_TBESS | 68364 | G | TBESS |  | Energy Storage |  | ERC_REST | Texas | 48 | Madison | 313 | 48313 | 200 |  | 2027 |  |  |  | N | [29 empty] | Tex-Bar ESS LLC | 100 | Tex-Bar ESS LLC | 100 | Non-regulated | Dropped - Planned unit whose status does not meet NEEDS criteria
Marcos PV and BESS | 68080_G_GRS8B | 68080 | G | GRS8B |  | Energy Storage |  | ERC_REST | Texas | 48 | Victoria | 469 | 48469 | 115 |  | 2027 |  |  |  | N | [29 empty] | GRS BESS Texas Eight LLC | 100 | GRS BESS Texas Eight LLC | 100 | Non-regulated | Dropped - Planned unit whose status does not meet NEEDS criteria
Marcos PV and BESS | 68080_G_GRS8P | 68080 | G | GRS8P |  | Solar PV |  | ERC_REST | Texas | 48 | Victoria | 469 | 48469 | 115 |  | 2027 |  |  |  | N | [29 empty] | GRS BESS Texas Eight LLC | 100 | GRS BESS Texas Eight LLC | 100 | Non-regulated | Dropped - Planned unit whose status does not meet NEEDS criteria
Two Rivers Solar | 68198_G_TRS | 68198 | G | TRS |  | Solar PV |  | ERC_REST | Texas | 48 | Milam | 331 | 48331 | 214 |  | 2027 |  |  |  | N | [29 empty] | Two Rivers Solar, LLC | 100 | Two Rivers Solar, LLC | 100 | Non-regulated | Dropped - Planned unit whose status does not meet NEEDS criteria
THREE SISTERS Solar Generation and BESS | 68298_G_THSI1 | 68298 | G | THSI1 |  | Energy Storage |  | WECC_AZ | Arizona | 4 | Pinal | 21 | 04021 | 300 |  | 2027 |  |  |  | N | [29 empty] | WestDevco, LLC | 50 | WestDevco, LLC | 50 | Non-regulated | Dropped - Planned unit whose status does not meet NEEDS criteria
THREE SISTERS Solar Generation and BESS | 68298_G_THSI2 | 68298 | G | THSI2 |  | Solar PV |  | WECC_AZ | Arizona | 4 | Pinal | 21 | 04021 | 300 |  | 2027 |  |  |  | N | [29 empty] | WestDevco, LLC | 50 | WestDevco, LLC | 50 | Non-regulated | Dropped - Planned unit whose status does not meet NEEDS criteria
Pepper Hammock Solar and Storage | 68367_G_PEHA1 | 68367 | G | PEHA1 |  | Solar PV |  | S_SOU | Georgia | 13 | Wayne | 305 | 13305 | 1200 |  | 2027 |  |  |  | N | [29 empty] | BrightNight Power | 100 | BrightNight Power | 100 | Non-regulated | Dropped - Planned unit whose status does not meet NEEDS criteria
T B Simon Power Plant | 10328_G_GEN11 | 10328 | G | GEN11 |  | Combustion Turbine |  | MIS_LMI | Michigan | 26 | Ingham | 65 | 26065 | 15 |  | 2027 |  |  |  | N | [29 empty] | Michigan State University | 100 | Michigan State University | 100 | Non-regulated | Dropped - Planned unit whose status does not meet NEEDS criteria
MPW Solar 1 | 66978_G_MS1 | 66978 | G | MS1 |  | Solar PV |  | MIS_MIDA | Iowa | 19 | Muscatine | 139 | 19139 | 24 |  | 2027 |  |  |  | N | [29 empty] | MPW Solar 1, LLC | 100 | MPW Solar 1, LLC | 100 | Non-regulated | Dropped - Planned unit whose status does not meet NEEDS criteria
Scotch Grove Solar | 67663_G_SGROV | 67663 | G | SGROV |  | Solar PV |  | S_VACA | North Carolina | 37 | Scotland | 165 | 37165 | 80 |  | 2027 |  |  |  | N | [29 empty] | Cypress Creek Renewables | 100 | Cypress Creek Renewables | 100 | Non-regulated | Dropped - Planned unit whose status does not meet NEEDS criteria
Cumbia Energy Center | 67768_G_CECBA | 67768 | G | CECBA |  | Energy Storage |  | ERC_REST | Texas | 48 | Nueces | 355 | 48355 | 200 |  | 2027 |  |  |  | N | [29 empty] | Mission Clean Energy Devco LLC | 100 | Mission Clean Energy Devco LLC | 100 | Non-regulated | Dropped - Planned unit whose status does not meet NEEDS criteria
Vial BESS | 67784_G_GRS11 | 67784 | G | GRS11 |  | Energy Storage |  | ERC_REST | Texas | 48 | Hill | 217 | 48217 | 141.4 |  | 2027 |  |  |  | N | [29 empty] | Gransolar Texas Eleven LLC | 100 | Gransolar Texas Eleven LLC | 100 | Non-regulated | Dropped - Planned unit whose status does not meet NEEDS criteria
Starfire Mountain Solar | 68369_G_STMO | 68369 | G | STMO |  | Solar PV |  | PJM_West | Kentucky | 21 | Perry | 193 | 21193 | 410 |  | 2027 |  |  |  | N | [29 empty] | BrightNight Power | 100 | BrightNight Power | 100 | Non-regulated | Dropped - Planned unit whose status does not meet NEEDS criteria
Brookside Solar | 68473_G_BROOK | 68473 | G | BROOK |  | Solar PV |  | NY_Z_D | New York | 36 | Franklin | 33 | 36033 | 100 |  | 2027 |  |  |  | N | [29 empty] | Brookside Solar LLC | 100 | Brookside Solar LLC | 100 | Non-regulated | Dropped - Planned unit whose status does not meet NEEDS criteria
Horseshoe Lake | 2951_G_11 | 2951 | G | 11 |  | Combustion Turbine |  | SPP_WEST | Oklahoma | 40 | Oklahoma | 109 | 40109 | 224 |  | 2027 |  |  |  | N | [29 empty] | Oklahoma Gas & Electric Co | 100 | Oklahoma Gas & Electric Co | 100 | Regulated | Dropped - Planned unit whose status does not meet NEEDS criteria
Horseshoe Lake | 2951_G_12 | 2951 | G | 12 |  | Combustion Turbine |  | SPP_WEST | Oklahoma | 40 | Oklahoma | 109 | 40109 | 224 |  | 2027 |  |  |  | N | [29 empty] | Oklahoma Gas & Electric Co | 100 | Oklahoma Gas & Electric Co | 100 | Regulated | Dropped - Planned unit whose status does not meet NEEDS criteria
Castle Bluff Energy Center | 67576_G_1 | 67576 | G | 1 |  | Combustion Turbine |  | MIS_MO | Missouri | 29 | St Louis | 189 | 29189 | 175 |  | 2027 |  |  |  | N | [29 empty] | Union Electric Co - (MO) | 100 | Union Electric Co - (MO) | 100 | Regulated | Dropped - Planned unit whose status does not meet NEEDS criteria
Castle Bluff Energy Center | 67576_G_2 | 67576 | G | 2 |  | Combustion Turbine |  | MIS_MO | Missouri | 29 | St Louis | 189 | 29189 | 175 |  | 2027 |  |  |  | N | [29 empty] | Union Electric Co - (MO) | 100 | Union Electric Co - (MO) | 100 | Regulated | Dropped - Planned unit whose status does not meet NEEDS criteria
Castle Bluff Energy Center | 67576_G_3 | 67576 | G | 3 |  | Combustion Turbine |  | MIS_MO | Missouri | 29 | St Louis | 189 | 29189 | 175 |  | 2027 |  |  |  | N | [29 empty] | Union Electric Co - (MO) | 100 | Union Electric Co - (MO) | 100 | Regulated | Dropped - Planned unit whose status does not meet NEEDS criteria
Sandersville Solar | 67988_G_PGR28 | 67988 | G | PGR28 |  | Solar PV |  | S_SOU | Georgia | 13 | Washington | 303 | 13303 | 50 |  | 2027 |  |  |  | N | [29 empty] | Sandersville Solar, LLC | 100 | Sandersville Solar, LLC | 100 | Non-regulated | Dropped - Planned unit whose status does not meet NEEDS criteria
Red Hollow Renewable Energy | 68030_G_RDHLW | 68030 | G | RDHLW |  | Solar PV |  | ERC_WEST | Texas | 48 | Archer | 9 | 48009 | 300 |  | 2027 |  |  |  | N | [29 empty] | Vesper Energy Development LLC | 100 | Vesper Energy Development LLC | 100 | Non-regulated | Dropped - Planned unit whose status does not meet NEEDS criteria
Red Hollow Renewable Energy | 68030_G_RHLWB | 68030 | G | RHLWB |  | Energy Storage |  | ERC_WEST | Texas | 48 | Archer | 9 | 48009 | 300 |  | 2027 |  |  |  | N | [29 empty] | Vesper Energy Development LLC | 100 | Vesper Energy Development LLC | 100 | Non-regulated | Dropped - Planned unit whose status does not meet NEEDS criteria
Dyers Spring Solar | 68290_G_DYSP | 68290 | G | DYSP |  | Solar PV |  | MIS_INKY | Kentucky | 21 | Breckinridge | 27 | 21027 | 200 |  | 2027 |  |  |  | N | [29 empty] | DYSP, LLC | 100 | DYSP, LLC | 100 | Non-regulated | Dropped - Planned unit whose status does not meet NEEDS criteria
KY No. 11 L&D Hydroelectric Project | 62390_G_6 | 62390 | G | 6 |  | Hydro |  | S_C_KY | Kentucky | 21 | Estill | 65 | 21065 | 0.6 |  | 2027 |  |  |  | N | [29 empty] | Lock 11 Hydro Partners, LLC | 100 | Lock 11 Hydro Partners, LLC | 100 | Non-regulated | Dropped - Planned unit whose status does not meet NEEDS criteria
Rock House Solar | 67226_G_ROCKH | 67226 | G | ROCKH |  | Solar PV |  | S_SOU | Georgia | 13 | McDuffie | 189 | 13189 | 250 |  | 2027 |  |  |  | N | [29 empty] | EDF Renewables Development, Inc. | 100 | EDF Renewables Development, Inc. | 100 | Non-regulated | Dropped - Planned unit whose status does not meet NEEDS criteria
Cosper Solar | 67773_G_GRS20 | 67773 | G | GRS20 |  | Solar PV |  | ERC_REST | Texas | 48 | Bell | 27 | 48027 | 148 |  | 2027 |  |  |  | N | [29 empty] | Gransolar Texas Twenty LLC | 100 | Gransolar Texas Twenty LLC | 100 | Non-regulated | Dropped - Planned unit whose status does not meet NEEDS criteria
Two Oaks Solar and Storage LLC | 67884_G_ENX28 | 67884 | G | ENX28 |  | Energy Storage |  | PJM_Dom | Virginia | 51 | Louisa | 109 | 51109 | 50 |  | 2027 |  |  |  | N | [29 empty] | Two Oaks Solar and Storage | 100 | Two Oaks Solar and Storage | 100 | Non-regulated | Dropped - Planned unit whose status does not meet NEEDS criteria
Drawhorn Solar | 67989_G_PGR28 | 67989 | G | PGR28 |  | Solar PV |  | S_SOU | Georgia | 13 | Hancock | 141 | 13141 | 80 |  | 2027 |  |  |  | N | [29 empty] | Drawhorn Solar, LLC | 100 | Drawhorn Solar, LLC | 100 | Non-regulated | Dropped - Planned unit whose status does not meet NEEDS criteria
Delta Solar Plant | 68028_G_DSP | 68028 | G | DSP |  | Solar PV |  | MIS_AMSO | Louisiana | 22 | Tangipahoa | 105 | 22105 | 80 |  | 2027 |  |  |  | N | [29 empty] | Entergy Mississippi LLC | 100 | Entergy Mississippi LLC | 100 | Regulated | Dropped - Planned unit whose status does not meet NEEDS criteria
Yates | 728_G_10 | 728 | G | 10 |  | Combustion Turbine |  | S_SOU | Georgia | 13 | Coweta | 77 | 13077 | 418.4 |  | 2027 |  |  |  | N | [29 empty] | Georgia Power Co | 100 | Georgia Power Co | 100 | Regulated | Dropped - Planned unit whose status does not meet NEEDS criteria
Yates | 728_G_9 | 728 | G | 9 |  | Combustion Turbine |  | S_SOU | Georgia | 13 | Coweta | 77 | 13077 | 418.4 |  | 2027 |  |  |  | N | [29 empty] | Georgia Power Co | 100 | Georgia Power Co | 100 | Regulated | Dropped - Planned unit whose status does not meet NEEDS criteria
Kingston | 3407_G_CTG1 | 3407 | G | CTG1 |  | Combined Cycle |  | S_C_TVA | Tennessee | 47 | Roane | 145 | 47145 | 372.9 |  | 2027 |  |  |  | N | [29 empty] | Tennessee Valley Authority | 100 | Tennessee Valley Authority | 100 | Regulated | Dropped - Planned unit whose status does not meet NEEDS criteria
Kingston | 3407_G_G1 | 3407 | G | G1 |  | Combustion Turbine |  | S_C_TVA | Tennessee | 47 | Roane | 145 | 47145 | 45 |  | 2027 |  |  |  | N | [29 empty] | Tennessee Valley Authority | 100 | Tennessee Valley Authority | 100 | Regulated | Dropped - Planned unit whose status does not meet NEEDS criteria
Kingston | 3407_G_G10 | 3407 | G | G10 |  | Combustion Turbine |  | S_C_TVA | Tennessee | 47 | Roane | 145 | 47145 | 45 |  | 2027 |  |  |  | N | [29 empty] | Tennessee Valley Authority | 100 | Tennessee Valley Authority | 100 | Regulated | Dropped - Planned unit whose status does not meet NEEDS criteria
Kingston | 3407_G_G11 | 3407 | G | G11 |  | Combustion Turbine |  | S_C_TVA | Tennessee | 47 | Roane | 145 | 47145 | 45 |  | 2027 |  |  |  | N | [29 empty] | Tennessee Valley Authority | 100 | Tennessee Valley Authority | 100 | Regulated | Dropped - Planned unit whose status does not meet NEEDS criteria
Kingston | 3407_G_G12 | 3407 | G | G12 |  | Combustion Turbine |  | S_C_TVA | Tennessee | 47 | Roane | 145 | 47145 | 45 |  | 2027 |  |  |  | N | [29 empty] | Tennessee Valley Authority | 100 | Tennessee Valley Authority | 100 | Regulated | Dropped - Planned unit whose status does not meet NEEDS criteria
Kingston | 3407_G_G13 | 3407 | G | G13 |  | Combustion Turbine |  | S_C_TVA | Tennessee | 47 | Roane | 145 | 47145 | 45 |  | 2027 |  |  |  | N | [29 empty] | Tennessee Valley Authority | 100 | Tennessee Valley Authority | 100 | Regulated | Dropped - Planned unit whose status does not meet NEEDS criteria
Kingston | 3407_G_G14 | 3407 | G | G14 |  | Combustion Turbine |  | S_C_TVA | Tennessee | 47 | Roane | 145 | 47145 | 45 |  | 2027 |  |  |  | N | [29 empty] | Tennessee Valley Authority | 100 | Tennessee Valley Authority | 100 | Regulated | Dropped - Planned unit whose status does not meet NEEDS criteria
Kingston | 3407_G_G15 | 3407 | G | G15 |  | Combustion Turbine |  | S_C_TVA | Tennessee | 47 | Roane | 145 | 47145 | 45 |  | 2027 |  |  |  | N | [29 empty] | Tennessee Valley Authority | 100 | Tennessee Valley Authority | 100 | Regulated | Dropped - Planned unit whose status does not meet NEEDS criteria
Kingston | 3407_G_G16 | 3407 | G | G16 |  | Combustion Turbine |  | S_C_TVA | Tennessee | 47 | Roane | 145 | 47145 | 45 |  | 2027 |  |  |  | N | [29 empty] | Tennessee Valley Authority | 100 | Tennessee Valley Authority | 100 | Regulated | Dropped - Planned unit whose status does not meet NEEDS criteria
Kingston | 3407_G_G2 | 3407 | G | G2 |  | Combustion Turbine |  | S_C_TVA | Tennessee | 47 | Roane | 145 | 47145 | 45 |  | 2027 |  |  |  | N | [29 empty] | Tennessee Valley Authority | 100 | Tennessee Valley Authority | 100 | Regulated | Dropped - Planned unit whose status does not meet NEEDS criteria
Kingston | 3407_G_G3 | 3407 | G | G3 |  | Combustion Turbine |  | S_C_TVA | Tennessee | 47 | Roane | 145 | 47145 | 45 |  | 2027 |  |  |  | N | [29 empty] | Tennessee Valley Authority | 100 | Tennessee Valley Authority | 100 | Regulated | Dropped - Planned unit whose status does not meet NEEDS criteria
Kingston | 3407_G_G4 | 3407 | G | G4 |  | Combustion Turbine |  | S_C_TVA | Tennessee | 47 | Roane | 145 | 47145 | 45 |  | 2027 |  |  |  | N | [29 empty] | Tennessee Valley Authority | 100 | Tennessee Valley Authority | 100 | Regulated | Dropped - Planned unit whose status does not meet NEEDS criteria
Kingston | 3407_G_G5 | 3407 | G | G5 |  | Combustion Turbine |  | S_C_TVA | Tennessee | 47 | Roane | 145 | 47145 | 45 |  | 2027 |  |  |  | N | [29 empty] | Tennessee Valley Authority | 100 | Tennessee Valley Authority | 100 | Regulated | Dropped - Planned unit whose status does not meet NEEDS criteria
Kingston | 3407_G_G6 | 3407 | G | G6 |  | Combustion Turbine |  | S_C_TVA | Tennessee | 47 | Roane | 145 | 47145 | 45 |  | 2027 |  |  |  | N | [29 empty] | Tennessee Valley Authority | 100 | Tennessee Valley Authority | 100 | Regulated | Dropped - Planned unit whose status does not meet NEEDS criteria
Kingston | 3407_G_G7 | 3407 | G | G7 |  | Combustion Turbine |  | S_C_TVA | Tennessee | 47 | Roane | 145 | 47145 | 45 |  | 2027 |  |  |  | N | [29 empty] | Tennessee Valley Authority | 100 | Tennessee Valley Authority | 100 | Regulated | Dropped - Planned unit whose status does not meet NEEDS criteria
Kingston | 3407_G_G8 | 3407 | G | G8 |  | Combustion Turbine |  | S_C_TVA | Tennessee | 47 | Roane | 145 | 47145 | 45 |  | 2027 |  |  |  | N | [29 empty] | Tennessee Valley Authority | 100 | Tennessee Valley Authority | 100 | Regulated | Dropped - Planned unit whose status does not meet NEEDS criteria
Kingston | 3407_G_G9 | 3407 | G | G9 |  | Combustion Turbine |  | S_C_TVA | Tennessee | 47 | Roane | 145 | 47145 | 45 |  | 2027 |  |  |  | N | [29 empty] | Tennessee Valley Authority | 100 | Tennessee Valley Authority | 100 | Regulated | Dropped - Planned unit whose status does not meet NEEDS criteria
Kingston | 3407_G_STG1 | 3407 | G | STG1 |  | Combined Cycle |  | S_C_TVA | Tennessee | 47 | Roane | 145 | 47145 | 296.6 |  | 2027 |  |  |  | N | [29 empty] | Tennessee Valley Authority | 100 | Tennessee Valley Authority | 100 | Regulated | Dropped - Planned unit whose status does not meet NEEDS criteria
Wildcat Solar Power Plant LLC | 64849_G_ATMWS | 64849 | G | ATMWS |  | Energy Storage |  | WECC_NM | New Mexico | 35 | McKinley | 31 | 35031 | 50 |  | 2027 |  |  |  | N | [29 empty] | Solariant Capital, LLC | 100 | Solariant Capital, LLC | 100 | Non-regulated | Dropped - Planned unit whose status does not meet NEEDS criteria
Lawrence County Solar | 67233_G_SOL1 | 67233 | G | SOL1 |  | Solar PV |  | S_C_TVA | Alabama | 1 | Lawrence | 79 | 01079 | 193 |  | 2027 |  |  |  | N | [29 empty] | Tennessee Valley Authority | 100 | Tennessee Valley Authority | 100 | Regulated | Dropped - Planned unit whose status does not meet NEEDS criteria
Hoffman Falls Wind 2 | 67346_G_Q1335 | 67346 | G | Q1335 |  | Onshore Wind |  | NY_Z_C&E | New York | 36 | Madison | 53 | 36053 | 102.5 |  | 2027 |  |  |  | N | [29 empty] | Liberty Renewables Incorporated | 100 | Liberty Renewables Incorporated | 100 | Non-regulated | Dropped - Planned unit whose status does not meet NEEDS criteria
Waco Solar II | 67354_G_5698 | 67354 | G | 5698 |  | Solar PV |  | ERC_REST | Texas | 48 | Limestone | 293 | 48293 | 200 |  | 2027 |  |  |  | N | [29 empty] | Waco Solar II, LLC | 100 | Waco Solar II, LLC | 100 | Non-regulated | Dropped - Planned unit whose status does not meet NEEDS criteria
Lake Whitney Solar | 67358_G_4670 | 67358 | G | 4670 |  | Solar PV |  | ERC_REST | Texas | 48 | Bosque | 35 | 48035 | 150 |  | 2027 |  |  |  | N | [29 empty] | Lake Whitney Solar, LLC | 100 | Lake Whitney Solar, LLC | 100 | Non-regulated | Dropped - Planned unit whose status does not meet NEEDS criteria
Bhalu | 67652_G_BHALU | 67652 | G | BHALU |  | Energy Storage |  | ERC_WEST | Texas | 48 | Howard | 227 | 48227 | 200 |  | 2027 |  |  |  | N | [29 empty] | Cypress Creek Renewables | 100 | Cypress Creek Renewables | 100 | Non-regulated | Dropped - Planned unit whose status does not meet NEEDS criteria
Lampe Solar | 67781_G_GRS7 | 67781 | G | GRS7 |  | Solar PV |  | ERC_REST | Texas | 48 | Washington | 477 | 48477 | 60.2 |  | 2027 |  |  |  | N | [29 empty] | Gransolar Texas Seven LLC | 100 | Gransolar Texas Seven LLC | 100 | Non-regulated | Dropped - Planned unit whose status does not meet NEEDS criteria
KCE NY 31, LLC | 67839_G_NY31 | 67839 | G | NY31 |  | Energy Storage |  | NY_Z_K | New York | 36 | Suffolk | 103 | 36103 | 50 |  | 2027 |  |  |  | N | [29 empty] | Key Capture Energy | 100 | Key Capture Energy | 100 | Non-regulated | Dropped - Planned unit whose status does not meet NEEDS criteria
Parks Valley Energy LLC | 67874_G_ENX32 | 67874 | G | ENX32 |  | Energy Storage |  | PJM_AP | West Virginia | 54 | Hampshire | 27 | 54027 | 150 |  | 2027 |  |  |  | N | [29 empty] | Parks Valley Energy LLC | 100 | Parks Valley Energy LLC | 100 | Non-regulated | Dropped - Planned unit whose status does not meet NEEDS criteria
Moonlight Flats Solar Power 2 | 67951_G_MFS2 | 67951 | G | MFS2 |  | Solar PV |  | PJM_PENE | Pennsylvania | 42 | Clearfield | 33 | 42033 | 126.5 |  | 2027 |  |  |  | N | [29 empty] | Moonlight Flats Solar Power, LLC | 100 | Moonlight Flats Solar Power, LLC | 100 | Non-regulated | Dropped - Planned unit whose status does not meet NEEDS criteria
Moonlight Flats Solar Power 3 | 67953_G_MFS3 | 67953 | G | MFS3 |  | Solar PV |  | PJM_PENE | Pennsylvania | 42 | Clearfield | 33 | 42033 | 202.4 |  | 2027 |  |  |  | N | [29 empty] | Moonlight Flats Solar Power, LLC | 100 | Moonlight Flats Solar Power, LLC | 100 | Non-regulated | Dropped - Planned unit whose status does not meet NEEDS criteria
BAI-Boyles Run-Phase I | 67954_G_BRPV1 | 67954 | G | BRPV1 |  | Solar PV |  | PJM_WMAC | Pennsylvania | 42 | Northumberland | 97 | 42097 | 15.9 |  | 2027 |  |  |  | N | [29 empty] | Boyles Run Solar I, LLC | 100 | Boyles Run Solar I, LLC | 100 | Non-regulated | Dropped - Planned unit whose status does not meet NEEDS criteria
BAI-Boyles Run-Phase 2 | 67955_G_BRPV2 | 67955 | G | BRPV2 |  | Solar PV |  | PJM_WMAC | Pennsylvania | 42 | Northumberland | 97 | 42097 | 15.9 |  | 2027 |  |  |  | N | [29 empty] | Boyles Run Solar II, LLC | 100 | Boyles Run Solar II, LLC | 100 | Non-regulated | Dropped - Planned unit whose status does not meet NEEDS criteria
New Jay PV & BESS | 67966_G_NEWJ1 | 67966 | G | NEWJ1 |  | Solar PV |  | PJM_West | Indiana | 18 | Jay | 75 | 18075 | 39 |  | 2027 |  |  |  | N | [29 empty] | Hodson Greendefine Jay Desoto LLC | 100 | Hodson Greendefine Jay Desoto LLC | 100 | Non-regulated | Dropped - Planned unit whose status does not meet NEEDS criteria
Firefly Solar PA | 67984_G_FFLPA | 67984 | G | FFLPA |  | Solar PV |  | PJM_ATSI | Pennsylvania | 42 | Lawrence | 73 | 42073 | 401.6 |  | 2027 |  |  |  | N | [29 empty] | Vesper Energy Development LLC | 100 | Vesper Energy Development LLC | 100 | Non-regulated | Dropped - Planned unit whose status does not meet NEEDS criteria
Sunrose Renewable Energy | 68033_G_SNRSE | 68033 | G | SNRSE |  | Solar PV |  | ERC_REST | Texas | 48 | Austin | 15 | 48015 | 300 |  | 2027 |  |  |  | N | [29 empty] | Vesper Energy Development LLC | 100 | Vesper Energy Development LLC | 100 | Non-regulated | Dropped - Planned unit whose status does not meet NEEDS criteria
Sunrose Renewable Energy | 68033_G_SRSEB | 68033 | G | SRSEB |  | Energy Storage |  | ERC_REST | Texas | 48 | Austin | 15 | 48015 | 300 |  | 2027 |  |  |  | N | [29 empty] | Vesper Energy Development LLC | 100 | Vesper Energy Development LLC | 100 | Non-regulated | Dropped - Planned unit whose status does not meet NEEDS criteria
Symank Solar | 68175_G_SYMPV | 68175 | G | SYMPV |  | Solar PV |  | ERC_REST | Texas | 48 | Bosque | 35 | 48035 | 66.6 |  | 2027 |  |  |  | N | [29 empty] | Belltown Power Texas 2, LLC | 100 | Belltown Power Texas 2, LLC | 100 | Non-regulated | Dropped - Planned unit whose status does not meet NEEDS criteria
IP Meitner Solar | 68203_G_MEITS | 68203 | G | MEITS |  | Solar PV |  | ERC_PHDL | Texas | 48 | Gray | 179 | 48179 | 340 |  | 2027 |  |  |  | N | [29 empty] | IP Meitner, LLC | 100 | IP Meitner, LLC | 100 | Non-regulated | Dropped - Planned unit whose status does not meet NEEDS criteria
IP Meitner Wind | 68204_G_MEITW | 68204 | G | MEITW |  | Onshore Wind |  | SPP_SPS | Texas | 48 | Roberts | 393 | 48393 | 460 |  | 2027 |  |  |  | N | [29 empty] | IP Meitner, LLC | 100 | IP Meitner, LLC | 100 | Non-regulated | Dropped - Planned unit whose status does not meet NEEDS criteria
Agricola Wind | 68228_G_Q1448 | 68228 | G | Q1448 |  | Onshore Wind |  | NY_Z_C&E | New York | 36 | Cayuga | 11 | 36011 | 97 |  | 2027 |  |  |  | N | [29 empty] | Liberty Renewables Incorporated | 100 | Liberty Renewables Incorporated | 100 | Non-regulated | Dropped - Planned unit whose status does not meet NEEDS criteria
Greater Wise Solar Project | 68278_G_21066 | 68278 | G | 21066 |  | Solar PV |  | PJM_West | Virginia | 51 | Wise | 195 | 51195 | 20 |  | 2027 |  |  |  | N | [29 empty] | BQ Energy Development | 100 | BQ Energy Development | 100 | Non-regulated | Dropped - Planned unit whose status does not meet NEEDS criteria
Puuloa Energy | 68284_G_PE-1 | 68284 | G | PE-1 |  | Biomass |  |  | Hawaii |  | Honolulu |  |  | 9.4 |  | 2027 |  |  |  | N | [29 empty] | Puuloa Energy LLC | 100 | Puuloa Energy LLC | 100 | Non-regulated | Dropped - in Alaska or in Hawaii or Puerto Rico
Puuloa Energy | 68284_G_PE-10 | 68284 | G | PE-10 |  | Biomass |  |  | Hawaii |  | Honolulu |  |  | 9.4 |  | 2027 |  |  |  | N | [29 empty] | Puuloa Energy LLC | 100 | Puuloa Energy LLC | 100 | Non-regulated | Dropped - in Alaska or in Hawaii or Puerto Rico
Puuloa Energy | 68284_G_PE-11 | 68284 | G | PE-11 |  | Biomass |  |  | Hawaii |  | Honolulu |  |  | 9.4 |  | 2027 |  |  |  | N | [29 empty] | Puuloa Energy LLC | 100 | Puuloa Energy LLC | 100 | Non-regulated | Dropped - in Alaska or in Hawaii or Puerto Rico
Puuloa Energy | 68284_G_PE-2 | 68284 | G | PE-2 |  | Biomass |  |  | Hawaii |  | Honolulu |  |  | 9.4 |  | 2027 |  |  |  | N | [29 empty] | Puuloa Energy LLC | 100 | Puuloa Energy LLC | 100 | Non-regulated | Dropped - in Alaska or in Hawaii or Puerto Rico
Puuloa Energy | 68284_G_PE-3 | 68284 | G | PE-3 |  | Biomass |  |  | Hawaii |  | Honolulu |  |  | 9.4 |  | 2027 |  |  |  | N | [29 empty] | Puuloa Energy LLC | 100 | Puuloa Energy LLC | 100 | Non-regulated | Dropped - in Alaska or in Hawaii or Puerto Rico
Puuloa Energy | 68284_G_PE-4 | 68284 | G | PE-4 |  | Biomass |  |  | Hawaii |  | Honolulu |  |  | 9.4 |  | 2027 |  |  |  | N | [29 empty] | Puuloa Energy LLC | 100 | Puuloa Energy LLC | 100 | Non-regulated | Dropped - in Alaska or in Hawaii or Puerto Rico
Puuloa Energy | 68284_G_PE-5 | 68284 | G | PE-5 |  | Biomass |  |  | Hawaii |  | Honolulu |  |  | 9.4 |  | 2027 |  |  |  | N | [29 empty] | Puuloa Energy LLC | 100 | Puuloa Energy LLC | 100 | Non-regulated | Dropped - in Alaska or in Hawaii or Puerto Rico
Puuloa Energy | 68284_G_PE-6 | 68284 | G | PE-6 |  | Biomass |  |  | Hawaii |  | Honolulu |  |  | 9.4 |  | 2027 |  |  |  | N | [29 empty] | Puuloa Energy LLC | 100 | Puuloa Energy LLC | 100 | Non-regulated | Dropped - in Alaska or in Hawaii or Puerto Rico
Puuloa Energy | 68284_G_PE-7 | 68284 | G | PE-7 |  | Biomass |  |  | Hawaii |  | Honolulu |  |  | 9.4 |  | 2027 |  |  |  | N | [29 empty] | Puuloa Energy LLC | 100 | Puuloa Energy LLC | 100 | Non-regulated | Dropped - in Alaska or in Hawaii or Puerto Rico
Puuloa Energy | 68284_G_PE-8 | 68284 | G | PE-8 |  | Biomass |  |  | Hawaii |  | Honolulu |  |  | 9.4 |  | 2027 |  |  |  | N | [29 empty] | Puuloa Energy LLC | 100 | Puuloa Energy LLC | 100 | Non-regulated | Dropped - in Alaska or in Hawaii or Puerto Rico
Puuloa Energy | 68284_G_PE-9 | 68284 | G | PE-9 |  | Biomass |  |  | Hawaii |  | Honolulu |  |  | 9.4 |  | 2027 |  |  |  | N | [29 empty] | Puuloa Energy LLC | 100 | Puuloa Energy LLC | 100 | Non-regulated | Dropped - in Alaska or in Hawaii or Puerto Rico
Eagle Eye Solar and Storage | 68287_G_EAGL1 | 68287 | G | EAGL1 |  | Solar PV |  | WECC_AZ | Arizona | 4 | La Paz | 12 | 04012 | 400 |  | 2027 |  |  |  | N | [29 empty] | WestDevCo bn, LLC | 50 | WestDevCo bn, LLC | 50 | Non-regulated | Dropped - Planned unit whose status does not meet NEEDS criteria
Eagle Eye Solar and Storage | 68287_G_EAGL2 | 68287 | G | EAGL2 |  | Energy Storage |  | WECC_AZ | Arizona | 4 | La Paz | 12 | 04012 | 400 |  | 2027 |  |  |  | N | [29 empty] | WestDevCo bn, LLC | 50 | WestDevCo bn, LLC | 50 | Non-regulated | Dropped - Planned unit whose status does not meet NEEDS criteria
Gage Solar | 68292_G_GGSO | 68292 | G | GGSO |  | Solar PV |  | S_C_TVA | Kentucky | 21 | McCracken | 145 | 21145 | 200 |  | 2027 |  |  |  | N | [29 empty] | GGSO, LLC | 100 | GGSO, LLC | 100 | Non-regulated | Dropped - Planned unit whose status does not meet NEEDS criteria
Tualatin Battery Energy Storage System | 68299_G_TUAL | 68299 | G | TUAL |  | Energy Storage |  | WECC_PNW | Oregon | 41 | Washington | 67 | 41067 | 400 |  | 2027 |  |  |  | N | [29 empty] | WestDevco, LLC | 50 | WestDevco, LLC | 50 | Non-regulated | Dropped - Planned unit whose status does not meet NEEDS criteria
Lake Trout Solar | 68302_G_LAKET | 68302 | G | LAKET |  | Solar PV |  | PJM_West | Indiana | 18 | Blackford | 9 | 18009 | 245 |  | 2027 |  |  |  | N | [29 empty] | Lake Trout Solar | 100 | Lake Trout Solar | 100 | Non-regulated | Dropped - Planned unit whose status does not meet NEEDS criteria
Anthelope Hills Solar Generation BESS | 68315_G_ARFL1 | 68315 | G | ARFL1 |  | Solar PV |  | WECC_MT | Montana | 30 | Beaverhead | 1 | 30001 | 200 |  | 2027 |  |  |  | N | [29 empty] | WestDevCo bn, LLC | 50 | WestDevCo bn, LLC | 50 | Non-regulated | Dropped - Planned unit whose status does not meet NEEDS criteria
Anthelope Hills Solar Generation BESS | 68315_G_ARFL2 | 68315 | G | ARFL2 |  | Energy Storage |  | WECC_MT | Montana | 30 | Beaverhead | 1 | 30001 | 200 |  | 2027 |  |  |  | N | [29 empty] | WestDevCo bn, LLC | 50 | WestDevCo bn, LLC | 50 | Non-regulated | Dropped - Planned unit whose status does not meet NEEDS criteria
Biglow Solar Generation and BESS | 68316_G_BIGL1 | 68316 | G | BIGL1 |  | Solar PV |  | WECC_PNW | Oregon | 41 | Sherman | 55 | 41055 | 450 |  | 2027 |  |  |  | N | [29 empty] | WestDevCo bn, LLC | 50 | WestDevCo bn, LLC | 50 | Non-regulated | Dropped - Planned unit whose status does not meet NEEDS criteria
Biglow Solar Generation and BESS | 68316_G_BIGL2 | 68316 | G | BIGL2 |  | Energy Storage |  | WECC_PNW | Oregon | 41 | Sherman | 55 | 41055 | 250 |  | 2027 |  |  |  | N | [29 empty] | WestDevCo bn, LLC | 50 | WestDevCo bn, LLC | 50 | Non-regulated | Dropped - Planned unit whose status does not meet NEEDS criteria
Grand Valley Solar Generation and BESS | 68343_G_GRVA1 | 68343 | G | GRVA1 |  | Solar PV |  | WECC_CO | Colorado | 8 | Mesa | 77 | 08077 | 100 |  | 2027 |  |  |  | N | [29 empty] | Cordelio BNC Holdings, LLC | 50 | Cordelio BNC Holdings, LLC | 50 | Non-regulated | Dropped - Planned unit whose status does not meet NEEDS criteria
Grand Valley Solar Generation and BESS | 68343_G_GRVA2 | 68343 | G | GRVA2 |  | Energy Storage |  | WECC_CO | Colorado | 8 | Mesa | 77 | 08077 | 100 |  | 2027 |  |  |  | N | [29 empty] | Cordelio BNC Holdings, LLC | 50 | Cordelio BNC Holdings, LLC | 50 | Non-regulated | Dropped - Planned unit whose status does not meet NEEDS criteria
AGATE BESS | 68366_G_AGAT | 68366 | G | AGAT |  | Energy Storage |  | WECC_PNW | Washington | 53 | Kitsap | 35 | 53035 | 170 |  | 2027 |  |  |  | N | [29 empty] | Cordelio BNC Holdings, LLC | 50 | Cordelio BNC Holdings, LLC | 50 | Non-regulated | Dropped - Planned unit whose status does not meet NEEDS criteria
Red Butte Solar and Storage | 68371_G_REBU | 68371 | G | REBU |  | Solar PV |  | WECC_UT | Utah | 49 | Iron | 21 | 49021 | 300 |  | 2027 |  |  |  | N | [29 empty] | Cordelio BNC Holdings, LLC | 50 | Cordelio BNC Holdings, LLC | 50 | Non-regulated | Dropped - Planned unit whose status does not meet NEEDS criteria
Red Butte Solar and Storage | 68371_G_REBU2 | 68371 | G | REBU2 |  | Energy Storage |  | WECC_UT | Utah | 49 | Iron | 21 | 49021 | 300 |  | 2027 |  |  |  | N | [29 empty] | Cordelio BNC Holdings, LLC | 50 | Cordelio BNC Holdings, LLC | 50 | Non-regulated | Dropped - Planned unit whose status does not meet NEEDS criteria
Sunstone Solar | 68396_G_PGB45 | 68396 | G | PGB45 |  | Energy Storage |  | WECC_PNW | Oregon | 41 | Morrow | 49 | 41049 | 1200 |  | 2027 |  |  |  | N | [29 empty] | Sunstone Solar, LLC | 100 | Sunstone Solar, LLC | 100 | Non-regulated | Dropped - Planned unit whose status does not meet NEEDS criteria
Sunstone Solar | 68396_G_PGR45 | 68396 | G | PGR45 |  | Solar PV |  | WECC_PNW | Oregon | 41 | Morrow | 49 | 41049 | 1200 |  | 2027 |  |  |  | N | [29 empty] | Sunstone Solar, LLC | 100 | Sunstone Solar, LLC | 100 | Non-regulated | Dropped - Planned unit whose status does not meet NEEDS criteria
Old Town Wind | 68413_G_OT | 68413 | G | OT |  | Onshore Wind |  | PJM_COMD | Illinois | 17 | Marshall | 123 | 17123 | 178 |  | 2027 |  |  |  | N | [29 empty] | Old Town Wind LLC | 100 | Old Town Wind LLC | 100 | Non-regulated | Dropped - Planned unit whose status does not meet NEEDS criteria
Hallsville | 68417_G_1 | 68417 | G | 1 |  | Combustion Turbine |  | SPP_WEST | Texas | 48 | Harrison | 203 | 48203 | 200 |  | 2027 |  |  |  | N | [29 empty] | Southwestern Electric Power Co | 100 | Southwestern Electric Power Co | 100 | Regulated | Dropped - Planned unit whose status does not meet NEEDS criteria
Hallsville | 68417_G_2 | 68417 | G | 2 |  | Combustion Turbine |  | SPP_WEST | Texas | 48 | Harrison | 203 | 48203 | 200 |  | 2027 |  |  |  | N | [29 empty] | Southwestern Electric Power Co | 100 | Southwestern Electric Power Co | 100 | Regulated | Dropped - Planned unit whose status does not meet NEEDS criteria
Ritter Solar | 68510_G_CFC1 | 68510 | G | CFC1 |  | Solar PV |  | PJM_ATSI | Ohio | 39 | Fulton | 51 | 39051 | 199 |  | 2027 |  |  |  | N | [29 empty] | Repsol Renewables NA | 100 | Repsol Renewables NA | 100 | Non-regulated | Dropped - Planned unit whose status does not meet NEEDS criteria
Mora Solar | 68810_G_MORA | 68810 | G | MORA |  | Solar PV |  | PJM_WMAC | Pennsylvania | 42 | Carbon | 25 | 42025 | 60 |  | 2027 |  |  |  | N | [29 empty] | Cypress Creek Renewables | 100 | Cypress Creek Renewables | 100 | Non-regulated | Dropped - Planned unit whose status does not meet NEEDS criteria
Ripley Solar | 68811_G_RIPLE | 68811 | G | RIPLE |  | Solar PV |  | PJM_West | Ohio | 39 | Fairfield | 45 | 39045 | 100 |  | 2027 |  |  |  | N | [29 empty] | Cypress Creek Renewables | 100 | Cypress Creek Renewables | 100 | Non-regulated | Dropped - Planned unit whose status does not meet NEEDS criteria
Franklin Heating Station | 54224_G_DG9 | 54224 | G | DG9 |  | Combustion Turbine | IC Engine | MIS_MNWI | Minnesota | 27 | Olmsted | 109 | 27109 | 3.1 |  | 2028 |  |  |  | N | [29 empty] | Franklin Heating Station | 100 | Franklin Heating Station | 100 | Non-regulated | Dropped - Planned unit whose status does not meet NEEDS criteria
Mineral Basin Solar Power | 67378_G_MB | 67378 | G | MB |  | Solar PV |  | PJM_PENE | Pennsylvania | 42 | Clearfield | 33 | 42033 | 401.6 |  | 2028 |  |  |  | N | [29 empty] | Mineral Basin Solar Power, LLC | 100 | Mineral Basin Solar Power, LLC | 100 | Non-regulated | Dropped - Planned unit whose status does not meet NEEDS criteria
Ratcliff Solar Park | 67563_G_RAGSP | 67563 | G | RAGSP |  | Solar PV |  | ERC_REST | Texas | 48 | Freestone | 161 | 48161 | 78.8 |  | 2028 |  |  |  | N | [29 empty] | Greenalia Solar Power Ratcliff, LLC | 100 | Greenalia Solar Power Ratcliff, LLC | 100 | Non-regulated | Dropped - Planned unit whose status does not meet NEEDS criteria
Reis Solar Park | 67564_G_REGSP | 67564 | G | REGSP |  | Solar PV |  | ERC_REST | Texas | 48 | Atascosa | 13 | 48013 | 105.5 |  | 2028 |  |  |  | N | [29 empty] | Greenalia Solar Power Reis, LLC | 100 | Greenalia Solar Power Reis, LLC | 100 | Non-regulated | Dropped - Planned unit whose status does not meet NEEDS criteria
Wensowitch Solar Park | 67567_G_WEGSP | 67567 | G | WEGSP |  | Solar PV |  | ERC_REST | Texas | 48 | Navarro | 349 | 48349 | 145.6 |  | 2028 |  |  |  | N | [29 empty] | Greenalia Solar Power Wensowitch, LLC | 100 | Greenalia Solar Power Wensowitch, LLC | 100 | Non-regulated | Dropped - Planned unit whose status does not meet NEEDS criteria
Findley PV and BESS | 67778_G_GR16B | 67778 | G | GR16B |  | Energy Storage |  | ERC_REST | Texas | 48 | Limestone | 293 | 48293 | 50.3 |  | 2028 |  |  |  | N | [29 empty] | Gransolar Texas Sixteen, LLC | 100 | Gransolar Texas Sixteen, LLC | 100 | Non-regulated | Dropped - Planned unit whose status does not meet NEEDS criteria
Findley PV and BESS | 67778_G_GR16P | 67778 | G | GR16P |  | Solar PV |  | ERC_REST | Texas | 48 | Limestone | 293 | 48293 | 50.3 |  | 2028 |  |  |  | N | [29 empty] | Gransolar Texas Sixteen, LLC | 100 | Gransolar Texas Sixteen, LLC | 100 | Non-regulated | Dropped - Planned unit whose status does not meet NEEDS criteria
Rocky Run Solar | 68076_G_ROCKY | 68076 | G | ROCKY |  | Solar PV |  | PJM_Dom | Virginia | 51 | Brunswick | 25 | 51025 | 300 |  | 2028 |  |  |  | N | [29 empty] | Dominion Renewable Energy | 100 | Dominion Renewable Energy | 100 | Regulated | Dropped - Planned unit whose status does not meet NEEDS criteria
Salmonfly Solar and Storage | 68370_G_SALM | 68370 | G | SALM |  | Solar PV |  | WECC_PNW | Oregon | 41 | Jefferson | 31 | 41031 | 247 |  | 2028 |  |  |  | N | [29 empty] | Cordelio BNC Holdings, LLC | 50 | Cordelio BNC Holdings, LLC | 50 | Non-regulated | Dropped - Planned unit whose status does not meet NEEDS criteria
Salmonfly Solar and Storage | 68370_G_SALM2 | 68370 | G | SALM2 |  | Energy Storage |  | WECC_PNW | Oregon | 41 | Jefferson | 31 | 41031 | 247 |  | 2028 |  |  |  | N | [29 empty] | Cordelio BNC Holdings, LLC | 50 | Cordelio BNC Holdings, LLC | 50 | Non-regulated | Dropped - Planned unit whose status does not meet NEEDS criteria
Vernon Solar and Storage | 67934_G_VERNB | 67934 | G | VERNB |  | Energy Storage |  | ERC_WEST | Texas | 48 | Wilbarger | 487 | 48487 | 38 |  | 2028 |  |  |  | N | [29 empty] | Vernon Solar and Storage, LLC | 100 | Vernon Solar and Storage, LLC | 100 | Non-regulated | Dropped - Planned unit whose status does not meet NEEDS criteria
Vernon Solar and Storage | 67934_G_VERNP | 67934 | G | VERNP |  | Solar PV |  | ERC_WEST | Texas | 48 | Wilbarger | 487 | 48487 | 104 |  | 2028 |  |  |  | N | [29 empty] | Vernon Solar and Storage, LLC | 100 | Vernon Solar and Storage, LLC | 100 | Non-regulated | Dropped - Planned unit whose status does not meet NEEDS criteria
Rawhide | 6761_G_G | 6761 | G | G |  | Combustion Turbine |  | WECC_CO | Colorado | 8 | Larimer | 69 | 08069 | 44.6 |  | 2028 |  |  |  | N | [29 empty] | Platte River Power Authority | 100 | Platte River Power Authority | 100 | Regulated | Dropped - Planned unit whose status does not meet NEEDS criteria
Rawhide | 6761_G_H | 6761 | G | H |  | Combustion Turbine |  | WECC_CO | Colorado | 8 | Larimer | 69 | 08069 | 44.6 |  | 2028 |  |  |  | N | [29 empty] | Platte River Power Authority | 100 | Platte River Power Authority | 100 | Regulated | Dropped - Planned unit whose status does not meet NEEDS criteria
Rawhide | 6761_G_LM3 | 6761 | G | LM3 |  | Combustion Turbine |  | WECC_CO | Colorado | 8 | Larimer | 69 | 08069 | 44.6 |  | 2028 |  |  |  | N | [29 empty] | Platte River Power Authority | 100 | Platte River Power Authority | 100 | Regulated | Dropped - Planned unit whose status does not meet NEEDS criteria
Rawhide | 6761_G_LM4 | 6761 | G | LM4 |  | Combustion Turbine |  | WECC_CO | Colorado | 8 | Larimer | 69 | 08069 | 44.6 |  | 2028 |  |  |  | N | [29 empty] | Platte River Power Authority | 100 | Platte River Power Authority | 100 | Regulated | Dropped - Planned unit whose status does not meet NEEDS criteria
Rawhide | 6761_G_LM5 | 6761 | G | LM5 |  | Combustion Turbine |  | WECC_CO | Colorado | 8 | Larimer | 69 | 08069 | 44.6 |  | 2028 |  |  |  | N | [29 empty] | Platte River Power Authority | 100 | Platte River Power Authority | 100 | Regulated | Dropped - Planned unit whose status does not meet NEEDS criteria
Penton Solar Plant | 68029_G_PSP | 68029 | G | PSP |  | Solar PV |  | S_C_TVA | Mississippi | 28 | DeSoto | 33 | 28033 | 190 |  | 2028 |  |  |  | N | [29 empty] | Entergy Mississippi LLC | 100 | Entergy Mississippi LLC | 100 | Regulated | Dropped - Planned unit whose status does not meet NEEDS criteria
Noor Solar | 68411_G_NORPV | 68411 | G | NORPV |  | Solar PV |  | ERC_REST | Texas | 48 | Chambers | 71 | 48071 | 185 |  | 2028 |  |  |  | N | [29 empty] | Industrial Kilo Project, LLC | 100 | Industrial Kilo Project, LLC | 100 | Non-regulated | Dropped - Planned unit whose status does not meet NEEDS criteria
Sandow Lakes Energy Station | 68504_G_SLES1 | 68504 | G | SLES1 |  | Combined Cycle |  | ERC_REST | Texas | 48 | Lee | 287 | 48287 | 590 |  | 2028 |  |  |  | N | [29 empty] | SL Energy Power Plant I, LLC | 100 | SL Energy Power Plant I, LLC | 100 | Non-regulated | Dropped - Planned unit whose status does not meet NEEDS criteria
Bayou Power Station | 67541_G_RICE1 | 67541 | G | RICE1 |  | Combustion Turbine | IC Engine | MIS_AMSO | Louisiana | 22 | Lafourche | 57 | 22057 | 18.8 |  | 2028 |  |  |  | N | [29 empty] | Entergy Louisiana LLC | 100 | Entergy Louisiana LLC | 100 | Regulated | Dropped - Planned unit whose status does not meet NEEDS criteria
Bayou Power Station | 67541_G_RICE2 | 67541 | G | RICE2 |  | Combustion Turbine | IC Engine | MIS_AMSO | Louisiana | 22 | Lafourche | 57 | 22057 | 18.8 |  | 2028 |  |  |  | N | [29 empty] | Entergy Louisiana LLC | 100 | Entergy Louisiana LLC | 100 | Regulated | Dropped - Planned unit whose status does not meet NEEDS criteria
Bayou Power Station | 67541_G_RICE3 | 67541 | G | RICE3 |  | Combustion Turbine | IC Engine | MIS_AMSO | Louisiana | 22 | Lafourche | 57 | 22057 | 18.8 |  | 2028 |  |  |  | N | [29 empty] | Entergy Louisiana LLC | 100 | Entergy Louisiana LLC | 100 | Regulated | Dropped - Planned unit whose status does not meet NEEDS criteria
Bayou Power Station | 67541_G_RICE4 | 67541 | G | RICE4 |  | Combustion Turbine | IC Engine | MIS_AMSO | Louisiana | 22 | Lafourche | 57 | 22057 | 18.8 |  | 2028 |  |  |  | N | [29 empty] | Entergy Louisiana LLC | 100 | Entergy Louisiana LLC | 100 | Regulated | Dropped - Planned unit whose status does not meet NEEDS criteria
Bayou Power Station | 67541_G_RICE5 | 67541 | G | RICE5 |  | Combustion Turbine | IC Engine | MIS_AMSO | Louisiana | 22 | Lafourche | 57 | 22057 | 18.8 |  | 2028 |  |  |  | N | [29 empty] | Entergy Louisiana LLC | 100 | Entergy Louisiana LLC | 100 | Regulated | Dropped - Planned unit whose status does not meet NEEDS criteria
Bayou Power Station | 67541_G_RICE6 | 67541 | G | RICE6 |  | Combustion Turbine | IC Engine | MIS_AMSO | Louisiana | 22 | Lafourche | 57 | 22057 | 18.8 |  | 2028 |  |  |  | N | [29 empty] | Entergy Louisiana LLC | 100 | Entergy Louisiana LLC | 100 | Regulated | Dropped - Planned unit whose status does not meet NEEDS criteria
Serrano BESS | 67556_G_RIC97 | 67556 | G | RIC97 |  | Energy Storage |  | ERC_REST | Texas | 48 | Maverick | 323 | 48323 | 185.6 |  | 2028 |  |  |  | N | [29 empty] | RIC Development, LLC | 100 | RIC Development, LLC | 100 | Non-regulated | Dropped - Planned unit whose status does not meet NEEDS criteria
Blackcat BESS | 67558_G_RIC96 | 67558 | G | RIC96 |  | Energy Storage |  | ERC_REST | Texas | 48 | Matagorda | 321 | 48321 | 200.6 |  | 2028 |  |  |  | N | [29 empty] | RIC Development, LLC | 100 | RIC Development, LLC | 100 | Non-regulated | Dropped - Planned unit whose status does not meet NEEDS criteria
Callan Solar | 67561_G_RIC93 | 67561 | G | RIC93 |  | Solar PV |  | ERC_REST | Texas | 48 | McCulloch | 307 | 48307 | 90 |  | 2028 |  |  |  | N | [29 empty] | RIC Development, LLC | 100 | RIC Development, LLC | 100 | Non-regulated | Dropped - Planned unit whose status does not meet NEEDS criteria
Stonewall Solar | 67562_G_RIC92 | 67562 | G | RIC92 |  | Solar PV |  | ERC_REST | Texas | 48 | Brazos | 41 | 48041 | 60.2 |  | 2028 |  |  |  | N | [29 empty] | RIC Development, LLC | 100 | RIC Development, LLC | 100 | Non-regulated | Dropped - Planned unit whose status does not meet NEEDS criteria
Malala | 67660_G_MALAL | 67660 | G | MALAL |  | Energy Storage |  | ERC_REST | Texas | 48 | Dallas | 113 | 48113 | 200 |  | 2028 |  |  |  | N | [29 empty] | Cypress Creek Renewables | 100 | Cypress Creek Renewables | 100 | Non-regulated | Dropped - Planned unit whose status does not meet NEEDS criteria
Aurora Renewable Energy (Hybrid) | 67983_G_AURRB | 67983 | G | AURRB |  | Energy Storage |  | WEC_CALN | California | 6 | Stanislaus | 99 | 06099 | 50 |  | 2028 |  |  |  | N | [29 empty] | Vesper Energy Development LLC | 100 | Vesper Energy Development LLC | 100 | Non-regulated | Dropped - Planned unit whose status does not meet NEEDS criteria
Aurora Renewable Energy (Hybrid) | 67983_G_AURRE | 67983 | G | AURRE |  | Solar PV |  | WEC_CALN | California | 6 | Stanislaus | 99 | 06099 | 50 |  | 2028 |  |  |  | N | [29 empty] | Vesper Energy Development LLC | 100 | Vesper Energy Development LLC | 100 | Non-regulated | Dropped - Planned unit whose status does not meet NEEDS criteria
Sinclair BESS | 68300_G_SINC | 68300 | G | SINC |  | Energy Storage |  | WECC_PNW | Washington | 53 | Jefferson | 31 | 53031 | 200 |  | 2028 |  |  |  | N | [29 empty] | WestDevco, LLC | 50 | WestDevco, LLC | 50 | Non-regulated | Dropped - Planned unit whose status does not meet NEEDS criteria
Bob Creek Wind, LLC | 68459_G_5961 | 68459 | G | 5961 |  | Onshore Wind |  | ERC_WEST | Texas | 48 | Sterling | 431 | 48431 | 175 |  | 2028 |  |  |  | N | [29 empty] | Bob Creek Wind, LLC | 100 | Bob Creek Wind, LLC | 100 | Non-regulated | Dropped - Planned unit whose status does not meet NEEDS criteria
Chimney Rock BESS | 68667_G_RIC89 | 68667 | G | RIC89 |  | Energy Storage |  | ERC_WEST | Texas | 48 | Taylor | 441 | 48441 | 156 |  | 2028 |  |  |  | N | [29 empty] | RIC Development, LLC | 100 | RIC Development, LLC | 100 | Non-regulated | Dropped - Planned unit whose status does not meet NEEDS criteria
Coke BESS | 68668_G_RIC90 | 68668 | G | RIC90 |  | Energy Storage |  | ERC_WEST | Texas | 48 | Coke | 81 | 48081 | 220 |  | 2028 |  |  |  | N | [29 empty] | RIC Development, LLC | 100 | RIC Development, LLC | 100 | Non-regulated | Dropped - Planned unit whose status does not meet NEEDS criteria
Cannibal Draw Solar and Storage | 68738_G_CANPV | 68738 | G | CANPV |  | Solar PV |  | ERC_WEST | Texas | 48 | Glasscock | 173 | 48173 | 149.5 |  | 2028 |  |  |  | N | [29 empty] | Red River Clean Energy | 100 | Red River Clean Energy | 100 | Non-regulated | Dropped - Planned unit whose status does not meet NEEDS criteria
Delta Blues Advanced Power Station | 67914_G_1A | 67914 | G | 1A |  | Combined Cycle |  | MIS_MS | Mississippi | 28 | Washington | 151 | 28151 | 422.2 |  | 2028 |  |  |  | N | [29 empty] | Entergy Mississippi LLC | 100 | Entergy Mississippi LLC | 100 | Regulated | Dropped - Planned unit whose status does not meet NEEDS criteria
Delta Blues Advanced Power Station | 67914_G_1C | 67914 | G | 1C |  | Combined Cycle |  | MIS_MS | Mississippi | 28 | Washington | 151 | 28151 | 291.5 |  | 2028 |  |  |  | N | [29 empty] | Entergy Mississippi LLC | 100 | Entergy Mississippi LLC | 100 | Regulated | Dropped - Planned unit whose status does not meet NEEDS criteria
Rich Road Solar Energy Center | 68264_G_12345 | 68264 | G | 12345 |  | Solar PV |  | NY_Z_D | New York | 36 | St Lawrence | 89 | 36089 | 240 |  | 2028 |  |  |  | N | [29 empty] | Rich Road Solar Energy Center | 100 | Rich Road Solar Energy Center | 100 | Non-regulated | Dropped - Planned unit whose status does not meet NEEDS criteria
Sunday Solar | 68309_G_SUN | 68309 | G | SUN |  | Solar PV |  | PJM_Dom | Virginia | 51 | Rockingham | 165 | 51165 | 140 |  | 2028 |  |  |  | N | [29 empty] | Alpin Holding LLC | 100 | Alpin Holding LLC | 100 | Non-regulated | Dropped - Planned unit whose status does not meet NEEDS criteria
Sunday Solar | 68309_G_SUNB | 68309 | G | SUNB |  | Energy Storage |  | PJM_Dom | Virginia | 51 | Rockingham | 165 | 51165 | 140 |  | 2028 |  |  |  | N | [29 empty] | Alpin Holding LLC | 100 | Alpin Holding LLC | 100 | Non-regulated | Dropped - Planned unit whose status does not meet NEEDS criteria
Echelon Solar | 68312_G_ECHE | 68312 | G | ECHE |  | Solar PV |  | PJM_ATSI | Ohio | 39 | Carroll | 19 | 39019 | 80 |  | 2028 |  |  |  | N | [29 empty] | Alpin Holding LLC | 100 | Alpin Holding LLC | 100 | Non-regulated | Dropped - Planned unit whose status does not meet NEEDS criteria
Echelon Solar | 68312_G_ECHEB | 68312 | G | ECHEB |  | Energy Storage |  | PJM_ATSI | Ohio | 39 | Carroll | 19 | 39019 | 80 |  | 2028 |  |  |  | N | [29 empty] | Alpin Holding LLC | 100 | Alpin Holding LLC | 100 | Non-regulated | Dropped - Planned unit whose status does not meet NEEDS criteria
May Solar | 68313_G_MAY | 68313 | G | MAY |  | Solar PV |  | PJM_West | Virginia | 51 | Pulaski | 155 | 51155 | 150 |  | 2028 |  |  |  | N | [29 empty] | Alpin Holding LLC | 100 | Alpin Holding LLC | 100 | Non-regulated | Dropped - Planned unit whose status does not meet NEEDS criteria
May Solar | 68313_G_MAYB | 68313 | G | MAYB |  | Energy Storage |  | PJM_West | Virginia | 51 | Pulaski | 155 | 51155 | 150 |  | 2028 |  |  |  | N | [29 empty] | Alpin Holding LLC | 100 | Alpin Holding LLC | 100 | Non-regulated | Dropped - Planned unit whose status does not meet NEEDS criteria
Issa Solar | 68314_G_ISSA | 68314 | G | ISSA |  | Solar PV |  | PJM_West | Virginia | 51 | Carroll | 35 | 51035 | 150 |  | 2028 |  |  |  | N | [29 empty] | Alpin Holding LLC | 100 | Alpin Holding LLC | 100 | Non-regulated | Dropped - Planned unit whose status does not meet NEEDS criteria
Issa Solar | 68314_G_ISSAP | 68314 | G | ISSAP |  | Energy Storage |  | PJM_West | Virginia | 51 | Carroll | 35 | 51035 | 150 |  | 2028 |  |  |  | N | [29 empty] | Alpin Holding LLC | 100 | Alpin Holding LLC | 100 | Non-regulated | Dropped - Planned unit whose status does not meet NEEDS criteria
Sandow Lakes Energy Station | 68504_G_SLES2 | 68504 | G | SLES2 |  | Combined Cycle |  | ERC_REST | Texas | 48 | Lee | 287 | 48287 | 590 |  | 2028 |  |  |  | N | [29 empty] | SL Energy Power Plant I, LLC | 100 | SL Energy Power Plant I, LLC | 100 | Non-regulated | Dropped - Planned unit whose status does not meet NEEDS criteria
NTEC Gas Plant | 66478_G_GEN1 | 66478 | G | GEN1 |  | Combustion Turbine |  | WECC_NM | New Mexico | 35 | San Juan | 45 | 35045 | 37.6 |  | 2028 |  |  |  | N | [29 empty] | Navajo Transitional Energy Company | 100 | Navajo Transitional Energy Company | 100 | Regulated | Dropped - Planned unit whose status does not meet NEEDS criteria
NTEC Gas Plant | 66478_G_GEN10 | 66478 | G | GEN10 |  | Combustion Turbine |  | WECC_NM | New Mexico | 35 | San Juan | 45 | 35045 | 37.6 |  | 2028 |  |  |  | N | [29 empty] | Navajo Transitional Energy Company | 100 | Navajo Transitional Energy Company | 100 | Regulated | Dropped - Planned unit whose status does not meet NEEDS criteria
NTEC Gas Plant | 66478_G_GEN11 | 66478 | G | GEN11 |  | Combustion Turbine |  | WECC_NM | New Mexico | 35 | San Juan | 45 | 35045 | 37.6 |  | 2028 |  |  |  | N | [29 empty] | Navajo Transitional Energy Company | 100 | Navajo Transitional Energy Company | 100 | Regulated | Dropped - Planned unit whose status does not meet NEEDS criteria
NTEC Gas Plant | 66478_G_GEN12 | 66478 | G | GEN12 |  | Combustion Turbine |  | WECC_NM | New Mexico | 35 | San Juan | 45 | 35045 | 37.6 |  | 2028 |  |  |  | N | [29 empty] | Navajo Transitional Energy Company | 100 | Navajo Transitional Energy Company | 100 | Regulated | Dropped - Planned unit whose status does not meet NEEDS criteria
NTEC Gas Plant | 66478_G_GEN13 | 66478 | G | GEN13 |  | Combustion Turbine |  | WECC_NM | New Mexico | 35 | San Juan | 45 | 35045 | 37.6 |  | 2028 |  |  |  | N | [29 empty] | Navajo Transitional Energy Company | 100 | Navajo Transitional Energy Company | 100 | Regulated | Dropped - Planned unit whose status does not meet NEEDS criteria
NTEC Gas Plant | 66478_G_GEN14 | 66478 | G | GEN14 |  | Combustion Turbine |  | WECC_NM | New Mexico | 35 | San Juan | 45 | 35045 | 37.6 |  | 2028 |  |  |  | N | [29 empty] | Navajo Transitional Energy Company | 100 | Navajo Transitional Energy Company | 100 | Regulated | Dropped - Planned unit whose status does not meet NEEDS criteria
NTEC Gas Plant | 66478_G_GEN15 | 66478 | G | GEN15 |  | Combustion Turbine |  | WECC_NM | New Mexico | 35 | San Juan | 45 | 35045 | 37.6 |  | 2028 |  |  |  | N | [29 empty] | Navajo Transitional Energy Company | 100 | Navajo Transitional Energy Company | 100 | Regulated | Dropped - Planned unit whose status does not meet NEEDS criteria
NTEC Gas Plant | 66478_G_GEN16 | 66478 | G | GEN16 |  | Combustion Turbine |  | WECC_NM | New Mexico | 35 | San Juan | 45 | 35045 | 37.6 |  | 2028 |  |  |  | N | [29 empty] | Navajo Transitional Energy Company | 100 | Navajo Transitional Energy Company | 100 | Regulated | Dropped - Planned unit whose status does not meet NEEDS criteria
NTEC Gas Plant | 66478_G_GEN17 | 66478 | G | GEN17 |  | Combustion Turbine |  | WECC_NM | New Mexico | 35 | San Juan | 45 | 35045 | 37.6 |  | 2028 |  |  |  | N | [29 empty] | Navajo Transitional Energy Company | 100 | Navajo Transitional Energy Company | 100 | Regulated | Dropped - Planned unit whose status does not meet NEEDS criteria
NTEC Gas Plant | 66478_G_GEN18 | 66478 | G | GEN18 |  | Combustion Turbine |  | WECC_NM | New Mexico | 35 | San Juan | 45 | 35045 | 37.6 |  | 2028 |  |  |  | N | [29 empty] | Navajo Transitional Energy Company | 100 | Navajo Transitional Energy Company | 100 | Regulated | Dropped - Planned unit whose status does not meet NEEDS criteria
NTEC Gas Plant | 66478_G_GEN2 | 66478 | G | GEN2 |  | Combustion Turbine |  | WECC_NM | New Mexico | 35 | San Juan | 45 | 35045 | 37.6 |  | 2028 |  |  |  | N | [29 empty] | Navajo Transitional Energy Company | 100 | Navajo Transitional Energy Company | 100 | Regulated | Dropped - Planned unit whose status does not meet NEEDS criteria
NTEC Gas Plant | 66478_G_GEN3 | 66478 | G | GEN3 |  | Combustion Turbine |  | WECC_NM | New Mexico | 35 | San Juan | 45 | 35045 | 37.6 |  | 2028 |  |  |  | N | [29 empty] | Navajo Transitional Energy Company | 100 | Navajo Transitional Energy Company | 100 | Regulated | Dropped - Planned unit whose status does not meet NEEDS criteria
NTEC Gas Plant | 66478_G_GEN4 | 66478 | G | GEN4 |  | Combustion Turbine |  | WECC_NM | New Mexico | 35 | San Juan | 45 | 35045 | 37.6 |  | 2028 |  |  |  | N | [29 empty] | Navajo Transitional Energy Company | 100 | Navajo Transitional Energy Company | 100 | Regulated | Dropped - Planned unit whose status does not meet NEEDS criteria
NTEC Gas Plant | 66478_G_GEN5 | 66478 | G | GEN5 |  | Combustion Turbine |  | WECC_NM | New Mexico | 35 | San Juan | 45 | 35045 | 37.6 |  | 2028 |  |  |  | N | [29 empty] | Navajo Transitional Energy Company | 100 | Navajo Transitional Energy Company | 100 | Regulated | Dropped - Planned unit whose status does not meet NEEDS criteria
NTEC Gas Plant | 66478_G_GEN6 | 66478 | G | GEN6 |  | Combustion Turbine |  | WECC_NM | New Mexico | 35 | San Juan | 45 | 35045 | 37.6 |  | 2028 |  |  |  | N | [29 empty] | Navajo Transitional Energy Company | 100 | Navajo Transitional Energy Company | 100 | Regulated | Dropped - Planned unit whose status does not meet NEEDS criteria
NTEC Gas Plant | 66478_G_GEN7 | 66478 | G | GEN7 |  | Combustion Turbine |  | WECC_NM | New Mexico | 35 | San Juan | 45 | 35045 | 37.6 |  | 2028 |  |  |  | N | [29 empty] | Navajo Transitional Energy Company | 100 | Navajo Transitional Energy Company | 100 | Regulated | Dropped - Planned unit whose status does not meet NEEDS criteria
NTEC Gas Plant | 66478_G_GEN8 | 66478 | G | GEN8 |  | Combustion Turbine |  | WECC_NM | New Mexico | 35 | San Juan | 45 | 35045 | 37.6 |  | 2028 |  |  |  | N | [29 empty] | Navajo Transitional Energy Company | 100 | Navajo Transitional Energy Company | 100 | Regulated | Dropped - Planned unit whose status does not meet NEEDS criteria
NTEC Gas Plant | 66478_G_GEN9 | 66478 | G | GEN9 |  | Combustion Turbine |  | WECC_NM | New Mexico | 35 | San Juan | 45 | 35045 | 37.6 |  | 2028 |  |  |  | N | [29 empty] | Navajo Transitional Energy Company | 100 | Navajo Transitional Energy Company | 100 | Regulated | Dropped - Planned unit whose status does not meet NEEDS criteria
May Renewables | 67981_G_MAY | 67981 | G | MAY |  | Solar PV |  | S_VACA | South Carolina | 45 | Orangeburg | 75 | 45075 | 100 |  | 2028 |  |  |  | N | [29 empty] | Renewco Power Holdings | 100 | Renewco Power Holdings | 100 | Non-regulated | Dropped - Planned unit whose status does not meet NEEDS criteria
Athens Solar I (Hybrid) | 67982_G_ATHS1 | 67982 | G | ATHS1 |  | Solar PV |  | WEC_CALN | California | 6 | Placer | 61 | 06061 | 250 |  | 2028 |  |  |  | N | [29 empty] | Vesper Energy Development LLC | 100 | Vesper Energy Development LLC | 100 | Non-regulated | Dropped - Planned unit whose status does not meet NEEDS criteria
Athens Solar I (Hybrid) | 67982_G_ATHSB | 67982 | G | ATHSB |  | Energy Storage |  | WEC_CALN | California | 6 | Placer | 61 | 06061 | 250 |  | 2028 |  |  |  | N | [29 empty] | Vesper Energy Development LLC | 100 | Vesper Energy Development LLC | 100 | Non-regulated | Dropped - Planned unit whose status does not meet NEEDS criteria
Skylight Renewable Energy | 68032_G_SKLRE | 68032 | G | SKLRE |  | Solar PV |  | WEC_CALN | California | 6 | Sutter | 101 | 06101 | 100 |  | 2028 |  |  |  | N | [29 empty] | Vesper Energy Development LLC | 100 | Vesper Energy Development LLC | 100 | Non-regulated | Dropped - Planned unit whose status does not meet NEEDS criteria
Skylight Renewable Energy | 68032_G_SKREB | 68032 | G | SKREB |  | Energy Storage |  | WEC_CALN | California | 6 | Sutter | 101 | 06101 | 100 |  | 2028 |  |  |  | N | [29 empty] | Vesper Energy Development LLC | 100 | Vesper Energy Development LLC | 100 | Non-regulated | Dropped - Planned unit whose status does not meet NEEDS criteria
Juniper Gulch Solar and Storage | 68291_G_JUGU1 | 68291 | G | JUGU1 |  | Solar PV |  | WECC_ID | Idaho | 16 | Clark | 33 | 16033 | 200 |  | 2028 |  |  |  | N | [29 empty] | WestDevCo bn, LLC | 50 | WestDevCo bn, LLC | 50 | Non-regulated | Dropped - Planned unit whose status does not meet NEEDS criteria
Juniper Gulch Solar and Storage | 68291_G_JUGU2 | 68291 | G | JUGU2 |  | Energy Storage |  | WECC_ID | Idaho | 16 | Clark | 33 | 16033 | 200 |  | 2028 |  |  |  | N | [29 empty] | WestDevCo bn, LLC | 50 | WestDevCo bn, LLC | 50 | Non-regulated | Dropped - Planned unit whose status does not meet NEEDS criteria
Lower Snake Solar Generation BESS | 68344_G_LOSN1 | 68344 | G | LOSN1 |  | Solar PV |  | WECC_PNW | Washington | 53 | Garfield | 23 | 53023 | 300 |  | 2028 |  |  |  | N | [29 empty] | Cordelio BNC Holdings, LLC | 50 | Cordelio BNC Holdings, LLC | 50 | Non-regulated | Dropped - Planned unit whose status does not meet NEEDS criteria
Lower Snake Solar Generation BESS | 68344_G_LOSN2 | 68344 | G | LOSN2 |  | Energy Storage |  | WECC_PNW | Washington | 53 | Garfield | 23 | 53023 | 300 |  | 2028 |  |  |  | N | [29 empty] | Cordelio BNC Holdings, LLC | 50 | Cordelio BNC Holdings, LLC | 50 | Non-regulated | Dropped - Planned unit whose status does not meet NEEDS criteria
Dahlia Energy | 68604_G_DALBS | 68604 | G | DALBS |  | Energy Storage |  | ERC_REST | Texas | 48 | La Salle | 283 | 48283 | 100 |  | 2028 |  |  |  | N | [29 empty] | Dahlia Energy LLC | 100 | Dahlia Energy LLC | 100 | Non-regulated | Dropped - Planned unit whose status does not meet NEEDS criteria
Dahlia Energy | 68604_G_DALPV | 68604 | G | DALPV |  | Solar PV |  | ERC_REST | Texas | 48 | La Salle | 283 | 48283 | 200 |  | 2028 |  |  |  | N | [29 empty] | Dahlia Energy LLC | 100 | Dahlia Energy LLC | 100 | Non-regulated | Dropped - Planned unit whose status does not meet NEEDS criteria
Vitex Storage | 68813_G_VITEX | 68813 | G | VITEX |  | Energy Storage |  | WECC_SNV | Nevada | 32 | Clark | 3 | 32003 | 300 |  | 2028 |  |  |  | N | [29 empty] | Cypress Creek Renewables | 100 | Cypress Creek Renewables | 100 | Non-regulated | Dropped - Planned unit whose status does not meet NEEDS criteria
Sawtooth Solar | 68883_G_STBA | 68883 | G | STBA |  | Energy Storage |  | WECC_AZ | Arizona | 4 | Pinal | 21 | 04021 | 250 |  | 2028 |  |  |  | N | [29 empty] | EDF Renewables Development, Inc. | 100 | EDF Renewables Development, Inc. | 100 | Non-regulated | Dropped - Planned unit whose status does not meet NEEDS criteria
Sawtooth Solar | 68883_G_STPV | 68883 | G | STPV |  | Solar PV |  | WECC_AZ | Arizona | 4 | Pinal | 21 | 04021 | 250 |  | 2028 |  |  |  | N | [29 empty] | EDF Renewables Development, Inc. | 100 | EDF Renewables Development, Inc. | 100 | Non-regulated | Dropped - Planned unit whose status does not meet NEEDS criteria
Homer City Generating Station | 3122_G_CA5 | 3122 | G | CA5 |  | Combined Cycle |  | PJM_PENE | Pennsylvania | 42 | Indiana | 63 | 42063 | 268 |  | 2028 |  |  |  | N | [29 empty] | Homer City Generation, L.P. | 100 | Homer City Generation, L.P. | 100 | Non-regulated | Dropped - Planned unit whose status does not meet NEEDS criteria
Homer City Generating Station | 3122_G_CA6 | 3122 | G | CA6 |  | Combined Cycle |  | PJM_PENE | Pennsylvania | 42 | Indiana | 63 | 42063 | 268 |  | 2028 |  |  |  | N | [29 empty] | Homer City Generation, L.P. | 100 | Homer City Generation, L.P. | 100 | Non-regulated | Dropped - Planned unit whose status does not meet NEEDS criteria
Homer City Generating Station | 3122_G_CT5 | 3122 | G | CT5 |  | Combined Cycle |  | PJM_PENE | Pennsylvania | 42 | Indiana | 63 | 42063 | 360 |  | 2028 |  |  |  | N | [29 empty] | Homer City Generation, L.P. | 100 | Homer City Generation, L.P. | 100 | Non-regulated | Dropped - Planned unit whose status does not meet NEEDS criteria
Homer City Generating Station | 3122_G_CT6 | 3122 | G | CT6 |  | Combined Cycle |  | PJM_PENE | Pennsylvania | 42 | Indiana | 63 | 42063 | 360 |  | 2028 |  |  |  | N | [29 empty] | Homer City Generation, L.P. | 100 | Homer City Generation, L.P. | 100 | Non-regulated | Dropped - Planned unit whose status does not meet NEEDS criteria
Intermountain Pumped Storage Project | 66684_G_HL001 | 66684 | G | HL001 |  | Pumped Storage |  | WECC_UT | Utah | 49 | Millard | 27 | 49027 | 250 |  | 2028 |  |  |  | N | [29 empty] | Premium Energy Holdings | 100 | Premium Energy Holdings | 100 | Non-regulated | Dropped - Planned unit whose status does not meet NEEDS criteria
Intermountain Pumped Storage Project | 66684_G_HL002 | 66684 | G | HL002 |  | Pumped Storage |  | WECC_UT | Utah | 49 | Millard | 27 | 49027 | 250 |  | 2028 |  |  |  | N | [29 empty] | Premium Energy Holdings | 100 | Premium Energy Holdings | 100 | Non-regulated | Dropped - Planned unit whose status does not meet NEEDS criteria
Intermountain Pumped Storage Project | 66684_G_HL003 | 66684 | G | HL003 |  | Pumped Storage |  | WECC_UT | Utah | 49 | Millard | 27 | 49027 | 250 |  | 2028 |  |  |  | N | [29 empty] | Premium Energy Holdings | 100 | Premium Energy Holdings | 100 | Non-regulated | Dropped - Planned unit whose status does not meet NEEDS criteria
Intermountain Pumped Storage Project | 66684_G_HL004 | 66684 | G | HL004 |  | Pumped Storage |  | WECC_UT | Utah | 49 | Millard | 27 | 49027 | 250 |  | 2028 |  |  |  | N | [29 empty] | Premium Energy Holdings | 100 | Premium Energy Holdings | 100 | Non-regulated | Dropped - Planned unit whose status does not meet NEEDS criteria
Haiwee Pumped Storage Project | 66686_G_HL001 | 66686 | G | HL001 |  | Pumped Storage |  | WECC_SCE | California | 6 | Inyo | 27 | 06027 | 250 |  | 2028 |  |  |  | N | [29 empty] | Premium Energy Holdings | 100 | Premium Energy Holdings | 100 | Non-regulated | Dropped - Planned unit whose status does not meet NEEDS criteria
Haiwee Pumped Storage Project | 66686_G_HL002 | 66686 | G | HL002 |  | Pumped Storage |  | WECC_SCE | California | 6 | Inyo | 27 | 06027 | 250 |  | 2028 |  |  |  | N | [29 empty] | Premium Energy Holdings | 100 | Premium Energy Holdings | 100 | Non-regulated | Dropped - Planned unit whose status does not meet NEEDS criteria
Haiwee Pumped Storage Project | 66686_G_HL003 | 66686 | G | HL003 |  | Pumped Storage |  | WECC_SCE | California | 6 | Inyo | 27 | 06027 | 250 |  | 2028 |  |  |  | N | [29 empty] | Premium Energy Holdings | 100 | Premium Energy Holdings | 100 | Non-regulated | Dropped - Planned unit whose status does not meet NEEDS criteria
Haiwee Pumped Storage Project | 66686_G_HL004 | 66686 | G | HL004 |  | Pumped Storage |  | WECC_SCE | California | 6 | Inyo | 27 | 06027 | 250 |  | 2028 |  |  |  | N | [29 empty] | Premium Energy Holdings | 100 | Premium Energy Holdings | 100 | Non-regulated | Dropped - Planned unit whose status does not meet NEEDS criteria
Legend Power Station | 68053_G_LEG | 68053 | G | LEG |  | Combined Cycle |  | MIS_WOTA | Texas | 48 | Jefferson | 245 | 48245 | 723 |  | 2028 |  |  |  | N | [29 empty] | Entergy Texas Inc. | 100 | Entergy Texas Inc. | 100 | Regulated | Dropped - Planned unit whose status does not meet NEEDS criteria
SR Milan | 68110_G_MILAN | 68110 | G | MILAN |  | Solar PV |  | S_C_TVA | Tennessee | 47 | Gibson | 53 | 47053 | 2.8 |  | 2028 |  |  |  | N | [29 empty] | SR Milan, LLC | 100 | SR Milan, LLC | 100 | Non-regulated | Dropped - Planned unit whose status does not meet NEEDS criteria
Sun Angel ESS | 68362_G_SABS1 | 68362 | G | SABS1 |  | Energy Storage |  | ERC_REST | Texas | 48 | Angelina | 5 | 48005 | 200 |  | 2028 |  |  |  | N | [29 empty] | Sun Angel ESS LLC | 100 | Sun Angel ESS LLC | 100 | Non-regulated | Dropped - Planned unit whose status does not meet NEEDS criteria
Horizon | 68705_G_H01 | 68705 | G | H01 |  | Combustion Turbine |  | WECC_CO | Colorado | 8 | El Paso | 41 | 08041 | 37 |  | 2028 |  |  |  | N | [29 empty] | City of Colorado Springs - (CO) | 100 | City of Colorado Springs - (CO) | 100 | Regulated | Dropped - Planned unit whose status does not meet NEEDS criteria
Horizon | 68705_G_H02 | 68705 | G | H02 |  | Combustion Turbine |  | WECC_CO | Colorado | 8 | El Paso | 41 | 08041 | 37 |  | 2028 |  |  |  | N | [29 empty] | City of Colorado Springs - (CO) | 100 | City of Colorado Springs - (CO) | 100 | Regulated | Dropped - Planned unit whose status does not meet NEEDS criteria
Horizon | 68705_G_H03 | 68705 | G | H03 |  | Combustion Turbine |  | WECC_CO | Colorado | 8 | El Paso | 41 | 08041 | 37 |  | 2028 |  |  |  | N | [29 empty] | City of Colorado Springs - (CO) | 100 | City of Colorado Springs - (CO) | 100 | Regulated | Dropped - Planned unit whose status does not meet NEEDS criteria
Horizon | 68705_G_H04 | 68705 | G | H04 |  | Combustion Turbine |  | WECC_CO | Colorado | 8 | El Paso | 41 | 08041 | 37 |  | 2028 |  |  |  | N | [29 empty] | City of Colorado Springs - (CO) | 100 | City of Colorado Springs - (CO) | 100 | Regulated | Dropped - Planned unit whose status does not meet NEEDS criteria
Horizon | 68705_G_H05 | 68705 | G | H05 |  | Combustion Turbine |  | WECC_CO | Colorado | 8 | El Paso | 41 | 08041 | 37 |  | 2028 |  |  |  | N | [29 empty] | City of Colorado Springs - (CO) | 100 | City of Colorado Springs - (CO) | 100 | Regulated | Dropped - Planned unit whose status does not meet NEEDS criteria
Horizon | 68705_G_H06 | 68705 | G | H06 |  | Combustion Turbine |  | WECC_CO | Colorado | 8 | El Paso | 41 | 08041 | 37 |  | 2028 |  |  |  | N | [29 empty] | City of Colorado Springs - (CO) | 100 | City of Colorado Springs - (CO) | 100 | Regulated | Dropped - Planned unit whose status does not meet NEEDS criteria
Horizon | 68705_G_H07 | 68705 | G | H07 |  | Combustion Turbine |  | WECC_CO | Colorado | 8 | El Paso | 41 | 08041 | 37 |  | 2028 |  |  |  | N | [29 empty] | City of Colorado Springs - (CO) | 100 | City of Colorado Springs - (CO) | 100 | Regulated | Dropped - Planned unit whose status does not meet NEEDS criteria
Horizon | 68705_G_H08 | 68705 | G | H08 |  | Combustion Turbine |  | WECC_CO | Colorado | 8 | El Paso | 41 | 08041 | 37 |  | 2028 |  |  |  | N | [29 empty] | City of Colorado Springs - (CO) | 100 | City of Colorado Springs - (CO) | 100 | Regulated | Dropped - Planned unit whose status does not meet NEEDS criteria
Horizon | 68705_G_H09 | 68705 | G | H09 |  | Combustion Turbine |  | WECC_CO | Colorado | 8 | El Paso | 41 | 08041 | 37 |  | 2028 |  |  |  | N | [29 empty] | City of Colorado Springs - (CO) | 100 | City of Colorado Springs - (CO) | 100 | Regulated | Dropped - Planned unit whose status does not meet NEEDS criteria
Horizon | 68705_G_H10 | 68705 | G | H10 |  | Combustion Turbine |  | WECC_CO | Colorado | 8 | El Paso | 41 | 08041 | 37 |  | 2028 |  |  |  | N | [29 empty] | City of Colorado Springs - (CO) | 100 | City of Colorado Springs - (CO) | 100 | Regulated | Dropped - Planned unit whose status does not meet NEEDS criteria
Turtle Creek | 64547_G_3 | 64547 | G | 3 |  | Combustion Turbine |  | SPP_NEBR | Nebraska | 31 | Sarpy | 153 | 31153 | 221 |  | 2028 |  |  |  | N | [29 empty] | Omaha Public Power District | 100 | Omaha Public Power District | 100 | Regulated | Dropped - Planned unit whose status does not meet NEEDS criteria
Dutchman Solar generation and BESS | 68317_G_DUTC1 | 68317 | G | DUTC1 |  | Solar PV |  | WECC_WY | Wyoming | 56 | Converse | 9 | 56009 | 499 |  | 2028 |  |  |  | N | [29 empty] | WestDevCo bn, LLC | 50 | WestDevCo bn, LLC | 50 | Non-regulated | Dropped - Planned unit whose status does not meet NEEDS criteria
Dutchman Solar generation and BESS | 68317_G_DUTC2 | 68317 | G | DUTC2 |  | Energy Storage |  | WECC_WY | Wyoming | 56 | Converse | 9 | 56009 | 499 |  | 2028 |  |  |  | N | [29 empty] | WestDevCo bn, LLC | 50 | WestDevCo bn, LLC | 50 | Non-regulated | Dropped - Planned unit whose status does not meet NEEDS criteria
Caverns Solar | 68331_G_CVSO | 68331 | G | CVSO |  | Solar PV |  | S_SOU | Florida | 12 | Jackson | 63 | 12063 | 75 |  | 2028 |  |  |  | N | [29 empty] | CVSO, LLC | 100 | CVSO, LLC | 100 | Non-regulated | Dropped - Planned unit whose status does not meet NEEDS criteria
Abercrombie Solar | 68339_G_1 | 68339 | G | 1 |  | Solar PV |  | MIS_MAPP | North Dakota | 38 | Richland | 77 | 38077 | 295.1 |  | 2028 |  |  |  | N | [29 empty] | Otter Tail Power Co | 100 | Otter Tail Power Co | 100 | Regulated | Dropped - Planned unit whose status does not meet NEEDS criteria
Cedar Bayou 5 | 68606_G_5 | 68606 | G | 5 |  | Combined Cycle |  | ERC_REST | Texas | 48 | Chambers | 71 | 48071 | 674 |  | 2028 |  |  |  | N | [29 empty] | Cedar Bayou 5 LLC | 100 | Cedar Bayou 5 LLC | 100 | Non-regulated | Dropped - Planned unit whose status does not meet NEEDS criteria
Uva Creek Solar | 68739_G_UVAPV | 68739 | G | UVAPV |  | Solar PV |  | ERC_WEST | Texas | 48 | Borden | 33 | 48033 | 301 |  | 2028 |  |  |  | N | [29 empty] | Red River Clean Energy | 100 | Red River Clean Energy | 100 | Non-regulated | Dropped - Planned unit whose status does not meet NEEDS criteria
Ventures BESS | 67783_G_GRS12 | 67783 | G | GRS12 |  | Energy Storage |  | ERC_REST | Texas | 48 | Matagorda | 321 | 48321 | 226.8 |  | 2028 |  |  |  | N | [29 empty] | Gransolar Texas Twelve LLC | 100 | Gransolar Texas Twelve LLC | 100 | Non-regulated | Dropped - Planned unit whose status does not meet NEEDS criteria
Donegal Solar Project | 67543_G_DOGSP | 67543 | G | DOGSP |  | Solar PV |  | ERC_PHDL | Texas | 48 | Dickens | 125 | 48125 | 204.2 |  | 2028 |  |  |  | N | [29 empty] | Greenalia Solar Power Donegal, LLC | 100 | Greenalia Solar Power Donegal, LLC | 100 | Non-regulated | Dropped - Planned unit whose status does not meet NEEDS criteria
Wittig Solar Park | 67568_G_WIGSP | 67568 | G | WIGSP |  | Solar PV |  | ERC_REST | Texas | 48 | Wharton | 481 | 48481 | 96 |  | 2028 |  |  |  | N | [29 empty] | Greenalia Solar Power Wittig, LLC | 100 | Greenalia Solar Power Wittig, LLC | 100 | Non-regulated | Dropped - Planned unit whose status does not meet NEEDS criteria
Pasilla Solar and Battery Storage | 67897_G_45HLA | 67897 | G | 45HLA |  | Solar PV |  | SPP_SPS | New Mexico | 35 | Lea | 25 | 35025 | 250 |  | 2028 |  |  |  | N | [29 empty] | 452HL 8me, LLC | 100 | 452HL 8me, LLC | 100 | Non-regulated | Dropped - Planned unit whose status does not meet NEEDS criteria
Pasilla Solar and Battery Storage | 67897_G_45HLB | 67897 | G | 45HLB |  | Energy Storage |  | SPP_SPS | New Mexico | 35 | Lea | 25 | 35025 | 250 |  | 2028 |  |  |  | N | [29 empty] | 452HL 8me, LLC | 100 | 452HL 8me, LLC | 100 | Non-regulated | Dropped - Planned unit whose status does not meet NEEDS criteria
Sunscape Renewable Energy | 68034_G_SNSCB | 68034 | G | SNSCB |  | Energy Storage |  | ERC_REST | Texas | 48 | Nueces | 355 | 48355 | 500 |  | 2028 |  |  |  | N | [29 empty] | Vesper Energy Development LLC | 100 | Vesper Energy Development LLC | 100 | Non-regulated | Dropped - Planned unit whose status does not meet NEEDS criteria
Sunscape Renewable Energy | 68034_G_SNSCP | 68034 | G | SNSCP |  | Solar PV |  | ERC_REST | Texas | 48 | Nueces | 355 | 48355 | 500 |  | 2028 |  |  |  | N | [29 empty] | Vesper Energy Development LLC | 100 | Vesper Energy Development LLC | 100 | Non-regulated | Dropped - Planned unit whose status does not meet NEEDS criteria
Erin | 68275_G_1 | 68275 | G | 1 |  | Solar PV |  | ERC_REST | Texas | 48 | Wharton | 481 | 48481 | 202 |  | 2028 |  |  |  | N | [29 empty] | Erin Solar LLC | 100 | Erin Solar LLC | 100 | Non-regulated | Dropped - Planned unit whose status does not meet NEEDS criteria
Pepper Hammock Solar and Storage | 68367_G_PEHA | 68367 | G | PEHA |  | Solar PV |  | S_SOU | Georgia | 13 | Wayne | 305 | 13305 | 900 |  | 2028 |  |  |  | N | [29 empty] | BrightNight Power | 100 | BrightNight Power | 100 | Non-regulated | Dropped - Planned unit whose status does not meet NEEDS criteria
Homer City Generating Station | 3122_G_CA2 | 3122 | G | CA2 |  | Combined Cycle |  | PJM_PENE | Pennsylvania | 42 | Indiana | 63 | 42063 | 268 |  | 2028 |  |  |  | N | [29 empty] | Homer City Generation, L.P. | 100 | Homer City Generation, L.P. | 100 | Non-regulated | Dropped - Planned unit whose status does not meet NEEDS criteria
Homer City Generating Station | 3122_G_CA3 | 3122 | G | CA3 |  | Combined Cycle |  | PJM_PENE | Pennsylvania | 42 | Indiana | 63 | 42063 | 268 |  | 2028 |  |  |  | N | [29 empty] | Homer City Generation, L.P. | 100 | Homer City Generation, L.P. | 100 | Non-regulated | Dropped - Planned unit whose status does not meet NEEDS criteria
Homer City Generating Station | 3122_G_CT2 | 3122 | G | CT2 |  | Combined Cycle |  | PJM_PENE | Pennsylvania | 42 | Indiana | 63 | 42063 | 360 |  | 2028 |  |  |  | N | [29 empty] | Homer City Generation, L.P. | 100 | Homer City Generation, L.P. | 100 | Non-regulated | Dropped - Planned unit whose status does not meet NEEDS criteria
Homer City Generating Station | 3122_G_CT3 | 3122 | G | CT3 |  | Combined Cycle |  | PJM_PENE | Pennsylvania | 42 | Indiana | 63 | 42063 | 360 |  | 2028 |  |  |  | N | [29 empty] | Homer City Generation, L.P. | 100 | Homer City Generation, L.P. | 100 | Non-regulated | Dropped - Planned unit whose status does not meet NEEDS criteria
Gale 1 Solar | 61170_G_33UI9 | 61170 | G | 33UI9 |  | Energy Storage |  | WECC_UT | Utah | 49 | Millard | 27 | 49027 | 150 |  | 2028 |  |  |  | N | [29 empty] | 33UI 8me LLC | 100 | 33UI 8me LLC | 100 | Non-regulated | Dropped - Planned unit whose status does not meet NEEDS criteria
Mount Sinai South Nassau Hospital | 62447_G_5 | 62447 | G | 5 |  | Combustion Turbine | IC Engine | NY_Z_K | New York | 36 | Nassau | 59 | 36059 | 3.9 |  | 2028 |  |  |  | N | [29 empty] | Mount Sinai South Nassau Hospital | 100 | Mount Sinai South Nassau Hospital | 100 | Non-regulated | Dropped - Plant is identified as onsite because it is a net buyer of electricity in 2021
Mount Sinai South Nassau Hospital | 62447_G_6 | 62447 | G | 6 |  | Combustion Turbine | IC Engine | NY_Z_K | New York | 36 | Nassau | 59 | 36059 | 3.9 |  | 2028 |  |  |  | N | [29 empty] | Mount Sinai South Nassau Hospital | 100 | Mount Sinai South Nassau Hospital | 100 | Non-regulated | Dropped - Plant is identified as onsite because it is a net buyer of electricity in 2021
Black Walnut Solar, LLC | 66363_G_GEN1B | 66363 | G | GEN1B |  | Energy Storage |  | S_VACA | North Carolina | 37 | Jones | 103 | 37103 | 32 |  | 2028 |  |  |  | N | [29 empty] | Cypress Creek Renewables | 100 | Cypress Creek Renewables | 100 | Non-regulated | Dropped - Planned unit whose status does not meet NEEDS criteria
Erath County Solar | 67353_G_4666 | 67353 | G | 4666 |  | Solar PV |  | ERC_REST | Texas | 48 | Erath | 143 | 48143 | 204 |  | 2028 |  |  |  | N | [29 empty] | Erath County Solar LLC | 100 | Erath County Solar LLC | 100 | Non-regulated | Dropped - Planned unit whose status does not meet NEEDS criteria
Vista Sands Solar | 67551_G_VISTA | 67551 | G | VISTA |  | Solar PV |  | MIS_WUMS | Wisconsin | 55 | Portage | 97 | 55097 | 1182 |  | 2028 |  |  |  | N | [29 empty] | Vista Sands Solar LLC | 100 | Vista Sands Solar LLC | 100 | Non-regulated | Dropped - Planned unit whose status does not meet NEEDS criteria
KCE NY 30, LLC | 67838_G_NY30 | 67838 | G | NY30 |  | Energy Storage |  | NY_Z_K | New York | 36 | Suffolk | 103 | 36103 | 50 |  | 2028 |  |  |  | N | [29 empty] | Key Capture Energy | 100 | Key Capture Energy | 100 | Non-regulated | Dropped - Planned unit whose status does not meet NEEDS criteria
Moonlight Flats Solar Power 1 | 67950_G_MFS1 | 67950 | G | MFS1 |  | Solar PV |  | PJM_PENE | Pennsylvania | 42 | Clearfield | 33 | 42033 | 250 |  | 2028 |  |  |  | N | [29 empty] | Moonlight Flats Solar Power, LLC | 100 | Moonlight Flats Solar Power, LLC | 100 | Non-regulated | Dropped - Planned unit whose status does not meet NEEDS criteria
Richwood Solar and Storage | 68019_G_RICBA | 68019 | G | RICBA |  | Energy Storage |  | PJM_ATSI | Ohio | 39 | Union | 159 | 39159 | 50 |  | 2028 |  |  |  | N | [29 empty] | Samsung C&T Renewables, LLC | 100 | Samsung C&T Renewables, LLC | 100 | Non-regulated | Dropped - Planned unit whose status does not meet NEEDS criteria
Robeson Solar I | 68043_G_ROBES | 68043 | G | ROBES |  | Solar PV |  | S_VACA | North Carolina | 37 | Robeson | 155 | 37155 | 80 |  | 2028 |  |  |  | N | [29 empty] | Robeson Solar I, LLC | 100 | Robeson Solar I, LLC | 100 | Non-regulated | Dropped - Planned unit whose status does not meet NEEDS criteria
Robeson Solar I | 68043_G_ROBSS | 68043 | G | ROBSS |  | Energy Storage |  | S_VACA | North Carolina | 37 | Robeson | 155 | 37155 | 28 |  | 2028 |  |  |  | N | [29 empty] | AES Clean Energy | 100 | AES Clean Energy | 100 | Non-regulated | Dropped - Planned unit whose status does not meet NEEDS criteria
IP Roman Solar | 68201_G_ROMS | 68201 | G | ROMS |  | Solar PV |  | ERC_PHDL | Texas | 48 | Deaf Smith | 117 | 48117 | 425 |  | 2028 |  |  |  | N | [29 empty] | IP Roman, LLC | 100 | IP Roman, LLC | 100 | Non-regulated | Dropped - Planned unit whose status does not meet NEEDS criteria
IP Roman Wind | 68202_G_ROMW | 68202 | G | ROMW |  | Onshore Wind |  | ERC_PHDL | Texas | 48 | Deaf Smith | 117 | 48117 | 575 |  | 2028 |  |  |  | N | [29 empty] | IP Roman, LLC | 100 | IP Roman, LLC | 100 | Non-regulated | Dropped - Planned unit whose status does not meet NEEDS criteria
Titanium Advanced Power Station | 68214_G_1A | 68214 | G | 1A |  | Combined Cycle |  | MIS_LA | Louisiana | 22 | Richland | 83 | 22083 | 435.4 |  | 2028 |  |  |  | N | [29 empty] | Entergy Louisiana LLC | 100 | Entergy Louisiana LLC | 100 | Regulated | Dropped - Planned unit whose status does not meet NEEDS criteria
Titanium Advanced Power Station | 68214_G_1B | 68214 | G | 1B |  | Combined Cycle |  | MIS_LA | Louisiana | 22 | Richland | 83 | 22083 | 302.8 |  | 2028 |  |  |  | N | [29 empty] | Entergy Louisiana LLC | 100 | Entergy Louisiana LLC | 100 | Regulated | Dropped - Planned unit whose status does not meet NEEDS criteria
Titanium Advanced Power Station | 68214_G_2A | 68214 | G | 2A |  | Combined Cycle |  | MIS_LA | Louisiana | 22 | Richland | 83 | 22083 | 435.4 |  | 2028 |  |  |  | N | [29 empty] | Entergy Louisiana LLC | 100 | Entergy Louisiana LLC | 100 | Regulated | Dropped - Planned unit whose status does not meet NEEDS criteria
Titanium Advanced Power Station | 68214_G_2B | 68214 | G | 2B |  | Combined Cycle |  | MIS_LA | Louisiana | 22 | Richland | 83 | 22083 | 302.8 |  | 2028 |  |  |  | N | [29 empty] | Entergy Louisiana LLC | 100 | Entergy Louisiana LLC | 100 | Regulated | Dropped - Planned unit whose status does not meet NEEDS criteria
Naples Power Plant | 68273_G_1 | 68273 | G | 1 |  | Combustion Turbine |  | SPP_WEST | Texas | 48 | Morris | 343 | 48343 | 450 |  | 2028 |  |  |  | N | [29 empty] | Arkansas Electric Coop Corp | 100 | Arkansas Electric Coop Corp | 100 | Regulated | Dropped - Planned unit whose status does not meet NEEDS criteria
Naples Power Plant | 68273_G_2 | 68273 | G | 2 |  | Combustion Turbine |  | SPP_WEST | Texas | 48 | Morris | 343 | 48343 | 450 |  | 2028 |  |  |  | N | [29 empty] | Arkansas Electric Coop Corp | 100 | Arkansas Electric Coop Corp | 100 | Regulated | Dropped - Planned unit whose status does not meet NEEDS criteria
Centralia Battery Energy Storage System | 68282_G_CENT | 68282 | G | CENT |  | Energy Storage |  | WECC_PNW | Washington | 53 | Thurston | 67 | 53067 | 200 |  | 2028 |  |  |  | N | [29 empty] | WestDevCo bn, LLC | 50 | WestDevCo bn, LLC | 50 | Non-regulated | Dropped - Planned unit whose status does not meet NEEDS criteria
Desert Sand BESS | 68283_G_DESA | 68283 | G | DESA |  | Energy Storage |  | WECC_AZ | Arizona | 4 | Maricopa | 13 | 04013 | 300 |  | 2028 |  |  |  | N | [29 empty] | WestDevCo bn, LLC | 50 | WestDevCo bn, LLC | 50 | Non-regulated | Dropped - Planned unit whose status does not meet NEEDS criteria
Flag Run Solar | 68288_G_MAHI | 68288 | G | MAHI |  | Solar PV |  | MIS_INKY | Indiana | 18 | Clark | 19 | 18019 | 200 |  | 2028 |  |  |  | N | [29 empty] | MAHI bn, LLC | 100 | MAHI bn, LLC | 100 | Non-regulated | Dropped - Planned unit whose status does not meet NEEDS criteria
Dega Solar and Storage | 68332_G_DEGA1 | 68332 | G | DEGA1 |  | Solar PV |  | S_SOU | Alabama | 1 | Talladega | 121 | 01121 | 200 |  | 2028 |  |  |  | N | [29 empty] | DEGA bn, LLC | 100 | DEGA bn, LLC | 100 | Non-regulated | Dropped - Planned unit whose status does not meet NEEDS criteria
Dega Solar and Storage | 68332_G_DEGA2 | 68332 | G | DEGA2 |  | Energy Storage |  | S_SOU | Alabama | 1 | Talladega | 121 | 01121 | 200 |  | 2028 |  |  |  | N | [29 empty] | DEGA bn, LLC | 100 | DEGA bn, LLC | 100 | Non-regulated | Dropped - Planned unit whose status does not meet NEEDS criteria
Crossroads Solar - GA | 68333_G_CROS | 68333 | G | CROS |  | Solar PV |  | S_SOU | Georgia | 13 | Liberty | 179 | 13179 | 150 |  | 2028 |  |  |  | N | [29 empty] | Crossroads bn, LLC | 100 | Crossroads bn, LLC | 100 | Non-regulated | Dropped - Planned unit whose status does not meet NEEDS criteria
Hop Hill Solar Generation and BESS | 68342_G_HOHI1 | 68342 | G | HOHI1 |  | Solar PV |  | WECC_PNW | Washington | 53 | Benton | 5 | 53005 | 1200 |  | 2028 |  |  |  | N | [29 empty] | Cordelio BNC Holdings, LLC | 50 | Cordelio BNC Holdings, LLC | 50 | Non-regulated | Dropped - Planned unit whose status does not meet NEEDS criteria
Hop Hill Solar Generation and BESS | 68342_G_HOHI2 | 68342 | G | HOHI2 |  | Energy Storage |  | WECC_PNW | Washington | 53 | Benton | 5 | 53005 | 1200 |  | 2028 |  |  |  | N | [29 empty] | Cordelio BNC Holdings, LLC | 50 | Cordelio BNC Holdings, LLC | 50 | Non-regulated | Dropped - Planned unit whose status does not meet NEEDS criteria
Girasol Solar Farm | 68352_G_GIPV1 | 68352 | G | GIPV1 |  | Solar PV |  | MIS_MS | Mississippi | 28 | Sunflower | 133 | 28133 | 100 |  | 2028 |  |  |  | N | [29 empty] | Girasol Solar Farm LLC | 100 | Girasol Solar Farm LLC | 100 | Non-regulated | Dropped - Planned unit whose status does not meet NEEDS criteria
Pepper Hammock Solar and Storage | 68367_G_PEHA2 | 68367 | G | PEHA2 |  | Energy Storage |  | S_SOU | Georgia | 13 | Wayne | 305 | 13305 | 400 |  | 2028 |  |  |  | N | [29 empty] | BrightNight Power | 100 | BrightNight Power | 100 | Non-regulated | Dropped - Planned unit whose status does not meet NEEDS criteria
Mayfield Solar and Storage | 68368_G_MYSO | 68368 | G | MYSO |  | Solar PV |  | S_C_TVA | Kentucky | 21 | McCracken | 145 | 21145 | 200 |  | 2028 |  |  |  | N | [29 empty] | BrightNight Power | 100 | BrightNight Power | 100 | Non-regulated | Dropped - Planned unit whose status does not meet NEEDS criteria
Rexford 2 Solar Farm | 68485_G_22SVA | 68485 | G | 22SVA |  | Solar PV |  | WECC_SCE | California | 6 | Tulare | 107 | 06107 | 200 |  | 2028 |  |  |  | N | [29 empty] | 22SV 8ME LLC | 100 | 22SV 8ME LLC | 100 | Non-regulated | Dropped - Planned unit whose status does not meet NEEDS criteria
Rexford 2 Solar Farm | 68485_G_22SVB | 68485 | G | 22SVB |  | Energy Storage |  | WECC_SCE | California | 6 | Tulare | 107 | 06107 | 200 |  | 2028 |  |  |  | N | [29 empty] | 22SV 8ME LLC | 100 | 22SV 8ME LLC | 100 | Non-regulated | Dropped - Planned unit whose status does not meet NEEDS criteria
Henry Solar | 68511_G_CHC1 | 68511 | G | CHC1 |  | Solar PV |  | PJM_ATSI | Ohio | 39 | Henry | 69 | 39069 | 206 |  | 2028 |  |  |  | N | [29 empty] | Repsol Renewables NA | 100 | Repsol Renewables NA | 100 | Non-regulated | Dropped - Planned unit whose status does not meet NEEDS criteria
Summerhill BESS | 68665_G_RIC87 | 68665 | G | RIC87 |  | Energy Storage |  | ERC_WEST | Texas | 48 | Taylor | 441 | 48441 | 143 |  | 2028 |  |  |  | N | [29 empty] | RIC Development, LLC | 100 | RIC Development, LLC | 100 | Non-regulated | Dropped - Planned unit whose status does not meet NEEDS criteria
Deschutes Solar and BESS | 68763_G_DECH1 | 68763 | G | DECH1 |  | Solar PV |  | WECC_PNW | Oregon | 41 | Wasco | 65 | 41065 | 1000 |  | 2028 |  |  |  | N | [29 empty] | WestDevCo bn, LLC | 50 | WestDevCo bn, LLC | 50 | Non-regulated | Dropped - Planned unit whose status does not meet NEEDS criteria
Deschutes Solar and BESS | 68763_G_DECH2 | 68763 | G | DECH2 |  | Energy Storage |  | WECC_PNW | Oregon | 41 | Wasco | 65 | 41065 | 1000 |  | 2028 |  |  |  | N | [29 empty] | WestDevCo bn, LLC | 50 | WestDevCo bn, LLC | 50 | Non-regulated | Dropped - Planned unit whose status does not meet NEEDS criteria
Timber Mill Solar | 68871_G_TIMIB | 68871 | G | TIMIB |  | Energy Storage |  | S_VACA | North Carolina | 37 | Jones | 103 | 37103 | 32 |  | 2028 |  |  |  | N | [29 empty] | Cypress Creek Renewables | 100 | Cypress Creek Renewables | 100 | Non-regulated | Dropped - Planned unit whose status does not meet NEEDS criteria
Timber Mill Solar | 68871_G_TIMIL | 68871 | G | TIMIL |  | Solar PV |  | S_VACA | North Carolina | 37 | Jones | 103 | 37103 | 80 |  | 2028 |  |  |  | N | [29 empty] | Cypress Creek Renewables | 100 | Cypress Creek Renewables | 100 | Non-regulated | Dropped - Planned unit whose status does not meet NEEDS criteria
Cumberland (TN) | 3399_G_CTG2 | 3399 | G | CTG2 |  | Combined Cycle |  | S_C_TVA | Tennessee | 47 | Stewart | 161 | 47161 | 372.9 |  | 2029 |  |  |  | N | [29 empty] | Tennessee Valley Authority | 100 | Tennessee Valley Authority | 100 | Regulated | Dropped - Planned unit whose status does not meet NEEDS criteria
Cumberland (TN) | 3399_G_STG2 | 3399 | G | STG2 |  | Combined Cycle |  | S_C_TVA | Tennessee | 47 | Stewart | 161 | 47161 | 296.6 |  | 2029 |  |  |  | N | [29 empty] | Tennessee Valley Authority | 100 | Tennessee Valley Authority | 100 | Regulated | Dropped - Planned unit whose status does not meet NEEDS criteria
Talbot County Energy | 7916_G_7 | 7916 | G | 7 |  | Combustion Turbine |  | S_SOU | Georgia | 13 | Talbot | 263 | 13263 | 241 |  | 2029 |  |  |  | N | [29 empty] | Oglethorpe Power Corporation | 100 | Oglethorpe Power Corporation | 100 | Regulated | Dropped - Planned unit whose status does not meet NEEDS criteria
Viola Generating Station | 68294_G_VIO1 | 68294 | G | VIO1 |  | Combined Cycle |  | SPP_N | Kansas | 20 | Sumner | 191 | 20191 | 693.2 |  | 2029 |  |  |  | N | [29 empty] | Evergy Missouri West | 50 | Evergy Missouri West | 50 | Regulated | Dropped - Planned unit whose status does not meet NEEDS criteria
Freedom Pine Solar | 68491_G_FPS | 68491 | G | FPS |  | Solar PV |  | NENG_ME | Maine | 23 | York | 31 | 23031 | 250 |  | 2029 |  |  |  | N | [29 empty] | Freedom Pine Solar, LLC | 100 | Freedom Pine Solar, LLC | 100 | Non-regulated | Dropped - Planned unit whose status does not meet NEEDS criteria
Kama 3 LLC | 68527_G_18 | 68527 | G | 18 |  | Solar PV |  | WEC_CALN | California | 6 | Kings | 31 | 06031 | 86 |  | 2029 |  |  |  | N | [29 empty] | Laketricity USA Inc. | 100 | Laketricity USA Inc. | 100 | Non-regulated | Dropped - Planned unit whose status does not meet NEEDS criteria
Cass County | 55972_G_CT-3 | 55972 | G | CT-3 |  | Combustion Turbine |  | SPP_NEBR | Nebraska | 31 | Cass | 25 | 31025 | 221 |  | 2029 |  |  |  | N | [29 empty] | Omaha Public Power District | 100 | Omaha Public Power District | 100 | Regulated | Dropped - Planned unit whose status does not meet NEEDS criteria
Cass County | 55972_G_CT-4 | 55972 | G | CT-4 |  | Combustion Turbine |  | SPP_NEBR | Nebraska | 31 | Cass | 25 | 31025 | 221 |  | 2029 |  |  |  | N | [29 empty] | Omaha Public Power District | 100 | Omaha Public Power District | 100 | Regulated | Dropped - Planned unit whose status does not meet NEEDS criteria
Cass County | 55972_G_CT-5 | 55972 | G | CT-5 |  | Combustion Turbine |  | SPP_NEBR | Nebraska | 31 | Cass | 25 | 31025 | 221 |  | 2029 |  |  |  | N | [29 empty] | Omaha Public Power District | 100 | Omaha Public Power District | 100 | Regulated | Dropped - Planned unit whose status does not meet NEEDS criteria
Homer City Generating Station | 3122_G_CA7 | 3122 | G | CA7 |  | Combined Cycle |  | PJM_PENE | Pennsylvania | 42 | Indiana | 63 | 42063 | 268 |  | 2029 |  |  |  | N | [29 empty] | Homer City Generation, L.P. | 100 | Homer City Generation, L.P. | 100 | Non-regulated | Dropped - Planned unit whose status does not meet NEEDS criteria
Homer City Generating Station | 3122_G_CT7 | 3122 | G | CT7 |  | Combined Cycle |  | PJM_PENE | Pennsylvania | 42 | Indiana | 63 | 42063 | 360 |  | 2029 |  |  |  | N | [29 empty] | Homer City Generation, L.P. | 100 | Homer City Generation, L.P. | 100 | Non-regulated | Dropped - Planned unit whose status does not meet NEEDS criteria
Short Creek Solar | 68479_G_SHRT | 68479 | G | SHRT |  | Solar PV |  | ERC_WEST | Texas | 48 | Wichita | 485 | 48485 | 605 |  | 2029 |  |  |  | N | [29 empty] | Wichita Solar I, LLC | 100 | Wichita Solar I, LLC | 100 | Non-regulated | Dropped - Planned unit whose status does not meet NEEDS criteria
Sienna 2 Solar and Storage Project | 68486_G_44STA | 68486 | G | 44STA |  | Solar PV |  | WECC_SCE | California | 6 | San Bernardino | 71 | 06071 | 55 |  | 2029 |  |  |  | N | [29 empty] | 44ST 8ME LLC | 100 | 44ST 8ME LLC | 100 | Non-regulated | Dropped - Planned unit whose status does not meet NEEDS criteria
Sienna 2 Solar and Storage Project | 68486_G_44STB | 68486 | G | 44STB |  | Energy Storage |  | WECC_SCE | California | 6 | San Bernardino | 71 | 06071 | 55 |  | 2029 |  |  |  | N | [29 empty] | 44ST 8ME LLC | 100 | 44ST 8ME LLC | 100 | Non-regulated | Dropped - Planned unit whose status does not meet NEEDS criteria
Brittlebush Solar and Battery Storage | 67895_G_21MSA | 67895 | G | 21MSA |  | Solar PV |  | ERC_REST | Texas | 48 | Henderson | 213 | 48213 | 400 |  | 2029 |  |  |  | N | [29 empty] | 210MS 8me, LLC | 100 | 210MS 8me, LLC | 100 | Non-regulated | Dropped - Planned unit whose status does not meet NEEDS criteria
Brittlebush Solar and Battery Storage | 67895_G_21MSB | 67895 | G | 21MSB |  | Energy Storage |  | ERC_REST | Texas | 48 | Henderson | 213 | 48213 | 400 |  | 2029 |  |  |  | N | [29 empty] | 210MS 8me, LLC | 100 | 210MS 8me, LLC | 100 | Non-regulated | Dropped - Planned unit whose status does not meet NEEDS criteria
Luicain Solar | 68662_G_RIC85 | 68662 | G | RIC85 |  | Solar PV |  | MIS_WOTA | Louisiana | 22 | Vermilion | 113 | 22113 | 65 |  | 2029 |  |  |  | N | [29 empty] | RIC Development, LLC | 100 | RIC Development, LLC | 100 | Non-regulated | Dropped - Planned unit whose status does not meet NEEDS criteria
Richland III Solar | 68663_G_RIC86 | 68663 | G | RIC86 |  | Solar PV |  | NY_Z_C&E | New York | 36 | Oswego | 75 | 36075 | 79.9 |  | 2029 |  |  |  | N | [29 empty] | RIC Development, LLC | 100 | RIC Development, LLC | 100 | Non-regulated | Dropped - Planned unit whose status does not meet NEEDS criteria
KCE NY 36, LLC | 67841_G_NY36 | 67841 | G | NY36 |  | Energy Storage |  | NY_Z_C&E | New York | 36 | Oneida | 65 | 36065 | 20 |  | 2029 |  |  |  | N | [29 empty] | Key Capture Energy | 100 | Key Capture Energy | 100 | Non-regulated | Dropped - Planned unit whose status does not meet NEEDS criteria
Sun Bear | 68261_G_SNBR1 | 68261 | G | SNBR1 |  | Solar PV |  | WECC_CO | Colorado | 8 | Montezuma | 83 | 08083 | 756 |  | 2029 |  |  |  | N | [29 empty] | MS1 | 100 | MS1 | 100 | Non-regulated | Dropped - Planned unit whose status does not meet NEEDS criteria
Sun Bear | 68261_G_SNBR2 | 68261 | G | SNBR2 |  | Energy Storage |  | WECC_CO | Colorado | 8 | Montezuma | 83 | 08083 | 756 |  | 2029 |  |  |  | N | [29 empty] | MS1 | 100 | MS1 | 100 | Non-regulated | Dropped - Planned unit whose status does not meet NEEDS criteria
Stagecoach LRE | 68079_G_STAS1 | 68079 | G | STAS1 |  | Solar PV |  | WECC_CO | Colorado | 8 | Pueblo | 101 | 08101 | 300 |  | 2029 |  |  |  | N | [29 empty] | Leeward Asset Management, LLC | 100 | Leeward Asset Management, LLC | 100 | Non-regulated | Dropped - Planned unit whose status does not meet NEEDS criteria
Hop Hill Solar Generation and BESS | 68342_G_HOHI | 68342 | G | HOHI |  | Onshore Wind |  | WECC_PNW | Washington | 53 | Benton | 5 | 53005 | 200 |  | 2029 |  |  |  | N | [29 empty] | WestDevCo bn, LLC | 50 | WestDevCo bn, LLC | 50 | Non-regulated | Dropped - Planned unit whose status does not meet NEEDS criteria
Smarr Combined Cycle Energy Facility | 68546_G_1 | 68546 | G | 1 |  | Combined Cycle |  | S_SOU | Georgia | 13 | Monroe | 207 | 13207 | 407 |  | 2029 |  |  |  | N | [29 empty] | Oglethorpe Power Corporation | 100 | Oglethorpe Power Corporation | 100 | Regulated | Dropped - Planned unit whose status does not meet NEEDS criteria
Smarr Combined Cycle Energy Facility | 68546_G_2 | 68546 | G | 2 |  | Combined Cycle |  | S_SOU | Georgia | 13 | Monroe | 207 | 13207 | 304 |  | 2029 |  |  |  | N | [29 empty] | Oglethorpe Power Corporation | 100 | Oglethorpe Power Corporation | 100 | Regulated | Dropped - Planned unit whose status does not meet NEEDS criteria
Homer City Generating Station | 3122_G_CA4 | 3122 | G | CA4 |  | Combined Cycle |  | PJM_PENE | Pennsylvania | 42 | Indiana | 63 | 42063 | 268 |  | 2029 |  |  |  | N | [29 empty] | Homer City Generation, L.P. | 100 | Homer City Generation, L.P. | 100 | Non-regulated | Dropped - Planned unit whose status does not meet NEEDS criteria
Homer City Generating Station | 3122_G_CT4 | 3122 | G | CT4 |  | Combined Cycle |  | PJM_PENE | Pennsylvania | 42 | Indiana | 63 | 42063 | 360 |  | 2029 |  |  |  | N | [29 empty] | Homer City Generation, L.P. | 100 | Homer City Generation, L.P. | 100 | Non-regulated | Dropped - Planned unit whose status does not meet NEEDS criteria
Riverside Solar LLC | 67325_G_NYRIV | 67325 | G | NYRIV |  | Solar PV |  | NY_Z_D | New York | 36 | St Lawrence | 89 | 36089 | 100 |  | 2029 |  |  |  | N | [29 empty] | AES Clean Energy | 100 | AES Clean Energy | 100 | Non-regulated | Dropped - Planned unit whose status does not meet NEEDS criteria
Solano Wind | 7526_G_5 | 7526 | G | 5 |  | Onshore Wind |  | WEC_CALN | California | 6 | Solano | 95 | 06095 | 108 |  | 2029 |  |  |  | N | [29 empty] | Sacramento Municipal Util Dist | 100 | Sacramento Municipal Util Dist | 100 | Regulated | Dropped - Planned unit whose status does not meet NEEDS criteria
Crooked Trail Solar | 68416_G_CTS1 | 68416 | G | CTS1 |  | Solar PV |  | NENG_ME | Maine | 23 | Penobscot | 19 | 23019 | 68 |  | 2029 |  |  |  | N | [29 empty] | VCP Realty, LLC | 100 | VCP Realty, LLC | 100 | Non-regulated | Dropped - Planned unit whose status does not meet NEEDS criteria
Homer City Generating Station | 3122_G_CA1 | 3122 | G | CA1 |  | Combined Cycle |  | PJM_PENE | Pennsylvania | 42 | Indiana | 63 | 42063 | 268 |  | 2029 |  |  |  | N | [29 empty] | Homer City Generation, L.P. | 100 | Homer City Generation, L.P. | 100 | Non-regulated | Dropped - Planned unit whose status does not meet NEEDS criteria
Homer City Generating Station | 3122_G_CT1 | 3122 | G | CT1 |  | Combined Cycle |  | PJM_PENE | Pennsylvania | 42 | Indiana | 63 | 42063 | 360 |  | 2029 |  |  |  | N | [29 empty] | Homer City Generation, L.P. | 100 | Homer City Generation, L.P. | 100 | Non-regulated | Dropped - Planned unit whose status does not meet NEEDS criteria
Panther Branch Solar, LLC | 66385_G_GEN1B | 66385 | G | GEN1B |  | Energy Storage |  | S_VACA | North Carolina | 37 | Duplin | 61 | 37061 | 32 |  | 2029 |  |  |  | N | [29 empty] | Cypress Creek Renewables | 100 | Cypress Creek Renewables | 100 | Non-regulated | Dropped - Planned unit whose status does not meet NEEDS criteria
Blue Hills Wind Project | 67542_G_BHWP | 67542 | G | BHWP |  | Onshore Wind |  | ERC_REST | Texas | 48 | Val Verde | 465 | 48465 | 276 |  | 2029 |  |  |  | N | [29 empty] | Greenalia Wind Power Blue Hills, LLC | 100 | Greenalia Wind Power Blue Hills, LLC | 100 | Non-regulated | Dropped - Planned unit whose status does not meet NEEDS criteria
Robinson Solar | 67819_G_CRSB1 | 67819 | G | CRSB1 |  | Energy Storage |  | WECC_NNV | Nevada | 32 | White Pine | 33 | 32033 | 300 |  | 2029 |  |  |  | N | [29 empty] | Repsol Renewables NA | 100 | Repsol Renewables NA | 100 | Non-regulated | Dropped - Planned unit whose status does not meet NEEDS criteria
Robinson Solar | 67819_G_CRSS1 | 67819 | G | CRSS1 |  | Solar PV |  | WECC_NNV | Nevada | 32 | White Pine | 33 | 32033 | 300 |  | 2029 |  |  |  | N | [29 empty] | Repsol Renewables NA | 100 | Repsol Renewables NA | 100 | Non-regulated | Dropped - Planned unit whose status does not meet NEEDS criteria
Kingstree East 230 Solar Project | 67862_G_SOLAR | 67862 | G | SOLAR |  | Solar PV |  | S_VACA | South Carolina | 45 | Georgetown | 43 | 45043 | 249 |  | 2029 |  |  |  | N | [29 empty] | Kingstree East 230 LLC | 100 | Kingstree East 230 LLC | 100 | Non-regulated | Dropped - Planned unit whose status does not meet NEEDS criteria
SR Jasper | 68105_G_JASP | 68105 | G | JASP |  | Solar PV |  | MIS_MS | Mississippi | 28 | Jasper | 61 | 28061 | 150 |  | 2029 |  |  |  | N | [29 empty] | SR Jasper, LLC | 100 | SR Jasper, LLC | 100 | Non-regulated | Dropped - Planned unit whose status does not meet NEEDS criteria
Swan Creek Wind | 68382_G_SWCR | 68382 | G | SWCR |  | Onshore Wind |  | SPP_NEBR | Nebraska | 31 | Saline | 151 | 31151 | 126 |  | 2029 |  |  |  | N | [29 empty] | Swan Creek Wind LLC | 100 | Swan Creek Wind LLC | 100 | Non-regulated | Dropped - Planned unit whose status does not meet NEEDS criteria
Stonewall BESS | 68666_G_RIC88 | 68666 | G | RIC88 |  | Energy Storage |  | ERC_WEST | Texas | 48 | Stonewall | 433 | 48433 | 135 |  | 2029 |  |  |  | N | [29 empty] | RIC Development, LLC | 100 | RIC Development, LLC | 100 | Non-regulated | Dropped - Planned unit whose status does not meet NEEDS criteria
Bellflower Solar (VA) | 68071_G_BELLF | 68071 | G | BELLF |  | Solar PV |  | PJM_Dom | Virginia | 51 | Brunswick | 25 | 51025 | 600 |  | 2030 |  |  |  | N | [29 empty] | Dominion Renewable Energy | 100 | Dominion Renewable Energy | 100 | Regulated | Dropped - Planned unit whose status does not meet NEEDS criteria
McNew Generating Station | 68295_G_MCN1 | 68295 | G | MCN1 |  | Combined Cycle |  | SPP_N | Kansas | 20 | Reno | 155 | 20155 | 690.4 |  | 2030 |  |  |  | N | [29 empty] | Evergy Missouri West | 50 | Evergy Missouri West | 50 | Regulated | Dropped - Planned unit whose status does not meet NEEDS criteria
Mullin Creek #1 Generating Station | 68296_G_MC1 | 68296 | G | MC1 |  | Combustion Turbine |  | S_D_AECI | Missouri | 29 | Nodaway | 147 | 29147 | 425.1 |  | 2030 |  |  |  | N | [29 empty] | Evergy Missouri West | 100 | Evergy Missouri West | 100 | Regulated | Dropped - Planned unit whose status does not meet NEEDS criteria
Hutcherson Solar | 68765_G_HUGSP | 68765 | G | HUGSP |  | Solar PV |  | ERC_WEST | Texas | 48 | Wilbarger | 487 | 48487 | 123.3 |  | 2030 |  |  |  | N | [29 empty] | Greenalia Solar Power Hutcherson, LLC | 100 | Greenalia Solar Power Hutcherson, LLC | 100 | Non-regulated | Dropped - Planned unit whose status does not meet NEEDS criteria
Kingbird Solar Energy LLC | 68633_G_KBESS | 68633 | G | KBESS |  | Energy Storage |  | SPP_N | Kansas | 20 | Bourbon | 11 | 20011 | 300 |  | 2030 |  |  |  | N | [29 empty] | Kingbird Solar Energy LLC | 100 | Kingbird Solar Energy LLC | 100 | Non-regulated | Dropped - Planned unit whose status does not meet NEEDS criteria
Kingbird Solar Energy LLC | 68633_G_KINGB | 68633 | G | KINGB |  | Solar PV |  | SPP_N | Kansas | 20 | Bourbon | 11 | 20011 | 300 |  | 2030 |  |  |  | N | [29 empty] | Kingbird Solar Energy LLC | 100 | Kingbird Solar Energy LLC | 100 | Non-regulated | Dropped - Planned unit whose status does not meet NEEDS criteria
Lycan Solar Project | 66805_G_LYCN2 | 66805 | G | LYCN2 |  | Energy Storage |  | WECC_SCE | California | 6 | Riverside | 65 | 06065 | 400 |  | 2030 |  |  |  | N | [29 empty] | EDF Renewables Development, Inc. | 100 | EDF Renewables Development, Inc. | 100 | Non-regulated | Dropped - Planned unit whose status does not meet NEEDS criteria
Cedar Hill ESS | 67570_G_3004 | 67570 | G | 3004 |  | Energy Storage |  | ERC_REST | Texas | 48 | Dallas | 113 | 48113 | 10 |  | 2030 |  |  |  | N | [29 empty] | Cedar Hill ESS Assets, LLC | 100 | Cedar Hill ESS Assets, LLC | 100 | Non-regulated | Dropped - Planned unit whose status does not meet NEEDS criteria
Pioneer Field Wind Power | 68766_G_PFGWP | 68766 | G | PFGWP |  | Onshore Wind |  | ERC_WEST | Texas | 48 | Tom Green | 451 | 48451 | 163.2 |  | 2030 |  |  |  | N | [29 empty] | Greenalia Wind Power Pioneer Field, LLC | 100 | Greenalia Wind Power Pioneer Field, LLC | 100 | Non-regulated | Dropped - Planned unit whose status does not meet NEEDS criteria
Greenalia Solar Power Blackwelder Ranch | 68767_G_BRGSP | 68767 | G | BRGSP |  | Solar PV |  | ERC_WEST | Texas | 48 | Pecos | 371 | 48371 | 199.7 |  | 2030 |  |  |  | N | [29 empty] | Greenalia Solar Power Blackwelder Ranch, LLC | 100 | Greenalia Solar Power Blackwelder Ranch, LLC | 100 | Non-regulated | Dropped - Planned unit whose status does not meet NEEDS criteria
Blackwelder Ranch Wind | 68768_G_BRGWP | 68768 | G | BRGWP |  | Onshore Wind |  | ERC_WEST | Texas | 48 | Pecos | 371 | 48371 | 110.4 |  | 2030 |  |  |  | N | [29 empty] | Greenalia Wind Power Blackwelder Ranch, LLC | 100 | Greenalia Wind Power Blackwelder Ranch, LLC | 100 | Non-regulated | Dropped - Planned unit whose status does not meet NEEDS criteria
Energy Center | 58168_G_TURB4 | 58168 | G | TURB4 |  | Combustion Turbine |  | WECC_SCE | California | 6 | San Bernardino | 71 | 06071 | 0.3 |  | 2030 |  |  |  | N | [29 empty] | University of Redlands | 100 | University of Redlands | 100 | Non-regulated | Dropped - Plant is identified as onsite because it is a net buyer of electricity in 2021
Energy Center | 58168_G_TURB5 | 58168 | G | TURB5 |  | Combustion Turbine |  | WECC_SCE | California | 6 | San Bernardino | 71 | 06071 | 0.3 |  | 2030 |  |  |  | N | [29 empty] | University of Redlands | 100 | University of Redlands | 100 | Non-regulated | Dropped - Plant is identified as onsite because it is a net buyer of electricity in 2021
Energy Center | 58168_G_TURB6 | 58168 | G | TURB6 |  | Combustion Turbine |  | WECC_SCE | California | 6 | San Bernardino | 71 | 06071 | 0.3 |  | 2030 |  |  |  | N | [29 empty] | University of Redlands | 100 | University of Redlands | 100 | Non-regulated | Dropped - Plant is identified as onsite because it is a net buyer of electricity in 2021
CPV County Line Solar, LLC | 67352_G_CPVCL | 67352 | G | CPVCL |  | Solar PV |  | PJM_Dom | Virginia | 51 | Charlotte | 37 | 51037 | 150 |  | 2030 |  |  |  | N | [29 empty] | CPV County Line Solar, LLC | 100 | CPV County Line Solar, LLC | 100 | Non-regulated | Dropped - Planned unit whose status does not meet NEEDS criteria
Goshen Solar | 67936_G_GS1 | 67936 | G | GS1 |  | Solar PV |  | WECC_WY | Wyoming | 56 | Goshen | 15 | 56015 | 163 |  | 2030 |  |  |  | N | [29 empty] | Greenvolt Power USA, Inc | 50 | Greenvolt Power USA, Inc | 50 | Non-regulated | Dropped - Planned unit whose status does not meet NEEDS criteria
Kemmerer Unit 1 | 68635_G_KU1 | 68635 | G | KU1 |  | Nuclear |  | WECC_WY | Wyoming | 56 | Lincoln | 23 | 56023 | 342.1 |  | 2030 |  |  |  | N | [29 empty] | US SFR Owner LLC | 100 | US SFR Owner LLC | 100 | Non-regulated | Dropped - Planned unit whose status does not meet NEEDS criteria
Bridgewater 2 | 68864_G_PV1 | 68864 | G | PV1 |  | Solar PV |  | NY_Z_F | New York | 36 | Saratoga | 91 | 36091 | 5 |  | 2030 |  |  |  | N | [29 empty] | Bridgewater Solar 2, LLC | 100 | Bridgewater Solar 2, LLC | 100 | Non-regulated | Dropped - Planned unit whose status does not meet NEEDS criteria
Bridgewater 1 | 68865_G_PV1 | 68865 | G | PV1 |  | Solar PV |  | NY_Z_F | New York | 36 | Saratoga | 91 | 36091 | 5 |  | 2030 |  |  |  | N | [29 empty] | Bridgewater Solar, LLC | 100 | Bridgewater Solar, LLC | 100 | Non-regulated | Dropped - Planned unit whose status does not meet NEEDS criteria
May Renewables | 67981_G_MAYB | 67981 | G | MAYB |  | Energy Storage |  | S_VACA | South Carolina | 45 | Orangeburg | 75 | 45075 | 100 |  | 2031 |  |  |  | N | [29 empty] | Renewco Power Holdings | 100 | Renewco Power Holdings | 100 | Non-regulated | Dropped - Planned unit whose status does not meet NEEDS criteria
AMO Puerto Rico Manufacturing Inc. | 68867_G_EN101 | 68867 | G | EN101 |  | Combustion Turbine | IC Engine |  | Puerto Rico |  |  |  |  | 1.3 |  | 2025 |  |  |  | N | [29 empty] | Enernet CHP One LLC | 100 | Enernet CHP One LLC | 100 |  | Dropped - in Alaska or in Hawaii or Puerto Rico
AMO Puerto Rico Manufacturing Inc. | 68867_G_EN102 | 68867 | G | EN102 |  | Combustion Turbine | IC Engine |  | Puerto Rico |  |  |  |  | 1.3 |  | 2025 |  |  |  | N | [29 empty] | Enernet CHP One LLC | 100 | Enernet CHP One LLC | 100 |  | Dropped - in Alaska or in Hawaii or Puerto Rico
PR Bayamon Ave Zaya Verde | 66515_G_19639 | 66515 | G | 19639 |  | Solar PV |  |  | Puerto Rico |  |  |  |  | 2 |  | 2025 |  |  |  | N | [29 empty] | SRI Solar 4, LLC | 100 | SRI Solar 4, LLC | 100 |  | Dropped - in Alaska or in Hawaii or Puerto Rico
AbbVie LTD | 66057_G_AB072 | 66057 | G | AB072 |  | Combustion Turbine | IC Engine |  | Puerto Rico |  | Barceloneta |  |  | 2.5 |  | 2026 |  |  |  | N | [29 empty] | AbbVie LTD | 100 | AbbVie LTD | 100 |  | Dropped - in Alaska or in Hawaii or Puerto Rico
Convergent Coamo Energy Storage 1 LLC | 66644_G_COBA1 | 66644 | G | COBA1 |  | Energy Storage |  |  | Puerto Rico |  |  |  |  | 55 |  | 2026 |  |  |  | N | [29 empty] | Convergent Energy and Power LP | 100 | Convergent Energy and Power LP | 100 |  | Dropped - in Alaska or in Hawaii or Puerto Rico
Convergent Coamo Energy Storage 1 LLC | 66644_G_COPV1 | 66644 | G | COPV1 |  | Solar PV |  |  | Puerto Rico |  |  |  |  | 100 |  | 2026 |  |  |  | N | [29 empty] | Convergent Energy and Power LP | 100 | Convergent Energy and Power LP | 100 |  | Dropped - in Alaska or in Hawaii or Puerto Rico
Gateway BESS | 66967_G_S049 | 66967 | G | S049 |  | Energy Storage |  | NY_Z_J | New York | 36 | Kings | 47 | 36047 | 4.8 |  | 2019 | 2024 |  |  | N | [29 empty] | Enel X North America, Inc | 100 | Enel X North America, Inc | 100 | Non-regulated | Dropped - Retired/Planned Retirement by 06/2028
Woodbine Landfill Plant | 59116_G_V1022 | 59116 | G | V1022 |  | Landfill Gas |  | PJM_EMAC | New Jersey | 34 | Cape May | 9 | 34009 | 1 |  | 2013 | 2023 |  |  | N | [29 empty] | Cape May County Municipal | 100 | Cape May County Municipal | 100 | Non-regulated | Dropped - Retired/Planned Retirement by 06/2028
Woodbine Landfill Plant | 59116_G_V1023 | 59116 | G | V1023 |  | Landfill Gas |  | PJM_EMAC | New Jersey | 34 | Cape May | 9 | 34009 | 1 |  | 2013 | 2022 |  |  | N | [29 empty] | Cape May County Municipal | 100 | Cape May County Municipal | 100 | Non-regulated | Dropped - Retired/Planned Retirement by 06/2028
City of Peru Water Street Generating Sta | 68752_G_IC1 | 68752 | G | IC1 |  | Combustion Turbine | IC Engine | PJM_COMD | Illinois | 17 | Lasalle | 99 | 17099 | 6 |  | 1973 | 2011 |  |  | N | [29 empty] | City of Peru - (IL) | 100 | City of Peru - (IL) | 100 | Regulated | Dropped - Retired/Planned Retirement by 06/2028
City of Peru Water Street Generating Sta | 68752_G_IC3 | 68752 | G | IC3 |  | Combustion Turbine | IC Engine | PJM_COMD | Illinois | 17 | Lasalle | 99 | 17099 | 1.8 |  | 2000 | 2011 |  |  | N | [29 empty] | City of Peru - (IL) | 100 | City of Peru - (IL) | 100 | Regulated | Dropped - Retired/Planned Retirement by 06/2028
City of Peru Water Street Generating Sta | 68752_G_3 | 68752 | G | 3 |  | Combustion Turbine | IC Engine | PJM_COMD | Illinois | 17 | Lasalle | 99 | 17099 | 1.8 |  | 2002 | 2010 |  |  | N | [29 empty] | City of Peru - (IL) | 100 | City of Peru - (IL) | 100 | Regulated | Dropped - Retired/Planned Retirement by 06/2028
City of Peru Water Street Generating Sta | 68752_G_IC2 | 68752 | G | IC2 |  | Combustion Turbine | IC Engine | PJM_COMD | Illinois | 17 | Lasalle | 99 | 17099 | 1.8 |  | 2000 | 2010 |  |  | N | [29 empty] | City of Peru - (IL) | 100 | City of Peru - (IL) | 100 | Regulated | Dropped - Retired/Planned Retirement by 06/2028
City of Peru Water Street Generating Sta | 68752_G_4 | 68752 | G | 4 |  | O/G Steam |  | PJM_COMD | Illinois | 17 | Lasalle | 99 | 17099 | 8.6 |  | 1960 | 2002 |  |  | N | [29 empty] | City of Peru - (IL) | 100 | City of Peru - (IL) | 100 | Regulated | Dropped - Retired/Planned Retirement by 06/2028
Ameresco Butte County | 57771_G_2 | 57771 | G | 2 |  | Landfill Gas |  | WEC_CALN | California | 6 | Butte | 7 | 06007 | 0.2 | [5 empty] | N | [29 empty] | Ameresco Butte County LLC | 100 | Ameresco Butte County LLC | 100 | Non-regulated | Dropped - Project has been canceled or postponed
Austin TX GigaFactory | 65070_G_P2 | 65070 | G | P2 |  | Solar PV |  | ERC_REST | Texas | 48 | Travis | 453 | 48453 | 1 | [5 empty] | N | [29 empty] | Tesla Inc. | 100 | Tesla Inc. | 100 | Non-regulated | Dropped - Project has been canceled or postponed
Staten Island Energy Storage 1 LLC | 66498_G_SIBA1 | 66498 | G | SIBA1 |  | Energy Storage |  | NY_Z_J | New York | 36 | Richmond | 85 | 36085 | 5 | [5 empty] | N | [29 empty] | Convergent Energy and Power LP | 100 | Convergent Energy and Power LP | 100 | Non-regulated | Dropped - Project has been canceled or postponed
TX Houston 7080 Express Lane | 66517_G_B9344 | 66517 | G | B9344 |  | Energy Storage |  | ERC_REST | Texas | 48 | Harris | 201 | 48201 | 1.5 | [5 empty] | N | [29 empty] | Catalyze Houston Express Lane Microgrid, LLC | 100 | Catalyze Houston Express Lane Microgrid, LLC | 100 | Non-regulated | Dropped - Project has been canceled or postponed
TX LaPort 10060 Porter Road Solar | 66518_G_19389 | 66518 | G | 19389 |  | Solar PV |  | ERC_REST | Texas | 48 | Harris | 201 | 48201 | 1.6 | [5 empty] | N | [29 empty] | Catalyze La Porte 10060 Porter Road Microgrid, LLC | 100 | Catalyze La Porte 10060 Porter Road Microgrid, LLC | 100 | Non-regulated | Dropped - Project has been canceled or postponed
Dark Sky Energy Center | 66599_G_2 | 66599 | G | 2 |  | Fuel Cell |  | WEC_SDGE | California | 6 | San Diego | 73 | 06073 | 0.3 | [5 empty] | N | [29 empty] | San Diego Gas & Electric Co | 100 | San Diego Gas & Electric Co | 100 | Regulated | Dropped - Project has been canceled or postponed
Hecate Grid Intrepid | 66911_G_HGIN1 | 66911 | G | HGIN1 |  | Energy Storage |  | NY_Z_K | New York | 36 | Nassau | 59 | 36059 | 250 | [5 empty] | N | [29 empty] | Hecate Grid Intrepid 1 LLC | 100 | Hecate Grid Intrepid 1 LLC | 100 | Non-regulated | Dropped - Project has been canceled or postponed
Hecate Grid Intrepid | 66911_G_HGIN6 | 66911 | G | HGIN6 |  | Energy Storage |  | NY_Z_K | New York | 36 | Nassau | 59 | 36059 | 50 | [5 empty] | N | [29 empty] | Hecate Grid Intrepid 1 LLC | 100 | Hecate Grid Intrepid 1 LLC | 100 | Non-regulated | Dropped - Project has been canceled or postponed
CPA 3777 Workman | 66953_G_PE328 | 66953 | G | PE328 |  | Solar PV |  | WEC_LADW | California | 6 | Los Angeles | 37 | 06037 | 1.9 | [5 empty] | N | [29 empty] | Prologis Logistics Services Incorporated | 100 | Prologis Logistics Services Incorporated | 100 | Non-regulated | Dropped - Project has been canceled or postponed
Dynamic - Wales Pond Road | 67010_G_GEN1 | 67010 | G | GEN1 |  | Solar PV |  | NENG_ME | Maine | 23 | Androscoggin | 1 | 23001 | 4.9 | [5 empty] | N | [29 empty] | Wales Pond Road Solar LLC | 100 | Wales Pond Road Solar LLC | 100 | Non-regulated | Dropped - Project has been canceled or postponed
SR Scottsville, LLC | 67128_G_SCOTV | 67128 | G | SCOTV |  | Solar PV |  | S_C_TVA | Kentucky | 21 | Allen | 3 | 21003 | 3 | [5 empty] | N | [29 empty] | SR Scottsville, LLC | 100 | SR Scottsville, LLC | 100 | Non-regulated | Dropped - Project has been canceled or postponed
Hornshadow Solar, LLC | 67497_G_HSESS | 67497 | G | HSESS |  | Energy Storage |  | WECC_UT | Utah | 49 | Emery | 15 | 49015 | 25 | [5 empty] | N | [29 empty] | Hornshadow Solar, LLC | 100 | Hornshadow Solar, LLC | 100 | Non-regulated | Dropped - Project has been canceled or postponed
Hornshadow Solar II, LLC | 67511_G_HS2ES | 67511 | G | HS2ES |  | Energy Storage |  | WECC_UT | Utah | 49 | Emery | 15 | 49015 | 50 | [5 empty] | N | [29 empty] | Hornshadow Solar II, LLC | 100 | Hornshadow Solar II, LLC | 100 | Non-regulated | Dropped - Project has been canceled or postponed
North Kern Water Storage District 1 | 67607_G_18993 | 67607 | G | 18993 |  | Solar PV |  | WECC_SCE | California | 6 | Kern | 29 | 06029 | 2.5 | [5 empty] | N | [29 empty] | EFR Solar, LLC | 100 | EFR Solar, LLC | 100 | Non-regulated | Dropped - Project has been canceled or postponed
North Kern Water Storage District 2 | 67608_G_18994 | 67608 | G | 18994 |  | Solar PV |  | WECC_SCE | California | 6 | Kern | 29 | 06029 | 2.5 | [5 empty] | N | [29 empty] | EFR Solar 2, LLC | 100 | EFR Solar 2, LLC | 100 | Non-regulated | Dropped - Project has been canceled or postponed
Northumberland Solar I | 67675_G_ENX34 | 67675 | G | ENX34 |  | Energy Storage |  | PJM_WMAC | Pennsylvania | 42 | Northumberland | 97 | 42097 | 20 | [5 empty] | N | [29 empty] | Northumberland Solar, LLC | 100 | Northumberland Solar, LLC | 100 | Non-regulated | Dropped - Project has been canceled or postponed
Kern Front | 67691_G_731 | 67691 | G | 731 |  | Solar PV |  | WECC_SCE | California | 6 | Kern | 29 | 06029 | 18.9 | [5 empty] | N | [29 empty] | Greenbacker Renewable Energy Corporation | 100 | Greenbacker Renewable Energy Corporation | 100 | Non-regulated | Dropped - Project has been canceled or postponed
Imperial Power Plant LLC | 67742_G_SUGAR | 67742 | G | SUGAR |  | Combustion Turbine | IC Engine | ERC_REST | Texas | 48 | Fort Bend | 157 | 48157 | 12 | [5 empty] | N | [29 empty] | Reliability Design & Development LLC | 100 | Reliability Design & Development LLC | 100 | Non-regulated | Dropped - Project has been canceled or postponed
Cardinal Solar (TX) | 67775_G_GRS6 | 67775 | G | GRS6 |  | Solar PV |  | ERC_REST | Texas | 48 | San Saba | 411 | 48411 | 74 | [5 empty] | N | [29 empty] | Gransolar BESS Texas Six LLC | 100 | Gransolar BESS Texas Six LLC | 100 | Non-regulated | Dropped - Project has been canceled or postponed
Itsee Solar | 67780_G_GRS17 | 67780 | G | GRS17 |  | Solar PV |  | ERC_REST | Texas | 48 | Navarro | 349 | 48349 | 53.3 | [5 empty] | N | [29 empty] | Gransolar Texas Seventeen, LLC | 100 | Gransolar Texas Seventeen, LLC | 100 | Non-regulated | Dropped - Project has been canceled or postponed
Centaurus Solar - GA | 67787_G_CENTA | 67787 | G | CENTA |  | Solar PV |  | S_SOU | Georgia | 13 | Mitchell | 205 | 13205 | 400 | [5 empty] | N | [29 empty] | Cubico USA, LLC | 100 | Cubico USA, LLC | 100 | Non-regulated | Dropped - Project has been canceled or postponed
Tres Margaritas Solar | 67789_G_GRS6 | 67789 | G | GRS6 |  | Solar PV |  | ERC_REST | Texas | 48 | Dimmit | 127 | 48127 | 61 | [5 empty] | N | [29 empty] | Gransolar Texas Six LLC | 100 | Gransolar Texas Six LLC | 100 | Non-regulated | Dropped - Project has been canceled or postponed
Walston I Solar | 67800_G_1 | 67800 | G | 1 |  | Solar PV |  | PJM_EMAC | Maryland | 24 | Wicomico | 45 | 24045 | 9.9 | [5 empty] | N | [29 empty] | Temo Renewables LLC | 100 | Temo Renewables LLC | 100 | Non-regulated | Dropped - Project has been canceled or postponed
KCE NY 35, LLC | 67840_G_NY35 | 67840 | G | NY35 |  | Energy Storage |  | NY_Z_F | New York | 36 | Greene | 39 | 36039 | 200 | [5 empty] | N | [29 empty] | Key Capture Energy | 100 | Key Capture Energy | 100 | Non-regulated | Dropped - Project has been canceled or postponed
Cooper Canyon Renewable Energy | 68017_G_CCREB | 68017 | G | CCREB |  | Energy Storage |  | WECC_NNV | Nevada | 32 | White Pine | 33 | 32033 | 100 | [5 empty] | N | [29 empty] | Vesper Energy Development LLC | 100 | Vesper Energy Development LLC | 100 | Non-regulated | Dropped - Project has been canceled or postponed
SR Clifton | 68098_G_CLIFT | 68098 | G | CLIFT |  | Solar PV |  | S_C_TVA | Tennessee | 47 | Wayne | 181 | 47181 | 5.8 | [5 empty] | N | [29 empty] | SR Clifton, LLC | 100 | SR Clifton, LLC | 100 | Non-regulated | Dropped - Project has been canceled or postponed
SR Robins I | 68111_G_ROBN1 | 68111 | G | ROBN1 |  | Solar PV |  | S_SOU | Georgia | 13 | Houston | 153 | 13153 | 250 | [5 empty] | N | [29 empty] | SR Robins I, LLC | 100 | SR Robins I, LLC | 100 | Non-regulated | Dropped - Project has been canceled or postponed
Augite Storage | 68164_G_AUGBA | 68164 | G | AUGBA |  | Energy Storage |  | ERC_REST | Texas | 48 | Starr | 427 | 48427 | 151.4 | [5 empty] | N | [29 empty] | Belltown Power Texas 2, LLC | 100 | Belltown Power Texas 2, LLC | 100 | Non-regulated | Dropped - Project has been canceled or postponed
Hooper Solar and Storage | 68167_G_HOOBA | 68167 | G | HOOBA |  | Energy Storage |  | ERC_REST | Texas | 48 | Lee | 287 | 48287 | 30.7 | [5 empty] | N | [29 empty] | Belltown Power Texas 2, LLC | 100 | Belltown Power Texas 2, LLC | 100 | Non-regulated | Dropped - Project has been canceled or postponed
Hooper Solar and Storage | 68167_G_HOOPV | 68167 | G | HOOPV |  | Solar PV |  | ERC_REST | Texas | 48 | Lee | 287 | 48287 | 50.5 | [5 empty] | N | [29 empty] | Belltown Power Texas 2, LLC | 100 | Belltown Power Texas 2, LLC | 100 | Non-regulated | Dropped - Project has been canceled or postponed
Kobernat Solar and Storage | 68169_G_KOBBA | 68169 | G | KOBBA |  | Energy Storage |  | ERC_REST | Texas | 48 | Starr | 427 | 48427 | 51.5 | [5 empty] | N | [29 empty] | Belltown Power Texas 2, LLC | 100 | Belltown Power Texas 2, LLC | 100 | Non-regulated | Dropped - Project has been canceled or postponed
Kobernat Solar and Storage | 68169_G_KOBPV | 68169 | G | KOBPV |  | Solar PV |  | ERC_REST | Texas | 48 | Starr | 427 | 48427 | 100.5 | [5 empty] | N | [29 empty] | Belltown Power Texas 2, LLC | 100 | Belltown Power Texas 2, LLC | 100 | Non-regulated | Dropped - Project has been canceled or postponed
Sandman Solar | 68304_G_SAND | 68304 | G | SAND |  | Energy Storage |  | ERC_REST | Texas | 48 | Collin | 85 | 48085 | 100 | [5 empty] | N | [29 empty] | Sandman Solar LLC | 100 | Sandman Solar LLC | 100 | Non-regulated | Dropped - Project has been canceled or postponed
Matador Solar | 68307_G_MATAB | 68307 | G | MATAB |  | Energy Storage |  | PJM_ATSI | Ohio | 39 | Mahoning | 99 | 39099 | 150 | [5 empty] | N | [29 empty] | Alpin Holding LLC | 100 | Alpin Holding LLC | 100 | Non-regulated | Dropped - Project has been canceled or postponed
Matador Solar | 68307_G_MATAD | 68307 | G | MATAD |  | Solar PV |  | PJM_ATSI | Ohio | 39 | Mahoning | 99 | 39099 | 150 | [5 empty] | N | [29 empty] | Alpin Holding LLC | 100 | Alpin Holding LLC | 100 | Non-regulated | Dropped - Project has been canceled or postponed
Wolf Creek Solar | 68308_G_WOLF | 68308 | G | WOLF |  | Solar PV |  | PJM_West | Ohio | 39 | Washington | 167 | 39167 | 150 | [5 empty] | N | [29 empty] | Alpin Holding LLC | 100 | Alpin Holding LLC | 100 | Non-regulated | Dropped - Project has been canceled or postponed
Wolf Creek Solar | 68308_G_WOLFB | 68308 | G | WOLFB |  | Energy Storage |  | PJM_West | Ohio | 39 | Washington | 167 | 39167 | 150 | [5 empty] | N | [29 empty] | Alpin Holding LLC | 100 | Alpin Holding LLC | 100 | Non-regulated | Dropped - Project has been canceled or postponed
Iris Solar | 68310_G_IRIS | 68310 | G | IRIS |  | Solar PV |  | PJM_AP | Virginia | 51 | Frederick | 69 | 51069 | 90 | [5 empty] | N | [29 empty] | Alpin Holding LLC | 100 | Alpin Holding LLC | 100 | Non-regulated | Dropped - Project has been canceled or postponed
Iris Solar | 68310_G_IRISB | 68310 | G | IRISB |  | Energy Storage |  | PJM_AP | Virginia | 51 | Frederick | 69 | 51069 | 90 | [5 empty] | N | [29 empty] | Alpin Holding LLC | 100 | Alpin Holding LLC | 100 | Non-regulated | Dropped - Project has been canceled or postponed
Twins Solar | 68311_G_TWINB | 68311 | G | TWINB |  | Energy Storage |  | PJM_Dom | Virginia | 51 | Rockingham | 165 | 51165 | 150 | [5 empty] | N | [29 empty] | Alpin Holding LLC | 100 | Alpin Holding LLC | 100 | Non-regulated | Dropped - Project has been canceled or postponed
Twins Solar | 68311_G_TWINS | 68311 | G | TWINS |  | Solar PV |  | PJM_Dom | Virginia | 51 | Rockingham | 165 | 51165 | 150 | [5 empty] | N | [29 empty] | Alpin Holding LLC | 100 | Alpin Holding LLC | 100 | Non-regulated | Dropped - Project has been canceled or postponed
Dos Rios Wind | 68381_G_DR | 68381 | G | DR |  | Onshore Wind |  | SPP_WEST | Oklahoma | 40 | Hughes | 63 | 40063 | 220 | [5 empty] | N | [29 empty] | Dos Rios Wind Farm, LLC | 100 | Dos Rios Wind Farm, LLC | 100 | Non-regulated | Dropped - Project has been canceled or postponed
Cotton Belle Solar | 68383_G_CB1 | 68383 | G | CB1 |  | Solar PV |  | ERC_WEST | Texas | 48 | Jones | 253 | 48253 | 80 | [5 empty] | N | [29 empty] | Cotton Belle Solar, LLC | 100 | Cotton Belle Solar, LLC | 100 | Non-regulated | Dropped - Project has been canceled or postponed
Quick Draw | 68385_G_QD | 68385 | G | QD |  | Onshore Wind |  | ERC_WEST | Texas | 48 | Fisher | 151 | 48151 | 174 | [5 empty] | N | [29 empty] | Quick Draw Wind, LLC | 100 | Quick Draw Wind, LLC | 100 | Non-regulated | Dropped - Project has been canceled or postponed
Vienna Operations | 1564_G_10 | 1564 | G | 10 | NA | Combustion Turbine |  | PJM_EMAC | Maryland | 24 | Dorchester | 19 | 24019 | 14.3 | 17189 | 1968 |  |  |  | N | Distillate Fuel Oil | [12 empty] | 2.106 | 0.23161 | 0.23161 | 0.23161 | 0.23161 | [11 empty] | Vienna Power LLC | 100 | Vienna Power LLC | 100 | Non-regulated | Dropped - Lack of model plants
Buchanan Generation LLC | 55738_G_1 | 55738 | G | 1 | 9248 | Combustion Turbine |  | PJM_West | Virginia | 51 | Buchanan | 27 | 51027 | 40 | 10745 | 2002 |  |  |  | N | Natural Gas |  |  |  | H2O | [8 empty] | 0.006 | 0.07177 | 0.07177 | 0.07177 | 0.07177 | [11 empty] | CONSOL Energy Inc | 50 | CONSOL Energy Inc | 50 | Non-regulated | Dropped - Lack of model plants
Buchanan Generation LLC | 55738_G_2 | 55738 | G | 2 | 9249 | Combustion Turbine |  | PJM_West | Virginia | 51 | Buchanan | 27 | 51027 | 40 | 10745 | 2002 |  |  |  | N | Natural Gas |  |  |  | H2O | [8 empty] | 0.006 | 0.06957 | 0.06957 | 0.06957 | 0.06957 | [11 empty] | CONSOL Energy Inc | 50 | CONSOL Energy Inc | 50 | Non-regulated | Dropped - Lack of model plants

## Key to Emission Control
Key to Emission Controls in NEEDS
NOx Comb Control | Definition | NOx Post-Comb Control | Definition | PM Control | Definition | Mercury_Controls | Definition | HCL_Controls | Definition | CO2_Controls | Definition
AA | Advanced Overfire Air | SCR | Selective Catalytic Reduction | B | Baghouse | ACI | Activated Carbon Injection | DSI | Dry Sobent Injection | CCS | Carbon Capture and Storage
AA + FR | Advanced Overfire Air + Flue Gas Recirculation | SNCR | Selective Non-catalytic Reduction | B + C | Baghouse + Cyclone
AA + LNB | Advanced Overfire Air + Low NOx Burner Technology | ReACT | Regenerative activated coke technology (ReACT) is an integrated multipollutant control approach that removes SOx, NOx, and Hg from coal-fired plants by adsorption with activated coke. Its NOx removal efficiency is around 20%-40%. | B + WS | Baghouse + Wet Scrubber
AA + LNB + LNBO | Advanced Overfire Air + Low NOx Burner Technology + Low NOx Burner Technology w/ Overfire Air |  |  | C | Cyclone
AA + LNB + OFA | Advanced Overfire Air + Low NOx Burner Technology + Overfire Air |  |  | ESPC | Electrostatic precipitator, cold side
AA + NH3 | Advanced Overfire Air + Ammonia Injection |  |  | ESPC + B | Electrostatic precipitator, cold side + Baghouse
AA + OFA | Advanced Overfire Air + Overfire Air |  |  | ESPC + B + WS | Electrostatic precipitator, cold side + Baghouse + Wet Scrubber
BF | Biased Firing (alternative burners) |  |  | ESPC + C | Electrostatic precipitator, cold side + Cyclone
BF + BOOS + LA | Biased Firing (alternative burners) + Burners-Out-Of-Service + Low excess air |  |  | ESPC + ESPH | Electrostatic precipitator, cold side + Electrostatic precipitator, hot side
BF + LA | Biased Firing (alternative burners) + Low excess air |  |  | ESPC + WESP | Electrostatic precipitator, cold side + Electrostatic precipitator, wet side
BF + LA + LNB | Biased Firing (alternative burners) + Low excess air + Low NOx Burner Technology |  |  | ESPC + WS | Electrostatic precipitator, cold side + Wet Scrubber
BF + LA + OFA | Biased Firing (alternative burners) + Low excess air + Overfire Air |  |  | ESPH | Electrostatic precipitator, hot side
BF + LNB + LNBO | Biased Firing (alternative burners) + Low NOx Burner Technology + Low NOx Burner Technology w/ Overfire Air |  |  | ESPH + B | Electrostatic precipitator, hot side + Baghouse
BOOS | Burners-Out-Of-Service |  |  | ESPH + B + C | Electrostatic precipitator, hot side + Baghouse + Cyclone
BOOS + LA + LNB | Burners-Out-Of-Service + Low excess air + Low NOx Burner Technology |  |  | ESPH + B + WS | Electrostatic precipitator, hot side + Baghouse + Wet Scrubber
CF | Fluidized Bed Combustor |  |  | ESPH + C | Electrostatic precipitator, hot side + Cyclone
CF + CM + NH3 | Fluidized Bed Combustor + Combustion Modification + Ammonia Injection |  |  | ESPH + WESP | Electrostatic precipitator, hot side + Electrostatic precipitator, wet side
CF + FU + LA | Fluidized Bed Combustor + Fuel Reburning + Low excess air |  |  | WESP + B | Electrostatic precipitator, wet side + Baghouse
CF + LA | Fluidized Bed Combustor + Low excess air |  |  | WS | Wet Scrubber
CF + LA + NH3 | Fluidized Bed Combustor + Low excess air + Ammonia Injection
CF + LNB + NH3 | Fluidized Bed Combustor + Low NOx Burner Technology + Ammonia Injection
CF + NH3 | Fluidized Bed Combustor + Ammonia Injection
CF + NH3 + OFA | Fluidized Bed Combustor + Ammonia Injection + Overfire Air
CF + OFA | Fluidized Bed Combustor + Overfire Air
CF + other | Fluidized Bed Combustor + other
CM | Combustion Modification
CM + FU | Combustion Modification + Fuel Reburning
CM + FU + LNB | Combustion Modification + Fuel Reburning + Low NOx Burner Technology
CM + FU + LNCB | Combustion Modification + Fuel Reburning + Low NOx Cell Burner
CM + FU + OFA | Combustion Modification + Fuel Reburning + Overfire Air
DLNB | Dry Low NOx Burners
DLNB + H2O | Dry Low NOx Burners + Water Injection
DLNB + H2O + LNB | Dry Low NOx Burners + Water Injection + Low NOx Burner Technology
DLNB + H2O + NH3 | Dry Low NOx Burners + Water Injection + Ammonia Injection
DLNB + H2O + STM | Dry Low NOx Burners + Water Injection + Steam Injection
DLNB + LNB + NH3 | Dry Low NOx Burners + Low NOx Burner Technology + Ammonia Injection
DLNB + LNB + NH3 + STM | Dry Low NOx Burners + Low NOx Burner Technology + Ammonia Injection + Steam Injection
DLNB + NH3 | Dry Low NOx Burners + Ammonia Injection
DLNB + NH3 + STM | Dry Low NOx Burners + Ammonia Injection + Steam Injection
DLNB + STM | Dry Low NOx Burners + Steam Injection
FR | Flue Gas Recirculation
FR + LA | Flue Gas Recirculation + Low excess air
FR + LA + LNB | Flue Gas Recirculation + Low excess air + Low NOx Burner Technology
FR + LNB | Flue Gas Recirculation + Low NOx Burner Technology
FR + LNB + LNBO + OFA | Flue Gas Recirculation + Low NOx Burner Technology + Low NOx Burner Technology w/ Overfire Air + Overfire Air
FR + LNB + OFA | Flue Gas Recirculation + Low NOx Burner Technology + Overfire Air
FR + LNBO + OFA | Flue Gas Recirculation + Low NOx Burner Technology w/ Overfire Air + Overfire Air
FR + NH3 | Flue Gas Recirculation + Ammonia Injection
FR + NH3 + OFA | Flue Gas Recirculation + Ammonia Injection + Overfire Air
FR + OFA | Flue Gas Recirculation + Overfire Air
FR + STM | Flue Gas Recirculation + Steam Injection
FU + LA | Fuel Reburning + Low excess air
H2O | Water Injection
H2O + NH3 | Water Injection + Ammonia Injection
H2O + NH3 + AA | Water Injection + Ammonia Injection + Advanced Overfire Air
H2O + OFA | Water Injection + Overfire Air
H2O + STM | Water Injection + Steam Injection
LA | Low excess air
LA + LNB | Low excess air + Low NOx Burner Technology
LA + LNB + NH3 | Low excess air + Low NOx Burner Technology + Ammonia Injection
LA + LNB + NH3 + OFA | Low excess air + Low NOx Burner Technology + Ammonia Injection + Overfire Air
LA + LNB + OFA | Low excess air + Low NOx Burner Technology + Overfire Air
LA + NH3 | Low excess air + Ammonia Injection
LA + OFA | Low excess air + Overfire Air
LA + OFA + other | Low excess air + Overfire Air + other
LNB | Low NOx Burner Technology
LNB + LNBO | Low NOx Burner Technology + Low NOx Burner Technology w/ Overfire Air
LNB + LNCB | Low NOx Burner Technology + Low NOx Cell Burner
LNB + LNCB + OFA | Low NOx Burner Technology + Low NOx Cell Burner + Overfire Air
LNB + NH3 | Low NOx Burner Technology + Ammonia Injection
LNB + NH3 + OFA | Low NOx Burner Technology + Ammonia Injection + Overfire Air
LNB + OFA | Low NOx Burner Technology + Overfire Air
LNB + other | Low NOx Burner Technology + other
LNB + STM | Low NOx Burner Technology + Steam Injection
LNBO | Low NOx Burner Technology w/ Overfire Air
LNBO + OFA | Low NOx Burner Technology w/ Overfire Air + Overfire Air
LNBO + other | Low NOx Burner Technology w/ Overfire Air + other
LNC1 | Low NOx Burner Technology w/ Closed-coupled OFA
LNC2 | Low NOx Burner Technology w/ Separated OFA
LNC2 + H2O | Low NOx Burner Technology w/ Separated OFA + Water Injection
LNC2 + LNC1 | Low NOx Burner Technology w/ Separated OFA + Low NOx Burner Technology w/ Closed-coupled OFA
LNC2 + NH3 | Low NOx Burner Technology w/ Separated OFA + Ammonia Injection
LNC2 + NH3 + OFA | Low NOx Burner Technology w/ Separated OFA + Ammonia Injection + Overfire Air
LNC2 + OFA | Low NOx Burner Technology w/ Separated OFA + Overfire Air
LNC2 + other | Low NOx Burner Technology w/ Separated OFA + other
LNC3 | Low NOx Burner Technology w/ Closed-coupled/Separated OFA
LNC3 + NH3 | Low NOx Burner Technology w/ Closed-coupled/Separated OFA + Ammonia Injection
LNC3 + OFA | Low NOx Burner Technology w/ Closed-coupled/Separated OFA + Overfire Air
LNCB | Low NOx Cell Burner
LNCB + OFA | Low NOx Cell Burner + Overfire Air
NDI | Nitrogen Diluent Injection
NH3 | Ammonia Injection
NH3 + OFA | Ammonia Injection + Overfire Air
NH3 + other | Ammonia Injection + other
NH3 + STM | Ammonia Injection + Steam Injection
OFA | Overfire Air
OFA + LNC1 | Overfire Air + Low NOx Burner Technology w/ Closed-coupled OFA
OFA + LNC2 | Overfire Air + Low NOx Burner Technology w/ Separated OFA
OFA + other | Overfire Air + other
other | Other
ROFA | Rotating Opposed Fired Air
STM | Steam Injection