## Region 10 Tribal UST data - Nov
Region | Location ID | Facility Name | Tank Name | Federally Regulated Tank | Tank Status Description | Date Of Tank Status Change | Tank Capacity | Substance Description | Date Installed | Tribe | Land Status | Locname | Street Address | City | State | Zip | Latitude | Longitude
10 | 1100001 | FAA Station - Annette Island | Tank Site 76A | TRUE | Permanently Out of Use |  | 1000 | Used Oil | 1899-12-31 | Metlakatla Indian Community, Annette Island Reserve | Trust | FAA Station - Annette Island | Annette Island | Metlakatla | AK | 99926 | 55.1304 | -131.577
10 | 1100001 | FAA Station - Annette Island | Tank Site 76B | TRUE | Permanently Out of Use |  | 1200 | Gasoline (containing <=10% ethanol) | 1899-12-31 | Metlakatla Indian Community, Annette Island Reserve | Trust | FAA Station - Annette Island | Annette Island | Metlakatla | AK | 99926 | 55.1304 | -131.577
10 | 1100001 | FAA Station - Annette Island | Tank Site 78B | TRUE | Permanently Out of Use |  | 580 | Diesel | 1942-08-01 | Metlakatla Indian Community, Annette Island Reserve | Trust | FAA Station - Annette Island | Annette Island | Metlakatla | AK | 99926 | 55.1304 | -131.577
10 | 1100001 | FAA Station - Annette Island | Tank 45-C-01 | TRUE | Permanently Out of Use |  | 515 | Gasoline (containing <=10% ethanol) | 1966-01-01 | Metlakatla Indian Community, Annette Island Reserve | Trust | FAA Station - Annette Island | Annette Island | Metlakatla | AK | 99926 | 55.1304 | -131.577
10 | 1100001 | FAA Station - Annette Island | Tank 45-B-01 | TRUE | Permanently Out of Use |  | 515 | Gasoline (containing <=10% ethanol) | 1962-01-01 | Metlakatla Indian Community, Annette Island Reserve | Trust | FAA Station - Annette Island | Annette Island | Metlakatla | AK | 99926 | 55.1304 | -131.577
10 | 1100001 | FAA Station - Annette Island | Tank 45-A-02 | TRUE | Permanently Out of Use |  | 1000 | Diesel | 1973-01-01 | Metlakatla Indian Community, Annette Island Reserve | Trust | FAA Station - Annette Island | Annette Island | Metlakatla | AK | 99926 | 55.1304 | -131.577
10 | 1100002 | Metlakatla Police Station | Tank 1 | TRUE | Permanently Out of Use |  | 1000 | Gasoline (containing <=10% ethanol) | 1899-12-31 | Metlakatla Indian Community, Annette Island Reserve | Indian Land | Metlakatla Police Station | 8th Ave. | Metlakatla | AK | 99926 | 55.1257 | -131.5757
10 | 1100003 | Varsity Service Station | Tank 1 | TRUE | Permanently Out of Use |  | 1000 | Diesel | 1958-01-01 | Metlakatla Indian Community, Annette Island Reserve | Indian Land | Varsity Service Station | 150 Atkinson St. | Metlakatla | AK | 99926 | 55.1304 | -131.577
10 | 1100004 | FUDS - Annette Island Landing Field | Tank FUDS UST1 | TRUE | Permanently Out of Use |  | 25000 | Av Gas | 1947-04-01 | Metlakatla Indian Community, Annette Island Reserve | Trust | FUDS - Annette Island Landing Field | Annette Island | Metlakatla | AK | 99926 | 55.1292 | -131.5722
10 | 1100004 | FUDS - Annette Island Landing Field | Tank FUDS UST5 | TRUE | Permanently Out of Use |  | 25000 | Av Gas | 1947-04-01 | Metlakatla Indian Community, Annette Island Reserve | Trust | FUDS - Annette Island Landing Field | Annette Island | Metlakatla | AK | 99926 | 55.1292 | -131.5722
10 | 1100004 | FUDS - Annette Island Landing Field | Tank FUDS UST4 | TRUE | Permanently Out of Use |  | 25000 | Av Gas | 1947-04-01 | Metlakatla Indian Community, Annette Island Reserve | Trust | FUDS - Annette Island Landing Field | Annette Island | Metlakatla | AK | 99926 | 55.1292 | -131.5722
10 | 1100004 | FUDS - Annette Island Landing Field | Tank FUDS UST3 | TRUE | Permanently Out of Use |  | 25000 | Av Gas | 1947-04-01 | Metlakatla Indian Community, Annette Island Reserve | Trust | FUDS - Annette Island Landing Field | Annette Island | Metlakatla | AK | 99926 | 55.1292 | -131.5722
10 | 1100004 | FUDS - Annette Island Landing Field | Tank FUDS UST2 | TRUE | Permanently Out of Use |  | 25000 | Av Gas | 1947-04-01 | Metlakatla Indian Community, Annette Island Reserve | Trust | FUDS - Annette Island Landing Field | Annette Island | Metlakatla | AK | 99926 | 55.1292 | -131.5722
10 | 1100005 | BIA Road Shop | Tank 1 | TRUE | Permanently Out of Use |  | 2500 | Other | 1899-12-31 | Metlakatla Indian Community, Annette Island Reserve | Trust | BIA Road Shop | S. side of Hatchery Rd. at Airport Rd. | Metlakatla | AK | 99926 | 55.0904 | -131.5806
10 | 1100005 | BIA Road Shop | Tank 2 | TRUE | Permanently Out of Use |  | 2500 | Other | 1899-12-31 | Metlakatla Indian Community, Annette Island Reserve | Trust | BIA Road Shop | S. side of Hatchery Rd. at Airport Rd. | Metlakatla | AK | 99926 | 55.0904 | -131.5806
10 | 1200001 | Grayling Native Store | Tank 1 | TRUE | Abandoned |  | 5000 | Diesel | 1899-12-31 | Organized Village of Grayling (aka Holikachuk) | Indian Land | Grayling Native Store | 1 Main Street | Grayling | AK | 99590 | 62.9023 | -160.0649
10 | 1200001 | Grayling Native Store | Tank 2 | TRUE | Abandoned |  | 5000 | Diesel | 1899-12-31 | Organized Village of Grayling (aka Holikachuk) | Indian Land | Grayling Native Store | 1 Main Street | Grayling | AK | 99590 | 62.9023 | -160.0649
10 | 2100001 | A.G. West, Inc. | Tank 7 | TRUE | Permanently Out of Use |  | 1000 | Gasoline (containing <=10% ethanol) | 1976-01-01 | Coeur D'Alene Tribe | Indian Land | A.G. West, Inc. | 900 Seltice Ave. | Plummer | ID | 83851 | 47.3347 | -116.8798
10 | 2100001 | A.G. West, Inc. | Tank 8 | TRUE | Permanently Out of Use |  | 1000 | Diesel | 1976-01-01 | Coeur D'Alene Tribe | Indian Land | A.G. West, Inc. | 900 Seltice Ave. | Plummer | ID | 83851 | 47.3347 | -116.8798
10 | 2100002 | Cenex Rockford Grain Growers | Tank 1 | TRUE | Permanently Out of Use |  | 250 | Gasoline (containing <=10% ethanol) | 1973-01-01 | Coeur D'Alene Tribe | Fee Land | Cenex Rockford Grain Growers | U.S. Hwy. 95, P.O. BOX 128 | Worley | ID | 83876 | 0 | 0
10 | 2100002 | Cenex Rockford Grain Growers | Tank 2 | TRUE | Permanently Out of Use |  | 2000 | Gasoline (containing <=10% ethanol) | 1978-01-01 | Coeur D'Alene Tribe | Fee Land | Cenex Rockford Grain Growers | U.S. Hwy. 95, P.O. BOX 128 | Worley | ID | 83876 | 0 | 0
10 | 2100002 | Cenex Rockford Grain Growers | Tank 3 | TRUE | Permanently Out of Use |  | 250 | Gasoline (containing <=10% ethanol) | 1973-01-01 | Coeur D'Alene Tribe | Fee Land | Cenex Rockford Grain Growers | U.S. Hwy. 95, P.O. BOX 128 | Worley | ID | 83876 | 0 | 0
10 | 2100003 | Howe Farm | Tank 1 | TRUE | Permanently Out of Use |  | 5000 | Gasoline (containing <=10% ethanol) | 1976-06-01 | Coeur D'Alene Tribe | Indian Land | Howe Farm | Rt. 1 Box 69 / Hwy 60, South of Plummer | Plummer | ID | 83851 | 0 | 0
10 | 2100003 | Howe Farm | Tank 2 | TRUE | Permanently Out of Use |  | 5000 | Diesel | 1976-07-01 | Coeur D'Alene Tribe | Indian Land | Howe Farm | Rt. 1 Box 69 / Hwy 60, South of Plummer | Plummer | ID | 83851 | 0 | 0
10 | 2100003 | Howe Farm | Tank 3 | TRUE | Permanently Out of Use |  | 5000 | Diesel | 1977-01-01 | Coeur D'Alene Tribe | Indian Land | Howe Farm | Rt. 1 Box 69 / Hwy 60, South of Plummer | Plummer | ID | 83851 | 0 | 0
10 | 2100004 | Denny Ranch | Tank 1 | TRUE | Permanently Out of Use |  | 2000 | Gasoline (containing <=10% ethanol) | 1981-01-01 | Coeur D'Alene Tribe | Indian Land | Denny Ranch | Minaloosa Valley Rd. | Plummer | ID | 83851 | 47.2864 | -116.8561
10 | 2100004 | Denny Ranch | Tank 2 | TRUE | Permanently Out of Use |  | 2000 | Diesel | 1981-01-01 | Coeur D'Alene Tribe | Indian Land | Denny Ranch | Minaloosa Valley Rd. | Plummer | ID | 83851 | 47.2864 | -116.8561
10 | 2100005 | Meredith's Repair | Tank 1 | TRUE | Permanently Out of Use |  | 1000 | Gasoline (containing <=10% ethanol) | 1974-06-30 | Coeur D'Alene Tribe | Indian Land | Meredith's Repair | US Hwy. 95 & 2nd St. P.O. Box 126 | Worley | ID | 83876 | 47.4006 | 116.9184
10 | 2100005 | Meredith's Repair | Tank 2 | TRUE | Permanently Out of Use |  | 2000 | Gasoline (containing <=10% ethanol) | 1978-06-30 | Coeur D'Alene Tribe | Indian Land | Meredith's Repair | US Hwy. 95 & 2nd St. P.O. Box 127 | Worley | ID | 83876 | 47.4006 | 116.9184
10 | 2100005 | Meredith's Repair | Tank 3 | TRUE | Permanently Out of Use |  | 1000 | Diesel | 1974-06-30 | Coeur D'Alene Tribe | Indian Land | Meredith's Repair | US Hwy. 95 & 2nd St. P.O. Box 128 | Worley | ID | 83876 | 47.4006 | 116.9184
10 | 2100005 | Meredith's Repair | Tank 4 | TRUE | Permanently Out of Use |  | 10000 | Gasoline (containing <=10% ethanol) | 1986-03-17 | Coeur D'Alene Tribe | Indian Land | Meredith's Repair | US Hwy. 95 & 2nd St. P.O. Box 129 | Worley | ID | 83876 | 47.4006 | 116.9184
10 | 2100005 | Meredith's Repair | Tank 5 | TRUE | Permanently Out of Use |  | 6000 | Gasoline (containing <=10% ethanol) | 1986-03-17 | Coeur D'Alene Tribe | Indian Land | Meredith's Repair | US Hwy. 95 & 2nd St. P.O. Box 130 | Worley | ID | 83876 | 47.4006 | 116.9184
10 | 2100005 | Meredith's Repair | Tank 6 | TRUE | Permanently Out of Use |  | 6000 | Diesel | 1986-03-17 | Coeur D'Alene Tribe | Indian Land | Meredith's Repair | US Hwy. 95 & 2nd St. P.O. Box 131 | Worley | ID | 83876 | 47.4006 | 116.9184
10 | 2100007 | Tyler Farms, Inc. | Tank 1 | TRUE | Permanently Out of Use |  | 2000 | Gasoline (containing <=10% ethanol) | 1976-01-01 | Coeur D'Alene Tribe | Indian Land | Tyler Farms, Inc. | Rt. 1 Box 65, 855 Tyler Rd. | Plummer | ID | 83851 | 47.215 | 117.0046
10 | 2100007 | Tyler Farms, Inc. | Tank 2 | TRUE | Permanently Out of Use |  | 3000 | Diesel | 1976-01-01 | Coeur D'Alene Tribe | Indian Land | Tyler Farms, Inc. | Rt. 1 Box 65, 855 Tyler Rd. | Plummer | ID | 83851 | 47.215 | 117.0046
10 | 2100008 | Coeur d'Alene Tribal Farm | Tank 1 | TRUE | Permanently Out of Use |  | 10000 | Diesel | 1977-01-01 | Coeur D'Alene Tribe | Indian Land | Coeur d'Alene Tribal Farm | HCO #1 Box 580 (1 mile north of Tensed) 383649 Hwy. 95 | Tensed | ID | 83870 | 47.1611 | -116.9236
10 | 2100008 | Coeur d'Alene Tribal Farm | Tank 2 | TRUE | Permanently Out of Use |  | 10000 | Gasoline (containing <=10% ethanol) | 1977-01-01 | Coeur D'Alene Tribe | Indian Land | Coeur d'Alene Tribal Farm | HCO #1 Box 580 (1 mile north of Tensed) 383649 Hwy. 96 | Tensed | ID | 83870 | 47.1611 | -116.9236
10 | 2100009 | R K Wilson | Tank 1 | TRUE | Permanently Out of Use |  | 5000 | Diesel | 1981-01-01 | Coeur D'Alene Tribe | Indian Land | R K Wilson | HCR #1 Box 215, 375380 Hwy. 95 | Desmet | ID | 83824 | 47.0933 | -116.8245
10 | 2100011 | Worley School Dist #275 | Tank 1 | TRUE | Permanently Out of Use |  | 550 | Gasoline (containing <=10% ethanol) | 2049-07-01 | Coeur D'Alene Tribe | Indian Land | Worley School Dist #275 | US Hwy 95 & 1st St | Worley | ID | 83876 | 0 | 0
10 | 2100012 | Rogada Farms, Inc. | Tank A | TRUE | Permanently Out of Use |  | 5000 | Diesel | 1981-01-01 | Coeur D'Alene Tribe | Indian Land | Rogada Farms, Inc. | HCO #1 Box 585, 384749 Hwy. 95 | Tensed | ID | 83870 | 47.1928 | 116.9499
10 | 2100012 | Rogada Farms, Inc. | Tank B | TRUE | Permanently Out of Use |  | 5000 | Gasoline (containing <=10% ethanol) | 1981-01-01 | Coeur D'Alene Tribe | Indian Land | Rogada Farms, Inc. | HCO #1 Box 585, 384749 Hwy. 95 | Tensed | ID | 83870 | 47.1928 | 116.9499
10 | 2100013 | Ora W. Daman Residence | Tank 1 | TRUE | Permanently Out of Use |  | 5000 | Diesel | 1980-01-01 | Coeur D'Alene Tribe | Indian Land | Ora W. Daman Residence | HCO #1, Box 141 | Desmet | ID | 83824 | 47.0949 | -116.825
10 | 2100014 | Gary Thomas | Tank 1 | TRUE | Permanently Out of Use |  | 2000 | Diesel | 1981-01-01 | Coeur D'Alene Tribe | Indian Land | Gary Thomas | 3167 Desmet Rd. | Desmet | ID | 83824 | 47.1492 | -116.9762
10 | 2100015 | Benewah Auto Center | Tank 1 | TRUE | Permanently Out of Use |  | 4000 | Gasoline (containing <=10% ethanol) | 1956-01-01 | Coeur D'Alene Tribe | Indian Land | Benewah Auto Center | 281 10th St. | Plummer | ID | 83851 | 47.3353 | -116.8884
10 | 2100015 | Benewah Auto Center | Tank 2 | TRUE | Permanently Out of Use |  | 4000 | Gasoline (containing <=10% ethanol) | 1956-01-01 | Coeur D'Alene Tribe | Indian Land | Benewah Auto Center | 281 10th St. | Plummer | ID | 83851 | 47.3353 | -116.8884
10 | 2100015 | Benewah Auto Center | Tank 3 | TRUE | Permanently Out of Use |  | 4000 | Gasoline (containing <=10% ethanol) | 1956-01-01 | Coeur D'Alene Tribe | Indian Land | Benewah Auto Center | 281 10th St. | Plummer | ID | 83851 | 47.3353 | -116.8884
10 | 2100015 | Benewah Auto Center | Tank 4 | TRUE | Permanently Out of Use |  | 1000 | Diesel | 1956-01-01 | Coeur D'Alene Tribe | Indian Land | Benewah Auto Center | 281 10th St. | Plummer | ID | 83851 | 47.3353 | -116.8884
10 | 2100015 | Benewah Auto Center | Tank 5 | TRUE | Currently in Use |  | 12000 | Gasoline (containing <=10% ethanol) | 1987-11-01 | Coeur D'Alene Tribe | Indian Land | Benewah Auto Center | 281 10th St. | Plummer | ID | 83851 | 47.3353 | -116.8884
10 | 2100015 | Benewah Auto Center | Tank 6 | TRUE | Currently in Use |  | 12000 | Diesel | 1987-11-01 | Coeur D'Alene Tribe | Indian Land | Benewah Auto Center | 281 10th St. | Plummer | ID | 83851 | 47.3353 | -116.8884
10 | 2100015 | Benewah Auto Center | Tank 7 | TRUE | Currently in Use |  | 1000 | Used Oil | 1987-11-01 | Coeur D'Alene Tribe | Indian Land | Benewah Auto Center | 281 10th St. | Plummer | ID | 83851 | 47.3353 | -116.8884
10 | 2100016 | St. Maries Municipal Airport (formerly Benewah County Airport) | Tank 100 | TRUE | Permanently Out of Use |  | 1000 | Gasoline (containing <=10% ethanol) | 1976-01-01 | Coeur D'Alene Tribe | Indian Land | St. Maries Municipal Airport (formerly Benewah County Airport) | Hwy. 3N | Saint Maries | ID | 83861 | 47.3265 | 116.5818
10 | 2100016 | St. Maries Municipal Airport (formerly Benewah County Airport) | Tank 500 | TRUE | Permanently Out of Use |  | 500 | Unknown | 1961-01-01 | Coeur D'Alene Tribe | Indian Land | St. Maries Municipal Airport (formerly Benewah County Airport) | Hwy. 3N | Saint Maries | ID | 83861 | 47.3265 | 116.5818
10 | 2100016 | St. Maries Municipal Airport (formerly Benewah County Airport) | Tank 80 | TRUE | Permanently Out of Use |  | 1000 | Gasoline (containing <=10% ethanol) | 1976-01-01 | Coeur D'Alene Tribe | Indian Land | St. Maries Municipal Airport (formerly Benewah County Airport) | Hwy. 3N | Saint Maries | ID | 83861 | 47.3265 | 116.5818
10 | 2100017 | Wilbur-Ellis Co. (formerly Palouse Producers) | Tank 1 | TRUE | Permanently Out of Use |  | 500 | Gasoline (containing <=10% ethanol) | 1984-01-01 | Coeur D'Alene Tribe | Indian Land | Wilbur-Ellis Co. (formerly Palouse Producers) | Hwy 95 | Tensed | ID | 83870 | 47.1951 | -116.9459
10 | 2100019 | Idaho Dept. of Lands | Tank 1 | TRUE | Permanently Out of Use |  | 2000 | Gasoline (containing <=10% ethanol) | 1966-01-01 | Coeur D'Alene Tribe | Indian Land | Idaho Dept. of Lands | 1806 Main St. | Saint Maries | ID | 83861 | 47.3166 | -116.5792
10 | 2100019 | Idaho Dept. of Lands | Tank 2 | TRUE | Permanently Out of Use |  | 1000 | Gasoline (containing <=10% ethanol) | 1966-01-01 | Coeur D'Alene Tribe | Indian Land | Idaho Dept. of Lands | 1806 Main St. | Saint Maries | ID | 83861 | 47.3166 | -116.5792
10 | 2100020 | Hard Rock Contractors | Tank 1 | TRUE | Permanently Out of Use |  | 550 | Gasoline (containing <=10% ethanol) | 1899-12-31 | Coeur D'Alene Tribe | Indian Land | Hard Rock Contractors | 782 Seltice Rd. | Tensed | ID | 83870 | 47.1485 | -116.9205
10 | 2100021 | E. A. DeShields | Tank 1 | TRUE | Permanently Out of Use |  | 2000 | Gasoline (containing <=10% ethanol) | 1976-01-01 | Coeur D'Alene Tribe | Indian Land | E. A. DeShields | HCO #1 Box 125 | Desmet | ID | 83824 | 47.0949 | -116.825
10 | 2100021 | E. A. DeShields | Tank 2 | TRUE | Permanently Out of Use |  | 5000 | Diesel | 1976-01-01 | Coeur D'Alene Tribe | Indian Land | E. A. DeShields | HCO #1 Box 125 | Desmet | ID | 83824 | 47.0949 | -116.825
10 | 2100022 | Heyburn State Park - Rocky Point Resort | Tank 1 | TRUE | Permanently Out of Use |  | 500 | Gasoline (containing <=10% ethanol) | 1971-01-01 | Coeur D'Alene Tribe | Indian Land | Heyburn State Park - Rocky Point Resort | Rocky Point Resort / Marina | Plummer | ID | 83851 | 0 | 0
10 | 2100022 | Heyburn State Park - Rocky Point Resort | Tank 2 | TRUE | Permanently Out of Use |  | 1500 | Gasoline (containing <=10% ethanol) | 1971-01-01 | Coeur D'Alene Tribe | Indian Land | Heyburn State Park - Rocky Point Resort | Rocky Point Resort / Marina | Plummer | ID | 83851 | 0 | 0
10 | 2100022 | Heyburn State Park - Rocky Point Resort | Tank 3 | TRUE | Permanently Out of Use |  | 1000 | Gasoline (containing <=10% ethanol) | 1971-01-01 | Coeur D'Alene Tribe | Indian Land | Heyburn State Park - Rocky Point Resort | Rocky Point Resort / Marina | Plummer | ID | 83851 | 0 | 0
10 | 2100023 | Heyburn State Park - Benewah Resort | Tank 1 | TRUE | Permanently Out of Use |  | 550 | Gasoline (containing <=10% ethanol) | 1961-01-01 | Coeur D'Alene Tribe | Indian Land | Heyburn State Park - Benewah Resort | P.O. Box 218 | Saint Maries | ID | 83861 | 47.313 | -116.5687
10 | 2100023 | Heyburn State Park - Benewah Resort | Tank 2 | TRUE | Permanently Out of Use |  | 550 | Gasoline (containing <=10% ethanol) | 1961-01-01 | Coeur D'Alene Tribe | Indian Land | Heyburn State Park - Benewah Resort | P.O. Box 218 | Saint Maries | ID | 83861 | 47.313 | -116.5687
10 | 2100023 | Heyburn State Park - Benewah Resort | Tank 3 | TRUE | Permanently Out of Use |  | 550 | Gasoline (containing <=10% ethanol) | 1961-01-01 | Coeur D'Alene Tribe | Indian Land | Heyburn State Park - Benewah Resort | P.O. Box 218 | Saint Maries | ID | 83861 | 47.313 | -116.5687
10 | 2100024 | Heyburn State Park - MTCE Yard | Tank 1 | TRUE | Permanently Out of Use |  | 550 | Gasoline (containing <=10% ethanol) | 1946-01-01 | Coeur D'Alene Tribe | Indian Land | Heyburn State Park - MTCE Yard | 7 Mi E of Plummer Off Hwy 5 | Plummer | ID | 83851 | 0 | 0
10 | 2100024 | Heyburn State Park - MTCE Yard | Tank 2 | TRUE | Permanently Out of Use |  | 550 | Gasoline (containing <=10% ethanol) | 1983-01-01 | Coeur D'Alene Tribe | Indian Land | Heyburn State Park - MTCE Yard | 7 Mi E of Plummer Off Hwy 5 | Plummer | ID | 83851 | 0 | 0
10 | 2100025 | Evergreen Land Co. | Tank 1 | TRUE | Permanently Out of Use | 2022-07-27 | 10000 | Diesel | 1980-01-01 | Coeur D'Alene Tribe | Indian Land | Evergreen Land Co. | 330 Meredith Road (formerly Rt. 1, Box 22) | Plummer | ID | 83851 | 47.3227 | -117.0328
10 | 2100025 | Evergreen Land Co. | Tank 2 | TRUE | Permanently Out of Use | 2022-07-27 | 4000 | Diesel | 1986-01-01 | Coeur D'Alene Tribe | Indian Land | Evergreen Land Co. | 331 Meredith Road (formerly Rt. 1, Box 22) | Plummer | ID | 83851 | 47.3227 | -117.0328
10 | 2100026 | A & E Quick Stop | Tank 1 | TRUE | Currently in Use |  | 10000 | Gasoline (containing <=10% ethanol) | 1985-05-08 | Coeur D'Alene Tribe | Indian Land | A & E Quick Stop | 300 10th StreetUS Hwy. 195 & State Hwy. 5 | Plummer | ID | 83851 | 47.3348 | -116.8876
10 | 2100026 | A & E Quick Stop | Tank 2 | TRUE | Currently in Use |  | 6000 | Diesel | 1985-05-08 | Coeur D'Alene Tribe | Indian Land | A & E Quick Stop | 300 10th StreetUS Hwy. 195 & State Hwy. 5 | Plummer | ID | 83851 | 47.3348 | -116.8876
10 | 2100026 | A & E Quick Stop | Tank 3 | TRUE | Currently in Use |  | 6000 | Gasoline (containing <=10% ethanol) | 1985-05-08 | Coeur D'Alene Tribe | Indian Land | A & E Quick Stop | 300 10th StreetUS Hwy. 195 & State Hwy. 5 | Plummer | ID | 83851 | 47.3348 | -116.8876
10 | 2100027 | Teal Flying Service | Tank 1 | TRUE | Permanently Out of Use |  | 2000 | Av Gas | 1978-01-01 | Coeur D'Alene Tribe | Indian Land | Teal Flying Service | HCO #1 Box 50 (Hangman Creek Rd just north of Taylor Rd.) | Tensed | ID | 83870 | 47.1631 | -116.9296
10 | 2100027 | Teal Flying Service | Tank 2 | TRUE | Permanently Out of Use |  | 10000 | Av Gas | 1984-01-01 | Coeur D'Alene Tribe | Indian Land | Teal Flying Service | HCO #1 Box 50 (Hangman Creek Rd just north of Taylor Rd.) | Tensed | ID | 83870 | 47.1631 | -116.9296
10 | 2100028 | St. Maries Oil Co. / dba City Services Valcon | Tank 2 | TRUE | Permanently Out of Use |  | 550 | Diesel | 1947-01-01 | Coeur D'Alene Tribe | Indian Land | St. Maries Oil Co. / dba City Services Valcon | 2241 Idaho Ave. (see comments tab) | Saint Maries | ID | 83861 | 47.3185 | -116.5855
10 | 2100028 | St. Maries Oil Co. / dba City Services Valcon | Tank 3 | TRUE | Permanently Out of Use |  | 2000 | Diesel | 1947-01-01 | Coeur D'Alene Tribe | Indian Land | St. Maries Oil Co. / dba City Services Valcon | 2242 Idaho Ave. (see comments tab) | Saint Maries | ID | 83861 | 47.3185 | -116.5855
10 | 2100028 | St. Maries Oil Co. / dba City Services Valcon | Tank 4 | TRUE | Permanently Out of Use |  | 3000 | Gasoline (containing <=10% ethanol) | 1981-01-01 | Coeur D'Alene Tribe | Indian Land | St. Maries Oil Co. / dba City Services Valcon | 2243 Idaho Ave. (see comments tab) | Saint Maries | ID | 83861 | 47.3185 | -116.5855
10 | 2100028 | St. Maries Oil Co. / dba City Services Valcon | Tank 5 | TRUE | Permanently Out of Use |  | 8000 | Gasoline (containing <=10% ethanol) | 1947-01-01 | Coeur D'Alene Tribe | Indian Land | St. Maries Oil Co. / dba City Services Valcon | 2244 Idaho Ave. (see comments tab) | Saint Maries | ID | 83861 | 47.3185 | -116.5855
10 | 2100028 | St. Maries Oil Co. / dba City Services Valcon | Tank 6 | TRUE | Permanently Out of Use |  | 5000 | Diesel | 1947-01-01 | Coeur D'Alene Tribe | Indian Land | St. Maries Oil Co. / dba City Services Valcon | 2245 Idaho Ave. (see comments tab) | Saint Maries | ID | 83861 | 47.3185 | -116.5855
10 | 2100028 | St. Maries Oil Co. / dba City Services Valcon | Tank 7 | TRUE | Permanently Out of Use |  | 1000 | Gasoline (containing <=10% ethanol) | 1970-01-01 | Coeur D'Alene Tribe | Indian Land | St. Maries Oil Co. / dba City Services Valcon | 2246 Idaho Ave. (see comments tab) | Saint Maries | ID | 83861 | 47.3185 | -116.5855
10 | 2100028 | St. Maries Oil Co. / dba City Services Valcon | Tank 9 | TRUE | Temporarily Out of Use |  | 15000 | Diesel | 1994-12-01 | Coeur D'Alene Tribe | Indian Land | St. Maries Oil Co. / dba City Services Valcon | 2247 Idaho Ave. (see comments tab) | Saint Maries | ID | 83861 | 47.3185 | -116.5855
10 | 2100028 | St. Maries Oil Co. / dba City Services Valcon | Tank 10 | TRUE | Currently in Use |  | 15000 | Gasoline (containing <=10% ethanol) | 1994-12-01 | Coeur D'Alene Tribe | Indian Land | St. Maries Oil Co. / dba City Services Valcon | 2248 Idaho Ave. (see comments tab) | Saint Maries | ID | 83861 | 47.3185 | -116.5855
10 | 2100028 | St. Maries Oil Co. / dba City Services Valcon | Tank 11 | TRUE | Currently in Use |  | 15000 | Diesel | 1994-12-01 | Coeur D'Alene Tribe | Indian Land | St. Maries Oil Co. / dba City Services Valcon | 2249 Idaho Ave. (see comments tab) | Saint Maries | ID | 83861 | 47.3185 | -116.5855
10 | 2100028 | St. Maries Oil Co. / dba City Services Valcon | Tank 12 | TRUE | Currently in Use |  | 15000 | Diesel | 1994-12-01 | Coeur D'Alene Tribe | Indian Land | St. Maries Oil Co. / dba City Services Valcon | 2250 Idaho Ave. (see comments tab) | Saint Maries | ID | 83861 | 47.3185 | -116.5855
10 | 2100028 | St. Maries Oil Co. / dba City Services Valcon | Tank 13 | TRUE | Currently in Use |  | 15000 | Gasoline (containing <=10% ethanol) | 1994-12-01 | Coeur D'Alene Tribe | Indian Land | St. Maries Oil Co. / dba City Services Valcon | 2251 Idaho Ave. (see comments tab) | Saint Maries | ID | 83861 | 47.3185 | -116.5855
10 | 2100028 | St. Maries Oil Co. / dba City Services Valcon | Tank 14 | TRUE | Currently in Use |  | 10000 | Gasoline (containing <=10% ethanol) | 1994-12-01 | Coeur D'Alene Tribe | Indian Land | St. Maries Oil Co. / dba City Services Valcon | 2252 Idaho Ave. (see comments tab) | Saint Maries | ID | 83861 | 47.3185 | -116.5855
10 | 2100029 | Mullan Trail Service | Tank 1 | TRUE | Permanently Out of Use |  | 4000 | Gasoline (containing <=10% ethanol) | 1971-01-01 | Coeur D'Alene Tribe | Indian Land | Mullan Trail Service | 1500 Main St. | Saint Maries | ID | 83861 | 47.3163 | -116.576
10 | 2100029 | Mullan Trail Service | Tank 2 | TRUE | Permanently Out of Use |  | 1000 | Gasoline (containing <=10% ethanol) | 1899-12-31 | Coeur D'Alene Tribe | Indian Land | Mullan Trail Service | 1500 Main St. | Saint Maries | ID | 83861 | 47.3163 | -116.576
10 | 2100029 | Mullan Trail Service | Tank 3 | TRUE | Permanently Out of Use |  | 1000 | Gasoline (containing <=10% ethanol) | 1899-12-31 | Coeur D'Alene Tribe | Indian Land | Mullan Trail Service | 1500 Main St. | Saint Maries | ID | 83861 | 47.3163 | -116.576
10 | 2100029 | Mullan Trail Service | Tank 4 | TRUE | Permanently Out of Use |  | 550 | Diesel | 1899-12-31 | Coeur D'Alene Tribe | Indian Land | Mullan Trail Service | 1500 Main St. | Saint Maries | ID | 83861 | 47.3163 | -116.576
10 | 2100029 | Mullan Trail Service | Tank 6 | TRUE | Permanently Out of Use |  | 550 | Used Oil | 1899-12-31 | Coeur D'Alene Tribe | Indian Land | Mullan Trail Service | 1500 Main St. | Saint Maries | ID | 83861 | 47.3163 | -116.576
10 | 2100030 | #12500 Plummer MTCE Yard | Tank 1 | TRUE | Permanently Out of Use |  | 2000 | Diesel | 1973-08-01 | Coeur D'Alene Tribe | Indian Land | #12500 Plummer MTCE Yard | U.S. Hwy. 95, MP 396.316 | Plummer | ID | 83851 | 47.2782 | -116.9209
10 | 2100030 | #12500 Plummer MTCE Yard | Tank 2 | TRUE | Permanently Out of Use |  | 2000 | Gasoline (containing <=10% ethanol) | 1973-08-01 | Coeur D'Alene Tribe | Indian Land | #12500 Plummer MTCE Yard | U.S. Hwy. 95, MP 396.316 | Plummer | ID | 83851 | 47.2782 | -116.9209
10 | 2100030 | #12500 Plummer MTCE Yard | Tank 3 | TRUE | Permanently Out of Use |  | 1000 | Used Oil | 1973-08-01 | Coeur D'Alene Tribe | Indian Land | #12500 Plummer MTCE Yard | U.S. Hwy. 95, MP 396.316 | Plummer | ID | 83851 | 47.2782 | -116.9209
10 | 2100031 | Tensed Service Station | Tank 1 | TRUE | Permanently Out of Use |  | 3000 | Gasoline (containing <=10% ethanol) | 1974-01-01 | Coeur D'Alene Tribe | Indian Land | Tensed Service Station | 231 Hwy. 95 | Tensed | ID | 83870 | 47.1598 | -116.9222
10 | 2100031 | Tensed Service Station | Tank 2 | TRUE | Permanently Out of Use |  | 5000 | Gasoline (containing <=10% ethanol) | 1976-01-01 | Coeur D'Alene Tribe | Indian Land | Tensed Service Station | 231 Hwy. 95 | Tensed | ID | 83870 | 47.1598 | -116.9222
10 | 2100031 | Tensed Service Station | Tank 3 | TRUE | Permanently Out of Use |  | 1000 | Unknown Petroleum | 1950-01-01 | Coeur D'Alene Tribe | Indian Land | Tensed Service Station | 231 Hwy. 95 | Tensed | ID | 83870 | 47.1598 | -116.9222
10 | 2100031 | Tensed Service Station | Tank 4 | TRUE | Permanently Out of Use |  | 300 | Gasoline (containing <=10% ethanol) | 1950-01-01 | Coeur D'Alene Tribe | Indian Land | Tensed Service Station | 231 Hwy. 95 | Tensed | ID | 83870 | 47.1598 | -116.9222
10 | 2100031 | Tensed Service Station | Tank 5 | TRUE | Permanently Out of Use |  | 300 | Unknown Petroleum | 1950-01-01 | Coeur D'Alene Tribe | Indian Land | Tensed Service Station | 231 Hwy. 95 | Tensed | ID | 83870 | 47.1598 | -116.9222
10 | 2100031 | Tensed Service Station | Tank 6 | TRUE | Temporarily Out of Use |  | 6000 | Gasoline (containing <=10% ethanol) | 1995-05-30 | Coeur D'Alene Tribe | Indian Land | Tensed Service Station | 231 Hwy. 95 | Tensed | ID | 83870 | 47.1598 | -116.9222
10 | 2100032 | Glenn A. Madsen | Tank 1 | TRUE | Permanently Out of Use |  | 2500 | Gasoline (containing <=10% ethanol) | 1983-06-01 | Coeur D'Alene Tribe | Indian Land | Glenn A. Madsen | Rt 1 Box 70, Madsen Rd. | Plummer | ID | 83851 | 47.2362 | 116.9687
10 | 2100033 | Black Rock Marina (formerly Rockford Bay Marina) | Tank 1 | TRUE | Permanently Out of Use |  | 1500 | Gasoline (containing <=10% ethanol) | 1978-06-01 | Coeur D'Alene Tribe | Indian Land | Black Rock Marina (formerly Rockford Bay Marina) | 8700 Rockford Bay Rd. | Coeur D Alene | ID | 83814 | 47.509 | 116.9001
10 | 2100033 | Black Rock Marina (formerly Rockford Bay Marina) | Tank 2 | TRUE | Permanently Out of Use |  | 5000 | Gasoline (containing <=10% ethanol) | 1978-06-01 | Coeur D'Alene Tribe | Indian Land | Black Rock Marina (formerly Rockford Bay Marina) | 8700 Rockford Bay Rd. | Coeur D Alene | ID | 83814 | 47.509 | 116.9001
10 | 2100033 | Black Rock Marina (formerly Rockford Bay Marina) | Tank 3 | TRUE | Permanently Out of Use |  | 3000 | Gasoline (containing <=10% ethanol) | 1978-06-01 | Coeur D'Alene Tribe | Indian Land | Black Rock Marina (formerly Rockford Bay Marina) | 8700 Rockford Bay Rd. | Coeur D Alene | ID | 83814 | 47.509 | 116.9001
10 | 2100033 | Black Rock Marina (formerly Rockford Bay Marina) | Tank 4 | TRUE | Permanently Out of Use |  | 2000 | Gasoline (containing <=10% ethanol) | 1978-06-01 | Coeur D'Alene Tribe | Indian Land | Black Rock Marina (formerly Rockford Bay Marina) | 8700 Rockford Bay Rd. | Coeur D Alene | ID | 83814 | 47.509 | 116.9001
10 | 2100034 | Fighting Creek Smoke Shop | Tank 1 | TRUE | Permanently Out of Use |  | 4000 | Diesel | 1987-08-01 | Coeur D'Alene Tribe | Indian Land | Fighting Creek Smoke Shop | 23181 S. Hwy. 95 | Coeur D Alene | ID | 83814 | 47.5219 | 116.9368
10 | 2100034 | Fighting Creek Smoke Shop | Tank 2 | TRUE | Permanently Out of Use |  | 8000 | Gasoline (containing <=10% ethanol) | 1987-08-01 | Coeur D'Alene Tribe | Indian Land | Fighting Creek Smoke Shop | 23181 S. Hwy. 95 | Coeur D Alene | ID | 83814 | 47.5219 | 116.9368
10 | 2100035 | Conkling Park Marina | Tank 1 | TRUE | Currently in Use |  | 10000 | Gasoline (containing <=10% ethanol) | 1971-01-01 | Coeur D'Alene Tribe | Indian Land | Conkling Park Marina | 20 W. Jerry Ln | Worley | ID | 83876 | 47.4032 | -116.7575
10 | 2100035 | Conkling Park Marina | Tank 2 | TRUE | Permanently Out of Use |  | 2000 | Gasoline (containing <=10% ethanol) | 1899-12-31 | Coeur D'Alene Tribe | Indian Land | Conkling Park Marina | 20 W. Jerry Ln | Worley | ID | 83876 | 47.4032 | -116.7575
10 | 2100036 | Worley Highway District | Tank 1 | TRUE | Permanently Out of Use |  | 1000 | Gasoline (containing <=10% ethanol) | 1975-09-01 | Coeur D'Alene Tribe | Indian Land | Worley Highway District | W 9720 B St | Worley | ID | 83876 | 47.4047 | -116.9172
10 | 2100036 | Worley Highway District | Tank 2 | TRUE | Permanently Out of Use |  | 2000 | Diesel | 1975-09-01 | Coeur D'Alene Tribe | Indian Land | Worley Highway District | W 9720 B St | Worley | ID | 83876 | 47.4047 | -116.9172
10 | 2100036 | Worley Highway District | Tank 3 | TRUE | Currently in Use |  | 6000 | Gasoline (containing <=10% ethanol) | 1991-11-01 | Coeur D'Alene Tribe | Indian Land | Worley Highway District | W 9720 B St | Worley | ID | 83876 | 47.4047 | -116.9172
10 | 2100036 | Worley Highway District | Tank 4 | TRUE | Currently in Use |  | 8000 | Diesel | 1991-11-01 | Coeur D'Alene Tribe | Indian Land | Worley Highway District | W 9720 B St | Worley | ID | 83876 | 47.4047 | -116.9172
10 | 2100037 | Tensed Fire District | Tank 1 | TRUE | Permanently Out of Use |  | 500 | Gasoline (containing <=10% ethanol) | 1899-12-31 | Coeur D'Alene Tribe | Indian Land | Tensed Fire District | Hwy. 95 | Tensed | ID | 83870 | 47.1951 | -116.9459
10 | 2100038 | Seeds, Inc. | Tank 1 | TRUE | Permanently Out of Use |  | 1000 | Gasoline (containing <=10% ethanol) | 1973-01-01 | Coeur D'Alene Tribe | Indian Land | Seeds, Inc. | West on Setters Rd off US Hwy 95 | Worley | ID | 83876 | 0 | 0
10 | 2100039 | Sun-Up Bay Resort | Tank 1 | TRUE | Currently in Use |  | 4000 | Gasoline (containing <=10% ethanol) | 1990-04-01 | Coeur D'Alene Tribe | Indian Land | Sun-Up Bay Resort | 9480 W. Pine Terrace Dr. | Worley | ID | 83876 | 47.4887 | -116.9133
10 | 2100040 | Coeur d'Alene Tribal Police Dept. | Tank 1 | TRUE | Permanently Out of Use |  | 1000 | Gasoline (containing <=10% ethanol) | 1899-12-31 | Coeur D'Alene Tribe | Indian Land | Coeur d'Alene Tribal Police Dept. | Rt 1 CDA Tribal Subagency | Plummer | ID | 83851 | 47.3355 | -116.8881
10 | 2100040 | Coeur d'Alene Tribal Police Dept. | Tank 2 | TRUE | Permanently Out of Use |  | 1000 | Diesel | 1899-12-31 | Coeur D'Alene Tribe | Indian Land | Coeur d'Alene Tribal Police Dept. | Rt 1 CDA Tribal Subagency | Plummer | ID | 83851 | 47.3355 | -116.8881
10 | 2100041 | BIA Road Shop | Tank 1 | TRUE | Permanently Out of Use |  | 2000 | Gasoline (containing <=10% ethanol) | 1899-12-31 | Coeur D'Alene Tribe | Trust | BIA Road Shop | 850 A St. | Plummer | ID | 83851 | 47.3376 | -116.8878
10 | 2100041 | BIA Road Shop | Tank 2 | TRUE | Permanently Out of Use |  | 1000 | Diesel | 1899-12-31 | Coeur D'Alene Tribe | Trust | BIA Road Shop | 850 A St. | Plummer | ID | 83851 | 47.3376 | -116.8878
10 | 2100042 | Former Worley Cooperative Supply | Tank 1 | TRUE | Permanently Out of Use |  | 550 | Gasoline (containing <=10% ethanol) | 1899-12-31 | Coeur D'Alene Tribe | Indian Land | Former Worley Cooperative Supply | 9825 F St. (Hwy. 95) | Worley | ID | 83876 | 47.4008 | -116.92
10 | 2100042 | Former Worley Cooperative Supply | Tank 2 | TRUE | Permanently Out of Use |  | 500 | Gasoline (containing <=10% ethanol) | 1899-12-31 | Coeur D'Alene Tribe | Indian Land | Former Worley Cooperative Supply | 9825 F St. (Hwy. 95) | Worley | ID | 83876 | 47.4008 | -116.92
10 | 2100043 | Warpath | Tank 1 | TRUE | Currently in Use | 1997-01-01 | 24000 | Diesel; Gasoline (containing <=10% ethanol) | 1997-01-01 | Coeur D'Alene Tribe | Indian Land | Warpath | 165 N. Hwy. 95 | Plummer | ID | 83851 | 47.3376 | -116.8895
10 | 2100043 | Warpath | Tank 2 | TRUE | Currently in Use |  | 12000 | Gasoline (containing <=10% ethanol) | 1997-01-01 | Coeur D'Alene Tribe | Indian Land | Warpath | 165 N. Hwy. 95 | Plummer | ID | 83851 | 47.3376 | -116.8895
10 | 2100044 | Plummer Central Office 1610 | Tank 1610-B01-1 | TRUE | Permanently Out of Use |  | 500 | Diesel | 1967-06-01 | Coeur D'Alene Tribe | Indian Land | Plummer Central Office 1610 | 397355 Hwy. 95 | Plummer | ID | 83851 | 47.361 | -116.8867
10 | 2100044 | Plummer Central Office 1610 | Tank 1610-B01-2 | TRUE | Permanently Out of Use |  | 500 | Diesel | 1990-04-01 | Coeur D'Alene Tribe | Indian Land | Plummer Central Office 1610 | 397355 Hwy. 95 | Plummer | ID | 83851 | 47.361 | -116.8867
10 | 2100045 | City Service Valcon | Tank 1 | TRUE | Permanently Out of Use |  | 5000 | Diesel | 1997-04-01 | Coeur D'Alene Tribe | Indian Land | City Service Valcon | 454 U.S. Hwy. 95 MP 382 | Tensed | ID | 83870 | 47.1621 | -116.9255
10 | 2100046 | Brix Maritime Towing, Inc. (formerly Lafferty Transportation Co.) | Tank 1 | TRUE | Permanently Out of Use |  | 8000 | Diesel | 1979-01-01 | Coeur D'Alene Tribe | Indian Land | Brix Maritime Towing, Inc. (formerly Lafferty Transportation Co.) | Conkling Park Marina | Worley | ID | 83876 | 47.4028 | -116.7601
10 | 2100047 | Fightin' Creek | Tank 1 | TRUE | Currently in Use |  | 20000 | Diesel | 2013-07-01 | Coeur D'Alene Tribe | Fee Land | Fightin' Creek | 12727 W. Elder Rd. | Worley | ID | 83876 | 47.5077 | -116.9578
10 | 2100047 | Fightin' Creek | Tank 2 | TRUE | Currently in Use |  | 20000 | Gasoline (containing <=10% ethanol) | 2013-07-01 | Coeur D'Alene Tribe | Fee Land | Fightin' Creek | 12727 W. Elder Rd. | Worley | ID | 83876 | 47.5077 | -116.9578
10 | 2100048 | BHS Smoke Shop | Tank 1 | TRUE | Currently in Use |  | 26000 | Diesel; Gasoline (containing <=10% ethanol) | 2018-05-01 | Coeur D'Alene Tribe | Fee Land | BHS Smoke Shop | 9824 W. F St. | Worley | ID | 83876 | 47.4006 | -116.92
10 | 2200001 | Avis Rent-A-Car System, Inc. | Tank 1 | TRUE | Permanently Out of Use |  | 2000 | Gasoline (containing <=10% ethanol) | 1975-12-01 | Shoshone-Bannock Tribes of the Fort Hall Reservation | Indian Land | Avis Rent-A-Car System, Inc. | 2036 S. Airport Way #8 | Pocatello | ID | 83204 | 42.9052 | -112.5889
10 | 2200002 | Harold Whittier | Tank 1 | TRUE | Temporarily Out of Use |  | 10000 | Diesel | 1899-12-31 | Shoshone-Bannock Tribes of the Fort Hall Reservation | Indian Land | Harold Whittier | Arbon Valley Rd. | Arbon | ID | 83212 | 42.8342 | 112.7622
10 | 2200003 | R-Homes, Inc. | Tank 1 | TRUE | Permanently Out of Use |  | 500 | Gasoline (containing <=10% ethanol) | 1961-01-01 | Shoshone-Bannock Tribes of the Fort Hall Reservation | Indian Land | R-Homes, Inc. | Pocatello Municipal Airport, P.O. Box 4169 | Pocatello | ID | 83204 | 42.9031 | 112.585
10 | 2200004 | Stop N Shop | Tank 1 | TRUE | Permanently Out of Use |  | 10000 | Gasoline (containing <=10% ethanol) | 1979-01-01 | Shoshone-Bannock Tribes of the Fort Hall Reservation | Indian Land | Stop N Shop | 91 Old Hwy. | Pocatello | ID | 83201 | 43.0339 | -112.4362
10 | 2200004 | Stop N Shop | Tank 2 | TRUE | Permanently Out of Use |  | 2000 | Gasoline (containing <=10% ethanol) | 1976-01-01 | Shoshone-Bannock Tribes of the Fort Hall Reservation | Indian Land | Stop N Shop | 91 Old Hwy. | Pocatello | ID | 83201 | 43.0339 | -112.4362
10 | 2200004 | Stop N Shop | Tank 3 | TRUE | Permanently Out of Use |  | 2000 | Gasoline (containing <=10% ethanol) | 1976-01-01 | Shoshone-Bannock Tribes of the Fort Hall Reservation | Indian Land | Stop N Shop | 91 Old Hwy. | Pocatello | ID | 83201 | 43.0339 | -112.4362
10 | 2200004 | Stop N Shop | Tank 4 | TRUE | Temporarily Out of Use |  | 10000 | Gasoline (containing <=10% ethanol) | 1998-10-01 | Shoshone-Bannock Tribes of the Fort Hall Reservation | Indian Land | Stop N Shop | 91 Old Hwy. | Pocatello | ID | 83201 | 43.0339 | -112.4362
10 | 2200005 | BIA Fort Hall Agency, Fort Hall Irrigation Dept. | Tank 1 | TRUE | Permanently Out of Use |  | 4000 | Gasoline (containing <=10% ethanol) | 1946-01-01 | Shoshone-Bannock Tribes of the Fort Hall Reservation | Indian Land | BIA Fort Hall Agency, Fort Hall Irrigation Dept. |  | Fort Hall | ID | 83203 | 43.0267 | 112.4316
10 | 2200005 | BIA Fort Hall Agency, Fort Hall Irrigation Dept. | Tank 2 | TRUE | Permanently Out of Use |  | 1000 | Diesel | 1946-01-01 | Shoshone-Bannock Tribes of the Fort Hall Reservation | Indian Land | BIA Fort Hall Agency, Fort Hall Irrigation Dept. |  | Fort Hall | ID | 83203 | 43.0267 | 112.4316
10 | 2200005 | BIA Fort Hall Agency, Fort Hall Irrigation Dept. | Tank 3 | TRUE | Permanently Out of Use |  | 2000 | Diesel | 1990-11-01 | Shoshone-Bannock Tribes of the Fort Hall Reservation | Indian Land | BIA Fort Hall Agency, Fort Hall Irrigation Dept. |  | Fort Hall | ID | 83203 | 43.0267 | 112.4316
10 | 2200005 | BIA Fort Hall Agency, Fort Hall Irrigation Dept. | Tank 4 | TRUE | Permanently Out of Use |  | 1000 | Gasoline (containing <=10% ethanol) | 1990-11-01 | Shoshone-Bannock Tribes of the Fort Hall Reservation | Indian Land | BIA Fort Hall Agency, Fort Hall Irrigation Dept. |  | Fort Hall | ID | 83203 | 43.0267 | 112.4316
10 | 2200006 | Thompson Farms | Tank 2 | TRUE | Permanently Out of Use |  | 5000 | Gasoline (containing <=10% ethanol) | 1983-03-01 | Shoshone-Bannock Tribes of the Fort Hall Reservation | Indian Land | Thompson Farms | Simplot Rd. | Fort Hall | ID | 83203 | 43.0222 | -112.4081
10 | 2200006 | Thompson Farms | Tank 3 | TRUE | Permanently Out of Use |  | 8000 | Diesel | 1983-03-01 | Shoshone-Bannock Tribes of the Fort Hall Reservation | Indian Land | Thompson Farms | Simplot Rd. | Fort Hall | ID | 83203 | 43.0222 | -112.4081
10 | 2200007 | Edward A. Smith Farms | Tank 1 | TRUE | Permanently Out of Use |  | 10000 | Diesel | 1982-01-01 | Shoshone-Bannock Tribes of the Fort Hall Reservation | Indian Land | Edward A. Smith Farms | 2098 Michaud Creek Rd. | Pocatello | ID | 83201 | 42.8928 | -112.5813
10 | 2200007 | Edward A. Smith Farms | Tank 2 | TRUE | Permanently Out of Use |  | 10000 | Gasoline (containing <=10% ethanol) | 1982-01-01 | Shoshone-Bannock Tribes of the Fort Hall Reservation | Indian Land | Edward A. Smith Farms | 2098 Michaud Creek Rd. | Pocatello | ID | 83201 | 42.8928 | -112.5813
10 | 2200010 | Trading Post Gas (former location) | Tank 1 | TRUE | Permanently Out of Use |  | 12000 | Diesel | 1986-01-01 | Shoshone-Bannock Tribes of the Fort Hall Reservation | Indian Land | Trading Post Gas (former location) | Interstate Hwy. 15, Exit 80 | Fort Hall | ID | 83203 | 43.0226 | 112.4103
10 | 2200010 | Trading Post Gas (former location) | Tank 2 | TRUE | Permanently Out of Use |  | 12000 | Diesel | 1986-01-01 | Shoshone-Bannock Tribes of the Fort Hall Reservation | Indian Land | Trading Post Gas (former location) | Interstate Hwy. 15, Exit 80 | Fort Hall | ID | 83203 | 43.0226 | 112.4103
10 | 2200010 | Trading Post Gas (former location) | Tank 3 | TRUE | Permanently Out of Use |  | 10000 | Gasoline (containing <=10% ethanol) | 1984-01-01 | Shoshone-Bannock Tribes of the Fort Hall Reservation | Indian Land | Trading Post Gas (former location) | Interstate Hwy. 15, Exit 80 | Fort Hall | ID | 83203 | 43.0226 | 112.4103
10 | 2200010 | Trading Post Gas (former location) | Tank 4 | TRUE | Permanently Out of Use |  | 10000 | Gasoline (containing <=10% ethanol) | 1984-01-01 | Shoshone-Bannock Tribes of the Fort Hall Reservation | Indian Land | Trading Post Gas (former location) | Interstate Hwy. 15, Exit 80 | Fort Hall | ID | 83203 | 43.0226 | 112.4103
10 | 2200010 | Trading Post Gas (former location) | Tank 5 | TRUE | Permanently Out of Use |  | 10000 | Gasoline (containing <=10% ethanol) | 1984-01-01 | Shoshone-Bannock Tribes of the Fort Hall Reservation | Indian Land | Trading Post Gas (former location) | Interstate Hwy. 15, Exit 80 | Fort Hall | ID | 83203 | 43.0226 | 112.4103
10 | 2200011 | K & W Farms | Tank 1 | TRUE | Permanently Out of Use |  | 5000 | Gasoline (containing <=10% ethanol) | 1981-01-01 | Shoshone-Bannock Tribes of the Fort Hall Reservation | Indian Land | K & W Farms | Marshall Rd. | Fort Hall | ID | 83203 | 43.0299 | -112.4371
10 | 2200011 | K & W Farms | Tank 2 | TRUE | Permanently Out of Use |  | 5000 | Diesel | 1981-01-01 | Shoshone-Bannock Tribes of the Fort Hall Reservation | Indian Land | K & W Farms | Marshall Rd. | Fort Hall | ID | 83203 | 43.0299 | -112.4371
10 | 2200012 | National Weather Service Office | Tank 1 | TRUE | Permanently Out of Use |  | 500 | Diesel | 1970-01-01 | Shoshone-Bannock Tribes of the Fort Hall Reservation | Indian Land | National Weather Service Office | 20369 Thunderbolt St. - C Pocatello Airport | Pocatello | ID | 83204 | 42.8659 | -112.4611
10 | 2200013 | FMC - Pocatello | Tank A | TRUE | Permanently Out of Use |  | 500 | Gasoline (containing <=10% ethanol) | 1977-01-01 | Shoshone-Bannock Tribes of the Fort Hall Reservation | Fee Land | FMC - Pocatello | Rt. 30 W of Pocatello, P.O. Box 4111 | Pocatello | ID | 83202 | 42.9069 | -112.5408
10 | 2200013 | FMC - Pocatello | Tank T001 | TRUE | Permanently Out of Use |  | 10000 | Diesel | 1966-01-01 | Shoshone-Bannock Tribes of the Fort Hall Reservation | Fee Land | FMC - Pocatello | Rt. 30 W of Pocatello, P.O. Box 4111 | Pocatello | ID | 83202 | 42.9069 | -112.5408
10 | 2200013 | FMC - Pocatello | Tank T002 | TRUE | Permanently Out of Use |  | 800 | Diesel | 1963-01-01 | Shoshone-Bannock Tribes of the Fort Hall Reservation | Fee Land | FMC - Pocatello | Rt. 30 W of Pocatello, P.O. Box 4111 | Pocatello | ID | 83202 | 42.9069 | -112.5408
10 | 2200013 | FMC - Pocatello | Tank T003 | TRUE | Permanently Out of Use |  | 9000 | Diesel | 1899-12-31 | Shoshone-Bannock Tribes of the Fort Hall Reservation | Fee Land | FMC - Pocatello | Rt. 30 W of Pocatello, P.O. Box 4111 | Pocatello | ID | 83202 | 42.9069 | -112.5408
10 | 2200013 | FMC - Pocatello | Tank T004 | TRUE | Permanently Out of Use |  | 12000 | Diesel | 1978-01-01 | Shoshone-Bannock Tribes of the Fort Hall Reservation | Fee Land | FMC - Pocatello | Rt. 30 W of Pocatello, P.O. Box 4111 | Pocatello | ID | 83202 | 42.9069 | -112.5408
10 | 2200013 | FMC - Pocatello | Tank T005 | TRUE | Permanently Out of Use |  | 10000 | Gasoline (containing <=10% ethanol) | 1966-01-01 | Shoshone-Bannock Tribes of the Fort Hall Reservation | Fee Land | FMC - Pocatello | Rt. 30 W of Pocatello, P.O. Box 4111 | Pocatello | ID | 83202 | 42.9069 | -112.5408
10 | 2200013 | FMC - Pocatello | Tank T006 | TRUE | Permanently Out of Use |  | 1000 | Other | 1966-01-01 | Shoshone-Bannock Tribes of the Fort Hall Reservation | Fee Land | FMC - Pocatello | Rt. 30 W of Pocatello, P.O. Box 4111 | Pocatello | ID | 83202 | 42.9069 | -112.5408
10 | 2200013 | FMC - Pocatello | Tank T007 | TRUE | Permanently Out of Use |  | 1000 | Other | 1966-01-01 | Shoshone-Bannock Tribes of the Fort Hall Reservation | Fee Land | FMC - Pocatello | Rt. 30 W of Pocatello, P.O. Box 4111 | Pocatello | ID | 83202 | 42.9069 | -112.5408
10 | 2200013 | FMC - Pocatello | Tank T008 | TRUE | Permanently Out of Use |  | 1500 | Used Oil | 1966-01-01 | Shoshone-Bannock Tribes of the Fort Hall Reservation | Fee Land | FMC - Pocatello | Rt. 30 W of Pocatello, P.O. Box 4111 | Pocatello | ID | 83202 | 42.9069 | -112.5408
10 | 2200013 | FMC - Pocatello | Tank T009 | TRUE | Permanently Out of Use |  | 104000 | Hazardous Substance | 1978-01-01 | Shoshone-Bannock Tribes of the Fort Hall Reservation | Fee Land | FMC - Pocatello | Rt. 30 W of Pocatello, P.O. Box 4111 | Pocatello | ID | 83202 | 42.9069 | -112.5408
10 | 2200013 | FMC - Pocatello | Tank T010 | TRUE | Permanently Out of Use |  | 104000 | Hazardous Substance | 1978-01-01 | Shoshone-Bannock Tribes of the Fort Hall Reservation | Fee Land | FMC - Pocatello | Rt. 30 W of Pocatello, P.O. Box 4111 | Pocatello | ID | 83202 | 42.9069 | -112.5408
10 | 2200013 | FMC - Pocatello | Tank T011 | TRUE | Permanently Out of Use |  | 104000 | Hazardous Substance | 1978-01-01 | Shoshone-Bannock Tribes of the Fort Hall Reservation | Fee Land | FMC - Pocatello | Rt. 30 W of Pocatello, P.O. Box 4111 | Pocatello | ID | 83202 | 42.9069 | -112.5408
10 | 2200013 | FMC - Pocatello | Tank T012 | TRUE | Permanently Out of Use |  | 104000 | Hazardous Substance | 1978-01-01 | Shoshone-Bannock Tribes of the Fort Hall Reservation | Fee Land | FMC - Pocatello | Rt. 30 W of Pocatello, P.O. Box 4111 | Pocatello | ID | 83202 | 42.9069 | -112.5408
10 | 2200013 | FMC - Pocatello | Tank T013 | TRUE | Permanently Out of Use |  | 104000 | Hazardous Substance | 1978-01-01 | Shoshone-Bannock Tribes of the Fort Hall Reservation | Fee Land | FMC - Pocatello | Rt. 30 W of Pocatello, P.O. Box 4111 | Pocatello | ID | 83202 | 42.9069 | -112.5408
10 | 2200013 | FMC - Pocatello | Tank T014 | TRUE | Permanently Out of Use |  | 104000 | Hazardous Substance | 1978-01-01 | Shoshone-Bannock Tribes of the Fort Hall Reservation | Fee Land | FMC - Pocatello | Rt. 30 W of Pocatello, P.O. Box 4111 | Pocatello | ID | 83202 | 42.9069 | -112.5408
10 | 2200013 | FMC - Pocatello | Tank T015 | TRUE | Permanently Out of Use |  | 104000 | Hazardous Substance | 1978-01-01 | Shoshone-Bannock Tribes of the Fort Hall Reservation | Fee Land | FMC - Pocatello | Rt. 30 W of Pocatello, P.O. Box 4111 | Pocatello | ID | 83202 | 42.9069 | -112.5408
10 | 2200013 | FMC - Pocatello | Tank T016 | TRUE | Permanently Out of Use |  | 104000 | Hazardous Substance | 1978-01-01 | Shoshone-Bannock Tribes of the Fort Hall Reservation | Fee Land | FMC - Pocatello | Rt. 30 W of Pocatello, P.O. Box 4111 | Pocatello | ID | 83202 | 42.9069 | -112.5408
10 | 2200013 | FMC - Pocatello | Tank T017 | TRUE | Permanently Out of Use |  | 104000 | Hazardous Substance | 1981-01-01 | Shoshone-Bannock Tribes of the Fort Hall Reservation | Fee Land | FMC - Pocatello | Rt. 30 W of Pocatello, P.O. Box 4111 | Pocatello | ID | 83202 | 42.9069 | -112.5408
10 | 2200013 | FMC - Pocatello | Tank T018 | TRUE | Permanently Out of Use |  | 104000 | Hazardous Substance | 1981-01-01 | Shoshone-Bannock Tribes of the Fort Hall Reservation | Fee Land | FMC - Pocatello | Rt. 30 W of Pocatello, P.O. Box 4111 | Pocatello | ID | 83202 | 42.9069 | -112.5408
10 | 2200013 | FMC - Pocatello | Tank T019 | TRUE | Permanently Out of Use |  | 104000 | Hazardous Substance | 1981-01-01 | Shoshone-Bannock Tribes of the Fort Hall Reservation | Fee Land | FMC - Pocatello | Rt. 30 W of Pocatello, P.O. Box 4111 | Pocatello | ID | 83202 | 42.9069 | -112.5408
10 | 2200013 | FMC - Pocatello | Tank T020 | TRUE | Permanently Out of Use |  | 104000 | Hazardous Substance | 1981-01-01 | Shoshone-Bannock Tribes of the Fort Hall Reservation | Fee Land | FMC - Pocatello | Rt. 30 W of Pocatello, P.O. Box 4111 | Pocatello | ID | 83202 | 42.9069 | -112.5408
10 | 2200013 | FMC - Pocatello | Tank T026 | TRUE | Permanently Out of Use |  | 55000 | Hazardous Substance | 1979-01-01 | Shoshone-Bannock Tribes of the Fort Hall Reservation | Fee Land | FMC - Pocatello | Rt. 30 W of Pocatello, P.O. Box 4111 | Pocatello | ID | 83202 | 42.9069 | -112.5408
10 | 2200013 | FMC - Pocatello | Tank T027 | TRUE | Permanently Out of Use |  | 55000 | Hazardous Substance | 1979-01-01 | Shoshone-Bannock Tribes of the Fort Hall Reservation | Fee Land | FMC - Pocatello | Rt. 30 W of Pocatello, P.O. Box 4111 | Pocatello | ID | 83202 | 42.9069 | -112.5408
10 | 2200013 | FMC - Pocatello | Tank T028 | TRUE | Permanently Out of Use |  | 8000 | Diesel | 1980-01-01 | Shoshone-Bannock Tribes of the Fort Hall Reservation | Fee Land | FMC - Pocatello | Rt. 30 W of Pocatello, P.O. Box 4111 | Pocatello | ID | 83202 | 42.9069 | -112.5408
10 | 2200013 | FMC - Pocatello | Tank T031 | TRUE | Permanently Out of Use |  | 500 | Unknown | 1966-01-01 | Shoshone-Bannock Tribes of the Fort Hall Reservation | Fee Land | FMC - Pocatello | Rt. 30 W of Pocatello, P.O. Box 4111 | Pocatello | ID | 83202 | 42.9069 | -112.5408
10 | 2200013 | FMC - Pocatello | Tank T040 | TRUE | Permanently Out of Use |  | 12000 | Diesel | 1990-06-01 | Shoshone-Bannock Tribes of the Fort Hall Reservation | Fee Land | FMC - Pocatello | Rt. 30 W of Pocatello, P.O. Box 4111 | Pocatello | ID | 83202 | 42.9069 | -112.5408
10 | 2200013 | FMC - Pocatello | Tank T041 | TRUE | Permanently Out of Use |  | 10000 | Gasoline (containing <=10% ethanol) | 1990-06-01 | Shoshone-Bannock Tribes of the Fort Hall Reservation | Fee Land | FMC - Pocatello | Rt. 30 W of Pocatello, P.O. Box 4111 | Pocatello | ID | 83202 | 42.9069 | -112.5408
10 | 2200014 | Tribal Police Station | Tank 1 | TRUE | Permanently Out of Use |  | 4000 | Gasoline (containing <=10% ethanol) | 1975-01-01 | Shoshone-Bannock Tribes of the Fort Hall Reservation | Indian Land | Tribal Police Station | Bannock Dr. | Fort Hall | ID | 83203 | 43.0274 | 112.4354
10 | 2200014 | Tribal Police Station | Tank 2 | TRUE | Permanently Out of Use |  | 6000 | Gasoline (containing <=10% ethanol) | 1975-01-01 | Shoshone-Bannock Tribes of the Fort Hall Reservation | Indian Land | Tribal Police Station | Bannock Dr. | Fort Hall | ID | 83203 | 43.0274 | 112.4354
10 | 2200015 | National Car Rental | Tank 1 | TRUE | Permanently Out of Use |  | 6000 | Gasoline (containing <=10% ethanol) | 1976-01-01 | Shoshone-Bannock Tribes of the Fort Hall Reservation | Indian Land | National Car Rental | 20369 Terminal Way #10 Pocatello Municipal Airport | Pocatello | ID | 83202 | 42.9213 | -112.4834
10 | 2200016 | Union Pacific Railroad - Michaud | Tank 1 | TRUE | Permanently Out of Use |  | 500 | Gasoline (containing <=10% ethanol) | 1899-12-31 | Shoshone-Bannock Tribes of the Fort Hall Reservation | Indian Land | Union Pacific Railroad - Michaud | Michaud Station - Milepost 222.0 | Pocatello | ID | 83201 | 42.871 | -112.4407
10 | 2200017 | Union Pacific Railroad - Fort Hall | Tank 1 | TRUE | Permanently Out of Use |  | 550 | Gasoline (containing <=10% ethanol) | 1899-12-31 | Shoshone-Bannock Tribes of the Fort Hall Reservation | Indian Land | Union Pacific Railroad - Fort Hall | Fort Hall Station - Milepost 146.0 | Fort Hall | ID | 83203 | 43.0299 | -112.4371
10 | 2200018 | Western Farm Service, Inc. | Tank 1 | TRUE | Permanently Out of Use |  | 1000 | Gasoline (containing <=10% ethanol) | 1963-01-01 | Shoshone-Bannock Tribes of the Fort Hall Reservation | Indian Land | Western Farm Service, Inc. | P.O. Box 47, Hwy. 191 N | Pocatello | ID | 83202 | 42.9268 | -112.4646
10 | 2200019 | Kerley Ag Products, Inc. | Tank GASOLINE | TRUE | Permanently Out of Use |  | 640 | Gasoline (containing <=10% ethanol) | 1970-01-01 | Shoshone-Bannock Tribes of the Fort Hall Reservation | Indian Land | Kerley Ag Products, Inc. | 1667 Sod Farm Rd. | Pocatello | ID | 83201 | 42.8853 | -112.6283
10 | 2200020 | Pocatello Compressor Station | Tank 1 | TRUE | Permanently Out of Use |  | 3000 | Gasoline (containing <=10% ethanol) | 1980-01-01 | Shoshone-Bannock Tribes of the Fort Hall Reservation | Indian Land | Pocatello Compressor Station | 4 Miles S on Rainbow Rd. | Pocatello | ID | 83205 | 42.8683 | -112.4428
10 | 2200021 | Cedar Farms Rio Vista Road | Tank 1 | TRUE | Permanently Out of Use |  | 5000 | Diesel | 1980-04-15 | Shoshone-Bannock Tribes of the Fort Hall Reservation | Trust | Cedar Farms Rio Vista Road | Rio Vista Rd. & Calico Rd. | Fort Hall | ID | 83203 | 43.0015 | 112.5251
10 | 2200022 | Gay Mine - Remote | Tank 1 | TRUE | Permanently Out of Use |  | 8000 | Gasoline (containing <=10% ethanol) | 1956-01-01 | Shoshone-Bannock Tribes of the Fort Hall Reservation | Indian Land | Gay Mine - Remote | 25 Miles NE of Pocatello | Pocatello | ID | 83204 | 42.8659 | -112.4611
10 | 2200022 | Gay Mine - Remote | Tank 2 | TRUE | Permanently Out of Use |  | 1600 | Used Oil | 1971-01-01 | Shoshone-Bannock Tribes of the Fort Hall Reservation | Indian Land | Gay Mine - Remote | 25 Miles NE of Pocatello | Pocatello | ID | 83204 | 42.8659 | -112.4611
10 | 2200023 | Avcenter | Tank 1 | TRUE | Permanently Out of Use |  | 5000 | Gasoline (containing <=10% ethanol) | 1899-12-31 | Shoshone-Bannock Tribes of the Fort Hall Reservation | Fee Land | Avcenter | 1483 Flightline | Pocatello | ID | 83204 | 42.9126 | -112.5795
10 | 2200023 | Avcenter | Tank 2 | TRUE | Permanently Out of Use |  | 8000 | Gasoline (containing <=10% ethanol) | 1899-12-31 | Shoshone-Bannock Tribes of the Fort Hall Reservation | Fee Land | Avcenter | 1483 Flightline | Pocatello | ID | 83204 | 42.9126 | -112.5795
10 | 2200023 | Avcenter | Tank 3 | TRUE | Permanently Out of Use | 2025-03-19 | 12000 | Jet A | 1970-01-01 | Shoshone-Bannock Tribes of the Fort Hall Reservation | Fee Land | Avcenter | 1483 Flightline | Pocatello | ID | 83204 | 42.9126 | -112.5795
10 | 2200023 | Avcenter | Tank 4 | TRUE | Permanently Out of Use |  | 1000 | Gasoline (containing <=10% ethanol) | 1899-12-31 | Shoshone-Bannock Tribes of the Fort Hall Reservation | Fee Land | Avcenter | 1483 Flightline | Pocatello | ID | 83204 | 42.9126 | -112.5795
10 | 2200023 | Avcenter | Tank 6 | TRUE | Permanently Out of Use | 2025-03-19 | 12000 | Av Gas | 1970-01-01 | Shoshone-Bannock Tribes of the Fort Hall Reservation | Fee Land | Avcenter | 1483 Flightline | Pocatello | ID | 83204 | 42.9126 | -112.5795
10 | 2200024 | BIA Fort Hall Agency - Allottment T113 | Tank 1 | TRUE | Permanently Out of Use |  | 3000 | Diesel | 1968-01-01 | Shoshone-Bannock Tribes of the Fort Hall Reservation | Trust | BIA Fort Hall Agency - Allottment T113 | Bench & Burns Roads | Fort Hall | ID | 83203 | 43.0299 | -112.4371
10 | 2200025 | M & M Farms | Tank 1 | TRUE | Permanently Out of Use |  | 8000 | Gasoline (containing <=10% ethanol) | 1983-04-01 | Shoshone-Bannock Tribes of the Fort Hall Reservation | Trust | M & M Farms | Sheepskin & Hawthorne Rd. | Fort Hall | ID | 83203 | 43.0333 | 112.4767
10 | 2200025 | M & M Farms | Tank 2 | TRUE | Permanently Out of Use |  | 8000 | Diesel | 1983-04-01 | Shoshone-Bannock Tribes of the Fort Hall Reservation | Trust | M & M Farms | Sheepskin & Hawthorne Rd. | Fort Hall | ID | 83203 | 43.0333 | 112.4767
10 | 2200026 | G & R Farm | Tank 1 | TRUE | Permanently Out of Use |  | 5000 | Diesel | 1980-01-01 | Shoshone-Bannock Tribes of the Fort Hall Reservation | Trust | G & R Farm | Ballard Rd. & Rio Vista Rd. | Pocatello | ID | 83202 | 42.9787 | 112.5337
10 | 2200027 | Fire Control Station | Tank 1 | TRUE | Permanently Out of Use |  | 1500 | Gasoline (containing <=10% ethanol) | 1978-01-01 | Shoshone-Bannock Tribes of the Fort Hall Reservation | Indian Land | Fire Control Station | Landfill Rd. N. of Agency Rd. | Fort Hall | ID | 83203 | 43.0293 | -112.4328
10 | 2200027 | Fire Control Station | Tank 2 | TRUE | Permanently Out of Use |  | 1500 | Diesel | 1978-01-01 | Shoshone-Bannock Tribes of the Fort Hall Reservation | Indian Land | Fire Control Station | Landfill Rd. N. of Agency Rd. | Fort Hall | ID | 83203 | 43.0293 | -112.4328
10 | 2200028 | Old BIA Compound / Fort Hall Agency Commissary Yard | Tank 1 | TRUE | Permanently Out of Use |  | 1500 | Gasoline (containing <=10% ethanol) | 1934-01-01 | Shoshone-Bannock Tribes of the Fort Hall Reservation | Trust | Old BIA Compound / Fort Hall Agency Commissary Yard | Agency Rd. | Fort Hall | ID | 83203 | 43.0293 | -112.4328
10 | 2200028 | Old BIA Compound / Fort Hall Agency Commissary Yard | Tank 2 | TRUE | Permanently Out of Use |  | 2500 | Gasoline (containing <=10% ethanol) | 1954-01-01 | Shoshone-Bannock Tribes of the Fort Hall Reservation | Trust | Old BIA Compound / Fort Hall Agency Commissary Yard | Agency Rd. | Fort Hall | ID | 83203 | 43.0293 | -112.4328
10 | 2200028 | Old BIA Compound / Fort Hall Agency Commissary Yard | Tank 3 | TRUE | Permanently Out of Use |  | 1500 | Diesel | 1954-01-01 | Shoshone-Bannock Tribes of the Fort Hall Reservation | Trust | Old BIA Compound / Fort Hall Agency Commissary Yard | Agency Rd. | Fort Hall | ID | 83203 | 43.0293 | -112.4328
10 | 2200028 | Old BIA Compound / Fort Hall Agency Commissary Yard | Tank 4 | TRUE | Permanently Out of Use |  | 0 | Gasoline (containing <=10% ethanol) | 1899-12-31 | Shoshone-Bannock Tribes of the Fort Hall Reservation | Trust | Old BIA Compound / Fort Hall Agency Commissary Yard | Agency Rd. | Fort Hall | ID | 83203 | 43.0293 | -112.4328
10 | 2200029 | Tribal Construction (Soil & Moisture) | Tank 1 | TRUE | Permanently Out of Use |  | 1000 | Gasoline (containing <=10% ethanol) | 1973-01-01 | Shoshone-Bannock Tribes of the Fort Hall Reservation | Indian Land | Tribal Construction (Soil & Moisture) | Widowville Rd. | Fort Hall | ID | 83203 | 43.0306 | 112.4314
10 | 2200029 | Tribal Construction (Soil & Moisture) | Tank 2 | TRUE | Permanently Out of Use |  | 1000 | Gasoline (containing <=10% ethanol) | 1973-01-01 | Shoshone-Bannock Tribes of the Fort Hall Reservation | Indian Land | Tribal Construction (Soil & Moisture) | Widowville Rd. | Fort Hall | ID | 83203 | 43.0306 | 112.4314
10 | 2200030 | Bannock Peak Conv Store & Truck Stop | Tank 1 | TRUE | Permanently Out of Use |  | 10000 | Gasoline (containing <=10% ethanol) | 1989-07-01 | Shoshone-Bannock Tribes of the Fort Hall Reservation | Indian Land | Bannock Peak Conv Store & Truck Stop | I-86, Exit 52, 1707 E. County Rd. | Pocatello | ID | 83204 | 42.8872 | -112.6347
10 | 2200030 | Bannock Peak Conv Store & Truck Stop | Tank 2 | TRUE | Permanently Out of Use |  | 10000 | Gasoline (containing <=10% ethanol) | 1989-07-01 | Shoshone-Bannock Tribes of the Fort Hall Reservation | Indian Land | Bannock Peak Conv Store & Truck Stop | I-86, Exit 52, 1707 E. County Rd. | Pocatello | ID | 83204 | 42.8872 | -112.6347
10 | 2200030 | Bannock Peak Conv Store & Truck Stop | Tank 3 | TRUE | Permanently Out of Use |  | 10000 | Diesel | 1989-07-01 | Shoshone-Bannock Tribes of the Fort Hall Reservation | Indian Land | Bannock Peak Conv Store & Truck Stop | I-86, Exit 52, 1707 E. County Rd. | Pocatello | ID | 83204 | 42.8872 | -112.6347
10 | 2200030 | Bannock Peak Conv Store & Truck Stop | Tank 7 | TRUE | Currently in Use |  | 15000 | Gasoline (containing <=10% ethanol) | 2004-07-01 | Shoshone-Bannock Tribes of the Fort Hall Reservation | Indian Land | Bannock Peak Conv Store & Truck Stop | I-86, Exit 52, 1707 E. County Rd. | Pocatello | ID | 83204 | 42.8872 | -112.6347
10 | 2200030 | Bannock Peak Conv Store & Truck Stop | Tank 8 | TRUE | Currently in Use |  | 15000 | Gasoline (containing <=10% ethanol) | 2004-07-04 | Shoshone-Bannock Tribes of the Fort Hall Reservation | Indian Land | Bannock Peak Conv Store & Truck Stop | I-86, Exit 52, 1707 E. County Rd. | Pocatello | ID | 83204 | 42.8872 | -112.6347
10 | 2200030 | Bannock Peak Conv Store & Truck Stop | Tank 9 | TRUE | Currently in Use |  | 15000 | Diesel | 2004-07-04 | Shoshone-Bannock Tribes of the Fort Hall Reservation | Indian Land | Bannock Peak Conv Store & Truck Stop | I-86, Exit 52, 1707 E. County Rd. | Pocatello | ID | 83204 | 42.8872 | -112.6347
10 | 2200030 | Bannock Peak Conv Store & Truck Stop | Tank 10 | TRUE | Currently in Use |  | 15000 | Diesel | 2004-07-04 | Shoshone-Bannock Tribes of the Fort Hall Reservation | Indian Land | Bannock Peak Conv Store & Truck Stop | I-86, Exit 52, 1707 E. County Rd. | Pocatello | ID | 83204 | 42.8872 | -112.6347
10 | 2200030 | Bannock Peak Conv Store & Truck Stop | Tank 11 | TRUE | Currently in Use |  | 12000 | Gasoline (containing <=10% ethanol) | 2004-07-04 | Shoshone-Bannock Tribes of the Fort Hall Reservation | Indian Land | Bannock Peak Conv Store & Truck Stop | I-86, Exit 52, 1707 E. County Rd. | Pocatello | ID | 83204 | 42.8872 | -112.6347
10 | 2200031 | Watt Brothers Farms | Tank 1 | TRUE | Permanently Out of Use |  | 5000 | Diesel | 1981-01-01 | Shoshone-Bannock Tribes of the Fort Hall Reservation | Trust | Watt Brothers Farms | NE 1/4 SW 1/4 Section 14 T3S R 35 EBM | Fort Hall | ID | 83203 | 43.0299 | -112.4371
10 | 2200031 | Watt Brothers Farms | Tank 2 | TRUE | Permanently Out of Use |  | 5000 | Diesel | 1981-01-01 | Shoshone-Bannock Tribes of the Fort Hall Reservation | Trust | Watt Brothers Farms | NE 1/4 SW 1/4 Section 14 T3S R 35 EBM | Fort Hall | ID | 83203 | 43.0299 | -112.4371
10 | 2200032 | Hertz Rent-A-Car | Tank 1 | TRUE | Permanently Out of Use |  | 6000 | Gasoline (containing <=10% ethanol) | 1966-01-01 | Shoshone-Bannock Tribes of the Fort Hall Reservation | Indian Land | Hertz Rent-A-Car | 20369 S. Airport Way, #9 | Pocatello | ID | 83204 | 42.9064 | 112.5854
10 | 2200033 | Pocatello Regional Airport | Tank 1 | TRUE | Permanently Out of Use |  | 1000 | Gasoline (containing <=10% ethanol) | 1975-01-01 | Shoshone-Bannock Tribes of the Fort Hall Reservation | Indian Land | Pocatello Regional Airport | 2036 S. Airport Way, Airport Maintenance Bldg. | Pocatello | ID | 83204 | 42.8659 | -112.4611
10 | 2200033 | Pocatello Regional Airport | Tank 2 | TRUE | Permanently Out of Use |  | 500 | Diesel | 1975-01-01 | Shoshone-Bannock Tribes of the Fort Hall Reservation | Indian Land | Pocatello Regional Airport | 2036 S. Airport Way, Airport Maintenance Bldg. | Pocatello | ID | 83204 | 42.8659 | -112.4611
10 | 2200033 | Pocatello Regional Airport | Tank 3 | TRUE | Permanently Out of Use |  | 1000 | Gasoline (containing <=10% ethanol) | 1989-03-01 | Shoshone-Bannock Tribes of the Fort Hall Reservation | Indian Land | Pocatello Regional Airport | 2036 S. Airport Way, Airport Maintenance Bldg. | Pocatello | ID | 83204 | 42.8659 | -112.4611
10 | 2200033 | Pocatello Regional Airport | Tank 4 | TRUE | Permanently Out of Use |  | 1000 | Diesel | 1989-03-01 | Shoshone-Bannock Tribes of the Fort Hall Reservation | Indian Land | Pocatello Regional Airport | 2036 S. Airport Way, Airport Maintenance Bldg. | Pocatello | ID | 83204 | 42.8659 | -112.4611
10 | 2200035 | Blackfoot RCAG (QXV) | Tank 1 | TRUE | Permanently Out of Use |  | 515 | Gasoline (containing <=10% ethanol) | 1960-09-01 | Shoshone-Bannock Tribes of the Fort Hall Reservation | Indian Land | Blackfoot RCAG (QXV) | Thucot Rd. - Ferry Butte | Pocatello | ID | 83202 | 43.1167 | -112.5
10 | 2200036 | A & J Market | Tank 1 | TRUE | Permanently Out of Use |  | 1000 | Gasoline (containing <=10% ethanol) | 1899-12-31 | Shoshone-Bannock Tribes of the Fort Hall Reservation | Indian Land | A & J Market | Yellowstone Ave. & Agency Rd. | Fort Hall | ID | 83203 | 43.0293 | -112.4328
10 | 2200036 | A & J Market | Tank 2 | TRUE | Permanently Out of Use |  | 500 | Gasoline (containing <=10% ethanol) | 1899-12-31 | Shoshone-Bannock Tribes of the Fort Hall Reservation | Indian Land | A & J Market | Yellowstone Ave. & Agency Rd. | Fort Hall | ID | 83203 | 43.0293 | -112.4328
10 | 2200037 | Loveland Livestock | Tank 1 | TRUE | Permanently Out of Use |  | 3000 | Diesel | 1977-04-01 | Shoshone-Bannock Tribes of the Fort Hall Reservation | Indian Land | Loveland Livestock | Sheepskin Rd. E OF RR Tracks on South Side | Fort Hall | ID | 83203 | 43.0366 | 112.3883
10 | 2200037 | Loveland Livestock | Tank 2 | TRUE | Permanently Out of Use |  | 3000 | Diesel | 1977-04-01 | Shoshone-Bannock Tribes of the Fort Hall Reservation | Indian Land | Loveland Livestock | Sheepskin Rd. E OF RR Tracks on South Side | Fort Hall | ID | 83203 | 43.0366 | 112.3883
10 | 2200038 | BIA Fort Hall Agency, Branch of Roads | Tank 1 | TRUE | Permanently Out of Use |  | 2000 | Diesel | 1973-01-01 | Shoshone-Bannock Tribes of the Fort Hall Reservation | Indian Land | BIA Fort Hall Agency, Branch of Roads | P.O. Box 220, Fort Hall Agency Campus | Fort Hall | ID | 83203 | 43.0283 | 112.4296
10 | 2200038 | BIA Fort Hall Agency, Branch of Roads | Tank 2 | TRUE | Permanently Out of Use |  | 2000 | Gasoline (containing <=10% ethanol) | 1973-01-01 | Shoshone-Bannock Tribes of the Fort Hall Reservation | Indian Land | BIA Fort Hall Agency, Branch of Roads | P.O. Box 220, Fort Hall Agency Campus | Fort Hall | ID | 83203 | 43.0283 | 112.4296
10 | 2200040 | BIA Fort Hall Agency, Arbon Valley | Tank 1 | TRUE | Permanently Out of Use |  | 10000 | Diesel | 1969-01-01 | Shoshone-Bannock Tribes of the Fort Hall Reservation | Trust | BIA Fort Hall Agency, Arbon Valley | Arbon Valley Rd., 3 miles S. of I-86 | Fort Hall | ID | 83203 | 43.0299 | -112.4371
10 | 2200040 | BIA Fort Hall Agency, Arbon Valley | Tank 2 | TRUE | Permanently Out of Use |  | 3000 | Gasoline (containing <=10% ethanol) | 1969-01-01 | Shoshone-Bannock Tribes of the Fort Hall Reservation | Trust | BIA Fort Hall Agency, Arbon Valley | Arbon Valley Rd., 3 miles S. of I-86 | Fort Hall | ID | 83203 | 43.0299 | -112.4371
10 | 2200041 | BIA Fort Hall Agency, Michaud Irrigation | Tank 1 | TRUE | Permanently Out of Use |  | 1000 | Gasoline (containing <=10% ethanol) | 1956-01-01 | Shoshone-Bannock Tribes of the Fort Hall Reservation | Indian Land | BIA Fort Hall Agency, Michaud Irrigation | Michaud Irrigation Dept. | Fort Hall | ID | 83203 | 43.0299 | -112.4371
10 | 2200041 | BIA Fort Hall Agency, Michaud Irrigation | Tank 2 | TRUE | Permanently Out of Use |  | 1000 | Gasoline (containing <=10% ethanol) | 1990-11-01 | Shoshone-Bannock Tribes of the Fort Hall Reservation | Indian Land | BIA Fort Hall Agency, Michaud Irrigation | Michaud Irrigation Dept. | Fort Hall | ID | 83203 | 43.0299 | -112.4371
10 | 2200042 | Idaho Grain Company | Tank 1 | TRUE | Permanently Out of Use |  | 1000 | Diesel | 1899-12-31 | Shoshone-Bannock Tribes of the Fort Hall Reservation | Fee Land | Idaho Grain Company | Hwy. 30 W., across from FMC | Pocatello | ID | 83202 | 42.9213 | -112.4834
10 | 2200042 | Idaho Grain Company | Tank 2 | TRUE | Permanently Out of Use |  | 1000 | Gasoline (containing <=10% ethanol) | 1899-12-31 | Shoshone-Bannock Tribes of the Fort Hall Reservation | Fee Land | Idaho Grain Company | Hwy. 30 W., across from FMC | Pocatello | ID | 83202 | 42.9213 | -112.4834
10 | 2200043 | Cedar Farms Broncho Road Shop (Murdock Shop) | Tank 3 | TRUE | Permanently Out of Use |  | 3000 | Gasoline (containing <=10% ethanol) | 1969-09-01 | Shoshone-Bannock Tribes of the Fort Hall Reservation | Trust | Cedar Farms Broncho Road Shop (Murdock Shop) | Hwy. 91 & Broncho Rd., Rt. 3 Box 320 | Fort Hall | ID | 83203 | 43.0952 | 112.4185
10 | 2200043 | Cedar Farms Broncho Road Shop (Murdock Shop) | Tank 4 | TRUE | Permanently Out of Use |  | 1500 | Diesel | 1969-09-01 | Shoshone-Bannock Tribes of the Fort Hall Reservation | Trust | Cedar Farms Broncho Road Shop (Murdock Shop) | Hwy. 91 & Broncho Rd., Rt. 3 Box 320 | Fort Hall | ID | 83203 | 43.0952 | 112.4185
10 | 2200045 | Harmon Farms | Tank 1 | TRUE | Permanently Out of Use |  | 10000 | Diesel | 1985-01-01 | Shoshone-Bannock Tribes of the Fort Hall Reservation | Indian Land | Harmon Farms | Rt. 2 North Box 66D at Philbin and Cedar Rds. | Pocatello | ID | 83202 | 43.0215 | 112.4964
10 | 2200045 | Harmon Farms | Tank 2 | TRUE | Permanently Out of Use |  | 10000 | Diesel | 1985-01-01 | Shoshone-Bannock Tribes of the Fort Hall Reservation | Indian Land | Harmon Farms | Rt. 2 North Box 66D at Philbin and Cedar Rds. | Pocatello | ID | 83202 | 43.0215 | 112.4964
10 | 2200046 | FAA Pocatello (PIH) VORTAC | Tank 1 | TRUE | Permanently Out of Use |  | 515 | Gasoline (containing <=10% ethanol) | 1958-04-01 | Shoshone-Bannock Tribes of the Fort Hall Reservation | Indian Land | FAA Pocatello (PIH) VORTAC | Schiller Rd. | Pocatello | ID | 83201 | 42.8706 | -112.6511
10 | 2200047 | A.E. Sales LLC DBA Jet Stop | Tank 1 | TRUE | Currently in Use |  | 12000 | Gasoline (containing <=10% ethanol) | 2001-10-15 | Shoshone-Bannock Tribes of the Fort Hall Reservation | Indian Land | A.E. Sales LLC DBA Jet Stop | 1500 E. County Line Rd. | Pocatello | ID | 83204 | 42.9006 | -112.5789
10 | 2200047 | A.E. Sales LLC DBA Jet Stop | Tank 2 | TRUE | Currently in Use |  | 20000 | Diesel | 2001-10-15 | Shoshone-Bannock Tribes of the Fort Hall Reservation | Indian Land | A.E. Sales LLC DBA Jet Stop | 1500 E. County Line Rd. | Pocatello | ID | 83204 | 42.9006 | -112.5789
10 | 2200048 | Trading Post Gas | Tank 1 | TRUE | Currently in Use |  | 15000 | Diesel | 2000-10-10 | Shoshone-Bannock Tribes of the Fort Hall Reservation | Indian Land | Trading Post Gas | I-15, Exit 80 | Fort Hall | ID | 83203 | 43.0226 | -112.4154
10 | 2200048 | Trading Post Gas | Tank 2 | TRUE | Currently in Use |  | 15000 | Diesel | 2000-10-10 | Shoshone-Bannock Tribes of the Fort Hall Reservation | Indian Land | Trading Post Gas | I-15, Exit 80 | Fort Hall | ID | 83203 | 43.0226 | -112.4154
10 | 2200048 | Trading Post Gas | Tank 3 | TRUE | Currently in Use |  | 15000 | Diesel | 2000-10-10 | Shoshone-Bannock Tribes of the Fort Hall Reservation | Indian Land | Trading Post Gas | I-15, Exit 80 | Fort Hall | ID | 83203 | 43.0226 | -112.4154
10 | 2200048 | Trading Post Gas | Tank 4 | TRUE | Currently in Use |  | 15000 | Gasoline (containing <=10% ethanol) | 2000-10-10 | Shoshone-Bannock Tribes of the Fort Hall Reservation | Indian Land | Trading Post Gas | I-15, Exit 80 | Fort Hall | ID | 83203 | 43.0226 | -112.4154
10 | 2200048 | Trading Post Gas | Tank 5 | TRUE | Currently in Use |  | 12000 | Gasoline (containing <=10% ethanol) | 2000-10-10 | Shoshone-Bannock Tribes of the Fort Hall Reservation | Indian Land | Trading Post Gas | I-15, Exit 80 | Fort Hall | ID | 83203 | 43.0226 | -112.4154
10 | 2200049 | Fort Hall Bead Shop | Tank 1 | TRUE | Permanently Out of Use |  | 4000 | Gasoline (containing <=10% ethanol) | 1899-12-31 | Shoshone-Bannock Tribes of the Fort Hall Reservation | Indian Land | Fort Hall Bead Shop | Hwy. 91, Block 35, Lot 2 | Fort Hall | ID | 83203 | 43.0299 | -112.4371
10 | 2200049 | Fort Hall Bead Shop | Tank 2 | TRUE | Permanently Out of Use |  | 4000 | Gasoline (containing <=10% ethanol) | 1899-12-31 | Shoshone-Bannock Tribes of the Fort Hall Reservation | Indian Land | Fort Hall Bead Shop | Hwy. 91, Block 35, Lot 2 | Fort Hall | ID | 83203 | 43.0299 | -112.4371
10 | 2200050 | TESCO Site | Tank 1 | TRUE | Permanently Out of Use |  | 1000 | Gasoline (containing <=10% ethanol) | 1978-01-01 | Shoshone-Bannock Tribes of the Fort Hall Reservation | Indian Land | TESCO Site | 1297 Hwy. 30 West | Pocatello | ID | 83202 | 42.8576 | -112.4332
10 | 2200050 | TESCO Site | Tank 2 | TRUE | Permanently Out of Use |  | 300 | Hydraulic Oil | 1978-01-01 | Shoshone-Bannock Tribes of the Fort Hall Reservation | Indian Land | TESCO Site | 1297 Hwy. 30 West | Pocatello | ID | 83202 | 42.8576 | -112.4332
10 | 2200051 | City of Pocatello Water Department | Tank 1 | TRUE | Permanently Out of Use |  | 500 | Gasoline (containing <=10% ethanol) | 1899-12-31 | Shoshone-Bannock Tribes of the Fort Hall Reservation | Indian Land | City of Pocatello Water Department | Airport Booster Station, Well #35 2014 Thunderbolt Rd. | Pocatello | ID | 83205 | 42.8683 | -112.4428
10 | 2200052 | Cornelison Store | Tank 1 | TRUE | Permanently Out of Use |  | 500 | Gasoline (containing <=10% ethanol) | 1899-12-31 | Shoshone-Bannock Tribes of the Fort Hall Reservation | Indian Land | Cornelison Store | Hwy. 91 and 3rd St. | Fort Hall | ID | 83203 | 43.0324 | -112.4364
10 | 2200052 | Cornelison Store | Tank 4 | TRUE | Permanently Out of Use |  | 500 | Gasoline (containing <=10% ethanol) | 1899-12-31 | Shoshone-Bannock Tribes of the Fort Hall Reservation | Indian Land | Cornelison Store | Hwy. 91 and 3rd St. | Fort Hall | ID | 83203 | 43.0324 | -112.4364
10 | 2200052 | Cornelison Store | Tank 3 | TRUE | Permanently Out of Use |  | 500 | Gasoline (containing <=10% ethanol) | 1899-12-31 | Shoshone-Bannock Tribes of the Fort Hall Reservation | Indian Land | Cornelison Store | Hwy. 91 and 3rd St. | Fort Hall | ID | 83203 | 43.0324 | -112.4364
10 | 2200052 | Cornelison Store | Tank 2 | TRUE | Permanently Out of Use |  | 500 | Gasoline (containing <=10% ethanol) | 1899-12-31 | Shoshone-Bannock Tribes of the Fort Hall Reservation | Indian Land | Cornelison Store | Hwy. 91 and 3rd St. | Fort Hall | ID | 83203 | 43.0324 | -112.4364
10 | 2200053 | Eagle Feather Auto | Tank 1 | TRUE | Permanently Out of Use |  | 500 | Gasoline (containing <=10% ethanol) | 1899-12-31 | Shoshone-Bannock Tribes of the Fort Hall Reservation | Indian Land | Eagle Feather Auto | Corner of Hwy. 91 & Sheepskin Rd. | Fort Hall | ID | 83203 | 43.0366 | -112.4349
10 | 2200053 | Eagle Feather Auto | Tank 2 | TRUE | Permanently Out of Use |  | 500 | Gasoline (containing <=10% ethanol) | 1899-12-31 | Shoshone-Bannock Tribes of the Fort Hall Reservation | Indian Land | Eagle Feather Auto | Corner of Hwy. 91 & Sheepskin Rd. | Fort Hall | ID | 83203 | 43.0366 | -112.4349
10 | 2200054 | Youngstrom's Log Homes | Tank 1 | TRUE | Permanently Out of Use |  | 1100 | Gasoline (containing <=10% ethanol) | 1899-12-31 | Shoshone-Bannock Tribes of the Fort Hall Reservation | Indian Land | Youngstrom's Log Homes | Hwy. 91 | Blackfoot | ID | 83221 | 43.1182 | -112.4138
10 | 2200055 | Old Thunderbird | Tank 1 | TRUE | Permanently Out of Use |  | 1000 | Gasoline (containing <=10% ethanol) | 1899-12-31 | Shoshone-Bannock Tribes of the Fort Hall Reservation | Indian Land | Old Thunderbird | Hwy. 91 between 1st and 2nd Streets | Fort Hall | ID | 83203 | 43.0314 | -112.4367
10 | 2200056 | Old Hi-Way Market (aka Old Siler Store) | Tank 1 | TRUE | Permanently Out of Use |  | 550 | Gasoline (containing <=10% ethanol) | 1950-01-01 | Shoshone-Bannock Tribes of the Fort Hall Reservation | Indian Land | Old Hi-Way Market (aka Old Siler Store) | Hwy. 91 between 1st and 2nd Streets | Fort Hall | ID | 83203 | 43.0314 | -112.4367
10 | 2200056 | Old Hi-Way Market (aka Old Siler Store) | Tank 2 | TRUE | Permanently Out of Use |  | 1000 | Gasoline (containing <=10% ethanol) | 1950-01-01 | Shoshone-Bannock Tribes of the Fort Hall Reservation | Indian Land | Old Hi-Way Market (aka Old Siler Store) | Hwy. 91 between 1st and 2nd Streets | Fort Hall | ID | 83203 | 43.0314 | -112.4367
10 | 2200057 | Lyda Roberts Residence | Tank 1 | TRUE | Permanently Out of Use |  | 550 | Gasoline (containing <=10% ethanol) | 1899-12-31 | Shoshone-Bannock Tribes of the Fort Hall Reservation | Indian Land | Lyda Roberts Residence | 1st and B Streets (NE corner) | Fort Hall | ID | 83203 | 43.0304 | -112.4383
10 | 2200058 | Sage Hill Travel Center | Tank 1 | TRUE | Currently in Use |  | 10000 | Gasoline (containing <=10% ethanol) | 2009-03-01 | Shoshone-Bannock Tribes of the Fort Hall Reservation | Indian Land | Sage Hill Travel Center | 843 N Treaty Hwy | Blackfoot | ID | 83221 | 43.1447 | -112.3955
10 | 2200058 | Sage Hill Travel Center | Tank 3 | TRUE | Currently in Use |  | 30000 | Diesel | 2009-03-01 | Shoshone-Bannock Tribes of the Fort Hall Reservation | Indian Land | Sage Hill Travel Center | 843 N Treaty Hwy | Blackfoot | ID | 83221 | 43.1447 | -112.3955
10 | 2200058 | Sage Hill Travel Center | Tank 2 | TRUE | Currently in Use |  | 30000 | Gasoline (containing <=10% ethanol) | 2009-03-01 | Shoshone-Bannock Tribes of the Fort Hall Reservation | Indian Land | Sage Hill Travel Center | 843 N Treaty Hwy | Blackfoot | ID | 83221 | 43.1447 | -112.3955
10 | 2200059 | Hendrick's Property | Tank 1 | TRUE | Permanently Out of Use |  | 1200 | Diesel | 1899-12-31 | Shoshone-Bannock Tribes of the Fort Hall Reservation | Indian Land | Hendrick's Property | Rural Route 6, Box 37N (Corner of Ross Fork and Mission Roads) | Fort Hall | ID | 83203 | 43.0219 | -112.4265
10 | 2300001 | Sturgeon Station | 001 | TRUE | Currently in Use |  | 30000 | Gasoline (containing <=10% ethanol) | 2022-11-15 | Kootenai Tribe of Idaho | Trust | Sturgeon Station | 509909 Highway 95 | Bonners Ferry | ID | 83805 | 48.7254 | -116.2998
10 | 2300001 | Sturgeon Station | 003 | TRUE | Currently in Use |  | 30000 | Diesel | 2022-11-15 | Kootenai Tribe of Idaho | Trust | Sturgeon Station | 509909 Highway 95 | Bonners Ferry | ID | 83805 | 48.7254 | -116.2998
10 | 2300001 | Sturgeon Station | 002 | TRUE | Currently in Use |  | 30000 | Diesel; Gasoline (containing <=10% ethanol) | 2022-11-15 | Kootenai Tribe of Idaho | Trust | Sturgeon Station | 509909 Highway 95 | Bonners Ferry | ID | 83805 | 48.7254 | -116.2998
10 | 2400001 | Craigmont Air Service, Inc. | Tank 1 | TRUE | Permanently Out of Use |  | 500 | Gasoline (containing <=10% ethanol) | 1966-01-01 | Nez Perce Tribe | Indian Land | Craigmont Air Service, Inc. | Box 280, Craigmont Airport | Craigmont | ID | 83523 | 46.247 | 116.4734
10 | 2400001 | Craigmont Air Service, Inc. | Tank 2 | TRUE | Permanently Out of Use |  | 1000 | Gasoline (containing <=10% ethanol) | 1971-01-01 | Nez Perce Tribe | Indian Land | Craigmont Air Service, Inc. | Box 280, Craigmont Airport | Craigmont | ID | 83523 | 46.247 | 116.4734
10 | 2400001 | Craigmont Air Service, Inc. | Tank 4 | TRUE | Permanently Out of Use |  | 12000 | Gasoline (containing <=10% ethanol) | 1981-01-01 | Nez Perce Tribe | Indian Land | Craigmont Air Service, Inc. | Box 280, Craigmont Airport | Craigmont | ID | 83523 | 46.247 | 116.4734
10 | 2400003 | Clearwater County Sheriff's Dept. | Tank 1 | TRUE | Permanently Out of Use |  | 2000 | Gasoline (containing <=10% ethanol) | 1979-01-01 | Nez Perce Tribe | Indian Land | Clearwater County Sheriff's Dept. | CPRR Grounds | Orofino | ID | 83544 | 0 | 0
10 | 2400003 | Clearwater County Sheriff's Dept. | Tank 2 | TRUE | Permanently Out of Use |  | 2000 | Gasoline (containing <=10% ethanol) | 1979-01-01 | Nez Perce Tribe | Indian Land | Clearwater County Sheriff's Dept. | CPRR Grounds | Orofino | ID | 83544 | 0 | 0
10 | 2400003 | Clearwater County Sheriff's Dept. | Tank 3 | TRUE | Permanently Out of Use |  | 2000 | Gasoline (containing <=10% ethanol) | 1946-01-01 | Nez Perce Tribe | Indian Land | Clearwater County Sheriff's Dept. | CPRR Grounds | Orofino | ID | 83544 | 0 | 0
10 | 2400004 | Nez Perce Co. Road Dept. | Tank 1 | TRUE | Permanently Out of Use |  | 2000 | Diesel | 1979-11-01 | Nez Perce Tribe | Indian Land | Nez Perce Co. Road Dept. | Gifford Shop | Lewiston | ID | 83501 | 46.4101 | -117.0079
10 | 2400004 | Nez Perce Co. Road Dept. | Tank 2 | TRUE | Permanently Out of Use |  | 600 | Gasohol | 1979-11-01 | Nez Perce Tribe | Indian Land | Nez Perce Co. Road Dept. | Gifford Shop | Lewiston | ID | 83501 | 46.4101 | -117.0079
10 | 2400005 | Nezperce Rochdale Co. | Tank 1 | TRUE | Permanently Out of Use |  | 1000 | Gasoline (containing <=10% ethanol) | 1975-01-01 | Nez Perce Tribe | Indian Land | Nezperce Rochdale Co. | S. Pine Industrial Area | Nezperce | ID | 83543 | 46.2301 | -116.2423
10 | 2400005 | Nezperce Rochdale Co. | Tank 2 | TRUE | Permanently Out of Use |  | 1000 | Gasoline (containing <=10% ethanol) | 1976-01-01 | Nez Perce Tribe | Indian Land | Nezperce Rochdale Co. | S. Pine Industrial Area | Nezperce | ID | 83543 | 46.2301 | -116.2423
10 | 2400005 | Nezperce Rochdale Co. | Tank 3 | TRUE | Permanently Out of Use |  | 1000 | Gasoline (containing <=10% ethanol) | 1975-01-01 | Nez Perce Tribe | Indian Land | Nezperce Rochdale Co. | S. Pine Industrial Area | Nezperce | ID | 83543 | 46.2301 | -116.2423
10 | 2400005 | Nezperce Rochdale Co. | Tank 4 | TRUE | Permanently Out of Use |  | 500 | Heating Oil | 1946-01-01 | Nez Perce Tribe | Indian Land | Nezperce Rochdale Co. | S. Pine Industrial Area | Nezperce | ID | 83543 | 46.2301 | -116.2423
10 | 2400006 | Clearwater County Road Dept. | Tank 1 | TRUE | Permanently Out of Use |  | 5000 | Diesel | 1976-01-01 | Nez Perce Tribe | Indian Land | Clearwater County Road Dept. | CPRR Grounds P.O. Box 812 | Orofino | ID | 83544 | 46.4816 | -116.2533
10 | 2400006 | Clearwater County Road Dept. | Tank 2 | TRUE | Permanently Out of Use |  | 5000 | Gasoline (containing <=10% ethanol) | 1976-01-01 | Nez Perce Tribe | Indian Land | Clearwater County Road Dept. | CPRR Grounds P.O. Box 813 | Orofino | ID | 83544 | 46.4816 | -116.2533
10 | 2400006 | Clearwater County Road Dept. | Tank 3 | TRUE | Permanently Out of Use |  | 500 | Gasoline (containing <=10% ethanol) | 1949-01-01 | Nez Perce Tribe | Indian Land | Clearwater County Road Dept. | CPRR Grounds P.O. Box 814 | Orofino | ID | 83544 | 46.4816 | -116.2533
10 | 2400007 | Clearwater Forest Industries | Tank 1 | TRUE | Permanently Out of Use |  | 10000 | Diesel | 1980-01-01 | Nez Perce Tribe | Indian Land | Clearwater Forest Industries | Hwy. 13 S., P.O. Box 340 | Kooskia | ID | 83539 | 46.1397 | -115.9789
10 | 2400007 | Clearwater Forest Industries | Tank 2 | TRUE | Permanently Out of Use |  | 10000 | Diesel | 1980-01-01 | Nez Perce Tribe | Indian Land | Clearwater Forest Industries | Hwy. 13 S., P.O. Box 340 | Kooskia | ID | 83539 | 46.1397 | -115.9789
10 | 2400007 | Clearwater Forest Industries | Tank 3 | TRUE | Permanently Out of Use |  | 10000 | Diesel | 1981-01-01 | Nez Perce Tribe | Indian Land | Clearwater Forest Industries | Hwy. 13 S., P.O. Box 340 | Kooskia | ID | 83539 | 46.1397 | -115.9789
10 | 2400007 | Clearwater Forest Industries | Tank 4 | TRUE | Permanently Out of Use |  | 6000 | Hydraulic Oil | 1981-01-01 | Nez Perce Tribe | Indian Land | Clearwater Forest Industries | Hwy. 13 S., P.O. Box 340 | Kooskia | ID | 83539 | 46.1397 | -115.9789
10 | 2400007 | Clearwater Forest Industries | Tank 5 | TRUE | Permanently Out of Use |  | 6000 | Hydraulic Oil | 1981-01-01 | Nez Perce Tribe | Indian Land | Clearwater Forest Industries | Hwy. 13 S., P.O. Box 340 | Kooskia | ID | 83539 | 46.1397 | -115.9789
10 | 2400009 | Tom Cat Sporting Goods | Tank 1 | TRUE | Permanently Out of Use |  | 8000 | Gasoline (containing <=10% ethanol) | 1982-11-01 | Nez Perce Tribe | Fee Land | Tom Cat's Sporting Goods | 618 East Business Hwy. 12 (Broadway Ave.) | Kooskia | ID | 83539 | 46.1408 | -115.9789
10 | 2400009 | Tom Cat Sporting Goods | Tank 2 | TRUE | Permanently Out of Use |  | 6000 | Gasoline (containing <=10% ethanol) | 1982-11-01 | Nez Perce Tribe | Fee Land | Tom Cat's Sporting Goods | 618 East Business Hwy. 12 (Broadway Ave.) | Kooskia | ID | 83539 | 46.1408 | -115.9789
10 | 2400009 | Tom Cat Sporting Goods | Tank 3 | TRUE | Permanently Out of Use |  | 1000 | Diesel | 1950-01-01 | Nez Perce Tribe | Fee Land | Tom Cat's Sporting Goods | 618 East Business Hwy. 12 (Broadway Ave.) | Kooskia | ID | 83539 | 46.1408 | -115.9789
10 | 2400009 | Tom Cat Sporting Goods | Tank 4 | TRUE | Permanently Out of Use |  | 500 | Diesel | 1950-01-01 | Nez Perce Tribe | Fee Land | Tom Cat's Sporting Goods | 618 East Business Hwy. 12 (Broadway Ave.) | Kooskia | ID | 83539 | 46.1408 | -115.9789
10 | 2400009 | Tom Cat Sporting Goods | Tank 5 | TRUE | Currently in Use |  | 12000 | Diesel; Gasoline (containing <=10% ethanol) | 1999-11-04 | Nez Perce Tribe | Fee Land | Tom Cat's Sporting Goods | 618 East Business Hwy. 12 (Broadway Ave.) | Kooskia | ID | 83539 | 46.1408 | -115.9789
10 | 2400010 | Kooskia Mart | Tank 1 | TRUE | Permanently Out of Use |  | 6000 | Gasoline (containing <=10% ethanol) | 1954-01-01 | Nez Perce Tribe | Fee Land | Kooskia Mart | 101 S. Main St. | Kooskia | ID | 83539 | 46.1386 | -115.9785
10 | 2400010 | Kooskia Mart | Tank 2 | TRUE | Permanently Out of Use |  | 4000 | Gasoline (containing <=10% ethanol) | 1954-01-01 | Nez Perce Tribe | Fee Land | Kooskia Mart | 101 S. Main St. | Kooskia | ID | 83539 | 46.1386 | -115.9785
10 | 2400010 | Kooskia Mart | Tank 3 | TRUE | Permanently Out of Use |  | 7000 | Gasoline (containing <=10% ethanol) | 1954-01-01 | Nez Perce Tribe | Fee Land | Kooskia Mart | 101 S. Main St. | Kooskia | ID | 83539 | 46.1386 | -115.9785
10 | 2400010 | Kooskia Mart | Tank 4 | TRUE | Permanently Out of Use |  | 500 | Diesel | 1954-01-01 | Nez Perce Tribe | Fee Land | Kooskia Mart | 101 S. Main St. | Kooskia | ID | 83539 | 46.1386 | -115.9785
10 | 2400010 | Kooskia Mart | Tank 5 | TRUE | Permanently Out of Use |  | 550 | Used Oil | 1954-01-01 | Nez Perce Tribe | Fee Land | Kooskia Mart | 101 S. Main St. | Kooskia | ID | 83539 | 46.1386 | -115.9785
10 | 2400010 | Kooskia Mart | Tank 6 | TRUE | Currently in Use |  | 10000 | Gasoline (containing <=10% ethanol) | 1993-09-01 | Nez Perce Tribe | Fee Land | Kooskia Mart | 101 S. Main St. | Kooskia | ID | 83539 | 46.1386 | -115.9785
10 | 2400010 | Kooskia Mart | Tank 7 | TRUE | Currently in Use |  | 6000 | Gasoline (containing <=10% ethanol) | 1993-09-01 | Nez Perce Tribe | Fee Land | Kooskia Mart | 101 S. Main St. | Kooskia | ID | 83539 | 46.1386 | -115.9785
10 | 2400010 | Kooskia Mart | Tank 8 | TRUE | Currently in Use |  | 4000 | Diesel | 1993-09-01 | Nez Perce Tribe | Fee Land | Kooskia Mart | 101 S. Main St. | Kooskia | ID | 83539 | 46.1386 | -115.9785
10 | 2400010 | Kooskia Mart | Tank 9 | TRUE | Currently in Use |  | 8000 | Diesel | 1993-09-01 | Nez Perce Tribe | Fee Land | Kooskia Mart | 101 S. Main St. | Kooskia | ID | 83539 | 46.1386 | -115.9785
10 | 2400011 | McCoy's Cash Grocery | Tank 1 | TRUE | Permanently Out of Use |  | 1000 | Gasoline (containing <=10% ethanol) | 1950-01-01 | Nez Perce Tribe | Indian Land | McCoy's Cash Grocery | 301 S. Main St. | Kooskia | ID | 83539 | 46.1366 | -115.9782
10 | 2400011 | McCoy's Cash Grocery | Tank 2 | TRUE | Permanently Out of Use |  | 500 | Gasoline (containing <=10% ethanol) | 1950-01-01 | Nez Perce Tribe | Indian Land | McCoy's Cash Grocery | 301 S. Main St. | Kooskia | ID | 83539 | 46.1366 | -115.9782
10 | 2400011 | McCoy's Cash Grocery | Tank 3 | TRUE | Permanently Out of Use |  | 500 | Gasoline (containing <=10% ethanol) | 1950-01-01 | Nez Perce Tribe | Indian Land | McCoy's Cash Grocery | 301 S. Main St. | Kooskia | ID | 83539 | 46.1366 | -115.9782
10 | 2400011 | McCoy's Cash Grocery | Tank 4 | TRUE | Permanently Out of Use |  | 500 | Gasoline (containing <=10% ethanol) | 1899-12-31 | Nez Perce Tribe | Indian Land | McCoy's Cash Grocery | 301 S. Main St. | Kooskia | ID | 83539 | 46.1366 | -115.9782
10 | 2400011 | McCoy's Cash Grocery | Tank 5 | TRUE | Permanently Out of Use |  | 500 | Gasoline (containing <=10% ethanol) | 1899-12-31 | Nez Perce Tribe | Indian Land | McCoy's Cash Grocery | 301 S. Main St. | Kooskia | ID | 83539 | 46.1366 | -115.9782
10 | 2400011 | McCoy's Cash Grocery | Tank 6 | TRUE | Permanently Out of Use |  | 750 | Gasoline (containing <=10% ethanol) | 1899-12-31 | Nez Perce Tribe | Indian Land | McCoy's Cash Grocery | 301 S. Main St. | Kooskia | ID | 83539 | 46.1366 | -115.9782
10 | 2400012 | Ferdinand Service Station | Tank 1 | TRUE | Permanently Out of Use |  | 550 | Gasoline (containing <=10% ethanol) | 1951-01-01 | Nez Perce Tribe | Fee Land | Ferdinand Service Station | 233 Main St. | Ferdinand | ID | 83526 | 46.1523 | 116.3882
10 | 2400012 | Ferdinand Service Station | Tank 2 | TRUE | Permanently Out of Use |  | 550 | Gasoline (containing <=10% ethanol) | 1951-01-01 | Nez Perce Tribe | Fee Land | Ferdinand Service Station | 233 Main St. | Ferdinand | ID | 83526 | 46.1523 | 116.3882
10 | 2400012 | Ferdinand Service Station | Tank 3 | TRUE | Permanently Out of Use |  | 550 | Used Oil | 1951-01-01 | Nez Perce Tribe | Fee Land | Ferdinand Service Station | 233 Main St. | Ferdinand | ID | 83526 | 46.1523 | 116.3882
10 | 2400013 | Lapwai School District #341 - School Bus Barn | Tank 1 | TRUE | Permanently Out of Use |  | 1000 | Gasoline (containing <=10% ethanol) | 1959-08-01 | Nez Perce Tribe | Indian Land | Lapwai School District #341 - School Bus Barn | Agency Loop, Bus Barn Rd. | Lapwai | ID | 83540 | 46.3961 | 116.8043
10 | 2400013 | Lapwai School District #341 - School Bus Barn | Tank 2 | TRUE | Permanently Out of Use |  | 1000 | Diesel | 1980-06-01 | Nez Perce Tribe | Indian Land | Lapwai School District #341 - School Bus Barn | Agency Loop, Bus Barn Rd. | Lapwai | ID | 83540 | 46.3961 | 116.8043
10 | 2400013 | Lapwai School District #341 - School Bus Barn | Tank 3 | TRUE | Permanently Out of Use |  | 500 | Gasoline (containing <=10% ethanol) | 1980-06-01 | Nez Perce Tribe | Indian Land | Lapwai School District #341 - School Bus Barn | Agency Loop, Bus Barn Rd. | Lapwai | ID | 83540 | 46.3961 | 116.8043
10 | 2400013 | Lapwai School District #341 - School Bus Barn | Tank 4 | TRUE | Permanently Out of Use |  | 500 | Gasoline (containing <=10% ethanol) | 1899-12-31 | Nez Perce Tribe | Indian Land | Lapwai School District #341 - School Bus Barn | Agency Loop, Bus Barn Rd. | Lapwai | ID | 83540 | 46.3961 | 116.8043
10 | 2400016 | Lapwai High School | Tank 1 | TRUE | Permanently Out of Use |  | 500 | Hazardous Substance | 1959-08-01 | Nez Perce Tribe | Indian Land | Lapwai High School | 404 S. Main St. | Lapwai | ID | 83540 | 46.4015 | -116.8056
10 | 2400017 | Jack's Pit Stop | Tank 1 | TRUE | Permanently Out of Use |  | 3000 | Gasoline (containing <=10% ethanol) | 1961-01-01 | Nez Perce Tribe | Indian Land | Jack's Pit Stop | 519 Oak St. | Nezperce | ID | 83543 | 46.2337 | -116.2404
10 | 2400017 | Jack's Pit Stop | Tank 2 | TRUE | Permanently Out of Use |  | 2500 | Gasoline (containing <=10% ethanol) | 1961-01-01 | Nez Perce Tribe | Indian Land | Jack's Pit Stop | 519 Oak St. | Nezperce | ID | 83543 | 46.2337 | -116.2404
10 | 2400017 | Jack's Pit Stop | Tank 3 | TRUE | Permanently Out of Use |  | 550 | Diesel | 1961-01-01 | Nez Perce Tribe | Indian Land | Jack's Pit Stop | 519 Oak St. | Nezperce | ID | 83543 | 46.2337 | -116.2404
10 | 2400017 | Jack's Pit Stop | Tank 4 | TRUE | Permanently Out of Use |  | 550 | Used Oil | 1961-01-01 | Nez Perce Tribe | Indian Land | Jack's Pit Stop | 519 Oak St. | Nezperce | ID | 83543 | 46.2337 | -116.2404
10 | 2400018 | Duckers 8th Over Fuel Co. | Tank 1 | TRUE | Permanently Out of Use |  | 1000 | Diesel | 1982-09-01 | Nez Perce Tribe | Indian Land | Duckers 8th Over Fuel Co. | 114 N. Main St. | Kooskia | ID | 83539 | 46.1419 | 115.9791
10 | 2400018 | Duckers 8th Over Fuel Co. | Tank 2 | TRUE | Permanently Out of Use |  | 1000 | Gasoline (containing <=10% ethanol) | 1982-09-01 | Nez Perce Tribe | Indian Land | Duckers 8th Over Fuel Co. | 114 N. Main St. | Kooskia | ID | 83539 | 46.1419 | 115.9791
10 | 2400018 | Duckers 8th Over Fuel Co. | Tank 3 | TRUE | Permanently Out of Use |  | 1000 | Diesel | 1982-01-01 | Nez Perce Tribe | Indian Land | Duckers 8th Over Fuel Co. | 114 N. Main St. | Kooskia | ID | 83539 | 46.1419 | 115.9791
10 | 2400020 | Dworshak Dam | Tank B-1 | TRUE | Permanently Out of Use |  | 2000 | Gasoline (containing <=10% ethanol) | 1987-10-01 | Nez Perce Tribe | Indian Land | Dworshak Dam | U.S. Army Corps of Engineers, P.O. Box 48 | Ahsahka | ID | 83520 | 46.5116 | -116.2924
10 | 2400020 | Dworshak Dam | Tank G-1 | TRUE | Permanently Out of Use |  | 900 | Gasoline (containing <=10% ethanol) | 1971-01-01 | Nez Perce Tribe | Indian Land | Dworshak Dam | U.S. Army Corps of Engineers, P.O. Box 48 | Ahsahka | ID | 83520 | 46.5116 | -116.2924
10 | 2400020 | Dworshak Dam | Tank P-1 | TRUE | Permanently Out of Use |  | 1000 | Gasoline (containing <=10% ethanol) | 1971-01-01 | Nez Perce Tribe | Indian Land | Dworshak Dam | U.S. Army Corps of Engineers, P.O. Box 48 | Ahsahka | ID | 83520 | 46.5116 | -116.2924
10 | 2400020 | Dworshak Dam | Tank P-2 | TRUE | Permanently Out of Use |  | 550 | Diesel | 1971-01-01 | Nez Perce Tribe | Indian Land | Dworshak Dam | U.S. Army Corps of Engineers, P.O. Box 48 | Ahsahka | ID | 83520 | 46.5116 | -116.2924
10 | 2400020 | Dworshak Dam | Tank R-1 | TRUE | Permanently Out of Use |  | 1000 | Gasoline (containing <=10% ethanol) | 1980-07-01 | Nez Perce Tribe | Indian Land | Dworshak Dam | U.S. Army Corps of Engineers, P.O. Box 48 | Ahsahka | ID | 83520 | 46.5116 | -116.2924
10 | 2400020 | Dworshak Dam | Tank R-2 | TRUE | Permanently Out of Use |  | 1000 | Gasoline (containing <=10% ethanol) | 1980-07-01 | Nez Perce Tribe | Indian Land | Dworshak Dam | U.S. Army Corps of Engineers, P.O. Box 48 | Ahsahka | ID | 83520 | 46.5116 | -116.2924
10 | 2400020 | Dworshak Dam | Tank R-3 | TRUE | Permanently Out of Use |  | 550 | Diesel | 1980-07-01 | Nez Perce Tribe | Indian Land | Dworshak Dam | U.S. Army Corps of Engineers, P.O. Box 48 | Ahsahka | ID | 83520 | 46.5116 | -116.2924
10 | 2400021 | Wittman Farms, Inc. | Tank 1 | TRUE | Permanently Out of Use |  | 6000 | Diesel | 1976-01-01 | Nez Perce Tribe | Indian Land | Wittman Farms, Inc. | Rt. 1, Box 212 | Lapwai | ID | 83540 | 46.4076 | -116.8026
10 | 2400021 | Wittman Farms, Inc. | Tank 2 | TRUE | Permanently Out of Use |  | 6000 | Gasoline (containing <=10% ethanol) | 1976-01-01 | Nez Perce Tribe | Indian Land | Wittman Farms, Inc. | Rt. 1, Box 212 | Lapwai | ID | 83540 | 46.4076 | -116.8026
10 | 2400021 | Wittman Farms, Inc. | Tank 3 | TRUE | Permanently Out of Use |  | 3500 | Gasoline (containing <=10% ethanol) | 1981-01-01 | Nez Perce Tribe | Indian Land | Wittman Farms, Inc. | Rt. 1, Box 212 | Lapwai | ID | 83540 | 46.4076 | -116.8026
10 | 2400022 | Pratt Ranch | Tank 1 | TRUE | Permanently Out of Use |  | 10000 | Diesel | 1972-01-01 | Nez Perce Tribe | Indian Land | Pratt Ranch | Trautman Rd. | Craigmont | ID | 83523 | 0 | 0
10 | 2400022 | Pratt Ranch | Tank 2 | TRUE | Permanently Out of Use |  | 10000 | Diesel | 1972-01-01 | Nez Perce Tribe | Indian Land | Pratt Ranch | Trautman Rd. | Craigmont | ID | 83523 | 0 | 0
10 | 2400023 | Central Highway District | Tank 1 | TRUE | Permanently Out of Use |  | 10000 | Diesel | 1985-01-01 | Nez Perce Tribe | Indian Land | Central Highway District | 501 Boulevard | Craigmont | ID | 83523 | 46.2433 | -116.4638
10 | 2400023 | Central Highway District | Tank 2 | TRUE | Permanently Out of Use |  | 550 | Diesel | 1952-01-01 | Nez Perce Tribe | Indian Land | Central Highway District | 501 Boulevard | Craigmont | ID | 83523 | 46.2433 | -116.4638
10 | 2400023 | Central Highway District | Tank 3 | TRUE | Permanently Out of Use |  | 550 | Used Oil | 1952-01-01 | Nez Perce Tribe | Indian Land | Central Highway District | 501 Boulevard | Craigmont | ID | 83523 | 46.2433 | -116.4638
10 | 2400023 | Central Highway District | Tank 4 | TRUE | Currently in Use |  | 15000 | Diesel | 1998-04-01 | Nez Perce Tribe | Indian Land | Central Highway District | 501 Boulevard | Craigmont | ID | 83523 | 46.2433 | -116.4638
10 | 2400023 | Central Highway District | Tank 5 | TRUE | Currently in Use |  | 2000 | Diesel | 1998-04-01 | Nez Perce Tribe | Indian Land | Central Highway District | 501 Boulevard | Craigmont | ID | 83523 | 46.2433 | -116.4638
10 | 2400023 | Central Highway District | Tank 6 | TRUE | Currently in Use |  | 2000 | Diesel | 1998-04-01 | Nez Perce Tribe | Indian Land | Central Highway District | 501 Boulevard | Craigmont | ID | 83523 | 46.2433 | -116.4638
10 | 2400024 | Reid Farm | Tank 1 | TRUE | Permanently Out of Use |  | 6000 | Diesel | 1973-07-01 | Nez Perce Tribe | Indian Land | Reid Farm | Rt. 2, Box 54 | Craigmont | ID | 83523 | 46.3042 | -116.325
10 | 2400024 | Reid Farm | Tank 2 | TRUE | Permanently Out of Use |  | 6000 | Diesel | 1973-07-01 | Nez Perce Tribe | Indian Land | Reid Farm | Rt. 2, Box 54 | Craigmont | ID | 83523 | 46.3042 | -116.325
10 | 2400025 | Dell Lunders | Tank 1 | TRUE | Permanently Out of Use |  | 6000 | Diesel | 1972-01-01 | Nez Perce Tribe | Indian Land | Dell Lunders | 1 1/2 miles S of Reuben Rt. 2, Box 1C | Reubens | ID | 83548 | 46.3224 | -116.5405
10 | 2400025 | Dell Lunders | Tank 2 | TRUE | Permanently Out of Use |  | 6000 | Gasoline (containing <=10% ethanol) | 1972-01-31 | Nez Perce Tribe | Indian Land | Dell Lunders | 1 1/2 miles S of Reuben Rt. 2, Box 1C | Reubens | ID | 83548 | 46.3224 | -116.5405
10 | 2400027 | George J. Patton | Tank 1 | TRUE | Permanently Out of Use |  | 6000 | Diesel | 1970-01-01 | Nez Perce Tribe | Indian Land | George J. Patton | Patton Rd. | Craigmont | ID | 83523 | 46.2676 | -116.4941
10 | 2400027 | George J. Patton | Tank 2 | TRUE | Permanently Out of Use |  | 5000 | Kerosene | 1970-01-01 | Nez Perce Tribe | Indian Land | George J. Patton | Patton Rd. | Craigmont | ID | 83523 | 46.2676 | -116.4941
10 | 2400028 | Meacham Farms | Tank 1 | TRUE | Permanently Out of Use |  | 10000 | Gasoline (containing <=10% ethanol) | 1974-06-01 | Nez Perce Tribe | Indian Land | Meacham Farms | HCR 1, Box 73 | Craigmont | ID | 83523 | 46.2412 | -116.4698
10 | 2400028 | Meacham Farms | Tank 2 | TRUE | Permanently Out of Use |  | 10000 | Diesel | 1974-06-01 | Nez Perce Tribe | Indian Land | Meacham Farms | HCR 1, Box 73 | Craigmont | ID | 83523 | 46.2412 | -116.4698
10 | 2400029 | Richard Renner | Tank 1 | TRUE | Permanently Out of Use |  | 4000 | Diesel | 1980-07-07 | Nez Perce Tribe | Indian Land | Richard Renner | Rt. 1 Box 40 | Craigmont | ID | 83523 | 46.2404 | -116.4747
10 | 2400030 | Brammer Ranches | Tank 1 | TRUE | Currently in Use |  | 8000 | Diesel | 1975-06-01 | Nez Perce Tribe | Indian Land | Brammer Ranches | 24282 Brammer Rd. | Lenore | ID | 83541 | 46.453 | -116.5359
10 | 2400030 | Brammer Ranches | Tank 2 | TRUE | Currently in Use |  | 8000 | Gasoline (containing <=10% ethanol) | 1975-06-01 | Nez Perce Tribe | Indian Land | Brammer Ranches | 24282 Brammer Rd. | Lenore | ID | 83541 | 46.453 | -116.5359
10 | 2400030 | Brammer Ranches | Tank 3 | TRUE | Currently in Use |  | 12000 | Diesel | 1997-06-01 | Nez Perce Tribe | Indian Land | Brammer Ranches | 24282 Brammer Rd. | Lenore | ID | 83541 | 46.453 | -116.5359
10 | 2400031 | Winchester Garage | Tank 1 | TRUE | Permanently Out of Use |  | 500 | Gasoline (containing <=10% ethanol) | 1979-01-01 | Nez Perce Tribe | Indian Land | Winchester Garage | 421 Algoma St. | Winchester | ID | 83555 | 46.2406 | -116.6239
10 | 2400031 | Winchester Garage | Tank 2 | TRUE | Permanently Out of Use |  | 2000 | Gasoline (containing <=10% ethanol) | 1970-01-01 | Nez Perce Tribe | Indian Land | Winchester Garage | 421 Algoma St. | Winchester | ID | 83555 | 46.2406 | -116.6239
10 | 2400032 | Heitstuman Ranch Co. | Tank 1 | TRUE | Permanently Out of Use |  | 5000 | Diesel | 1984-04-01 | Nez Perce Tribe | Indian Land | Heitstuman Ranch Co. | Rt. 1 Box 50 | Culdesac | ID | 83524 | 46.3741 | -116.6792
10 | 2400033 | Dworshak National Fish Hatchery | Tank 1 | TRUE | Permanently Out of Use |  | 20000 | Diesel | 1968-07-01 | Nez Perce Tribe | Indian Land | Dworshak National Fish Hatchery | 4147 Ahsanhka Rd. | Ahsahka | ID | 83520 | 46.5012 | 116.3205
10 | 2400033 | Dworshak National Fish Hatchery | Tank 10 | TRUE | Permanently Out of Use |  | 275 | Diesel | 1968-07-01 | Nez Perce Tribe | Indian Land | Dworshak National Fish Hatchery | 4147 Ahsanhka Rd. | Ahsahka | ID | 83520 | 46.5012 | 116.3205
10 | 2400033 | Dworshak National Fish Hatchery | Tank 2 | TRUE | Permanently Out of Use |  | 20000 | Diesel | 1968-07-01 | Nez Perce Tribe | Indian Land | Dworshak National Fish Hatchery | 4147 Ahsanhka Rd. | Ahsahka | ID | 83520 | 46.5012 | 116.3205
10 | 2400033 | Dworshak National Fish Hatchery | Tank 3 | TRUE | Permanently Out of Use |  | 1000 | Diesel | 1968-07-01 | Nez Perce Tribe | Indian Land | Dworshak National Fish Hatchery | 4147 Ahsanhka Rd. | Ahsahka | ID | 83520 | 46.5012 | 116.3205
10 | 2400033 | Dworshak National Fish Hatchery | Tank 4 | TRUE | Permanently Out of Use |  | 500 | Diesel | 1968-07-01 | Nez Perce Tribe | Indian Land | Dworshak National Fish Hatchery | 4147 Ahsanhka Rd. | Ahsahka | ID | 83520 | 46.5012 | 116.3205
10 | 2400033 | Dworshak National Fish Hatchery | Tank 5 | TRUE | Permanently Out of Use |  | 1000 | Diesel | 1968-07-01 | Nez Perce Tribe | Indian Land | Dworshak National Fish Hatchery | 4147 Ahsanhka Rd. | Ahsahka | ID | 83520 | 46.5012 | 116.3205
10 | 2400033 | Dworshak National Fish Hatchery | Tank 6 | TRUE | Permanently Out of Use |  | 1000 | Diesel | 1968-07-01 | Nez Perce Tribe | Indian Land | Dworshak National Fish Hatchery | 4147 Ahsanhka Rd. | Ahsahka | ID | 83520 | 46.5012 | 116.3205
10 | 2400033 | Dworshak National Fish Hatchery | Tank 7 | TRUE | Permanently Out of Use |  | 550 | Gasoline (containing <=10% ethanol) | 1968-07-01 | Nez Perce Tribe | Indian Land | Dworshak National Fish Hatchery | 4147 Ahsanhka Rd. | Ahsahka | ID | 83520 | 46.5012 | 116.3205
10 | 2400033 | Dworshak National Fish Hatchery | Tank 8 | TRUE | Permanently Out of Use |  | 550 | Gasoline (containing <=10% ethanol) | 1968-07-01 | Nez Perce Tribe | Indian Land | Dworshak National Fish Hatchery | 4147 Ahsanhka Rd. | Ahsahka | ID | 83520 | 46.5012 | 116.3205
10 | 2400033 | Dworshak National Fish Hatchery | Tank 9 | TRUE | Permanently Out of Use |  | 550 | Diesel | 1968-07-01 | Nez Perce Tribe | Indian Land | Dworshak National Fish Hatchery | 4147 Ahsanhka Rd. | Ahsahka | ID | 83520 | 46.5012 | 116.3205
10 | 2400034 | Henderson Inventory Farm | Tank 1 | TRUE | Permanently Out of Use |  | 6000 | Gasoline (containing <=10% ethanol) | 1976-01-01 | Nez Perce Tribe | Indian Land | Henderson Inventory Farm | 1998 Jacobs Road | Nezperce | ID | 83543 | 46.1944 | -116.3313
10 | 2400034 | Henderson Inventory Farm | Tank 2 | TRUE | Permanently Out of Use |  | 8000 | Diesel | 1976-01-01 | Nez Perce Tribe | Indian Land | Henderson Inventory Farm | 1998 Jacobs Road | Nezperce | ID | 83543 | 46.1944 | -116.3313
10 | 2400034 | Henderson Inventory Farm | Tank 3 | TRUE | Permanently Out of Use |  | 2000 | Diesel | 1976-01-01 | Nez Perce Tribe | Indian Land | Henderson Inventory Farm | 1998 Jacobs Road | Nezperce | ID | 83543 | 46.1944 | -116.3313
10 | 2400035 | Leo R. Hasenoehrl, Jr. | Tank 1 | TRUE | Permanently Out of Use |  | 5000 | Diesel | 1980-01-01 | Nez Perce Tribe | Indian Land | Leo R. Hasenoehrl, Jr. | Rt. 1, Box 42, 25746 Bundy Lane | Culdesac | ID | 83524 | 46.3111 | -116.7325
10 | 2400036 | Culdesac Keylock | Tank 1 | TRUE | Permanently Out of Use |  | 1000 | Gasoline (containing <=10% ethanol) | 1976-07-01 | Nez Perce Tribe | Indian Land | Culdesac Keylock | North & South Hwy. | Culdesac | ID | 83524 | 46.3753 | -116.6698
10 | 2400037 | Stout Flying Service (formerly Harlan Aerial Application) | Tank 1 | TRUE | Permanently Out of Use |  | 12000 | Stove Oil | 1983-01-01 | Nez Perce Tribe | Indian Land | Stout Flying Service (formerly Harlan Aerial Application) | Craigmont Airport | Craigmont | ID | 83523 | 46.2478 | -116.4733
10 | 2400038 | Riener Concrete Products | Tank 1 | TRUE | Permanently Out of Use |  | 1000 | Gasoline (containing <=10% ethanol) | 1980-01-01 | Nez Perce Tribe | Indian Land | Riener Concrete Products | 431 Railroad Ave. | Ferdinand | ID | 83526 | 46.1536 | -116.3867
10 | 2400039 | Bovey Oil Co. (Craigmont Service Station) | Tank 1 | TRUE | Permanently Out of Use |  | 10000 | Gasoline (containing <=10% ethanol) | 1961-01-01 | Nez Perce Tribe | Fee Land | Bovey Oil Co. (Craigmont Service Station) | Corner of Division & Main Streets | Craigmont | ID | 83523 | 46.2406 | 116.4735
10 | 2400039 | Bovey Oil Co. (Craigmont Service Station) | Tank 2 | TRUE | Permanently Out of Use |  | 10000 | Gasoline (containing <=10% ethanol) | 1961-01-01 | Nez Perce Tribe | Fee Land | Bovey Oil Co. (Craigmont Service Station) | Corner of Division & Main Streets | Craigmont | ID | 83523 | 46.2406 | 116.4735
10 | 2400039 | Bovey Oil Co. (Craigmont Service Station) | Tank 3 | TRUE | Permanently Out of Use |  | 10000 | Heating Oil | 1961-01-01 | Nez Perce Tribe | Fee Land | Bovey Oil Co. (Craigmont Service Station) | Corner of Division & Main Streets | Craigmont | ID | 83523 | 46.2406 | 116.4735
10 | 2400039 | Bovey Oil Co. (Craigmont Service Station) | Tank 4 | TRUE | Permanently Out of Use |  | 10000 | Diesel | 1961-01-01 | Nez Perce Tribe | Fee Land | Bovey Oil Co. (Craigmont Service Station) | Corner of Division & Main Streets | Craigmont | ID | 83523 | 46.2406 | 116.4735
10 | 2400039 | Bovey Oil Co. (Craigmont Service Station) | Tank 5 | TRUE | Permanently Out of Use |  | 2000 | Heating Oil | 1961-01-01 | Nez Perce Tribe | Fee Land | Bovey Oil Co. (Craigmont Service Station) | Corner of Division & Main Streets | Craigmont | ID | 83523 | 46.2406 | 116.4735
10 | 2400039 | Bovey Oil Co. (Craigmont Service Station) | Tank 6 | TRUE | Permanently Out of Use |  | 2000 | Heating Oil | 1961-01-01 | Nez Perce Tribe | Fee Land | Bovey Oil Co. (Craigmont Service Station) | Corner of Division & Main Streets | Craigmont | ID | 83523 | 46.2406 | 116.4735
10 | 2400039 | Bovey Oil Co. (Craigmont Service Station) | Tank 7 | TRUE | Permanently Out of Use |  | 2000 | Heating Oil | 1961-01-01 | Nez Perce Tribe | Fee Land | Bovey Oil Co. (Craigmont Service Station) | Corner of Division & Main Streets | Craigmont | ID | 83523 | 46.2406 | 116.4735
10 | 2400039 | Bovey Oil Co. (Craigmont Service Station) | Tank 8 | TRUE | Permanently Out of Use |  | 2000 | Heating Oil | 1961-01-01 | Nez Perce Tribe | Fee Land | Bovey Oil Co. (Craigmont Service Station) | Corner of Division & Main Streets | Craigmont | ID | 83523 | 46.2406 | 116.4735
10 | 2400039 | Bovey Oil Co. (Craigmont Service Station) | Tank 9 | TRUE | Permanently Out of Use |  | 560 | Used Oil | 1961-01-01 | Nez Perce Tribe | Fee Land | Bovey Oil Co. (Craigmont Service Station) | Corner of Division & Main Streets | Craigmont | ID | 83523 | 46.2406 | 116.4735
10 | 2400040 | Ruckman Ranch | Tank 1 | TRUE | Permanently Out of Use |  | 2000 | Diesel | 1976-01-01 | Nez Perce Tribe | Indian Land | Ruckman Ranch | Rt. 2, Box 30 | Reubens | ID | 83548 | 46.3254 | -116.5441
10 | 2400041 | Linda Barnet | Tank 1 | TRUE | Permanently Out of Use |  | 1000 | Gasoline (containing <=10% ethanol) | 1978-01-01 | Nez Perce Tribe | Indian Land | Linda Barnet | Valley View Subdivision | Kamiah | ID | 83536 | 46.1961 | -116.0092
10 | 2400042 | Peter K. Wilson | Tank 1 | TRUE | Permanently Out of Use |  | 2000 | Gasoline (containing <=10% ethanol) | 1976-01-01 | Nez Perce Tribe | Indian Land | Peter K. Wilson | Rt. 1, Box 33 | Lapwai | ID | 83540 | 46.4037 | -116.8036
10 | 2400042 | Peter K. Wilson | Tank 2 | TRUE | Permanently Out of Use |  | 2000 | Diesel | 1976-01-01 | Nez Perce Tribe | Indian Land | Peter K. Wilson | Rt. 1, Box 33 | Lapwai | ID | 83540 | 46.4037 | -116.8036
10 | 2400043 | City of Kamiah | Tank 1 | TRUE | Permanently Out of Use |  | 3500 | Gasoline (containing <=10% ethanol) | 1974-01-01 | Nez Perce Tribe | Indian Land | City of Kamiah | Kamiah Municipal Airport | Kamiah | ID | 83536 | 46.2266 | -116.03
10 | 2400043 | City of Kamiah | Tank 2 | TRUE | Permanently Out of Use |  | 14000 | Gasoline (containing <=10% ethanol) | 1974-01-01 | Nez Perce Tribe | Indian Land | City of Kamiah | Kamiah Municipal Airport | Kamiah | ID | 83536 | 46.2266 | -116.03
10 | 2400044 | Cottonwood Community Federal Credit Union | Tank 1 | TRUE | Permanently Out of Use |  | 2500 | Gasoline (containing <=10% ethanol) | 1971-01-01 | Nez Perce Tribe | Indian Land | Cottonwood Community Federal Credit Union | 221 Main St. | Craigmont | ID | 83523 | 46.2405 | -116.4774
10 | 2400044 | Cottonwood Community Federal Credit Union | Tank 2 | TRUE | Permanently Out of Use |  | 2500 | Gasoline (containing <=10% ethanol) | 1971-01-01 | Nez Perce Tribe | Indian Land | Cottonwood Community Federal Credit Union | 221 Main St. | Craigmont | ID | 83523 | 46.2405 | -116.4774
10 | 2400044 | Cottonwood Community Federal Credit Union | Tank 3 | TRUE | Permanently Out of Use |  | 2500 | Gasoline (containing <=10% ethanol) | 1971-01-01 | Nez Perce Tribe | Indian Land | Cottonwood Community Federal Credit Union | 221 Main St. | Craigmont | ID | 83523 | 46.2405 | -116.4774
10 | 2400044 | Cottonwood Community Federal Credit Union | Tank 4 | TRUE | Permanently Out of Use |  | 1500 | Diesel | 1971-01-01 | Nez Perce Tribe | Indian Land | Cottonwood Community Federal Credit Union | 221 Main St. | Craigmont | ID | 83523 | 46.2405 | -116.4774
10 | 2400045 | Del's Electric Shop & Warehouse | Tank 1 | TRUE | Permanently Out of Use |  | 2000 | Diesel | 1981-01-01 | Nez Perce Tribe | Indian Land | Del's Electric Shop & Warehouse | Mission Creek & Rock Creek Rds. | Culdesac | ID | 83524 | 46.3586 | -116.7198
10 | 2400046 | McIntosh & Sons | Tank 1 | TRUE | Permanently Out of Use |  | 10000 | Diesel | 1966-01-01 | Nez Perce Tribe | Indian Land | McIntosh & Sons | 3215 Powers | Lewiston | ID | 83501 | 46.3702 | -116.862
10 | 2400046 | McIntosh & Sons | Tank 2 | TRUE | Permanently Out of Use |  | 5000 | Diesel | 1966-01-01 | Nez Perce Tribe | Indian Land | McIntosh & Sons | 3215 Powers | Lewiston | ID | 83501 | 46.3702 | -116.862
10 | 2400047 | Henderson Fuel Stop, Inc. | Tank 1 | TRUE | Permanently Out of Use |  | 10000 | Gasoline (containing <=10% ethanol) | 1986-05-07 | Nez Perce Tribe | Indian Land | Henderson Fuel Stop, Inc. | 7450 North & South Hwy. | Lewiston | ID | 83501 | 46.436 | -116.9686
10 | 2400047 | Henderson Fuel Stop, Inc. | Tank 2 | TRUE | Permanently Out of Use |  | 10000 | Gasoline (containing <=10% ethanol) | 1986-05-07 | Nez Perce Tribe | Indian Land | Henderson Fuel Stop, Inc. | 7450 North & South Hwy. | Lewiston | ID | 83501 | 46.436 | -116.9686
10 | 2400047 | Henderson Fuel Stop, Inc. | Tank 3 | TRUE | Permanently Out of Use |  | 10000 | Gasoline (containing <=10% ethanol) | 1986-05-07 | Nez Perce Tribe | Indian Land | Henderson Fuel Stop, Inc. | 7450 North & South Hwy. | Lewiston | ID | 83501 | 46.436 | -116.9686
10 | 2400047 | Henderson Fuel Stop, Inc. | Tank 4 | TRUE | Permanently Out of Use |  | 20000 | Diesel | 1986-05-07 | Nez Perce Tribe | Indian Land | Henderson Fuel Stop, Inc. | 7450 North & South Hwy. | Lewiston | ID | 83501 | 46.436 | -116.9686
10 | 2400047 | Henderson Fuel Stop, Inc. | Tank 5 | TRUE | Permanently Out of Use |  | 20000 | Diesel | 1986-05-07 | Nez Perce Tribe | Indian Land | Henderson Fuel Stop, Inc. | 7450 North & South Hwy. | Lewiston | ID | 83501 | 46.436 | -116.9686
10 | 2400048 | Craigmont Farm Store | Tank 1 | TRUE | Currently in Use |  | 8000 | Gasoline (containing <=10% ethanol) | 1982-11-01 | Nez Perce Tribe | Fee Land | Craigmont Farm Store | 15 E. Main St., P.O. Box 128 | Craigmont | ID | 83523 | 46.2404 | -116.4728
10 | 2400048 | Craigmont Farm Store | Tank 2 | TRUE | Currently in Use |  | 8000 | Gasoline (containing <=10% ethanol) | 1982-11-01 | Nez Perce Tribe | Fee Land | Craigmont Farm Store | 15 E. Main St., P.O. Box 128 | Craigmont | ID | 83523 | 46.2404 | -116.4728
10 | 2400048 | Craigmont Farm Store | Tank 3 | TRUE | Currently in Use |  | 8000 | Diesel | 1982-11-01 | Nez Perce Tribe | Fee Land | Craigmont Farm Store | 15 E. Main St., P.O. Box 128 | Craigmont | ID | 83523 | 46.2404 | -116.4728
10 | 2400049 | Osburn Bros | Tank 1 | TRUE | Permanently Out of Use |  | 6000 | Diesel | 1976-06-01 | Nez Perce Tribe | Indian Land | Osburn Bros | 2nd Lorhama W | Craigmont | ID | 83523 | 46.2401 | 116.475
10 | 2400050 | Joe Wagner & Sons | Tank 2 | TRUE | Permanently Out of Use |  | 4000 | Diesel | 1982-01-01 | Nez Perce Tribe | Indian Land | Joe Wagner & Sons | Rt. 1 Box 46 Fletcher | Craigmont | ID | 83523 | 46.3104 | -116.4097
10 | 2400051 | Pit Stop | Tank 1 | TRUE | Permanently Out of Use |  | 8000 | Gasoline (containing <=10% ethanol) | 1899-12-31 | Nez Perce Tribe | Indian Land | Pit Stop | Hwy. 12 & 3rd St. | Kamiah | ID | 83536 | 46.2293 | -116.0266
10 | 2400051 | Pit Stop | Tank 2 | TRUE | Permanently Out of Use |  | 5000 | Gasoline (containing <=10% ethanol) | 1899-12-31 | Nez Perce Tribe | Indian Land | Pit Stop | Hwy. 12 & 3rd St. | Kamiah | ID | 83536 | 46.2293 | -116.0266
10 | 2400051 | Pit Stop | Tank 3 | TRUE | Permanently Out of Use |  | 2000 | Gasoline (containing <=10% ethanol) | 1899-12-31 | Nez Perce Tribe | Indian Land | Pit Stop | Hwy. 12 & 3rd St. | Kamiah | ID | 83536 | 46.2293 | -116.0266
10 | 2400051 | Pit Stop | Tank 4 | TRUE | Permanently Out of Use |  | 1000 | Diesel | 1899-12-31 | Nez Perce Tribe | Indian Land | Pit Stop | Hwy. 12 & 3rd St. | Kamiah | ID | 83536 | 46.2293 | -116.0266
10 | 2400051 | Pit Stop | Tank 5 | TRUE | Permanently Out of Use |  | 5000 | Diesel | 1899-12-31 | Nez Perce Tribe | Indian Land | Pit Stop | Hwy. 12 & 3rd St. | Kamiah | ID | 83536 | 46.2293 | -116.0266
10 | 2400051 | Pit Stop | Tank 6 | TRUE | Permanently Out of Use |  | 4000 | Gasoline (containing <=10% ethanol) | 1989-12-01 | Nez Perce Tribe | Indian Land | Pit Stop | Hwy. 12 & 3rd St. | Kamiah | ID | 83536 | 46.2293 | -116.0266
10 | 2400051 | Pit Stop | Tank 7 | TRUE | Permanently Out of Use |  | 2000 | Diesel | 1989-12-01 | Nez Perce Tribe | Indian Land | Pit Stop | Hwy. 12 & 3rd St. | Kamiah | ID | 83536 | 46.2293 | -116.0266
10 | 2400051 | Pit Stop | Tank 8 | TRUE | Currently in Use |  | 15000 | Gasoline (containing <=10% ethanol) | 1997-01-01 | Nez Perce Tribe | Indian Land | Pit Stop | Hwy. 12 & 3rd St. | Kamiah | ID | 83536 | 46.2293 | -116.0266
10 | 2400051 | Pit Stop | Tank 9 | TRUE | Currently in Use |  | 15000 | Diesel | 1997-01-01 | Nez Perce Tribe | Indian Land | Pit Stop | Hwy. 12 & 3rd St. | Kamiah | ID | 83536 | 46.2293 | -116.0266
10 | 2400052 | Henson's Tires | Tank 1 | TRUE | Permanently Out of Use |  | 6000 | Gasoline (containing <=10% ethanol) | 1961-01-01 | Nez Perce Tribe | Indian Land | Henson's Tires | Corner of Hwy. 12 & SH 62 (Hill St.) | Kamiah | ID | 83536 | 46.2308 | -116.0294
10 | 2400052 | Henson's Tires | Tank 2 | TRUE | Permanently Out of Use |  | 4000 | Gasoline (containing <=10% ethanol) | 1961-01-01 | Nez Perce Tribe | Indian Land | Henson's Tires | Corner of Hwy. 12 & SH 62 (Hill St.) | Kamiah | ID | 83536 | 46.2308 | -116.0294
10 | 2400052 | Henson's Tires | Tank 3 | TRUE | Permanently Out of Use |  | 4000 | Diesel | 1961-01-01 | Nez Perce Tribe | Indian Land | Henson's Tires | Corner of Hwy. 12 & SH 62 (Hill St.) | Kamiah | ID | 83536 | 46.2308 | -116.0294
10 | 2400053 | Ferdinand Highway District | Tank 1 | TRUE | Permanently Out of Use |  | 550 | Diesel | 1970-01-01 | Nez Perce Tribe | Indian Land | Ferdinand Highway District | Corner of Vollmer & Front Sts. P.O. Box 103 | Ferdinand | ID | 83526 | 46.1532 | 116.389
10 | 2400053 | Ferdinand Highway District | Tank 2 | TRUE | Permanently Out of Use |  | 550 | Diesel | 1970-01-01 | Nez Perce Tribe | Indian Land | Ferdinand Highway District | Corner of Vollmer & Front Sts. P.O. Box 104 | Ferdinand | ID | 83526 | 46.1532 | 116.389
10 | 2400054 | Dale & Jill's Sporting Goods | Tank 1 | TRUE | Permanently Out of Use |  | 2000 | Gasoline (containing <=10% ethanol) | 1977-01-01 | Nez Perce Tribe | Indian Land | Dale & Jill's Sporting Goods | 4675 Hwy. 12 | Kamiah | ID | 83536 | 46.1964 | -116.0117
10 | 2400054 | Dale & Jill's Sporting Goods | Tank 2 | TRUE | Permanently Out of Use |  | 8000 | Diesel | 1977-01-01 | Nez Perce Tribe | Indian Land | Dale & Jill's Sporting Goods | 4675 Hwy. 12 | Kamiah | ID | 83536 | 46.1964 | -116.0117
10 | 2400054 | Dale & Jill's Sporting Goods | Tank 3 | TRUE | Permanently Out of Use |  | 12000 | Gasoline (containing <=10% ethanol) | 1979-01-01 | Nez Perce Tribe | Indian Land | Dale & Jill's Sporting Goods | 4675 Hwy. 12 | Kamiah | ID | 83536 | 46.1964 | -116.0117
10 | 2400054 | Dale & Jill's Sporting Goods | Tank 4 | TRUE | Permanently Out of Use |  | 3000 | Gasoline (containing <=10% ethanol) | 1986-01-01 | Nez Perce Tribe | Indian Land | Dale & Jill's Sporting Goods | 4675 Hwy. 12 | Kamiah | ID | 83536 | 46.1964 | -116.0117
10 | 2400054 | Dale & Jill's Sporting Goods | Tank 5 | TRUE | Currently in Use |  | 8000 | Gasoline (containing <=10% ethanol) | 1999-03-01 | Nez Perce Tribe | Indian Land | Dale & Jill's Sporting Goods | 4675 Hwy. 12 | Kamiah | ID | 83536 | 46.1964 | -116.0117
10 | 2400054 | Dale & Jill's Sporting Goods | Tank 6 | TRUE | Currently in Use |  | 8000 | Diesel; Gasoline (containing <=10% ethanol) | 1999-03-01 | Nez Perce Tribe | Indian Land | Dale & Jill's Sporting Goods | 4675 Hwy. 12 | Kamiah | ID | 83536 | 46.1964 | -116.0117
10 | 2400055 | Deanos #11 | Tank 1 | TRUE | Permanently Out of Use |  | 8000 | Gasoline (containing <=10% ethanol) | 1983-01-01 | Nez Perce Tribe | Indian Land | Deanos #11 | 13834 Hwy. 12 | Orofino | ID | 83544 | 46.5003 | -116.3292
10 | 2400055 | Deanos #11 | Tank 2 | TRUE | Permanently Out of Use |  | 8000 | Gasoline (containing <=10% ethanol) | 1983-01-01 | Nez Perce Tribe | Indian Land | Deanos #11 | 13834 Hwy. 12 | Orofino | ID | 83544 | 46.5003 | -116.3292
10 | 2400055 | Deanos #11 | Tank 3 | TRUE | Permanently Out of Use |  | 8500 | Gasoline (containing <=10% ethanol) | 1983-01-01 | Nez Perce Tribe | Indian Land | Deanos #11 | 13834 Hwy. 12 | Orofino | ID | 83544 | 46.5003 | -116.3292
10 | 2400055 | Deanos #11 | Tank 4 | TRUE | Currently in Use |  | 8000 | Diesel | 1990-12-01 | Nez Perce Tribe | Indian Land | Deanos #11 | 13834 Hwy. 12 | Orofino | ID | 83544 | 46.5003 | -116.3292
10 | 2400055 | Deanos #11 | Tank 5 | TRUE | Currently in Use |  | 10000 | Gasoline (containing <=10% ethanol) | 1994-04-01 | Nez Perce Tribe | Indian Land | Deanos #11 | 13834 Hwy. 12 | Orofino | ID | 83544 | 46.5003 | -116.3292
10 | 2400055 | Deanos #11 | Tank 6 | TRUE | Currently in Use |  | 10000 | Gasoline (containing <=10% ethanol) | 1994-04-01 | Nez Perce Tribe | Indian Land | Deanos #11 | 13834 Hwy. 12 | Orofino | ID | 83544 | 46.5003 | -116.3292
10 | 2400056 | Super Kat, Inc. | Tank 1 | TRUE | Permanently Out of Use |  | 12000 | Stove Oil | 1980-01-01 | Nez Perce Tribe | Indian Land | Super Kat, Inc. | Nezperce City Airport | Nezperce | ID | 83543 | 46.2358 | -116.242
10 | 2400057 | Bob's Service | Tank 1 | TRUE | Permanently Out of Use |  | 1000 | Gasoline (containing <=10% ethanol) | 1946-01-01 | Nez Perce Tribe | Indian Land | Bob's Service | Main St. | Stites | ID | 83552 | 46.0922 | -115.9763
10 | 2400057 | Bob's Service | Tank 2 | TRUE | Permanently Out of Use |  | 1000 | Gasoline (containing <=10% ethanol) | 1946-01-01 | Nez Perce Tribe | Indian Land | Bob's Service | Main St. | Stites | ID | 83552 | 46.0922 | -115.9763
10 | 2400057 | Bob's Service | Tank 3 | TRUE | Permanently Out of Use |  | 1000 | Diesel | 1978-05-01 | Nez Perce Tribe | Indian Land | Bob's Service | Main St. | Stites | ID | 83552 | 46.0922 | -115.9763
10 | 2400058 | #21600 Orofino MTCE Yard | Tank 1 | TRUE | Permanently Out of Use |  | 3000 | Diesel | 1984-01-01 | Nez Perce Tribe | Indian Land | #21600 Orofino MTCE Yard | U.S. Hwy. 12, Box 187 | Orofino | ID | 83544 | 46.4553 | -116.2188
10 | 2400058 | #21600 Orofino MTCE Yard | Tank 2 | TRUE | Permanently Out of Use |  | 3000 | Gasoline (containing <=10% ethanol) | 1984-01-01 | Nez Perce Tribe | Indian Land | #21600 Orofino MTCE Yard | U.S. Hwy. 12, Box 187 | Orofino | ID | 83544 | 46.4553 | -116.2188
10 | 2400058 | #21600 Orofino MTCE Yard | Tank 3 | TRUE | Permanently Out of Use |  | 500 | Used Oil | 1986-01-01 | Nez Perce Tribe | Indian Land | #21600 Orofino MTCE Yard | U.S. Hwy. 12, Box 187 | Orofino | ID | 83544 | 46.4553 | -116.2188
10 | 2400059 | The Station | Tank 1 | TRUE | Permanently Out of Use |  | 10000 | Gasoline (containing <=10% ethanol) | 1974-01-01 | Nez Perce Tribe | Indian Land | The Station | 803 3rd St. | Kamiah | ID | 83536 | 46.2293 | -116.0307
10 | 2400059 | The Station | Tank 2 | TRUE | Permanently Out of Use |  | 4000 | Gasoline (containing <=10% ethanol) | 1974-01-01 | Nez Perce Tribe | Indian Land | The Station | 803 3rd St. | Kamiah | ID | 83536 | 46.2293 | -116.0307
10 | 2400059 | The Station | Tank 3 | TRUE | Currently in Use |  | 10000 | Diesel | 1987-01-01 | Nez Perce Tribe | Indian Land | The Station | 803 3rd St. | Kamiah | ID | 83536 | 46.2293 | -116.0307
10 | 2400059 | The Station | Tank 4 | TRUE | Currently in Use |  | 20000 | Gasoline (containing <=10% ethanol) | 1997-03-01 | Nez Perce Tribe | Indian Land | The Station | 803 3rd St. | Kamiah | ID | 83536 | 46.2293 | -116.0307
10 | 2400060 | Orofino Chevron | Tank 1 | TRUE | Permanently Out of Use |  | 2000 | Gasoline (containing <=10% ethanol) | 1952-01-01 | Nez Perce Tribe | Indian Land | Orofino Chevron | 180 Michigan Ave. | Orofino | ID | 83544 | 46.4798 | -116.2546
10 | 2400060 | Orofino Chevron | Tank 2 | TRUE | Permanently Out of Use |  | 1000 | Gasoline (containing <=10% ethanol) | 1952-01-01 | Nez Perce Tribe | Indian Land | Orofino Chevron | 180 Michigan Ave. | Orofino | ID | 83544 | 46.4798 | -116.2546
10 | 2400060 | Orofino Chevron | Tank 3 | TRUE | Permanently Out of Use |  | 2000 | Gasoline (containing <=10% ethanol) | 1952-01-01 | Nez Perce Tribe | Indian Land | Orofino Chevron | 180 Michigan Ave. | Orofino | ID | 83544 | 46.4798 | -116.2546
10 | 2400060 | Orofino Chevron | Tank 4 | TRUE | Permanently Out of Use |  | 500 | Used Oil | 1950-01-01 | Nez Perce Tribe | Indian Land | Orofino Chevron | 180 Michigan Ave. | Orofino | ID | 83544 | 46.4798 | -116.2546
10 | 2400061 | Idaho County Road Shop - Kooskia | Tank KRD#1 | TRUE | Permanently Out of Use |  | 4000 | Diesel | 1980-01-01 | Nez Perce Tribe | Indian Land | Idaho County Road Shop - Kooskia | 1 mile S of Kooskia on Hwy. 13 across from Clearwater High School | Kooskia | ID | 83539 | 46.1198 | 115.9759
10 | 2400061 | Idaho County Road Shop - Kooskia | Tank KRG#2 | TRUE | Permanently Out of Use |  | 4000 | Gasoline (containing <=10% ethanol) | 1980-01-01 | Nez Perce Tribe | Indian Land | Idaho County Road Shop - Kooskia | 1 mile S of Kooskia on Hwy. 13 across from Clearwater High School | Kooskia | ID | 83539 | 46.1198 | 115.9759
10 | 2400062 | Storm Shop | Tank 1 | TRUE | Permanently Out of Use |  | 1000 | Diesel | 1961-01-01 | Nez Perce Tribe | Indian Land | Storm Shop | CARNEY RD | Orofino | ID | 83544 | 46.4854 | -116.2229
10 | 2400062 | Storm Shop | Tank 2 | TRUE | Permanently Out of Use |  | 500 | Gasoline (containing <=10% ethanol) | 1961-01-01 | Nez Perce Tribe | Indian Land | Storm Shop | CARNEY RD | Orofino | ID | 83544 | 46.4854 | -116.2229
10 | 2400063 | Triplett Logging Shop | Tank 1 | TRUE | Permanently Out of Use |  | 2000 | Diesel | 1966-01-01 | Nez Perce Tribe | Indian Land | Triplett Logging Shop | 1290 Canyon CK Rd | Orofino | ID | 83544 | 46.5281 | -116.2412
10 | 2400064 | #22600 Kooskia MTCE Yard | Tank 1 | TRUE | Permanently Out of Use |  | 2000 | Diesel | 1981-01-01 | Nez Perce Tribe | Indian Land | #22600 Kooskia MTCE Yard | US 12 1 1/2 MI E OF KOOSKIA | Kooskia | ID | 83539 | 46.1366 | 115.9612
10 | 2400064 | #22600 Kooskia MTCE Yard | Tank 2 | TRUE | Permanently Out of Use |  | 2000 | Gasoline (containing <=10% ethanol) | 1981-01-01 | Nez Perce Tribe | Indian Land | #22600 Kooskia MTCE Yard | US 12 1 1/2 MI E OF KOOSKIA | Kooskia | ID | 83539 | 46.1366 | 115.9612
10 | 2400064 | #22600 Kooskia MTCE Yard | Tank 3 | TRUE | Permanently Out of Use |  | 1000 | Gasoline (containing <=10% ethanol) | 1981-01-01 | Nez Perce Tribe | Indian Land | #22600 Kooskia MTCE Yard | US 12 1 1/2 MI E OF KOOSKIA | Kooskia | ID | 83539 | 46.1366 | 115.9612
10 | 2400064 | #22600 Kooskia MTCE Yard | Tank 4 | TRUE | Permanently Out of Use |  | 500 | Used Oil | 1982-01-01 | Nez Perce Tribe | Indian Land | #22600 Kooskia MTCE Yard | US 12 1 1/2 MI E OF KOOSKIA | Kooskia | ID | 83539 | 46.1366 | 115.9612
10 | 2400065 | The Gateway | Tank 1 | TRUE | Currently in Use |  | 10000 | Diesel | 1987-07-27 | Nez Perce Tribe | Indian Land | The Gateway | 305 Joseph Ave. | Winchester | ID | 83555 | 46.2413 | -116.6144
10 | 2400065 | The Gateway | Tank 2 | TRUE | Currently in Use |  | 8000 | Gasoline (containing <=10% ethanol) | 1987-07-27 | Nez Perce Tribe | Indian Land | The Gateway | 305 Joseph Ave. | Winchester | ID | 83555 | 46.2413 | -116.6144
10 | 2400066 | Clearwater Valley High School | Tank 1 | TRUE | Permanently Out of Use |  | 2000 | Gasoline (containing <=10% ethanol) | 1971-01-01 | Nez Perce Tribe | Indian Land | Clearwater Valley High School | HWY 13 | Kooskia | ID | 83539 | 46.1397 | -115.9789
10 | 2400068 | Valley Gas | Tank 6 | TRUE | Currently in Use |  | 10000 | Gasoline (containing <=10% ethanol) | 1993-05-01 | Nez Perce Tribe | Fee Land | Valley Gas | 308 N. Hwy. 95 | Lapwai | ID | 83540 | 46.4076 | -116.8024
10 | 2400068 | Valley Gas | Tank 1 | TRUE | Permanently Out of Use |  | 2000 | Gasoline (containing <=10% ethanol) | 1971-01-01 | Nez Perce Tribe | Fee Land | Valley Gas | 308 N. Hwy. 95 | Lapwai | ID | 83540 | 46.4076 | -116.8024
10 | 2400068 | Valley Gas | Tank 2 | TRUE | Permanently Out of Use |  | 2000 | Gasoline (containing <=10% ethanol) | 1971-01-01 | Nez Perce Tribe | Fee Land | Valley Gas | 308 N. Hwy. 95 | Lapwai | ID | 83540 | 46.4076 | -116.8024
10 | 2400068 | Valley Gas | Tank 3 | TRUE | Currently in Use |  | 6000 | Gasoline (containing <=10% ethanol) | 1993-05-01 | Nez Perce Tribe | Fee Land | Valley Gas | 308 N. Hwy. 95 | Lapwai | ID | 83540 | 46.4076 | -116.8024
10 | 2400068 | Valley Gas | Tank 4 | TRUE | Currently in Use |  | 10000 | Diesel | 1993-05-01 | Nez Perce Tribe | Fee Land | Valley Gas | 308 N. Hwy. 95 | Lapwai | ID | 83540 | 46.4076 | -116.8024
10 | 2400068 | Valley Gas | Tank 5 | TRUE | Currently in Use |  | 10000 | Gasoline (containing <=10% ethanol) | 1993-05-01 | Nez Perce Tribe | Fee Land | Valley Gas | 308 N. Hwy. 95 | Lapwai | ID | 83540 | 46.4076 | -116.8024
10 | 2400069 | Herndon Farms, Inc. | Tank 1 | TRUE | Permanently Out of Use |  | 10000 | Diesel | 1971-01-01 | Nez Perce Tribe | Indian Land | Herndon Farms, Inc. | 27868 Herndon Rd. Rt. 1, Box 127 | Culdesac | ID | 83524 | 46.3952 | -116.6956
10 | 2400069 | Herndon Farms, Inc. | Tank 2 | TRUE | Permanently Out of Use |  | 10000 | Gasoline (containing <=10% ethanol) | 1971-01-01 | Nez Perce Tribe | Indian Land | Herndon Farms, Inc. | 27869 Herndon Rd. Rt. 1, Box 127 | Culdesac | ID | 83524 | 46.3952 | -116.6956
10 | 2400069 | Herndon Farms, Inc. | Tank 3 | TRUE | Permanently Out of Use |  | 500 | Used Oil | 1971-01-01 | Nez Perce Tribe | Indian Land | Herndon Farms, Inc. | 27870 Herndon Rd. Rt. 1, Box 127 | Culdesac | ID | 83524 | 46.3952 | -116.6956
10 | 2400070 | Tom's Sinclair | Tank 1 | TRUE | Permanently Out of Use |  | 1000 | Gasoline (containing <=10% ethanol) | 1969-01-01 | Nez Perce Tribe | Indian Land | Tom's Sinclair | 321 Main St. | Stites | ID | 83552 | 46.0913 | -115.9755
10 | 2400070 | Tom's Sinclair | Tank 2 | TRUE | Permanently Out of Use |  | 550 | Gasoline (containing <=10% ethanol) | 1969-01-01 | Nez Perce Tribe | Indian Land | Tom's Sinclair | 321 Main St. | Stites | ID | 83552 | 46.0913 | -115.9755
10 | 2400071 | Thunderbird IV Smoke Shop | Tank 1 | TRUE | Permanently Out of Use |  | 5000 | Gasoline (containing <=10% ethanol) | 1971-01-01 | Nez Perce Tribe | Indian Land | Thunderbird IV Smoke Shop | 305 Main St. | Lapwai | ID | 83540 | 46.403 | 116.8048
10 | 2400071 | Thunderbird IV Smoke Shop | Tank 2 | TRUE | Permanently Out of Use |  | 10000 | Gasoline (containing <=10% ethanol) | 1971-01-01 | Nez Perce Tribe | Indian Land | Thunderbird IV Smoke Shop | 305 Main St. | Lapwai | ID | 83540 | 46.403 | 116.8048
10 | 2400071 | Thunderbird IV Smoke Shop | Tank 3 | TRUE | Permanently Out of Use |  | 500 | Used Oil | 1971-01-01 | Nez Perce Tribe | Indian Land | Thunderbird IV Smoke Shop | 305 Main St. | Lapwai | ID | 83540 | 46.403 | 116.8048
10 | 2400071 | Thunderbird IV Smoke Shop | Tank 4 | TRUE | Permanently Out of Use |  | 12000 | Gasoline (containing <=10% ethanol) | 1998-10-28 | Nez Perce Tribe | Indian Land | Thunderbird IV Smoke Shop | 305 Main St. | Lapwai | ID | 83540 | 46.403 | 116.8048
10 | 2400071 | Thunderbird IV Smoke Shop | Tank 5 | TRUE | Permanently Out of Use |  | 10000 | Diesel; Gasoline (containing <=10% ethanol) | 1998-10-28 | Nez Perce Tribe | Indian Land | Thunderbird IV Smoke Shop | 305 Main St. | Lapwai | ID | 83540 | 46.403 | 116.8048
10 | 2400072 | Sunset Mart #8 | Tank 1 | TRUE | Permanently Out of Use |  | 10000 | Gasoline (containing <=10% ethanol) | 1966-01-01 | Nez Perce Tribe | Indian Land | Sunset Mart #8 | 11530 Hwy. 12 | Orofino | ID | 83544 | 46.4961 | 116.3006
10 | 2400072 | Sunset Mart #8 | Tank 2 | TRUE | Permanently Out of Use |  | 4000 | Gasoline (containing <=10% ethanol) | 1966-01-01 | Nez Perce Tribe | Indian Land | Sunset Mart #8 | 11530 Hwy. 12 | Orofino | ID | 83544 | 46.4961 | 116.3006
10 | 2400072 | Sunset Mart #8 | Tank 3 | TRUE | Permanently Out of Use |  | 4000 | Gasoline (containing <=10% ethanol) | 1966-01-01 | Nez Perce Tribe | Indian Land | Sunset Mart #8 | 11530 Hwy. 12 | Orofino | ID | 83544 | 46.4961 | 116.3006
10 | 2400073 | Orofino Sunset Mart Coleman Oil Company, LLC | Tank 1 | TRUE | Permanently Out of Use |  | 5000 | Gasoline (containing <=10% ethanol) | 1965-01-01 | Nez Perce Tribe | Indian Land | Sunset Mart - Orofino | 125 Michigan Ave. | Orofino | ID | 83544 | 46.1949 | -116.0111
10 | 2400073 | Orofino Sunset Mart Coleman Oil Company, LLC | Tank 2 | TRUE | Permanently Out of Use |  | 5000 | Gasoline (containing <=10% ethanol) | 1965-01-01 | Nez Perce Tribe | Indian Land | Sunset Mart - Orofino | 125 Michigan Ave. | Orofino | ID | 83544 | 46.1949 | -116.0111
10 | 2400073 | Orofino Sunset Mart Coleman Oil Company, LLC | Tank 3 | TRUE | Permanently Out of Use |  | 10000 | Gasoline (containing <=10% ethanol) | 1980-01-01 | Nez Perce Tribe | Indian Land | Sunset Mart - Orofino | 125 Michigan Ave. | Orofino | ID | 83544 | 46.1949 | -116.0111
10 | 2400073 | Orofino Sunset Mart Coleman Oil Company, LLC | Tank 4 | TRUE | Permanently Out of Use |  | 10000 | Gasoline (containing <=10% ethanol) | 1990-08-01 | Nez Perce Tribe | Indian Land | Sunset Mart - Orofino | 125 Michigan Ave. | Orofino | ID | 83544 | 46.1949 | -116.0111
10 | 2400073 | Orofino Sunset Mart Coleman Oil Company, LLC | Tank 5 | TRUE | Permanently Out of Use |  | 10000 | Gasoline (containing <=10% ethanol) | 1990-08-01 | Nez Perce Tribe | Indian Land | Sunset Mart - Orofino | 125 Michigan Ave. | Orofino | ID | 83544 | 46.1949 | -116.0111
10 | 2400073 | Orofino Sunset Mart Coleman Oil Company, LLC | Tank 6 | TRUE | Permanently Out of Use |  | 6000 | Gasoline (containing <=10% ethanol) | 1990-08-01 | Nez Perce Tribe | Indian Land | Sunset Mart - Orofino | 125 Michigan Ave. | Orofino | ID | 83544 | 46.1949 | -116.0111
10 | 2400073 | Orofino Sunset Mart Coleman Oil Company, LLC | Tank 7 | TRUE | Currently in Use |  | 15000 | Gasoline (containing <=10% ethanol) | 2000-10-01 | Nez Perce Tribe | Indian Land | Sunset Mart - Orofino | 125 Michigan Ave. | Orofino | ID | 83544 | 46.1949 | -116.0111
10 | 2400073 | Orofino Sunset Mart Coleman Oil Company, LLC | Tank 8 | TRUE | Currently in Use |  | 12000 | Diesel; Gasoline (containing <=10% ethanol) | 2000-10-01 | Nez Perce Tribe | Indian Land | Sunset Mart - Orofino | 125 Michigan Ave. | Orofino | ID | 83544 | 46.1949 | -116.0111
10 | 2400074 | #21800 Craigmont MTCE Yard | Tank 1 | TRUE | Permanently Out of Use |  | 2000 | Diesel | 1973-01-01 | Nez Perce Tribe | Indian Land | #21800 Craigmont MTCE Yard | 805 Boulevard Hwy. P.O. Box 193 | Craigmont | ID | 83523 | 46.2434 | -116.4629
10 | 2400074 | #21800 Craigmont MTCE Yard | Tank 2 | TRUE | Permanently Out of Use |  | 2000 | Gasoline (containing <=10% ethanol) | 1973-01-01 | Nez Perce Tribe | Indian Land | #21800 Craigmont MTCE Yard | 806 Boulevard Hwy. P.O. Box 193 | Craigmont | ID | 83523 | 46.2434 | -116.4629
10 | 2400075 | Robert J Stach | Tank 1 | TRUE | Permanently Out of Use |  | 10000 | Diesel | 1981-03-01 | Nez Perce Tribe | Indian Land | Robert J Stach | 2 1/2 W On Evergreen Rd. | Nezperce | ID | 83543 | 46.2089 | -116.275
10 | 2400077 | Nez Perce Co. Road Dept. (former) | Tank 1 | TRUE | Permanently Out of Use |  | 500 | Gasoline (containing <=10% ethanol) | 1899-12-31 | Nez Perce Tribe | Indian Land | Nez Perce Co. Road Dept. (former) | 118 Alder Ave. | Lapwai | ID | 83540 | 46.4003 | -116.8114
10 | 2400078 | Idaho Dept of Lands | Tank 1 | TRUE | Permanently Out of Use |  | 550 | Gasoline (containing <=10% ethanol) | 1967-01-01 | Nez Perce Tribe | Indian Land | Idaho Dept of Lands | 10230 HWY 12 | Orofino | ID | 83544 | 46.4884 | -116.2697
10 | 2400079 | Joint School District #342 | Tank 1 | TRUE | Permanently Out of Use |  | 1000 | Gasoline (containing <=10% ethanol) | 1969-01-01 | Nez Perce Tribe | Indian Land | Joint School District #342 | 6th St & Culdesac | Culdesac | ID | 83524 | 46.3755 | -116.6724
10 | 2400080 | U.S. Timber Co. - Craigmont | Tank 1 | TRUE | Permanently Out of Use |  | 10000 | Diesel | 1976-01-01 | Nez Perce Tribe | Indian Land | U.S. Timber Co. - Craigmont | 510 5th Ave. | Craigmont | ID | 83523 | 46.2442 | 116.4805
10 | 2400080 | U.S. Timber Co. - Craigmont | Tank 2 | TRUE | Permanently Out of Use |  | 10000 | Diesel | 1976-01-01 | Nez Perce Tribe | Indian Land | U.S. Timber Co. - Craigmont | 510 5th Ave. | Craigmont | ID | 83523 | 46.2442 | 116.4805
10 | 2400081 | Nez Perce National Historical Park | Tank 1 | TRUE | Permanently Out of Use |  | 500 | Gasoline (containing <=10% ethanol) | 1978-12-01 | Nez Perce Tribe | Indian Land | Nez Perce National Historical Park | PO BOX 93 | Spalding | ID | 83551 | 46.4479 | 116.8252
10 | 2400082 | Davis Shop | Tank 1 | TRUE | Permanently Out of Use |  | 2000 | Diesel | 1966-01-01 | Nez Perce Tribe | Indian Land | Davis Shop | HWY 11 | Pierce | ID | 83546 | 46.525 | -115.8308
10 | 2400083 | Jaype | Tank 1 | TRUE | Permanently Out of Use |  | 5000 | Diesel | 1968-01-01 | Nez Perce Tribe | Indian Land | Jaype | HWY 11 | Orofino | ID | 83544 | 46.3882 | -116.1421
10 | 2400084 | Duane C Miller | Tank 1 | TRUE | Permanently Out of Use |  | 6000 | Diesel | 1973-06-01 | Nez Perce Tribe | Indian Land | Duane C Miller | Route 1 Box 76 | Nezperce | ID | 83543 | 46.2381 | -116.2423
10 | 2400084 | Duane C Miller | Tank 2 | TRUE | Permanently Out of Use |  | 6000 | Gasoline (containing <=10% ethanol) | 1973-06-01 | Nez Perce Tribe | Indian Land | Duane C Miller | Route 1 Box 76 | Nezperce | ID | 83543 | 46.2381 | -116.2423
10 | 2400086 | Serv-A-Burger | Tank 1 | TRUE | Permanently Out of Use |  | 0 | Diesel | 1899-12-31 | Nez Perce Tribe | Indian Land | Serv-A-Burger | 105 Michigan St | Orofino | ID | 83544 | 46.4793 | -116.2559
10 | 2400086 | Serv-A-Burger | Tank 2 | TRUE | Permanently Out of Use |  | 0 | Diesel | 1899-12-31 | Nez Perce Tribe | Indian Land | Serv-A-Burger | 105 Michigan St | Orofino | ID | 83544 | 46.4793 | -116.2559
10 | 2400087 | Orofino Aviation, Inc. | Tank 1 | TRUE | Permanently Out of Use |  | 12000 | Gasoline (containing <=10% ethanol) | 1980-04-01 | Nez Perce Tribe | Indian Land | Orofino Aviation, Inc. | Airport Rd. #1 | Orofino | ID | 83544 | 46.4915 | 116.2717
10 | 2400087 | Orofino Aviation, Inc. | Tank 2 | TRUE | Permanently Out of Use |  | 6000 | Gasoline (containing <=10% ethanol) | 1980-04-01 | Nez Perce Tribe | Indian Land | Orofino Aviation, Inc. | Airport Rd. #1 | Orofino | ID | 83544 | 46.4915 | 116.2717
10 | 2400088 | Three Rivers Timber Inc. | Tank 1 | TRUE | Permanently Out of Use |  | 1000 | Gasoline (containing <=10% ethanol) | 1971-01-01 | Nez Perce Tribe | Indian Land | Three Rivers Timber Inc. | Woodland Rd. | Kamiah | ID | 83536 | 46.2449 | 116.0357
10 | 2400088 | Three Rivers Timber Inc. | Tank 2 | TRUE | Permanently Out of Use |  | 1500 | Diesel | 1971-01-01 | Nez Perce Tribe | Indian Land | Three Rivers Timber Inc. | Woodland Rd. | Kamiah | ID | 83536 | 46.2449 | 116.0357
10 | 2400088 | Three Rivers Timber Inc. | Tank 3 | TRUE | Permanently Out of Use |  | 2000 | Used Oil | 1971-01-01 | Nez Perce Tribe | Indian Land | Three Rivers Timber Inc. | Woodland Rd. | Kamiah | ID | 83536 | 46.2449 | 116.0357
10 | 2400088 | Three Rivers Timber Inc. | Tank 4 | TRUE | Permanently Out of Use |  | 1000 | Gasoline (containing <=10% ethanol) | 1899-12-31 | Nez Perce Tribe | Indian Land | Three Rivers Timber Inc. | Woodland Rd. | Kamiah | ID | 83536 | 46.2449 | 116.0357
10 | 2400088 | Three Rivers Timber Inc. | Tank 5 | TRUE | Permanently Out of Use |  | 1000 | Diesel | 1899-12-31 | Nez Perce Tribe | Indian Land | Three Rivers Timber Inc. | Woodland Rd. | Kamiah | ID | 83536 | 46.2449 | 116.0357
10 | 2400089 | ID Dept. of Lands - Kamiah | Tank 1 | TRUE | Permanently Out of Use |  | 1000 | Gasoline (containing <=10% ethanol) | 1977-01-01 | Nez Perce Tribe | Indian Land | ID Dept. of Lands - Kamiah | 106 Maple St. | Kamiah | ID | 83536 | 46.2308 | -116.0306
10 | 2400089 | ID Dept. of Lands - Kamiah | Tank 2 | TRUE | Permanently Out of Use |  | 550 | Gasoline (containing <=10% ethanol) | 1972-01-01 | Nez Perce Tribe | Indian Land | ID Dept. of Lands - Kamiah | 106 Maple St. | Kamiah | ID | 83536 | 46.2308 | -116.0306
10 | 2400090 | ID Dept. of Lands - Craigmont | Tank 1 | TRUE | Permanently Out of Use |  | 500 | Gasoline (containing <=10% ethanol) | 1972-01-01 | Nez Perce Tribe | Indian Land | ID Dept. of Lands - Craigmont | 014 E LORAHAMA | Craigmont | ID | 83523 | 46.2398 | -116.473
10 | 2400090 | ID Dept. of Lands - Craigmont | Tank 2 | TRUE | Permanently Out of Use |  | 500 | Gasoline (containing <=10% ethanol) | 1972-01-01 | Nez Perce Tribe | Indian Land | ID Dept. of Lands - Craigmont | 014 E LORAHAMA | Craigmont | ID | 83523 | 46.2398 | -116.473
10 | 2400091 | ID Dept. of Lands - Kamiah Maintenance Facility | Tank 1 | TRUE | Permanently Out of Use |  | 1000 | Gasoline (containing <=10% ethanol) | 1967-03-01 | Nez Perce Tribe | Indian Land | ID Dept. of Lands - Kamiah Maintenance Facility | U.S. Hwy. 12 | Kamiah | ID | 83536 | 46.2299 | 116.0338
10 | 2400091 | ID Dept. of Lands - Kamiah Maintenance Facility | Tank 2 | TRUE | Permanently Out of Use |  | 500 | Gasoline (containing <=10% ethanol) | 1967-03-01 | Nez Perce Tribe | Indian Land | ID Dept. of Lands - Kamiah Maintenance Facility | U.S. Hwy. 12 | Kamiah | ID | 83536 | 46.2299 | 116.0338
10 | 2400091 | ID Dept. of Lands - Kamiah Maintenance Facility | Tank 3 | TRUE | Permanently Out of Use |  | 500 | Gasoline (containing <=10% ethanol) | 1967-03-01 | Nez Perce Tribe | Indian Land | ID Dept. of Lands - Kamiah Maintenance Facility | U.S. Hwy. 12 | Kamiah | ID | 83536 | 46.2299 | 116.0338
10 | 2400092 | Robert E Lee | Tank 1 | TRUE | Permanently Out of Use |  | 4000 | Gasoline (containing <=10% ethanol) | 1899-12-31 | Nez Perce Tribe | Indian Land | Robert E Lee | S 304 Esther St | Kooskia | ID | 83539 | 46.1365 | -115.9779
10 | 2400092 | Robert E Lee | Tank 2 | TRUE | Permanently Out of Use |  | 6000 | Diesel | 1899-12-31 | Nez Perce Tribe | Indian Land | Robert E Lee | S 304 Esther St | Kooskia | ID | 83539 | 46.1365 | -115.9779
10 | 2400093 | DJ'S Northfork Service | Tank 1 | TRUE | Permanently Out of Use |  | 5000 | Gasoline (containing <=10% ethanol) | 1987-01-01 | Nez Perce Tribe | Indian Land | DJ'S Northfork Service | BOX 174 | Ahsahka | ID | 83520 | 46.5051 | -116.3226
10 | 2400093 | DJ'S Northfork Service | Tank 2 | TRUE | Permanently Out of Use |  | 10000 | Gasoline (containing <=10% ethanol) | 1987-01-01 | Nez Perce Tribe | Indian Land | DJ'S Northfork Service | BOX 174 | Ahsahka | ID | 83520 | 46.5051 | -116.3226
10 | 2400094 | Gary McBee | Tank 1 | TRUE | Permanently Out of Use |  | 3000 | Gasoline (containing <=10% ethanol) | 1979-01-01 | Nez Perce Tribe | Indian Land | Gary McBee | RT 2 Box 40 | Craigmont | ID | 83523 | 46.375 | -116.3417
10 | 2400095 | Dabco Inc. | Tank 1 | TRUE | Permanently Out of Use |  | 10000 | Diesel | 1899-12-31 | Nez Perce Tribe | Indian Land | Dabco Inc. | Old Potlatch Mill Rd | Kamiah | ID | 83536 | 46.2266 | -116.03
10 | 2400095 | Dabco Inc. | Tank 2 | TRUE | Permanently Out of Use |  | 1000 | Gasoline (containing <=10% ethanol) | 1899-12-31 | Nez Perce Tribe | Indian Land | Dabco Inc. | Old Potlatch Mill Rd | Kamiah | ID | 83536 | 46.2266 | -116.03
10 | 2400095 | Dabco Inc. | Tank 3 | TRUE | Permanently Out of Use |  | 1000 | Gasoline (containing <=10% ethanol) | 1899-12-31 | Nez Perce Tribe | Indian Land | Dabco Inc. | Old Potlatch Mill Rd | Kamiah | ID | 83536 | 46.2266 | -116.03
10 | 2400096 | Winona Highway District | Tank 1 | TRUE | Permanently Out of Use |  | 500 | Diesel | 1976-01-01 | Nez Perce Tribe | Indian Land | Winona Highway District | District Building | Kamiah | ID | 83536 | 46.2266 | -116.03
10 | 2400096 | Winona Highway District | Tank 2 | TRUE | Permanently Out of Use |  | 500 | Gasoline (containing <=10% ethanol) | 1976-01-01 | Nez Perce Tribe | Indian Land | Winona Highway District | District Building | Kamiah | ID | 83536 | 46.2266 | -116.03
10 | 2400097 | Kidder Harris Highway District | Tank 1 | TRUE | Permanently Out of Use |  | 1000 | Diesel | 1964-01-01 | Nez Perce Tribe | Indian Land | Kidder Harris Highway District | 3rd & Ester | Kooskia | ID | 83539 | 46.137 | 115.9773
10 | 2400097 | Kidder Harris Highway District | Tank 2 | TRUE | Permanently Out of Use |  | 500 | Gasoline (containing <=10% ethanol) | 1964-01-01 | Nez Perce Tribe | Indian Land | Kidder Harris Highway District | 3rd & Ester | Kooskia | ID | 83539 | 46.137 | 115.9773
10 | 2400098 | Barney's Supermarket | Tank 1 | TRUE | Permanently Out of Use |  | 6000 | Gasoline (containing <=10% ethanol) | 1969-01-01 | Nez Perce Tribe | Indian Land | Barney's Supermarket | 13030 Hwy. 12 | Orofino | ID | 83544 | 46.4986 | -116.3202
10 | 2400098 | Barney's Supermarket | Tank 2 | TRUE | Permanently Out of Use |  | 10000 | Gasoline (containing <=10% ethanol) | 1969-01-01 | Nez Perce Tribe | Indian Land | Barney's Supermarket | 13030 Hwy. 12 | Orofino | ID | 83544 | 46.4986 | -116.3202
10 | 2400099 | Clearwater County | Tank 1 | TRUE | Permanently Out of Use |  | 1000 | Diesel | 1964-01-01 | Nez Perce Tribe | Indian Land | Clearwater County | 150 Michigan Ave. (Courthouse) | Orofino | ID | 83544 | 46.4797 | 116.2551
10 | 2400100 | City of Craigmont | Tank 1 | TRUE | Permanently Out of Use |  | 500 | Gasoline (containing <=10% ethanol) | 1899-12-31 | Nez Perce Tribe | Indian Land | City of Craigmont | Main Street & State Hwy. 62, MP 0 | Craigmont | ID | 83523 | 46.2408 | -116.4676
10 | 2400100 | City of Craigmont | Tank 2 | TRUE | Permanently Out of Use |  | 500 | Gasoline (containing <=10% ethanol) | 1899-12-31 | Nez Perce Tribe | Indian Land | City of Craigmont | Main Street & State Hwy. 62, MP 0 | Craigmont | ID | 83523 | 46.2408 | -116.4676
10 | 2400101 | Dean Jurgens | Tank 1 | TRUE | Permanently Out of Use |  | 6000 | Gasoline (containing <=10% ethanol) | 1950-01-01 | Nez Perce Tribe | Indian Land | Dean Jurgens | T33N R2E SECT 24 S1/2-SE1/4 Thorn Spring Rd. | Lewiston | ID | 83501 | 46.4101 | -117.0079
10 | 2400101 | Dean Jurgens | Tank 2 | TRUE | Permanently Out of Use |  | 6000 | Diesel | 1950-01-01 | Nez Perce Tribe | Indian Land | Dean Jurgens | T33N R2E SECT 24 S1/2-SE1/4 Thorn Spring Rd. | Lewiston | ID | 83501 | 46.4101 | -117.0079
10 | 2400102 | City of Lapwai | Tank 1 | TRUE | Permanently Out of Use |  | 550 | Gasoline (containing <=10% ethanol) | 1899-12-31 | Nez Perce Tribe | Indian Land | City of Lapwai | 315 Main St. | Lapwai | ID | 83540 | 46.4026 | -116.8047
10 | 2400103 | Nezperce Joint School District #302 | Tank 1 | TRUE | Permanently Out of Use |  | 1000 | Gasoline (containing <=10% ethanol) | 1976-09-01 | Nez Perce Tribe | Indian Land | Nezperce Joint School District #302 | 615 2nd Ave., P.O. Box 279 | Nezperce | ID | 83543 | 46.2372 | -116.2409
10 | 2400104 | Doug Hill | Tank 1 | TRUE | Permanently Out of Use |  | 500 | Gasoline (containing <=10% ethanol) | 1976-06-01 | Nez Perce Tribe | Indian Land | Doug Hill | 100 W Main St. | Craigmont | ID | 83523 | 46.2406 | 116.4777
10 | 2400104 | Doug Hill | Tank 2 | TRUE | Permanently Out of Use |  | 500 | Gasoline (containing <=10% ethanol) | 1976-06-01 | Nez Perce Tribe | Indian Land | Doug Hill | 100 W Main St. | Craigmont | ID | 83523 | 46.2406 | 116.4777
10 | 2400105 | Big Eddy Recreation Area | Tank 1 | TRUE | Permanently Out of Use |  | 2000 | Gasoline (containing <=10% ethanol) | 1974-01-01 | Nez Perce Tribe | Indian Land | Big Eddy Recreation Area | T 27N R 1E BM Big Eddy Rd. | Ahsahka | ID | 83520 | 46.5051 | -116.3226
10 | 2400106 | Peck Central Office 1260 | Tank 1 | TRUE | Permanently Out of Use |  | 550 | Diesel | 1968-03-01 | Nez Perce Tribe | Indian Land | Peck Central Office 1260 | Main and Redcliffe | Peck | ID | 83545 | 46.4732 | -116.4213
10 | 2400107 | Nez Perce Express | Tank 1 | TRUE | Permanently Out of Use |  | 5000 | Gasoline (containing <=10% ethanol) | 1899-12-31 | Nez Perce Tribe | Indian Land | Nez Perce Express | Hwy. 12, P.O. Box 1107 | Kamiah | ID | 83536 | 46.3073 | -116.1313
10 | 2400107 | Nez Perce Express | Tank 2 | TRUE | Permanently Out of Use |  | 5000 | Gasoline (containing <=10% ethanol) | 1899-12-31 | Nez Perce Tribe | Indian Land | Nez Perce Express | Hwy. 12, P.O. Box 1107 | Kamiah | ID | 83536 | 46.3073 | -116.1313
10 | 2400107 | Nez Perce Express | Tank 3 | TRUE | Permanently Out of Use |  | 10000 | Gasoline (containing <=10% ethanol) | 1899-12-31 | Nez Perce Tribe | Indian Land | Nez Perce Express | Hwy. 12, P.O. Box 1107 | Kamiah | ID | 83536 | 46.3073 | -116.1313
10 | 2400108 | Valley View Station | Tank 1 | TRUE | Permanently Out of Use |  | 12000 | Gasoline (containing <=10% ethanol) | 1982-01-01 | Nez Perce Tribe | Fee Land | Valley View Station | RT 1 Box 499, Hwy. 12 | Kamiah | ID | 83536 | 46.1949 | -116.0112
10 | 2400108 | Valley View Station | Tank 2 | TRUE | Permanently Out of Use |  | 12000 | Gasoline (containing <=10% ethanol) | 1982-01-01 | Nez Perce Tribe | Fee Land | Valley View Station | RT 1 Box 499, Hwy. 12 | Kamiah | ID | 83536 | 46.1949 | -116.0112
10 | 2400108 | Valley View Station | Tank 3 | TRUE | Permanently Out of Use |  | 12000 | Diesel | 1982-01-01 | Nez Perce Tribe | Fee Land | Valley View Station | RT 1 Box 499, Hwy. 12 | Kamiah | ID | 83536 | 46.1949 | -116.0112
10 | 2400108 | Valley View Station | Tank 4 | TRUE | Permanently Out of Use |  | 12000 | Gasoline (containing <=10% ethanol) | 1982-01-01 | Nez Perce Tribe | Fee Land | Valley View Station | RT 1 Box 499, Hwy. 12 | Kamiah | ID | 83536 | 46.1949 | -116.0112
10 | 2400109 | Nez Perce Express II | Tank 1 | TRUE | Currently in Use |  | 20000 | Gasoline (containing <=10% ethanol) | 1998-11-01 | Nez Perce Tribe | Indian Land | Nez Perce Express II | 17372 Nez Perce Rd. | Lewiston | ID | 83501 | 46.4342 | -116.9117
10 | 2400109 | Nez Perce Express II | Tank 2 | TRUE | Currently in Use |  | 10000 | Gasoline (containing <=10% ethanol) | 1998-11-01 | Nez Perce Tribe | Indian Land | Nez Perce Express II | 17372 Nez Perce Rd. | Lewiston | ID | 83501 | 46.4342 | -116.9117
10 | 2400109 | Nez Perce Express II | Tank 3 | TRUE | Currently in Use |  | 20000 | Diesel | 1998-11-01 | Nez Perce Tribe | Indian Land | Nez Perce Express II | 17372 Nez Perce Rd. | Lewiston | ID | 83501 | 46.4342 | -116.9117
10 | 2400110 | Thunderbird II Smoke Shop | Tank 1 | TRUE | Permanently Out of Use |  | 12000 | Gasoline (containing <=10% ethanol) | 1997-11-01 | Nez Perce Tribe | Indian Land | Thunderbird II Smoke Shop | 34098 Hwy. 12 | Lenore | ID | 83541 | 46.5222 | -116.6186
10 | 2400110 | Thunderbird II Smoke Shop | Tank 2 | TRUE | Permanently Out of Use |  | 10000 | Diesel; Gasoline (containing <=10% ethanol) | 1997-11-01 | Nez Perce Tribe | Indian Land | Thunderbird II Smoke Shop | 34098 Hwy. 12 | Lenore | ID | 83541 | 46.5222 | -116.6186
10 | 2400111 | Frontier Communications, Inc. | Tank 1 | TRUE | Permanently Out of Use |  | 500 | Diesel | 1979-06-01 | Nez Perce Tribe | Indian Land | Frontier Communications, Inc. | 217 Michigan St. | Orofino | ID | 83544 | 46.4802 | -116.2533
10 | 2400111 | Frontier Communications, Inc. | Tank 2 | TRUE | Currently in Use |  | 500 | Diesel | 1998-08-01 | Nez Perce Tribe | Indian Land | Frontier Communications, Inc. | 217 Michigan St. | Orofino | ID | 83544 | 46.4802 | -116.2533
10 | 2400112 | Jerry Martin | Tank 1 | TRUE | Permanently Out of Use |  | 1000 | Diesel | 1983-06-01 | Nez Perce Tribe | Indian Land | Jerry Martin | RT 1 Box 551 | Kooskia | ID | 83539 | 46.1549 | -116.0021
10 | 2400113 | Valley Visions LLC Gas Station | Tank 1 | TRUE | Currently in Use |  | 15000 | Gasoline (containing <=10% ethanol) | 2000-08-01 | Nez Perce Tribe | Indian Land | Valley Visions LLC Gas Station | 1160 Michigan Ave. | Orofino | ID | 83544 | 46.4841 | -116.2417
10 | 2400113 | Valley Visions LLC Gas Station | Tank 2 | TRUE | Currently in Use |  | 15000 | Diesel; Gasoline (containing <=10% ethanol) | 2000-08-01 | Nez Perce Tribe | Indian Land | Valley Visions LLC Gas Station | 1160 Michigan Ave. | Orofino | ID | 83544 | 46.4841 | -116.2417
10 | 2400114 | The McGregor Co. | Tank 1 | TRUE | Permanently Out of Use |  | 5000 | Gasoline (containing <=10% ethanol) | 1985-01-01 | Nez Perce Tribe | Indian Land | The McGregor Co. | 1899 Power Line Rd. | Nezperce | ID | 83543 | 46.2529 | -116.3483
10 | 2400114 | The McGregor Co. | Tank 2 | TRUE | Permanently Out of Use |  | 5000 | Diesel | 1985-01-01 | Nez Perce Tribe | Indian Land | The McGregor Co. | 1899 Power Line Rd. | Nezperce | ID | 83543 | 46.2529 | -116.3483
10 | 2400115 | Cloninger's Market Place | Tank 1 | TRUE | Currently in Use |  | 12000 | Gasoline (containing <=10% ethanol) | 1998-10-01 | Nez Perce Tribe | Indian Land | Cloninger's Market Place | 508 3rd St. | Kamiah | ID | 83536 | 46.2298 | -116.027
10 | 2400115 | Cloninger's Market Place | Tank 2 | TRUE | Currently in Use |  | 6000 | Gasoline (containing <=10% ethanol) | 1998-10-01 | Nez Perce Tribe | Indian Land | Cloninger's Market Place | 508 3rd St. | Kamiah | ID | 83536 | 46.2298 | -116.027
10 | 2400115 | Cloninger's Market Place | Tank 3 | TRUE | Currently in Use |  | 8000 | Diesel | 1998-10-01 | Nez Perce Tribe | Indian Land | Cloninger's Market Place | 508 3rd St. | Kamiah | ID | 83536 | 46.2298 | -116.027
10 | 2400116 | Camas Express | Tank 1 | TRUE | Currently in Use |  | 18000 | Diesel | 1996-04-11 | Nez Perce Tribe | Indian Land | Camas Express | 1823 Hwy. 95 | Craigmont | ID | 83523 | 46.2401 | -116.5827
10 | 2400116 | Camas Express | Tank 2 | TRUE | Currently in Use |  | 12000 | Gasoline (containing <=10% ethanol) | 1996-04-11 | Nez Perce Tribe | Indian Land | Camas Express | 1823 Hwy. 95 | Craigmont | ID | 83523 | 46.2401 | -116.5827
10 | 2400117 | Al Ralstin's Farm | Tank 1 | TRUE | Permanently Out of Use |  | 2000 | Diesel | 1973-10-01 | Nez Perce Tribe | Indian Land | Al Ralstin's Farm | 2059 Younger Road | Nezperce | ID | 83543 | 46.2358 | -116.242
10 | 2400117 | Al Ralstin's Farm | Tank 2 | TRUE | Permanently Out of Use |  | 500 | Gasoline (containing <=10% ethanol) | 1973-10-01 | Nez Perce Tribe | Indian Land | Al Ralstin's Farm | 2059 Younger Road | Nezperce | ID | 83543 | 46.2358 | -116.242
10 | 2400118 | Kam Koo Flying Club | Tank 1 | TRUE | Permanently Out of Use |  | 300 | Gasoline (containing <=10% ethanol) | 1899-12-31 | Nez Perce Tribe | Indian Land | Kam Koo Flying Club | HC 66 Box 207 Kooskia Airport | Kooskia | ID | 83539 | 46.134 | -115.9801
10 | 2400119 | Valley Aviation | Tank 1 | TRUE | Permanently Out of Use |  | 10000 | Gasoline (containing <=10% ethanol) | 1899-12-31 | Nez Perce Tribe | Indian Land | Valley Aviation | 320 130th St. | Orofino | ID | 83544 | 46.4973 | -116.3194
10 | 2400119 | Valley Aviation | Tank 2 | TRUE | Permanently Out of Use |  | 2000 | Gasoline (containing <=10% ethanol) | 1899-12-31 | Nez Perce Tribe | Indian Land | Valley Aviation | 320 130th St. | Orofino | ID | 83544 | 46.4973 | -116.3194
10 | 2400119 | Valley Aviation | Tank 3 | TRUE | Permanently Out of Use |  | 2000 | Gasoline (containing <=10% ethanol) | 1899-12-31 | Nez Perce Tribe | Indian Land | Valley Aviation | 320 130th St. | Orofino | ID | 83544 | 46.4973 | -116.3194
10 | 2400120 | Kling & Peele Store | Tank 1 | TRUE | Permanently Out of Use |  | 575 | Gasoline (containing <=10% ethanol) | 1899-12-31 | Nez Perce Tribe | Fee Land | Kling & Peele Store | 408 Hwy. 7 | Ahsahka | ID | 83520 | 46.5063 | -116.3298
10 | 2400120 | Kling & Peele Store | Tank 2 | TRUE | Permanently Out of Use |  | 550 | Gasoline (containing <=10% ethanol) | 1899-12-31 | Nez Perce Tribe | Fee Land | Kling & Peele Store | 408 Hwy. 7 | Ahsahka | ID | 83520 | 46.5063 | -116.3298
10 | 2400121 | Tommy Samuels Garage | Tank 1 | TRUE | Permanently Out of Use |  | 550 | Gasoline (containing <=10% ethanol) | 1899-12-31 | Nez Perce Tribe | Trust | Tommy Samuels Garage | North Fork Dr. | Ahsahka | ID | 83520 | 46.5049 | -116.3208
10 | 2400122 | Rainbow Tavern | Tank 1 | TRUE | Permanently Out of Use |  | 550 | Gasoline (containing <=10% ethanol) | 1899-12-31 | Nez Perce Tribe | Fee Land | Rainbow Tavern | North Fork Dr. | Ahsahka | ID | 83520 | 46.5052 | -116.3207
10 | 2400123 | Yellow Wolf Service Station | Tank 1 | TRUE | Permanently Out of Use |  | 1000 | Gasoline (containing <=10% ethanol) | 1899-12-31 | Nez Perce Tribe | Indian Land | Yellow Wolf Service Station | 213 Main St | Lapwai | ID | 83540
10 | 2400123 | Yellow Wolf Service Station | Tank 2 | TRUE | Permanently Out of Use |  | 550 | Gasoline (containing <=10% ethanol) | 1899-12-31 | Nez Perce Tribe | Indian Land | Yellow Wolf Service Station | 213 Main St | Lapwai | ID | 83540
10 | 2400124 | Flying B Ranch | Tank 1 | TRUE | Permanently Out of Use |  | 1000 | Gasoline (containing <=10% ethanol) | 1899-12-31 | Nez Perce Tribe | Fee Land | Flying B Ranch | 2900 Lawyer Creek Rd | Kamiah | ID | 83536 | 46.2129 | -116.1107
10 | 2400124 | Flying B Ranch | Tank 2 | TRUE | Permanently Out of Use |  | 500 | Diesel | 1899-12-31 | Nez Perce Tribe | Fee Land | Flying B Ranch | 2900 Lawyer Creek Rd | Kamiah | ID | 83536 | 46.2129 | -116.1107
10 | 2400125 | Miller's Garage | Tank 1 | TRUE | Permanently Out of Use |  | 750 | Unknown Petroleum | 1899-12-31 | Nez Perce Tribe | Fee Land | Miller's Garage | 402 Oak St | Nezperce | ID | 83543 | 46.2347 | -116.2409
10 | 2400125 | Miller's Garage | Tank 2 | TRUE | Permanently Out of Use |  | 750 | Unknown Petroleum | 1899-12-31 | Nez Perce Tribe | Fee Land | Miller's Garage | 402 Oak St | Nezperce | ID | 83543 | 46.2347 | -116.2409
10 | 2400126 | Bell Equipment | Tank 1 | TRUE | Permanently Out of Use |  | 750 | Gasoline (containing <=10% ethanol) | 1899-12-31 | Nez Perce Tribe | Fee Land | Bell Equipment | Oak St | Nezperce | ID | 83543 | 46.233 | -116.2405
10 | 2400126 | Bell Equipment | Tank 2 | TRUE | Permanently Out of Use |  | 750 | Gasoline (containing <=10% ethanol) | 1899-12-31 | Nez Perce Tribe | Fee Land | Bell Equipment | Oak St | Nezperce | ID | 83543 | 46.233 | -116.2405
10 | 2400127 | Trimax Associates | Tank 1 | TRUE | Currently in Use |  | 20000 | Diesel | 2011-03-01 | Nez Perce Tribe | Fee Land | Trimax Associates | 3233 Powers Ave. | Lewiston | ID | 83501 | 46.37 | -116.8607
10 | 2400128 | Raymar Associates, Inc. | Tank 1 | TRUE | Permanently Out of Use |  | 6000 | Diesel | 1976-01-01 | Nez Perce Tribe | Indian Land | Raymar Associates, Inc. | 4710 Hwy. 7 | Orofino | ID | 83544 | 46.4546 | -116.2541
10 | 2400129 | Dokken Implement Co., Inc. | Tank 1 | TRUE | Permanently Out of Use |  | 2000 | Gasoline (containing <=10% ethanol) | 1982-01-01 | Nez Perce Tribe | Indian Land | Dokken Implement Co., Inc. | 4th and Pine St. | Nezperce | ID | 83543 | 46.235 | -116.242
10 | 2400129 | Dokken Implement Co., Inc. | Tank 4 | TRUE | Permanently Out of Use |  | 500 | Gasoline (containing <=10% ethanol) | 1960-01-01 | Nez Perce Tribe | Indian Land | Dokken Implement Co., Inc. | 4th and Pine St. | Nezperce | ID | 83543 | 46.235 | -116.242
10 | 2400129 | Dokken Implement Co., Inc. | Tank 3 | TRUE | Permanently Out of Use |  | 500 | Diesel | 1960-01-01 | Nez Perce Tribe | Indian Land | Dokken Implement Co., Inc. | 4th and Pine St. | Nezperce | ID | 83543 | 46.235 | -116.242
10 | 2400129 | Dokken Implement Co., Inc. | Tank 2 | TRUE | Permanently Out of Use |  | 2000 | Gasoline (containing <=10% ethanol) | 1980-01-01 | Nez Perce Tribe | Indian Land | Dokken Implement Co., Inc. | 4th and Pine St. | Nezperce | ID | 83543 | 46.235 | -116.242
10 | 2400130 | Odetta's Country Kitchen | Tank 1 | TRUE | Permanently Out of Use |  | 0 | Gasoline (containing <=10% ethanol) | 1899-12-31 | Nez Perce Tribe | Fee Land | Odetta's Country Kitchen | Highway 95 | Culdesac | ID | 83524 | 46.3303 | -116.5928
10 | 2400131 | Thunderbird Smoke Shop | Tank 1 | TRUE | Permanently Out of Use |  | 600 | Gasoline (containing <=10% ethanol) | 1899-12-31 | Nez Perce Tribe | Fee Land | Thunderbird Smoke Shop | 50951 U.S. Highway 95 | Culdesac | ID | 83524 | 46.3732 | -116.6854
10 | 2400131 | Thunderbird Smoke Shop | Tank 4 | TRUE | Permanently Out of Use |  | 2000 | Gasoline (containing <=10% ethanol) | 1899-12-31 | Nez Perce Tribe | Fee Land | Thunderbird Smoke Shop | 50951 U.S. Highway 95 | Culdesac | ID | 83524 | 46.3732 | -116.6854
10 | 2400131 | Thunderbird Smoke Shop | Tank 3 | TRUE | Permanently Out of Use |  | 600 | Gasoline (containing <=10% ethanol) | 1899-12-31 | Nez Perce Tribe | Fee Land | Thunderbird Smoke Shop | 50951 U.S. Highway 95 | Culdesac | ID | 83524 | 46.3732 | -116.6854
10 | 2400131 | Thunderbird Smoke Shop | Tank 2 | TRUE | Permanently Out of Use |  | 600 | Gasoline (containing <=10% ethanol) | 1899-12-31 | Nez Perce Tribe | Fee Land | Thunderbird Smoke Shop | 50951 U.S. Highway 95 | Culdesac | ID | 83524 | 46.3732 | -116.6854
10 | 3300001 | 7 Feathers Truck & Travel Center | Tank 1 | TRUE | Permanently Out of Use |  | 20000 | Diesel | 1984-01-01 | Cow Creek Band of Umpqua Tribe of Indians | Indian Land | 7 Feathers Truck & Travel Center | 130 Creekside Dr. | Canyonville | OR | 97417 | 42.9407 | 123.2901
10 | 3300001 | 7 Feathers Truck & Travel Center | Tank 2 | TRUE | Permanently Out of Use |  | 20000 | Diesel | 1984-01-01 | Cow Creek Band of Umpqua Tribe of Indians | Indian Land | 7 Feathers Truck & Travel Center | 130 Creekside Dr. | Canyonville | OR | 97417 | 42.9407 | 123.2901
10 | 3300001 | 7 Feathers Truck & Travel Center | Tank 3 | TRUE | Permanently Out of Use |  | 8000 | Diesel | 1986-02-01 | Cow Creek Band of Umpqua Tribe of Indians | Indian Land | 7 Feathers Truck & Travel Center | 130 Creekside Dr. | Canyonville | OR | 97417 | 42.9407 | 123.2901
10 | 3300001 | 7 Feathers Truck & Travel Center | Tank 4 | TRUE | Permanently Out of Use |  | 8000 | Gasoline (containing <=10% ethanol) | 1986-02-01 | Cow Creek Band of Umpqua Tribe of Indians | Indian Land | 7 Feathers Truck & Travel Center | 130 Creekside Dr. | Canyonville | OR | 97417 | 42.9407 | 123.2901
10 | 3300001 | 7 Feathers Truck & Travel Center | Tank 5 | TRUE | Permanently Out of Use |  | 8000 | Gasoline (containing <=10% ethanol) | 1986-02-01 | Cow Creek Band of Umpqua Tribe of Indians | Indian Land | 7 Feathers Truck & Travel Center | 130 Creekside Dr. | Canyonville | OR | 97417 | 42.9407 | 123.2901
10 | 3300001 | 7 Feathers Truck & Travel Center | Tank 6 | TRUE | Currently in Use |  | 20000 | Diesel; Gasoline (containing <=10% ethanol) | 2001-01-01 | Cow Creek Band of Umpqua Tribe of Indians | Indian Land | 7 Feathers Truck & Travel Center | 130 Creekside Dr. | Canyonville | OR | 97417 | 42.9407 | 123.2901
10 | 3300001 | 7 Feathers Truck & Travel Center | Tank 7 | TRUE | Currently in Use |  | 20000 | Gasoline (containing <=10% ethanol) | 2001-01-01 | Cow Creek Band of Umpqua Tribe of Indians | Indian Land | 7 Feathers Truck & Travel Center | 130 Creekside Dr. | Canyonville | OR | 97417 | 42.9407 | 123.2901
10 | 3300001 | 7 Feathers Truck & Travel Center | Tank 8 | TRUE | Currently in Use |  | 30000 | Diesel | 2001-01-01 | Cow Creek Band of Umpqua Tribe of Indians | Indian Land | 7 Feathers Truck & Travel Center | 130 Creekside Dr. | Canyonville | OR | 97417 | 42.9407 | 123.2901
10 | 3300001 | 7 Feathers Truck & Travel Center | Tank 9 | TRUE | Currently in Use |  | 30000 | Diesel | 2001-01-01 | Cow Creek Band of Umpqua Tribe of Indians | Indian Land | 7 Feathers Truck & Travel Center | 130 Creekside Dr. | Canyonville | OR | 97417 | 42.9407 | 123.2901
10 | 3300001 | 7 Feathers Truck & Travel Center | Tank 10 | TRUE | Currently in Use |  | 30000 | Diesel | 2001-01-01 | Cow Creek Band of Umpqua Tribe of Indians | Indian Land | 7 Feathers Truck & Travel Center | 130 Creekside Dr. | Canyonville | OR | 97417 | 42.9407 | 123.2901
10 | 3300001 | 7 Feathers Truck & Travel Center | Tank 11 | TRUE | Currently in Use |  | 10000 | Diesel; Gasoline (containing <=10% ethanol) | 2014-01-01 | Cow Creek Band of Umpqua Tribe of Indians | Indian Land | 7 Feathers Truck & Travel Center | 130 Creekside Dr. | Canyonville | OR | 97417 | 42.9407 | 123.2901
10 | 3300001 | 7 Feathers Truck & Travel Center | Tank 12 | TRUE | Currently in Use |  | 20000 | Diesel | 2019-01-01 | Cow Creek Band of Umpqua Tribe of Indians | Indian Land | 7 Feathers Truck & Travel Center | 130 Creekside Dr. | Canyonville | OR | 97417 | 42.9407 | 123.2901
10 | 3300002 | Block Property | Tank 1 | TRUE | Permanently Out of Use |  | 1000 | Gasoline (containing <=10% ethanol) | 1981-01-01 | Cow Creek Band of Umpqua Tribe of Indians | Trust | Block Property | T30S R05W S22 | Canyonville | OR | 97417 | 42.9298 | -123.2792
10 | 3400001 | Grand Ronde Confederated Tribe | Tank 1 | TRUE | Permanently Out of Use |  | 650 | Gasoline (containing <=10% ethanol) | 1940-01-01 | Confederated Tribes of the Grand Ronde Community of Oregon | Indian Land | Grand Ronde Confederated Tribe | 9615 Grand Ronde Rd. | Grand Ronde | OR | 97347 | 0 | 0
10 | 3400002 | Grand Ronde Food & Fuel Company | Tank 1 | TRUE | Currently in Use |  | 20000 | Gasoline (containing <=10% ethanol) | 2003-08-20 | Confederated Tribes of the Grand Ronde Community of Oregon | Indian Land | Grand Ronde Food & Fuel Company | 26820 Salmon River Highway P. O. Box 38 | Grand Ronde | OR | 97347 | 45.0597 | -123.5791
10 | 3400002 | Grand Ronde Food & Fuel Company | Tank 2 | TRUE | Currently in Use |  | 22000 | Diesel; Gasoline (containing <=10% ethanol) | 2003-08-20 | Confederated Tribes of the Grand Ronde Community of Oregon | Indian Land | Grand Ronde Food & Fuel Company | 26821 Salmon River Highway P. O. Box 38 | Grand Ronde | OR | 97347 | 45.0597 | -123.5791
10 | 3600001 | Arrowhead Travel Plaza | Tank 1 | TRUE | Permanently Out of Use |  | 12000 | Diesel | 1976-01-01 | Confederated Tribes of the Umatilla Indian Reservation | Indian Land | Arrowhead Travel Plaza | 72485 Hwy. 331 | Pendleton | OR | 97801 | 45.6418 | 118.6836
10 | 3600001 | Arrowhead Travel Plaza | Tank 2 | TRUE | Permanently Out of Use |  | 12000 | Diesel | 1976-01-01 | Confederated Tribes of the Umatilla Indian Reservation | Indian Land | Arrowhead Travel Plaza | 72485 Hwy. 331 | Pendleton | OR | 97801 | 45.6418 | 118.6836
10 | 3600001 | Arrowhead Travel Plaza | Tank 3 | TRUE | Permanently Out of Use |  | 12000 | Diesel | 1976-01-01 | Confederated Tribes of the Umatilla Indian Reservation | Indian Land | Arrowhead Travel Plaza | 72485 Hwy. 331 | Pendleton | OR | 97801 | 45.6418 | 118.6836
10 | 3600001 | Arrowhead Travel Plaza | Tank 4 | TRUE | Permanently Out of Use |  | 6000 | Gasoline (containing <=10% ethanol) | 1976-01-01 | Confederated Tribes of the Umatilla Indian Reservation | Indian Land | Arrowhead Travel Plaza | 72485 Hwy. 331 | Pendleton | OR | 97801 | 45.6418 | 118.6836
10 | 3600001 | Arrowhead Travel Plaza | Tank 5 | TRUE | Permanently Out of Use |  | 6000 | Gasoline (containing <=10% ethanol) | 1976-01-01 | Confederated Tribes of the Umatilla Indian Reservation | Indian Land | Arrowhead Travel Plaza | 72485 Hwy. 331 | Pendleton | OR | 97801 | 45.6418 | 118.6836
10 | 3600001 | Arrowhead Travel Plaza | Tank 6 | TRUE | Permanently Out of Use |  | 12000 | Gasoline (containing <=10% ethanol) | 1976-01-01 | Confederated Tribes of the Umatilla Indian Reservation | Indian Land | Arrowhead Travel Plaza | 72485 Hwy. 331 | Pendleton | OR | 97801 | 45.6418 | 118.6836
10 | 3600001 | Arrowhead Travel Plaza | Tank 7 | TRUE | Permanently Out of Use |  | 4000 | Motor Oil (New) | 1976-01-01 | Confederated Tribes of the Umatilla Indian Reservation | Indian Land | Arrowhead Travel Plaza | 72485 Hwy. 331 | Pendleton | OR | 97801 | 45.6418 | 118.6836
10 | 3600001 | Arrowhead Travel Plaza | Tank 8 | TRUE | Permanently Out of Use |  | 4000 | Motor Oil (New) | 1976-01-01 | Confederated Tribes of the Umatilla Indian Reservation | Indian Land | Arrowhead Travel Plaza | 72485 Hwy. 331 | Pendleton | OR | 97801 | 45.6418 | 118.6836
10 | 3600001 | Arrowhead Travel Plaza | Tank 9 | TRUE | Permanently Out of Use |  | 2000 | Used Oil | 1976-01-01 | Confederated Tribes of the Umatilla Indian Reservation | Indian Land | Arrowhead Travel Plaza | 72485 Hwy. 331 | Pendleton | OR | 97801 | 45.6418 | 118.6836
10 | 3600001 | Arrowhead Travel Plaza | Tank 11 | TRUE | Permanently Out of Use |  | 1000 | Used Oil | 1976-01-01 | Confederated Tribes of the Umatilla Indian Reservation | Indian Land | Arrowhead Travel Plaza | 72485 Hwy. 331 | Pendleton | OR | 97801 | 45.6418 | 118.6836
10 | 3600001 | Arrowhead Travel Plaza | Tank 13 | TRUE | Currently in Use |  | 20000 | Diesel | 2008-08-01 | Confederated Tribes of the Umatilla Indian Reservation | Indian Land | Arrowhead Travel Plaza | 72485 Hwy. 331 | Pendleton | OR | 97801 | 45.6418 | 118.6836
10 | 3600001 | Arrowhead Travel Plaza | Tank 14 | TRUE | Currently in Use |  | 20000 | Diesel | 2008-08-01 | Confederated Tribes of the Umatilla Indian Reservation | Indian Land | Arrowhead Travel Plaza | 72485 Hwy. 331 | Pendleton | OR | 97801 | 45.6418 | 118.6836
10 | 3600001 | Arrowhead Travel Plaza | Tank 15 | TRUE | Currently in Use |  | 20000 | Diesel | 2008-08-01 | Confederated Tribes of the Umatilla Indian Reservation | Indian Land | Arrowhead Travel Plaza | 72485 Hwy. 331 | Pendleton | OR | 97801 | 45.6418 | 118.6836
10 | 3600001 | Arrowhead Travel Plaza | Tank 16 | TRUE | Currently in Use |  | 20000 | Gasoline (containing <=10% ethanol) | 2008-08-01 | Confederated Tribes of the Umatilla Indian Reservation | Indian Land | Arrowhead Travel Plaza | 72485 Hwy. 331 | Pendleton | OR | 97801 | 45.6418 | 118.6836
10 | 3600001 | Arrowhead Travel Plaza | Tank 17 | TRUE | Currently in Use |  | 20000 | Gasoline (containing <=10% ethanol) | 2008-08-01 | Confederated Tribes of the Umatilla Indian Reservation | Indian Land | Arrowhead Travel Plaza | 72485 Hwy. 331 | Pendleton | OR | 97801 | 45.6418 | 118.6836
10 | 3600001 | Arrowhead Travel Plaza | Tank 18 | TRUE | Currently in Use |  | 20000 | Gasoline (containing <=10% ethanol) | 2008-08-01 | Confederated Tribes of the Umatilla Indian Reservation | Indian Land | Arrowhead Travel Plaza | 72485 Hwy. 331 | Pendleton | OR | 97801 | 45.6418 | 118.6836
10 | 3600005 | Goad Ranches | Tank 1 | TRUE | Permanently Out of Use |  | 2000 | Gasoline (containing <=10% ethanol) | 1980-01-01 | Confederated Tribes of the Umatilla Indian Reservation | Indian Land | Goad Ranches | 73754 Emigrant Rd. | Pendleton | OR | 97801 | 45.6601 | -118.6565
10 | 3600006 | Double M Ranch, Inc. | Tank 1 | TRUE | Permanently Out of Use |  | 12000 | Gasoline (containing <=10% ethanol) | 1971-01-01 | Confederated Tribes of the Umatilla Indian Reservation | Indian Land | Double M Ranch, Inc. | P.O. Box 38 Crawrord Hollow Rd. | Adams | OR | 97810 | 45.7283 | -118.5525
10 | 3600006 | Double M Ranch, Inc. | Tank 2 | TRUE | Permanently Out of Use |  | 10000 | Diesel | 1971-01-01 | Confederated Tribes of the Umatilla Indian Reservation | Indian Land | Double M Ranch, Inc. | P.O. Box 38 Crawrord Hollow Rd. | Adams | OR | 97810 | 45.7283 | -118.5525
10 | 3600007 | BIA Umatila Agency Building No. 16 | Tank 1 | TRUE | Permanently Out of Use |  | 1000 | Gasoline (containing <=10% ethanol) | 1940-01-01 | Confederated Tribes of the Umatilla Indian Reservation | Indian Land | BIA Umatila Agency Building No. 16 | Mission Rd. | Pendleton | OR | 97801 | 45.6693 | -118.7023
10 | 3600008 | Umatilla Tribal Landfill | Tank 1 | TRUE | Permanently Out of Use |  | 550 | Gasoline (containing <=10% ethanol) | 1976-01-01 | Confederated Tribes of the Umatilla Indian Reservation | Indian Land | Umatilla Tribal Landfill | P.O. Box 638 | Pendleton | OR | 97801 | 45.6707 | -118.7919
10 | 3600009 | Pendleton Bus Co., Inc. / Mid-Columbia Bus Co., Inc. | Tank 1 | TRUE | Permanently Out of Use |  | 6000 | Gasoline (containing <=10% ethanol) | 1972-01-01 | Confederated Tribes of the Umatilla Indian Reservation | Fee Land | Pendleton Bus Co., Inc. / Mid-Columbia Bus Co., Inc. | 73458 Bus Barn Lane | Pendleton | OR | 97801 | 45.6685 | -118.7186
10 | 3600009 | Pendleton Bus Co., Inc. / Mid-Columbia Bus Co., Inc. | Tank 2 | TRUE | Permanently Out of Use |  | 6000 | Diesel | 1972-01-01 | Confederated Tribes of the Umatilla Indian Reservation | Fee Land | Pendleton Bus Co., Inc. / Mid-Columbia Bus Co., Inc. | 73458 Bus Barn Lane | Pendleton | OR | 97801 | 45.6685 | -118.7186
10 | 3600009 | Pendleton Bus Co., Inc. / Mid-Columbia Bus Co., Inc. | Tank 3 | TRUE | Permanently Out of Use |  | 500 | Diesel | 1899-12-31 | Confederated Tribes of the Umatilla Indian Reservation | Fee Land | Pendleton Bus Co., Inc. / Mid-Columbia Bus Co., Inc. | 73458 Bus Barn Lane | Pendleton | OR | 97801 | 45.6685 | -118.7186
10 | 3600010 | Mission Market | Tank 1 | TRUE | Permanently Out of Use |  | 550 | Gasoline (containing <=10% ethanol) | 1975-01-01 | Confederated Tribes of the Umatilla Indian Reservation | Trust | Mission Market | 46493 Mission Rd. | Pendleton | OR | 97801 | 45.6777 | -118.84
10 | 3600010 | Mission Market | Tank 2 | TRUE | Permanently Out of Use |  | 3000 | Gasoline (containing <=10% ethanol) | 1975-01-01 | Confederated Tribes of the Umatilla Indian Reservation | Trust | Mission Market | 46493 Mission Rd. | Pendleton | OR | 97801 | 45.6777 | -118.84
10 | 3600010 | Mission Market | Tank 3 | TRUE | Permanently Out of Use |  | 1000 | Gasoline (containing <=10% ethanol) | 1975-01-01 | Confederated Tribes of the Umatilla Indian Reservation | Trust | Mission Market | 46493 Mission Rd. | Pendleton | OR | 97801 | 45.6777 | -118.84
10 | 3600010 | Mission Market | Tank 4 | TRUE | Currently in Use |  | 27000 | Diesel; Gasoline (containing <=10% ethanol) | 2018-10-01 | Confederated Tribes of the Umatilla Indian Reservation | Trust | Mission Market | 46493 Mission Rd. | Pendleton | OR | 97801 | 45.6777 | -118.84
10 | 3600011 | Union Pacific Railroad - Cayuse | Tank 1 | TRUE | Permanently Out of Use |  | 560 | Gasoline (containing <=10% ethanol) | 1966-01-01 | Confederated Tribes of the Umatilla Indian Reservation | Indian Land | Union Pacific Railroad - Cayuse | Cayuse Station Tool House - Milepost 227, Cayuse Rd. | Cayuse | OR | 97821 | 45.6746 | -118.5554
10 | 3600011 | Union Pacific Railroad - Cayuse | Tank 2 | TRUE | Permanently Out of Use |  | 153 | Gasoline (containing <=10% ethanol) | 1968-01-01 | Confederated Tribes of the Umatilla Indian Reservation | Indian Land | Union Pacific Railroad - Cayuse | Cayuse Station Tool House - Milepost 227, Cayuse Rd. | Cayuse | OR | 97821 | 45.6746 | -118.5554
10 | 3600011 | Union Pacific Railroad - Cayuse | Tank 3 | TRUE | Permanently Out of Use |  | 100 | Diesel | 1899-12-31 | Confederated Tribes of the Umatilla Indian Reservation | Indian Land | Union Pacific Railroad - Cayuse | Cayuse Station Tool House - Milepost 227, Cayuse Rd. | Cayuse | OR | 97821 | 45.6746 | -118.5554
10 | 3600012 | FAA Pendleton (PDT) RCAG "Cabbage Hill" | Tank 1 | TRUE | Permanently Out of Use |  | 515 | Gasoline (containing <=10% ethanol) | 1975-01-01 | Confederated Tribes of the Umatilla Indian Reservation | Indian Land | FAA Pendleton (PDT) RCAG "Cabbage Hill" | NE 1/4 NE 1/4 SEC 2 TIN R34E WBM | Pendleton | OR | 97801 | 45.6056 | -118.5222
10 | 3600013 | Fowler Ranch | Tank 1 | TRUE | Permanently Out of Use |  | 1600 | Diesel | 1899-12-31 | Confederated Tribes of the Umatilla Indian Reservation | Indian Land | Fowler Ranch | 727 Fowler Lane | Pendleton | OR | 97801 | 45.6535 | -118.591
10 | 3600013 | Fowler Ranch | Tank 2 | TRUE | Permanently Out of Use |  | 2064 | Diesel | 1899-12-31 | Confederated Tribes of the Umatilla Indian Reservation | Indian Land | Fowler Ranch | 727 Fowler Lane | Pendleton | OR | 97801 | 45.6535 | -118.591
10 | 3600014 | Bonbright Truck Shop | Tank 1 | TRUE | Permanently Out of Use |  | 1000 | Used Oil | 1899-12-31 | Confederated Tribes of the Umatilla Indian Reservation | Fee Land | Bonbright Truck Shop | 72567 Hwy. 331 | Pendleton | OR | 97801 | 45.6439 | -118.6814
10 | 3600014 | Bonbright Truck Shop | Tank 3 | TRUE | Permanently Out of Use |  | 3000 | Used Oil | 1899-12-31 | Confederated Tribes of the Umatilla Indian Reservation | Fee Land | Bonbright Truck Shop | 72567 Hwy. 331 | Pendleton | OR | 97801 | 45.6439 | -118.6814
10 | 3600014 | Bonbright Truck Shop | Tank 2 | TRUE | Permanently Out of Use |  | 2000 | Used Oil | 1899-12-31 | Confederated Tribes of the Umatilla Indian Reservation | Fee Land | Bonbright Truck Shop | 72567 Hwy. 331 | Pendleton | OR | 97801 | 45.6439 | -118.6814
10 | 3600015 | Raymond Gray Property | Tank 1 | TRUE | Permanently Out of Use |  | 1000 | Gasoline (containing <=10% ethanol) | 1950-01-01 | Confederated Tribes of the Umatilla Indian Reservation | Indian Land | Raymond Gray Property | 55371 Bingham Road | Adams | OR | 97810 | 45.6992 | -118.3714
10 | 3700002 | DMJ Automotive | Tank 1 | TRUE | Currently in Use |  | 6000 | Diesel | 1980-01-01 | Confederated Tribes of the Warm Springs Reservation of Oregon | Indian Land | DMJ Automotive | 2204 Hollywood Blvd. | Warm Springs | OR | 97761 | 44.7586 | 121.2693
10 | 3700002 | DMJ Automotive | Tank 2 | TRUE | Currently in Use |  | 6000 | Gasoline (containing <=10% ethanol) | 1980-01-01 | Confederated Tribes of the Warm Springs Reservation of Oregon | Indian Land | DMJ Automotive | 2204 Hollywood Blvd. | Warm Springs | OR | 97761 | 44.7586 | 121.2693
10 | 3700002 | DMJ Automotive | Tank 3 | TRUE | Permanently Out of Use |  | 3000 | Diesel | 1899-12-31 | Confederated Tribes of the Warm Springs Reservation of Oregon | Indian Land | DMJ Automotive | 2204 Hollywood Blvd. | Warm Springs | OR | 97761 | 44.7586 | 121.2693
10 | 3700002 | DMJ Automotive | Tank 4 | TRUE | Permanently Out of Use |  | 550 | Used Oil | 1980-01-01 | Confederated Tribes of the Warm Springs Reservation of Oregon | Indian Land | DMJ Automotive | 2204 Hollywood Blvd. | Warm Springs | OR | 97761 | 44.7586 | 121.2693
10 | 3700002 | DMJ Automotive | Tank 5 | TRUE | Currently in Use |  | 10000 | Diesel | 1988-01-01 | Confederated Tribes of the Warm Springs Reservation of Oregon | Indian Land | DMJ Automotive | 2204 Hollywood Blvd. | Warm Springs | OR | 97761 | 44.7586 | 121.2693
10 | 3700003 | Warm Springs Forest Products Industries | Tank 1 | TRUE | Permanently Out of Use |  | 10000 | Diesel | 1946-01-01 | Confederated Tribes of the Warm Springs Reservation of Oregon | Indian Land | Warm Springs Forest Products Industries | Hwy. 26 | Warm Springs | OR | 97761 | 44.7642 | 121.2388
10 | 3700004 | Warm Springs Elementary School | Tank 1 | TRUE | Permanently Out of Use |  | 1000 | Gasoline (containing <=10% ethanol) | 1966-01-01 | Confederated Tribes of the Warm Springs Reservation of Oregon | Indian Land | Warm Springs Elementary School | 1114 Wasco St. | Warm Springs | OR | 97761 | 44.7648 | 121.274
10 | 3700007 | Confed Tribes of Warm Springs Vehicle Pool | Tank 5 | TRUE | Permanently Out of Use |  | 1000 | Used Oil | 1978-01-01 | Confederated Tribes of the Warm Springs Reservation of Oregon | Indian Land | Confed Tribes of Warm Springs Vehicle Pool | 4204 Holliday St., P.O. Box C | Warm Springs | OR | 97761 | 44.7748 | 121.2518
10 | 3700007 | Confed Tribes of Warm Springs Vehicle Pool | Tank 1 | TRUE | Currently in Use |  | 6000 | Gasoline (containing <=10% ethanol) | 1978-01-01 | Confederated Tribes of the Warm Springs Reservation of Oregon | Indian Land | Confed Tribes of Warm Springs Vehicle Pool | 4204 Holliday St., P.O. Box C | Warm Springs | OR | 97761 | 44.7748 | 121.2518
10 | 3700007 | Confed Tribes of Warm Springs Vehicle Pool | Tank 2 | TRUE | Currently in Use |  | 6000 | Gasoline (containing <=10% ethanol) | 1978-01-01 | Confederated Tribes of the Warm Springs Reservation of Oregon | Indian Land | Confed Tribes of Warm Springs Vehicle Pool | 4204 Holliday St., P.O. Box C | Warm Springs | OR | 97761 | 44.7748 | 121.2518
10 | 3700007 | Confed Tribes of Warm Springs Vehicle Pool | Tank 3 | TRUE | Currently in Use |  | 2000 | Diesel | 1978-01-01 | Confederated Tribes of the Warm Springs Reservation of Oregon | Indian Land | Confed Tribes of Warm Springs Vehicle Pool | 4204 Holliday St., P.O. Box C | Warm Springs | OR | 97761 | 44.7748 | 121.2518
10 | 3700007 | Confed Tribes of Warm Springs Vehicle Pool | Tank 4 | TRUE | Permanently Out of Use | 2022-07-25 | 1000 | Used Oil | 1990-01-01 | Confederated Tribes of the Warm Springs Reservation of Oregon | Indian Land | Confed Tribes of Warm Springs Vehicle Pool | 4204 Holliday St., P.O. Box C | Warm Springs | OR | 97761 | 44.7748 | 121.2518
10 | 3700008 | Former BIA Roads Dept. | Tank 1 | TRUE | Permanently Out of Use |  | 1000 | Gasoline (containing <=10% ethanol) | 1899-12-31 | Confederated Tribes of the Warm Springs Reservation of Oregon | Indian Land | Former BIA Roads Dept. | N. Hollywood Blvd. | Warm Springs | OR | 97761 | 44.7624 | -121.266
10 | 3700009 | Warm Springs National Fish Hatchery | Tank 3 | TRUE | Permanently Out of Use |  | 2000 | Diesel | 1976-01-01 | Confederated Tribes of the Warm Springs Reservation of Oregon | Trust | Warm Springs National Fish Hatchery | P.O. Box 790, 1 Fish Hatchery Rd. | Warm Springs | OR | 97761 | 44.8605 | 121.2459
10 | 3700010 | DMJ Automotive Shell | Tank 1 | TRUE | Permanently Out of Use |  | 4000 | Gasoline (containing <=10% ethanol) | 1969-01-01 | Confederated Tribes of the Warm Springs Reservation of Oregon | Indian Land | DMJ Automotive Shell | 2172 Hwy. 26 P.O. Box 431 | Warm Springs | OR | 97761 | 44.7639 | 121.2632
10 | 3700010 | DMJ Automotive Shell | Tank 2 | TRUE | Permanently Out of Use |  | 3000 | Gasoline (containing <=10% ethanol) | 1969-01-01 | Confederated Tribes of the Warm Springs Reservation of Oregon | Indian Land | DMJ Automotive Shell | 2173 Hwy. 26 P.O. Box 431 | Warm Springs | OR | 97761 | 44.7639 | 121.2632
10 | 3700010 | DMJ Automotive Shell | Tank 3 | TRUE | Permanently Out of Use |  | 1000 | Gasoline (containing <=10% ethanol) | 1969-01-01 | Confederated Tribes of the Warm Springs Reservation of Oregon | Indian Land | DMJ Automotive Shell | 2174 Hwy. 26 P.O. Box 431 | Warm Springs | OR | 97761 | 44.7639 | 121.2632
10 | 3700010 | DMJ Automotive Shell | Tank 4 | TRUE | Currently in Use |  | 12000 | Gasoline (containing <=10% ethanol) | 2000-01-01 | Confederated Tribes of the Warm Springs Reservation of Oregon | Indian Land | DMJ Automotive Shell | 2175 Hwy. 26 P.O. Box 431 | Warm Springs | OR | 97761 | 44.7639 | 121.2632
10 | 3700010 | DMJ Automotive Shell | Tank 5 | TRUE | Currently in Use |  | 4000 | Gasoline (containing <=10% ethanol) | 2000-01-01 | Confederated Tribes of the Warm Springs Reservation of Oregon | Indian Land | DMJ Automotive Shell | 2176 Hwy. 26 P.O. Box 431 | Warm Springs | OR | 97761 | 44.7639 | 121.2632
10 | 3700010 | DMJ Automotive Shell | Tank 6 | TRUE | Currently in Use |  | 4000 | Diesel | 2000-01-01 | Confederated Tribes of the Warm Springs Reservation of Oregon | Indian Land | DMJ Automotive Shell | 2177 Hwy. 26 P.O. Box 431 | Warm Springs | OR | 97761 | 44.7639 | 121.2632
10 | 3700011 | BIA Roads Dept. - Warm Springs | Tank 1 | TRUE | Temporarily Out of Use |  | 2000 | Gasoline (containing <=10% ethanol) | 1988-09-01 | Confederated Tribes of the Warm Springs Reservation of Oregon | Indian Land | BIA Roads Dept. - Warm Springs | 4231 Holliday Way | Warm Springs | OR | 97761 | 44.7812 | -121.249
10 | 3700011 | BIA Roads Dept. - Warm Springs | Tank 2 | TRUE | Currently in Use |  | 4000 | Diesel | 1988-09-01 | Confederated Tribes of the Warm Springs Reservation of Oregon | Indian Land | BIA Roads Dept. - Warm Springs | 4231 Holliday Way | Warm Springs | OR | 97761 | 44.7812 | -121.249
10 | 3700011 | BIA Roads Dept. - Warm Springs | Tank 3 | TRUE | Permanently Out of Use |  | 1000 | Used Oil | 1987-10-01 | Confederated Tribes of the Warm Springs Reservation of Oregon | Indian Land | BIA Roads Dept. - Warm Springs | 4231 Holliday Way | Warm Springs | OR | 97761 | 44.7812 | -121.249
10 | 3700012 | Three Warriors Market | Tank 1 | TRUE | Currently in Use |  | 4000 | Gasoline (containing <=10% ethanol) | 1986-01-01 | Confederated Tribes of the Warm Springs Reservation of Oregon | Indian Land | Three Warriors Market | 7700 Hwy. 9 P.O. Box C | Maupin | OR | 97037 | 44.9731 | 121.3508
10 | 3700012 | Three Warriors Market | Tank 2 | TRUE | Currently in Use |  | 8000 | Gasoline (containing <=10% ethanol) | 1986-01-01 | Confederated Tribes of the Warm Springs Reservation of Oregon | Indian Land | Three Warriors Market | 7701 Hwy. 9 P.O. Box C | Maupin | OR | 97037 | 44.9731 | 121.3508
10 | 3700012 | Three Warriors Market | Tank 3 | TRUE | Currently in Use |  | 6000 | Diesel | 1986-01-01 | Confederated Tribes of the Warm Springs Reservation of Oregon | Indian Land | Three Warriors Market | 7702 Hwy. 9 P.O. Box C | Maupin | OR | 97037 | 44.9731 | 121.3508
10 | 3700013 | Macy's Market | Tank 1 | TRUE | Permanently Out of Use |  | 1000 | Gasoline (containing <=10% ethanol) | 1960-01-01 | Confederated Tribes of the Warm Springs Reservation of Oregon | Indian Land | Macy's Market | P.O. Box 490 | Warm Springs | OR | 97761 | 44.7648 | -121.2675
10 | 3700013 | Macy's Market | Tank 2 | TRUE | Permanently Out of Use |  | 2000 | Gasoline (containing <=10% ethanol) | 1960-01-01 | Confederated Tribes of the Warm Springs Reservation of Oregon | Indian Land | Macy's Market | P.O. Box 490 | Warm Springs | OR | 97761 | 44.7648 | -121.2675
10 | 3700014 | Kah-Nee-Ta Resort | Tank 1 | TRUE | Permanently Out of Use |  | 500 | Gasoline (containing <=10% ethanol) | 1974-01-01 | Confederated Tribes of the Warm Springs Reservation of Oregon | Indian Land | Kah-Nee-Ta Resort | 6823 Hwy. 8, P.O. Box 1240 | Warm Springs | OR | 97761 | 0 | 0
10 | 3700015 | Plateau Travel Center | Tank 1 | TRUE | Permanently Out of Use |  | 225 | Diesel | 1899-12-31 | Confederated Tribes of the Warm Springs Reservation of Oregon | Trust | Plateau Travel Center | 215 NW Cherry Lane | Madras | OR | 97741 | 44.664 | -121.1382
10 | 3700015 | Plateau Travel Center | Tank 4 | TRUE | Currently in Use |  | 15000 | Gasoline (containing <=10% ethanol); Gasoline Containing >10% Ethanol | 2017-06-01 | Confederated Tribes of the Warm Springs Reservation of Oregon | Trust | Plateau Travel Center | 215 NW Cherry Lane | Madras | OR | 97741 | 44.664 | -121.1382
10 | 3700015 | Plateau Travel Center | Tank 3 | TRUE | Currently in Use |  | 25000 | Gasoline (containing <=10% ethanol) | 2017-06-01 | Confederated Tribes of the Warm Springs Reservation of Oregon | Trust | Plateau Travel Center | 215 NW Cherry Lane | Madras | OR | 97741 | 44.664 | -121.1382
10 | 3700015 | Plateau Travel Center | Tank 2 | TRUE | Currently in Use |  | 25000 | Diesel | 2017-06-01 | Confederated Tribes of the Warm Springs Reservation of Oregon | Trust | Plateau Travel Center | 215 NW Cherry Lane | Madras | OR | 97741 | 44.664 | -121.1382
10 | 3800001 | Crater Lake Junction Travel Center | Tank 1 | TRUE | Currently in Use |  | 20000 | Diesel | 2009-10-01 | Klamath Tribes | Indian Land | Crater Lake Junction Travel Center | 34315 Hwy. 97 | Chiloquin | OR | 97624 | 42.5352 | -121.8849
10 | 3800001 | Crater Lake Junction Travel Center | Tank 2 | TRUE | Currently in Use |  | 20000 | Diesel | 2009-10-01 | Klamath Tribes | Indian Land | Crater Lake Junction Travel Center | 34315 Hwy. 97 | Chiloquin | OR | 97624 | 42.5352 | -121.8849
10 | 3800001 | Crater Lake Junction Travel Center | Tank 3 | TRUE | Currently in Use |  | 20000 | Diesel; Gasoline (containing <=10% ethanol) | 2009-10-01 | Klamath Tribes | Indian Land | Crater Lake Junction Travel Center | 34315 Hwy. 97 | Chiloquin | OR | 97624 | 42.5352 | -121.8849
10 | 3800001 | Crater Lake Junction Travel Center | Tank 4 | TRUE | Currently in Use |  | 20000 | Gasoline (containing <=10% ethanol) | 2009-10-01 | Klamath Tribes | Indian Land | Crater Lake Junction Travel Center | 34315 Hwy. 97 | Chiloquin | OR | 97624 | 42.5352 | -121.8849
10 | 4010001 | End of the Trail #2 | Tank 1 | TRUE | Currently in Use |  | 20000 | Gasoline (containing <=10% ethanol) | 2002-09-19 | Confederated Tribes of the Chehalis Reservation | Indian Land | End of the Trail #2 | 18101 Anderson Rd. | Oakville | WA | 98568 | 46.8268 | -123.1615
10 | 4010001 | End of the Trail #2 | Tank 2 | TRUE | Currently in Use |  | 22000 | Gasoline (containing <=10% ethanol) | 2002-09-19 | Confederated Tribes of the Chehalis Reservation | Indian Land | End of the Trail #2 | 18101 Anderson Rd. | Oakville | WA | 98568 | 46.8268 | -123.1615
10 | 4010001 | End of the Trail #2 | Tank 3 | TRUE | Currently in Use |  | 10000 | Diesel | 2002-09-19 | Confederated Tribes of the Chehalis Reservation | Indian Land | End of the Trail #2 | 18101 Anderson Rd. | Oakville | WA | 98568 | 46.8268 | -123.1615
10 | 4010002 | End of the Trail #3 | Tank 1 | TRUE | Currently in Use |  | 25000 | Gasoline (containing <=10% ethanol) | 2008-10-01 | Confederated Tribes of the Chehalis Reservation | Indian Land | End of the Trail #3 | 20330 Old Highway 99 | Centralia | WA | 98579 | 46.7927 | -123.0112
10 | 4010002 | End of the Trail #3 | Tank 5 | TRUE | Currently in Use |  | 25000 | Diesel | 2019-11-01 | Confederated Tribes of the Chehalis Reservation | Indian Land | End of the Trail #3 | 20330 Old Highway 99 | Centralia | WA | 98579 | 46.7927 | -123.0112
10 | 4010002 | End of the Trail #3 | Tank 3 | TRUE | Currently in Use |  | 20000 | Diesel; Gasoline (containing <=10% ethanol) | 2008-10-01 | Confederated Tribes of the Chehalis Reservation | Indian Land | End of the Trail #3 | 20330 Old Highway 99 | Centralia | WA | 98579 | 46.7927 | -123.0112
10 | 4010002 | End of the Trail #3 | Tank 2 | TRUE | Permanently Out of Use |  | 25000 | Diesel | 2008-10-01 | Confederated Tribes of the Chehalis Reservation | Indian Land | End of the Trail #3 | 20330 Old Highway 99 | Centralia | WA | 98579 | 46.7927 | -123.0112
10 | 4010003 | Eagles Landing Hotel | Tank 1 | TRUE | Permanently Out of Use |  | 6000 | Diesel | 2011-12-01 | Confederated Tribes of the Chehalis Reservation | Indian Land | Eagles Landing Hotel | 12840 188th Ave. SW | Rochester | WA | 98579 | 46.8165 | -123.1541
10 | 4010004 | End of the Trail 4 | Tank 1 | TRUE | Currently in Use |  | 25000 | Gasoline (containing <=10% ethanol) | 2018-06-01 | Confederated Tribes of the Chehalis Reservation | Indian Land | End of the Trail 4 | 19615 Elderberry St. SW | Rochester | WA | 98579 | 46.8039 | -123.0125
10 | 4010004 | End of the Trail 4 | Tank 2 | TRUE | Currently in Use |  | 24000 | Diesel; Gasoline (containing <=10% ethanol) | 2018-06-01 | Confederated Tribes of the Chehalis Reservation | Indian Land | End of the Trail 4 | 19615 Elderberry St. SW | Rochester | WA | 98579 | 46.8039 | -123.0125
10 | 4010005 | Flying J Travel Plaza #1169 | 5 | TRUE | Currently in Use |  | 30000 | Diesel | 2021-06-11 | Confederated Tribes of the Chehalis Reservation | Trust | Flying J Travel Plaza #1169 | 2725 93rd Ave SW | Olympia | WA | 98512 | 46.9521 | -122.9401
10 | 4010005 | Flying J Travel Plaza #1169 | 2A&B | TRUE | Currently in Use |  | 20000 | Diesel Exhaust Fluid; Gasoline (containing <=10% ethanol) | 2021-06-11 | Confederated Tribes of the Chehalis Reservation | Trust | Flying J Travel Plaza #1169 | 2725 93rd Ave SW | Olympia | WA | 98512 | 46.9521 | -122.9401
10 | 4010005 | Flying J Travel Plaza #1169 | 1 | TRUE | Currently in Use |  | 20000 | Gasoline (containing <=10% ethanol) | 2021-06-11 | Confederated Tribes of the Chehalis Reservation | Trust | Flying J Travel Plaza #1169 | 2725 93rd Ave SW | Olympia | WA | 98512 | 46.9521 | -122.9401
10 | 4010005 | Flying J Travel Plaza #1169 | 3 | TRUE | Currently in Use |  | 30000 | Biodiesel | 2021-06-11 | Confederated Tribes of the Chehalis Reservation | Trust | Flying J Travel Plaza #1169 | 2725 93rd Ave SW | Olympia | WA | 98512 | 46.9521 | -122.9401
10 | 4010005 | Flying J Travel Plaza #1169 | 4 | TRUE | Currently in Use |  | 30000 | Diesel | 2021-06-11 | Confederated Tribes of the Chehalis Reservation | Trust | Flying J Travel Plaza #1169 | 2725 93rd Ave SW | Olympia | WA | 98512 | 46.9521 | -122.9401
10 | 4010006 | Community Center | Tank 1 | TRUE | Currently in Use |  | 3600 | Diesel | 2008-01-15 | Confederated Tribes of the Chehalis Reservation | Indian Land | Community Center | 461 Secena Road | Oakville | WA | 98568 | 46.8111 | -123.1643
10 | 4020001 | Tribal Purchasing Fuel System by Trading Post | Tank 1 | TRUE | Permanently Out of Use |  | 12000 | Gasoline (containing <=10% ethanol) | 1984-11-29 | Confederated Tribes of the Colville Reservation | Indian Land | Tribal Purchasing Fuel System by Trading Post | P.O. Box 150, Hwy. 155 | Nespelem | WA | 99155 | 48.1656 | -118.9794
10 | 4020001 | Tribal Purchasing Fuel System by Trading Post | Tank 2 | TRUE | Permanently Out of Use |  | 12000 | Gasoline (containing <=10% ethanol) | 1984-11-29 | Confederated Tribes of the Colville Reservation | Indian Land | Tribal Purchasing Fuel System by Trading Post | P.O. Box 150, Hwy. 155 | Nespelem | WA | 99155 | 48.1656 | -118.9794
10 | 4020001 | Tribal Purchasing Fuel System by Trading Post | Tank 3 | TRUE | Permanently Out of Use |  | 6000 | Diesel | 1984-11-29 | Confederated Tribes of the Colville Reservation | Indian Land | Tribal Purchasing Fuel System by Trading Post | P.O. Box 150, Hwy. 155 | Nespelem | WA | 99155 | 48.1656 | -118.9794
10 | 4020002 | Colville Tribal Logging | Tank 1 | TRUE | Permanently Out of Use |  | 10000 | Diesel | 1976-01-01 | Confederated Tribes of the Colville Reservation | Indian Land | Colville Tribal Logging | 63A School Loop Rd., P.O. Box 328 | Nespelem | WA | 99155 | 48.1449 | -119.0019
10 | 4020002 | Colville Tribal Logging | Tank 2 | TRUE | Permanently Out of Use |  | 10000 | Gasoline (containing <=10% ethanol) | 1976-01-01 | Confederated Tribes of the Colville Reservation | Indian Land | Colville Tribal Logging | 63A School Loop Rd., P.O. Box 328 | Nespelem | WA | 99155 | 48.1449 | -119.0019
10 | 4020002 | Colville Tribal Logging | Tank 3 | TRUE | Permanently Out of Use |  | 2000 | Gasoline (containing <=10% ethanol) | 1976-01-01 | Confederated Tribes of the Colville Reservation | Indian Land | Colville Tribal Logging | 63A School Loop Rd., P.O. Box 328 | Nespelem | WA | 99155 | 48.1449 | -119.0019
10 | 4020002 | Colville Tribal Logging | Tank 4 | TRUE | Permanently Out of Use |  | 300 | Used Oil | 1976-01-01 | Confederated Tribes of the Colville Reservation | Indian Land | Colville Tribal Logging | 63A School Loop Rd., P.O. Box 328 | Nespelem | WA | 99155 | 48.1449 | -119.0019
10 | 4020003 | Colville Tribal Police Dept. | Tank 1 | TRUE | Permanently Out of Use |  | 2000 | Gasoline (containing <=10% ethanol) | 1976-01-01 | Confederated Tribes of the Colville Reservation | Indian Land | Colville Tribal Police Dept. | Colville Indian Agency Campus, Hwy. 155 | Nespelem | WA | 99155 | 48.1664 | -118.9767
10 | 4020003 | Colville Tribal Police Dept. | Tank 2 | TRUE | Permanently Out of Use |  | 2000 | Diesel | 1899-12-31 | Confederated Tribes of the Colville Reservation | Indian Land | Colville Tribal Police Dept. | Colville Indian Agency Campus, Hwy. 155 | Nespelem | WA | 99155 | 48.1664 | -118.9767
10 | 4020005 | BIA Branch of Forestry (Mitchell Point) | Tank 1 | TRUE | Permanently Out of Use |  | 500 | Diesel | 1974-01-01 | Confederated Tribes of the Colville Reservation | Indian Land | BIA Branch of Forestry (Mitchell Point) | Silver Creek Rd. | Inchelium | WA | 99138 | 48.0841 | -118.2629
10 | 4020006 | BIA Branch of Forestry (Inchelium) | Tank 1 | TRUE | Permanently Out of Use |  | 1000 | Diesel | 1985-01-01 | Confederated Tribes of the Colville Reservation | Indian Land | BIA Branch of Forestry (Inchelium) | Hall Creek Rd. 3 Mi N of Inchelium | Inchelium | WA | 99138 | 48.4027 | -118.3543
10 | 4020007 | BIA Branch of Forestry (Agency Campus) | Tank 1 | TRUE | Permanently Out of Use |  | 10000 | Diesel | 1978-01-01 | Confederated Tribes of the Colville Reservation | Indian Land | BIA Branch of Forestry (Agency Campus) | Agency Campus | Nespelem | WA | 99155 | 48.1283 | -118.965
10 | 4020008 | BIA Branch of Roads (Agency Campus) | Tank 1 | TRUE | Permanently Out of Use |  | 12000 | Diesel | 1978-01-01 | Confederated Tribes of the Colville Reservation | Indian Land | BIA Branch of Roads (Agency Campus) | Agency Campus | Nespelem | WA | 99155 | 48.1664 | -118.9767
10 | 4020008 | BIA Branch of Roads (Agency Campus) | Tank 2 | TRUE | Permanently Out of Use |  | 1000 | Gasoline (containing <=10% ethanol) | 1978-01-01 | Confederated Tribes of the Colville Reservation | Indian Land | BIA Branch of Roads (Agency Campus) | Agency Campus | Nespelem | WA | 99155 | 48.1664 | -118.9767
10 | 4020009 | BIA Branch of Roads (Keller) | Tank 1 | TRUE | Permanently Out of Use |  | 2500 | Diesel | 1976-01-01 | Confederated Tribes of the Colville Reservation | Indian Land | BIA Branch of Roads (Keller) | State Hwy. 21 | Keller | WA | 99140 | 48.1798 | -118.7093
10 | 4020010 | Mt. Tolman Project | Tank 1 | TRUE | Permanently Out of Use |  | 12000 | Gasoline (containing <=10% ethanol) | 1978-09-01 | Confederated Tribes of the Colville Reservation | Indian Land | Mt. Tolman Project | Manila Creek Rd. | Keller | WA | 99140 | 45.3937 | -101.4298
10 | 4020010 | Mt. Tolman Project | Tank 10 | TRUE | Permanently Out of Use |  | 500 | Diesel | 1978-09-01 | Confederated Tribes of the Colville Reservation | Indian Land | Mt. Tolman Project | Manila Creek Rd. | Keller | WA | 99140 | 45.3937 | -101.4298
10 | 4020010 | Mt. Tolman Project | Tank 11 | TRUE | Permanently Out of Use |  | 5000 | Used Oil | 1978-09-01 | Confederated Tribes of the Colville Reservation | Indian Land | Mt. Tolman Project | Manila Creek Rd. | Keller | WA | 99140 | 45.3937 | -101.4298
10 | 4020010 | Mt. Tolman Project | Tank 2 | TRUE | Permanently Out of Use |  | 1000 | Used Oil | 1978-09-01 | Confederated Tribes of the Colville Reservation | Indian Land | Mt. Tolman Project | Manila Creek Rd. | Keller | WA | 99140 | 45.3937 | -101.4298
10 | 4020010 | Mt. Tolman Project | Tank 4 | TRUE | Permanently Out of Use |  | 500 | Gasoline (containing <=10% ethanol) | 1978-09-01 | Confederated Tribes of the Colville Reservation | Indian Land | Mt. Tolman Project | Manila Creek Rd. | Keller | WA | 99140 | 45.3937 | -101.4298
10 | 4020010 | Mt. Tolman Project | Tank 5 | TRUE | Permanently Out of Use |  | 1500 | Gasoline (containing <=10% ethanol) | 1978-09-01 | Confederated Tribes of the Colville Reservation | Indian Land | Mt. Tolman Project | Manila Creek Rd. | Keller | WA | 99140 | 45.3937 | -101.4298
10 | 4020010 | Mt. Tolman Project | Tank 6 | TRUE | Permanently Out of Use |  | 2000 | Gasoline (containing <=10% ethanol) | 1978-09-01 | Confederated Tribes of the Colville Reservation | Indian Land | Mt. Tolman Project | Manila Creek Rd. | Keller | WA | 99140 | 45.3937 | -101.4298
10 | 4020010 | Mt. Tolman Project | Tank 7 | TRUE | Permanently Out of Use |  | 2000 | Diesel | 1978-09-01 | Confederated Tribes of the Colville Reservation | Indian Land | Mt. Tolman Project | Manila Creek Rd. | Keller | WA | 99140 | 45.3937 | -101.4298
10 | 4020010 | Mt. Tolman Project | Tank 9 | TRUE | Permanently Out of Use |  | 10000 | Diesel | 1978-09-01 | Confederated Tribes of the Colville Reservation | Indian Land | Mt. Tolman Project | Manila Creek Rd. | Keller | WA | 99140 | 45.3937 | -101.4298
10 | 4020011 | Inchelium Tribal Wood Treatment Plant | Tank 2 | TRUE | Permanently Out of Use |  | 4000 | Gasoline (containing <=10% ethanol) | 1899-12-31 | Confederated Tribes of the Colville Reservation | Indian Land | Inchelium Tribal Wood Treatment Plant | P.O. Box 286, Twin Lakes Rd. | Inchelium | WA | 99138 | 48.2889 | -118.268
10 | 4020011 | Inchelium Tribal Wood Treatment Plant | Tank 3 | TRUE | Permanently Out of Use |  | 4000 | Diesel | 1899-12-31 | Confederated Tribes of the Colville Reservation | Indian Land | Inchelium Tribal Wood Treatment Plant | P.O. Box 286, Twin Lakes Rd. | Inchelium | WA | 99138 | 48.2889 | -118.268
10 | 4020011 | Inchelium Tribal Wood Treatment Plant | Tank 4 | TRUE | Permanently Out of Use |  | 4000 | Diesel | 1899-12-31 | Confederated Tribes of the Colville Reservation | Indian Land | Inchelium Tribal Wood Treatment Plant | P.O. Box 286, Twin Lakes Rd. | Inchelium | WA | 99138 | 48.2889 | -118.268
10 | 4020011 | Inchelium Tribal Wood Treatment Plant | Tank 5 | TRUE | Permanently Out of Use |  | 7000 | Diesel | 1899-12-31 | Confederated Tribes of the Colville Reservation | Indian Land | Inchelium Tribal Wood Treatment Plant | P.O. Box 286, Twin Lakes Rd. | Inchelium | WA | 99138 | 48.2889 | -118.268
10 | 4020012 | Inchelium Quick Stop | Tank 1 | TRUE | Currently in Use |  | 6000 | Gasoline (containing <=10% ethanol) | 1985-07-01 | Confederated Tribes of the Colville Reservation | Fee Land | Inchelium Quick Stop | 3032 Bridge Creek Rd.P.O. Box 270 | Inchelium | WA | 99138 | 48.296 | -118.2043
10 | 4020012 | Inchelium Quick Stop | Tank 2 | TRUE | Currently in Use |  | 6000 | Diesel | 1985-07-01 | Confederated Tribes of the Colville Reservation | Fee Land | Inchelium Quick Stop | 3032 Bridge Creek Rd.P.O. Box 270 | Inchelium | WA | 99138 | 48.296 | -118.2043
10 | 4020013 | Nespelem School District #14 | Tank 1 | TRUE | Permanently Out of Use |  | 500 | Gasoline (containing <=10% ethanol) | 1956-01-01 | Confederated Tribes of the Colville Reservation | Indian Land | Nespelem School District #14 | School Loop Rd., P.O. Box 291 | Nespelem | WA | 99155 | 48.1664 | -118.9767
10 | 4020014 | Whitelaw Logging | Tank 1 | TRUE | Permanently Out of Use |  | 1000 | Gasoline (containing <=10% ethanol) | 1956-01-01 | Confederated Tribes of the Colville Reservation | Indian Land | Whitelaw Logging | 11th & E St. / 10th & D St. | Nespelem | WA | 99155 | 48.1657 | -118.9779
10 | 4020014 | Whitelaw Logging | Tank 2 | TRUE | Permanently Out of Use |  | 1000 | Diesel | 1956-01-01 | Confederated Tribes of the Colville Reservation | Indian Land | Whitelaw Logging | 11th & E St. / 10th & D St. | Nespelem | WA | 99155 | 48.1657 | -118.9779
10 | 4020015 | Inchelium School District #70 | Tank 1 | TRUE | Permanently Out of Use |  | 14000 | Diesel | 1981-07-01 | Confederated Tribes of the Colville Reservation | Indian Land | Inchelium School District #70 | 1978 Hornet Ave., P.O. Box 285 | Inchelium | WA | 99138 | 0 | 0
10 | 4020015 | Inchelium School District #70 | Tank 2 | TRUE | Permanently Out of Use |  | 550 | Gasoline (containing <=10% ethanol) | 1981-07-01 | Confederated Tribes of the Colville Reservation | Indian Land | Inchelium School District #70 | 1978 Hornet Ave., P.O. Box 285 | Inchelium | WA | 99138 | 0 | 0
10 | 4020016 | Keller School Dist. #3 | Tank 1 | TRUE | Permanently Out of Use |  | 2000 | Gasoline (containing <=10% ethanol) | 1981-12-01 | Confederated Tribes of the Colville Reservation | Indian Land | Keller School Dist. #3 | School Rd. | Keller | WA | 99140 | 48.0787 | -118.6847
10 | 4020018 | Arrowhead Ranch | Tank 1-A | TRUE | Permanently Out of Use |  | 10000 | Diesel | 1982-03-01 | Confederated Tribes of the Colville Reservation | Indian Land | Arrowhead Ranch | 610-E Jack Wells Rd. | Bridgeport | WA | 98813 | 48.0548 | -119.5562
10 | 4020019 | Nespelem Valley Electric Co-op | Tank 1 | TRUE | Permanently Out of Use |  | 550 | Gasoline (containing <=10% ethanol) | 1956-01-01 | Confederated Tribes of the Colville Reservation | Indian Land | Nespelem Valley Electric Co-op | 1009 F St | Nespelem | WA | 99155 | 0 | 0
10 | 4020020 | Keller Shop | Tank 1 | TRUE | Permanently Out of Use |  | 550 | Gasoline (containing <=10% ethanol) | 1971-01-01 | Confederated Tribes of the Colville Reservation | Indian Land | Keller Shop | 4432 Hwy 21 S | Keller | WA | 99140 | 48.1798 | -118.7093
10 | 4020020 | Keller Shop | Tank 2 | TRUE | Permanently Out of Use |  | 1000 | Diesel | 1971-01-01 | Confederated Tribes of the Colville Reservation | Indian Land | Keller Shop | 4432 Hwy 21 S | Keller | WA | 99140 | 48.1798 | -118.7093
10 | 4020020 | Keller Shop | Tank 3 | TRUE | Permanently Out of Use |  | 550 | Gasoline (containing <=10% ethanol) | 1971-01-01 | Confederated Tribes of the Colville Reservation | Indian Land | Keller Shop | 4432 Hwy 21 S | Keller | WA | 99140 | 48.1798 | -118.7093
10 | 4020021 | Inchelium Shop | Tank 3 | TRUE | Permanently Out of Use |  | 1000 | Gasoline (containing <=10% ethanol) | 1956-01-01 | Confederated Tribes of the Colville Reservation | Indian Land | Inchelium Shop | 5953 Iinchelium-Kettle Falls Rd | Inchelium | WA | 99138 | 48.3802 | -118.1993
10 | 4020021 | Inchelium Shop | Tank 6GI | TRUE | Permanently Out of Use |  | 2000 | Diesel | 1956-01-01 | Confederated Tribes of the Colville Reservation | Indian Land | Inchelium Shop | 5953 Iinchelium-Kettle Falls Rd | Inchelium | WA | 99138 | 48.3802 | -118.1993
10 | 4020021 | Inchelium Shop | Tank 7DI | TRUE | Permanently Out of Use |  | 550 | Gasoline (containing <=10% ethanol) | 1899-12-31 | Confederated Tribes of the Colville Reservation | Indian Land | Inchelium Shop | 5953 Iinchelium-Kettle Falls Rd | Inchelium | WA | 99138 | 48.3802 | -118.1993
10 | 4020022 | Ben Whitley Dist | Tank 1 | TRUE | Permanently Out of Use |  | 4000 | Gasoline (containing <=10% ethanol) | 1984-01-01 | Confederated Tribes of the Colville Reservation | Indian Land | Ben Whitley Distributing / Whitley Fuels | P.O. Box 907, 325 Van Duyn St. / Rodeo Trail Rd. | Okanogan | WA | 98840 | 48.3623 | -119.576
10 | 4020022 | Ben Whitley Dist | Tank 2 | TRUE | Permanently Out of Use |  | 4000 | Gasoline (containing <=10% ethanol) | 1984-01-01 | Confederated Tribes of the Colville Reservation | Indian Land | Ben Whitley Distributing / Whitley Fuels | P.O. Box 907, 325 Van Duyn St. / Rodeo Trail Rd. | Okanogan | WA | 98840 | 48.3623 | -119.576
10 | 4020022 | Ben Whitley Dist | Tank 3 | TRUE | Permanently Out of Use |  | 4000 | Gasoline (containing <=10% ethanol) | 1984-01-01 | Confederated Tribes of the Colville Reservation | Indian Land | Ben Whitley Distributing / Whitley Fuels | P.O. Box 907, 325 Van Duyn St. / Rodeo Trail Rd. | Okanogan | WA | 98840 | 48.3623 | -119.576
10 | 4020022 | Ben Whitley Dist | Tank 4 | TRUE | Permanently Out of Use |  | 4000 | Diesel | 1984-01-01 | Confederated Tribes of the Colville Reservation | Indian Land | Ben Whitley Distributing / Whitley Fuels | P.O. Box 907, 325 Van Duyn St. / Rodeo Trail Rd. | Okanogan | WA | 98840 | 48.3623 | -119.576
10 | 4020023 | Ben Whitley Dist | Tank 1 | TRUE | Permanently Out of Use |  | 10000 | Diesel | 1985-01-01 | Confederated Tribes of the Colville Reservation | Indian Land | Ben Whitley Dist | 4th & Dayton St | Omak | WA | 98841 | 0 | 0
10 | 4020023 | Ben Whitley Dist | Tank 2 | TRUE | Permanently Out of Use |  | 10000 | Gasoline (containing <=10% ethanol) | 1985-01-01 | Confederated Tribes of the Colville Reservation | Indian Land | Ben Whitley Dist | 4th & Dayton St | Omak | WA | 98841 | 0 | 0
10 | 4020023 | Ben Whitley Dist | Tank 3 | TRUE | Permanently Out of Use |  | 6000 | Gasoline (containing <=10% ethanol) | 1985-01-01 | Confederated Tribes of the Colville Reservation | Indian Land | Ben Whitley Dist | 4th & Dayton St | Omak | WA | 98841 | 0 | 0
10 | 4020023 | Ben Whitley Dist | Tank 4 | TRUE | Permanently Out of Use |  | 6000 | Gasoline (containing <=10% ethanol) | 1985-01-01 | Confederated Tribes of the Colville Reservation | Indian Land | Ben Whitley Dist | 4th & Dayton St | Omak | WA | 98841 | 0 | 0
10 | 4020024 | Delbert R McClure | Tank 1 | TRUE | Permanently Out of Use |  | 1500 | Gasoline (containing <=10% ethanol) | 1967-01-01 | Confederated Tribes of the Colville Reservation | Indian Land | Delbert R McClure | Box 49 | Nespelem | WA | 99155 | 44.6141 | -102.129
10 | 4020025 | Weitman Ranch | Tank 1 | TRUE | Permanently Out of Use |  | 2000 | Gasoline (containing <=10% ethanol) | 1966-01-01 | Confederated Tribes of the Colville Reservation | Indian Land | Weitman Ranch | PO Box 662, MP9 Moses Meadow Rd. from State Hwy 155 (MP 65.4) | Omak | WA | 98841 | 48.4115 | -119.53
10 | 4020026 | Reservation Orchard Shop | Tank 1 | TRUE | Permanently Out of Use |  | 3000 | Diesel | 1975-01-01 | Confederated Tribes of the Colville Reservation | Indian Land | Reservation Orchard Shop | 590 Jack Wells Rd | Bridgeport | WA | 98813 | 48.0526 | -119.5592
10 | 4020027 | Green's Service | Tank 1 | TRUE | Permanently Out of Use |  | 1000 | Gasoline (containing <=10% ethanol) | 1970-09-01 | Confederated Tribes of the Colville Reservation | Indian Land | Green's Service | P.O. Box 138, Hwy. 3 | Inchelium | WA | 99138 | 45.2242 | -101.4925
10 | 4020027 | Green's Service | Tank 2 | TRUE | Permanently Out of Use |  | 1000 | Gasoline (containing <=10% ethanol) | 1971-01-01 | Confederated Tribes of the Colville Reservation | Indian Land | Green's Service | P.O. Box 138, Hwy. 3 | Inchelium | WA | 99138 | 45.2242 | -101.4925
10 | 4020027 | Green's Service | Tank 3 | TRUE | Permanently Out of Use |  | 1000 | Gasoline (containing <=10% ethanol) | 1971-01-01 | Confederated Tribes of the Colville Reservation | Indian Land | Green's Service | P.O. Box 138, Hwy. 3 | Inchelium | WA | 99138 | 45.2242 | -101.4925
10 | 4020028 | Confed Trbs of the Colville Res | Tank 1 | TRUE | Permanently Out of Use |  | 1000 | Gasoline (containing <=10% ethanol) | 1899-12-31 | Confederated Tribes of the Colville Reservation | Indian Land | Confed Trbs of the Colville Res | Hwy 155 | Nespelem | WA | 99155 | 48.1656 | -118.9794
10 | 4020028 | Confed Trbs of the Colville Res | Tank 2 | TRUE | Permanently Out of Use |  | 1000 | Gasoline (containing <=10% ethanol) | 1899-12-31 | Confederated Tribes of the Colville Reservation | Indian Land | Confed Trbs of the Colville Res | Hwy 155 | Nespelem | WA | 99155 | 48.1656 | -118.9794
10 | 4020028 | Confed Trbs of the Colville Res | Tank 3 | TRUE | Permanently Out of Use |  | 1000 | Gasoline (containing <=10% ethanol) | 1899-12-31 | Confederated Tribes of the Colville Reservation | Indian Land | Confed Trbs of the Colville Res | Hwy 155 | Nespelem | WA | 99155 | 48.1656 | -118.9794
10 | 4020029 | Log Cabin Resort | Tank 1 | TRUE | Permanently Out of Use |  | 500 | Gasoline (containing <=10% ethanol) | 1968-01-01 | Confederated Tribes of the Colville Reservation | Fee Land | Log Cabin Resort | 178 Twin Lakes Rd. | Inchelium | WA | 99138 | 48.2721 | -118.3772
10 | 4020029 | Log Cabin Resort | Tank 2 | TRUE | Permanently Out of Use |  | 500 | Gasoline (containing <=10% ethanol) | 1968-01-01 | Confederated Tribes of the Colville Reservation | Fee Land | Log Cabin Resort | 178 Twin Lakes Rd. | Inchelium | WA | 99138 | 48.2721 | -118.3772
10 | 4020029 | Log Cabin Resort | Tank 3 | TRUE | Permanently Out of Use |  | 1000 | Gasoline (containing <=10% ethanol) | 1983-01-01 | Confederated Tribes of the Colville Reservation | Fee Land | Log Cabin Resort | 178 Twin Lakes Rd. | Inchelium | WA | 99138 | 48.2721 | -118.3772
10 | 4020029 | Log Cabin Resort | Tank 4 | TRUE | Permanently Out of Use |  | 1000 | Gasoline (containing <=10% ethanol) | 1988-10-21 | Confederated Tribes of the Colville Reservation | Fee Land | Log Cabin Resort | 178 Twin Lakes Rd. | Inchelium | WA | 99138 | 48.2721 | -118.3772
10 | 4020030 | Conoco Food Mart | Tank 308 | TRUE | Currently in Use |  | 12000 | Gasoline (containing <=10% ethanol) | 1973-01-01 | Confederated Tribes of the Colville Reservation | Fee Land | Conoco Food Mart | 702 Omak Ave. | Omak | WA | 98841 | 48.4053 | -119.5159
10 | 4020030 | Conoco Food Mart | Tank 681 | TRUE | Currently in Use |  | 6000 | Gasoline (containing <=10% ethanol) | 1973-01-01 | Confederated Tribes of the Colville Reservation | Fee Land | Conoco Food Mart | 702 Omak Ave. | Omak | WA | 98841 | 48.4053 | -119.5159
10 | 4020030 | Conoco Food Mart | Tank 76 | TRUE | Currently in Use |  | 8000 | Gasoline (containing <=10% ethanol) | 1973-01-01 | Confederated Tribes of the Colville Reservation | Fee Land | Conoco Food Mart | 702 Omak Ave. | Omak | WA | 98841 | 48.4053 | -119.5159
10 | 4020031 | The Pines | Tank 1 | TRUE | Permanently Out of Use |  | 12000 | Gasoline (containing <=10% ethanol) | 1978-01-01 | Confederated Tribes of the Colville Reservation | Indian Land | The Pines | Hwy. 21, MP 99.5 | Keller | WA | 99140 | 48.1735 | 118.7079
10 | 4020031 | The Pines | Tank 2 | TRUE | Permanently Out of Use |  | 2000 | Gasoline (containing <=10% ethanol) | 1978-01-01 | Confederated Tribes of the Colville Reservation | Indian Land | The Pines | Hwy. 21, MP 99.5 | Keller | WA | 99140 | 48.1735 | 118.7079
10 | 4020031 | The Pines | Tank 3 | TRUE | Permanently Out of Use |  | 1000 | Gasoline (containing <=10% ethanol) | 1978-01-01 | Confederated Tribes of the Colville Reservation | Indian Land | The Pines | Hwy. 21, MP 99.5 | Keller | WA | 99140 | 48.1735 | 118.7079
10 | 4020031 | The Pines | Tank 4 | TRUE | Permanently Out of Use |  | 1000 | Gasoline (containing <=10% ethanol) | 1978-01-01 | Confederated Tribes of the Colville Reservation | Indian Land | The Pines | Hwy. 21, MP 99.5 | Keller | WA | 99140 | 48.1735 | 118.7079
10 | 4020032 | Grand Coulee DamSchool District | Tank 1 | TRUE | Permanently Out of Use |  | 1000 | Gasoline (containing <=10% ethanol) | 1976-01-01 | Confederated Tribes of the Colville Reservation | Indian Land | Grand Coulee DamSchool District | 901 River Dr. | Coulee Dam | WA | 99116 | 47.971 | -118.9761
10 | 4020032 | Grand Coulee DamSchool District | Tank 2 | TRUE | Permanently Out of Use |  | 1000 | Diesel | 1976-01-01 | Confederated Tribes of the Colville Reservation | Indian Land | Grand Coulee DamSchool District | 901 River Dr. | Coulee Dam | WA | 99116 | 47.971 | -118.9761
10 | 4020033 | Coulee Express | Tank 1 | TRUE | Permanently Out of Use |  | 3000 | Gasoline (containing <=10% ethanol) | 1961-06-01 | Confederated Tribes of the Colville Reservation | Indian Land | Coulee Express | 200 Roosevelt Way | Coulee Dam | WA | 99116 | 47.966 | -118.9778
10 | 4020033 | Coulee Express | Tank 2 | TRUE | Permanently Out of Use |  | 4000 | Gasoline (containing <=10% ethanol) | 1961-06-01 | Confederated Tribes of the Colville Reservation | Indian Land | Coulee Express | 200 Roosevelt Way | Coulee Dam | WA | 99116 | 47.966 | -118.9778
10 | 4020033 | Coulee Express | Tank 3 | TRUE | Permanently Out of Use |  | 3000 | Gasoline (containing <=10% ethanol) | 1961-06-01 | Confederated Tribes of the Colville Reservation | Indian Land | Coulee Express | 200 Roosevelt Way | Coulee Dam | WA | 99116 | 47.966 | -118.9778
10 | 4020033 | Coulee Express | Tank 4 | TRUE | Permanently Out of Use |  | 1000 | Diesel | 1984-01-01 | Confederated Tribes of the Colville Reservation | Indian Land | Coulee Express | 200 Roosevelt Way | Coulee Dam | WA | 99116 | 47.966 | -118.9778
10 | 4020034 | Rainbow Beach Resort | Tank 1 | TRUE | Permanently Out of Use |  | 2000 | Gasoline (containing <=10% ethanol) | 1974-01-01 | Confederated Tribes of the Colville Reservation | Indian Land | Rainbow Beach Resort | HC1 Box 146 N Twin Lake | Inchelium | WA | 99138 | 45.0937 | -100.4615
10 | 4020034 | Rainbow Beach Resort | Tank 2 | TRUE | Permanently Out of Use |  | 1000 | Gasoline (containing <=10% ethanol) | 1899-12-31 | Confederated Tribes of the Colville Reservation | Indian Land | Rainbow Beach Resort | HC1 Box 146 N Twin Lake | Inchelium | WA | 99138 | 45.0937 | -100.4615
10 | 4020034 | Rainbow Beach Resort | Tank 3 | TRUE | Permanently Out of Use |  | 550 | Gasoline (containing <=10% ethanol) | 1899-12-31 | Confederated Tribes of the Colville Reservation | Indian Land | Rainbow Beach Resort | HC1 Box 146 N Twin Lake | Inchelium | WA | 99138 | 45.0937 | -100.4615
10 | 4020035 | Jackson's Service, Inc. | Tank 1 | TRUE | Currently in Use |  | 12000 | Gasoline (containing <=10% ethanol) | 1980-08-01 | Confederated Tribes of the Colville Reservation | Fee Land | Jackson's Service, Inc. | P.O. Box 30, 4440 Hwy. 155 | Nespelem | WA | 99155 | 48.1639 | -118.9783
10 | 4020035 | Jackson's Service, Inc. | Tank 2 | TRUE | Currently in Use |  | 12000 | Gasoline (containing <=10% ethanol) | 1980-08-01 | Confederated Tribes of the Colville Reservation | Fee Land | Jackson's Service, Inc. | P.O. Box 30, 4440 Hwy. 155 | Nespelem | WA | 99155 | 48.1639 | -118.9783
10 | 4020035 | Jackson's Service, Inc. | Tank 3 | TRUE | Currently in Use |  | 6000 | Gasoline (containing <=10% ethanol) | 1980-08-01 | Confederated Tribes of the Colville Reservation | Fee Land | Jackson's Service, Inc. | P.O. Box 30, 4440 Hwy. 155 | Nespelem | WA | 99155 | 48.1639 | -118.9783
10 | 4020035 | Jackson's Service, Inc. | Tank 4 | TRUE | Currently in Use |  | 6000 | Diesel | 1980-08-08 | Confederated Tribes of the Colville Reservation | Fee Land | Jackson's Service, Inc. | P.O. Box 30, 4440 Hwy. 155 | Nespelem | WA | 99155 | 48.1639 | -118.9783
10 | 4020036 | Colville Indian Precision Pine | Tank 1 | TRUE | Permanently Out of Use |  | 12000 | Diesel | 1985-08-01 | Confederated Tribes of the Colville Reservation | Indian Land | Colville Indian Precision Pine | 373 Omak Riverside Eastside Rd. | Omak | WA | 98841 | 45.0563 | -101.2003
10 | 4020037 | City of Omak Shop | Tank 1 | TRUE | Permanently Out of Use |  | 500 | Used Oil | 1971-01-01 | Confederated Tribes of the Colville Reservation | Indian Land | City of Omak Shop | 220 Columbia Ave | Omak | WA | 98841 | 48.4079 | -119.5236
10 | 4020038 | Basin Asphalt Co. | Tank 1 | TRUE | Permanently Out of Use |  | 7000 | Diesel | 1981-04-01 | Confederated Tribes of the Colville Reservation | Indian Land | Basin Asphalt Co. | Rodeo Trail Rd., P.O. Box 10778 | Omak | WA | 98841 | 48.3867 | -119.5407
10 | 4020038 | Basin Asphalt Co. | Tank 2 | TRUE | Permanently Out of Use |  | 1000 | Gasoline (containing <=10% ethanol) | 1981-04-01 | Confederated Tribes of the Colville Reservation | Indian Land | Basin Asphalt Co. | Rodeo Trail Rd., P.O. Box 10778 | Omak | WA | 98841 | 48.3867 | -119.5407
10 | 4020038 | Basin Asphalt Co. | Tank 3 | TRUE | Permanently Out of Use |  | 1000 | Gasoline (containing <=10% ethanol) | 1981-04-01 | Confederated Tribes of the Colville Reservation | Indian Land | Basin Asphalt Co. | Rodeo Trail Rd., P.O. Box 10778 | Omak | WA | 98841 | 48.3867 | -119.5407
10 | 4020039 | Coulee Dam Natl Recreation Area | Tank 001 | TRUE | Permanently Out of Use |  | 1000 | Diesel | 1976-01-01 | Confederated Tribes of the Colville Reservation | Indian Land | Coulee Dam Natl Recreation Area | 1008 Crest Dr | Coulee Dam | WA | 99116 | 45.0507 | -101.6033
10 | 4020039 | Coulee Dam Natl Recreation Area | Tank 002 | TRUE | Permanently Out of Use |  | 1000 | Gasoline (containing <=10% ethanol) | 1965-01-01 | Confederated Tribes of the Colville Reservation | Indian Land | Coulee Dam Natl Recreation Area | 1008 Crest Dr | Coulee Dam | WA | 99116 | 45.0507 | -101.6033
10 | 4020039 | Coulee Dam Natl Recreation Area | Tank 003 | TRUE | Permanently Out of Use |  | 1000 | Gasoline (containing <=10% ethanol) | 1959-01-01 | Confederated Tribes of the Colville Reservation | Indian Land | Coulee Dam Natl Recreation Area | 1008 Crest Dr | Coulee Dam | WA | 99116 | 45.0507 | -101.6033
10 | 4020040 | South Twin Lake Resort | Tank 1 | TRUE | Permanently Out of Use |  | 500 | Gasoline (containing <=10% ethanol) | 1969-01-01 | Confederated Tribes of the Colville Reservation | Indian Land | South Twin Lake Resort | Rt B | Inchelium | WA | 99138 | 45.0046 | -101.2348
10 | 4020041 | Paschal Sherman Indian School | Tank 1 | TRUE | Permanently Out of Use |  | 3000 | Gasoline (containing <=10% ethanol) | 1979-01-01 | Confederated Tribes of the Colville Reservation | Indian Land | Paschal Sherman Indian School | 25A Mission Rd. | Omak | WA | 98841 | 48.3748 | -119.451
10 | 4020042 | Okanogan Legion Airport | Tank 1 | TRUE | Permanently Out of Use |  | 12000 | Av Gas | 1982-01-01 | Confederated Tribes of the Colville Reservation | Indian Land | Okanogan Legion Airport | Airport Rd | Okanogan | WA | 98840 | 44.998 | -101.2348
10 | 4020042 | Okanogan Legion Airport | Tank 2 | TRUE | Permanently Out of Use |  | 1000 | Av Gas | 1968-01-01 | Confederated Tribes of the Colville Reservation | Indian Land | Okanogan Legion Airport | Airport Rd | Okanogan | WA | 98840 | 44.998 | -101.2348
10 | 4020042 | Okanogan Legion Airport | Tank 3 | TRUE | Permanently Out of Use |  | 500 | Gasoline (containing <=10% ethanol) | 1968-01-01 | Confederated Tribes of the Colville Reservation | Indian Land | Okanogan Legion Airport | Airport Rd | Okanogan | WA | 98840 | 44.998 | -101.2348
10 | 4020042 | Okanogan Legion Airport | Tank 4 | TRUE | Permanently Out of Use |  | 500 | Gasoline (containing <=10% ethanol) | 1973-01-01 | Confederated Tribes of the Colville Reservation | Indian Land | Okanogan Legion Airport | Airport Rd | Okanogan | WA | 98840 | 44.998 | -101.2348
10 | 4020042 | Okanogan Legion Airport | Tank 5 | TRUE | Permanently Out of Use |  | 500 | Gasoline (containing <=10% ethanol) | 1977-01-01 | Confederated Tribes of the Colville Reservation | Indian Land | Okanogan Legion Airport | Airport Rd | Okanogan | WA | 98840 | 44.998 | -101.2348
10 | 4020042 | Okanogan Legion Airport | Tank 6 | TRUE | Permanently Out of Use |  | 500 | Diesel | 1977-01-01 | Confederated Tribes of the Colville Reservation | Indian Land | Okanogan Legion Airport | Airport Rd | Okanogan | WA | 98840 | 44.998 | -101.2348
10 | 4020043 | WA State Patrol - Okanogan | Tank 241035 | TRUE | Permanently Out of Use |  | 10000 | Gasoline (containing <=10% ethanol) | 1973-01-01 | Confederated Tribes of the Colville Reservation | Indian Land | WA State Patrol - Okanogan | 2 Patrol St. | Okanogan | WA | 98840 | 48.3625 | -119.5756
10 | 4020043 | WA State Patrol - Okanogan | Tank 241037 | TRUE | Permanently Out of Use |  | 12000 | Gasoline (containing <=10% ethanol) | 1992-02-26 | Confederated Tribes of the Colville Reservation | Indian Land | WA State Patrol - Okanogan | 2 Patrol St. | Okanogan | WA | 98840 | 48.3625 | -119.5756
10 | 4020044 | Apple Processing & Cold Storage | Tank 1 | TRUE | Permanently Out of Use |  | 300 | Gasoline (containing <=10% ethanol) | 1950-01-01 | Confederated Tribes of the Colville Reservation | Indian Land | Apple Processing & Cold Storage | Columbia St Between 2nd & 3rd | Omak | WA | 98841 | 48.4083 | -119.5232
10 | 4020046 | Okanogan National Guard Armory | Tank O-1-A | TRUE | Permanently Out of Use |  | 1000 | Gasoline (containing <=10% ethanol) | 1899-12-31 | Confederated Tribes of the Colville Reservation | Indian Land | Okanogan National Guard Armory | Cameron & Rodeo Rd. | Okanogan | WA | 98840 | 48.3869 | -119.5335
10 | 4020047 | WADOT - Okanogan Area HQ | Tank 66B13-14 | TRUE | Currently in Use |  | 10000 | Diesel | 1995-07-01 | Confederated Tribes of the Colville Reservation | Fee Land | WADOT - Okanogan Area HQ | 28862 Hwy. 97 | Okanogan | WA | 98840 | 48.3731 | -119.5531
10 | 4020047 | WADOT - Okanogan Area HQ | Tank 66B13-15 | TRUE | Currently in Use |  | 10000 | Gasoline (containing <=10% ethanol) | 1995-07-01 | Confederated Tribes of the Colville Reservation | Fee Land | WADOT - Okanogan Area HQ | 28862 Hwy. 97 | Okanogan | WA | 98840 | 48.3731 | -119.5531
10 | 4020049 | Bridgeport State Park | Tank 1 | TRUE | Permanently Out of Use |  | 500 | Gasoline (containing <=10% ethanol) | 1987-01-01 | Confederated Tribes of the Colville Reservation | Indian Land | Bridgeport State Park | 191-A Alta Lake Rd | Pateros | WA | 98846 | 48.0311 | -119.9346
10 | 4020049 | Bridgeport State Park | Tank 2 | TRUE | Permanently Out of Use |  | 500 | Diesel | 1899-12-31 | Confederated Tribes of the Colville Reservation | Indian Land | Bridgeport State Park | 191-A Alta Lake Rd | Pateros | WA | 98846 | 48.0311 | -119.9346
10 | 4020050 | Colville Tribal Fish Hatchery | Tank 1 | TRUE | Currently in Use |  | 2500 | Diesel | 1989-03-01 | Confederated Tribes of the Colville Reservation | Indian Land | Colville Tribal Fish Hatchery | 13854 Hwy. 17(see comments for mailing address) | Bridgeport | WA | 98813 | 48.0295 | -119.6897
10 | 4020050 | Colville Tribal Fish Hatchery | Tank 2 | TRUE | Currently in Use |  | 550 | Gasoline (containing <=10% ethanol) | 1989-03-01 | Confederated Tribes of the Colville Reservation | Indian Land | Colville Tribal Fish Hatchery | 13854 Hwy. 17(see comments for mailing address) | Bridgeport | WA | 98813 | 48.0295 | -119.6897
10 | 4020051 | Keller Store | Tank 1 | TRUE | Currently in Use |  | 15000 | Diesel; Gasoline (containing <=10% ethanol) | 2001-11-01 | Confederated Tribes of the Colville Reservation | Indian Land | Keller Store | 11611 S. Hwy. 21 | Keller | WA | 99140 | 48.0776 | -118.6834
10 | 4020052 | Nespelem Trading Post | Tank 1 | TRUE | Currently in Use |  | 36000 | Diesel; Gasoline (containing <=10% ethanol) | 2003-12-02 | Confederated Tribes of the Colville Reservation | Indian Land | Nespelem Trading Post | 37 Lakes Avenue | Nespelem | WA | 99155 | 48.1314 | -118.9772
10 | 4020054 | Munson Grocery | Tank 1 | TRUE | Permanently Out of Use |  | 1000 | Gasoline (containing <=10% ethanol) | 1963-01-01 | Confederated Tribes of the Colville Reservation | Indian Land | Munson Grocery | 3587 Hwy. 155 | Coulee Dam | WA | 99116 | 48.0496 | -118.9847
10 | 4020054 | Munson Grocery | Tank 2 | TRUE | Permanently Out of Use |  | 1000 | Gasoline (containing <=10% ethanol) | 1963-01-01 | Confederated Tribes of the Colville Reservation | Indian Land | Munson Grocery | 3587 Hwy. 155 | Coulee Dam | WA | 99116 | 48.0496 | -118.9847
10 | 4020055 | Hamilton Farm Equipment Center, Inc. | Tank 1 | TRUE | Permanently Out of Use |  | 500 | Gasoline (containing <=10% ethanol) | 1975-01-01 | Confederated Tribes of the Colville Reservation | Indian Land | Hamilton Farm Equipment Center, Inc. | 1 Patrol St., P.O. Box 1093 | Okanogan | WA | 98840 | 48.4064 | -119.6008
10 | 4020055 | Hamilton Farm Equipment Center, Inc. | Tank 2 | TRUE | Permanently Out of Use |  | 300 | Diesel | 1975-01-01 | Confederated Tribes of the Colville Reservation | Indian Land | Hamilton Farm Equipment Center, Inc. | 1 Patrol St., P.O. Box 1093 | Okanogan | WA | 98840 | 48.4064 | -119.6008
10 | 4020056 | Starcrisp, Inc. - Okanogan Plant | Tank 1 | TRUE | Permanently Out of Use |  | 1000 | Gasoline (containing <=10% ethanol) | 1976-01-01 | Confederated Tribes of the Colville Reservation | Indian Land | Magi, Inc. / Starcrisp, Inc. | 125 Van Duyn St. | Okanogan | WA | 98840 | 48.3612 | -119.5779
10 | 4020056 | Starcrisp, Inc. - Okanogan Plant | Tank 2 | TRUE | Permanently Out of Use |  | 500 | Gasoline (containing <=10% ethanol) | 1956-01-01 | Confederated Tribes of the Colville Reservation | Indian Land | Magi, Inc. / Starcrisp, Inc. | 125 Van Duyn St. | Okanogan | WA | 98840 | 48.3612 | -119.5779
10 | 4020057 | NC Machinery Co. | Tank 1 | TRUE | Permanently Out of Use |  | 500 | Used Oil | 1956-04-01 | Confederated Tribes of the Colville Reservation | Indian Land | NC Machinery Co. | 212 Omak Ave. | Omak | WA | 98841 | 48.4041 | -119.5147
10 | 4020058 | Okanogan County Dept. of Public Works | Tank 1 | TRUE | Permanently Out of Use |  | 1100 | Diesel | 1970-06-01 | Confederated Tribes of the Colville Reservation | Indian Land | Okanogan County Dept. of Public Works | 269 Railroad Ave. | Okanogan | WA | 98840 | 48.3636 | -119.5753
10 | 4020058 | Okanogan County Dept. of Public Works | Tank 6 | TRUE | Permanently Out of Use |  | 2100 | Stove Oil | 1960-01-01 | Confederated Tribes of the Colville Reservation | Indian Land | Okanogan County Dept. of Public Works | 269 Railroad Ave. | Okanogan | WA | 98840 | 48.3636 | -119.5753
10 | 4020058 | Okanogan County Dept. of Public Works | Tank 5 | TRUE | Permanently Out of Use |  | 2200 | Used Oil | 1976-01-01 | Confederated Tribes of the Colville Reservation | Indian Land | Okanogan County Dept. of Public Works | 269 Railroad Ave. | Okanogan | WA | 98840 | 48.3636 | -119.5753
10 | 4020058 | Okanogan County Dept. of Public Works | Tank 4 | TRUE | Permanently Out of Use |  | 1100 | Gasoline (containing <=10% ethanol) | 1976-06-01 | Confederated Tribes of the Colville Reservation | Indian Land | Okanogan County Dept. of Public Works | 269 Railroad Ave. | Okanogan | WA | 98840 | 48.3636 | -119.5753
10 | 4020058 | Okanogan County Dept. of Public Works | Tank 3 | TRUE | Permanently Out of Use |  | 1100 | Gasoline (containing <=10% ethanol) | 1960-01-01 | Confederated Tribes of the Colville Reservation | Indian Land | Okanogan County Dept. of Public Works | 269 Railroad Ave. | Okanogan | WA | 98840 | 48.3636 | -119.5753
10 | 4020058 | Okanogan County Dept. of Public Works | Tank 2 | TRUE | Permanently Out of Use |  | 1100 | Diesel | 1972-06-01 | Confederated Tribes of the Colville Reservation | Indian Land | Okanogan County Dept. of Public Works | 269 Railroad Ave. | Okanogan | WA | 98840 | 48.3636 | -119.5753
10 | 4020061 | Tribal Trails Truck Stop | Tank 1 | TRUE | Currently in Use |  | 20000 | Diesel; Gasoline (containing <=10% ethanol) | 2010-10-01 | Confederated Tribes of the Colville Reservation | Indian Land | Tribal Trails Truck Stop | 29078 Hwy. 97 | Omak | WA | 98841 | 48.3985 | -119.5243
10 | 4020061 | Tribal Trails Truck Stop | Tank 3 | TRUE | Currently in Use |  | 20000 | Gasoline (containing <=10% ethanol) | 2010-10-01 | Confederated Tribes of the Colville Reservation | Indian Land | Tribal Trails Truck Stop | 29078 Hwy. 97 | Omak | WA | 98841 | 48.3985 | -119.5243
10 | 4020061 | Tribal Trails Truck Stop | Tank 2 | TRUE | Currently in Use |  | 16000 | Gasoline (containing <=10% ethanol) | 2010-10-01 | Confederated Tribes of the Colville Reservation | Indian Land | Tribal Trails Truck Stop | 29078 Hwy. 97 | Omak | WA | 98841 | 48.3985 | -119.5243
10 | 4020062 | Burlington Northern - Omak Depot | Tank 1 | TRUE | Permanently Out of Use |  | 600 | Diesel | 1956-01-01 | Confederated Tribes of the Colville Reservation | Indian Land | Burlington Northern - Omak Depot | MP 95.7, 8th Sub Spokane Div off of State Hwy. 155 Line Segment 387, Print 439 | Omak | WA | 98841 | 48.4093 | -119.5264
10 | 4020063 | Noisy Waters | Tank 1 | TRUE | Currently in Use |  | 20000 | Gasoline (containing <=10% ethanol) | 2013-08-01 | Confederated Tribes of the Colville Reservation | Indian Land | Noisy Waters | 34291 E. Hwy. 20 | Kettle Falls | WA | 99141 | 48.6278 | -118.1233
10 | 4020063 | Noisy Waters | Tank 3 | TRUE | Currently in Use |  | 20000 | Diesel; Gasoline (containing <=10% ethanol) | 2013-08-01 | Confederated Tribes of the Colville Reservation | Indian Land | Noisy Waters | 34291 E. Hwy. 20 | Kettle Falls | WA | 99141 | 48.6278 | -118.1233
10 | 4020063 | Noisy Waters | Tank 2 | TRUE | Currently in Use |  | 20000 | Diesel; Gasoline (containing <=10% ethanol) | 2013-08-01 | Confederated Tribes of the Colville Reservation | Indian Land | Noisy Waters | 34291 E. Hwy. 20 | Kettle Falls | WA | 99141 | 48.6278 | -118.1233
10 | 4020064 | Former Colville Indian Plywood & Veneer Facility | Tank 1 | TRUE | Permanently Out of Use |  | 500 | Gasoline (containing <=10% ethanol) | 1899-12-31 | Confederated Tribes of the Colville Reservation | Indian Land | Former Colville Indian Plywood & Veneer Facility | 1100 E. 8th Ave. | Omak | WA | 98841 | 48.4 | 119.514
10 | 4020065 | Deep Water | Tank 1 | TRUE | Currently in Use |  | 20000 | Gasoline (containing <=10% ethanol) | 2015-09-01 | Confederated Tribes of the Colville Reservation | Indian Land | Deep Water | 67 Wapato Lake Rd. | Manson | WA | 98831 | 47.8814 | -120.1302
10 | 4020065 | Deep Water | Tank 3 | TRUE | Currently in Use |  | 6000 | Diesel | 2015-09-01 | Confederated Tribes of the Colville Reservation | Indian Land | Deep Water | 67 Wapato Lake Rd. | Manson | WA | 98831 | 47.8814 | -120.1302
10 | 4020065 | Deep Water | Tank 2 | TRUE | Currently in Use |  | 12000 | Gasoline (containing <=10% ethanol) | 2015-09-01 | Confederated Tribes of the Colville Reservation | Indian Land | Deep Water | 67 Wapato Lake Rd. | Manson | WA | 98831 | 47.8814 | -120.1302
10 | 4020066 | Half Sun Travel Plaza | Tank 1 | TRUE | Currently in Use |  | 20000 | Diesel | 2016-07-01 | Confederated Tribes of the Colville Reservation | Trust | Half Sun Travel Plaza | 420 S. Wanapum Dr. | Moses Lake | WA | 98837 | 47.0985 | -119.3174
10 | 4020066 | Half Sun Travel Plaza | Tank 4 | TRUE | Currently in Use |  | 20000 | 0% ethanol; Diesel | 2016-07-01 | Confederated Tribes of the Colville Reservation | Trust | Half Sun Travel Plaza | 420 S. Wanapum Dr. | Moses Lake | WA | 98837 | 47.0985 | -119.3174
10 | 4020066 | Half Sun Travel Plaza | Tank 3 | TRUE | Currently in Use |  | 20000 | Gasoline (containing <=10% ethanol) | 2016-07-01 | Confederated Tribes of the Colville Reservation | Trust | Half Sun Travel Plaza | 420 S. Wanapum Dr. | Moses Lake | WA | 98837 | 47.0985 | -119.3174
10 | 4020066 | Half Sun Travel Plaza | Tank 2 | TRUE | Currently in Use |  | 20000 | Gasoline (containing <=10% ethanol) | 2016-07-01 | Confederated Tribes of the Colville Reservation | Trust | Half Sun Travel Plaza | 420 S. Wanapum Dr. | Moses Lake | WA | 98837 | 47.0985 | -119.3174
10 | 4040001 | 7 Cedars Longhouse Market & Deli | Tank 1 | TRUE | Currently in Use |  | 25000 | Gasoline (containing <=10% ethanol) | 2008-05-01 |  | Indian Land | 7 Cedars Longhouse Market & Deli | 271020 Hwy. 101 | Sequim | WA | 98382 | 48.0202 | -123.0043
10 | 4040001 | 7 Cedars Longhouse Market & Deli | Tank 2 | TRUE | Currently in Use |  | 25000 | Diesel; Gasoline (containing <=10% ethanol) | 2008-05-01 |  | Indian Land | 7 Cedars Longhouse Market & Deli | 271020 Hwy. 101 | Sequim | WA | 98382 | 48.0202 | -123.0043
10 | 4050001 | Chevron at Legacy Landing | Tank 1 | TRUE | Currently in Use |  | 25000 | Gasoline (containing <=10% ethanol) | 2010-06-01 | Kalispel Indian Community of the Kalispel Reservation | Indian Land | Chevron at Legacy Landing | 200 S. Hayford Rd. | Airway Heights | WA | 99001 | 47.6539 | -117.5615
10 | 4050001 | Chevron at Legacy Landing | Tank 2 | TRUE | Currently in Use |  | 23000 | Diesel; Gasoline (containing <=10% ethanol) | 2010-06-01 | Kalispel Indian Community of the Kalispel Reservation | Indian Land | Chevron at Legacy Landing | 200 S. Hayford Rd. | Airway Heights | WA | 99001 | 47.6539 | -117.5615
10 | 4050002 | Chevron on Hwy 2 | Tank 1 | TRUE | Currently in Use |  | 25000 | Gasoline (containing <=10% ethanol) | 2015-07-01 | Kalispel Indian Community of the Kalispel Reservation | Indian Land | Chevron on Hwy 2 | 11514 W. State Hwy. Rte. 2 | Airway Heights | WA | 99001 | 47.6436 | -117.5714
10 | 4050002 | Chevron on Hwy 2 | Tank 2 | TRUE | Currently in Use |  | 25000 | Diesel; Gasoline (containing <=10% ethanol) | 2015-07-01 | Kalispel Indian Community of the Kalispel Reservation | Indian Land | Chevron on Hwy 2 | 11514 W. State Hwy. Rte. 2 | Airway Heights | WA | 99001 | 47.6436 | -117.5714
10 | 4050003 | Kalispel Market | Tank 1 | TRUE | Currently in Use |  | 15000 | Gasoline (containing <=10% ethanol) | 2018-03-01 | Kalispel Indian Community of the Kalispel Reservation | Indian Land | Kalispel Market | 370 Qlisp' Riverway | Cusick | WA | 99119 | 48.3474 | -117.3035
10 | 4050003 | Kalispel Market | Tank 3 | TRUE | Currently in Use |  | 10000 | Diesel | 2018-03-01 | Kalispel Indian Community of the Kalispel Reservation | Indian Land | Kalispel Market | 370 Qlisp' Riverway | Cusick | WA | 99119 | 48.3474 | -117.3035
10 | 4050003 | Kalispel Market | Tank 2 | TRUE | Currently in Use |  | 17000 | Diesel; Gasoline (containing <=10% ethanol) | 2018-03-01 | Kalispel Indian Community of the Kalispel Reservation | Indian Land | Kalispel Market | 370 Qlisp' Riverway | Cusick | WA | 99119 | 48.3474 | -117.3035
10 | 4060001 | Lower Elwha Food & Fuel | Tank 1 | TRUE | Currently in Use |  | 20000 | Gasoline (containing <=10% ethanol) | 2016-05-01 | Lower Elwha Tribal Community | Indian Land | Lower Elwha Food & Fuel | 4773 Dry Creek Rd. | Port Angeles | WA | 98363 | 48.1019 | -123.5141
10 | 4060001 | Lower Elwha Food & Fuel | Tank 3 | TRUE | Currently in Use |  | 21000 | Diesel | 2018-05-01 | Lower Elwha Tribal Community | Indian Land | Lower Elwha Food & Fuel | 4773 Dry Creek Rd. | Port Angeles | WA | 98363 | 48.1019 | -123.5141
10 | 4060001 | Lower Elwha Food & Fuel | Tank 2 | TRUE | Currently in Use |  | 22000 | Diesel; Gasoline (containing <=10% ethanol) | 2016-05-01 | Lower Elwha Tribal Community | Indian Land | Lower Elwha Food & Fuel | 4773 Dry Creek Rd. | Port Angeles | WA | 98363 | 48.1019 | -123.5141
10 | 4070001 | Skookum Creek Fish Hatchery | Tank 1 | TRUE | Permanently Out of Use |  | 5000 | Gasoline (containing <=10% ethanol) | 1983-07-01 | Lummi Tribe of the Lummi Reservation | Indian Land | Skookum Creek Fish Hatchery | 6498 Saxon Rd. | Acme | WA | 98220 | 0 | 0
10 | 4070002 | Lummi Indian Business Council | Tank 1 | TRUE | Permanently Out of Use |  | 5000 | Gasoline (containing <=10% ethanol) | 1985-01-01 | Lummi Tribe of the Lummi Reservation | Indian Land | Lummi Indian Business Council | 2616 Kwina Rd. | Bellingham | WA | 98226 | 48.7952 | -122.6247
10 | 4070002 | Lummi Indian Business Council | Tank 2 | TRUE | Permanently Out of Use |  | 5000 | Diesel | 1899-12-31 | Lummi Tribe of the Lummi Reservation | Indian Land | Lummi Indian Business Council | 2616 Kwina Rd. | Bellingham | WA | 98226 | 48.7952 | -122.6247
10 | 4070002 | Lummi Indian Business Council | Tank 3 | TRUE | Permanently Out of Use |  | 5000 | Gasoline (containing <=10% ethanol) | 1899-12-31 | Lummi Tribe of the Lummi Reservation | Indian Land | Lummi Indian Business Council | 2616 Kwina Rd. | Bellingham | WA | 98226 | 48.7952 | -122.6247
10 | 4070003 | Fisherman's Cove, Inc. | Tank 1 | TRUE | Permanently Out of Use |  | 3000 | Gasoline (containing <=10% ethanol) | 1974-01-01 | Lummi Tribe of the Lummi Reservation | Indian Land | Fisherman's Cove, Inc. | 2557 Lummi View Dr. | Bellingham | WA | 98226 | 43.1282 | -102.1002
10 | 4070003 | Fisherman's Cove, Inc. | Tank 2 | TRUE | Permanently Out of Use |  | 3000 | Gasoline (containing <=10% ethanol) | 1974-01-01 | Lummi Tribe of the Lummi Reservation | Indian Land | Fisherman's Cove, Inc. | 2557 Lummi View Dr. | Bellingham | WA | 98226 | 43.1282 | -102.1002
10 | 4070003 | Fisherman's Cove, Inc. | Tank 3 | TRUE | Permanently Out of Use |  | 4000 | Gasoline (containing <=10% ethanol) | 1971-01-01 | Lummi Tribe of the Lummi Reservation | Indian Land | Fisherman's Cove, Inc. | 2557 Lummi View Dr. | Bellingham | WA | 98226 | 43.1282 | -102.1002
10 | 4070003 | Fisherman's Cove, Inc. | Tank 4 | TRUE | Permanently Out of Use |  | 4000 | Gasoline (containing <=10% ethanol) | 1971-01-01 | Lummi Tribe of the Lummi Reservation | Indian Land | Fisherman's Cove, Inc. | 2557 Lummi View Dr. | Bellingham | WA | 98226 | 43.1282 | -102.1002
10 | 4070005 | Whatcom County Fire District No. 15 | Tank 1 | TRUE | Permanently Out of Use |  | 500 | Diesel | 1982-07-01 | Lummi Tribe of the Lummi Reservation | Indian Land | Whatcom County Fire District No. 15 | 2600 McKenzie Rd. | Bellingham | WA | 98226 | 43.2371 | -102.3051
10 | 4070006 | Fisherman's Cove Mini Mart | Tank 1 | TRUE | Permanently Out of Use |  | 12000 | Gasoline (containing <=10% ethanol) | 1987-07-01 | Lummi Tribe of the Lummi Reservation | Indian Land | Fisherman's Cove Mini Mart | 2557 Lummi View Dr. | Bellingham | WA | 98226 | 48.7324 | 122.6696
10 | 4070007 | Sandy Point Marina | Tank 1 | TRUE | Permanently Out of Use |  | 5000 | Gasoline (containing <=10% ethanol) | 1980-01-01 | Lummi Tribe of the Lummi Reservation | Fee Land | Sandy Point Marina | 4323 Saltspring Dr. | Ferndale | WA | 98248 | 48.7985 | 122.7074
10 | 4070007 | Sandy Point Marina | Tank 2 | TRUE | Currently in Use |  | 3000 | Gasoline (containing <=10% ethanol) | 1996-11-04 | Lummi Tribe of the Lummi Reservation | Fee Land | Sandy Point Marina | 4323 Saltspring Dr. | Ferndale | WA | 98248 | 48.7985 | 122.7074
10 | 4070008 | WHATCOM COUNTY FIRE DEPT #17 | Tank 1 | TRUE | Permanently Out of Use |  | 200 | Gasoline (containing <=10% ethanol) | 1979-01-01 | Lummi Tribe of the Lummi Reservation | Indian Land | WHATCOM COUNTY FIRE DEPT #17 | 4492 SUCIA DR | Ferndale | WA | 98248 | 0 | 0
10 | 4070009 | Gooseberry Point Wastewater Treatment Plant | Tank 1 | TRUE | Permanently Out of Use |  | 1000 | Diesel | 1992-08-01 | Lummi Tribe of the Lummi Reservation | Indian Land | Gooseberry Point Wastewater Treatment Plant | 2156 Lummi View Dr. | Bellingham | WA | 98226 | 48.7203 | 122.6555
10 | 4070010 | Sandy Point Wastewater Treatment Plant | Tank 1 | TRUE | Permanently Out of Use |  | 800 | Diesel | 1992-08-01 | Lummi Tribe of the Lummi Reservation | Indian Land | Sandy Point Wastewater Treatment Plant | 4359 Germain Rd. | Ferndale | WA | 98248 | 43.4436 | -102.1107
10 | 4070011 | North Cape Marina | Tank 1 | TRUE | Permanently Out of Use |  | 2000 | Gasoline (containing <=10% ethanol) | 1962-01-01 | Lummi Tribe of the Lummi Reservation | Fee Land | North Cape Marina | 4135 Sucia Dr. | Ferndale | WA | 98248 | 43.2475 | -102.4706
10 | 4070012 | Lummi Mini Mart | Tank 1 | TRUE | Currently in Use |  | 20000 | Gasoline (containing <=10% ethanol) | 1995-07-01 | Lummi Tribe of the Lummi Reservation | Indian Land | Lummi Mini Mart | 4884 Haxton Way | Ferndale | WA | 98248 | 48.8154 | 122.627
10 | 4070012 | Lummi Mini Mart | Tank 2 | TRUE | Currently in Use |  | 5000 | Diesel | 1995-07-01 | Lummi Tribe of the Lummi Reservation | Indian Land | Lummi Mini Mart | 4884 Haxton Way | Ferndale | WA | 98248 | 48.8154 | 122.627
10 | 4070013 | Lummi Head Start | Tank 1 | TRUE | Permanently Out of Use |  | 2200 | Gasoline (containing <=10% ethanol) | 1899-12-31 | Lummi Tribe of the Lummi Reservation | Trust | Lummi Head Start | 2590 Kwina Rd. | Bellingham | WA | 98226 | 43.0224 | -102.54
10 | 4070014 | Lummi Bay Market | 1 | TRUE | Currently in Use |  | 30000 | Diesel | 2020-09-01 | Lummi Tribe of the Lummi Reservation | Trust | Lummi Bay Market | 4839 Rural Ave. | Bellingham | WA | 98226 | 48.816 | -122.5563
10 | 4070014 | Lummi Bay Market | 4 | TRUE | Currently in Use |  | 20000 | Diesel Exhaust Fluid; Gasoline (containing <=10% ethanol) | 2020-09-01 | Lummi Tribe of the Lummi Reservation | Trust | Lummi Bay Market | 4839 Rural Ave. | Bellingham | WA | 98226 | 48.816 | -122.5563
10 | 4070014 | Lummi Bay Market | 3 | TRUE | Currently in Use |  | 30000 | Gasoline (containing <=10% ethanol) | 2020-09-01 | Lummi Tribe of the Lummi Reservation | Trust | Lummi Bay Market | 4839 Rural Ave. | Bellingham | WA | 98226 | 48.816 | -122.5563
10 | 4070014 | Lummi Bay Market | 2 | TRUE | Currently in Use |  | 30000 | Diesel | 2020-09-01 | Lummi Tribe of the Lummi Reservation | Trust | Lummi Bay Market | 4839 Rural Ave. | Bellingham | WA | 98226 | 48.816 | -122.5563
10 | 4080001 | Farwest Resort | Tank 1 | TRUE | Permanently Out of Use |  | 550 | Gasoline (containing <=10% ethanol) | 1971-01-01 | Makah Indian Tribe of the Makah Indian Reservation | Trust | Farwest Resort | Bay View Ave., P.O. Box 131 | Neah Bay | WA | 98357 | 48.3675 | -124.5838
10 | 4080001 | Farwest Resort | Tank 2 | TRUE | Permanently Out of Use |  | 2000 | Gasoline (containing <=10% ethanol) | 1971-01-01 | Makah Indian Tribe of the Makah Indian Reservation | Trust | Farwest Resort | Bay View Ave., P.O. Box 131 | Neah Bay | WA | 98357 | 48.3675 | -124.5838
10 | 4080002 | Tryon's Service Station | Tank 1 | TRUE | Permanently Out of Use |  | 10000 | Gasoline (containing <=10% ethanol) | 1983-01-01 | Makah Indian Tribe of the Makah Indian Reservation | Trust | Tryon's Service Station | 810 Bayview Ave. | Neah Bay | WA | 98357 | 43.307 | -100.6473
10 | 4080002 | Tryon's Service Station | Tank 2 | TRUE | Permanently Out of Use |  | 10000 | Gasoline (containing <=10% ethanol) | 1983-01-01 | Makah Indian Tribe of the Makah Indian Reservation | Trust | Tryon's Service Station | 810 Bayview Ave. | Neah Bay | WA | 98357 | 43.307 | -100.6473
10 | 4080003 | Neah Bay Resort | Tank 1 | TRUE | Permanently Out of Use |  | 800 | Gasoline (containing <=10% ethanol) | 1978-01-01 | Makah Indian Tribe of the Makah Indian Reservation | Trust | Neah Bay Resort | Hwy. 112 by Sail River | Neah Bay | WA | 98357 | 43.3065 | -100.6679
10 | 4080003 | Neah Bay Resort | Tank 2 | TRUE | Permanently Out of Use |  | 5000 | Gasoline (containing <=10% ethanol) | 1987-07-15 | Makah Indian Tribe of the Makah Indian Reservation | Trust | Neah Bay Resort | Hwy. 112 by Sail River | Neah Bay | WA | 98357 | 43.3065 | -100.6679
10 | 4080004 | Cape Flattery School District #401 | Tank 1 | TRUE | Permanently Out of Use |  | 1000 | Gasoline (containing <=10% ethanol) | 1976-01-01 | Makah Indian Tribe of the Makah Indian Reservation | Indian Land | Cape Flattery School District #401 | 3560 D St. | Neah Bay | WA | 98357 | 0 | 0
10 | 4080005 | Former Makah Air Force Station | Tank A | TRUE | Permanently Out of Use |  | 2000 | Diesel | 1951-01-01 | Makah Indian Tribe of the Makah Indian Reservation | Trust | Former Makah Air Force Station | Makah ARSR | Neah Bay | WA | 98357 | 43.2313 | -100.8537
10 | 4080005 | Former Makah Air Force Station | Tank B | TRUE | Permanently Out of Use |  | 2000 | Diesel | 1951-01-01 | Makah Indian Tribe of the Makah Indian Reservation | Trust | Former Makah Air Force Station | Makah ARSR | Neah Bay | WA | 98357 | 43.2313 | -100.8537
10 | 4080005 | Former Makah Air Force Station | Tank C | TRUE | Permanently Out of Use |  | 18000 | Diesel | 1951-01-01 | Makah Indian Tribe of the Makah Indian Reservation | Trust | Former Makah Air Force Station | Makah ARSR | Neah Bay | WA | 98357 | 43.2313 | -100.8537
10 | 4080005 | Former Makah Air Force Station | Tank D | TRUE | Permanently Out of Use |  | 7900 | Diesel | 1951-01-01 | Makah Indian Tribe of the Makah Indian Reservation | Trust | Former Makah Air Force Station | Makah ARSR | Neah Bay | WA | 98357 | 43.2313 | -100.8537
10 | 4080005 | Former Makah Air Force Station | Tank E | TRUE | Permanently Out of Use |  | 2050 | Gasoline (containing <=10% ethanol) | 1953-01-01 | Makah Indian Tribe of the Makah Indian Reservation | Trust | Former Makah Air Force Station | Makah ARSR | Neah Bay | WA | 98357 | 43.2313 | -100.8537
10 | 4080005 | Former Makah Air Force Station | Tank F | TRUE | Permanently Out of Use |  | 554 | Diesel | 1954-01-01 | Makah Indian Tribe of the Makah Indian Reservation | Trust | Former Makah Air Force Station | Makah ARSR | Neah Bay | WA | 98357 | 43.2313 | -100.8537
10 | 4080005 | Former Makah Air Force Station | Tank G | TRUE | Permanently Out of Use |  | 1000 | Hazardous Substance | 1899-12-31 | Makah Indian Tribe of the Makah Indian Reservation | Trust | Former Makah Air Force Station | Makah ARSR | Neah Bay | WA | 98357 | 43.2313 | -100.8537
10 | 4080005 | Former Makah Air Force Station | Tank H | TRUE | Permanently Out of Use |  | 7000 | Diesel | 1968-01-01 | Makah Indian Tribe of the Makah Indian Reservation | Trust | Former Makah Air Force Station | Makah ARSR | Neah Bay | WA | 98357 | 43.2313 | -100.8537
10 | 4080005 | Former Makah Air Force Station | Tank I | TRUE | Permanently Out of Use |  | 10000 | Diesel | 1968-01-01 | Makah Indian Tribe of the Makah Indian Reservation | Trust | Former Makah Air Force Station | Makah ARSR | Neah Bay | WA | 98357 | 43.2313 | -100.8537
10 | 4080005 | Former Makah Air Force Station | Tank J | TRUE | Permanently Out of Use |  | 10000 | Diesel | 1968-01-01 | Makah Indian Tribe of the Makah Indian Reservation | Trust | Former Makah Air Force Station | Makah ARSR | Neah Bay | WA | 98357 | 43.2313 | -100.8537
10 | 4080005 | Former Makah Air Force Station | Tank K | TRUE | Permanently Out of Use |  | 10000 | Diesel | 1968-01-01 | Makah Indian Tribe of the Makah Indian Reservation | Trust | Former Makah Air Force Station | Makah ARSR | Neah Bay | WA | 98357 | 43.2313 | -100.8537
10 | 4080005 | Former Makah Air Force Station | Tank L | TRUE | Permanently Out of Use |  | 10000 | Diesel | 1968-01-01 | Makah Indian Tribe of the Makah Indian Reservation | Trust | Former Makah Air Force Station | Makah ARSR | Neah Bay | WA | 98357 | 43.2313 | -100.8537
10 | 4080005 | Former Makah Air Force Station | Tank M | TRUE | Permanently Out of Use |  | 10000 | Diesel | 1968-01-01 | Makah Indian Tribe of the Makah Indian Reservation | Trust | Former Makah Air Force Station | Makah ARSR | Neah Bay | WA | 98357 | 43.2313 | -100.8537
10 | 4080005 | Former Makah Air Force Station | Tank N | TRUE | Permanently Out of Use |  | 10000 | Diesel | 1968-01-01 | Makah Indian Tribe of the Makah Indian Reservation | Trust | Former Makah Air Force Station | Makah ARSR | Neah Bay | WA | 98357 | 43.2313 | -100.8537
10 | 4080005 | Former Makah Air Force Station | Tank O | TRUE | Permanently Out of Use |  | 10000 | Diesel | 1968-01-01 | Makah Indian Tribe of the Makah Indian Reservation | Trust | Former Makah Air Force Station | Makah ARSR | Neah Bay | WA | 98357 | 43.2313 | -100.8537
10 | 4080005 | Former Makah Air Force Station | Tank P | TRUE | Permanently Out of Use |  | 500 | Used Oil | 1899-12-31 | Makah Indian Tribe of the Makah Indian Reservation | Trust | Former Makah Air Force Station | Makah ARSR | Neah Bay | WA | 98357 | 43.2313 | -100.8537
10 | 4080005 | Former Makah Air Force Station | Tank Q | TRUE | Permanently Out of Use |  | 550 | Diesel | 1951-01-01 | Makah Indian Tribe of the Makah Indian Reservation | Trust | Former Makah Air Force Station | Makah ARSR | Neah Bay | WA | 98357 | 43.2313 | -100.8537
10 | 4080005 | Former Makah Air Force Station | Tank R | TRUE | Permanently Out of Use |  | 550 | Diesel | 1951-01-01 | Makah Indian Tribe of the Makah Indian Reservation | Trust | Former Makah Air Force Station | Makah ARSR | Neah Bay | WA | 98357 | 43.2313 | -100.8537
10 | 4080005 | Former Makah Air Force Station | Tank S | TRUE | Permanently Out of Use |  | 200 | Gasoline (containing <=10% ethanol) | 1899-12-31 | Makah Indian Tribe of the Makah Indian Reservation | Trust | Former Makah Air Force Station | Makah ARSR | Neah Bay | WA | 98357 | 43.2313 | -100.8537
10 | 4080005 | Former Makah Air Force Station | Tank T | TRUE | Permanently Out of Use |  | 6000 | Diesel | 1953-01-01 | Makah Indian Tribe of the Makah Indian Reservation | Trust | Former Makah Air Force Station | Makah ARSR | Neah Bay | WA | 98357 | 43.2313 | -100.8537
10 | 4080005 | Former Makah Air Force Station | Tank U | TRUE | Permanently Out of Use |  | 550 | Diesel | 1962-01-01 | Makah Indian Tribe of the Makah Indian Reservation | Trust | Former Makah Air Force Station | Makah ARSR | Neah Bay | WA | 98357 | 43.2313 | -100.8537
10 | 4080005 | Former Makah Air Force Station | Tank V | TRUE | Permanently Out of Use |  | 550 | Diesel | 1953-01-01 | Makah Indian Tribe of the Makah Indian Reservation | Trust | Former Makah Air Force Station | Makah ARSR | Neah Bay | WA | 98357 | 43.2313 | -100.8537
10 | 4080005 | Former Makah Air Force Station | Tank W | TRUE | Permanently Out of Use |  | 2000 | Diesel | 1959-01-01 | Makah Indian Tribe of the Makah Indian Reservation | Trust | Former Makah Air Force Station | Makah ARSR | Neah Bay | WA | 98357 | 43.2313 | -100.8537
10 | 4080005 | Former Makah Air Force Station | Tank X | TRUE | Permanently Out of Use |  | 2000 | Diesel | 1961-01-01 | Makah Indian Tribe of the Makah Indian Reservation | Trust | Former Makah Air Force Station | Makah ARSR | Neah Bay | WA | 98357 | 43.2313 | -100.8537
10 | 4080005 | Former Makah Air Force Station | Tank Y | TRUE | Permanently Out of Use |  | 5400 | Gasoline (containing <=10% ethanol) | 1962-01-01 | Makah Indian Tribe of the Makah Indian Reservation | Trust | Former Makah Air Force Station | Makah ARSR | Neah Bay | WA | 98357 | 43.2313 | -100.8537
10 | 4080006 | Peninsula Telecom, Inc. | Tank 1 | TRUE | Permanently Out of Use |  | 499 | Gasoline (containing <=10% ethanol) | 1976-01-01 | Makah Indian Tribe of the Makah Indian Reservation | Indian Land | Peninsula Telecom, Inc. | Neah Bay Central Office | Neah Bay | WA | 98357 | 48.3672 | -124.6251
10 | 4080007 | FAA Neah Bay VORTAC | Tank 1 | TRUE | Permanently Out of Use |  | 1000 | Gasoline (containing <=10% ethanol) | 1978-02-07 | Makah Indian Tribe of the Makah Indian Reservation | Indian Land | FAA Neah Bay VORTAC | Neah Bay VORTAC | Neah Bay | WA | 98357 | 48.2997 | -124.6272
10 | 4080008 | USCG PSVTS Radar Site - Cape Flattery | Tank 1 | TRUE | Permanently Out of Use |  | 840 | Diesel | 1979-01-01 | Makah Indian Tribe of the Makah Indian Reservation | Indian Land | USCG PSVTS Radar Site - Cape Flattery | Tatoosh Island | Tatoosh Island | WA | 98358 | 48.387 | -124.7134
10 | 4080009 | USCG Station Neah Bay | Tank 1 | TRUE | Permanently Out of Use |  | 2000 | Av Gas | 1971-01-01 | Makah Indian Tribe of the Makah Indian Reservation | Trust | USCG Station Neah Bay | P.O. Box 120 | Neah Bay | WA | 98357 | 43.1174 | -101.0331
10 | 4080009 | USCG Station Neah Bay | Tank 3 | TRUE | Permanently Out of Use |  | 550 | Diesel | 1971-01-01 | Makah Indian Tribe of the Makah Indian Reservation | Trust | USCG Station Neah Bay | P.O. Box 120 | Neah Bay | WA | 98357 | 43.1174 | -101.0331
10 | 4080009 | USCG Station Neah Bay | Tank 4 | TRUE | Permanently Out of Use |  | 2500 | Jet A | 1993-01-01 | Makah Indian Tribe of the Makah Indian Reservation | Trust | USCG Station Neah Bay | P.O. Box 120 | Neah Bay | WA | 98357 | 43.1174 | -101.0331
10 | 4080010 | FAA Neah Bay H Marker | Tank 1 | TRUE | Permanently Out of Use |  | 515 | Gasoline (containing <=10% ethanol) | 1978-01-01 | Makah Indian Tribe of the Makah Indian Reservation | Indian Land | FAA Neah Bay H Marker | Neah Bay H Marker | Neah Bay | WA | 98357 | 48.3578 | -124.555
10 | 4080011 | Thunder Bird Resort | Tank 1 | TRUE | Permanently Out of Use |  | 8000 | Diesel | 1962-01-01 | Makah Indian Tribe of the Makah Indian Reservation | Trust | Thunder Bird Resort | 13321 Bayview Ave. | Neah Bay | WA | 98357 | 48.3675 | -124.5838
10 | 4080011 | Thunder Bird Resort | Tank 2 | TRUE | Permanently Out of Use |  | 8000 | Gasoline (containing <=10% ethanol) | 1962-01-01 | Makah Indian Tribe of the Makah Indian Reservation | Trust | Thunder Bird Resort | 13321 Bayview Ave. | Neah Bay | WA | 98357 | 48.3675 | -124.5838
10 | 4080012 | Makah National Fish Hatchery | Tank 1 | TRUE | Permanently Out of Use |  | 5000 | Diesel | 1979-01-01 | Makah Indian Tribe of the Makah Indian Reservation | Indian Land | Makah National Fish Hatchery | P.O. Box 739 Fish Hatchery Rd. | Neah Bay | WA | 98357 | 48.2942 | -124.665
10 | 4080012 | Makah National Fish Hatchery | Tank 2 | TRUE | Permanently Out of Use |  | 5000 | Diesel | 1979-01-01 | Makah Indian Tribe of the Makah Indian Reservation | Indian Land | Makah National Fish Hatchery | P.O. Box 739 Fish Hatchery Rd. | Neah Bay | WA | 98357 | 48.2942 | -124.665
10 | 4080012 | Makah National Fish Hatchery | Tank 3 | TRUE | Permanently Out of Use |  | 5000 | Diesel | 1979-01-01 | Makah Indian Tribe of the Makah Indian Reservation | Indian Land | Makah National Fish Hatchery | P.O. Box 739 Fish Hatchery Rd. | Neah Bay | WA | 98357 | 48.2942 | -124.665
10 | 4080012 | Makah National Fish Hatchery | Tank 4 | TRUE | Permanently Out of Use |  | 1000 | Gasoline (containing <=10% ethanol) | 1979-01-01 | Makah Indian Tribe of the Makah Indian Reservation | Indian Land | Makah National Fish Hatchery | P.O. Box 739 Fish Hatchery Rd. | Neah Bay | WA | 98357 | 48.2942 | -124.665
10 | 4080012 | Makah National Fish Hatchery | Tank 5 | TRUE | Permanently Out of Use |  | 1000 | Gasoline (containing <=10% ethanol) | 1979-01-01 | Makah Indian Tribe of the Makah Indian Reservation | Indian Land | Makah National Fish Hatchery | P.O. Box 739 Fish Hatchery Rd. | Neah Bay | WA | 98357 | 48.2942 | -124.665
10 | 4080012 | Makah National Fish Hatchery | Tank 6 | TRUE | Permanently Out of Use |  | 1000 | Diesel | 1979-01-01 | Makah Indian Tribe of the Makah Indian Reservation | Indian Land | Makah National Fish Hatchery | P.O. Box 739 Fish Hatchery Rd. | Neah Bay | WA | 98357 | 48.2942 | -124.665
10 | 4080013 | Big Salmon Fishing Resort | Tank 1 | TRUE | Permanently Out of Use | 2022-09-27 | 7500 | Gasoline (containing <=10% ethanol) | 1987-05-01 | Makah Indian Tribe of the Makah Indian Reservation | Indian Land | Big Salmon Fishing Resort | 1151 Bayview Ave. | Neah Bay | WA | 98357 | 43.1174 | -101.0331
10 | 4080013 | Big Salmon Fishing Resort | Tank 2 | TRUE | Permanently Out of Use |  | 3000 | Diesel | 1985-05-01 | Makah Indian Tribe of the Makah Indian Reservation | Indian Land | Big Salmon Fishing Resort | 1151 Bayview Ave. | Neah Bay | WA | 98357 | 43.1174 | -101.0331
10 | 4080014 | USCG Cape Flattery Lighthouse | Tank 1 | TRUE | Permanently Out of Use |  | 1000 | Diesel | 1956-01-01 | Makah Indian Tribe of the Makah Indian Reservation | Indian Land | USCG Cape Flattery Lighthouse | Tatoosh Island | Neah Bay | WA | 98357 | 48.3672 | -124.6251
10 | 4080015 | FAA Makah ARSR Radar | Tank 1 | TRUE | Permanently Out of Use |  | 2500 | Diesel | 1988-01-01 | Makah Indian Tribe of the Makah Indian Reservation | Trust | FAA Makah ARSR Radar | Top of Bahokus Peak | Neah Bay | WA | 98357 | 43.307 | -100.6473
10 | 4090002 | ARCO Facility #6093 | Tank 1 | TRUE | Permanently Out of Use |  | 6000 | Gasoline (containing <=10% ethanol) | 1966-01-01 | Muckleshoot Indian Tribe | Fee Land | ARCO Facility #6093 | 2790 Auburn Way S. | Auburn | WA | 98092 | 47.2888 | -122.1925
10 | 4090002 | ARCO Facility #6093 | Tank 2 | TRUE | Permanently Out of Use |  | 6000 | Gasoline (containing <=10% ethanol) | 1966-01-01 | Muckleshoot Indian Tribe | Fee Land | ARCO Facility #6093 | 2790 Auburn Way S. | Auburn | WA | 98092 | 47.2888 | -122.1925
10 | 4090002 | ARCO Facility #6093 | Tank 3 | TRUE | Permanently Out of Use |  | 10000 | Gasoline (containing <=10% ethanol) | 1976-01-01 | Muckleshoot Indian Tribe | Fee Land | ARCO Facility #6093 | 2790 Auburn Way S. | Auburn | WA | 98092 | 47.2888 | -122.1925
10 | 4090002 | ARCO Facility #6093 | Tank 4 | TRUE | Permanently Out of Use |  | 6000 | Gasoline (containing <=10% ethanol) | 1966-01-01 | Muckleshoot Indian Tribe | Fee Land | ARCO Facility #6093 | 2790 Auburn Way S. | Auburn | WA | 98092 | 47.2888 | -122.1925
10 | 4090002 | ARCO Facility #6093 | Tank 5 | TRUE | Permanently Out of Use |  | 10000 | Gasoline (containing <=10% ethanol) | 1990-01-01 | Muckleshoot Indian Tribe | Fee Land | ARCO Facility #6093 | 2790 Auburn Way S. | Auburn | WA | 98092 | 47.2888 | -122.1925
10 | 4090002 | ARCO Facility #6093 | Tank 6 | TRUE | Permanently Out of Use |  | 10000 | Gasoline (containing <=10% ethanol) | 1990-01-01 | Muckleshoot Indian Tribe | Fee Land | ARCO Facility #6093 | 2790 Auburn Way S. | Auburn | WA | 98092 | 47.2888 | -122.1925
10 | 4090002 | ARCO Facility #6093 | Tank 7 | TRUE | Permanently Out of Use |  | 10000 | Gasoline (containing <=10% ethanol) | 1990-01-01 | Muckleshoot Indian Tribe | Fee Land | ARCO Facility #6093 | 2790 Auburn Way S. | Auburn | WA | 98092 | 47.2888 | -122.1925
10 | 4090002 | ARCO Facility #6093 | Tank 8 | TRUE | Permanently Out of Use |  | 10000 | Gasoline (containing <=10% ethanol) | 1990-01-01 | Muckleshoot Indian Tribe | Fee Land | ARCO Facility #6093 | 2790 Auburn Way S. | Auburn | WA | 98092 | 47.2888 | -122.1925
10 | 4090003 | Big Nation Station | Tank 10 | TRUE | Currently in Use |  | 30000 | Gasoline (containing <=10% ethanol) | 2021-12-01 | Muckleshoot Indian Tribe | Indian Land | Big Nation Station | 2802 Auburn Way S. | Auburn | WA | 98092 | 47.2886 | -122.1917
10 | 4090003 | Big Nation Station | Tank 11 | TRUE | Currently in Use |  | 35000 | Diesel; Gasoline (containing <=10% ethanol); Gasoline Containing >10% Ethanol | 2021-12-01 | Muckleshoot Indian Tribe | Indian Land | Big Nation Station | 2802 Auburn Way S. | Auburn | WA | 98092 | 47.2886 | -122.1917
10 | 4090003 | Big Nation Station | Tank 1 | TRUE | Permanently Out of Use |  | 10000 | Gasoline (containing <=10% ethanol) | 1966-01-01 | Muckleshoot Indian Tribe | Indian Land | Big Nation Station | 2802 Auburn Way S. | Auburn | WA | 98092 | 47.2886 | -122.1917
10 | 4090003 | Big Nation Station | Tank 2 | TRUE | Permanently Out of Use |  | 8000 | Gasoline (containing <=10% ethanol) | 1966-01-01 | Muckleshoot Indian Tribe | Indian Land | Big Nation Station | 2802 Auburn Way S. | Auburn | WA | 98092 | 47.2886 | -122.1917
10 | 4090003 | Big Nation Station | Tank 3 | TRUE | Permanently Out of Use |  | 6000 | Gasoline (containing <=10% ethanol) | 1966-01-01 | Muckleshoot Indian Tribe | Indian Land | Big Nation Station | 2802 Auburn Way S. | Auburn | WA | 98092 | 47.2886 | -122.1917
10 | 4090003 | Big Nation Station | Tank 4 | TRUE | Permanently Out of Use |  | 10000 | Gasoline (containing <=10% ethanol) | 1990-03-01 | Muckleshoot Indian Tribe | Indian Land | Big Nation Station | 2802 Auburn Way S. | Auburn | WA | 98092 | 47.2886 | -122.1917
10 | 4090003 | Big Nation Station | Tank 5 | TRUE | Permanently Out of Use |  | 10000 | Gasoline (containing <=10% ethanol) | 1990-03-01 | Muckleshoot Indian Tribe | Indian Land | Big Nation Station | 2802 Auburn Way S. | Auburn | WA | 98092 | 47.2886 | -122.1917
10 | 4090003 | Big Nation Station | Tank 6 | TRUE | Permanently Out of Use |  | 10000 | Gasoline (containing <=10% ethanol) | 1990-03-01 | Muckleshoot Indian Tribe | Indian Land | Big Nation Station | 2802 Auburn Way S. | Auburn | WA | 98092 | 47.2886 | -122.1917
10 | 4090003 | Big Nation Station | Tank 7 | TRUE | Permanently Out of Use |  | 1000 | Used Oil | 1899-12-31 | Muckleshoot Indian Tribe | Indian Land | Big Nation Station | 2802 Auburn Way S. | Auburn | WA | 98092 | 47.2886 | -122.1917
10 | 4090003 | Big Nation Station | Tank 8 | TRUE | Permanently Out of Use | 2021-12-16 | 20000 | Gasoline (containing <=10% ethanol) | 2004-01-15 | Muckleshoot Indian Tribe | Indian Land | Big Nation Station | 2802 Auburn Way S. | Auburn | WA | 98092 | 47.2886 | -122.1917
10 | 4090003 | Big Nation Station | Tank 9 | TRUE | Permanently Out of Use | 2021-12-16 | 16000 | Diesel; Gasoline (containing <=10% ethanol) | 2004-01-15 | Muckleshoot Indian Tribe | Indian Land | Big Nation Station | 2802 Auburn Way S. | Auburn | WA | 98092 | 47.2886 | -122.1917
10 | 4090004 | FAA Seattle Air Route Traffic Control Center | Tank TK17 | TRUE | Permanently Out of Use |  | 500 | Used Oil | 1961-06-01 | Muckleshoot Indian Tribe | Indian Land | FAA Seattle Air Route Traffic Control Center | 3101 Auburn Way S. | Auburn | WA | 98092 | 47.2861 | -122.1878
10 | 4090004 | FAA Seattle Air Route Traffic Control Center | Tank TK6A | TRUE | Permanently Out of Use |  | 8000 | Diesel | 1974-01-01 | Muckleshoot Indian Tribe | Indian Land | FAA Seattle Air Route Traffic Control Center | 3101 Auburn Way S. | Auburn | WA | 98092 | 47.2861 | -122.1878
10 | 4090004 | FAA Seattle Air Route Traffic Control Center | Tank TK6B | TRUE | Permanently Out of Use |  | 8000 | Diesel | 1974-01-01 | Muckleshoot Indian Tribe | Indian Land | FAA Seattle Air Route Traffic Control Center | 3101 Auburn Way S. | Auburn | WA | 98092 | 47.2861 | -122.1878
10 | 4090004 | FAA Seattle Air Route Traffic Control Center | Tank TK5 | TRUE | Permanently Out of Use |  | 8000 | Diesel | 1985-01-01 | Muckleshoot Indian Tribe | Indian Land | FAA Seattle Air Route Traffic Control Center | 3101 Auburn Way S. | Auburn | WA | 98092 | 47.2861 | -122.1878
10 | 4090004 | FAA Seattle Air Route Traffic Control Center | Tank TK1 | TRUE | Currently in Use |  | 10000 | Diesel | 1992-03-27 | Muckleshoot Indian Tribe | Indian Land | FAA Seattle Air Route Traffic Control Center | 3101 Auburn Way S. | Auburn | WA | 98092 | 47.2861 | -122.1878
10 | 4090004 | FAA Seattle Air Route Traffic Control Center | Tank TK2 | TRUE | Currently in Use |  | 10000 | Diesel | 1992-03-27 | Muckleshoot Indian Tribe | Indian Land | FAA Seattle Air Route Traffic Control Center | 3101 Auburn Way S. | Auburn | WA | 98092 | 47.2861 | -122.1878
10 | 4090004 | FAA Seattle Air Route Traffic Control Center | Tank TK3 | TRUE | Currently in Use |  | 10000 | Diesel | 1992-03-27 | Muckleshoot Indian Tribe | Indian Land | FAA Seattle Air Route Traffic Control Center | 3101 Auburn Way S. | Auburn | WA | 98092 | 47.2861 | -122.1878
10 | 4090004 | FAA Seattle Air Route Traffic Control Center | Tank TK23 | TRUE | Permanently Out of Use |  | 550 | Used Oil | 1992-08-03 | Muckleshoot Indian Tribe | Indian Land | FAA Seattle Air Route Traffic Control Center | 3101 Auburn Way S. | Auburn | WA | 98092 | 47.2861 | -122.1878
10 | 4090004 | FAA Seattle Air Route Traffic Control Center | Tank TK24 | TRUE | Permanently Out of Use |  | 550 | Other | 1992-08-03 | Muckleshoot Indian Tribe | Indian Land | FAA Seattle Air Route Traffic Control Center | 3101 Auburn Way S. | Auburn | WA | 98092 | 47.2861 | -122.1878
10 | 4090005 | Academy Pump Station | Tank 1 | TRUE | Permanently Out of Use |  | 1000 | Diesel | 1979-09-10 | Muckleshoot Indian Tribe | Indian Land | Academy Pump Station | 2004 Auburn Way S. | Auburn | WA | 98001 | 47.289 | -122.1973
10 | 4090006 | Coal Creek Pump Station | Tank 1 | TRUE | Permanently Out of Use |  | 1000 | Diesel | 1982-07-06 | Muckleshoot Indian Tribe | Indian Land | Coal Creek Pump Station | 2108 Howard Rd. | Auburn | WA | 98001 | 47.2894 | -122.2067
10 | 4090007 | Miles Sand & Gravel | Tank E | TRUE | Permanently Out of Use |  | 10000 | Gasoline (containing <=10% ethanol) | 1978-12-01 | Muckleshoot Indian Tribe | Indian Land | Miles Sand & Gravel | 1201 M St. SE | Auburn | WA | 98002 | 47.2966 | -122.2124
10 | 4090007 | Miles Sand & Gravel | Tank W | TRUE | Permanently Out of Use |  | 20000 | Diesel | 1978-12-01 | Muckleshoot Indian Tribe | Indian Land | Miles Sand & Gravel | 1201 M St. SE | Auburn | WA | 98002 | 47.2966 | -122.2124
10 | 4090007 | Miles Sand & Gravel | Tank M | TRUE | Permanently Out of Use |  | 10000 | Diesel | 1978-12-01 | Muckleshoot Indian Tribe | Indian Land | Miles Sand & Gravel | 1201 M St. SE | Auburn | WA | 98002 | 47.2966 | -122.2124
10 | 4100001 | Nisqually Multi-Purpose Bldg. | Tank 1 | TRUE | Permanently Out of Use |  | 1000 | Gasoline (containing <=10% ethanol) | 1980-01-01 | Nisqually Indian Tribe | Indian Land | Nisqually Multi-Purpose Bldg. | 4820 She-Nah-Num Dr. SE | Olympia | WA | 98513 | 47.0049 | 122.6703
10 | 4100003 | Nisqually Rez-Mart (former location) | Tank 706039 | TRUE | Permanently Out of Use |  | 12000 | Gasoline (containing <=10% ethanol) | 1997-02-01 | Nisqually Indian Tribe | Indian Land | Nisqually Rez-Mart (former location) | 4820 She-Nah-Num Dr. SE | Olympia | WA | 98513 | 47.0003 | 122.6678
10 | 4100003 | Nisqually Rez-Mart (former location) | Tank 706040 | TRUE | Permanently Out of Use |  | 8000 | Gasoline (containing <=10% ethanol) | 1997-02-01 | Nisqually Indian Tribe | Indian Land | Nisqually Rez-Mart (former location) | 4820 She-Nah-Num Dr. SE | Olympia | WA | 98513 | 47.0003 | 122.6678
10 | 4100004 | Nisqually Rez-Mart (current location) | Tank 1 | TRUE | Permanently Out of Use |  | 12000 | Gasoline (containing <=10% ethanol) | 2004-04-21 | Nisqually Indian Tribe | Indian Land | Nisqually Rez-Mart (current location) | 12807 Yelm Hwy. SE, Suite B | Olympia | WA | 98513 | 47.0019 | -122.6714
10 | 4100004 | Nisqually Rez-Mart (current location) | Tank 2 | TRUE | Permanently Out of Use |  | 8000 | Gasoline (containing <=10% ethanol) | 2004-04-21 | Nisqually Indian Tribe | Indian Land | Nisqually Rez-Mart (current location) | 12807 Yelm Hwy. SE, Suite B | Olympia | WA | 98513 | 47.0019 | -122.6714
10 | 4100005 | Nisqually Markets - Lakewood | Tank 1 | TRUE | Currently in Use |  | 20000 | Gasoline (containing <=10% ethanol) | 2000-09-01 | Nisqually Indian Tribe | Indian Land | Nisqually Markets - Lakewood | 11741 Pacific Hwy. SW | Lakewood | WA | 98499 | 47.1501 | -122.5024
10 | 4100005 | Nisqually Markets - Lakewood | Tank 2 | TRUE | Currently in Use |  | 15000 | Diesel; Gasoline (containing <=10% ethanol) | 2000-09-01 | Nisqually Indian Tribe | Indian Land | Nisqually Markets - Lakewood | 11741 Pacific Hwy. SW | Lakewood | WA | 98499 | 47.1501 | -122.5024
10 | 4100006 | Nisqually Market at Yelm Highway | Tank 1 | TRUE | Currently in Use |  | 30000 | Gasoline (containing <=10% ethanol) | 2014-07-01 | Nisqually Indian Tribe | Indian Land | Nisqually Market at Yelm Highway | 12820 Yelm Hwy. SE, Suite A | Olympia | WA | 98513 | 47.0018 | -122.6682
10 | 4100006 | Nisqually Market at Yelm Highway | Tank 2 | TRUE | Currently in Use |  | 20000 | Diesel; Gasoline (containing <=10% ethanol) | 2014-07-01 | Nisqually Indian Tribe | Indian Land | Nisqually Market at Yelm Highway | 12820 Yelm Hwy. SE, Suite A | Olympia | WA | 98513 | 47.0018 | -122.6682
10 | 4100007 | Nisqually Markets Frederickson | 1 | TRUE | Currently in Use |  | 20000 | Gasoline (containing <=10% ethanol) | 2017-10-01 | Nisqually Indian Tribe | Trust | Nisqually Markets Frederickson | 17808 Canyon Road E | Puyallup | WA | 98375 | 47.0941 | -122.357
10 | 4100007 | Nisqually Markets Frederickson | 2 | TRUE | Currently in Use |  | 20000 | Diesel; Gasoline (containing <=10% ethanol) | 2017-10-01 | Nisqually Indian Tribe | Trust | Nisqually Markets Frederickson | 17808 Canyon Road E | Puyallup | WA | 98375 | 47.0941 | -122.357
10 | 4100008 | Nisqually Markets RezMart | 002 | TRUE | Currently in Use |  | 26000 | 0% ethanol; Diesel; Gasoline (containing <=10% ethanol) | 2022-04-01 | Nisqually Indian Tribe | Trust | Nisqually Markets RezMart | 4301 Protocol St SE | Olympia | WA | 98513 | 47.0126 | -122.6649
10 | 4100008 | Nisqually Markets RezMart | 001 | TRUE | Currently in Use |  | 26000 | Gasoline (containing <=10% ethanol) | 2022-04-01 | Nisqually Indian Tribe | Trust | Nisqually Markets RezMart | 4301 Protocol St SE | Olympia | WA | 98513 | 47.0126 | -122.6649
10 | 4100009 | Nisqually Markets Valley Grocery | Tank 4 | TRUE | Permanently Out of Use |  | 6000 | Gasoline (containing <=10% ethanol) | 1964-12-31 | Nisqually Indian Tribe | Trust | Nisqually Markets Valley Grocery | 11020 7th Ave SE | Olympia | WA | 98513 | 47.0538 | 122.7063
10 | 4100009 | Nisqually Markets Valley Grocery | Tank 3 | TRUE | Currently in Use |  | 6000 | Diesel | 1992-01-10 | Nisqually Indian Tribe | Trust | Nisqually Markets Valley Grocery | 11020 7th Ave SE | Olympia | WA | 98513 | 47.0538 | 122.7063
10 | 4100009 | Nisqually Markets Valley Grocery | Tank 2 | TRUE | Currently in Use |  | 8000 | Gasoline (containing <=10% ethanol) | 1992-01-10 | Nisqually Indian Tribe | Trust | Nisqually Markets Valley Grocery | 11020 7th Ave SE | Olympia | WA | 98513 | 47.0538 | 122.7063
10 | 4100009 | Nisqually Markets Valley Grocery | Tank 1 | TRUE | Currently in Use |  | 10000 | Gasoline (containing <=10% ethanol) | 1992-01-10 | Nisqually Indian Tribe | Trust | Nisqually Markets Valley Grocery | 11020 7th Ave SE | Olympia | WA | 98513 | 47.0538 | 122.7063
10 | 4100009 | Nisqually Markets Valley Grocery | Tank 6 | TRUE | Permanently Out of Use |  | 12000 | Gasoline (containing <=10% ethanol) | 1964-12-31 | Nisqually Indian Tribe | Trust | Nisqually Markets Valley Grocery | 11020 7th Ave SE | Olympia | WA | 98513 | 47.0538 | 122.7063
10 | 4100009 | Nisqually Markets Valley Grocery | Tank 5 | TRUE | Permanently Out of Use |  | 8000 | Gasoline (containing <=10% ethanol) | 1964-12-31 | Nisqually Indian Tribe | Trust | Nisqually Markets Valley Grocery | 11020 7th Ave SE | Olympia | WA | 98513 | 47.0538 | 122.7063
10 | 4110001 | Nooksack Market Centre | Tank 1 | TRUE | Permanently Out of Use |  | 12000 | Gasoline (containing <=10% ethanol) | 1979-01-01 | Nooksack Indian Tribe | Indian Land | Nooksack Market Centre | 5047 Mt. Baker Hwy. | Deming | WA | 98244 | 48.8244 | 122.2146
10 | 4110001 | Nooksack Market Centre | Tank 2 | TRUE | Permanently Out of Use |  | 12000 | Diesel | 1979-01-01 | Nooksack Indian Tribe | Indian Land | Nooksack Market Centre | 5047 Mt. Baker Hwy. | Deming | WA | 98244 | 48.8244 | 122.2146
10 | 4110001 | Nooksack Market Centre | Tank 3 | TRUE | Permanently Out of Use |  | 12000 | Gasoline (containing <=10% ethanol) | 1979-01-01 | Nooksack Indian Tribe | Indian Land | Nooksack Market Centre | 5047 Mt. Baker Hwy. | Deming | WA | 98244 | 48.8244 | 122.2146
10 | 4110001 | Nooksack Market Centre | Tank 4 | TRUE | Permanently Out of Use |  | 12000 | Gasoline (containing <=10% ethanol) | 1979-01-01 | Nooksack Indian Tribe | Indian Land | Nooksack Market Centre | 5047 Mt. Baker Hwy. | Deming | WA | 98244 | 48.8244 | 122.2146
10 | 4110001 | Nooksack Market Centre | Tank 5 | TRUE | Permanently Out of Use |  | 12000 | Diesel | 1979-01-01 | Nooksack Indian Tribe | Indian Land | Nooksack Market Centre | 5047 Mt. Baker Hwy. | Deming | WA | 98244 | 48.8244 | 122.2146
10 | 4110001 | Nooksack Market Centre | Tank 6 | TRUE | Currently in Use |  | 21000 | Gasoline (containing <=10% ethanol) | 2002-08-08 | Nooksack Indian Tribe | Indian Land | Nooksack Market Centre | 5047 Mt. Baker Hwy. | Deming | WA | 98244 | 48.8244 | 122.2146
10 | 4110001 | Nooksack Market Centre | Tank 8 | TRUE | Currently in Use |  | 6000 | Diesel | 2018-12-01 | Nooksack Indian Tribe | Indian Land | Nooksack Market Centre | 5047 Mt. Baker Hwy. | Deming | WA | 98244 | 48.8244 | 122.2146
10 | 4120001 | Gliding Eagle Market Place | Tank 1 | TRUE | Currently in Use |  | 8000 | Gasoline (containing <=10% ethanol) | 1985-09-01 | Port Gamble S'Klallam Tribe | Indian Land | Gliding Eagle Market Place | 8000 Little Boston Rd. NE | Kingston | WA | 98346 | 47.839 | 122.5421
10 | 4120001 | Gliding Eagle Market Place | Tank 2 | TRUE | Currently in Use |  | 4000 | Diesel | 1985-09-01 | Port Gamble S'Klallam Tribe | Indian Land | Gliding Eagle Market Place | 8000 Little Boston Rd. NE | Kingston | WA | 98346 | 47.839 | 122.5421
10 | 4120001 | Gliding Eagle Market Place | Tank 3 | TRUE | Currently in Use |  | 4000 | Diesel | 1985-09-01 | Port Gamble S'Klallam Tribe | Indian Land | Gliding Eagle Market Place | 8000 Little Boston Rd. NE | Kingston | WA | 98346 | 47.839 | 122.5421
10 | 4120001 | Gliding Eagle Market Place | Tank 4 | TRUE | Currently in Use |  | 4000 | Diesel | 1985-09-01 | Port Gamble S'Klallam Tribe | Indian Land | Gliding Eagle Market Place | 8000 Little Boston Rd. NE | Kingston | WA | 98346 | 47.839 | 122.5421
10 | 4120001 | Gliding Eagle Market Place | Tank 5 | TRUE | Permanently Out of Use |  | 4000 | Gasoline (containing <=10% ethanol) | 1899-12-31 | Port Gamble S'Klallam Tribe | Indian Land | Gliding Eagle Market Place | 8000 Little Boston Rd. NE | Kingston | WA | 98346 | 47.839 | 122.5421
10 | 4120001 | Gliding Eagle Market Place | Tank 6 | TRUE | Permanently Out of Use |  | 4000 | Gasoline (containing <=10% ethanol) | 1899-12-31 | Port Gamble S'Klallam Tribe | Indian Land | Gliding Eagle Market Place | 8000 Little Boston Rd. NE | Kingston | WA | 98346 | 47.839 | 122.5421
10 | 4120001 | Gliding Eagle Market Place | Tank 7 | TRUE | Permanently Out of Use |  | 4000 | Gasoline (containing <=10% ethanol) | 1899-12-31 | Port Gamble S'Klallam Tribe | Indian Land | Gliding Eagle Market Place | 8000 Little Boston Rd. NE | Kingston | WA | 98346 | 47.839 | 122.5421
10 | 4120001 | Gliding Eagle Market Place | Tank 8 | TRUE | Currently in Use |  | 15000 | Gasoline (containing <=10% ethanol) | 2003-06-18 | Port Gamble S'Klallam Tribe | Indian Land | Gliding Eagle Market Place | 8000 Little Boston Rd. NE | Kingston | WA | 98346 | 47.839 | 122.5421
10 | 4130000 | Tahoma Express #2 | Tank 1 | TRUE | Currently in Use |  | 12000 | Gasoline (containing <=10% ethanol) | 1999-12-01 | Puyallup Tribe of the Puyallup Reservation | Trust | Tahoma Express #2 | 2802 Portland Ave. | Tacoma | WA | 98404 | 47.2381 | 122.4112
10 | 4130000 | Tahoma Express #2 | Tank 2 | TRUE | Currently in Use |  | 10000 | Gasoline (containing <=10% ethanol) | 1999-12-01 | Puyallup Tribe of the Puyallup Reservation | Trust | Tahoma Express #2 | 2802 Portland Ave. | Tacoma | WA | 98404 | 47.2381 | 122.4112
10 | 4130001 | Tahoma Express #1 | Tank 1 | TRUE | Currently in Use |  | 12000 | Gasoline (containing <=10% ethanol) | 1999-08-01 | Puyallup Tribe of the Puyallup Reservation | Trust | Tahoma Express #1 | 2502 Pioneer Way E | Tacoma | WA | 98404 | 47.2363 | 122.3965
10 | 4130001 | Tahoma Express #1 | Tank 2 | TRUE | Currently in Use |  | 10000 | Gasoline (containing <=10% ethanol) | 1999-08-01 | Puyallup Tribe of the Puyallup Reservation | Trust | Tahoma Express #1 | 2502 Pioneer Way E | Tacoma | WA | 98404 | 47.2363 | 122.3965
10 | 4130002 | Tahoma Express #3 | Tank 1 | TRUE | Currently in Use |  | 15000 | Gasoline (containing <=10% ethanol) | 2001-03-01 | Puyallup Tribe of the Puyallup Reservation | Trust | Tahoma Express #3 | 208 Norpoint Way NE | Tacoma | WA | 98422 | 47.2833 | 122.3675
10 | 4130002 | Tahoma Express #3 | Tank 2 | TRUE | Currently in Use |  | 15000 | Diesel; Gasoline (containing <=10% ethanol) | 2001-03-01 | Puyallup Tribe of the Puyallup Reservation | Trust | Tahoma Express #3 | 208 Norpoint Way NE | Tacoma | WA | 98422 | 47.2833 | 122.3675
10 | 4130003 | Pernelle Turnipseed (aka BJ's Bingo) | Tank 1 | TRUE | Permanently Out of Use |  | 12000 | Diesel | 1979-11-01 | Puyallup Tribe of the Puyallup Reservation | Trust | Pernelle Turnipseed (aka BJ's Bingo) | 1502 44th Ave. E. | Fife | WA | 98424 | 47.2441 | -122.3715
10 | 4130004 | Tahoma Market #10 | Tank 1 | TRUE | Currently in Use |  | 30000 | Gasoline (containing <=10% ethanol) | 2011-02-01 | Puyallup Tribe of the Puyallup Reservation | Trust | Tahoma Market #10 | 6006 Pacific Hwy. E. | Fife | WA | 98424 | 47.2427 | -122.3489
10 | 4130004 | Tahoma Market #10 | Tank 3 | TRUE | Currently in Use |  | 30000 | Diesel; Gasoline (containing <=10% ethanol) | 2011-02-01 | Puyallup Tribe of the Puyallup Reservation | Trust | Tahoma Market #10 | 6006 Pacific Hwy. E. | Fife | WA | 98424 | 47.2427 | -122.3489
10 | 4130004 | Tahoma Market #10 | Tank 2 | TRUE | Currently in Use |  | 30000 | Diesel; Gasoline (containing <=10% ethanol) | 2011-02-01 | Puyallup Tribe of the Puyallup Reservation | Trust | Tahoma Market #10 | 6006 Pacific Hwy. E. | Fife | WA | 98424 | 47.2427 | -122.3489
10 | 4130006 | Tahoma Commercial Fuel | Tank 1 | TRUE | Currently in Use |  | 20000 | Diesel | 2005-12-01 | Puyallup Tribe of the Puyallup Reservation | Trust | Tahoma Commercial Fuel | 2520 70th Ave. E. | Fife | WA | 98424 | 47.2338 | 122.337
10 | 4130006 | Tahoma Commercial Fuel | Tank 3 | TRUE | Currently in Use |  | 15000 | Gasoline (containing <=10% ethanol) | 2005-12-01 | Puyallup Tribe of the Puyallup Reservation | Trust | Tahoma Commercial Fuel | 2520 70th Ave. E. | Fife | WA | 98424 | 47.2338 | 122.337
10 | 4130006 | Tahoma Commercial Fuel | Tank 2 | TRUE | Currently in Use |  | 15000 | Diesel; Gasoline (containing <=10% ethanol) | 2005-12-01 | Puyallup Tribe of the Puyallup Reservation | Trust | Tahoma Commercial Fuel | 2520 70th Ave. E. | Fife | WA | 98424 | 47.2338 | 122.337
10 | 4130007 | Tahoma Express #5 | Tank 1 | TRUE | Permanently Out of Use |  | 10000 | Gasoline (containing <=10% ethanol) | 1974-01-01 | Puyallup Tribe of the Puyallup Reservation | Trust | Tahoma Express #5 | 2002 54th Ave. E. | Fife | WA | 98424 | 47.2388 | -122.3575
10 | 4130007 | Tahoma Express #5 | Tank 9 | TRUE | Currently in Use |  | 10000 | Diesel | 1995-04-01 | Puyallup Tribe of the Puyallup Reservation | Trust | Tahoma Express #5 | 2002 54th Ave. E. | Fife | WA | 98424 | 47.2388 | -122.3575
10 | 4130007 | Tahoma Express #5 | Tank 8 | TRUE | Currently in Use |  | 10000 | Gasoline (containing <=10% ethanol) | 1995-04-01 | Puyallup Tribe of the Puyallup Reservation | Trust | Tahoma Express #5 | 2002 54th Ave. E. | Fife | WA | 98424 | 47.2388 | -122.3575
10 | 4130007 | Tahoma Express #5 | Tank 7 | TRUE | Currently in Use |  | 10000 | Gasoline (containing <=10% ethanol) | 1995-04-01 | Puyallup Tribe of the Puyallup Reservation | Trust | Tahoma Express #5 | 2002 54th Ave. E. | Fife | WA | 98424 | 47.2388 | -122.3575
10 | 4130007 | Tahoma Express #5 | Tank 6 | TRUE | Currently in Use |  | 12000 | Gasoline (containing <=10% ethanol) | 1995-04-01 | Puyallup Tribe of the Puyallup Reservation | Trust | Tahoma Express #5 | 2002 54th Ave. E. | Fife | WA | 98424 | 47.2388 | -122.3575
10 | 4130007 | Tahoma Express #5 | Tank 5 | TRUE | Permanently Out of Use |  | 500 | Used Oil | 1962-01-01 | Puyallup Tribe of the Puyallup Reservation | Trust | Tahoma Express #5 | 2002 54th Ave. E. | Fife | WA | 98424 | 47.2388 | -122.3575
10 | 4130007 | Tahoma Express #5 | Tank 4 | TRUE | Permanently Out of Use |  | 4000 | Gasoline (containing <=10% ethanol) | 1962-01-01 | Puyallup Tribe of the Puyallup Reservation | Trust | Tahoma Express #5 | 2002 54th Ave. E. | Fife | WA | 98424 | 47.2388 | -122.3575
10 | 4130007 | Tahoma Express #5 | Tank 3 | TRUE | Permanently Out of Use |  | 4000 | Gasoline (containing <=10% ethanol) | 1962-01-01 | Puyallup Tribe of the Puyallup Reservation | Trust | Tahoma Express #5 | 2002 54th Ave. E. | Fife | WA | 98424 | 47.2388 | -122.3575
10 | 4130007 | Tahoma Express #5 | Tank 2 | TRUE | Permanently Out of Use |  | 6000 | Gasoline (containing <=10% ethanol) | 1962-01-01 | Puyallup Tribe of the Puyallup Reservation | Trust | Tahoma Express #5 | 2002 54th Ave. E. | Fife | WA | 98424 | 47.2388 | -122.3575
10 | 4140001 | USCG Station Quillayute River | Tank 1 | TRUE | Permanently Out of Use |  | 240 | Diesel | 1979-01-01 | Quileute Tribe of the Quileute Reservation | Indian Land | USCG Station Quillayute River | End of LaPush Rd., P.O. Box 9 | La Push | WA | 98350 | 47.8997 | -124.6261
10 | 4140001 | USCG Station Quillayute River | Tank 2 | TRUE | Permanently Out of Use |  | 300 | Used Oil | 1899-12-31 | Quileute Tribe of the Quileute Reservation | Indian Land | USCG Station Quillayute River | End of LaPush Rd., P.O. Box 9 | La Push | WA | 98350 | 47.8997 | -124.6261
10 | 4140001 | USCG Station Quillayute River | Tank 3 | TRUE | Permanently Out of Use |  | 250 | Used Oil | 1899-12-31 | Quileute Tribe of the Quileute Reservation | Indian Land | USCG Station Quillayute River | End of LaPush Rd., P.O. Box 9 | La Push | WA | 98350 | 47.8997 | -124.6261
10 | 4140002 | La Push Grocery | Tank 1 | TRUE | Permanently Out of Use |  | 1000 | Gasoline (containing <=10% ethanol) | 1979-01-01 | Quileute Tribe of the Quileute Reservation | Indian Land | La Push Grocery | La Push Rd., Box 127 | La Push | WA | 98350 | 47.8997 | -124.6261
10 | 4140002 | La Push Grocery | Tank 2 | TRUE | Permanently Out of Use |  | 550 | Gasoline (containing <=10% ethanol) | 1979-01-01 | Quileute Tribe of the Quileute Reservation | Indian Land | La Push Grocery | La Push Rd., Box 127 | La Push | WA | 98350 | 47.8997 | -124.6261
10 | 4140002 | La Push Grocery | Tank 3 | TRUE | Permanently Out of Use |  | 550 | Gasoline (containing <=10% ethanol) | 1979-01-01 | Quileute Tribe of the Quileute Reservation | Indian Land | La Push Grocery | La Push Rd., Box 127 | La Push | WA | 98350 | 47.8997 | -124.6261
10 | 4140004 | Surf Resort | Tank 1 | TRUE | Permanently Out of Use |  | 3000 | Gasoline (containing <=10% ethanol) | 1899-12-31 | Quileute Tribe of the Quileute Reservation | Indian Land | Surf Resort | On the bank of the Quileute River | La Push | WA | 98350 | 47.9014 | -124.623
10 | 4140005 | Old Harley's Resort | Tank 1 | TRUE | Permanently Out of Use |  | 1000 | Gasoline (containing <=10% ethanol) | 1950-01-01 | Quileute Tribe of the Quileute Reservation | Indian Land | Old Harley's Resort | End River Rd over Slough Bridge | La Push | WA | 98350 | 47.9082 | -124.6366
10 | 4140005 | Old Harley's Resort | Tank 2 | TRUE | Permanently Out of Use |  | 1000 | Gasoline (containing <=10% ethanol) | 1950-01-01 | Quileute Tribe of the Quileute Reservation | Indian Land | Old Harley's Resort | End River Rd over Slough Bridge | La Push | WA | 98350 | 47.9082 | -124.6366
10 | 4140006 | Sol Duc Shake | Tank 1 | TRUE | Permanently Out of Use |  | 1000 | Diesel | 1998-10-01 | Quileute Tribe of the Quileute Reservation | Indian Land | Sol Duc Shake | La Push Rd. | Forks | WA | 98331 | 47.9182 | -124.5218
10 | 4140006 | Sol Duc Shake | Tank 2 | TRUE | Permanently Out of Use |  | 1000 | Gasoline (containing <=10% ethanol) | 1998-10-01 | Quileute Tribe of the Quileute Reservation | Indian Land | Sol Duc Shake | La Push Rd. | Forks | WA | 98331 | 47.9182 | -124.5218
10 | 4150001 | Queets - Clearwater School Dist. 20 | Tank 1 | TRUE | Permanently Out of Use |  | 2000 | Diesel | 1971-01-01 | Quinault Indian Nation | Indian Land | Queets - Clearwater School Dist. 20 | 146000 Hwy.101N, MP 146 | Forks | WA | 98331 | 47.8833 | -124.4167
10 | 4150001 | Queets - Clearwater School Dist. 20 | Tank 2 | TRUE | Permanently Out of Use |  | 1000 | Gasoline (containing <=10% ethanol) | 1956-01-01 | Quinault Indian Nation | Indian Land | Queets - Clearwater School Dist. 20 | 146000 Hwy.101N, MP 146 | Forks | WA | 98331 | 47.8833 | -124.4167
10 | 4150002 | Quinault Tribal Shake Mill | Tank 1 | TRUE | Permanently Out of Use |  | 6000 | Diesel | 1971-01-01 | Quinault Indian Nation | Indian Land | Quinault Tribal Shake Mill | SR 109, Mile 39.5 | Taholah | WA | 98587 | 47.3026 | -124.2504
10 | 4150002 | Quinault Tribal Shake Mill | Tank 2 | TRUE | Permanently Out of Use |  | 6000 | Gasoline (containing <=10% ethanol) | 1971-01-01 | Quinault Indian Nation | Indian Land | Quinault Tribal Shake Mill | SR 109, Mile 39.5 | Taholah | WA | 98587 | 47.3026 | -124.2504
10 | 4150002 | Quinault Tribal Shake Mill | Tank 3 | TRUE | Permanently Out of Use |  | 10000 | Unknown Petroleum | 1971-01-01 | Quinault Indian Nation | Indian Land | Quinault Tribal Shake Mill | SR 109, Mile 39.5 | Taholah | WA | 98587 | 47.3026 | -124.2504
10 | 4150003 | Taholah Mercantile | Tank 1 | TRUE | Permanently Out of Use |  | 1000 | Gasoline (containing <=10% ethanol) | 1971-01-01 | Quinault Indian Nation | Indian Land | Taholah Mercantile | 148 Quinault St., P.O. Box 159 | Taholah | WA | 98587 | 47.3473 | -124.2997
10 | 4150003 | Taholah Mercantile | Tank 2 | TRUE | Permanently Out of Use |  | 1000 | Gasoline (containing <=10% ethanol) | 1971-01-01 | Quinault Indian Nation | Indian Land | Taholah Mercantile | 148 Quinault St., P.O. Box 159 | Taholah | WA | 98587 | 47.3473 | -124.2997
10 | 4150003 | Taholah Mercantile | Tank 3 | TRUE | Currently in Use |  | 14000 | Gasoline (containing <=10% ethanol) | 1990-08-01 | Quinault Indian Nation | Indian Land | Taholah Mercantile | 148 Quinault St., P.O. Box 159 | Taholah | WA | 98587 | 47.3473 | -124.2997
10 | 4150003 | Taholah Mercantile | Tank 4 | TRUE | Currently in Use |  | 8000 | Gasoline (containing <=10% ethanol) | 1990-08-01 | Quinault Indian Nation | Indian Land | Taholah Mercantile | 148 Quinault St., P.O. Box 159 | Taholah | WA | 98587 | 47.3473 | -124.2997
10 | 4150003 | Taholah Mercantile | Tank 5 | TRUE | Currently in Use |  | 5000 | Diesel | 1990-08-01 | Quinault Indian Nation | Indian Land | Taholah Mercantile | 148 Quinault St., P.O. Box 159 | Taholah | WA | 98587 | 47.3473 | -124.2997
10 | 4150004 | BIA Cook Creek Road Shop | Tank 1 | TRUE | Permanently Out of Use |  | 1000 | Diesel | 1970-01-01 | Quinault Indian Nation | Indian Land | BIA Cook Creek Road Shop | Cook Creek Rd. / Moclips Hwy. / NF-2266 | Neilton | WA | 98566 | 47.3725 | -123.9861
10 | 4150004 | BIA Cook Creek Road Shop | Tank 2 | TRUE | Permanently Out of Use |  | 1000 | Gasoline (containing <=10% ethanol) | 1970-01-01 | Quinault Indian Nation | Indian Land | BIA Cook Creek Road Shop | Cook Creek Rd. / Moclips Hwy. / NF-2266 | Neilton | WA | 98566 | 47.3725 | -123.9861
10 | 4150006 | Taholah School | Tank A | TRUE | Permanently Out of Use |  | 300 | Diesel | 1980-01-01 | Quinault Indian Nation | Indian Land | Taholah School | 600 Chitwhin Dr. | Taholah | WA | 98587 | 47.3438 | -124.2872
10 | 4150006 | Taholah School | Tank B | TRUE | Permanently Out of Use |  | 1000 | Gasoline (containing <=10% ethanol) | 1980-01-01 | Quinault Indian Nation | Indian Land | Taholah School | 600 Chitwhin Dr. | Taholah | WA | 98587 | 47.3438 | -124.2872
10 | 4150006 | Taholah School | Tank D | TRUE | Permanently Out of Use |  | 300 | Gasoline (containing <=10% ethanol) | 1974-01-01 | Quinault Indian Nation | Indian Land | Taholah School | 600 Chitwhin Dr. | Taholah | WA | 98587 | 47.3438 | -124.2872
10 | 4150006 | Taholah School | Tank E | TRUE | Permanently Out of Use |  | 1000 | Diesel | 1960-01-01 | Quinault Indian Nation | Indian Land | Taholah School | 600 Chitwhin Dr. | Taholah | WA | 98587 | 47.3438 | -124.2872
10 | 4150007 | Quinault Lake High School | Tank 1 | TRUE | Permanently Out of Use |  | 10000 | Gasoline (containing <=10% ethanol) | 1982-01-01 | Quinault Indian Nation | Indian Land | Quinault Lake High School | 6130 Hwy. 101 N | Amanda Park | WA | 98526 | 47.4609 | 123.898
10 | 4150007 | Quinault Lake High School | Tank 2 | TRUE | Permanently Out of Use |  | 4000 | Diesel | 1984-09-01 | Quinault Indian Nation | Indian Land | Quinault Lake High School | 6130 Hwy. 101 N | Amanda Park | WA | 98526 | 47.4609 | 123.898
10 | 4150008 | RED CEDAR PRODUCTS INC | Tank 1 | TRUE | Permanently Out of Use |  | 0 | Gasoline (containing <=10% ethanol) | 1899-12-31 | Quinault Indian Nation | Indian Land | RED CEDAR PRODUCTS INC | RT 1 BOX 300, US 101 | Amanda Park | WA | 98526 | 47.4772 | -123.9965
10 | 4150008 | RED CEDAR PRODUCTS INC | Tank 2 | TRUE | Permanently Out of Use |  | 0 | Gasoline (containing <=10% ethanol) | 1899-12-31 | Quinault Indian Nation | Indian Land | RED CEDAR PRODUCTS INC | RT 1 BOX 300, US 101 | Amanda Park | WA | 98526 | 47.4772 | -123.9965
10 | 4150010 | Amanda Park Trading Post | Tank 1 | TRUE | Currently in Use |  | 8000 | Gasoline (containing <=10% ethanol) | 1971-06-01 | Quinault Indian Nation | Indian Land | Amanda Park Trading Post | 6095 Hwy. 101 | Amanda Park | WA | 98526 | 47.4591 | -123.8924
10 | 4150010 | Amanda Park Trading Post | Tank 2 | TRUE | Currently in Use |  | 8000 | Diesel | 1971-06-01 | Quinault Indian Nation | Indian Land | Amanda Park Trading Post | 6095 Hwy. 101 | Amanda Park | WA | 98526 | 47.4591 | -123.8924
10 | 4150010 | Amanda Park Trading Post | Tank 3 | TRUE | Currently in Use |  | 8000 | Gasoline (containing <=10% ethanol) | 1971-06-01 | Quinault Indian Nation | Indian Land | Amanda Park Trading Post | 6095 Hwy. 101 | Amanda Park | WA | 98526 | 47.4591 | -123.8924
10 | 4150011 | Amanda Park Mercantile, Inc. | Tank 1 | TRUE | Permanently Out of Use |  | 1000 | Gasoline (containing <=10% ethanol) | 1969-01-01 | Quinault Indian Nation | Indian Land | Amanda Park Mercantile, Inc. | P.O. Box 44, 6088 Hwy. 101 N. | Amanda Park | WA | 98526 | 47.4593 | -123.8914
10 | 4150011 | Amanda Park Mercantile, Inc. | Tank 2 | TRUE | Permanently Out of Use |  | 1000 | Gasoline (containing <=10% ethanol) | 1969-01-01 | Quinault Indian Nation | Indian Land | Amanda Park Mercantile, Inc. | P.O. Box 44, 6088 Hwy. 101 N. | Amanda Park | WA | 98526 | 47.4593 | -123.8914
10 | 4150012 | Phillips 66 Station | Tank 1 | TRUE | Permanently Out of Use |  | 5000 | Gasoline (containing <=10% ethanol) | 1966-01-01 | Quinault Indian Nation | Fee Land | Phillips 66 Station | Corner of North Shore Rd & Hwy. 101 Rt 1 Box 279 | Amanda Park | WA | 98526 | 47.4692 | -123.9238
10 | 4150012 | Phillips 66 Station | Tank 2 | TRUE | Permanently Out of Use |  | 5000 | Gasoline (containing <=10% ethanol) | 1966-01-01 | Quinault Indian Nation | Fee Land | Phillips 66 Station | Corner of North Shore Rd & Hwy. 101 Rt 1 Box 280 | Amanda Park | WA | 98526 | 47.4692 | -123.9238
10 | 4150012 | Phillips 66 Station | Tank 3 | TRUE | Permanently Out of Use |  | 5000 | Diesel | 1966-01-01 | Quinault Indian Nation | Fee Land | Phillips 66 Station | Corner of North Shore Rd & Hwy. 101 Rt 1 Box 281 | Amanda Park | WA | 98526 | 47.4692 | -123.9238
10 | 4150012 | Phillips 66 Station | Tank 4 | TRUE | Permanently Out of Use |  | 5000 | Diesel | 1966-01-01 | Quinault Indian Nation | Fee Land | Phillips 66 Station | Corner of North Shore Rd & Hwy. 101 Rt 1 Box 282 | Amanda Park | WA | 98526 | 47.4692 | -123.9238
10 | 4150013 | Queets Store and Lodge | Tank 1 | TRUE | Permanently Out of Use |  | 2000 | Unknown | 1899-12-31 | Quinault Indian Nation | Indian Land | Queets Store and Lodge | Hwy US 101 N | Quinault | WA | 98575 | 47.4271 | -123.8766
10 | 4150013 | Queets Store and Lodge | Tank 2 | TRUE | Permanently Out of Use |  | 2000 | Unknown | 1899-12-31 | Quinault Indian Nation | Indian Land | Queets Store and Lodge | Hwy US 101 N | Quinault | WA | 98575 | 47.4271 | -123.8766
10 | 4150014 | Standard Oil / Amanda Park Chevron | Tank 1 | TRUE | Permanently Out of Use |  | 10000 | Gasoline (containing <=10% ethanol) | 1899-12-31 | Quinault Indian Nation | Indian Land | Standard Oil / Amanda Park Chevron | 6496 US Hwy. 101 | Amanda Park | WA | 98526 | 47.478 | -123.9297
10 | 4150014 | Standard Oil / Amanda Park Chevron | Tank 2 | TRUE | Permanently Out of Use |  | 10000 | Gasoline (containing <=10% ethanol) | 1899-12-31 | Quinault Indian Nation | Indian Land | Standard Oil / Amanda Park Chevron | 6496 US Hwy. 101 | Amanda Park | WA | 98526 | 47.478 | -123.9297
10 | 4150014 | Standard Oil / Amanda Park Chevron | Tank 3 | TRUE | Permanently Out of Use |  | 3000 | Gasoline (containing <=10% ethanol) | 1976-01-01 | Quinault Indian Nation | Indian Land | Standard Oil / Amanda Park Chevron | 6496 US Hwy. 101 | Amanda Park | WA | 98526 | 47.478 | -123.9297
10 | 4150014 | Standard Oil / Amanda Park Chevron | Tank 4 | TRUE | Permanently Out of Use |  | 10000 | Diesel | 1976-01-01 | Quinault Indian Nation | Indian Land | Standard Oil / Amanda Park Chevron | 6496 US Hwy. 101 | Amanda Park | WA | 98526 | 47.478 | -123.9297
10 | 4150017 | A.E. Erickson Enterprises, Inc. | Tank 1 | TRUE | Permanently Out of Use |  | 4999 | Diesel | 1981-01-01 | Quinault Indian Nation | Fee Land | A.E. Erickson Enterprises, Inc. | Lunch Creek & Hwy. 101 N. MP 135.8 | Amanda Park | WA | 98526 | 47.4779 | -124.0599
10 | 4150018 | WADOT - Amanda Park Maintenance Shed | Tank 66C02015 | TRUE | Permanently Out of Use |  | 3000 | Diesel | 1983-01-01 | Quinault Indian Nation | Indian Land | WADOT - Amanda Park Maintenance Shed | SR 101 MP 128.2 West Side | Amanda Park | WA | 98526 | 47.4711 | -123.9253
10 | 4150018 | WADOT - Amanda Park Maintenance Shed | Tank 66C02016 | TRUE | Permanently Out of Use |  | 2000 | Gasoline (containing <=10% ethanol) | 1983-01-01 | Quinault Indian Nation | Indian Land | WADOT - Amanda Park Maintenance Shed | SR 101 MP 128.2 West Side | Amanda Park | WA | 98526 | 47.4711 | -123.9253
10 | 4150019 | Queets Trading Post | Tank 1 | TRUE | Permanently Out of Use | 2023-12-28 | 12000 | Gasoline (containing <=10% ethanol) | 1997-11-01 | Quinault Indian Nation | Indian Land | Queets Trading Post | 402 Jackson Heights Dr. | Forks | WA | 98331 | 47.5352 | -124.3326
10 | 4150019 | Queets Trading Post | Tank 2 | TRUE | Permanently Out of Use | 2023-12-28 | 12000 | Gasoline (containing <=10% ethanol) | 1997-11-01 | Quinault Indian Nation | Indian Land | Queets Trading Post | 402 Jackson Heights Dr. | Forks | WA | 98331 | 47.5352 | -124.3326
10 | 4150019 | Queets Trading Post | Tank 3 | TRUE | Permanently Out of Use | 2023-12-28 | 12000 | Diesel | 1997-11-01 | Quinault Indian Nation | Indian Land | Queets Trading Post | 402 Jackson Heights Dr. | Forks | WA | 98331 | 47.5352 | -124.3326
10 | 4150020 | Quinault Work Center | Tank 1 | TRUE | Permanently Out of Use |  | 1000 | Gasoline (containing <=10% ethanol) | 1980-01-01 | Quinault Indian Nation | Indian Land | Quinault Work Center | 6404 US Hwy. 101 | Amanda Park | WA | 98526 | 47.4711 | -123.9228
10 | 4150021 | Q Mart | Tank 1 | TRUE | Currently in Use |  | 25000 | Gasoline (containing <=10% ethanol) | 2014-11-01 | Quinault Indian Nation | Trust | Q Mart II | 619 E. Market | Aberdeen | WA | 98520 | 46.978 | -123.8124
10 | 4150021 | Q Mart | Tank 2 | TRUE | Currently in Use |  | 24000 | 0% ethanol; Diesel; Gasoline (containing <=10% ethanol) | 2014-11-01 | Quinault Indian Nation | Trust | Q Mart II | 619 E. Market | Aberdeen | WA | 98520 | 46.978 | -123.8124
10 | 4170000 | Georgetown Station | Tank 1 | TRUE | Currently in Use |  | 15000 | Gasoline (containing <=10% ethanol) | 2010-10-01 | Shoalwater Bay Indian Tribe of the Shoalwater Bay Indian Reservation | Indian Land | Georgetown Station | 4115 State Hwy. 105 | Tokeland | WA | 98590 | 46.7244 | -124.021
10 | 4170000 | Georgetown Station | Tank 2 | TRUE | Currently in Use |  | 20000 | Diesel; Gasoline (containing <=10% ethanol) | 2010-10-01 | Shoalwater Bay Indian Tribe of the Shoalwater Bay Indian Reservation | Indian Land | Georgetown Station | 4115 State Hwy. 105 | Tokeland | WA | 98590 | 46.7244 | -124.021
10 | 4180001 | Hood Canal School District #404 | Tank 1 | TRUE | Permanently Out of Use |  | 2000 | Gasoline (containing <=10% ethanol) | 1961-01-01 | Skokomish Indian Tribe | Indian Land | Hood Canal School District #404 | 111 Hwy. 106 N | Shelton | WA | 98584 | 47.333 | 123.1589
10 | 4180001 | Hood Canal School District #404 | Tank 2 | TRUE | Permanently Out of Use |  | 10000 | Diesel | 1961-01-01 | Skokomish Indian Tribe | Indian Land | Hood Canal School District #404 | 111 Hwy. 106 N | Shelton | WA | 98584 | 47.333 | 123.1589
10 | 4180001 | Hood Canal School District #404 | Tank 3 | TRUE | Permanently Out of Use |  | 10000 | Diesel | 1990-08-01 | Skokomish Indian Tribe | Indian Land | Hood Canal School District #404 | 111 Hwy. 106 N | Shelton | WA | 98584 | 47.333 | 123.1589
10 | 4180001 | Hood Canal School District #404 | Tank 4 | TRUE | Permanently Out of Use |  | 500 | Gasoline (containing <=10% ethanol) | 1990-08-01 | Skokomish Indian Tribe | Indian Land | Hood Canal School District #404 | 111 Hwy. 106 N | Shelton | WA | 98584 | 47.333 | 123.1589
10 | 4180002 | Cushman No. 2 | Tank 1-C2-UL | TRUE | Permanently Out of Use |  | 2000 | Gasoline (containing <=10% ethanol) | 1981-01-01 | Skokomish Indian Tribe | Indian Land | Cushman No. 2 | 21451 Hwy. 101 | Shelton | WA | 98584 | 47.3665 | -123.1594
10 | 4180002 | Cushman No. 2 | Tank 2-C2-D | TRUE | Permanently Out of Use |  | 1000 | Diesel | 1967-01-01 | Skokomish Indian Tribe | Indian Land | Cushman No. 2 | 21451 Hwy. 101 | Shelton | WA | 98584 | 47.3665 | -123.1594
10 | 4180002 | Cushman No. 2 | Tank 4-C2-D | TRUE | Permanently Out of Use |  | 999 | Diesel | 1957-01-01 | Skokomish Indian Tribe | Indian Land | Cushman No. 2 | 21451 Hwy. 101 | Shelton | WA | 98584 | 47.3665 | -123.1594
10 | 4180003 | Cushman No. 1 | Tank 1 | TRUE | Permanently Out of Use |  | 5000 | Mineral Oil (Transformer Oil) | 1899-12-31 | Skokomish Indian Tribe | Indian Land | Cushman No. 1 | N 391 Standstill Dr. S | Hoodsport | WA | 98548 | 47.4239 | -123.2194
10 | 4180003 | Cushman No. 1 | Tank 2 | TRUE | Permanently Out of Use |  | 5000 | Mineral Oil (Transformer Oil) | 1899-12-31 | Skokomish Indian Tribe | Indian Land | Cushman No. 1 | N 391 Standstill Dr. S | Hoodsport | WA | 98548 | 47.4239 | -123.2194
10 | 4180003 | Cushman No. 1 | Tank 3 | TRUE | Permanently Out of Use |  | 5000 | Mineral Oil (Transformer Oil) | 1899-12-31 | Skokomish Indian Tribe | Indian Land | Cushman No. 1 | N 391 Standstill Dr. S | Hoodsport | WA | 98548 | 47.4239 | -123.2194
10 | 4180004 | Potlatch Jackpot | Tank 214 | TRUE | Permanently Out of Use |  | 8000 | Gasoline (containing <=10% ethanol) | 1972-09-01 | Skokomish Indian Tribe | Indian Land | Potlatch Jackpot | 19300 Hwy. 101N | Shelton | WA | 98584 | 47.3367 | 123.1607
10 | 4180004 | Potlatch Jackpot | Tank 271 | TRUE | Permanently Out of Use |  | 6000 | Gasoline (containing <=10% ethanol) | 1972-09-01 | Skokomish Indian Tribe | Indian Land | Potlatch Jackpot | 19300 Hwy. 101N | Shelton | WA | 98584 | 47.3367 | 123.1607
10 | 4180004 | Potlatch Jackpot | Tank 282 | TRUE | Permanently Out of Use |  | 12000 | Gasoline (containing <=10% ethanol) | 1972-09-01 | Skokomish Indian Tribe | Indian Land | Potlatch Jackpot | 19300 Hwy. 101N | Shelton | WA | 98584 | 47.3367 | 123.1607
10 | 4180004 | Potlatch Jackpot | Tank 4 | TRUE | Permanently Out of Use |  | 8000 | Gasoline (containing <=10% ethanol) | 1975-01-01 | Skokomish Indian Tribe | Indian Land | Potlatch Jackpot | 19300 Hwy. 101N | Shelton | WA | 98584 | 47.3367 | 123.1607
10 | 4180004 | Potlatch Jackpot | Tank 5 | TRUE | Permanently Out of Use |  | 6000 | Gasoline (containing <=10% ethanol) | 1975-01-01 | Skokomish Indian Tribe | Indian Land | Potlatch Jackpot | 19300 Hwy. 101N | Shelton | WA | 98584 | 47.3367 | 123.1607
10 | 4180004 | Potlatch Jackpot | Tank 6 | TRUE | Permanently Out of Use |  | 6000 | Gasoline (containing <=10% ethanol) | 1975-01-01 | Skokomish Indian Tribe | Indian Land | Potlatch Jackpot | 19300 Hwy. 101N | Shelton | WA | 98584 | 47.3367 | 123.1607
10 | 4180006 | Twin Totems Grocery-Gas-Deli | Tank 1 | TRUE | Currently in Use |  | 6000 | Diesel | 1987-06-01 | Skokomish Indian Tribe | Indian Land | Twin Totems Grocery-Gas-Deli | 19390 U.S. Hwy. 101N | Shelton | WA | 98584 | 47.3386 | -123.1605
10 | 4180006 | Twin Totems Grocery-Gas-Deli | Tank 2 | TRUE | Currently in Use |  | 6000 | Gasoline (containing <=10% ethanol) | 1987-06-01 | Skokomish Indian Tribe | Indian Land | Twin Totems Grocery-Gas-Deli | 19390 U.S. Hwy. 101N | Shelton | WA | 98584 | 47.3386 | -123.1605
10 | 4180006 | Twin Totems Grocery-Gas-Deli | Tank 3 | TRUE | Currently in Use |  | 10000 | Gasoline (containing <=10% ethanol) | 1987-06-01 | Skokomish Indian Tribe | Indian Land | Twin Totems Grocery-Gas-Deli | 19390 U.S. Hwy. 101N | Shelton | WA | 98584 | 47.3386 | -123.1605
10 | 4180006 | Twin Totems Grocery-Gas-Deli | Tank 4 | TRUE | Currently in Use |  | 10000 | Gasoline (containing <=10% ethanol) | 1987-06-01 | Skokomish Indian Tribe | Indian Land | Twin Totems Grocery-Gas-Deli | 19390 U.S. Hwy. 101N | Shelton | WA | 98584 | 47.3386 | -123.1605
10 | 4180007 | WADOT - Potlach Maintenance Shed | Tank 66C01019 | TRUE | Permanently Out of Use |  | 1000 | Diesel | 1958-01-01 | Skokomish Indian Tribe | Indian Land | WADOT - Potlach Maintenance Shed | SR 101 MP 336.2 West Side | Hoodsport | WA | 98548 | 47.4168 | -123.2021
10 | 4180007 | WADOT - Potlach Maintenance Shed | Tank 66C01020 | TRUE | Permanently Out of Use |  | 500 | Diesel | 1958-01-01 | Skokomish Indian Tribe | Indian Land | WADOT - Potlach Maintenance Shed | SR 101 MP 336.2 West Side | Hoodsport | WA | 98548 | 47.4168 | -123.2021
10 | 4180007 | WADOT - Potlach Maintenance Shed | Tank 66C01021 | TRUE | Permanently Out of Use |  | 1000 | Gasoline (containing <=10% ethanol) | 1958-01-01 | Skokomish Indian Tribe | Indian Land | WADOT - Potlach Maintenance Shed | SR 101 MP 336.2 West Side | Hoodsport | WA | 98548 | 47.4168 | -123.2021
10 | 4190001 | Wellpinit School Dist #49 | Tank 2 | TRUE | Permanently Out of Use |  | 1000 | Gasoline (containing <=10% ethanol) | 1981-01-01 | Spokane Tribe of the Spokane Reservation | Indian Land | Wellpinit School Dist #49 | Box 390 | Wellpinit | WA | 99040 | 47.8896 | -117.9851
10 | 4190001 | Wellpinit School Dist #49 | Tank 3 | TRUE | Permanently Out of Use |  | 1000 | Diesel | 1981-01-01 | Spokane Tribe of the Spokane Reservation | Indian Land | Wellpinit School Dist #49 | Box 390 | Wellpinit | WA | 99040 | 47.8896 | -117.9851
10 | 4190001 | Wellpinit School Dist #49 | Tank 4 | TRUE | Permanently Out of Use |  | 500 | Gasoline (containing <=10% ethanol) | 1966-01-01 | Spokane Tribe of the Spokane Reservation | Indian Land | Wellpinit School Dist #49 | Box 390 | Wellpinit | WA | 99040 | 47.8896 | -117.9851
10 | 4190002 | Spokane Tribal Ambulance Dept. | Tank 1 | TRUE | Permanently Out of Use |  | 999 | Gasoline (containing <=10% ethanol) | 1985-01-01 | Spokane Tribe of the Spokane Reservation | Indian Land | Spokane Tribal Ambulance Dept. | 6230 Old School Rd. | Wellpinit | WA | 99040 | 47.8897 | -117.9879
10 | 4190003 | Western Nuclear, Inc. | Tank 1 | TRUE | Permanently Out of Use |  | 17000 | Kerosene | 1977-01-01 | Spokane Tribe of the Spokane Reservation | Indian Land | Western Nuclear, Inc. | Sherwood Project | Wellpinit | WA | 99040 | 47.8634 | -117.9048
10 | 4190003 | Western Nuclear, Inc. | Tank 2 | TRUE | Permanently Out of Use |  | 8000 | Gasoline (containing <=10% ethanol) | 1977-01-01 | Spokane Tribe of the Spokane Reservation | Indian Land | Western Nuclear, Inc. | Sherwood Project | Wellpinit | WA | 99040 | 47.8634 | -117.9048
10 | 4190003 | Western Nuclear, Inc. | Tank 3 | TRUE | Permanently Out of Use |  | 8000 | Gasoline (containing <=10% ethanol) | 1977-01-01 | Spokane Tribe of the Spokane Reservation | Indian Land | Western Nuclear, Inc. | Sherwood Project | Wellpinit | WA | 99040 | 47.8634 | -117.9048
10 | 4190004 | BIA Fire Control Center | Tank 1 | TRUE | Permanently Out of Use |  | 2500 | Diesel | 1978-01-01 | Spokane Tribe of the Spokane Reservation | Indian Land | BIA Fire Control Center | Fire Management Complex | Wellpinit | WA | 99040 | 47.8917 | -117.9896
10 | 4190005 | BIA Spokane Agency | Tank 1 | TRUE | Permanently Out of Use |  | 3000 | Diesel | 1899-12-31 | Spokane Tribe of the Spokane Reservation | Indian Land | BIA Spokane Agency | Bldg 1014 | Wellpinit | WA | 99040 | 47.8917 | -117.9896
10 | 4190006 | SPOKO Fuels - Wellpinit (formerly Speelya) | Tank 1 | TRUE | Currently in Use |  | 10000 | Gasoline (containing <=10% ethanol) | 1974-01-01 | Spokane Tribe of the Spokane Reservation | Indian Land | SPOKO Fuel - Wellpinit (formerly Speelya) | 6144 Ford Wellpinit Rd. | Wellpinit | WA | 99040 | 47.89 | -117.9801
10 | 4190006 | SPOKO Fuels - Wellpinit (formerly Speelya) | Tank 2 | TRUE | Currently in Use |  | 10000 | Diesel | 1974-01-01 | Spokane Tribe of the Spokane Reservation | Indian Land | SPOKO Fuel - Wellpinit (formerly Speelya) | 6144 Ford Wellpinit Rd. | Wellpinit | WA | 99040 | 47.89 | -117.9801
10 | 4190006 | SPOKO Fuels - Wellpinit (formerly Speelya) | Tank 3 | TRUE | Permanently Out of Use |  | 4000 | Diesel | 1974-01-01 | Spokane Tribe of the Spokane Reservation | Indian Land | SPOKO Fuel - Wellpinit (formerly Speelya) | 6144 Ford Wellpinit Rd. | Wellpinit | WA | 99040 | 47.89 | -117.9801
10 | 4190006 | SPOKO Fuels - Wellpinit (formerly Speelya) | Tank 4 | TRUE | Permanently Out of Use |  | 250 | Used Oil | 1974-01-01 | Spokane Tribe of the Spokane Reservation | Indian Land | SPOKO Fuel - Wellpinit (formerly Speelya) | 6144 Ford Wellpinit Rd. | Wellpinit | WA | 99040 | 47.89 | -117.9801
10 | 4190007 | Kieffer's Service | Tank 1 | TRUE | Permanently Out of Use |  | 550 | Gasoline (containing <=10% ethanol) | 1972-01-01 | Spokane Tribe of the Spokane Reservation | Indian Land | Kieffer's Service | 6829-B Hwy. 25 S | Davenport | WA | 99122 | 47.908 | 118.3225
10 | 4190007 | Kieffer's Service | Tank 2 | TRUE | Permanently Out of Use |  | 550 | Gasoline (containing <=10% ethanol) | 1972-01-01 | Spokane Tribe of the Spokane Reservation | Indian Land | Kieffer's Service | 6829-B Hwy. 25 S | Davenport | WA | 99122 | 47.908 | 118.3225
10 | 4190007 | Kieffer's Service | Tank 3 | TRUE | Permanently Out of Use |  | 1000 | Gasoline (containing <=10% ethanol) | 1980-01-01 | Spokane Tribe of the Spokane Reservation | Indian Land | Kieffer's Service | 6829-B Hwy. 25 S | Davenport | WA | 99122 | 47.908 | 118.3225
10 | 4190008 | GALBRAITHS STORE | Tank 1 | TRUE | Permanently Out of Use |  | 550 | Gasoline (containing <=10% ethanol) | 1949-01-01 | Spokane Tribe of the Spokane Reservation | Indian Land | GALBRAITHS STORE | S END OF MAIN ST | Wellpinit | WA | 99040 | 47.8917 | -117.9896
10 | 4190008 | GALBRAITHS STORE | Tank 2 | TRUE | Permanently Out of Use |  | 550 | Gasoline (containing <=10% ethanol) | 1949-01-01 | Spokane Tribe of the Spokane Reservation | Indian Land | GALBRAITHS STORE | S END OF MAIN ST | Wellpinit | WA | 99040 | 47.8917 | -117.9896
10 | 4190008 | GALBRAITHS STORE | Tank 3 | TRUE | Permanently Out of Use |  | 1000 | Gasoline (containing <=10% ethanol) | 1961-01-01 | Spokane Tribe of the Spokane Reservation | Indian Land | GALBRAITHS STORE | S END OF MAIN ST | Wellpinit | WA | 99040 | 47.8917 | -117.9896
10 | 4190008 | GALBRAITHS STORE | Tank 4 | TRUE | Permanently Out of Use |  | 2000 | Gasoline (containing <=10% ethanol) | 1978-01-01 | Spokane Tribe of the Spokane Reservation | Indian Land | GALBRAITHS STORE | S END OF MAIN ST | Wellpinit | WA | 99040 | 47.8917 | -117.9896
10 | 4190008 | GALBRAITHS STORE | Tank 5 | TRUE | Permanently Out of Use |  | 2000 | Gasoline (containing <=10% ethanol) | 1978-01-01 | Spokane Tribe of the Spokane Reservation | Indian Land | GALBRAITHS STORE | S END OF MAIN ST | Wellpinit | WA | 99040 | 47.8917 | -117.9896
10 | 4190009 | McCoy's Marina | Tank 1 | TRUE | Permanently Out of Use |  | 3000 | Gasoline (containing <=10% ethanol) | 1978-01-01 | Spokane Tribe of the Spokane Reservation | Indian Land | McCoy's Marina | 1 Mi. S. of Hwy. 22 12 Mi. S. of Fruitland | Fruitland | WA | 99129 | 47.9602 | -118.229
10 | 4190009 | McCoy's Marina | Tank 2 | TRUE | Permanently Out of Use |  | 1000 | Gasoline (containing <=10% ethanol) | 1975-01-01 | Spokane Tribe of the Spokane Reservation | Indian Land | McCoy's Marina | 2 Mi. S. of Hwy. 22 12 Mi. S. of Fruitland | Fruitland | WA | 99129 | 47.9602 | -118.229
10 | 4190009 | McCoy's Marina | Tank 3 | TRUE | Permanently Out of Use |  | 550 | Gasoline (containing <=10% ethanol) | 1972-01-01 | Spokane Tribe of the Spokane Reservation | Indian Land | McCoy's Marina | 3 Mi. S. of Hwy. 22 12 Mi. S. of Fruitland | Fruitland | WA | 99129 | 47.9602 | -118.229
10 | 4190010 | Two Rivers Marina | Tank 1 | TRUE | Permanently Out of Use | 2024-07-24 | 12000 | Gasoline (containing <=10% ethanol) | 1995-01-01 | Spokane Tribe of the Spokane Reservation | Indian Land | Two Rivers Marina | 6828-C Hwy. 25 S | Davenport | WA | 99122 | 47.9094 | -118.2917
10 | 4190011 | Two Rivers Texaco | Tank 1 | TRUE | Currently in Use |  | 15000 | Gasoline (containing <=10% ethanol) | 2000-12-15 | Spokane Tribe of the Spokane Reservation | Indian Land | SPOKO Fuel - Two Rivers | 6828 US Hwy. 25 | Davenport | WA | 99122 | 47.9069 | -118.325
10 | 4190011 | Two Rivers Texaco | Tank 2 | TRUE | Currently in Use |  | 20000 | Diesel; Gasoline (containing <=10% ethanol) | 2000-12-15 | Spokane Tribe of the Spokane Reservation | Indian Land | SPOKO Fuel - Two Rivers | 6828 US Hwy. 25 | Davenport | WA | 99122 | 47.9069 | -118.325
10 | 4190012 | SPOKO Fuel - West Plains | Tank 3 | TRUE | Currently in Use | 2019-10-21 | 6000 | 0% ethanol | 2019-10-21 | Spokane Tribe of the Spokane Reservation | Indian Land | SPOKO Fuel - West Plains | 14212 US Hwy. 2 | Medical Lake | WA | 99022 | 47.6438 | -117.6123
10 | 4190012 | SPOKO Fuel - West Plains | Tank 2 | TRUE | Currently in Use |  | 25000 | Gasoline (containing <=10% ethanol) | 2006-04-01 | Spokane Tribe of the Spokane Reservation | Indian Land | SPOKO Fuel - West Plains | 14212 US Hwy. 2 | Medical Lake | WA | 99022 | 47.6438 | -117.6123
10 | 4190012 | SPOKO Fuel - West Plains | Tank 1 | TRUE | Currently in Use |  | 25000 | Diesel; Gasoline (containing <=10% ethanol) | 2006-04-01 | Spokane Tribe of the Spokane Reservation | Indian Land | SPOKO Fuel - West Plains | 14212 US Hwy. 2 | Medical Lake | WA | 99022 | 47.6438 | -117.6123
10 | 4190013 | SPOKO Fuel - Chewelah | Tank 4 | TRUE | Currently in Use |  | 20000 | Diesel | 2006-09-01 | Spokane Tribe of the Spokane Reservation | Indian Land | SPOKO Fuel - Chewelah | 2509 US Hwy. 395 | Chewelah | WA | 99109 | 48.2413 | -117.7143
10 | 4190013 | SPOKO Fuel - Chewelah | Tank 3 | TRUE | Currently in Use |  | 20000 | Diesel | 2006-09-01 | Spokane Tribe of the Spokane Reservation | Indian Land | SPOKO Fuel - Chewelah | 2509 US Hwy. 395 | Chewelah | WA | 99109 | 48.2413 | -117.7143
10 | 4190013 | SPOKO Fuel - Chewelah | Tank 2 | TRUE | Currently in Use |  | 20000 | 0% ethanol; Diesel | 2006-09-01 | Spokane Tribe of the Spokane Reservation | Indian Land | SPOKO Fuel - Chewelah | 2509 US Hwy. 395 | Chewelah | WA | 99109 | 48.2413 | -117.7143
10 | 4190013 | SPOKO Fuel - Chewelah | Tank 1 | TRUE | Currently in Use |  | 28000 | Gasoline (containing <=10% ethanol) | 2006-09-01 | Spokane Tribe of the Spokane Reservation | Indian Land | SPOKO Fuel - Chewelah | 2509 US Hwy. 395 | Chewelah | WA | 99109 | 48.2413 | -117.7143
10 | 4200001 | Tribal Motor Pool / Little Creek Casino | Tank 1 | TRUE | Permanently Out of Use |  | 2000 | Gasoline (containing <=10% ethanol) | 1985-01-01 | Squaxin Island Tribe of the Squaxin Island Reservation | Indian Land | Tribal Motor Pool / Little Creek Casino | 81 Hwy 108 W | Shelton | WA | 98584 | 47.1291 | 123.1015
10 | 4200001 | Tribal Motor Pool / Little Creek Casino | Tank 2 | TRUE | Permanently Out of Use |  | 2000 | Gasoline (containing <=10% ethanol) | 1985-01-01 | Squaxin Island Tribe of the Squaxin Island Reservation | Indian Land | Tribal Motor Pool / Little Creek Casino | 81 Hwy 108 W | Shelton | WA | 98584 | 47.1291 | 123.1015
10 | 4200002 | Kamilche Trading Post | Tank 1 | TRUE | Currently in Use |  | 20000 | Gasoline (containing <=10% ethanol) | 1996-02-01 | Squaxin Island Tribe of the Squaxin Island Reservation | Indian Land | Kamilche Trading Post | 61 Hwy. 108 W. | Shelton | WA | 98584 | 47.13 | -123.1015
10 | 4200002 | Kamilche Trading Post | Tank 2 | TRUE | Currently in Use |  | 20000 | Diesel; Gasoline (containing <=10% ethanol) | 1996-02-01 | Squaxin Island Tribe of the Squaxin Island Reservation | Indian Land | Kamilche Trading Post | 61 Hwy. 108 W. | Shelton | WA | 98584 | 47.13 | -123.1015
10 | 4200003 | Wood Property - Former Krotzer Gas Station | Tank 1 | TRUE | Permanently Out of Use |  | 250 | Gasoline (containing <=10% ethanol) | 1899-12-31 | Squaxin Island Tribe of the Squaxin Island Reservation | Indian Land | Wood Property - Former Krotzer Gas Station | Old Olympic Highway | Olympia | WA | 98502 | 47.1272 | -120.0947
10 | 4200003 | Wood Property - Former Krotzer Gas Station | Tank 2 | TRUE | Permanently Out of Use |  | 250 | Diesel | 1899-12-31 | Squaxin Island Tribe of the Squaxin Island Reservation | Indian Land | Wood Property - Former Krotzer Gas Station | Old Olympic Highway | Olympia | WA | 98502 | 47.1272 | -120.0947
10 | 4200004 | Steamboat Trading Post | Tank 1 | TRUE | Permanently Out of Use |  | 10000 | Gasoline (containing <=10% ethanol) | 1976-04-01 | Squaxin Island Tribe of the Squaxin Island Reservation | Trust | Steamboat Trading Post | 6610 Sexton Rd. NW | Olympia | WA | 98502 | 47.0794 | -123.0209
10 | 4200004 | Steamboat Trading Post | Tank 2 | TRUE | Currently in Use |  | 12000 | Gasoline (containing <=10% ethanol) | 1995-01-01 | Squaxin Island Tribe of the Squaxin Island Reservation | Trust | Steamboat Trading Post | 6610 Sexton Rd. NW | Olympia | WA | 98502 | 47.0794 | -123.0209
10 | 4200004 | Steamboat Trading Post | Tank 1 | TRUE | Currently in Use |  | 10000 | Gasoline (containing <=10% ethanol) | 1995-01-01 | Squaxin Island Tribe of the Squaxin Island Reservation | Trust | Steamboat Trading Post | 6610 Sexton Rd. NW | Olympia | WA | 98502 | 47.0794 | -123.0209
10 | 4200004 | Steamboat Trading Post | Tank 3 | TRUE | Currently in Use |  | 5000 | Diesel | 1991-09-01 | Squaxin Island Tribe of the Squaxin Island Reservation | Trust | Steamboat Trading Post | 6610 Sexton Rd. NW | Olympia | WA | 98502 | 47.0794 | -123.0209
10 | 4200004 | Steamboat Trading Post | Tank 4 | TRUE | Permanently Out of Use |  | 2000 | Used Oil | 1958-01-01 | Squaxin Island Tribe of the Squaxin Island Reservation | Trust | Steamboat Trading Post | 6610 Sexton Rd. NW | Olympia | WA | 98502 | 47.0794 | -123.0209
10 | 4200004 | Steamboat Trading Post | Tank 3 | TRUE | Permanently Out of Use |  | 2000 | Used Oil | 1958-01-01 | Squaxin Island Tribe of the Squaxin Island Reservation | Trust | Steamboat Trading Post | 6610 Sexton Rd. NW | Olympia | WA | 98502 | 47.0794 | -123.0209
10 | 4200004 | Steamboat Trading Post | Tank 2 | TRUE | Permanently Out of Use |  | 10000 | Gasoline (containing <=10% ethanol) | 1976-04-01 | Squaxin Island Tribe of the Squaxin Island Reservation | Trust | Steamboat Trading Post | 6610 Sexton Rd. NW | Olympia | WA | 98502 | 47.0794 | -123.0209
10 | 4200005 | Tumwater Trading Post | Tank 1 | TRUE | Currently in Use |  | 20000 | Gasoline (containing <=10% ethanol) | 2025-02-02 | Squaxin Island Tribe of the Squaxin Island Reservation | Trust | Tumwater Trading Post | 7000 Littlerock Rd. SW | Shelton | WA | 98584
10 | 4200005 | Tumwater Trading Post | Tank 2 | TRUE | Currently in Use |  | 20000 | Diesel; Gasoline (containing <=10% ethanol) | 2025-02-02 | Squaxin Island Tribe of the Squaxin Island Reservation | Trust | Tumwater Trading Post | 7000 Littlerock Rd. SW | Shelton | WA | 98584
10 | 4210000 | Angel of the Winds Casino | Tank 1 | TRUE | Currently in Use |  | 20000 | Gasoline (containing <=10% ethanol) | 2011-10-01 | Stillaguamish Tribe of Indians of Washington | Indian Land | Angel of the Winds Casino | 3438 Stoluckquamish Lane | Arlington | WA | 98223 | 48.2127 | -122.1834
10 | 4210000 | Angel of the Winds Casino | Tank 2 | TRUE | Currently in Use |  | 30000 | Diesel; Gasoline (containing <=10% ethanol) | 2011-10-01 | Stillaguamish Tribe of Indians of Washington | Indian Land | Angel of the Winds Casino | 3438 Stoluckquamish Lane | Arlington | WA | 98223 | 48.2127 | -122.1834
10 | 4210001 | River Rock Tobacco & Fuel | Tank 1 | TRUE | Currently in Use |  | 30000 | Gasoline (containing <=10% ethanol) | 2013-10-01 | Stillaguamish Tribe of Indians of Washington | Indian Land | River Rock Tobacco & Fuel | 23704 13th Ave. NE | Arlington | WA | 98223 | 48.2107 | -122.2142
10 | 4210001 | River Rock Tobacco & Fuel | Tank 2 | TRUE | Currently in Use |  | 30000 | Diesel; Gasoline (containing <=10% ethanol) | 2013-10-01 | Stillaguamish Tribe of Indians of Washington | Indian Land | River Rock Tobacco & Fuel | 23704 13th Ave. NE | Arlington | WA | 98223 | 48.2107 | -122.2142
10 | 4210002 | River Rock Smoke Shop | Tank 1 | TRUE | Currently in Use |  | 30000 | Gasoline (containing <=10% ethanol) | 2018-07-01 | Stillaguamish Tribe of Indians of Washington | Indian Land | River Rock Smoke Shop | 21125 Smokey Point Blvd. | Arlington | WA | 98223 | 48.1875 | -122.1936
10 | 4210002 | River Rock Smoke Shop | Tank 2 | TRUE | Currently in Use |  | 30000 | Diesel; Gasoline (containing <=10% ethanol) | 2018-07-01 | Stillaguamish Tribe of Indians of Washington | Indian Land | River Rock Smoke Shop | 21125 Smokey Point Blvd. | Arlington | WA | 98223 | 48.1875 | -122.1936
10 | 4220001 | Blossom Bros. Construction Co. | Tank 1 | TRUE | Permanently Out of Use |  | 1000 | Gasoline (containing <=10% ethanol) | 1956-01-01 | Suquamish Indian Tribe of the Port Madison Reservation | Indian Land | Blossom Bros. Construction Co. | P.O. Box 198, Geneva St. & Division Ave. | Suquamish | WA | 98392 | 47.7334 | -122.5583
10 | 4220002 | Longhouse Texaco | Tank 1 | TRUE | Currently in Use |  | 12000 | Gasoline (containing <=10% ethanol) | 1981-06-01 | Suquamish Indian Tribe of the Port Madison Reservation | Indian Land | Longhouse Texaco | 15915 State Hwy. 305 | Poulsbo | WA | 98370 | 47.7115 | 122.579
10 | 4220002 | Longhouse Texaco | Tank 2 | TRUE | Currently in Use |  | 12000 | Gasoline (containing <=10% ethanol) | 1981-06-01 | Suquamish Indian Tribe of the Port Madison Reservation | Indian Land | Longhouse Texaco | 15915 State Hwy. 305 | Poulsbo | WA | 98370 | 47.7115 | 122.579
10 | 4220002 | Longhouse Texaco | Tank 3 | TRUE | Currently in Use |  | 8000 | Gasoline (containing <=10% ethanol) | 1981-06-01 | Suquamish Indian Tribe of the Port Madison Reservation | Indian Land | Longhouse Texaco | 15915 State Hwy. 305 | Poulsbo | WA | 98370 | 47.7115 | 122.579
10 | 4220002 | Longhouse Texaco | Tank 4 | TRUE | Currently in Use |  | 8000 | Diesel | 1981-06-01 | Suquamish Indian Tribe of the Port Madison Reservation | Indian Land | Longhouse Texaco | 15915 State Hwy. 305 | Poulsbo | WA | 98370 | 47.7115 | 122.579
10 | 4220003 | Fred Hill Materials, Inc. #1 | Tank 1 | TRUE | Permanently Out of Use |  | 3000 | Diesel | 1976-01-01 | Suquamish Indian Tribe of the Port Madison Reservation | Indian Land | Fred Hill Materials, Inc. #1 | 15978 Totten Rd. | Poulsbo | WA | 98370 | 47.7207 | -122.5915
10 | 4220003 | Fred Hill Materials, Inc. #1 | Tank 2 | TRUE | Permanently Out of Use |  | 10000 | Diesel | 1976-01-01 | Suquamish Indian Tribe of the Port Madison Reservation | Indian Land | Fred Hill Materials, Inc. #1 | 15978 Totten Rd. | Poulsbo | WA | 98370 | 47.7207 | -122.5915
10 | 4220004 | Masi Shop | Tank 1 | TRUE | Currently in Use |  | 4000 | Diesel | 1988-02-01 | Suquamish Indian Tribe of the Port Madison Reservation | Indian Land | Masi Shop | 16281 NE Hwy. 305 | Poulsbo | WA | 98370 | 47.7085 | 122.5833
10 | 4220004 | Masi Shop | Tank 2 | TRUE | Currently in Use |  | 6000 | Gasoline (containing <=10% ethanol) | 1988-02-01 | Suquamish Indian Tribe of the Port Madison Reservation | Indian Land | Masi Shop | 16281 NE Hwy. 305 | Poulsbo | WA | 98370 | 47.7085 | 122.5833
10 | 4220004 | Masi Shop | Tank 3 | TRUE | Currently in Use |  | 8000 | Gasoline (containing <=10% ethanol) | 1988-02-01 | Suquamish Indian Tribe of the Port Madison Reservation | Indian Land | Masi Shop | 16281 NE Hwy. 305 | Poulsbo | WA | 98370 | 47.7085 | 122.5833
10 | 4220004 | Masi Shop | Tank 4 | TRUE | Currently in Use |  | 8000 | Gasoline (containing <=10% ethanol) | 1988-02-01 | Suquamish Indian Tribe of the Port Madison Reservation | Indian Land | Masi Shop | 16281 NE Hwy. 305 | Poulsbo | WA | 98370 | 47.7085 | 122.5833
10 | 4220004 | Masi Shop | Tank 5 | TRUE | Currently in Use |  | 20000 | Gasoline (containing <=10% ethanol) | 2009-06-01 | Suquamish Indian Tribe of the Port Madison Reservation | Indian Land | Masi Shop | 16281 NE Hwy. 305 | Poulsbo | WA | 98370 | 47.7085 | 122.5833
10 | 4220005 | Suquamish Village Shell | Tank 1R | TRUE | Currently in Use |  | 10000 | Gasoline (containing <=10% ethanol) | 1988-07-01 | Suquamish Indian Tribe of the Port Madison Reservation | Indian Land | Suquamish Village Shell | 18480 Suquamish Way NE | Suquamish | WA | 98392 | 47.7286 | 122.5594
10 | 4220005 | Suquamish Village Shell | Tank 2U | TRUE | Currently in Use |  | 10000 | Gasoline (containing <=10% ethanol) | 1988-07-01 | Suquamish Indian Tribe of the Port Madison Reservation | Indian Land | Suquamish Village Shell | 18480 Suquamish Way NE | Suquamish | WA | 98392 | 47.7286 | 122.5594
10 | 4220005 | Suquamish Village Shell | Tank 3S | TRUE | Currently in Use |  | 10000 | Gasoline (containing <=10% ethanol) | 1988-07-01 | Suquamish Indian Tribe of the Port Madison Reservation | Indian Land | Suquamish Village Shell | 18480 Suquamish Way NE | Suquamish | WA | 98392 | 47.7286 | 122.5594
10 | 4220005 | Suquamish Village Shell | Tank 4D | TRUE | Currently in Use |  | 5000 | Diesel | 1988-07-01 | Suquamish Indian Tribe of the Port Madison Reservation | Indian Land | Suquamish Village Shell | 18480 Suquamish Way NE | Suquamish | WA | 98392 | 47.7286 | 122.5594
10 | 4220005 | Suquamish Village Shell | Tank 5K | TRUE | Permanently Out of Use |  | 1100 | Kerosene | 1988-07-01 | Suquamish Indian Tribe of the Port Madison Reservation | Indian Land | Suquamish Village Shell | 18480 Suquamish Way NE | Suquamish | WA | 98392 | 47.7286 | 122.5594
10 | 4220006 | Cedar Farms | Tank 1 | TRUE | Permanently Out of Use | 2010-08-16 | 550 | Unknown Petroleum | 1970-01-01 | Suquamish Indian Tribe of the Port Madison Reservation | Trust | Cedar Farms | 18498 Augusta Ave | Suquamish | WA | 98392 | 47.7308 | -122.5522
10 | 4220006 | Cedar Farms | Tank 3 | TRUE | Permanently Out of Use |  | 0 | Unknown Petroleum | 1899-12-31 | Suquamish Indian Tribe of the Port Madison Reservation | Trust | Cedar Farms | 18498 Augusta Ave | Suquamish | WA | 98392 | 47.7308 | -122.5522
10 | 4220006 | Cedar Farms | Tank 2 | TRUE | Permanently Out of Use |  | 0 | Unknown Petroleum | 1899-12-31 | Suquamish Indian Tribe of the Port Madison Reservation | Trust | Cedar Farms | 18498 Augusta Ave | Suquamish | WA | 98392 | 47.7308 | -122.5522
10 | 4220007 | Clearwater Market - Poulsbo | Tank 1 | TRUE | Currently in Use |  | 30000 | Gasoline (containing <=10% ethanol) | 2024-10-07 | Suquamish Indian Tribe of the Port Madison Reservation | Trust | Clearwater Market - Poulsbo | 23000 Bond Rd. NE | Poulsbo | WA |  | 47.7726 | -122.6062
10 | 4220007 | Clearwater Market - Poulsbo | Tank 2 | TRUE | Currently in Use |  | 30000 | Diesel; Gasoline (containing <=10% ethanol) | 2024-10-07 | Suquamish Indian Tribe of the Port Madison Reservation | Trust | Clearwater Market - Poulsbo | 23000 Bond Rd. NE | Poulsbo | WA |  | 47.7726 | -122.6062
10 | 4230001 | Swinomish Indian Tribal Community | Tank 1 | TRUE | Permanently Out of Use |  | 8000 | Diesel | 1899-12-31 | Swinomish Indian Tribal Community | Indian Land | Swinomish Indian Tribal Community | 950 Moorage Way | La Conner | WA | 98257 | 48.3902 | -122.5012
10 | 4230001 | Swinomish Indian Tribal Community | Tank 2 | TRUE | Permanently Out of Use |  | 8000 | Gasoline (containing <=10% ethanol) | 1899-12-31 | Swinomish Indian Tribal Community | Indian Land | Swinomish Indian Tribal Community | 950 Moorage Way | La Conner | WA | 98257 | 48.3902 | -122.5012
10 | 4230002 | Swinomish Market at the Casino | Tank 1 | TRUE | Currently in Use |  | 20000 | Gasoline (containing <=10% ethanol) | 2003-09-12 | Swinomish Indian Tribal Community | Indian Land | Swinomish Market at the Casino | 12939 Casino Dr. | Anacortes | WA | 98221 | 48.4568 | -122.5186
10 | 4230002 | Swinomish Market at the Casino | Tank 2 | TRUE | Currently in Use |  | 20000 | Gasoline (containing <=10% ethanol) | 2003-09-12 | Swinomish Indian Tribal Community | Indian Land | Swinomish Market at the Casino | 12939 Casino Dr. | Anacortes | WA | 98221 | 48.4568 | -122.5186
10 | 4230003 | Village Store | Tank 1 | TRUE | Currently in Use |  | 12000 | Gasoline (containing <=10% ethanol) | 2011-05-01 | Swinomish Indian Tribal Community | Indian Land | Village Store | 17599 Front St. | La Conner | WA | 98257 | 48.3906 | -122.5012
10 | 4230003 | Village Store | Tank 2 | TRUE | Currently in Use |  | 12000 | Diesel; Gasoline (containing <=10% ethanol) | 2011-05-01 | Swinomish Indian Tribal Community | Indian Land | Village Store | 17599 Front St. | La Conner | WA | 98257 | 48.3906 | -122.5012
10 | 4240001 | Roy Robinson Chevrolet, Inc. | Tank 1 | TRUE | Permanently Out of Use |  | 250 | Used Oil | 1981-01-01 | Tulalip Tribes of Washington | Indian Land | Roy Robinson Chevrolet, Inc. | 6803 36th Ave, NE | Marysville | WA | 98271 | 48.0744 | -122.1825
10 | 4240001 | Roy Robinson Chevrolet, Inc. | Tank 2 | TRUE | Permanently Out of Use |  | 250 | Used Oil | 1981-01-01 | Tulalip Tribes of Washington | Indian Land | Roy Robinson Chevrolet, Inc. | 6803 36th Ave, NE | Marysville | WA | 98271 | 48.0744 | -122.1825
10 | 4240002 | Port Susan Camping Club | Tank 1 | TRUE | Permanently Out of Use |  | 1500 | Gasoline (containing <=10% ethanol) | 1977-05-01 | Tulalip Tribes of Washington | Indian Land | Port Susan Camping Club | 12015 Marine Dr. | Marysville | WA | 98271 | 48.1056 | -122.3207
10 | 4240002 | Port Susan Camping Club | Tank 2 | TRUE | Permanently Out of Use |  | 2000 | Gasoline (containing <=10% ethanol) | 1977-05-01 | Tulalip Tribes of Washington | Indian Land | Port Susan Camping Club | 12015 Marine Dr. | Marysville | WA | 98271 | 48.1056 | -122.3207
10 | 4240003 | Boeing - Tulalip Test Site | Tank TU-1 | TRUE | Permanently Out of Use |  | 12000 | Gasoline (containing <=10% ethanol) | 1899-12-31 | Tulalip Tribes of Washington | Indian Land | Boeing - Tulalip Test Site | 11224 344th NE | Marysville | WA | 98270 | 48.0554 | -122.1767
10 | 4240003 | Boeing - Tulalip Test Site | Tank TU-17 | TRUE | Permanently Out of Use |  | 110 | Gasoline (containing <=10% ethanol) | 1899-12-31 | Tulalip Tribes of Washington | Indian Land | Boeing - Tulalip Test Site | 11224 344th NE | Marysville | WA | 98270 | 48.0554 | -122.1767
10 | 4240003 | Boeing - Tulalip Test Site | Tank TU-18 | TRUE | Permanently Out of Use |  | 110 | Gasoline (containing <=10% ethanol) | 1899-12-31 | Tulalip Tribes of Washington | Indian Land | Boeing - Tulalip Test Site | 11224 344th NE | Marysville | WA | 98270 | 48.0554 | -122.1767
10 | 4240003 | Boeing - Tulalip Test Site | Tank TU-20 | TRUE | Permanently Out of Use |  | 20000 | Av Gas | 1969-01-01 | Tulalip Tribes of Washington | Indian Land | Boeing - Tulalip Test Site | 11224 344th NE | Marysville | WA | 98270 | 48.0554 | -122.1767
10 | 4240003 | Boeing - Tulalip Test Site | Tank TU-21 | TRUE | Permanently Out of Use |  | 20000 | Av Gas | 1969-01-01 | Tulalip Tribes of Washington | Indian Land | Boeing - Tulalip Test Site | 11224 344th NE | Marysville | WA | 98270 | 48.0554 | -122.1767
10 | 4240003 | Boeing - Tulalip Test Site | Tank TU-27 | TRUE | Permanently Out of Use |  | 12000 | Diesel | 1899-12-31 | Tulalip Tribes of Washington | Indian Land | Boeing - Tulalip Test Site | 11224 344th NE | Marysville | WA | 98270 | 48.0554 | -122.1767
10 | 4240003 | Boeing - Tulalip Test Site | Tank TU-28 | TRUE | Permanently Out of Use |  | 3000 | Gasoline (containing <=10% ethanol) | 1985-01-01 | Tulalip Tribes of Washington | Indian Land | Boeing - Tulalip Test Site | 11224 344th NE | Marysville | WA | 98270 | 48.0554 | -122.1767
10 | 4240005 | Eastbury Salvage Metals & Auto Wrecking | Tank 1 | TRUE | Permanently Out of Use |  | 500 | Gasoline (containing <=10% ethanol) | 1976-01-01 | Tulalip Tribes of Washington | Indian Land | Eastbury Salvage Metals & Auto Wrecking | 6805 35th Ave. NE | Marysville | WA | 98270 | 48.0578 | -122.1855
10 | 4240006 | FAA OM Outer Marker PAE #2 | Tank PAE_OM | TRUE | Permanently Out of Use |  | 500 | Gasoline (containing <=10% ethanol) | 1966-01-01 | Tulalip Tribes of Washington | Indian Land | FAA OM Outer Marker PAE #2 | Mission Beach Rd. | Marysville | WA | 98270 | 48.0521 | -122.2877
10 | 4240007 | Donna's Travel Plaza, Inc. | Tank 1 | TRUE | Currently in Use |  | 6000 | Diesel | 1987-08-01 | Tulalip Tribes of Washington | Fee Land | Donna's Travel Plaza, Inc. | 3104 116th St. NE | Marysville | WA | 98271 | 48.0992 | 122.1887
10 | 4240007 | Donna's Travel Plaza, Inc. | Tank 2 | TRUE | Currently in Use |  | 10000 | Gasoline (containing <=10% ethanol) | 1987-08-01 | Tulalip Tribes of Washington | Fee Land | Donna's Travel Plaza, Inc. | 3104 116th St. NE | Marysville | WA | 98271 | 48.0992 | 122.1887
10 | 4240007 | Donna's Travel Plaza, Inc. | Tank 3 | TRUE | Currently in Use |  | 10000 | Gasoline (containing <=10% ethanol) | 1987-08-01 | Tulalip Tribes of Washington | Fee Land | Donna's Travel Plaza, Inc. | 3104 116th St. NE | Marysville | WA | 98271 | 48.0992 | 122.1887
10 | 4240007 | Donna's Travel Plaza, Inc. | Tank 4 | TRUE | Currently in Use |  | 15000 | Diesel | 1987-08-01 | Tulalip Tribes of Washington | Fee Land | Donna's Travel Plaza, Inc. | 3104 116th St. NE | Marysville | WA | 98271 | 48.0992 | 122.1887
10 | 4240007 | Donna's Travel Plaza, Inc. | Tank 5 | TRUE | Currently in Use |  | 15000 | Diesel | 1990-08-01 | Tulalip Tribes of Washington | Fee Land | Donna's Travel Plaza, Inc. | 3104 116th St. NE | Marysville | WA | 98271 | 48.0992 | 122.1887
10 | 4240008 | Marine Drive Food Mart | Tank 1 | TRUE | Permanently Out of Use |  | 10000 | Gasoline (containing <=10% ethanol) | 1972-01-01 | Tulalip Tribes of Washington | Trust | Marine Drive Food Mart | 3323 Marine Dr. NE | Marysville | WA | 98271 | 48.0523 | 122.1862
10 | 4240008 | Marine Drive Food Mart | Tank 2 | TRUE | Permanently Out of Use |  | 10000 | Gasoline (containing <=10% ethanol) | 1972-01-01 | Tulalip Tribes of Washington | Trust | Marine Drive Food Mart | 3323 Marine Dr. NE | Marysville | WA | 98271 | 48.0523 | 122.1862
10 | 4240008 | Marine Drive Food Mart | Tank 4 | TRUE | Permanently Out of Use |  | 550 | Used Oil | 1972-01-01 | Tulalip Tribes of Washington | Trust | Marine Drive Food Mart | 3323 Marine Dr. NE | Marysville | WA | 98271 | 48.0523 | 122.1862
10 | 4240008 | Marine Drive Food Mart | Tank 5 | TRUE | Currently in Use |  | 15000 | Gasoline (containing <=10% ethanol) | 1995-11-01 | Tulalip Tribes of Washington | Trust | Marine Drive Food Mart | 3323 Marine Dr. NE | Marysville | WA | 98271 | 48.0523 | 122.1862
10 | 4240008 | Marine Drive Food Mart | Tank 6 | TRUE | Currently in Use |  | 15000 | Gasoline (containing <=10% ethanol) | 1995-11-01 | Tulalip Tribes of Washington | Trust | Marine Drive Food Mart | 3323 Marine Dr. NE | Marysville | WA | 98271 | 48.0523 | 122.1862
10 | 4240009 | Tulalip Marina | Tank 1 | TRUE | Permanently Out of Use |  | 5000 | Diesel | 1984-04-01 | Tulalip Tribes of Washington | Indian Land | Tulalip Marina | 7411 Tulalip Bay Dr. | Marysville | WA | 98271 | 48.0628 | 122.2793
10 | 4240009 | Tulalip Marina | Tank 2 | TRUE | Permanently Out of Use |  | 10000 | Gasoline (containing <=10% ethanol) | 1984-04-01 | Tulalip Tribes of Washington | Indian Land | Tulalip Marina | 7411 Tulalip Bay Dr. | Marysville | WA | 98271 | 48.0628 | 122.2793
10 | 4240010 | Totem Grocery & Gift Shop | Tank 1 | TRUE | Permanently Out of Use |  | 8000 | Gasoline (containing <=10% ethanol) | 1987-08-01 | Tulalip Tribes of Washington | Fee Land | Totem Grocery & Gift Shop | 105 Marine Dr. NE | Tulalip | WA | 98271 | 48.039 | 122.2311
10 | 4240010 | Totem Grocery & Gift Shop | Tank 2 | TRUE | Permanently Out of Use |  | 10000 | Gasoline (containing <=10% ethanol) | 1987-08-01 | Tulalip Tribes of Washington | Fee Land | Totem Grocery & Gift Shop | 105 Marine Dr. NE | Tulalip | WA | 98271 | 48.039 | 122.2311
10 | 4240011 | Priest Point Grocery | Tank 1 | TRUE | Permanently Out of Use |  | 4000 | Gasoline (containing <=10% ethanol) | 1970-01-01 | Tulalip Tribes of Washington | Indian Land | Priest Point Grocery | 129 Marine Dr. NE | Marysville | WA | 98270 | 48.0394 | 122.2296
10 | 4240011 | Priest Point Grocery | Tank 2 | TRUE | Permanently Out of Use |  | 4000 | Gasoline (containing <=10% ethanol) | 1970-01-01 | Tulalip Tribes of Washington | Indian Land | Priest Point Grocery | 129 Marine Dr. NE | Marysville | WA | 98270 | 48.0394 | 122.2296
10 | 4240011 | Priest Point Grocery | Tank 3 | TRUE | Permanently Out of Use |  | 500 | Unknown Petroleum | 1970-01-01 | Tulalip Tribes of Washington | Indian Land | Priest Point Grocery | 129 Marine Dr. NE | Marysville | WA | 98270 | 48.0394 | 122.2296
10 | 4240012 | Tulalip Tribes Maintenace Building | Tank 3 | TRUE | Permanently Out of Use |  | 8000 | Gasoline (containing <=10% ethanol) | 1982-01-01 | Tulalip Tribes of Washington | Indian Land | Tulalip Tribes Maintenace Building | 6700 Totem Beach Rd. NE | Marysville | WA | 98270 | 48.0562 | -122.2725
10 | 4240012 | Tulalip Tribes Maintenace Building | Tank 4 | TRUE | Permanently Out of Use |  | 3000 | Diesel | 1982-01-01 | Tulalip Tribes of Washington | Indian Land | Tulalip Tribes Maintenace Building | 6700 Totem Beach Rd. NE | Marysville | WA | 98270 | 48.0562 | -122.2725
10 | 4240013 | Shell #37089 | Tank 1 | TRUE | Permanently Out of Use |  | 500 | Used Oil | 1975-01-01 | Tulalip Tribes of Washington | Indian Land | Shell #37089 | 3320 62nd St. NE | Marysville | WA | 98270 | 48.0521 | -122.1235
10 | 4240013 | Shell #37089 | Tank 2 | TRUE | Permanently Out of Use |  | 10000 | Gasoline (containing <=10% ethanol) | 1971-01-01 | Tulalip Tribes of Washington | Indian Land | Shell #37089 | 3320 62nd St. NE | Marysville | WA | 98270 | 48.0521 | -122.1235
10 | 4240013 | Shell #37089 | Tank 3 | TRUE | Permanently Out of Use |  | 10000 | Gasoline (containing <=10% ethanol) | 1971-01-01 | Tulalip Tribes of Washington | Indian Land | Shell #37089 | 3320 62nd St. NE | Marysville | WA | 98270 | 48.0521 | -122.1235
10 | 4240013 | Shell #37089 | Tank 4 | TRUE | Permanently Out of Use |  | 10000 | Gasoline (containing <=10% ethanol) | 1971-01-01 | Tulalip Tribes of Washington | Indian Land | Shell #37089 | 3320 62nd St. NE | Marysville | WA | 98270 | 48.0521 | -122.1235
10 | 4240014 | WA State Patrol - Marysville | Tank 1 | TRUE | Permanently Out of Use |  | 6000 | Diesel | 1992-10-06 | Tulalip Tribes of Washington | Indian Land | WA State Patrol - Marysville | 2700 NE 116th St. | Marysville | WA | 98271 | 48.0986 | 122.1942
10 | 4240014 | WA State Patrol - Marysville | Tank 2 | TRUE | Currently in Use |  | 12000 | Gasoline (containing <=10% ethanol) | 1992-09-10 | Tulalip Tribes of Washington | Indian Land | WA State Patrol - Marysville | 2700 NE 116th St. | Marysville | WA | 98271 | 48.0986 | 122.1942
10 | 4240015 | Tesoro #62050 | Tank 1 | TRUE | Permanently Out of Use | 2022-02-18 | 15000 | Gasoline (containing <=10% ethanol) | 2001-09-28 | Tulalip Tribes of Washington | Fee Land | Tesoro #62050 | 8820 Quil Ceda Blvd. | Marysville | WA | 98271 | 48.0777 | 122.1871
10 | 4240015 | Tesoro #62050 | Tank 2 | TRUE | Permanently Out of Use | 2022-02-18 | 15000 | Gasoline (containing <=10% ethanol) | 2001-09-28 | Tulalip Tribes of Washington | Fee Land | Tesoro #62050 | 8820 Quil Ceda Blvd. | Marysville | WA | 98271 | 48.0777 | 122.1871
10 | 4240016 | Tulalip Market 116th | Tank 1 | TRUE | Currently in Use |  | 30000 | Gasoline (containing <=10% ethanol) | 2009-08-01 | Tulalip Tribes of Washington | Indian Land | Tulalip Market 116th | 2832 116th St. NE | Marysville | WA | 98271 | 48.0999 | -122.1929
10 | 4240016 | Tulalip Market 116th | Tank 3 | TRUE | Currently in Use |  | 30000 | Diesel; Gasoline (containing <=10% ethanol) | 2009-08-01 | Tulalip Tribes of Washington | Indian Land | Tulalip Market 116th | 2832 116th St. NE | Marysville | WA | 98271 | 48.0999 | -122.1929
10 | 4240016 | Tulalip Market 116th | Tank 2 | TRUE | Currently in Use |  | 30000 | Gasoline (containing <=10% ethanol) | 2009-08-01 | Tulalip Tribes of Washington | Indian Land | Tulalip Market 116th | 2832 116th St. NE | Marysville | WA | 98271 | 48.0999 | -122.1929
10 | 4240017 | Tulalip Market Marine Drive | Tank 1 | TRUE | Currently in Use |  | 30000 | Gasoline (containing <=10% ethanol) | 2011-09-01 | Tulalip Tribes of Washington | Indian Land | Tulalip Market Marine Drive | 6326 33rd Ave. NE | Marysville | WA | 98271 | 48.0541 | -122.1883
10 | 4240017 | Tulalip Market Marine Drive | Tank 3 | TRUE | Currently in Use |  | 30000 | Diesel; Gasoline (containing <=10% ethanol) | 2011-09-01 | Tulalip Tribes of Washington | Indian Land | Tulalip Market Marine Drive | 6326 33rd Ave. NE | Marysville | WA | 98271 | 48.0541 | -122.1883
10 | 4240017 | Tulalip Market Marine Drive | Tank 2 | TRUE | Currently in Use |  | 30000 | Gasoline (containing <=10% ethanol) | 2011-09-01 | Tulalip Tribes of Washington | Indian Land | Tulalip Market Marine Drive | 6326 33rd Ave. NE | Marysville | WA | 98271 | 48.0541 | -122.1883
10 | 4250000 | Upper Skagit Tribal Center | Tank 1 | TRUE | Currently in Use |  | 10000 | Gasoline (containing <=10% ethanol) | 2008-11-01 | Upper Skagit Indian Tribe | Indian Land | Upper Skagit Tribal Center | 25944 Community Plaza Way | Sedro Woolley | WA | 98284 | 48.5396 | -122.1843
10 | 4250001 | Upper Skagit Casino Facility | Tank 1 | TRUE | Currently in Use |  | 10000 | Gasoline (containing <=10% ethanol) | 2008-11-01 | Upper Skagit Indian Tribe | Indian Land | Upper Skagit Casino Facility | 5984 N. Darrk Lane | Bow | WA | 98232 | 48.5662 | -122.3464
10 | 4250002 | Bow Hill Gas & Food Mart | Tank 1 | TRUE | Currently in Use |  | 27000 | Diesel; Gasoline (containing <=10% ethanol) | 2003-10-01 | Upper Skagit Indian Tribe | Indian Land | Bow Hill Gas & Food Mart | 18520 Bow Hill Rd. | Bow | WA | 98232 | 48.5561 | -122.3443
10 | 4260001 | Wheeler's Kountry Korner | Tank 1 | TRUE | Currently in Use |  | 3000 | Diesel | 1974-01-01 | Confederated Tribes and Bands of the Yakama Nation | Indian Land | Wheeler's Kountry Korner | 2421 W. Wapato Rd. | Wapato | WA | 98951 | 46.4481 | 120.4801
10 | 4260001 | Wheeler's Kountry Korner | Tank 2 | TRUE | Currently in Use |  | 3000 | Diesel | 1974-01-01 | Confederated Tribes and Bands of the Yakama Nation | Indian Land | Wheeler's Kountry Korner | 2421 W. Wapato Rd. | Wapato | WA | 98951 | 46.4481 | 120.4801
10 | 4260001 | Wheeler's Kountry Korner | Tank 3 | TRUE | Currently in Use |  | 8000 | Gasoline (containing <=10% ethanol) | 1974-01-01 | Confederated Tribes and Bands of the Yakama Nation | Indian Land | Wheeler's Kountry Korner | 2421 W. Wapato Rd. | Wapato | WA | 98951 | 46.4481 | 120.4801
10 | 4260001 | Wheeler's Kountry Korner | Tank 4 | TRUE | Currently in Use |  | 6000 | Gasoline (containing <=10% ethanol) | 1974-01-01 | Confederated Tribes and Bands of the Yakama Nation | Indian Land | Wheeler's Kountry Korner | 2421 W. Wapato Rd. | Wapato | WA | 98951 | 46.4481 | 120.4801
10 | 4260001 | Wheeler's Kountry Korner | Tank 5 | TRUE | Permanently Out of Use |  | 3000 | Diesel | 1974-01-01 | Confederated Tribes and Bands of the Yakama Nation | Indian Land | Wheeler's Kountry Korner | 2421 W. Wapato Rd. | Wapato | WA | 98951 | 46.4481 | 120.4801
10 | 4260003 | Pace International LP | Tank 1 | TRUE | Permanently Out of Use |  | 2000 | Diesel | 1956-01-01 | Confederated Tribes and Bands of the Yakama Nation | Indian Land | Pace International LP | 5661 Branch Rd. | Wapato | WA | 98951 | 46.405 | -120.4968
10 | 4260003 | Pace International LP | Tank 2 | TRUE | Permanently Out of Use |  | 10000 | Other | 1956-01-01 | Confederated Tribes and Bands of the Yakama Nation | Indian Land | Pace International LP | 5661 Branch Rd. | Wapato | WA | 98951 | 46.405 | -120.4968
10 | 4260003 | Pace International LP | Tank 5 | TRUE | Permanently Out of Use |  | 250 | Gasoline (containing <=10% ethanol) | 1966-01-01 | Confederated Tribes and Bands of the Yakama Nation | Indian Land | Pace International LP | 5661 Branch Rd. | Wapato | WA | 98951 | 46.405 | -120.4968
10 | 4260003 | Pace International LP | Tank 6 | TRUE | Permanently Out of Use |  | 800 | Gasoline (containing <=10% ethanol) | 1966-01-01 | Confederated Tribes and Bands of the Yakama Nation | Indian Land | Pace International LP | 5661 Branch Rd. | Wapato | WA | 98951 | 46.405 | -120.4968
10 | 4260003 | Pace International LP | Tank 8 | TRUE | Permanently Out of Use |  | 15500 | Other | 1966-01-01 | Confederated Tribes and Bands of the Yakama Nation | Indian Land | Pace International LP | 5661 Branch Rd. | Wapato | WA | 98951 | 46.405 | -120.4968
10 | 4260004 | Latum Creek Ranch, Inc. | Tank 1 | TRUE | Permanently Out of Use |  | 5000 | Gasoline (containing <=10% ethanol) | 1980-01-01 | Confederated Tribes and Bands of the Yakama Nation | Indian Land | Latum Creek Ranch, Inc. | 320 Stephenson Rd. | Wapato | WA | 98951 | 46.4438 | -120.6936
10 | 4260004 | Latum Creek Ranch, Inc. | Tank 2 | TRUE | Permanently Out of Use |  | 10000 | Diesel | 1976-01-01 | Confederated Tribes and Bands of the Yakama Nation | Indian Land | Latum Creek Ranch, Inc. | 320 Stephenson Rd. | Wapato | WA | 98951 | 46.4438 | -120.6936
10 | 4260005 | Dekker & Sons, Inc. | Tank 1 | TRUE | Permanently Out of Use |  | 12000 | Gasoline (containing <=10% ethanol) | 1976-01-01 | Confederated Tribes and Bands of the Yakama Nation | Indian Land | Dekker & Sons, Inc. | 1590 Mint Rd. | White Swan | WA | 98952 | 46.3315 | -120.6622
10 | 4260005 | Dekker & Sons, Inc. | Tank 2 | TRUE | Permanently Out of Use |  | 8000 | Diesel | 1971-01-01 | Confederated Tribes and Bands of the Yakama Nation | Indian Land | Dekker & Sons, Inc. | 1590 Mint Rd. | White Swan | WA | 98952 | 46.3315 | -120.6622
10 | 4260006 | Glenro Farms, Inc. | Tank 1 | TRUE | Permanently Out of Use |  | 4000 | Diesel | 1975-01-01 | Confederated Tribes and Bands of the Yakama Nation | Indian Land | Glenro Farms, Inc. | Division St. & S. Larue Rd. | Toppenish | WA | 98948 | 46.3605 | -120.3096
10 | 4260006 | Glenro Farms, Inc. | Tank 2 | TRUE | Permanently Out of Use |  | 4000 | Gasoline (containing <=10% ethanol) | 1975-01-01 | Confederated Tribes and Bands of the Yakama Nation | Indian Land | Glenro Farms, Inc. | Division St. & S. Larue Rd. | Toppenish | WA | 98948 | 46.3605 | -120.3096
10 | 4260007 | Perrault Farms, Inc. | Tank 1 | TRUE | Permanently Out of Use |  | 9999 | Gasoline (containing <=10% ethanol) | 1976-01-01 | Confederated Tribes and Bands of the Yakama Nation | Indian Land | Perrault Farms, Inc. | 11051 Lateral A | Toppenish | WA | 98948 | 46.3566 | -120.4806
10 | 4260008 | Fort Simcoe Job Corps Center | Tank 1 | TRUE | Permanently Out of Use |  | 2000 | Gasoline (containing <=10% ethanol) | 1971-01-01 | Confederated Tribes and Bands of the Yakama Nation | Indian Land | Fort Simcoe Job Corps Center | 40 Abella Lane | White Swan | WA | 98952 | 46.3386 | -120.8547
10 | 4260008 | Fort Simcoe Job Corps Center | Tank 11 | TRUE | Permanently Out of Use |  | 5000 | Gasoline (containing <=10% ethanol) | 1976-01-01 | Confederated Tribes and Bands of the Yakama Nation | Indian Land | Fort Simcoe Job Corps Center | 40 Abella Lane | White Swan | WA | 98952 | 46.3386 | -120.8547
10 | 4260008 | Fort Simcoe Job Corps Center | Tank 12 | TRUE | Permanently Out of Use |  | 5000 | Diesel | 1976-01-01 | Confederated Tribes and Bands of the Yakama Nation | Indian Land | Fort Simcoe Job Corps Center | 40 Abella Lane | White Swan | WA | 98952 | 46.3386 | -120.8547
10 | 4260008 | Fort Simcoe Job Corps Center | Tank 14 | TRUE | Permanently Out of Use |  | 12000 | Diesel | 1978-01-01 | Confederated Tribes and Bands of the Yakama Nation | Indian Land | Fort Simcoe Job Corps Center | 40 Abella Lane | White Swan | WA | 98952 | 46.3386 | -120.8547
10 | 4260008 | Fort Simcoe Job Corps Center | Tank 2 | TRUE | Permanently Out of Use |  | 3000 | Gasoline (containing <=10% ethanol) | 1971-01-01 | Confederated Tribes and Bands of the Yakama Nation | Indian Land | Fort Simcoe Job Corps Center | 40 Abella Lane | White Swan | WA | 98952 | 46.3386 | -120.8547
10 | 4260009 | Serv Um Self | Tank 8 | TRUE | Permanently Out of Use |  | 891 | Used Oil | 1899-12-31 | Confederated Tribes and Bands of the Yakama Nation | Indian Land | Serv Um Self | 610 W. 1St. Ave. | Toppenish | WA | 98948 | 46.375 | -120.3194
10 | 4260009 | Serv Um Self | Tank 1 | TRUE | Permanently Out of Use |  | 5000 | Gasoline (containing <=10% ethanol) | 1967-01-01 | Confederated Tribes and Bands of the Yakama Nation | Indian Land | Serv Um Self | 610 W. 1St. Ave. | Toppenish | WA | 98948 | 46.375 | -120.3194
10 | 4260009 | Serv Um Self | Tank 2 | TRUE | Permanently Out of Use |  | 5000 | Gasoline (containing <=10% ethanol) | 1967-01-01 | Confederated Tribes and Bands of the Yakama Nation | Indian Land | Serv Um Self | 610 W. 1St. Ave. | Toppenish | WA | 98948 | 46.375 | -120.3194
10 | 4260009 | Serv Um Self | Tank 3 | TRUE | Permanently Out of Use |  | 5000 | Gasoline (containing <=10% ethanol) | 1971-01-01 | Confederated Tribes and Bands of the Yakama Nation | Indian Land | Serv Um Self | 610 W. 1St. Ave. | Toppenish | WA | 98948 | 46.375 | -120.3194
10 | 4260009 | Serv Um Self | Tank 4 | TRUE | Permanently Out of Use |  | 4000 | Gasoline (containing <=10% ethanol) | 1971-01-01 | Confederated Tribes and Bands of the Yakama Nation | Indian Land | Serv Um Self | 610 W. 1St. Ave. | Toppenish | WA | 98948 | 46.375 | -120.3194
10 | 4260009 | Serv Um Self | Tank 5 | TRUE | Permanently Out of Use |  | 4000 | Diesel | 1971-01-01 | Confederated Tribes and Bands of the Yakama Nation | Indian Land | Serv Um Self | 610 W. 1St. Ave. | Toppenish | WA | 98948 | 46.375 | -120.3194
10 | 4260009 | Serv Um Self | Tank 6 | TRUE | Permanently Out of Use |  | 250 | Used Oil | 1899-12-31 | Confederated Tribes and Bands of the Yakama Nation | Indian Land | Serv Um Self | 610 W. 1St. Ave. | Toppenish | WA | 98948 | 46.375 | -120.3194
10 | 4260009 | Serv Um Self | Tank 7 | TRUE | Permanently Out of Use |  | 250 | Kerosene | 1899-12-31 | Confederated Tribes and Bands of the Yakama Nation | Indian Land | Serv Um Self | 610 W. 1St. Ave. | Toppenish | WA | 98948 | 46.375 | -120.3194
10 | 4260010 | Lindsey Lockers | Tank 1 | TRUE | Permanently Out of Use |  | 1000 | Gasoline (containing <=10% ethanol) | 1979-05-01 | Confederated Tribes and Bands of the Yakama Nation | Indian Land | Lindsey Lockers | 5001 Evans Rd. | Harrah | WA | 98933 | 46.4338 | 120.6075
10 | 4260010 | Lindsey Lockers | Tank 2 | TRUE | Permanently Out of Use |  | 1000 | Gasoline (containing <=10% ethanol) | 1979-05-01 | Confederated Tribes and Bands of the Yakama Nation | Indian Land | Lindsey Lockers | 5001 Evans Rd. | Harrah | WA | 98933 | 46.4338 | 120.6075
10 | 4260010 | Lindsey Lockers | Tank 3 | TRUE | Permanently Out of Use |  | 1000 | Gasoline (containing <=10% ethanol) | 1979-05-01 | Confederated Tribes and Bands of the Yakama Nation | Indian Land | Lindsey Lockers | 5001 Evans Rd. | Harrah | WA | 98933 | 46.4338 | 120.6075
10 | 4260010 | Lindsey Lockers | Tank 4 | TRUE | Permanently Out of Use |  | 500 | Gasoline (containing <=10% ethanol) | 1979-05-01 | Confederated Tribes and Bands of the Yakama Nation | Indian Land | Lindsey Lockers | 5001 Evans Rd. | Harrah | WA | 98933 | 46.4338 | 120.6075
10 | 4260011 | L.O. Gannon & Sons, Inc. | Tank 1 | TRUE | Permanently Out of Use |  | 10000 | Diesel | 1960-01-01 | Confederated Tribes and Bands of the Yakama Nation | Indian Land | L.O. Gannon & Sons, Inc. | Hwy. 22 & Boundary Rd., P.O. Box 100 | Mabton | WA | 98935 | 46.2122 | -120.0027
10 | 4260012 | Wayne's Tire | Tank 1 | TRUE | Permanently Out of Use |  | 550 | Gasoline (containing <=10% ethanol) | 1899-12-31 | Confederated Tribes and Bands of the Yakama Nation | Indian Land | Wayne's Tire | 415 N. Camas Rd. | Wapato | WA | 98951 | 46.4507 | -120.4171
10 | 4260012 | Wayne's Tire | Tank 2 | TRUE | Permanently Out of Use |  | 1000 | Gasoline (containing <=10% ethanol) | 1899-12-31 | Confederated Tribes and Bands of the Yakama Nation | Indian Land | Wayne's Tire | 415 N. Camas Rd. | Wapato | WA | 98951 | 46.4507 | -120.4171
10 | 4260013 | Schmidt's OK Tire Store | Tank 1 | TRUE | Permanently Out of Use |  | 1000 | Gasoline (containing <=10% ethanol) | 1980-06-01 | Confederated Tribes and Bands of the Yakama Nation | Indian Land | Schmidt's OK Tire Store | 403 W. 1st St. | Wapato | WA | 98951 | 46.4476 | -120.4242
10 | 4260014 | Del Monte Foods - Plant No. 122 | Tank 1 | TRUE | Permanently Out of Use |  | 30000 | Other | 1976-01-01 | Confederated Tribes and Bands of the Yakama Nation | Indian Land | Del Monte Foods - Plant No. 122 | 49 E. 3rd Ave. | Toppenish | WA | 98948 | 46.372 | -120.3037
10 | 4260014 | Del Monte Foods - Plant No. 122 | Tank 2 | TRUE | Permanently Out of Use |  | 20001 | Other | 1956-01-01 | Confederated Tribes and Bands of the Yakama Nation | Indian Land | Del Monte Foods - Plant No. 122 | 49 E. 3rd Ave. | Toppenish | WA | 98948 | 46.372 | -120.3037
10 | 4260014 | Del Monte Foods - Plant No. 122 | Tank 3 | TRUE | Permanently Out of Use |  | 19999 | Gasoline (containing <=10% ethanol) | 1976-01-01 | Confederated Tribes and Bands of the Yakama Nation | Indian Land | Del Monte Foods - Plant No. 122 | 49 E. 3rd Ave. | Toppenish | WA | 98948 | 46.372 | -120.3037
10 | 4260015 | Toppenish Public Work Shops | Tank 2 | TRUE | Permanently Out of Use |  | 1000 | Gasoline (containing <=10% ethanol) | 1976-01-01 | Confederated Tribes and Bands of the Yakama Nation | Indian Land | Toppenish Public Work Shops | 21 W. 1st Ave. | Toppenish | WA | 98948 | 46.3736 | -120.3089
10 | 4260015 | Toppenish Public Work Shops | Tank 3 | TRUE | Permanently Out of Use |  | 4000 | Diesel | 1981-01-01 | Confederated Tribes and Bands of the Yakama Nation | Indian Land | Toppenish Public Work Shops | 21 W. 1st Ave. | Toppenish | WA | 98948 | 46.3736 | -120.3089
10 | 4260015 | Toppenish Public Work Shops | Tank 4 | TRUE | Permanently Out of Use |  | 4000 | Gasoline (containing <=10% ethanol) | 1981-01-01 | Confederated Tribes and Bands of the Yakama Nation | Indian Land | Toppenish Public Work Shops | 21 W. 1st Ave. | Toppenish | WA | 98948 | 46.3736 | -120.3089
10 | 4260015 | Toppenish Public Work Shops | Tank 6 | TRUE | Permanently Out of Use |  | 1500 | Gasoline (containing <=10% ethanol) | 1975-01-01 | Confederated Tribes and Bands of the Yakama Nation | Indian Land | Toppenish Public Work Shops | 21 W. 1st Ave. | Toppenish | WA | 98948 | 46.3736 | -120.3089
10 | 4260015 | Toppenish Public Work Shops | Tank 7 | TRUE | Permanently Out of Use |  | 1500 | Diesel | 1975-01-01 | Confederated Tribes and Bands of the Yakama Nation | Indian Land | Toppenish Public Work Shops | 21 W. 1st Ave. | Toppenish | WA | 98948 | 46.3736 | -120.3089
10 | 4260015 | Toppenish Public Work Shops | Tank 1 | TRUE | Permanently Out of Use |  | 500 | Diesel | 1956-01-01 | Confederated Tribes and Bands of the Yakama Nation | Indian Land | Toppenish Public Work Shops | 21 W. 1st Ave. | Toppenish | WA | 98948 | 46.3736 | -120.3089
10 | 4260016 | Jeff Harris Co., Inc. | Tank 1 | TRUE | Permanently Out of Use |  | 550 | Diesel | 1976-01-01 | Confederated Tribes and Bands of the Yakama Nation | Indian Land | Jeff Harris Co., Inc. | 802 W. 1st Ave. | Toppenish | WA | 98948 | 46.3749 | 120.3237
10 | 4260016 | Jeff Harris Co., Inc. | Tank 2 | TRUE | Permanently Out of Use |  | 550 | Diesel | 1976-01-01 | Confederated Tribes and Bands of the Yakama Nation | Indian Land | Jeff Harris Co., Inc. | 802 W. 1st Ave. | Toppenish | WA | 98948 | 46.3749 | 120.3237
10 | 4260016 | Jeff Harris Co., Inc. | Tank 3 | TRUE | Permanently Out of Use |  | 1000 | Used Oil | 1981-01-01 | Confederated Tribes and Bands of the Yakama Nation | Indian Land | Jeff Harris Co., Inc. | 802 W. 1st Ave. | Toppenish | WA | 98948 | 46.3749 | 120.3237
10 | 4260016 | Jeff Harris Co., Inc. | Tank 4 | TRUE | Permanently Out of Use |  | 550 | Gasoline (containing <=10% ethanol) | 1976-01-01 | Confederated Tribes and Bands of the Yakama Nation | Indian Land | Jeff Harris Co., Inc. | 802 W. 1st Ave. | Toppenish | WA | 98948 | 46.3749 | 120.3237
10 | 4260016 | Jeff Harris Co., Inc. | Tank 5 | TRUE | Permanently Out of Use |  | 550 | Gasoline (containing <=10% ethanol) | 1976-01-01 | Confederated Tribes and Bands of the Yakama Nation | Indian Land | Jeff Harris Co., Inc. | 802 W. 1st Ave. | Toppenish | WA | 98948 | 46.3749 | 120.3237
10 | 4260017 | Stewart's Corner | Tank 1 | TRUE | Permanently Out of Use |  | 550 | Gasoline (containing <=10% ethanol) | 1955-01-01 | Confederated Tribes and Bands of the Yakama Nation | Indian Land | Stewart's Corner | 2420 W. Wapato Rd. | Wapato | WA | 98951 | 46.4478 | -120.4804
10 | 4260017 | Stewart's Corner | Tank 2 | TRUE | Permanently Out of Use |  | 1750 | Gasoline (containing <=10% ethanol) | 1955-01-01 | Confederated Tribes and Bands of the Yakama Nation | Indian Land | Stewart's Corner | 2420 W. Wapato Rd. | Wapato | WA | 98951 | 46.4478 | -120.4804
10 | 4260017 | Stewart's Corner | Tank 3 | TRUE | Permanently Out of Use |  | 1750 | Gasoline (containing <=10% ethanol) | 1955-01-01 | Confederated Tribes and Bands of the Yakama Nation | Indian Land | Stewart's Corner | 2420 W. Wapato Rd. | Wapato | WA | 98951 | 46.4478 | -120.4804
10 | 4260018 | Former Logan Feed, Inc. - Ashue Siding | Tank DRYER | TRUE | Permanently Out of Use |  | 19999 | Diesel | 1956-01-01 | Confederated Tribes and Bands of the Yakama Nation | Indian Land | Former Logan Feed, Inc. - Ashue Siding | SE Corner Branch & Ashue Rd. | Wapato | WA | 98951 | 46.4047 | -120.4593
10 | 4260018 | Former Logan Feed, Inc. - Ashue Siding | Tank OFFICE | TRUE | Permanently Out of Use |  | 499 | Gasoline (containing <=10% ethanol) | 1956-01-01 | Confederated Tribes and Bands of the Yakama Nation | Indian Land | Former Logan Feed, Inc. - Ashue Siding | SE Corner Branch & Ashue Rd. | Wapato | WA | 98951 | 46.4047 | -120.4593
10 | 4260018 | Former Logan Feed, Inc. - Ashue Siding | Tank WAREHOUSE | TRUE | Permanently Out of Use |  | 499 | Gasoline (containing <=10% ethanol) | 1956-01-01 | Confederated Tribes and Bands of the Yakama Nation | Indian Land | Former Logan Feed, Inc. - Ashue Siding | SE Corner Branch & Ashue Rd. | Wapato | WA | 98951 | 46.4047 | -120.4593
10 | 4260020 | Amos Gamache Farms - Toppenish | Tank 1 | TRUE | Permanently Out of Use |  | 9999 | Gasoline (containing <=10% ethanol) | 1984-01-01 | Confederated Tribes and Bands of the Yakama Nation | Indian Land | Amos Gamache Farms - Toppenish | 2131 Fort Rd. | Toppenish | WA | 98948 | 46.3757 | -120.3734
10 | 4260020 | Amos Gamache Farms - Toppenish | Tank 2 | TRUE | Permanently Out of Use |  | 4999 | Gasoline (containing <=10% ethanol) | 1981-01-01 | Confederated Tribes and Bands of the Yakama Nation | Indian Land | Amos Gamache Farms - Toppenish | 2131 Fort Rd. | Toppenish | WA | 98948 | 46.3757 | -120.3734
10 | 4260021 | Amos Gamache Farms - Wapato | Tank 1 | TRUE | Permanently Out of Use |  | 9999 | Gasoline (containing <=10% ethanol) | 1979-01-01 | Confederated Tribes and Bands of the Yakama Nation | Indian Land | Amos Gamache Farms - Wapato | 1262 N. Barkes Rd. | Wapato | WA | 98951 | 46.4634 | -120.6494
10 | 4260021 | Amos Gamache Farms - Wapato | Tank 2 | TRUE | Permanently Out of Use |  | 9999 | Diesel | 1979-01-01 | Confederated Tribes and Bands of the Yakama Nation | Indian Land | Amos Gamache Farms - Wapato | 1262 N. Barkes Rd. | Wapato | WA | 98951 | 46.4634 | -120.6494
10 | 4260022 | My Brother's Place | Tank 1 | TRUE | Permanently Out of Use |  | 5000 | Gasoline (containing <=10% ethanol) | 1978-01-01 | Confederated Tribes and Bands of the Yakama Nation | Indian Land | My Brother's Place | 810 W. 1st Ave. | Toppenish | WA | 98948 | 46.3749 | -120.3247
10 | 4260022 | My Brother's Place | Tank 2 | TRUE | Permanently Out of Use |  | 5000 | Gasoline (containing <=10% ethanol) | 1978-01-01 | Confederated Tribes and Bands of the Yakama Nation | Indian Land | My Brother's Place | 810 W. 1st Ave. | Toppenish | WA | 98948 | 46.3749 | -120.3247
10 | 4260022 | My Brother's Place | Tank 3 | TRUE | Permanently Out of Use |  | 12000 | Gasoline (containing <=10% ethanol) | 1978-01-01 | Confederated Tribes and Bands of the Yakama Nation | Indian Land | My Brother's Place | 810 W. 1st Ave. | Toppenish | WA | 98948 | 46.3749 | -120.3247
10 | 4260022 | My Brother's Place | Tank 4 | TRUE | Permanently Out of Use |  | 12000 | Diesel | 1978-01-01 | Confederated Tribes and Bands of the Yakama Nation | Indian Land | My Brother's Place | 810 W. 1st Ave. | Toppenish | WA | 98948 | 46.3749 | -120.3247
10 | 4260022 | My Brother's Place | Tank 5 | TRUE | Permanently Out of Use |  | 550 | Used Oil | 1978-01-01 | Confederated Tribes and Bands of the Yakama Nation | Indian Land | My Brother's Place | 810 W. 1st Ave. | Toppenish | WA | 98948 | 46.3749 | -120.3247
10 | 4260022 | My Brother's Place | Tank 6 | TRUE | Currently in Use |  | 20000 | Gasoline (containing <=10% ethanol) | 2005-06-04 | Confederated Tribes and Bands of the Yakama Nation | Indian Land | My Brother's Place | 810 W. 1st Ave. | Toppenish | WA | 98948 | 46.3749 | -120.3247
10 | 4260022 | My Brother's Place | Tank 7 | TRUE | Currently in Use |  | 20000 | Diesel; Gasoline (containing <=10% ethanol) | 2005-06-04 | Confederated Tribes and Bands of the Yakama Nation | Indian Land | My Brother's Place | 810 W. 1st Ave. | Toppenish | WA | 98948 | 46.3749 | -120.3247
10 | 4260022 | My Brother's Place | Tank 8 | TRUE | Currently in Use |  | 20000 | Diesel; Stove Oil | 2005-06-04 | Confederated Tribes and Bands of the Yakama Nation | Indian Land | My Brother's Place | 810 W. 1st Ave. | Toppenish | WA | 98948 | 46.3749 | -120.3247
10 | 4260022 | My Brother's Place | Tank 10 | TRUE | Currently in Use |  | 20000 | Diesel | 2005-06-04 | Confederated Tribes and Bands of the Yakama Nation | Indian Land | My Brother's Place | 810 W. 1st Ave. | Toppenish | WA | 98948 | 46.3749 | -120.3247
10 | 4260023 | Pow Wow Service | Tank 1 | TRUE | Permanently Out of Use |  | 5000 | Gasoline (containing <=10% ethanol) | 1955-01-01 | Confederated Tribes and Bands of the Yakama Nation | Indian Land | Pow Wow Service | 301 E. Toppenish Ave. | Toppenish | WA | 98948 | 46.3774 | -120.3056
10 | 4260023 | Pow Wow Service | Tank 2 | TRUE | Permanently Out of Use |  | 4000 | Gasoline (containing <=10% ethanol) | 1955-01-01 | Confederated Tribes and Bands of the Yakama Nation | Indian Land | Pow Wow Service | 301 E. Toppenish Ave. | Toppenish | WA | 98948 | 46.3774 | -120.3056
10 | 4260024 | The General Store | Tank 1 | TRUE | Permanently Out of Use |  | 3000 | Gasoline (containing <=10% ethanol) | 1979-05-01 | Confederated Tribes and Bands of the Yakama Nation | Indian Land | The General Store | 505 W. 1st Ave. | Toppenish | WA | 98948 | 46.3752 | -120.318
10 | 4260024 | The General Store | Tank 2 | TRUE | Permanently Out of Use |  | 3000 | Gasoline (containing <=10% ethanol) | 1979-05-01 | Confederated Tribes and Bands of the Yakama Nation | Indian Land | The General Store | 505 W. 1st Ave. | Toppenish | WA | 98948 | 46.3752 | -120.318
10 | 4260024 | The General Store | Tank 3 | TRUE | Permanently Out of Use |  | 3000 | Gasoline (containing <=10% ethanol) | 1979-05-01 | Confederated Tribes and Bands of the Yakama Nation | Indian Land | The General Store | 505 W. 1st Ave. | Toppenish | WA | 98948 | 46.3752 | -120.318
10 | 4260024 | The General Store | Tank 4 | TRUE | Permanently Out of Use |  | 1000 | Gasoline (containing <=10% ethanol) | 1979-05-01 | Confederated Tribes and Bands of the Yakama Nation | Indian Land | The General Store | 505 W. 1st Ave. | Toppenish | WA | 98948 | 46.3752 | -120.318
10 | 4260024 | The General Store | Tank 5 | TRUE | Permanently Out of Use |  | 1000 | Gasoline (containing <=10% ethanol) | 1979-05-01 | Confederated Tribes and Bands of the Yakama Nation | Indian Land | The General Store | 505 W. 1st Ave. | Toppenish | WA | 98948 | 46.3752 | -120.318
10 | 4260024 | The General Store | Tank 6 | TRUE | Currently in Use |  | 10000 | Gasoline (containing <=10% ethanol) | 1992-07-01 | Confederated Tribes and Bands of the Yakama Nation | Indian Land | The General Store | 505 W. 1st Ave. | Toppenish | WA | 98948 | 46.3752 | -120.318
10 | 4260024 | The General Store | Tank 7 | TRUE | Currently in Use |  | 10000 | Gasoline (containing <=10% ethanol) | 1992-07-01 | Confederated Tribes and Bands of the Yakama Nation | Indian Land | The General Store | 505 W. 1st Ave. | Toppenish | WA | 98948 | 46.3752 | -120.318
10 | 4260025 | St. Mary's Ranches, Inc. | Tank 1 | TRUE | Permanently Out of Use |  | 1000 | Gasoline (containing <=10% ethanol) | 1976-01-01 | Confederated Tribes and Bands of the Yakama Nation | Indian Land | St. Mary's Ranches, Inc. | 970 St. Mary Rd. | Harrah | WA | 98933 | 46.3947 | -120.5574
10 | 4260025 | St. Mary's Ranches, Inc. | Tank 2 | TRUE | Permanently Out of Use |  | 6000 | Heating Oil | 1955-01-01 | Confederated Tribes and Bands of the Yakama Nation | Indian Land | St. Mary's Ranches, Inc. | 970 St. Mary Rd. | Harrah | WA | 98933 | 46.3947 | -120.5574
10 | 4260025 | St. Mary's Ranches, Inc. | Tank 3 | TRUE | Permanently Out of Use |  | 1000 | Gasoline (containing <=10% ethanol) | 1981-01-01 | Confederated Tribes and Bands of the Yakama Nation | Indian Land | St. Mary's Ranches, Inc. | 970 St. Mary Rd. | Harrah | WA | 98933 | 46.3947 | -120.5574
10 | 4260027 | Former Logan Feed Inc. | Tank 1 | TRUE | Permanently Out of Use |  | 250 | Gasoline (containing <=10% ethanol) | 1976-01-01 | Confederated Tribes and Bands of the Yakama Nation | Indian Land | Former Logan Feed Inc. | 202 S. Division St. | Toppenish | WA | 98948 | 46.3743 | -120.3086
10 | 4260029 | Allen's Market | Tank 1 | TRUE | Permanently Out of Use |  | 1000 | Gasoline (containing <=10% ethanol) | 1976-01-01 | Confederated Tribes and Bands of the Yakama Nation | Indian Land | Allen's Market | 160 S. Wapto Rd. | Wapato | WA | 98951 | 46.4307 | 120.4176
10 | 4260029 | Allen's Market | Tank 2 | TRUE | Permanently Out of Use |  | 1000 | Gasoline (containing <=10% ethanol) | 1976-01-01 | Confederated Tribes and Bands of the Yakama Nation | Indian Land | Allen's Market | 160 S. Wapto Rd. | Wapato | WA | 98951 | 46.4307 | 120.4176
10 | 4260031 | Yakima Golding Farms - Pettit Farm | Tank 3 | TRUE | Permanently Out of Use |  | 2000 | Diesel | 1976-01-01 | Confederated Tribes and Bands of the Yakama Nation | Indian Land | Yakima Golding Farms - Pettit Farm | 2681 S. McKinley Rd. | Toppenish | WA | 98948 | 46.3507 | -120.3965
10 | 4260032 | Twin Buttes Ranch | Tank 1 | TRUE | Permanently Out of Use |  | 8000 | Diesel | 1976-01-01 | Confederated Tribes and Bands of the Yakama Nation | Indian Land | Twin Buttes Ranch | 550 Parkato Rd. | Parker | WA | 98939 | 46.5038 | -120.4679
10 | 4260032 | Twin Buttes Ranch | Tank 2 | TRUE | Permanently Out of Use |  | 10000 | Gasoline (containing <=10% ethanol) | 1976-01-01 | Confederated Tribes and Bands of the Yakama Nation | Indian Land | Twin Buttes Ranch | 550 Parkato Rd. | Parker | WA | 98939 | 46.5038 | -120.4679
10 | 4260035 | Nello Pistoresi & Son, Inc. | Tank 1 | TRUE | Permanently Out of Use |  | 19999 | Diesel | 1960-01-01 | Confederated Tribes and Bands of the Yakama Nation | Indian Land | Nello Pistoresi & Son, Inc. | Fort & Ward Roads | Toppenish | WA | 98948 | 46.3894 | -120.3356
10 | 4260035 | Nello Pistoresi & Son, Inc. | Tank 2 | TRUE | Permanently Out of Use |  | 9999 | Diesel | 1960-01-01 | Confederated Tribes and Bands of the Yakama Nation | Indian Land | Nello Pistoresi & Son, Inc. | Fort & Ward Roads | Toppenish | WA | 98948 | 46.3894 | -120.3356
10 | 4260035 | Nello Pistoresi & Son, Inc. | Tank 3 | TRUE | Permanently Out of Use |  | 9999 | Gasoline (containing <=10% ethanol) | 1960-01-01 | Confederated Tribes and Bands of the Yakama Nation | Indian Land | Nello Pistoresi & Son, Inc. | Fort & Ward Roads | Toppenish | WA | 98948 | 46.3894 | -120.3356
10 | 4260035 | Nello Pistoresi & Son, Inc. | Tank 4 | TRUE | Permanently Out of Use |  | 19999 | Diesel | 1972-01-01 | Confederated Tribes and Bands of the Yakama Nation | Indian Land | Nello Pistoresi & Son, Inc. | Fort & Ward Roads | Toppenish | WA | 98948 | 46.3894 | -120.3356
10 | 4260035 | Nello Pistoresi & Son, Inc. | Tank 5 | TRUE | Permanently Out of Use |  | 4999 | Diesel | 1972-01-01 | Confederated Tribes and Bands of the Yakama Nation | Indian Land | Nello Pistoresi & Son, Inc. | Fort & Ward Roads | Toppenish | WA | 98948 | 46.3894 | -120.3356
10 | 4260035 | Nello Pistoresi & Son, Inc. | Tank 6 | TRUE | Permanently Out of Use |  | 4999 | Diesel | 1972-01-01 | Confederated Tribes and Bands of the Yakama Nation | Indian Land | Nello Pistoresi & Son, Inc. | Fort & Ward Roads | Toppenish | WA | 98948 | 46.3894 | -120.3356
10 | 4260036 | Fort Simcoe State Park | Tank 1 | TRUE | Permanently Out of Use |  | 500 | Gasoline (containing <=10% ethanol) | 1978-01-01 | Confederated Tribes and Bands of the Yakama Nation | Indian Land | Fort Simcoe State Park | 5150 Fort Simcoe Rd. | White Swan | WA | 98952 | 46.3443 | -120.8406
10 | 4260037 | Harold's General Merchandise | Tank 1 | TRUE | Permanently Out of Use |  | 2000 | Gasoline (containing <=10% ethanol) | 1979-11-01 | Confederated Tribes and Bands of the Yakama Nation | Indian Land | Harold's General Merchandise | 4080 Harrah Rd. | Harrah | WA | 98933 | 46.4038 | 120.5443
10 | 4260037 | Harold's General Merchandise | Tank 2 | TRUE | Permanently Out of Use |  | 2000 | Gasoline (containing <=10% ethanol) | 1979-11-01 | Confederated Tribes and Bands of the Yakama Nation | Indian Land | Harold's General Merchandise | 4080 Harrah Rd. | Harrah | WA | 98933 | 46.4038 | 120.5443
10 | 4260037 | Harold's General Merchandise | Tank 3 | TRUE | Currently in Use |  | 4000 | Gasoline (containing <=10% ethanol) | 1999-04-09 | Confederated Tribes and Bands of the Yakama Nation | Indian Land | Harold's General Merchandise | 4080 Harrah Rd. | Harrah | WA | 98933 | 46.4038 | 120.5443
10 | 4260038 | Wapato Food Mart | Tank 1 | TRUE | Permanently Out of Use |  | 10000 | Gasoline (containing <=10% ethanol) | 1957-01-01 | Confederated Tribes and Bands of the Yakama Nation | Indian Land | Wapato Food Mart | 67831 Hwy. 97 | Wapato | WA | 98951 | 46.4329 | 120.4168
10 | 4260038 | Wapato Food Mart | Tank 158 | TRUE | Permanently Out of Use |  | 6000 | Gasoline (containing <=10% ethanol) | 1957-01-01 | Confederated Tribes and Bands of the Yakama Nation | Indian Land | Wapato Food Mart | 67831 Hwy. 97 | Wapato | WA | 98951 | 46.4329 | 120.4168
10 | 4260038 | Wapato Food Mart | Tank 159 | TRUE | Permanently Out of Use |  | 8000 | Gasoline (containing <=10% ethanol) | 1957-01-01 | Confederated Tribes and Bands of the Yakama Nation | Indian Land | Wapato Food Mart | 67831 Hwy. 97 | Wapato | WA | 98951 | 46.4329 | 120.4168
10 | 4260038 | Wapato Food Mart | Tank 160 | TRUE | Permanently Out of Use |  | 4000 | Gasoline (containing <=10% ethanol) | 1957-01-01 | Confederated Tribes and Bands of the Yakama Nation | Indian Land | Wapato Food Mart | 67831 Hwy. 97 | Wapato | WA | 98951 | 46.4329 | 120.4168
10 | 4260039 | Intervalley Hardware #062 (aka Pro Hardware) | Tank 913 | TRUE | Permanently Out of Use |  | 8000 | Gasoline (containing <=10% ethanol) | 1983-01-01 | Confederated Tribes and Bands of the Yakama Nation | Indian Land | Intervalley Hardware #062 (aka Pro Hardware) | #3 Fort Rd. | Toppenish | WA | 98948 | 46.3746 | -120.33
10 | 4260039 | Intervalley Hardware #062 (aka Pro Hardware) | Tank 914 | TRUE | Permanently Out of Use |  | 12000 | Gasoline (containing <=10% ethanol) | 1983-01-01 | Confederated Tribes and Bands of the Yakama Nation | Indian Land | Intervalley Hardware #062 (aka Pro Hardware) | #3 Fort Rd. | Toppenish | WA | 98948 | 46.3746 | -120.33
10 | 4260040 | Jackpot Grocery & Deli (aka Valley View Market II) | Tank 162 | TRUE | Permanently Out of Use |  | 4000 | Gasoline (containing <=10% ethanol) | 1969-01-01 | Confederated Tribes and Bands of the Yakama Nation | Indian Land | Jackpot Grocery & Deli (aka Valley View Market II) | 618 E. Toppenish Ave. | Toppenish | WA | 98948 | 46.3705 | -120.3009
10 | 4260040 | Jackpot Grocery & Deli (aka Valley View Market II) | Tank 163 | TRUE | Permanently Out of Use |  | 8000 | Gasoline (containing <=10% ethanol) | 1969-01-01 | Confederated Tribes and Bands of the Yakama Nation | Indian Land | Jackpot Grocery & Deli (aka Valley View Market II) | 618 E. Toppenish Ave. | Toppenish | WA | 98948 | 46.3705 | -120.3009
10 | 4260040 | Jackpot Grocery & Deli (aka Valley View Market II) | Tank 194 | TRUE | Permanently Out of Use |  | 12000 | Gasoline (containing <=10% ethanol) | 1975-01-01 | Confederated Tribes and Bands of the Yakama Nation | Indian Land | Jackpot Grocery & Deli (aka Valley View Market II) | 618 E. Toppenish Ave. | Toppenish | WA | 98948 | 46.3705 | -120.3009
10 | 4260042 | Regimbal & Regimbal, Inc. | Tank 1 | TRUE | Permanently Out of Use |  | 4999 | Gasoline (containing <=10% ethanol) | 1981-01-01 | Confederated Tribes and Bands of the Yakama Nation | Indian Land | Regimbal & Regimbal, Inc. | 861 S. Olden Way | Toppenish | WA | 98948 | 0 | 0
10 | 4260042 | Regimbal & Regimbal, Inc. | Tank 2 | TRUE | Permanently Out of Use |  | 19999 | Gasoline (containing <=10% ethanol) | 1981-01-01 | Confederated Tribes and Bands of the Yakama Nation | Indian Land | Regimbal & Regimbal, Inc. | 861 S. Olden Way | Toppenish | WA | 98948 | 0 | 0
10 | 4260043 | Leo Gasseling & Sons, Inc. | Tank 1 | TRUE | Permanently Out of Use |  | 12000 | Gasoline (containing <=10% ethanol) | 1985-01-01 | Confederated Tribes and Bands of the Yakama Nation | Indian Land | Leo Gasseling & Sons, Inc. | 750 Evans Rd. | Wapato | WA | 98951 | 46.4338 | 120.5189
10 | 4260044 | Waupaca Materials | Tank DE | TRUE | Permanently Out of Use |  | 475 | Gasoline (containing <=10% ethanol) | 1971-01-01 | Confederated Tribes and Bands of the Yakama Nation | Indian Land | Waupaca Materials | 81 N. Track Rd. | Parker | WA | 98939 | 0 | 0
10 | 4260044 | Waupaca Materials | Tank DW | TRUE | Permanently Out of Use |  | 499 | Diesel | 1971-01-01 | Confederated Tribes and Bands of the Yakama Nation | Indian Land | Waupaca Materials | 81 N. Track Rd. | Parker | WA | 98939 | 0 | 0
10 | 4260044 | Waupaca Materials | Tank RE | TRUE | Permanently Out of Use |  | 275 | Gasoline (containing <=10% ethanol) | 1971-01-01 | Confederated Tribes and Bands of the Yakama Nation | Indian Land | Waupaca Materials | 81 N. Track Rd. | Parker | WA | 98939 | 0 | 0
10 | 4260044 | Waupaca Materials | Tank RW | TRUE | Permanently Out of Use |  | 400 | Gasoline (containing <=10% ethanol) | 1971-01-01 | Confederated Tribes and Bands of the Yakama Nation | Indian Land | Waupaca Materials | 81 N. Track Rd. | Parker | WA | 98939 | 0 | 0
10 | 4260044 | Waupaca Materials | Tank WLW | TRUE | Permanently Out of Use |  | 275 | Gasoline (containing <=10% ethanol) | 1971-01-01 | Confederated Tribes and Bands of the Yakama Nation | Indian Land | Waupaca Materials | 81 N. Track Rd. | Parker | WA | 98939 | 0 | 0
10 | 4260045 | White Swan LLC DBA White Swan Mart | Tank 1 | TRUE | Currently in Use |  | 8000 | Gasoline (containing <=10% ethanol) | 1973-01-01 | Confederated Tribes and Bands of the Yakama Nation | Indian Land | White Swan LLC DBA White Swan Mart | 180 Birch Ave. | White Swan | WA | 98952 | 46.3826 | -120.7326
10 | 4260045 | White Swan LLC DBA White Swan Mart | Tank 2 | TRUE | Currently in Use |  | 8000 | Gasoline (containing <=10% ethanol) | 1973-01-01 | Confederated Tribes and Bands of the Yakama Nation | Indian Land | White Swan LLC DBA White Swan Mart | 180 Birch Ave. | White Swan | WA | 98952 | 46.3826 | -120.7326
10 | 4260045 | White Swan LLC DBA White Swan Mart | Tank 3 | TRUE | Currently in Use |  | 6000 | Diesel | 1973-01-01 | Confederated Tribes and Bands of the Yakama Nation | Indian Land | White Swan LLC DBA White Swan Mart | 180 Birch Ave. | White Swan | WA | 98952 | 46.3826 | -120.7326
10 | 4260045 | White Swan LLC DBA White Swan Mart | Tank 4 | TRUE | Permanently Out of Use |  | 1000 | Gasoline (containing <=10% ethanol) | 1899-12-31 | Confederated Tribes and Bands of the Yakama Nation | Indian Land | White Swan LLC DBA White Swan Mart | 180 Birch Ave. | White Swan | WA | 98952 | 46.3826 | -120.7326
10 | 4260046 | Yakima Co. Public Works - Branch Pit | Tank 1 | TRUE | Permanently Out of Use |  | 1000 | Gasoline (containing <=10% ethanol) | 1966-01-01 | Confederated Tribes and Bands of the Yakama Nation | Indian Land | Yakima Co. Public Works - Branch Pit | Branch Rd. | Wapato | WA | 98951 | 46.4047 | -120.4681
10 | 4260049 | Thalheimer Bros., Inc. | Tank 1 | TRUE | Permanently Out of Use |  | 19999 | Diesel | 1971-01-01 | Confederated Tribes and Bands of the Yakama Nation | Indian Land | Thalheimer Bros., Inc. | 1780 S. Oldenway | Toppenish | WA | 98948 | 0 | 0
10 | 4260049 | Thalheimer Bros., Inc. | Tank 2 | TRUE | Permanently Out of Use |  | 8000 | Gasoline (containing <=10% ethanol) | 1971-01-01 | Confederated Tribes and Bands of the Yakama Nation | Indian Land | Thalheimer Bros., Inc. | 1780 S. Oldenway | Toppenish | WA | 98948 | 0 | 0
10 | 4260049 | Thalheimer Bros., Inc. | Tank 3 | TRUE | Permanently Out of Use |  | 4999 | Kerosene | 1976-01-01 | Confederated Tribes and Bands of the Yakama Nation | Indian Land | Thalheimer Bros., Inc. | 1780 S. Oldenway | Toppenish | WA | 98948 | 0 | 0
10 | 4260050 | Tony's Conoco Service | Tank 1 | TRUE | Permanently Out of Use |  | 8000 | Gasoline (containing <=10% ethanol) | 1959-07-01 | Confederated Tribes and Bands of the Yakama Nation | Indian Land | Tony's Conoco Service | 708 W. 1st St. | Wapato | WA | 98951 | 0 | 0
10 | 4260050 | Tony's Conoco Service | Tank 2 | TRUE | Permanently Out of Use |  | 6000 | Gasoline (containing <=10% ethanol) | 1959-07-01 | Confederated Tribes and Bands of the Yakama Nation | Indian Land | Tony's Conoco Service | 708 W. 1st St. | Wapato | WA | 98951 | 0 | 0
10 | 4260050 | Tony's Conoco Service | Tank 3 | TRUE | Permanently Out of Use |  | 4000 | Gasoline (containing <=10% ethanol) | 1959-07-01 | Confederated Tribes and Bands of the Yakama Nation | Indian Land | Tony's Conoco Service | 708 W. 1st St. | Wapato | WA | 98951 | 0 | 0
10 | 4260051 | Pix Theatre | Tank 1 | TRUE | Permanently Out of Use |  | 5000 | Diesel | 1957-01-01 | Confederated Tribes and Bands of the Yakama Nation | Indian Land | Pix Theatre | 22 N. Toppenish Ave. | Toppenish | WA | 98948 | 46.3772 | -120.3027
10 | 4260052 | Topp Mart | Tank 1 | TRUE | Permanently Out of Use |  | 6000 | Gasoline (containing <=10% ethanol) | 1966-01-01 | Confederated Tribes and Bands of the Yakama Nation | Indian Land | Topp Mart | 907 W. 1st Ave. | Toppenish | WA | 98948 | 46.3751 | -120.3278
10 | 4260052 | Topp Mart | Tank 2 | TRUE | Permanently Out of Use |  | 6000 | Gasoline (containing <=10% ethanol) | 1966-01-01 | Confederated Tribes and Bands of the Yakama Nation | Indian Land | Topp Mart | 907 W. 1st Ave. | Toppenish | WA | 98948 | 46.3751 | -120.3278
10 | 4260052 | Topp Mart | Tank 3 | TRUE | Permanently Out of Use |  | 8000 | Diesel | 1966-01-01 | Confederated Tribes and Bands of the Yakama Nation | Indian Land | Topp Mart | 907 W. 1st Ave. | Toppenish | WA | 98948 | 46.3751 | -120.3278
10 | 4260052 | Topp Mart | Tank 4 | TRUE | Permanently Out of Use |  | 500 | Used Oil | 1976-01-01 | Confederated Tribes and Bands of the Yakama Nation | Indian Land | Topp Mart | 907 W. 1st Ave. | Toppenish | WA | 98948 | 46.3751 | -120.3278
10 | 4260052 | Topp Mart | Tank 5 | TRUE | Currently in Use |  | 20000 | Gasoline (containing <=10% ethanol) | 1997-05-15 | Confederated Tribes and Bands of the Yakama Nation | Indian Land | Topp Mart | 907 W. 1st Ave. | Toppenish | WA | 98948 | 46.3751 | -120.3278
10 | 4260053 | Virgil Gamache Farms, Inc. | Tank 1 | TRUE | Permanently Out of Use |  | 8000 | Gasoline (containing <=10% ethanol) | 1981-01-01 | Confederated Tribes and Bands of the Yakama Nation | Indian Land | Virgil Gamache Farms, Inc. | 6371 Fort Rd. | Toppenish | WA | 98948 | 46.3757 | -120.4611
10 | 4260054 | T & K Farms | Tank 1 | TRUE | Permanently Out of Use |  | 10000 | Diesel | 1976-01-01 | Confederated Tribes and Bands of the Yakama Nation | Indian Land | T & K Farms | 1621 State Hwy. 223 | Toppenish | WA | 98948 | 46.3293 | -120.2131
10 | 4260055 | FAA Yakima RCAG | Tank 1 | TRUE | Permanently Out of Use |  | 515 | Diesel | 1958-01-01 | Confederated Tribes and Bands of the Yakama Nation | Indian Land | FAA Yakima RCAG | 2406 W. Washington Ave. | Yakima | WA | 98903 | 46.5258 | -120.5311
10 | 4260056 | Lupofresh, Inc. | Tank 1 | TRUE | Permanently Out of Use |  | 1000 | Gasoline (containing <=10% ethanol) | 1984-12-01 | Confederated Tribes and Bands of the Yakama Nation | Indian Land | Lupofresh, Inc. | 214 Ivy St. | Wapato | WA | 98951 | 0 | 0
10 | 4260057 | Brulotte Farms, Inc. | Tank D | TRUE | Permanently Out of Use |  | 9999 | Diesel | 1988-01-01 | Confederated Tribes and Bands of the Yakama Nation | Indian Land | Brulotte Farms, Inc. | 7502 Campbell Rd. | Toppenish | WA | 98948 | 46.3533 | -120.4398
10 | 4260057 | Brulotte Farms, Inc. | Tank G | TRUE | Permanently Out of Use |  | 9999 | Gasoline (containing <=10% ethanol) | 1981-01-01 | Confederated Tribes and Bands of the Yakama Nation | Indian Land | Brulotte Farms, Inc. | 7502 Campbell Rd. | Toppenish | WA | 98948 | 46.3533 | -120.4398
10 | 4260058 | Dolsen Companies Feedlot (formerly Ray E. Bouchey) | Tank 1 | TRUE | Permanently Out of Use |  | 9999 | Gasoline (containing <=10% ethanol) | 1977-01-01 | Confederated Tribes and Bands of the Yakama Nation | Fee Land | Dolsen Companies Feedlot (formerly Ray E. Bouchey) | 3180 Evans Rd. | Wapato | WA | 98951 | 46.4332 | -120.5685
10 | 4260058 | Dolsen Companies Feedlot (formerly Ray E. Bouchey) | Tank 2 | TRUE | Permanently Out of Use |  | 9999 | Diesel | 1966-01-01 | Confederated Tribes and Bands of the Yakama Nation | Fee Land | Dolsen Companies Feedlot (formerly Ray E. Bouchey) | 3180 Evans Rd. | Wapato | WA | 98951 | 46.4332 | -120.5685
10 | 4260060 | Toppenish Bus Garage | Tank 1 | TRUE | Permanently Out of Use |  | 5000 | Gasoline (containing <=10% ethanol) | 1965-01-01 | Confederated Tribes and Bands of the Yakama Nation | Indian Land | Toppenish Bus Garage | 405 Asotin Ave. | Toppenish | WA | 98948 | 46.3803 | -120.314
10 | 4260060 | Toppenish Bus Garage | Tank 2 | TRUE | Permanently Out of Use |  | 10000 | Diesel | 1965-01-01 | Confederated Tribes and Bands of the Yakama Nation | Indian Land | Toppenish Bus Garage | 405 Asotin Ave. | Toppenish | WA | 98948 | 46.3803 | -120.314
10 | 4260060 | Toppenish Bus Garage | Tank 3 | TRUE | Permanently Out of Use |  | 220 | Used Oil | 1965-01-01 | Confederated Tribes and Bands of the Yakama Nation | Indian Land | Toppenish Bus Garage | 405 Asotin Ave. | Toppenish | WA | 98948 | 46.3803 | -120.314
10 | 4260061 | Green Valley Implement Co. (aka Simcoe Equipment Co.) | Tank 1 | TRUE | Permanently Out of Use |  | 5000 | Gasoline (containing <=10% ethanol) | 1966-01-01 | Confederated Tribes and Bands of the Yakama Nation | Trust | Green Valley Implement Co. (aka Simcoe Equipment Co.) | 61581 Hwy. 97 | Toppenish | WA | 98948 | 46.3719 | -120.3223
10 | 4260061 | Green Valley Implement Co. (aka Simcoe Equipment Co.) | Tank 2 | TRUE | Permanently Out of Use |  | 1000 | Diesel | 1966-01-01 | Confederated Tribes and Bands of the Yakama Nation | Trust | Green Valley Implement Co. (aka Simcoe Equipment Co.) | 61581 Hwy. 97 | Toppenish | WA | 98948 | 46.3719 | -120.3223
10 | 4260062 | Granholm Ranch | Tank 1 | TRUE | Permanently Out of Use |  | 2000 | Gasoline (containing <=10% ethanol) | 1976-01-01 | Confederated Tribes and Bands of the Yakama Nation | Indian Land | Granholm Ranch | 502 Granholm Rd. | Wapato | WA | 98951 | 46.4254 | -120.6181
10 | 4260062 | Granholm Ranch | Tank 2 | TRUE | Permanently Out of Use |  | 2000 | Diesel | 1976-01-01 | Confederated Tribes and Bands of the Yakama Nation | Indian Land | Granholm Ranch | 502 Granholm Rd. | Wapato | WA | 98951 | 46.4254 | -120.6181
10 | 4260063 | PureGro Co. DBA Brea Ag Service | Tank 1 | TRUE | Permanently Out of Use |  | 999 | Diesel | 1981-01-01 | Confederated Tribes and Bands of the Yakama Nation | Indian Land | PureGro Co. DBA Brea Ag Service | 310 1/2 Washington Ave. | Toppenish | WA | 98948 | 46.3776 | -120.3133
10 | 4260063 | PureGro Co. DBA Brea Ag Service | Tank 2 | TRUE | Permanently Out of Use |  | 4999 | Gasoline (containing <=10% ethanol) | 1981-01-01 | Confederated Tribes and Bands of the Yakama Nation | Indian Land | PureGro Co. DBA Brea Ag Service | 310 1/2 Washington Ave. | Toppenish | WA | 98948 | 46.3776 | -120.3133
10 | 4260063 | PureGro Co. DBA Brea Ag Service | Tank 3 | TRUE | Permanently Out of Use |  | 4999 | Gasoline (containing <=10% ethanol) | 1971-01-01 | Confederated Tribes and Bands of the Yakama Nation | Indian Land | PureGro Co. DBA Brea Ag Service | 310 1/2 Washington Ave. | Toppenish | WA | 98948 | 46.3776 | -120.3133
10 | 4260064 | Jack S. Thorington | Tank 3 | TRUE | Permanently Out of Use |  | 2000 | Diesel | 1971-01-01 | Confederated Tribes and Bands of the Yakama Nation | Indian Land | Jack S. Thorington | 3280 S. McKinley Rd. | Toppenish | WA | 98948 | 46.3424 | -120.3976
10 | 4260065 | Jeld-Wen White Swan Forest Products | Tank 1 | TRUE | Permanently Out of Use |  | 9999 | Hazardous Substance | 1981-01-01 | Confederated Tribes and Bands of the Yakama Nation | Indian Land | Jeld-Wen White Swan Forest Products | 3502 Wesley Rd. | White Swan | WA | 98952 | 46.381 | 120.7571
10 | 4260065 | Jeld-Wen White Swan Forest Products | Tank 2 | TRUE | Permanently Out of Use |  | 4999 | Hazardous Substance | 1976-01-01 | Confederated Tribes and Bands of the Yakama Nation | Indian Land | Jeld-Wen White Swan Forest Products | 3502 Wesley Rd. | White Swan | WA | 98952 | 46.381 | 120.7571
10 | 4260065 | Jeld-Wen White Swan Forest Products | Tank 3 | TRUE | Permanently Out of Use |  | 10000 | Unknown | 1899-12-31 | Confederated Tribes and Bands of the Yakama Nation | Indian Land | Jeld-Wen White Swan Forest Products | 3502 Wesley Rd. | White Swan | WA | 98952 | 46.381 | 120.7571
10 | 4260065 | Jeld-Wen White Swan Forest Products | Tank 4 | TRUE | Permanently Out of Use |  | 5000 | Unknown | 1899-12-31 | Confederated Tribes and Bands of the Yakama Nation | Indian Land | Jeld-Wen White Swan Forest Products | 3502 Wesley Rd. | White Swan | WA | 98952 | 46.381 | 120.7571
10 | 4260065 | Jeld-Wen White Swan Forest Products | Tank 5 | TRUE | Permanently Out of Use |  | 5000 | Unknown | 1899-12-31 | Confederated Tribes and Bands of the Yakama Nation | Indian Land | Jeld-Wen White Swan Forest Products | 3502 Wesley Rd. | White Swan | WA | 98952 | 46.381 | 120.7571
10 | 4260065 | Jeld-Wen White Swan Forest Products | Tank 6 | TRUE | Permanently Out of Use |  | 2000 | Unknown | 1899-12-31 | Confederated Tribes and Bands of the Yakama Nation | Indian Land | Jeld-Wen White Swan Forest Products | 3502 Wesley Rd. | White Swan | WA | 98952 | 46.381 | 120.7571
10 | 4260065 | Jeld-Wen White Swan Forest Products | Tank 7 | TRUE | Permanently Out of Use |  | 1000 | Unknown | 1899-12-31 | Confederated Tribes and Bands of the Yakama Nation | Indian Land | Jeld-Wen White Swan Forest Products | 3502 Wesley Rd. | White Swan | WA | 98952 | 46.381 | 120.7571
10 | 4260066 | Bouchey Potatoes | Tank 1 | TRUE | Permanently Out of Use |  | 10000 | Diesel | 1981-01-01 | Confederated Tribes and Bands of the Yakama Nation | Indian Land | Bouchey Potatoes | 2310 Evans Rd. | Wapato | WA | 98951 | 46.4334 | -120.5496
10 | 4260066 | Bouchey Potatoes | Tank 2 | TRUE | Permanently Out of Use |  | 10000 | Diesel | 1981-01-01 | Confederated Tribes and Bands of the Yakama Nation | Indian Land | Bouchey Potatoes | 2310 Evans Rd. | Wapato | WA | 98951 | 46.4334 | -120.5496
10 | 4260066 | Bouchey Potatoes | Tank 3 | TRUE | Permanently Out of Use |  | 4500 | Gasoline (containing <=10% ethanol) | 1981-01-01 | Confederated Tribes and Bands of the Yakama Nation | Indian Land | Bouchey Potatoes | 2310 Evans Rd. | Wapato | WA | 98951 | 46.4334 | -120.5496
10 | 4260066 | Bouchey Potatoes | Tank 4 | TRUE | Permanently Out of Use |  | 30000 | Diesel | 1899-12-31 | Confederated Tribes and Bands of the Yakama Nation | Indian Land | Bouchey Potatoes | 2310 Evans Rd. | Wapato | WA | 98951 | 46.4334 | -120.5496
10 | 4260067 | Mt. Adams School District #209 | Tank 1 | TRUE | Permanently Out of Use |  | 10000 | Diesel | 1982-01-01 | Confederated Tribes and Bands of the Yakama Nation | Indian Land | Mt. Adams School District #209 | P.O. Box 578, 621 Signal Peak Rd. | White Swan | WA | 98952 | 46.3772 | -120.7319
10 | 4260067 | Mt. Adams School District #209 | Tank 2 | TRUE | Permanently Out of Use |  | 2000 | Gasoline (containing <=10% ethanol) | 1971-01-01 | Confederated Tribes and Bands of the Yakama Nation | Indian Land | Mt. Adams School District #209 | P.O. Box 578, 621 Signal Peak Rd. | White Swan | WA | 98952 | 46.3772 | -120.7319
10 | 4260067 | Mt. Adams School District #209 | Tank 3 | TRUE | Currently in Use |  | 1000 | Gasoline (containing <=10% ethanol) | 1990-02-20 | Confederated Tribes and Bands of the Yakama Nation | Indian Land | Mt. Adams School District #209 | P.O. Box 578, 621 Signal Peak Rd. | White Swan | WA | 98952 | 46.3772 | -120.7319
10 | 4260067 | Mt. Adams School District #209 | Tank 4 | TRUE | Currently in Use |  | 8000 | Diesel | 1993-03-24 | Confederated Tribes and Bands of the Yakama Nation | Indian Land | Mt. Adams School District #209 | P.O. Box 578, 621 Signal Peak Rd. | White Swan | WA | 98952 | 46.3772 | -120.7319
10 | 4260068 | Harrah Elementary School | Tank 1 | TRUE | Permanently Out of Use |  | 1000 | Gasoline (containing <=10% ethanol) | 1956-01-01 | Confederated Tribes and Bands of the Yakama Nation | Indian Land | Harrah Elementary School | 3851 Harrah Rd. | Harrah | WA | 98933 | 46.407 | -120.5434
10 | 4260069 | Ford's Texaco Center | Tank 1 | TRUE | Permanently Out of Use |  | 4999 | Gasoline (containing <=10% ethanol) | 1955-01-01 | Confederated Tribes and Bands of the Yakama Nation | Indian Land | Ford's Texaco Center | 216 W. 1st St. | Toppenish | WA | 98948 | 46.3748 | -120.3122
10 | 4260069 | Ford's Texaco Center | Tank 2 | TRUE | Permanently Out of Use |  | 4999 | Gasoline (containing <=10% ethanol) | 1955-01-01 | Confederated Tribes and Bands of the Yakama Nation | Indian Land | Ford's Texaco Center | 216 W. 1st St. | Toppenish | WA | 98948 | 46.3748 | -120.3122
10 | 4260069 | Ford's Texaco Center | Tank 3 | TRUE | Permanently Out of Use |  | 4999 | Gasoline (containing <=10% ethanol) | 1955-01-01 | Confederated Tribes and Bands of the Yakama Nation | Indian Land | Ford's Texaco Center | 216 W. 1st St. | Toppenish | WA | 98948 | 46.3748 | -120.3122
10 | 4260070 | Martin K. Childers | Tank 1 | TRUE | Permanently Out of Use |  | 4999 | Gasoline (containing <=10% ethanol) | 1976-01-01 | Confederated Tribes and Bands of the Yakama Nation | Indian Land | Martin K. Childers | Corner of Wilson & Thomas Rds. | Toppenish | WA | 98948 | 46.3609 | -120.2389
10 | 4260070 | Martin K. Childers | Tank 2 | TRUE | Permanently Out of Use |  | 4999 | Diesel | 1976-01-01 | Confederated Tribes and Bands of the Yakama Nation | Indian Land | Martin K. Childers | Corner of Wilson & Thomas Rds. | Toppenish | WA | 98948 | 46.3609 | -120.2389
10 | 4260071 | Wapato Fruit & Cold Storage Co., Inc. | Tank 1 | TRUE | Permanently Out of Use |  | 999 | Unknown | 1955-01-01 | Confederated Tribes and Bands of the Yakama Nation | Indian Land | Wapato Fruit & Cold Storage Co., Inc. | 220 N. Wapato Ave. | Wapato | WA | 98951 | 46.4491 | -120.4187
10 | 4260071 | Wapato Fruit & Cold Storage Co., Inc. | Tank 2 | TRUE | Permanently Out of Use |  | 2000 | Diesel | 1984-01-01 | Confederated Tribes and Bands of the Yakama Nation | Indian Land | Wapato Fruit & Cold Storage Co., Inc. | 220 N. Wapato Ave. | Wapato | WA | 98951 | 46.4491 | -120.4187
10 | 4260072 | Wishram Microwave Station | Tank 1 | TRUE | Permanently Out of Use |  | 300 | Diesel | 1899-12-31 | Confederated Tribes and Bands of the Yakama Nation | Indian Land | Wishram Microwave Station | The Dalles Mt. Rd. | Wishram | WA | 98673 | 45.6928 | -121.0147
10 | 4260073 | AT&T Ahtanum Microwave Relay Station | Tank 1 | TRUE | Permanently Out of Use |  | 1200 | Diesel | 1965-01-01 | Confederated Tribes and Bands of the Yakama Nation | Indian Land | AT&T Ahtanum Microwave Relay Station | Ahtanum Ridge S of Wiley Rd. | Yakima | WA | 98902 | 46.5042 | -120.685
10 | 4260074 | Liberty Theatre | Tank 1 | TRUE | Permanently Out of Use |  | 5000 | Unknown | 1958-01-01 | Confederated Tribes and Bands of the Yakama Nation | Indian Land | Liberty Theatre | 211 S. Toppenish Ave. | Toppenish | WA | 98948 | 46.3745 | -120.3117
10 | 4260076 | Yakima Golding Farms - Home Farm | Tank 1 | TRUE | Permanently Out of Use |  | 9999 | Diesel | 1971-01-01 | Confederated Tribes and Bands of the Yakama Nation | Indian Land | Yakima Golding Farms - Home Farm | 50 Golding Rd. | Toppenish | WA | 98948 | 46.3601 | -120.3677
10 | 4260076 | Yakima Golding Farms - Home Farm | Tank 2 | TRUE | Permanently Out of Use | 2025-07-15 | 5000 | Gasoline (containing <=10% ethanol) | 1988-02-01 | Confederated Tribes and Bands of the Yakama Nation | Indian Land | Yakima Golding Farms - Home Farm | 50 Golding Rd. | Toppenish | WA | 98948 | 46.3601 | -120.3677
10 | 4260076 | Yakima Golding Farms - Home Farm | Tank 3 | TRUE | Permanently Out of Use | 2025-07-15 | 5000 | Diesel | 1988-02-01 | Confederated Tribes and Bands of the Yakama Nation | Indian Land | Yakima Golding Farms - Home Farm | 50 Golding Rd. | Toppenish | WA | 98948 | 46.3601 | -120.3677
10 | 4260077 | Gas For Less / Crossroad Service Station | Tank 1 | TRUE | Permanently Out of Use |  | 10000 | Gasoline (containing <=10% ethanol) | 1956-01-01 | Confederated Tribes and Bands of the Yakama Nation | Indian Land | Gas For Less / Crossroad Service Station | NE corner of Track & Donald Rds. | Wapato | WA | 98951 | 46.4493 | -120.4191
10 | 4260077 | Gas For Less / Crossroad Service Station | Tank 2 | TRUE | Permanently Out of Use |  | 10000 | Gasoline (containing <=10% ethanol) | 1956-01-01 | Confederated Tribes and Bands of the Yakama Nation | Indian Land | Gas For Less / Crossroad Service Station | NE corner of Track & Donald Rds. | Wapato | WA | 98951 | 46.4493 | -120.4191
10 | 4260077 | Gas For Less / Crossroad Service Station | Tank 3 | TRUE | Permanently Out of Use |  | 3000 | Diesel | 1956-01-01 | Confederated Tribes and Bands of the Yakama Nation | Indian Land | Gas For Less / Crossroad Service Station | NE corner of Track & Donald Rds. | Wapato | WA | 98951 | 46.4493 | -120.4191
10 | 4260078 | Yakima Golding Farms - Wada Farm | Tank 1 | TRUE | Permanently Out of Use |  | 5000 | Gasoline (containing <=10% ethanol) | 1971-01-01 | Confederated Tribes and Bands of the Yakama Nation | Indian Land | Yakima Golding Farms - Wada Farm | 2681 S. McKinley Rd. | Toppenish | WA | 98948 | 46.3507 | -120.3965
10 | 4260080 | BIA Wapato Irrigation Project | Tank 1 | TRUE | Permanently Out of Use |  | 12000 | Gasoline (containing <=10% ethanol) | 1990-03-01 | Confederated Tribes and Bands of the Yakama Nation | Indian Land | BIA Wapato Irrigation Project | 413 S. Camas Ave. | Wapato | WA | 98951 | 46.4451 | 120.4162
10 | 4260080 | BIA Wapato Irrigation Project | Tank 2 | TRUE | Permanently Out of Use |  | 12000 | Diesel | 1990-03-01 | Confederated Tribes and Bands of the Yakama Nation | Indian Land | BIA Wapato Irrigation Project | 413 S. Camas Ave. | Wapato | WA | 98951 | 46.4451 | 120.4162
10 | 4260082 | Yakama Nation Transportation Program | Tank 1 | TRUE | Permanently Out of Use |  | 10000 | Diesel | 1967-01-01 | Confederated Tribes and Bands of the Yakama Nation | Indian Land | Yakama Nation Transportation Program | White Swan Road Shop 381 Elm Ave. | White Swan | WA | 98952 | 46.3797 | -120.7292
10 | 4260083 | White Swan Ranger Station | Tank 1 | TRUE | Permanently Out of Use |  | 2000 | Gasoline (containing <=10% ethanol) | 1974-01-01 | Confederated Tribes and Bands of the Yakama Nation | Trust | White Swan Ranger Station | Fort Rd. | White Swan | WA | 98952 | 46.3753 | -120.641
10 | 4260084 | Road Runner Deli Mart, Inc. | Tank 1 | TRUE | Permanently Out of Use |  | 12000 | Gasoline (containing <=10% ethanol) | 1981-07-01 | Confederated Tribes and Bands of the Yakama Nation | Indian Land | Road Runner Deli Mart, Inc. | 502 W. 1st. | Wapato | WA | 98951 | 46.4489 | -120.4248
10 | 4260084 | Road Runner Deli Mart, Inc. | Tank 2 | TRUE | Permanently Out of Use |  | 12000 | Gasoline (containing <=10% ethanol) | 1981-07-01 | Confederated Tribes and Bands of the Yakama Nation | Indian Land | Road Runner Deli Mart, Inc. | 502 W. 1st. | Wapato | WA | 98951 | 46.4489 | -120.4248
10 | 4260084 | Road Runner Deli Mart, Inc. | Tank 3 | TRUE | Permanently Out of Use |  | 12000 | Gasoline (containing <=10% ethanol) | 1981-07-01 | Confederated Tribes and Bands of the Yakama Nation | Indian Land | Road Runner Deli Mart, Inc. | 502 W. 1st. | Wapato | WA | 98951 | 46.4489 | -120.4248
10 | 4260085 | Wapato Mart | Tank 1 | TRUE | Permanently Out of Use |  | 12000 | Gasoline (containing <=10% ethanol) | 1981-03-01 | Confederated Tribes and Bands of the Yakama Nation | Indian Land | Wapato Mart | 705 W. 1st St. | Wapato | WA | 98951 | 46.4476 | -120.4279
10 | 4260085 | Wapato Mart | Tank 2 | TRUE | Permanently Out of Use |  | 12000 | Gasoline (containing <=10% ethanol) | 1981-03-01 | Confederated Tribes and Bands of the Yakama Nation | Indian Land | Wapato Mart | 705 W. 1st St. | Wapato | WA | 98951 | 46.4476 | -120.4279
10 | 4260085 | Wapato Mart | Tank 3 | TRUE | Permanently Out of Use |  | 12000 | Gasoline (containing <=10% ethanol) | 1981-03-01 | Confederated Tribes and Bands of the Yakama Nation | Indian Land | Wapato Mart | 705 W. 1st St. | Wapato | WA | 98951 | 46.4476 | -120.4279
10 | 4260085 | Wapato Mart | Tank 4 | TRUE | Currently in Use |  | 12000 | Gasoline (containing <=10% ethanol) | 1996-04-25 | Confederated Tribes and Bands of the Yakama Nation | Indian Land | Wapato Mart | 705 W. 1st St. | Wapato | WA | 98951 | 46.4476 | -120.4279
10 | 4260085 | Wapato Mart | Tank 5 | TRUE | Currently in Use |  | 12000 | Gasoline (containing <=10% ethanol) | 1996-04-25 | Confederated Tribes and Bands of the Yakama Nation | Indian Land | Wapato Mart | 705 W. 1st St. | Wapato | WA | 98951 | 46.4476 | -120.4279
10 | 4260086 | Hwy 97 Truck Plaza | Tank 1 | TRUE | Permanently Out of Use |  | 20000 | Diesel | 1979-01-01 | Confederated Tribes and Bands of the Yakama Nation | Indian Land | Hwy 97 Truck Plaza | 61313 Hwy. 97 S. | Toppenish | WA | 98948 | 46.3682 | -120.3188
10 | 4260086 | Hwy 97 Truck Plaza | Tank 2 | TRUE | Permanently Out of Use |  | 20000 | Diesel | 1979-01-01 | Confederated Tribes and Bands of the Yakama Nation | Indian Land | Hwy 97 Truck Plaza | 61313 Hwy. 97 S. | Toppenish | WA | 98948 | 46.3682 | -120.3188
10 | 4260086 | Hwy 97 Truck Plaza | Tank 3 | TRUE | Permanently Out of Use |  | 20000 | Diesel | 1979-01-01 | Confederated Tribes and Bands of the Yakama Nation | Indian Land | Hwy 97 Truck Plaza | 61313 Hwy. 97 S. | Toppenish | WA | 98948 | 46.3682 | -120.3188
10 | 4260086 | Hwy 97 Truck Plaza | Tank 4 | TRUE | Permanently Out of Use |  | 20000 | Gasoline (containing <=10% ethanol) | 1979-01-01 | Confederated Tribes and Bands of the Yakama Nation | Indian Land | Hwy 97 Truck Plaza | 61313 Hwy. 97 S. | Toppenish | WA | 98948 | 46.3682 | -120.3188
10 | 4260086 | Hwy 97 Truck Plaza | Tank 5 | TRUE | Permanently Out of Use |  | 12000 | Gasoline (containing <=10% ethanol) | 1979-01-01 | Confederated Tribes and Bands of the Yakama Nation | Indian Land | Hwy 97 Truck Plaza | 61313 Hwy. 97 S. | Toppenish | WA | 98948 | 46.3682 | -120.3188
10 | 4260086 | Hwy 97 Truck Plaza | Tank 6 | TRUE | Permanently Out of Use |  | 10000 | Gasoline (containing <=10% ethanol) | 1979-01-01 | Confederated Tribes and Bands of the Yakama Nation | Indian Land | Hwy 97 Truck Plaza | 61313 Hwy. 97 S. | Toppenish | WA | 98948 | 46.3682 | -120.3188
10 | 4260086 | Hwy 97 Truck Plaza | Tank 7 | TRUE | Temporarily Out of Use |  | 20000 | Diesel | 1990-12-01 | Confederated Tribes and Bands of the Yakama Nation | Indian Land | Hwy 97 Truck Plaza | 61313 Hwy. 97 S. | Toppenish | WA | 98948 | 46.3682 | -120.3188
10 | 4260086 | Hwy 97 Truck Plaza | Tank 8 | TRUE | Currently in Use |  | 20000 | Diesel | 1990-12-01 | Confederated Tribes and Bands of the Yakama Nation | Indian Land | Hwy 97 Truck Plaza | 61313 Hwy. 97 S. | Toppenish | WA | 98948 | 46.3682 | -120.3188
10 | 4260086 | Hwy 97 Truck Plaza | Tank 9 | TRUE | Currently in Use |  | 12000 | Gasoline (containing <=10% ethanol) | 1990-12-01 | Confederated Tribes and Bands of the Yakama Nation | Indian Land | Hwy 97 Truck Plaza | 61313 Hwy. 97 S. | Toppenish | WA | 98948 | 46.3682 | -120.3188
10 | 4260086 | Hwy 97 Truck Plaza | Tank 10 | TRUE | Currently in Use |  | 6000 | Gasoline (containing <=10% ethanol) | 1990-12-01 | Confederated Tribes and Bands of the Yakama Nation | Indian Land | Hwy 97 Truck Plaza | 61313 Hwy. 97 S. | Toppenish | WA | 98948 | 46.3682 | -120.3188
10 | 4260087 | Smitty's Conoco | Tank 1 | TRUE | Permanently Out of Use |  | 8000 | Gasoline (containing <=10% ethanol) | 1974-01-01 | Confederated Tribes and Bands of the Yakama Nation | Indian Land | Smitty's Conoco | 102 E. Toppenish Ave. | Toppenish | WA | 98948 | 46.377 | 120.3084
10 | 4260087 | Smitty's Conoco | Tank 2 | TRUE | Permanently Out of Use |  | 6000 | Gasoline (containing <=10% ethanol) | 1974-01-01 | Confederated Tribes and Bands of the Yakama Nation | Indian Land | Smitty's Conoco | 102 E. Toppenish Ave. | Toppenish | WA | 98948 | 46.377 | 120.3084
10 | 4260087 | Smitty's Conoco | Tank 3 | TRUE | Permanently Out of Use |  | 4000 | Gasoline (containing <=10% ethanol) | 1976-01-01 | Confederated Tribes and Bands of the Yakama Nation | Indian Land | Smitty's Conoco | 102 E. Toppenish Ave. | Toppenish | WA | 98948 | 46.377 | 120.3084
10 | 4260087 | Smitty's Conoco | Tank 4 | TRUE | Permanently Out of Use |  | 500 | Used Oil | 1945-06-01 | Confederated Tribes and Bands of the Yakama Nation | Indian Land | Smitty's Conoco | 102 E. Toppenish Ave. | Toppenish | WA | 98948 | 46.377 | 120.3084
10 | 4260088 | Topp Stop | Tank 1 | TRUE | Permanently Out of Use |  | 5000 | Gasoline (containing <=10% ethanol) | 1970-01-01 | Confederated Tribes and Bands of the Yakama Nation | Indian Land | Topp Stop | 321 S. Elm St. | Toppenish | WA | 98948 | 46.3752 | -120.3202
10 | 4260088 | Topp Stop | Tank 2 | TRUE | Permanently Out of Use |  | 10000 | Gasoline (containing <=10% ethanol) | 1970-01-01 | Confederated Tribes and Bands of the Yakama Nation | Indian Land | Topp Stop | 321 S. Elm St. | Toppenish | WA | 98948 | 46.3752 | -120.3202
10 | 4260088 | Topp Stop | Tank 3 | TRUE | Permanently Out of Use |  | 10000 | Gasoline (containing <=10% ethanol) | 1970-01-01 | Confederated Tribes and Bands of the Yakama Nation | Indian Land | Topp Stop | 321 S. Elm St. | Toppenish | WA | 98948 | 46.3752 | -120.3202
10 | 4260088 | Topp Stop | Tank 4 | TRUE | Permanently Out of Use |  | 550 | Diesel | 1970-01-01 | Confederated Tribes and Bands of the Yakama Nation | Indian Land | Topp Stop | 321 S. Elm St. | Toppenish | WA | 98948 | 46.3752 | -120.3202
10 | 4260088 | Topp Stop | Tank 5 | TRUE | Permanently Out of Use |  | 1000 | Used Oil | 1970-01-01 | Confederated Tribes and Bands of the Yakama Nation | Indian Land | Topp Stop | 321 S. Elm St. | Toppenish | WA | 98948 | 46.3752 | -120.3202
10 | 4260088 | Topp Stop | Tank 6 | TRUE | Currently in Use |  | 20000 | Gasoline (containing <=10% ethanol) | 1997-08-01 | Confederated Tribes and Bands of the Yakama Nation | Indian Land | Topp Stop | 321 S. Elm St. | Toppenish | WA | 98948 | 46.3752 | -120.3202
10 | 4260088 | Topp Stop | Tank 7 | TRUE | Currently in Use |  | 12000 | Gasoline (containing <=10% ethanol) | 1997-08-01 | Confederated Tribes and Bands of the Yakama Nation | Indian Land | Topp Stop | 321 S. Elm St. | Toppenish | WA | 98948 | 46.3752 | -120.3202
10 | 4260088 | Topp Stop | Tank 8 | TRUE | Currently in Use |  | 15000 | Diesel | 2005-12-06 | Confederated Tribes and Bands of the Yakama Nation | Indian Land | Topp Stop | 321 S. Elm St. | Toppenish | WA | 98948 | 46.3752 | -120.3202
10 | 4260089 | Mike's Automotive | Tank 1 | TRUE | Permanently Out of Use |  | 2000 | Gasoline (containing <=10% ethanol) | 1985-05-01 | Confederated Tribes and Bands of the Yakama Nation | Indian Land | Mike's Automotive | 291 Curtis St. | White Swan | WA | 98952 | 46.383 | 120.7299
10 | 4260089 | Mike's Automotive | Tank 2 | TRUE | Permanently Out of Use |  | 2000 | Gasoline (containing <=10% ethanol) | 1985-05-01 | Confederated Tribes and Bands of the Yakama Nation | Indian Land | Mike's Automotive | 291 Curtis St. | White Swan | WA | 98952 | 46.383 | 120.7299
10 | 4260090 | JSH Farms, Inc. | Tank 1 | TRUE | Permanently Out of Use |  | 8500 | Gasoline (containing <=10% ethanol) | 1973-04-01 | Confederated Tribes and Bands of the Yakama Nation | Indian Land | JSH Farms, Inc. | 9980 Evans Rd. | Wapato | WA | 98951 | 46.4331 | -120.7122
10 | 4260090 | JSH Farms, Inc. | Tank 2 | TRUE | Permanently Out of Use |  | 8000 | Gasoline (containing <=10% ethanol) | 1973-04-01 | Confederated Tribes and Bands of the Yakama Nation | Indian Land | JSH Farms, Inc. | 9980 Evans Rd. | Wapato | WA | 98951 | 46.4331 | -120.7122
10 | 4260090 | JSH Farms, Inc. | Tank 3 | TRUE | Currently in Use |  | 30000 | Gasoline (containing <=10% ethanol) | 1990-12-01 | Confederated Tribes and Bands of the Yakama Nation | Indian Land | JSH Farms, Inc. | 9980 Evans Rd. | Wapato | WA | 98951 | 46.4331 | -120.7122
10 | 4260090 | JSH Farms, Inc. | Tank 4 | TRUE | Permanently Out of Use |  | 5000 | Gasoline (containing <=10% ethanol) | 1977-09-01 | Confederated Tribes and Bands of the Yakama Nation | Indian Land | JSH Farms, Inc. | 9980 Evans Rd. | Wapato | WA | 98951 | 46.4331 | -120.7122
10 | 4260090 | JSH Farms, Inc. | Tank 5 | TRUE | Currently in Use |  | 10000 | Av Gas | 1990-12-01 | Confederated Tribes and Bands of the Yakama Nation | Indian Land | JSH Farms, Inc. | 9980 Evans Rd. | Wapato | WA | 98951 | 46.4331 | -120.7122
10 | 4260091 | JSH Farms, Inc. - Pace Farm | Tank 1 | TRUE | Permanently Out of Use |  | 10000 | Diesel | 1899-12-31 | Confederated Tribes and Bands of the Yakama Nation | Indian Land | JSH Farms, Inc. - Pace Farm | 17040 Branch Rd. | Harrah | WA | 98933 | 46.404 | -120.7333
10 | 4260091 | JSH Farms, Inc. - Pace Farm | Tank 2 | TRUE | Permanently Out of Use |  | 10000 | Diesel | 1899-12-31 | Confederated Tribes and Bands of the Yakama Nation | Indian Land | JSH Farms, Inc. - Pace Farm | 17040 Branch Rd. | Harrah | WA | 98933 | 46.404 | -120.7333
10 | 4260093 | Alamo Service | Tank A | TRUE | Permanently Out of Use |  | 3500 | Gasoline (containing <=10% ethanol) | 1956-01-01 | Confederated Tribes and Bands of the Yakama Nation | Indian Land | Alamo Service | 202 W 1st St. | Wapato | WA | 98951 | 46.448 | -120.4214
10 | 4260093 | Alamo Service | Tank B | TRUE | Permanently Out of Use |  | 1500 | Gasoline (containing <=10% ethanol) | 1956-01-01 | Confederated Tribes and Bands of the Yakama Nation | Indian Land | Alamo Service | 202 W 1st St. | Wapato | WA | 98951 | 46.448 | -120.4214
10 | 4260093 | Alamo Service | Tank C | TRUE | Permanently Out of Use |  | 1000 | Gasoline (containing <=10% ethanol) | 1956-01-01 | Confederated Tribes and Bands of the Yakama Nation | Indian Land | Alamo Service | 202 W 1st St. | Wapato | WA | 98951 | 46.448 | -120.4214
10 | 4260093 | Alamo Service | Tank D | TRUE | Permanently Out of Use |  | 400 | Gasoline (containing <=10% ethanol) | 1976-01-01 | Confederated Tribes and Bands of the Yakama Nation | Indian Land | Alamo Service | 202 W 1st St. | Wapato | WA | 98951 | 46.448 | -120.4214
10 | 4260093 | Alamo Service | Tank E | TRUE | Permanently Out of Use |  | 500 | Used Oil | 1899-12-31 | Confederated Tribes and Bands of the Yakama Nation | Indian Land | Alamo Service | 202 W 1st St. | Wapato | WA | 98951 | 46.448 | -120.4214
10 | 4260093 | Alamo Service | Tank F | TRUE | Permanently Out of Use |  | 500 | Unknown | 1899-12-31 | Confederated Tribes and Bands of the Yakama Nation | Indian Land | Alamo Service | 202 W 1st St. | Wapato | WA | 98951 | 46.448 | -120.4214
10 | 4260094 | 7-11 #25128 | Tank 1 | TRUE | Permanently Out of Use |  | 12000 | Gasoline (containing <=10% ethanol) | 1984-01-01 | Confederated Tribes and Bands of the Yakama Nation | Indian Land | 7-11 #25128 | 611 W. 1st. Ave. | Toppenish | WA | 98948 | 46.3754 | -120.3193
10 | 4260094 | 7-11 #25128 | Tank 2 | TRUE | Permanently Out of Use |  | 12000 | Gasoline (containing <=10% ethanol) | 1984-01-01 | Confederated Tribes and Bands of the Yakama Nation | Indian Land | 7-11 #25128 | 611 W. 1st. Ave. | Toppenish | WA | 98948 | 46.3754 | -120.3193
10 | 4260094 | 7-11 #25128 | Tank 3 | TRUE | Permanently Out of Use |  | 12000 | Gasoline (containing <=10% ethanol) | 1984-01-01 | Confederated Tribes and Bands of the Yakama Nation | Indian Land | 7-11 #25128 | 611 W. 1st. Ave. | Toppenish | WA | 98948 | 46.3754 | -120.3193
10 | 4260095 | Tiin-Ma Logging (Allot. T620) | Tank 1 | TRUE | Permanently Out of Use |  | 10000 | Diesel | 1979-01-01 | Confederated Tribes and Bands of the Yakama Nation | Trust | Tiin-Ma Logging (Allot. T620) | 61 Medicine Valley Rd. | White Swan | WA | 98952 | 46.3909 | 120.7546
10 | 4260095 | Tiin-Ma Logging (Allot. T620) | Tank 2 | TRUE | Permanently Out of Use |  | 10000 | Diesel | 1979-01-01 | Confederated Tribes and Bands of the Yakama Nation | Trust | Tiin-Ma Logging (Allot. T620) | 61 Medicine Valley Rd. | White Swan | WA | 98952 | 46.3909 | 120.7546
10 | 4260095 | Tiin-Ma Logging (Allot. T620) | Tank 3 | TRUE | Permanently Out of Use |  | 10000 | Gasoline (containing <=10% ethanol) | 1979-01-01 | Confederated Tribes and Bands of the Yakama Nation | Trust | Tiin-Ma Logging (Allot. T620) | 61 Medicine Valley Rd. | White Swan | WA | 98952 | 46.3909 | 120.7546
10 | 4260097 | T & R Smith Farms, Inc. | Tank 1 | TRUE | Permanently Out of Use |  | 5000 | Diesel | 1981-01-01 | Confederated Tribes and Bands of the Yakama Nation | Indian Land | T & R Smith Farms, Inc. | 300 Jensen Rd. | Toppenish | WA | 98948 | 46.3529 | -120.3192
10 | 4260098 | Valley Fruit | Tank 1 | TRUE | Permanently Out of Use |  | 2000 | Diesel | 1985-01-01 | Confederated Tribes and Bands of the Yakama Nation | Indian Land | Valley Fruit | 12 Hoffer Rd. | Wapato | WA | 98951 | 46.4372 | -120.429
10 | 4260099 | Old Smithwick Ranch | Tank 3 | TRUE | Permanently Out of Use |  | 500 | Diesel | 1899-12-31 | Confederated Tribes and Bands of the Yakama Nation | Indian Land | Old Smithwick Ranch | Corner of Campbell Rd. & McDonald Rd. | Toppenish | WA | 98948 | 46.3901 | -120.439
10 | 4260099 | Old Smithwick Ranch | Tank 4 | TRUE | Permanently Out of Use |  | 500 | Stove Oil | 1899-12-31 | Confederated Tribes and Bands of the Yakama Nation | Indian Land | Old Smithwick Ranch | Corner of Campbell Rd. & McDonald Rd. | Toppenish | WA | 98948 | 46.3901 | -120.439
10 | 4260100 | Jim's Auto Repair | Tank 1 | TRUE | Permanently Out of Use |  | 10000 | Gasoline (containing <=10% ethanol) | 1899-12-31 | Confederated Tribes and Bands of the Yakama Nation | Indian Land | Jim's Auto Repair | 230 S Division St. | Toppenish | WA | 98948 | 46.3741 | -120.3091
10 | 4260100 | Jim's Auto Repair | Tank 2 | TRUE | Permanently Out of Use |  | 10000 | Gasoline (containing <=10% ethanol) | 1899-12-31 | Confederated Tribes and Bands of the Yakama Nation | Indian Land | Jim's Auto Repair | 230 S Division St. | Toppenish | WA | 98948 | 46.3741 | -120.3091
10 | 4260100 | Jim's Auto Repair | Tank 3 | TRUE | Permanently Out of Use |  | 550 | Gasoline (containing <=10% ethanol) | 1899-12-31 | Confederated Tribes and Bands of the Yakama Nation | Indian Land | Jim's Auto Repair | 230 S Division St. | Toppenish | WA | 98948 | 46.3741 | -120.3091
10 | 4260100 | Jim's Auto Repair | Tank 4 | TRUE | Permanently Out of Use |  | 550 | Diesel | 1899-12-31 | Confederated Tribes and Bands of the Yakama Nation | Indian Land | Jim's Auto Repair | 230 S Division St. | Toppenish | WA | 98948 | 46.3741 | -120.3091
10 | 4260100 | Jim's Auto Repair | Tank 5 | TRUE | Permanently Out of Use |  | 550 | Used Oil | 1899-12-31 | Confederated Tribes and Bands of the Yakama Nation | Indian Land | Jim's Auto Repair | 230 S Division St. | Toppenish | WA | 98948 | 46.3741 | -120.3091
10 | 4260101 | Antique Gas Station | Tank 1 | TRUE | Permanently Out of Use |  | 10000 | Gasoline (containing <=10% ethanol) | 1899-12-31 | Confederated Tribes and Bands of the Yakama Nation | Trust | Antique Gas Station | 111 Fort Rd. | Toppenish | WA | 98948 | 46.3758 | -120.3324
10 | 4260102 | Wapato School District Bus Garage | Tank 1 | TRUE | Permanently Out of Use |  | 8250 | Diesel | 1956-01-01 | Confederated Tribes and Bands of the Yakama Nation | Fee Land | Wapato School District Bus Garage | Wasco & 4th Ave. | Wapato | WA | 98951 | 46.4456 | 120.4222
10 | 4260102 | Wapato School District Bus Garage | Tank 2 | TRUE | Permanently Out of Use |  | 500 | Gasoline (containing <=10% ethanol) | 1966-01-01 | Confederated Tribes and Bands of the Yakama Nation | Fee Land | Wapato School District Bus Garage | Wasco & 4th Ave. | Wapato | WA | 98951 | 46.4456 | 120.4222
10 | 4260102 | Wapato School District Bus Garage | Tank 3 | TRUE | Permanently Out of Use |  | 250 | Gasoline (containing <=10% ethanol) | 1972-01-01 | Confederated Tribes and Bands of the Yakama Nation | Fee Land | Wapato School District Bus Garage | Wasco & 4th Ave. | Wapato | WA | 98951 | 46.4456 | 120.4222
10 | 4260103 | WA State Military Dept | Tank 1 | TRUE | Permanently Out of Use |  | 4999 | Gasoline (containing <=10% ethanol) | 1955-01-01 | Confederated Tribes and Bands of the Yakama Nation | Indian Land | WA State Military Dept | 326 Division Street | Toppenish | WA | 98948 | 46.3729 | -120.3092
10 | 4260104 | All-Wood Components, Inc. | Tank 1 | TRUE | Permanently Out of Use |  | 1000 | Gasoline (containing <=10% ethanol) | 1899-12-31 | Confederated Tribes and Bands of the Yakama Nation | Trust | All-Wood Components, Inc. | 470 E. Jones Rd. | Wapato | WA | 98951 | 46.4623 | -120.4257
10 | 4260104 | All-Wood Components, Inc. | Tank 2 | TRUE | Permanently Out of Use |  | 1000 | Gasoline (containing <=10% ethanol) | 1899-12-31 | Confederated Tribes and Bands of the Yakama Nation | Trust | All-Wood Components, Inc. | 470 E. Jones Rd. | Wapato | WA | 98951 | 46.4623 | -120.4257
10 | 4260105 | Western Gas | Tank 1 | TRUE | Permanently Out of Use |  | 6500 | Gasoline (containing <=10% ethanol) | 1899-12-31 | Confederated Tribes and Bands of the Yakama Nation | Fee Land | Western Gas | 401 S. Elm St. | Toppenish | WA | 98948 | 46.3747 | -120.3208
10 | 4260105 | Western Gas | Tank 2 | TRUE | Permanently Out of Use |  | 6500 | Gasoline (containing <=10% ethanol) | 1899-12-31 | Confederated Tribes and Bands of the Yakama Nation | Fee Land | Western Gas | 401 S. Elm St. | Toppenish | WA | 98948 | 46.3747 | -120.3208
10 | 4260105 | Western Gas | Tank 3 | TRUE | Permanently Out of Use |  | 4000 | Gasoline (containing <=10% ethanol) | 1899-12-31 | Confederated Tribes and Bands of the Yakama Nation | Fee Land | Western Gas | 401 S. Elm St. | Toppenish | WA | 98948 | 46.3747 | -120.3208
10 | 4260105 | Western Gas | Tank 4 | TRUE | Permanently Out of Use |  | 4000 | Gasoline (containing <=10% ethanol) | 1899-12-31 | Confederated Tribes and Bands of the Yakama Nation | Fee Land | Western Gas | 401 S. Elm St. | Toppenish | WA | 98948 | 46.3747 | -120.3208
10 | 4260105 | Western Gas | Tank 5 | TRUE | Permanently Out of Use |  | 1000 | Gasoline (containing <=10% ethanol) | 1899-12-31 | Confederated Tribes and Bands of the Yakama Nation | Fee Land | Western Gas | 401 S. Elm St. | Toppenish | WA | 98948 | 46.3747 | -120.3208
10 | 4260105 | Western Gas | Tank 6 | TRUE | Permanently Out of Use |  | 1000 | Diesel | 1899-12-31 | Confederated Tribes and Bands of the Yakama Nation | Fee Land | Western Gas | 401 S. Elm St. | Toppenish | WA | 98948 | 46.3747 | -120.3208
10 | 4260105 | Western Gas | Tank 7 | TRUE | Currently in Use |  | 15000 | Gasoline (containing <=10% ethanol) | 1996-10-01 | Confederated Tribes and Bands of the Yakama Nation | Fee Land | Western Gas | 401 S. Elm St. | Toppenish | WA | 98948 | 46.3747 | -120.3208
10 | 4260105 | Western Gas | Tank 8 | TRUE | Currently in Use |  | 8000 | Gasoline (containing <=10% ethanol) | 1996-10-01 | Confederated Tribes and Bands of the Yakama Nation | Fee Land | Western Gas | 401 S. Elm St. | Toppenish | WA | 98948 | 46.3747 | -120.3208
10 | 4260105 | Western Gas | Tank 9 | TRUE | Currently in Use |  | 8000 | Gasoline (containing <=10% ethanol) | 1996-10-01 | Confederated Tribes and Bands of the Yakama Nation | Fee Land | Western Gas | 401 S. Elm St. | Toppenish | WA | 98948 | 46.3747 | -120.3208
10 | 4260106 | KLICKITAT COUNTY SHOP | Tank 1 | TRUE | Permanently Out of Use |  | 1000 | Diesel | 1961-01-01 | Confederated Tribes and Bands of the Yakama Nation | Indian Land | KLICKITAT COUNTY SHOP | E MAIN & NW DIVISION ST | Glenwood | WA | 98619 | 46.0186 | -121.2884
10 | 4260106 | KLICKITAT COUNTY SHOP | Tank 2 | TRUE | Permanently Out of Use |  | 1000 | Gasoline (containing <=10% ethanol) | 1982-01-01 | Confederated Tribes and Bands of the Yakama Nation | Indian Land | KLICKITAT COUNTY SHOP | E MAIN & NW DIVISION ST | Glenwood | WA | 98619 | 46.0186 | -121.2884
10 | 4260107 | WA DEPT OF NATURAL RESOURCES | Tank 1 | TRUE | Permanently Out of Use |  | 1000 | Gasoline (containing <=10% ethanol) | 1974-10-01 | Confederated Tribes and Bands of the Yakama Nation | Indian Land | WA DEPT OF NATURAL RESOURCES | CORNER OF COURT & N 2ND ST | Glenwood | WA | 98619 | 46.02 | -121.2897
10 | 4260108 | Yesterday's Treasures | Tank 1 | TRUE | Permanently Out of Use |  | 1000 | Gasoline (containing <=10% ethanol) | 1899-12-31 | Confederated Tribes and Bands of the Yakama Nation | Fee Land | Yesterday's Treasures | 401 W. Wapato Rd | Wapato | WA | 98951 | 46.448 | 120.4376
10 | 4260108 | Yesterday's Treasures | Tank 2 | TRUE | Permanently Out of Use |  | 1000 | Gasoline (containing <=10% ethanol) | 1899-12-31 | Confederated Tribes and Bands of the Yakama Nation | Fee Land | Yesterday's Treasures | 401 W. Wapato Rd | Wapato | WA | 98951 | 46.448 | 120.4376
10 | 4260109 | Providence Memorial Hospital | Tank 1 | TRUE | Permanently Out of Use |  | 1000 | Diesel | 1962-12-31 | Confederated Tribes and Bands of the Yakama Nation | Indian Land | Providence Memorial Hospital | 502 W 4th Ave. | Toppenish | WA | 98948 | 46.3708 | -120.317
10 | 4260110 | AT&T Goldendale Microwave Relay Station | Tank 1 | TRUE | Permanently Out of Use |  | 5000 | Diesel | 1965-01-01 | Confederated Tribes and Bands of the Yakama Nation | Indian Land | AT&T Goldendale Microwave Relay Station |  | Goldendale | WA | 98620 | 45.9975 | -120.6953
10 | 4260111 | Wapato Fruit & Cold Storage Co., Inc. | Tank 3 | TRUE | Permanently Out of Use |  | 285 | Gasoline (containing <=10% ethanol) | 1951-01-01 | Confederated Tribes and Bands of the Yakama Nation | Indian Land | Wapato Fruit & Cold Storage Co., Inc. | 4440 Track Rd. | Wapato | WA | 98951 | 46.4492 | -120.4186
10 | 4260111 | Wapato Fruit & Cold Storage Co., Inc. | Tank 4 | TRUE | Permanently Out of Use |  | 1500 | Gasoline (containing <=10% ethanol) | 1984-01-01 | Confederated Tribes and Bands of the Yakama Nation | Indian Land | Wapato Fruit & Cold Storage Co., Inc. | 4440 Track Rd. | Wapato | WA | 98951 | 46.4492 | -120.4186
10 | 4260111 | Wapato Fruit & Cold Storage Co., Inc. | Tank 5 | TRUE | Permanently Out of Use |  | 1500 | Diesel | 1984-01-01 | Confederated Tribes and Bands of the Yakama Nation | Indian Land | Wapato Fruit & Cold Storage Co., Inc. | 4440 Track Rd. | Wapato | WA | 98951 | 46.4492 | -120.4186
10 | 4260112 | WADOT - Toppenish Maintenance Shed | Tank 1 | TRUE | Permanently Out of Use |  | 4000 | Diesel | 1987-09-01 | Confederated Tribes and Bands of the Yakama Nation | Indian Land | WADOT - Toppenish Maintenance Shed | 231 Fort Rd. | Toppenish | WA | 98948 | 46.3756 | -120.3342
10 | 4260112 | WADOT - Toppenish Maintenance Shed | Tank 2 | TRUE | Permanently Out of Use |  | 4000 | Gasoline (containing <=10% ethanol) | 1987-09-01 | Confederated Tribes and Bands of the Yakama Nation | Indian Land | WADOT - Toppenish Maintenance Shed | 231 Fort Rd. | Toppenish | WA | 98948 | 46.3756 | -120.3342
10 | 4260112 | WADOT - Toppenish Maintenance Shed | Tank 3 | TRUE | Permanently Out of Use |  | 1500 | Diesel | 1964-01-01 | Confederated Tribes and Bands of the Yakama Nation | Indian Land | WADOT - Toppenish Maintenance Shed | 231 Fort Rd. | Toppenish | WA | 98948 | 46.3756 | -120.3342
10 | 4260112 | WADOT - Toppenish Maintenance Shed | Tank 4 | TRUE | Permanently Out of Use |  | 500 | Gasoline (containing <=10% ethanol) | 1964-01-01 | Confederated Tribes and Bands of the Yakama Nation | Indian Land | WADOT - Toppenish Maintenance Shed | 231 Fort Rd. | Toppenish | WA | 98948 | 46.3756 | -120.3342
10 | 4260113 | Cummings Electric Company | Tank 1 | TRUE | Permanently Out of Use |  | 1000 | Gasoline (containing <=10% ethanol) | 1899-12-31 | Confederated Tribes and Bands of the Yakama Nation | Indian Land | Cummings Electric Company | 102 N. Wapato Ave. | Wapato | WA | 98951 | 46.448 | -120.4206
10 | 4260114 | Logan Feed, Inc. | Tank 1 | TRUE | Permanently Out of Use |  | 800 | Gasoline (containing <=10% ethanol) | 1976-01-01 | Confederated Tribes and Bands of the Yakama Nation | Indian Land | Logan Feed, Inc. | N. Wasco Ave. & Sitcum Ave. | Wapato | WA | 98951 | 46.4497 | -120.4225
10 | 4260114 | Logan Feed, Inc. | Tank 2 | TRUE | Permanently Out of Use |  | 1200 | Diesel | 1976-01-01 | Confederated Tribes and Bands of the Yakama Nation | Indian Land | Logan Feed, Inc. | N. Wasco Ave. & Sitcum Ave. | Wapato | WA | 98951 | 46.4497 | -120.4225
10 | 4260115 | Four Directions | Tank 1 | TRUE | Temporarily Out of Use |  | 12000 | Gasoline (containing <=10% ethanol) | 1990-03-01 | Confederated Tribes and Bands of the Yakama Nation | Trust | Four Directions | 50 W. Wapato Rd. | Wapato | WA | 98951 | 46.4476 | -120.4315
10 | 4260115 | Four Directions | Tank 2 | TRUE | Temporarily Out of Use |  | 12000 | Gasoline (containing <=10% ethanol) | 1990-03-01 | Confederated Tribes and Bands of the Yakama Nation | Trust | Four Directions | 50 W. Wapato Rd. | Wapato | WA | 98951 | 46.4476 | -120.4315
10 | 4260115 | Four Directions | Tank 3 | TRUE | Temporarily Out of Use |  | 12000 | Gasoline (containing <=10% ethanol) | 1990-03-01 | Confederated Tribes and Bands of the Yakama Nation | Trust | Four Directions | 50 W. Wapato Rd. | Wapato | WA | 98951 | 46.4476 | -120.4315
10 | 4260116 | Wapato Shell Station | Tank 1 | TRUE | Permanently Out of Use |  | 0 | Gasoline (containing <=10% ethanol) | 1899-12-31 | Confederated Tribes and Bands of the Yakama Nation | Indian Land | Wapato Shell Station | 631 W. 1st St. | Wapato | WA | 98951 | 46.4477 | -120.4299
10 | 4260116 | Wapato Shell Station | Tank 2 | TRUE | Permanently Out of Use |  | 0 | Gasoline (containing <=10% ethanol) | 1899-12-31 | Confederated Tribes and Bands of the Yakama Nation | Indian Land | Wapato Shell Station | 631 W. 1st St. | Wapato | WA | 98951 | 46.4477 | -120.4299
10 | 4260116 | Wapato Shell Station | Tank 3 | TRUE | Permanently Out of Use |  | 0 | Gasoline (containing <=10% ethanol) | 1899-12-31 | Confederated Tribes and Bands of the Yakama Nation | Indian Land | Wapato Shell Station | 631 W. 1st St. | Wapato | WA | 98951 | 46.4477 | -120.4299
10 | 4260116 | Wapato Shell Station | Tank 4 | TRUE | Permanently Out of Use |  | 0 | Gasoline (containing <=10% ethanol) | 1899-12-31 | Confederated Tribes and Bands of the Yakama Nation | Indian Land | Wapato Shell Station | 631 W. 1st St. | Wapato | WA | 98951 | 46.4477 | -120.4299
10 | 4260116 | Wapato Shell Station | Tank 5 | TRUE | Permanently Out of Use |  | 1000 | Gasoline (containing <=10% ethanol) | 1899-12-31 | Confederated Tribes and Bands of the Yakama Nation | Indian Land | Wapato Shell Station | 631 W. 1st St. | Wapato | WA | 98951 | 46.4477 | -120.4299
10 | 4260116 | Wapato Shell Station | Tank 6 | TRUE | Permanently Out of Use |  | 500 | Used Oil | 1899-12-31 | Confederated Tribes and Bands of the Yakama Nation | Indian Land | Wapato Shell Station | 631 W. 1st St. | Wapato | WA | 98951 | 46.4477 | -120.4299
10 | 4260118 | Yakama Nation Landfill/Transfer Station | Tank 1 | TRUE | Permanently Out of Use |  | 10000 | Diesel | 1977-01-01 | Confederated Tribes and Bands of the Yakama Nation | Indian Land | Yakama Nation Landfill/Transfer Station | P.O. Box 27 4500 Pumphouse Rd. | Toppenish | WA | 98948 | 46.3099 | -120.4278
10 | 4260118 | Yakama Nation Landfill/Transfer Station | Tank 2 | TRUE | Permanently Out of Use |  | 1000 | Gasoline (containing <=10% ethanol) | 1977-01-01 | Confederated Tribes and Bands of the Yakama Nation | Indian Land | Yakama Nation Landfill/Transfer Station | P.O. Box 27 4500 Pumphouse Rd. | Toppenish | WA | 98948 | 46.3099 | -120.4278
10 | 4260120 | Inland Fruit & Produce Company | Tank 1 | TRUE | Permanently Out of Use |  | 2000 | Gasoline (containing <=10% ethanol) | 1984-01-01 | Confederated Tribes and Bands of the Yakama Nation | Indian Land | Inland Fruit & Produce Company | 300 N. Frontage Rd. | Wapato | WA | 98951 | 46.4528 | -120.4269
10 | 4260120 | Inland Fruit & Produce Company | Tank 2 | TRUE | Permanently Out of Use |  | 2000 | Diesel | 1984-01-01 | Confederated Tribes and Bands of the Yakama Nation | Indian Land | Inland Fruit & Produce Company | 300 N. Frontage Rd. | Wapato | WA | 98951 | 46.4528 | -120.4269
10 | 4260121 | Safeway Fuel Station #584 | Tank 1 | TRUE | Currently in Use |  | 20000 | Gasoline (containing <=10% ethanol) | 2000-12-01 | Confederated Tribes and Bands of the Yakama Nation | Fee Land | Safeway Fuel Station #584 | 711 W. 1st Ave. | Toppenish | WA | 98948 | 46.3754 | -120.3211
10 | 4260121 | Safeway Fuel Station #584 | Tank 2 | TRUE | Currently in Use |  | 20000 | Gasoline (containing <=10% ethanol) | 2000-12-01 | Confederated Tribes and Bands of the Yakama Nation | Fee Land | Safeway Fuel Station #584 | 711 W. 1st Ave. | Toppenish | WA | 98948 | 46.3754 | -120.3211
10 | 4260122 | Yakima Valley Farm Workers Clinic | Tank 1 | TRUE | Permanently Out of Use |  | 500 | Used Oil | 1899-12-31 | Confederated Tribes and Bands of the Yakama Nation | Indian Land | Yakima Valley Farm Workers Clinic | 601 W First Ave. | Toppenish | WA | 98948 | 46.3752 | -120.3188
10 | 4260123 | Sprint - Toppenish Central Office | Tank 1 | TRUE | Permanently Out of Use |  | 1100 | Diesel | 1899-12-31 | Confederated Tribes and Bands of the Yakama Nation | Indian Land | Sprint - Toppenish Central Office | 5 S. Alder | Toppenish | WA | 98948 | 46.3754 | -120.3134
10 | 4260123 | Sprint - Toppenish Central Office | Tank 2 | TRUE | Permanently Out of Use |  | 600 | Gasoline (containing <=10% ethanol) | 1899-12-31 | Confederated Tribes and Bands of the Yakama Nation | Indian Land | Sprint - Toppenish Central Office | 5 S. Alder | Toppenish | WA | 98948 | 46.3754 | -120.3134
10 | 4260123 | Sprint - Toppenish Central Office | Tank 3 | TRUE | Permanently Out of Use |  | 2000 | Gasoline (containing <=10% ethanol) | 1899-12-31 | Confederated Tribes and Bands of the Yakama Nation | Indian Land | Sprint - Toppenish Central Office | 5 S. Alder | Toppenish | WA | 98948 | 46.3754 | -120.3134
10 | 4260124 | Kanzler Farm | Tank 1 | TRUE | Permanently Out of Use |  | 2000 | Gasoline (containing <=10% ethanol) | 1899-12-31 | Confederated Tribes and Bands of the Yakama Nation | Indian Land | Kanzler Farm | 2581 Harrah Road | Harrah | WA | 98933 | 46.4256 | -120.5437
10 | 4260125 | Yakima Hops - Boyville | Tank 1 | TRUE | Permanently Out of Use |  | 720 | Hazardous Substance | 1899-12-31 | Confederated Tribes and Bands of the Yakama Nation | Indian Land | Yakima Hops - Boyville | W. Monroe & Sunnyside-Mabton Rd. | Mabton | WA | 98935 | 46.2186 | 119.9996
10 | 4260125 | Yakima Hops - Boyville | Tank 2 | TRUE | Permanently Out of Use |  | 370 | Hazardous Substance | 1899-12-31 | Confederated Tribes and Bands of the Yakama Nation | Indian Land | Yakima Hops - Boyville | W. Monroe & Sunnyside-Mabton Rd. | Mabton | WA | 98935 | 46.2186 | 119.9996
10 | 4260125 | Yakima Hops - Boyville | Tank 3 | TRUE | Permanently Out of Use |  | 370 | Hazardous Substance | 1899-12-31 | Confederated Tribes and Bands of the Yakama Nation | Indian Land | Yakima Hops - Boyville | W. Monroe & Sunnyside-Mabton Rd. | Mabton | WA | 98935 | 46.2186 | 119.9996
10 | 4260125 | Yakima Hops - Boyville | Tank 4 | TRUE | Permanently Out of Use |  | 370 | Hazardous Substance | 1899-12-31 | Confederated Tribes and Bands of the Yakama Nation | Indian Land | Yakima Hops - Boyville | W. Monroe & Sunnyside-Mabton Rd. | Mabton | WA | 98935 | 46.2186 | 119.9996
10 | 4260125 | Yakima Hops - Boyville | Tank 5 | TRUE | Permanently Out of Use |  | 1400 | Hazardous Substance | 1899-12-31 | Confederated Tribes and Bands of the Yakama Nation | Indian Land | Yakima Hops - Boyville | W. Monroe & Sunnyside-Mabton Rd. | Mabton | WA | 98935 | 46.2186 | 119.9996
10 | 4260126 | Toppenish Auto Corral | Tank 1 | TRUE | Permanently Out of Use |  | 6200 | Gasoline (containing <=10% ethanol) | 1955-01-01 | Confederated Tribes and Bands of the Yakama Nation | Indian Land | Toppenish Auto Corral | 408 W. 1st Ave. | Toppenish | WA | 98948 | 46.375 | -120.3153
10 | 4260126 | Toppenish Auto Corral | Tank 5 | TRUE | Permanently Out of Use |  | 10000 | Gasoline (containing <=10% ethanol) | 1968-01-01 | Confederated Tribes and Bands of the Yakama Nation | Indian Land | Toppenish Auto Corral | 408 W. 1st Ave. | Toppenish | WA | 98948 | 46.375 | -120.3153
10 | 4260126 | Toppenish Auto Corral | Tank 4 | TRUE | Permanently Out of Use |  | 10000 | Gasoline (containing <=10% ethanol) | 1968-01-01 | Confederated Tribes and Bands of the Yakama Nation | Indian Land | Toppenish Auto Corral | 408 W. 1st Ave. | Toppenish | WA | 98948 | 46.375 | -120.3153
10 | 4260126 | Toppenish Auto Corral | Tank 3 | TRUE | Permanently Out of Use |  | 800 | Used Oil | 1955-01-01 | Confederated Tribes and Bands of the Yakama Nation | Indian Land | Toppenish Auto Corral | 408 W. 1st Ave. | Toppenish | WA | 98948 | 46.375 | -120.3153
10 | 4260126 | Toppenish Auto Corral | Tank 2 | TRUE | Permanently Out of Use |  | 6200 | Gasoline (containing <=10% ethanol) | 1955-01-01 | Confederated Tribes and Bands of the Yakama Nation | Indian Land | Toppenish Auto Corral | 408 W. 1st Ave. | Toppenish | WA | 98948 | 46.375 | -120.3153
10 | 4260127 | Wolf Den Restaurant | Tank 1 | TRUE | Currently in Use |  | 20000 | Gasoline (containing <=10% ethanol) | 2006-10-01 | Confederated Tribes and Bands of the Yakama Nation | Indian Land | Wolf Den Restaurant | 61 W. Wapato Rd. | Wapato | WA | 98951 | 46.4483 | -120.4312
10 | 4260127 | Wolf Den Restaurant | Tank 3 | TRUE | Currently in Use |  | 20000 | Gasoline (containing <=10% ethanol) | 2006-10-01 | Confederated Tribes and Bands of the Yakama Nation | Indian Land | Wolf Den Restaurant | 61 W. Wapato Rd. | Wapato | WA | 98951 | 46.4483 | -120.4312
10 | 4260127 | Wolf Den Restaurant | Tank 2 | TRUE | Currently in Use |  | 20000 | Gasoline (containing <=10% ethanol) | 2006-10-01 | Confederated Tribes and Bands of the Yakama Nation | Indian Land | Wolf Den Restaurant | 61 W. Wapato Rd. | Wapato | WA | 98951 | 46.4483 | -120.4312
10 | 4260128 | Signal Peak Ranger Station | Tank 1 | TRUE | Permanently Out of Use |  | 500 | Used Oil | 1899-12-31 | Confederated Tribes and Bands of the Yakama Nation | Trust | Signal Peak Ranger Station | Signal Peak Rd. (Road BIA 140) | Glenwood | WA | 98619 | 46.24 | 121.1438
10 | 4260128 | Signal Peak Ranger Station | Tank 2 | TRUE | Permanently Out of Use |  | 1000 | Unknown Petroleum | 1899-12-31 | Confederated Tribes and Bands of the Yakama Nation | Trust | Signal Peak Ranger Station | Signal Peak Rd. (Road BIA 140) | Glenwood | WA | 98619 | 46.24 | 121.1438
10 | 4260129 | Burlington Northern - Toppenish Depot | Tank TOP-1 | TRUE | Permanently Out of Use |  | 100 | Gasoline (containing <=10% ethanol) | 1966-01-01 | Confederated Tribes and Bands of the Yakama Nation | Indian Land | Burlington Northern - Toppenish Depot | MP71, 3rd Sub Portland Div Line Segment 48 | Toppenish | WA | 98948 | 46.381 | -120.3126
10 | 4260129 | Burlington Northern - Toppenish Depot | Tank TOP-3 | TRUE | Permanently Out of Use |  | 1000 | Gasoline (containing <=10% ethanol) | 1966-01-01 | Confederated Tribes and Bands of the Yakama Nation | Indian Land | Burlington Northern - Toppenish Depot | MP71, 3rd Sub Portland Div Line Segment 48 | Toppenish | WA | 98948 | 46.381 | -120.3126
10 | 4260129 | Burlington Northern - Toppenish Depot | Tank TOP-2 | TRUE | Permanently Out of Use |  | 200 | Gasoline (containing <=10% ethanol) | 1966-01-01 | Confederated Tribes and Bands of the Yakama Nation | Indian Land | Burlington Northern - Toppenish Depot | MP71, 3rd Sub Portland Div Line Segment 48 | Toppenish | WA | 98948 | 46.381 | -120.3126
10 | 4260130 | Klickitat Salmon Hatchery | Tank 1 | TRUE | Permanently Out of Use |  | 3600 | Diesel | 1986-01-01 | Confederated Tribes and Bands of the Yakama Nation | Indian Land | Klickitat Salmon Hatchery | 301 Fish Hatchery Rd. | Glenwood | WA | 98619 | 46.0381 | -121.1828
10 | 4260130 | Klickitat Salmon Hatchery | Tank 3 | TRUE | Permanently Out of Use |  | 550 | Gasoline (containing <=10% ethanol) | 1970-01-01 | Confederated Tribes and Bands of the Yakama Nation | Indian Land | Klickitat Salmon Hatchery | 301 Fish Hatchery Rd. | Glenwood | WA | 98619 | 46.0381 | -121.1828
10 | 4260130 | Klickitat Salmon Hatchery | Tank 2 | TRUE | Permanently Out of Use |  | 550 | Diesel | 1970-01-01 | Confederated Tribes and Bands of the Yakama Nation | Indian Land | Klickitat Salmon Hatchery | 301 Fish Hatchery Rd. | Glenwood | WA | 98619 | 46.0381 | -121.1828
10 | 4260131 | Parker Microwave | Tank PAM-1 | TRUE | Permanently Out of Use |  | 300 | Diesel | 1998-01-01 | Confederated Tribes and Bands of the Yakama Nation | Indian Land | Parker Microwave | Parker Mountain | Parker | WA | 98939 | 46.5328 | -120.4947
10 | 4260132 | McDonald Fruit Farm | Tank 1 | TRUE | Permanently Out of Use |  | 10000 | Gasoline (containing <=10% ethanol) | 1982-01-01 | Confederated Tribes and Bands of the Yakama Nation | Indian Land | McDonald Fruit Farm | 2682 Donald Rd. | Wapato | WA | 98951 | 46.4623 | -120.3906
10 | 4260132 | McDonald Fruit Farm | Tank 2 | TRUE | Permanently Out of Use |  | 10000 | Diesel | 1982-01-01 | Confederated Tribes and Bands of the Yakama Nation | Indian Land | McDonald Fruit Farm | 2682 Donald Rd. | Wapato | WA | 98951 | 46.4623 | -120.3906
10 | 4260133 | Alfalfa Microwave | Tank ALF-1 | TRUE | Permanently Out of Use |  | 300 | Diesel | 1968-01-01 | Confederated Tribes and Bands of the Yakama Nation | Indian Land | Alfalfa Microwave | Lat. 46 18 28N, Long. 120 13 20 W | Granger | WA | 98932 | 46.3076 | -120.4959
10 | 4260134 | Satus Pass Maintenance Site | Tank 66D01033 | TRUE | Permanently Out of Use |  | 1500 | Diesel | 1969-01-01 | Confederated Tribes and Bands of the Yakama Nation | Indian Land | Satus Pass Maintenance Site | SR 97, MP 27.1, East Side | Goldendale | WA | 98620 | 46.2318 | -120.1195
10 | 4260135 | E. W. Brandt & Sons, Inc. | Tank 1 | TRUE | Permanently Out of Use |  | 2000 | Diesel | 1979-01-01 | Confederated Tribes and Bands of the Yakama Nation | Indian Land | E. W. Brandt & Sons, Inc. | 561 Ragan Rd. | Wapato | WA | 98951 | 46.446 | -120.4217
10 | 4260136 | Pacific Power & Light | Tank 1 | TRUE | Permanently Out of Use |  | 1000 | Gasoline (containing <=10% ethanol) | 1962-01-01 | Confederated Tribes and Bands of the Yakama Nation | Indian Land | Pacific Power & Light | 503 S. Elm St. | Toppenish | WA | 98948 | 46.373 | -120.3212
10 | 4260137 | Benton Rural Electric Association | Tank 5 | TRUE | Permanently Out of Use |  | 500 | Gasoline (containing <=10% ethanol) | 1956-01-01 | Confederated Tribes and Bands of the Yakama Nation | Indian Land | Benton Rural Electric Association | 715 E. Toppenish Ave. | Toppenish | WA | 98948 | 46.3769 | -120.3015
10 | 4260138 | Shade Tree Inn | Tank 1 | TRUE | Permanently Out of Use |  | 3000 | Gasoline (containing <=10% ethanol) | 1971-01-01 | Confederated Tribes and Bands of the Yakama Nation | Indian Land | Shade Tree Inn | 105 E. Main St. | Glenwood | WA | 98619 | 46.0184 | -121.2929
10 | 4260138 | Shade Tree Inn | Tank 3 | TRUE | Permanently Out of Use |  | 500 | Diesel | 1966-01-01 | Confederated Tribes and Bands of the Yakama Nation | Indian Land | Shade Tree Inn | 105 E. Main St. | Glenwood | WA | 98619 | 46.0184 | -121.2929
10 | 4260138 | Shade Tree Inn | Tank 2 | TRUE | Permanently Out of Use |  | 3000 | Gasoline (containing <=10% ethanol) | 1971-01-01 | Confederated Tribes and Bands of the Yakama Nation | Indian Land | Shade Tree Inn | 105 E. Main St. | Glenwood | WA | 98619 | 46.0184 | -121.2929
10 | 4260139 | City of Wapato Maintenance Shop | Tank 1 | TRUE | Permanently Out of Use |  | 1100 | Gasoline (containing <=10% ethanol) | 1974-01-01 | Confederated Tribes and Bands of the Yakama Nation | Indian Land | City of Wapato Maintenance Shop | 507 W. 1st St. | Wapato | WA | 98951 | 46.4477 | -120.426
10 | 4260139 | City of Wapato Maintenance Shop | Tank 4 | TRUE | Permanently Out of Use |  | 550 | Gasoline (containing <=10% ethanol) | 1956-01-01 | Confederated Tribes and Bands of the Yakama Nation | Indian Land | City of Wapato Maintenance Shop | 507 W. 1st St. | Wapato | WA | 98951 | 46.4477 | -120.426
10 | 4260139 | City of Wapato Maintenance Shop | Tank 3 | TRUE | Permanently Out of Use |  | 550 | Gasoline (containing <=10% ethanol) | 1956-01-01 | Confederated Tribes and Bands of the Yakama Nation | Indian Land | City of Wapato Maintenance Shop | 507 W. 1st St. | Wapato | WA | 98951 | 46.4477 | -120.426
10 | 4260139 | City of Wapato Maintenance Shop | Tank 2 | TRUE | Permanently Out of Use |  | 1100 | Diesel | 1976-01-01 | Confederated Tribes and Bands of the Yakama Nation | Indian Land | City of Wapato Maintenance Shop | 507 W. 1st St. | Wapato | WA | 98951 | 46.4477 | -120.426
10 | 4260140 | Yakamart at Pahto Crossing | Tank 1 | TRUE | Permanently Out of Use |  | 15000 | Gasoline (containing <=10% ethanol) | 1998-07-01 | Confederated Tribes and Bands of the Yakama Nation | Trust | Yakamart at Pahto Crossing | 111 Fort Rd. | Toppenish | WA | 98948 | 46.3753 | -120.3313
10 | 4260140 | Yakamart at Pahto Crossing | Tank 2 | TRUE | Permanently Out of Use |  | 26000 | Diesel; Gasoline (containing <=10% ethanol) | 1998-07-01 | Confederated Tribes and Bands of the Yakama Nation | Trust | Yakamart at Pahto Crossing | 111 Fort Rd. | Toppenish | WA | 98948 | 46.3753 | -120.3313
10 | 4260141 | Dart Ranch | Tank 1 | TRUE | Permanently Out of Use |  | 2000 | Diesel | 1980-01-01 | Confederated Tribes and Bands of the Yakama Nation | Indian Land | Dart Ranch | 1831 Yakima Valley Hwy. | Wapato | WA | 98951 | 46.4623 | -120.3906
10 | 4260142 | Voelker Orchards | Tank 1 | TRUE | Permanently Out of Use |  | 3000 | Gasoline (containing <=10% ethanol) | 1982-01-01 | Confederated Tribes and Bands of the Yakama Nation | Indian Land | Voelker Orchards | 2522 Riggs Rd. | Wapato | WA | 98951 | 46.4793 | -120.5351
10 | 4260142 | Voelker Orchards | Tank 2 | TRUE | Permanently Out of Use |  | 3000 | Diesel | 1982-01-01 | Confederated Tribes and Bands of the Yakama Nation | Indian Land | Voelker Orchards | 2522 Riggs Rd. | Wapato | WA | 98951 | 46.4793 | -120.5351
10 | 4260143 | C & H Logging, Inc. | Tank 1 | TRUE | Permanently Out of Use |  | 1000 | Gasoline (containing <=10% ethanol) | 1981-01-01 | Confederated Tribes and Bands of the Yakama Nation | Indian Land | C & H Logging, Inc. | Rt. 1 Box 125 | Glenwood | WA | 98619 | 45.9907 | -121.3392
10 | 4260144 | Cohodas - Frank Co. | Tank 1 | TRUE | Permanently Out of Use |  | 10000 | Gasoline (containing <=10% ethanol) | 1979-01-01 | Confederated Tribes and Bands of the Yakama Nation | Indian Land | Cohodas - Frank Co. | Lateral B | Wapato | WA | 98951 | 46.4454 | -120.4217
10 | 4260145 | Pabisz Motors | Tank 1 | TRUE | Permanently Out of Use |  | 500 | Used Oil | 1966-03-01 | Confederated Tribes and Bands of the Yakama Nation | Indian Land | Pabisz Motors | 108 Washington St. | Toppenish | WA | 98948 | 46.3764 | -120.3114
10 | 4260145 | Pabisz Motors | Tank 2 | TRUE | Permanently Out of Use |  | 500 | Used Oil | 1966-03-01 | Confederated Tribes and Bands of the Yakama Nation | Indian Land | Pabisz Motors | 108 Washington St. | Toppenish | WA | 98948 | 46.3764 | -120.3114
10 | 4260146 | Toppenish Wastewater Treatment Plant | Tank 1 | TRUE | Permanently Out of Use |  | 500 | Diesel | 1976-01-01 | Confederated Tribes and Bands of the Yakama Nation | Indian Land | Toppenish Wastewater Treatment Plant | 501 Annahat Rd. | Toppenish | WA | 98948 | 46.3685 | -120.2841
10 | 4260147 | Burkybile | Tank 1 | TRUE | Permanently Out of Use |  | 10000 | Gasoline (containing <=10% ethanol) | 1899-12-31 | Confederated Tribes and Bands of the Yakama Nation | Trust | Burkybile | 900 W 1st Ave | Toppenish | WA | 98948 | 46.375 | 120.3265
10 | 4260148 | 8531 W Wapato Ave | Tank 1 | TRUE | Permanently Out of Use |  | 500 | Unknown Petroleum | 1899-12-31 | Confederated Tribes and Bands of the Yakama Nation | Fee Land | 8531 W Wapato Ave | 8531 W Wapato Ave | White Swan | WA | 98951 | 46.4479 | 120.6071
10 | 4260148 | 8531 W Wapato Ave | Tank 2 | TRUE | Permanently Out of Use |  | 1000 | Unknown Petroleum | 1899-12-31 | Confederated Tribes and Bands of the Yakama Nation | Fee Land | 8531 W Wapato Ave | 8531 W Wapato Ave | White Swan | WA | 98951 | 46.4479 | 120.6071
10 | 4260149 | Satus Store & Gas | Tank 1 | TRUE | Permanently Out of Use |  | 750 | Gasoline (containing <=10% ethanol) | 1899-12-31 | Confederated Tribes and Bands of the Yakama Nation | Indian Land | Satus Store & Gas | Hwy. 22 and Satus Rd. | Granger | WA | 98932 | 46.2702 | -120.1515
10 | 4260149 | Satus Store & Gas | Tank 2 | TRUE | Permanently Out of Use |  | 950 | Gasoline (containing <=10% ethanol) | 1899-12-31 | Confederated Tribes and Bands of the Yakama Nation | Indian Land | Satus Store & Gas | Hwy. 22 and Satus Rd. | Granger | WA | 98932 | 46.2702 | -120.1515
10 | 4260149 | Satus Store & Gas | Tank 3 | TRUE | Permanently Out of Use |  | 2000 | Unknown Petroleum | 1899-12-31 | Confederated Tribes and Bands of the Yakama Nation | Indian Land | Satus Store & Gas | Hwy. 22 and Satus Rd. | Granger | WA | 98932 | 46.2702 | -120.1515
10 | 4260150 | Toppenish National Wildlife Refuge | Tank 1 | TRUE | Permanently Out of Use |  | 1000 | Gasoline (containing <=10% ethanol) | 1971-01-01 | Confederated Tribes and Bands of the Yakama Nation | Indian Land | Toppenish National Wildlife Refuge | Rt. 1, Box 1300, 10 miles south of Toppenish on Hwy. 97 off of Pumphouse Rd. | Toppenish | WA | 98948 | 46.2995 | -120.3815
10 | 4260151 | Dick Wolfe Distributing Co. | Tank 1 | TRUE | Permanently Out of Use |  | 12160 | Gasoline (containing <=10% ethanol) | 1955-01-01 | Confederated Tribes and Bands of the Yakama Nation | Indian Land | Dick Wolfe Distributing Co. | 301 S. Toppenish Ave. | Toppenish | WA | 98948 | 46.3735 | -120.3111
10 | 4260151 | Dick Wolfe Distributing Co. | Tank 2 | TRUE | Permanently Out of Use |  | 6800 | Diesel | 1955-01-01 | Confederated Tribes and Bands of the Yakama Nation | Indian Land | Dick Wolfe Distributing Co. | 301 S. Toppenish Ave. | Toppenish | WA | 98948 | 46.3735 | -120.3111
10 | 4260151 | Dick Wolfe Distributing Co. | Tank 3 | TRUE | Permanently Out of Use |  | 6500 | Diesel | 1955-01-01 | Confederated Tribes and Bands of the Yakama Nation | Indian Land | Dick Wolfe Distributing Co. | 301 S. Toppenish Ave. | Toppenish | WA | 98948 | 46.3735 | -120.3111
10 | 4260151 | Dick Wolfe Distributing Co. | Tank 4 | TRUE | Permanently Out of Use |  | 3600 | Kerosene | 1955-01-01 | Confederated Tribes and Bands of the Yakama Nation | Indian Land | Dick Wolfe Distributing Co. | 301 S. Toppenish Ave. | Toppenish | WA | 98948 | 46.3735 | -120.3111
10 | 4260151 | Dick Wolfe Distributing Co. | Tank 5 | TRUE | Permanently Out of Use |  | 2800 | Gasoline (containing <=10% ethanol) | 1955-01-01 | Confederated Tribes and Bands of the Yakama Nation | Indian Land | Dick Wolfe Distributing Co. | 301 S. Toppenish Ave. | Toppenish | WA | 98948 | 46.3735 | -120.3111
10 | 4260151 | Dick Wolfe Distributing Co. | Tank 6 | TRUE | Permanently Out of Use |  | 1000 | Gasoline (containing <=10% ethanol) | 1955-01-01 | Confederated Tribes and Bands of the Yakama Nation | Indian Land | Dick Wolfe Distributing Co. | 301 S. Toppenish Ave. | Toppenish | WA | 98948 | 46.3735 | -120.3111
10 | 4260151 | Dick Wolfe Distributing Co. | Tank 7 | TRUE | Permanently Out of Use |  | 1500 | Gasoline (containing <=10% ethanol) | 1955-01-01 | Confederated Tribes and Bands of the Yakama Nation | Indian Land | Dick Wolfe Distributing Co. | 301 S. Toppenish Ave. | Toppenish | WA | 98948 | 46.3735 | -120.3111
10 | 4260151 | Dick Wolfe Distributing Co. | Tank 8 | TRUE | Permanently Out of Use |  | 1500 | Gasoline (containing <=10% ethanol) | 1955-01-01 | Confederated Tribes and Bands of the Yakama Nation | Indian Land | Dick Wolfe Distributing Co. | 301 S. Toppenish Ave. | Toppenish | WA | 98948 | 46.3735 | -120.3111
10 | 4260151 | Dick Wolfe Distributing Co. | Tank 9 | TRUE | Permanently Out of Use |  | 500 | Gasoline (containing <=10% ethanol) | 1955-01-01 | Confederated Tribes and Bands of the Yakama Nation | Indian Land | Dick Wolfe Distributing Co. | 301 S. Toppenish Ave. | Toppenish | WA | 98948 | 46.3735 | -120.3111
10 | 4260152 | City of Toppenish | Tank 1 | TRUE | Permanently Out of Use |  | 2500 | Gasoline (containing <=10% ethanol) | 1899-12-31 | Confederated Tribes and Bands of the Yakama Nation | Indian Land | City of Toppenish | 503 Washington Ave. (now 411 Washington Ave.) | Toppenish | WA | 98948 | 46.3793 | -120.3152
10 | 4260152 | City of Toppenish | Tank 2 | TRUE | Permanently Out of Use |  | 2500 | Gasoline (containing <=10% ethanol) | 1899-12-31 | Confederated Tribes and Bands of the Yakama Nation | Indian Land | City of Toppenish | 503 Washington Ave. (now 411 Washington Ave.) | Toppenish | WA | 98948 | 46.3793 | -120.3152
10 | 4260152 | City of Toppenish | Tank 3 | TRUE | Permanently Out of Use |  | 500 | Gasoline (containing <=10% ethanol) | 1899-12-31 | Confederated Tribes and Bands of the Yakama Nation | Indian Land | City of Toppenish | 503 Washington Ave. (now 411 Washington Ave.) | Toppenish | WA | 98948 | 46.3793 | -120.3152
10 | 4260152 | City of Toppenish | Tank 4 | TRUE | Permanently Out of Use |  | 500 | Gasoline (containing <=10% ethanol) | 1899-12-31 | Confederated Tribes and Bands of the Yakama Nation | Indian Land | City of Toppenish | 503 Washington Ave. (now 411 Washington Ave.) | Toppenish | WA | 98948 | 46.3793 | -120.3152
10 | 4260152 | City of Toppenish | Tank 5 | TRUE | Permanently Out of Use |  | 250 | Hydraulic Oil | 1899-12-31 | Confederated Tribes and Bands of the Yakama Nation | Indian Land | City of Toppenish | 503 Washington Ave. (now 411 Washington Ave.) | Toppenish | WA | 98948 | 46.3793 | -120.3152
10 | 4260153 | City of Wapato Dept. of Public Works | Tank 1 | TRUE | Permanently Out of Use |  | 3000 | Gasoline (containing <=10% ethanol) | 1990-01-01 | Confederated Tribes and Bands of the Yakama Nation | Indian Land | City of Wapato Dept. of Public Works | 100 French Lane | Wapato | WA | 98951 | 46.4404 | -120.4152
10 | 4260153 | City of Wapato Dept. of Public Works | Tank 2 | TRUE | Permanently Out of Use |  | 3000 | Diesel | 1990-01-01 | Confederated Tribes and Bands of the Yakama Nation | Indian Land | City of Wapato Dept. of Public Works | 100 French Lane | Wapato | WA | 98951 | 46.4404 | -120.4152
10 | 4260154 | Marion Drain Rd Abandoned Site | Tank 2 | TRUE | Permanently Out of Use |  | 6400 | Gasoline (containing <=10% ethanol) | 1899-12-31 | Confederated Tribes and Bands of the Yakama Nation | Fee Land | Marion Drain Rd Abandoned Site | 10661 Marion Drain Rd | Toppenish | WA | 98948 | 46.351 | -120.5576
10 | 4260155 | Ranch 32 | Tank 1 | TRUE | Permanently Out of Use |  | 1500 | Gasoline (containing <=10% ethanol) | 1899-12-31 | Confederated Tribes and Bands of the Yakama Nation | Fee Land | Ranch 32 | 1332 Keys Road | Wapato | WA | 98951 | 46.4907 | -120.486
10 | 4270001 | Cowlitz Crossing | Tank 1 | TRUE | Currently in Use |  | 30000 | Gasoline (containing <=10% ethanol) | 2019-01-01 | Cowlitz Indian Tribe | Indian Land | Cowlitz Crossing | 31801 NW 31st Ave | Ridgefield | WA | 98642 | 45.8508 | -122.7051
10 | 4270001 | Cowlitz Crossing | Tank 3 | TRUE | Currently in Use |  | 25000 | Diesel | 2019-01-01 | Cowlitz Indian Tribe | Indian Land | Cowlitz Crossing | 31801 NW 31st Ave | Ridgefield | WA | 98642 | 45.8508 | -122.7051
10 | 4270001 | Cowlitz Crossing | Tank 2 | TRUE | Currently in Use |  | 30000 | Diesel; Gasoline (containing <=10% ethanol) | 2019-01-01 | Cowlitz Indian Tribe | Indian Land | Cowlitz Crossing | 31801 NW 31st Ave | Ridgefield | WA | 98642 | 45.8508 | -122.7051
10 | 4280001 | Samcor Fuel & Tobacco | 1 | TRUE | Currently in Use |  | 24000 | Gasoline (containing <=10% ethanol) | 2021-06-23 | Samish Indian Nation | Indian Land | Samcor Fuel & Tobacco | 14128 Smeyes Run Drive | Anacortes | WA | 98221 | 48.4568 | -122.5186
10 | 4280001 | Samcor Fuel & Tobacco | 2 | TRUE | Currently in Use |  | 24000 | Diesel; Gasoline (containing <=10% ethanol) | 2021-06-23 | Samish Indian Nation | Indian Land | Samcor Fuel & Tobacco | 14128 Smeyes Run Drive | Anacortes | WA | 98221 | 48.4568 | -122.5186
10 | 4290001 | Crescent Market at Snoqualmie | Tank 1 | TRUE | Currently in Use |  | 20000 | Gasoline (containing <=10% ethanol) | 2017-06-01 | Snoqualmie Indian Tribe | Trust | Crescent Market at Snoqualmie | 37500 "B" SE North Bend Way | Snoqualmie | WA | 98065 | 47.5167 | -121.8431
10 | 4290001 | Crescent Market at Snoqualmie | Tank 2 | TRUE | Currently in Use |  | 20000 | Gasoline (containing <=10% ethanol) | 2017-06-01 | Snoqualmie Indian Tribe | Trust | Crescent Market at Snoqualmie | 37500 "B" SE North Bend Way | Snoqualmie | WA | 98065 | 47.5167 | -121.8431
10 | 4290001 | Crescent Market at Snoqualmie | Tank 3 | TRUE | Currently in Use |  | 20000 | Diesel; Gasoline (containing <=10% ethanol) | 2017-06-01 | Snoqualmie Indian Tribe | Trust | Crescent Market at Snoqualmie | 37500 "B" SE North Bend Way | Snoqualmie | WA | 98065 | 47.5167 | -121.8431