## Region 8 Tribal UST Compartment
Region | Location ID | Facility Name | Tank Name | Compartment Name | Compartment Status Description | Compartment Capacity | Federally Regulated | Date Of Tankstatchange | Substance Description | Overfill Installed | Spill Installed | Tribe | Locname | Street Address | City | State | Zip
8 | 1010001 | San Juan Marina | Tank 1 | Tank 1 Compartment 1 | Permanently Out of Use | 2000 | TRUE |  | Gasoline (containing <=10% ethanol) | FALSE | Unknown | Southern Ute Indian Tribe of the Southern Ute Reservation, Colorado | San Juan Marina | Navajo State Park | Ignacio | CO | 81137
8 | 1010001 | San Juan Marina | Tank 2 | Tank 2 Compartment 1 | Permanently Out of Use | 2000 | TRUE |  | Gasoline (containing <=10% ethanol) | FALSE | Unknown | Southern Ute Indian Tribe of the Southern Ute Reservation, Colorado | San Juan Marina | Navajo State Park | Ignacio | CO | 81137
8 | 1010001 | San Juan Marina | Tank 3 | Tank 3 Compartment 1 | Permanently Out of Use | 8000 | TRUE |  | Gasoline (containing <=10% ethanol) | FALSE | Unknown | Southern Ute Indian Tribe of the Southern Ute Reservation, Colorado | San Juan Marina | Navajo State Park | Ignacio | CO | 81137
8 | 1010001 | San Juan Marina | Tank 4 | Tank 4 Compartment 1 | Permanently Out of Use | 1000 | TRUE |  | Gasoline (containing <=10% ethanol) | FALSE | Unknown | Southern Ute Indian Tribe of the Southern Ute Reservation, Colorado | San Juan Marina | Navajo State Park | Ignacio | CO | 81137
8 | 1010002 | BIA Warehouse #40 | Tank 1 | Tank 1 Compartment 1 | Permanently Out of Use | 6000 | TRUE | 2002-09-15 | Diesel | TRUE | Spill Bucket | Southern Ute Indian Tribe of the Southern Ute Reservation, Colorado | BIA Warehouse #40 | CR 517 | Ignacio | CO | 81137
8 | 1010002 | BIA Warehouse #40 | Tank 2 | Tank 2 Compartment 1 | Permanently Out of Use | 4000 | TRUE | 2000-09-15 | Gasoline (containing <=10% ethanol) | FALSE | Unknown | Southern Ute Indian Tribe of the Southern Ute Reservation, Colorado | BIA Warehouse #40 | CR 517 | Ignacio | CO | 81137
8 | 1010003 | Southern Ute Motor Pool | Tank 1 | Tank 1 Compartment 1 | Permanently Out of Use | 2000 | TRUE | 2003-03-17 | Gasoline (containing <=10% ethanol) | TRUE | Spill Bucket | Southern Ute Indian Tribe of the Southern Ute Reservation, Colorado | Southern Ute Motor Pool | 815 CR 517 | Ignacio | CO | 81137
8 | 1010003 | Southern Ute Motor Pool | Tank 2 | Tank 2 Compartment 1 | Permanently Out of Use | 2000 | TRUE | 2003-03-17 | Gasoline (containing <=10% ethanol) | TRUE | Spill Bucket | Southern Ute Indian Tribe of the Southern Ute Reservation, Colorado | Southern Ute Motor Pool | 815 CR 517 | Ignacio | CO | 81137
8 | 1010003 | Southern Ute Motor Pool | Tank 3 | Tank 3 Compartment 1 | Permanently Out of Use | 2000 | TRUE | 2003-03-17 | Diesel | TRUE | Spill Bucket | Southern Ute Indian Tribe of the Southern Ute Reservation, Colorado | Southern Ute Motor Pool | 815 CR 517 | Ignacio | CO | 81137
8 | 1010004 | Custom Farm Yard | Tank 1 | Tank 1 Compartment 1 | Permanently Out of Use | 2000 | TRUE |  | Gasoline (containing <=10% ethanol) | FALSE | Unknown | Southern Ute Indian Tribe of the Southern Ute Reservation, Colorado | Custom Farm Yard | South of CR 516 | Ignacio | CO | 81137
8 | 1010004 | Custom Farm Yard | Tank 2 | Tank 2 Compartment 1 | Permanently Out of Use | 2000 | TRUE |  | Gasoline (containing <=10% ethanol) | FALSE | Unknown | Southern Ute Indian Tribe of the Southern Ute Reservation, Colorado | Custom Farm Yard | South of CR 516 | Ignacio | CO | 81137
8 | 1010005 | Ignacio Texaco | Tank 1 | Tank 1 Compartment 1 | Permanently Out of Use | 5000 | TRUE |  | Gasoline (containing <=10% ethanol) | FALSE | Unknown | Southern Ute Indian Tribe of the Southern Ute Reservation, Colorado | Ignacio Texaco | 580 Goddard St. | Ignacio | CO | 81137
8 | 1010005 | Ignacio Texaco | Tank 2 | Tank 2 Compartment 1 | Permanently Out of Use | 5000 | TRUE |  | Gasoline (containing <=10% ethanol) | FALSE | Unknown | Southern Ute Indian Tribe of the Southern Ute Reservation, Colorado | Ignacio Texaco | 580 Goddard St. | Ignacio | CO | 81137
8 | 1010005 | Ignacio Texaco | Tank 3 | Tank 3 Compartment 1 | Permanently Out of Use | 5000 | TRUE |  | Gasoline (containing <=10% ethanol) | FALSE | Unknown | Southern Ute Indian Tribe of the Southern Ute Reservation, Colorado | Ignacio Texaco | 580 Goddard St. | Ignacio | CO | 81137
8 | 1010005 | Ignacio Texaco | Tank 4 | Tank 4 Compartment 1 | Permanently Out of Use | 5000 | TRUE |  | Diesel | FALSE | Unknown | Southern Ute Indian Tribe of the Southern Ute Reservation, Colorado | Ignacio Texaco | 580 Goddard St. | Ignacio | CO | 81137
8 | 1010006 | 7-2-11 #41 | Tank 1 | Tank 1 Compartment 1 | Currently in Use | 6000 | TRUE |  | Gasoline (containing <=10% ethanol) | TRUE | Spill Bucket | Southern Ute Indian Tribe of the Southern Ute Reservation, Colorado | 7-2-11 #41 | 435 Goddard | Ignacio | CO | 81137
8 | 1010006 | 7-2-11 #41 | Tank 2 | Tank 2 Compartment 1 | Currently in Use | 6000 | TRUE |  | Gasoline (containing <=10% ethanol) | TRUE | Spill Bucket | Southern Ute Indian Tribe of the Southern Ute Reservation, Colorado | 7-2-11 #41 | 435 Goddard | Ignacio | CO | 81137
8 | 1010006 | 7-2-11 #41 | Tank 3 | Tank 3 Compartment 1 | Currently in Use | 6000 | TRUE |  | Diesel | TRUE | Spill Bucket | Southern Ute Indian Tribe of the Southern Ute Reservation, Colorado | 7-2-11 #41 | 435 Goddard | Ignacio | CO | 81137
8 | 1010006 | 7-2-11 #41 | Tank 4 | Tank 4 Compartment 1 | Currently in Use | 6000 | TRUE |  | Gasoline (containing <=10% ethanol) | TRUE | Spill Bucket | Southern Ute Indian Tribe of the Southern Ute Reservation, Colorado | 7-2-11 #41 | 435 Goddard | Ignacio | CO | 81137
8 | 1010007 | Country Market | Tank 1 | Tank 1 Compartment 1 | Permanently Out of Use | 1000 | TRUE |  | Gasoline (containing <=10% ethanol) | FALSE | Unknown | Southern Ute Indian Tribe of the Southern Ute Reservation, Colorado | Country Market | SE1/4 Sec. 10-T32N-R6W (Just NW of Jnct. of CO Hwy 151 & Rd. 329) | Ignacio | CO | 81137
8 | 1010007 | Country Market | Tank 2 | Tank 2 Compartment 1 | Permanently Out of Use | 1000 | TRUE |  | Gasoline (containing <=10% ethanol) | FALSE | Unknown | Southern Ute Indian Tribe of the Southern Ute Reservation, Colorado | Country Market | SE1/4 Sec. 10-T32N-R6W (Just NW of Jnct. of CO Hwy 151 & Rd. 329) | Ignacio | CO | 81137
8 | 1010008 | Town of Ignacio Maintenance Yard | Tank 1 | Tank 1 Compartment 1 | Permanently Out of Use | 1000 | TRUE |  | Gasoline (containing <=10% ethanol) | TRUE | Spill Bucket | Southern Ute Indian Tribe of the Southern Ute Reservation, Colorado | Town of Ignacio Maintenance Yard | 175 Becker St. | Ignacio | CO | 81137
8 | 1010008 | Town of Ignacio Maintenance Yard | Tank 2 | Tank 2 Compartment 1 | Permanently Out of Use | 1000 | TRUE |  | Diesel | TRUE | Spill Bucket | Southern Ute Indian Tribe of the Southern Ute Reservation, Colorado | Town of Ignacio Maintenance Yard | 175 Becker St. | Ignacio | CO | 81137
8 | 1010009 | Ignacio United School District | Tank 1 | Tank 1 Compartment 1 | Permanently Out of Use | 12000 | TRUE |  | Diesel | FALSE | Unknown | Southern Ute Indian Tribe of the Southern Ute Reservation, Colorado | Ignacio United School District | 315 Ignacio St | Ignacio | CO | 81137
8 | 1010009 | Ignacio United School District | Tank 2 | Tank 2 Compartment 1 | Permanently Out of Use | 10000 | TRUE |  | Gasoline (containing <=10% ethanol) | FALSE | Unknown | Southern Ute Indian Tribe of the Southern Ute Reservation, Colorado | Ignacio United School District | 315 Ignacio St | Ignacio | CO | 81137
8 | 1010009 | Ignacio United School District | Tank 3 | Tank 3 Compartment 1 | Permanently Out of Use | 20000 | TRUE |  | Gasoline (containing <=10% ethanol) | FALSE | Unknown | Southern Ute Indian Tribe of the Southern Ute Reservation, Colorado | Ignacio United School District | 315 Ignacio St | Ignacio | CO | 81137
8 | 1010010 | Twin Crossing Traiding Post | Tank 1 | Tank 1 Compartment 1 | Permanently Out of Use | 1000 | TRUE |  | Gasoline (containing <=10% ethanol) | FALSE | Unknown | Southern Ute Indian Tribe of the Southern Ute Reservation, Colorado | Twin Crossing Traiding Post | 1929 U.S. Hwy 550 South | Durango | CO | 81301
8 | 1010010 | Twin Crossing Traiding Post | Tank 2 | Tank 2 Compartment 1 | Permanently Out of Use | 500 | TRUE |  | Gasoline (containing <=10% ethanol) | FALSE | Unknown | Southern Ute Indian Tribe of the Southern Ute Reservation, Colorado | Twin Crossing Traiding Post | 1929 U.S. Hwy 550 South | Durango | CO | 81301
8 | 1010011 | Walkers | Tank 1 | Tank 1 Compartment 1 | Permanently Out of Use | 115 | TRUE |  | Gasoline (containing <=10% ethanol) | FALSE | Unknown | Southern Ute Indian Tribe of the Southern Ute Reservation, Colorado | Walkers | 18003 Hwy. 151 | Arboles | CO | 81121
8 | 1010011 | Walkers | Tank 2 | Tank 2 Compartment 1 | Permanently Out of Use | 115 | TRUE |  | Gasoline (containing <=10% ethanol) | FALSE | Unknown | Southern Ute Indian Tribe of the Southern Ute Reservation, Colorado | Walkers | 18003 Hwy. 151 | Arboles | CO | 81121
8 | 1010012 | Thriftway #274 | Tank 1 | Tank 1 Compartment 1 | Permanently Out of Use | 6000 | TRUE | 2024-07-31 | Diesel | TRUE | Spill Bucket | Southern Ute Indian Tribe of the Southern Ute Reservation, Colorado | Thriftway #274 | 15051 State Hwy 172 West | Ignacio | CO | 81137
8 | 1010012 | Thriftway #274 | Tank 7 | DSL | Currently in Use | 12000 | TRUE |  | Diesel | TRUE | Spill Bucket | Southern Ute Indian Tribe of the Southern Ute Reservation, Colorado | Thriftway #274 | 15051 State Hwy 172 West | Ignacio | CO | 81137
8 | 1010012 | Thriftway #274 | Tank 6 | PUL | Currently in Use | 12000 | TRUE |  | Gasoline (containing <=10% ethanol) | TRUE | Spill Bucket | Southern Ute Indian Tribe of the Southern Ute Reservation, Colorado | Thriftway #274 | 15051 State Hwy 172 West | Ignacio | CO | 81137
8 | 1010012 | Thriftway #274 | Tank 5 | RUL | Currently in Use | 15000 | TRUE |  | Gasoline (containing <=10% ethanol) | TRUE | Spill Bucket | Southern Ute Indian Tribe of the Southern Ute Reservation, Colorado | Thriftway #274 | 15051 State Hwy 172 West | Ignacio | CO | 81137
8 | 1010012 | Thriftway #274 | Tank 2 | Tank 2 Compartment 1 | Permanently Out of Use | 6000 | TRUE | 2024-07-31 | Gasoline (containing <=10% ethanol) | TRUE | Spill Bucket | Southern Ute Indian Tribe of the Southern Ute Reservation, Colorado | Thriftway #274 | 15051 State Hwy 172 West | Ignacio | CO | 81137
8 | 1010012 | Thriftway #274 | Tank 3 | Tank 3 Compartment 1 | Permanently Out of Use | 6000 | TRUE | 2024-07-31 | Gasoline (containing <=10% ethanol) | TRUE | Spill Bucket | Southern Ute Indian Tribe of the Southern Ute Reservation, Colorado | Thriftway #274 | 15051 State Hwy 172 West | Ignacio | CO | 81137
8 | 1010012 | Thriftway #274 | Tank 4 | Tank 4 Compartment 1 | Permanently Out of Use | 6000 | TRUE | 2024-07-31 | Gasoline (containing <=10% ethanol) | TRUE | Spill Bucket | Southern Ute Indian Tribe of the Southern Ute Reservation, Colorado | Thriftway #274 | 15051 State Hwy 172 West | Ignacio | CO | 81137
8 | 1010013 | Sister's 2 Stage Stop (aka. Y-Not-Stop) | Tank 1 | Tank 1 Compartment 1 | Permanently Out of Use | 6000 | TRUE | 2008-07-30 | Gasoline (containing <=10% ethanol) | TRUE | Spill Bucket | Southern Ute Indian Tribe of the Southern Ute Reservation, Colorado | Sister's 2 Stage Stop (aka. Y-Not-Stop) | 1106 Hwy 550 South | Durango | CO | 81301
8 | 1010013 | Sister's 2 Stage Stop (aka. Y-Not-Stop) | Tank 2 | Tank 2 Compartment 1 | Permanently Out of Use | 6000 | TRUE |  | Gasoline (containing <=10% ethanol) | TRUE | Spill Bucket | Southern Ute Indian Tribe of the Southern Ute Reservation, Colorado | Sister's 2 Stage Stop (aka. Y-Not-Stop) | 1106 Hwy 550 South | Durango | CO | 81301
8 | 1010013 | Sister's 2 Stage Stop (aka. Y-Not-Stop) | Tank 3 | Tank 3 Compartment 1 | Permanently Out of Use | 115 | TRUE |  | Gasoline (containing <=10% ethanol) | FALSE | Unknown | Southern Ute Indian Tribe of the Southern Ute Reservation, Colorado | Sister's 2 Stage Stop (aka. Y-Not-Stop) | 1106 Hwy 550 South | Durango | CO | 81301
8 | 1010013 | Sister's 2 Stage Stop (aka. Y-Not-Stop) | Tank 4 | Tank 4 Compartment 1 | Permanently Out of Use | 115 | TRUE |  | Gasoline (containing <=10% ethanol) | FALSE | Unknown | Southern Ute Indian Tribe of the Southern Ute Reservation, Colorado | Sister's 2 Stage Stop (aka. Y-Not-Stop) | 1106 Hwy 550 South | Durango | CO | 81301
8 | 1010014 | TBR Service | Tank 1 | Tank 1 Compartment 1 | Permanently Out of Use | 6000 | TRUE |  | Gasoline (containing <=10% ethanol) | TRUE | Spill Bucket | Southern Ute Indian Tribe of the Southern Ute Reservation, Colorado | TBR Service | 6740 Highway 140 | Hesperus | CO | 81326
8 | 1010014 | TBR Service | Tank 5 | Tank 5 Compartment 1 | Permanently Out of Use | 6000 | TRUE | 2023-11-09 | Diesel | TRUE | Spill Bucket | Southern Ute Indian Tribe of the Southern Ute Reservation, Colorado | TBR Service | 6740 Highway 140 | Hesperus | CO | 81326
8 | 1010014 | TBR Service | Tank 4 | Tank 4 Compartment 1 | Permanently Out of Use | 6000 | TRUE | 2023-11-09 | Diesel | TRUE | Spill Bucket | Southern Ute Indian Tribe of the Southern Ute Reservation, Colorado | TBR Service | 6740 Highway 140 | Hesperus | CO | 81326
8 | 1010014 | TBR Service | Tank 3 | Tank 3 Compartment 1 | Permanently Out of Use | 8000 | TRUE | 2023-11-09 | Gasoline (containing <=10% ethanol) | TRUE | Spill Bucket | Southern Ute Indian Tribe of the Southern Ute Reservation, Colorado | TBR Service | 6740 Highway 140 | Hesperus | CO | 81326
8 | 1010014 | TBR Service | Tank 2 | Tank 2 Compartment 1 | Permanently Out of Use | 4000 | TRUE |  | Gasoline (containing <=10% ethanol) | TRUE | Spill Bucket | Southern Ute Indian Tribe of the Southern Ute Reservation, Colorado | TBR Service | 6740 Highway 140 | Hesperus | CO | 81326
8 | 1010015 | Pagosa Junction | Tank 1 | Tank 1 Compartment 1 | Permanently Out of Use | 115 | TRUE |  | Gasoline (containing <=10% ethanol) | FALSE | Unknown | Southern Ute Indian Tribe of the Southern Ute Reservation, Colorado | Pagosa Junction | Rt. #2 C.R. 500 | Ignacio | CO | 81137
8 | 1010015 | Pagosa Junction | Tank 2 | Tank 2 Compartment 1 | Permanently Out of Use | 115 | TRUE |  | Gasoline (containing <=10% ethanol) | FALSE | Unknown | Southern Ute Indian Tribe of the Southern Ute Reservation, Colorado | Pagosa Junction | Rt. #2 C.R. 500 | Ignacio | CO | 81137
8 | 1010016 | Jiffy Stop | Tank 1 | Tank 1 Compartment 1 | Permanently Out of Use | 4000 | TRUE |  | Gasoline (containing <=10% ethanol) | FALSE | Unknown | Southern Ute Indian Tribe of the Southern Ute Reservation, Colorado | Jiffy Stop | Goddard & Ignacio Streets | Durango | CO | 81302
8 | 1010016 | Jiffy Stop | Tank 2 | Tank 2 Compartment 1 | Permanently Out of Use | 4000 | TRUE |  | Gasoline (containing <=10% ethanol) | FALSE | Unknown | Southern Ute Indian Tribe of the Southern Ute Reservation, Colorado | Jiffy Stop | Goddard & Ignacio Streets | Durango | CO | 81302
8 | 1010016 | Jiffy Stop | Tank 3 | Tank 3 Compartment 1 | Permanently Out of Use | 6000 | TRUE |  | Gasoline (containing <=10% ethanol) | FALSE | Unknown | Southern Ute Indian Tribe of the Southern Ute Reservation, Colorado | Jiffy Stop | Goddard & Ignacio Streets | Durango | CO | 81302
8 | 1010016 | Jiffy Stop | Tank 4 | Tank 4 Compartment 1 | Permanently Out of Use | 1000 | TRUE |  | Diesel | FALSE | Unknown | Southern Ute Indian Tribe of the Southern Ute Reservation, Colorado | Jiffy Stop | Goddard & Ignacio Streets | Durango | CO | 81302
8 | 1010017 | District I Maintenance Shop | Tank 1 | Tank 1 Compartment 1 | Permanently Out of Use | 1000 | TRUE |  | Diesel | FALSE | Unknown | Southern Ute Indian Tribe of the Southern Ute Reservation, Colorado | District I Maintenance Shop | County Road 100 | Marvel | CO | 81329
8 | 1010017 | District I Maintenance Shop | Tank 2 | Tank 2 Compartment 1 | Permanently Out of Use | 1000 | TRUE |  | Gasoline (containing <=10% ethanol) | FALSE | Unknown | Southern Ute Indian Tribe of the Southern Ute Reservation, Colorado | District I Maintenance Shop | County Road 100 | Marvel | CO | 81329
8 | 1010018 | Piedra Peak Plaza | Tank 1 | Tank 1 RUL | Currently in Use | 10000 | TRUE |  | Gasoline (containing <=10% ethanol) | TRUE | Spill Bucket | Southern Ute Indian Tribe of the Southern Ute Reservation, Colorado | Piedra Peak Plaza | 53 City Road 982 | Arboles | CO | 81121
8 | 1010018 | Piedra Peak Plaza | Tank 2 | Tank 2 PUL | Currently in Use | 3000 | TRUE |  | Gasoline (containing <=10% ethanol) | TRUE | Spill Bucket | Southern Ute Indian Tribe of the Southern Ute Reservation, Colorado | Piedra Peak Plaza | 53 City Road 982 | Arboles | CO | 81121
8 | 1010018 | Piedra Peak Plaza | Tank 3 | Tank 3 DSL | Currently in Use | 3000 | TRUE |  | Diesel | TRUE | Spill Bucket | Southern Ute Indian Tribe of the Southern Ute Reservation, Colorado | Piedra Peak Plaza | 53 City Road 982 | Arboles | CO | 81121
8 | 1010019 | Ruth Candelaria | Tank 1 | Tank 1 Compartment 1 | Permanently Out of Use | 500 | TRUE |  | Gasoline (containing <=10% ethanol) | FALSE | Unknown | Southern Ute Indian Tribe of the Southern Ute Reservation, Colorado | Ruth Candelaria | 10383 CR 100 | Marvel | CO | 81329
8 | 1010019 | Ruth Candelaria | Tank 2 | Tank 2 Compartment 1 | Permanently Out of Use | 500 | TRUE |  | Gasoline (containing <=10% ethanol) | FALSE | Unknown | Southern Ute Indian Tribe of the Southern Ute Reservation, Colorado | Ruth Candelaria | 10383 CR 100 | Marvel | CO | 81329
8 | 1010020 | Ignacio Shell | Tank 1 | Tank 1 Compartment 1 | Permanently Out of Use | 2500 | TRUE |  | Gasoline (containing <=10% ethanol) | FALSE | Unknown | Southern Ute Indian Tribe of the Southern Ute Reservation, Colorado | Ignacio Shell | U.S. Hwy. 151 | Ignacio | CO | 81137
8 | 1010020 | Ignacio Shell | Tank 2 | Tank 2 Compartment 1 | Permanently Out of Use | 2500 | TRUE |  | Gasoline (containing <=10% ethanol) | FALSE | Unknown | Southern Ute Indian Tribe of the Southern Ute Reservation, Colorado | Ignacio Shell | U.S. Hwy. 151 | Ignacio | CO | 81137
8 | 1010020 | Ignacio Shell | Tank 3 | Tank 3 Compartment 1 | Permanently Out of Use | 1000 | TRUE |  | Gasoline (containing <=10% ethanol) | FALSE | Unknown | Southern Ute Indian Tribe of the Southern Ute Reservation, Colorado | Ignacio Shell | U.S. Hwy. 151 | Ignacio | CO | 81137
8 | 1010020 | Ignacio Shell | Tank 4 | Tank 4 Compartment 1 | Permanently Out of Use | 500 | TRUE |  | Diesel | FALSE | Unknown | Southern Ute Indian Tribe of the Southern Ute Reservation, Colorado | Ignacio Shell | U.S. Hwy. 151 | Ignacio | CO | 81137
8 | 1010020 | Ignacio Shell | Tank 5 | Tank 5 Compartment 1 | Permanently Out of Use |  | TRUE | 2019-07-10 | Unknown Petroleum | FALSE | Unknown | Southern Ute Indian Tribe of the Southern Ute Reservation, Colorado | Ignacio Shell | U.S. Hwy. 151 | Ignacio | CO | 81137
8 | 1010020 | Ignacio Shell | Tank 6 | Tank 6 Compartment 1 | Permanently Out of Use |  | TRUE |  | Unknown Petroleum | FALSE | Unknown | Southern Ute Indian Tribe of the Southern Ute Reservation, Colorado | Ignacio Shell | U.S. Hwy. 151 | Ignacio | CO | 81137
8 | 1010022 | Durango-La Plata Airport | Tank 1 | Tank 1 Compartment 1 | Permanently Out of Use | 12000 | TRUE | 1992-07-19 | Other | TRUE | Spill Bucket | Southern Ute Indian Tribe of the Southern Ute Reservation, Colorado | Durango-La Plata Airport | 1340 Airport Rd. | Durango | CO | 81301
8 | 1010022 | Durango-La Plata Airport | Tank 2 | Tank 2 Compartment 1 | Permanently Out of Use | 12000 | TRUE | 1992-07-19 | Other | FALSE | Unknown | Southern Ute Indian Tribe of the Southern Ute Reservation, Colorado | Durango-La Plata Airport | 1340 Airport Rd. | Durango | CO | 81301
8 | 1010022 | Durango-La Plata Airport | Tank 3 | Tank 3 Compartment 1 | Permanently Out of Use | 4000 | TRUE | 1992-07-19 | Other | FALSE | Unknown | Southern Ute Indian Tribe of the Southern Ute Reservation, Colorado | Durango-La Plata Airport | 1340 Airport Rd. | Durango | CO | 81301
8 | 1010022 | Durango-La Plata Airport | Tank 4 | Tank 4 Compartment 1 | Permanently Out of Use | 4000 | TRUE | 1992-07-19 | Other | FALSE | Unknown | Southern Ute Indian Tribe of the Southern Ute Reservation, Colorado | Durango-La Plata Airport | 1340 Airport Rd. | Durango | CO | 81301
8 | 1010022 | Durango-La Plata Airport | Tank 5 | Tank 5 Compartment 1 | Permanently Out of Use | 5000 | TRUE | 1992-07-19 | Other | FALSE | Unknown | Southern Ute Indian Tribe of the Southern Ute Reservation, Colorado | Durango-La Plata Airport | 1340 Airport Rd. | Durango | CO | 81301
8 | 1010022 | Durango-La Plata Airport | Tank 6 | Tank 6 Compartment 1 | Permanently Out of Use | 2000 | TRUE | 1992-07-19 | Gasoline (containing <=10% ethanol) | FALSE | Unknown | Southern Ute Indian Tribe of the Southern Ute Reservation, Colorado | Durango-La Plata Airport | 1340 Airport Rd. | Durango | CO | 81301
8 | 1010022 | Durango-La Plata Airport | Tank 7 | Tank 7 Compartment 1 | Permanently Out of Use | 2000 | TRUE | 2000-07-18 | Diesel | FALSE | Unknown | Southern Ute Indian Tribe of the Southern Ute Reservation, Colorado | Durango-La Plata Airport | 1340 Airport Rd. | Durango | CO | 81301
8 | 1010022 | Durango-La Plata Airport | Tank 8 | Tank 8 Compartment 1 | Permanently Out of Use | 2000 | TRUE | 2000-07-18 | Gasoline (containing <=10% ethanol) | FALSE | Unknown | Southern Ute Indian Tribe of the Southern Ute Reservation, Colorado | Durango-La Plata Airport | 1340 Airport Rd. | Durango | CO | 81301
8 | 1010022 | Durango-La Plata Airport | Tank 9 | Tank 9 Compartment 1 | Permanently Out of Use | 12000 | TRUE |  | Other | TRUE | Spill Bucket | Southern Ute Indian Tribe of the Southern Ute Reservation, Colorado | Durango-La Plata Airport | 1340 Airport Rd. | Durango | CO | 81301
8 | 1010022 | Durango-La Plata Airport | Tank 10 | Tank 10 Compartment 1 | Permanently Out of Use | 12000 | TRUE | 2009-09-30 | Other | TRUE | Spill Bucket | Southern Ute Indian Tribe of the Southern Ute Reservation, Colorado | Durango-La Plata Airport | 1340 Airport Rd. | Durango | CO | 81301
8 | 1010022 | Durango-La Plata Airport | Tank 11 | Tank 11 Compartment 1 | Permanently Out of Use | 12000 | TRUE | 2009-09-28 | Other | TRUE | Spill Bucket | Southern Ute Indian Tribe of the Southern Ute Reservation, Colorado | Durango-La Plata Airport | 1340 Airport Rd. | Durango | CO | 81301
8 | 1010023 | Ignacio Field District Yard | Tank 1 | Tank 1 Compartment 1 | Permanently Out of Use | 2000 | TRUE |  | Gasoline (containing <=10% ethanol) | FALSE | Unknown | Southern Ute Indian Tribe of the Southern Ute Reservation, Colorado | Ignacio Field District Yard | P.O. Box 316 Goddard Ave. South | Ignacio | CO | 81137
8 | 1010024 | District III Maintenance Shop | Tank 1 | Tank 1 Compartment 1 | Permanently Out of Use | 1000 | TRUE |  | Diesel | FALSE | Unknown | Southern Ute Indian Tribe of the Southern Ute Reservation, Colorado | District III Maintenance Shop | 198 State Hwy. 151 | Ignacio | CO | 81137
8 | 1010024 | District III Maintenance Shop | Tank 2 | Tank 2 Compartment 1 | Permanently Out of Use | 500 | TRUE |  | Gasoline (containing <=10% ethanol) | FALSE | Unknown | Southern Ute Indian Tribe of the Southern Ute Reservation, Colorado | District III Maintenance Shop | 198 State Hwy. 151 | Ignacio | CO | 81137
8 | 1010035 | Ignacio Patrol | Tank 1 | Tank 1 Compartment 1 | Permanently Out of Use | 550 | TRUE |  | Gasoline (containing <=10% ethanol) | FALSE | Unknown | Southern Ute Indian Tribe of the Southern Ute Reservation, Colorado | Ignacio Patrol | State Hwy. 172A M.P. 892 | Ignacio | CO | 81137
8 | 1010035 | Ignacio Patrol | Tank 2 | Tank 2 Compartment 1 | Permanently Out of Use | 550 | TRUE |  | Diesel | FALSE | Unknown | Southern Ute Indian Tribe of the Southern Ute Reservation, Colorado | Ignacio Patrol | State Hwy. 172A M.P. 892 | Ignacio | CO | 81137
8 | 1010036 | Allison Patrol | Tank 1 | Tank 1 Compartment 1 | Permanently Out of Use | 115 | TRUE |  | Gasoline (containing <=10% ethanol) | FALSE | Unknown | Southern Ute Indian Tribe of the Southern Ute Reservation, Colorado | Allison Patrol | State Hwy. 151 A M.P.1245 (Allison, CO) | Ignacio | CO | 81137
8 | 1010036 | Allison Patrol | Tank 2 | Tank 2 Compartment 1 | Permanently Out of Use | 115 | TRUE |  | Diesel | FALSE | Unknown | Southern Ute Indian Tribe of the Southern Ute Reservation, Colorado | Allison Patrol | State Hwy. 151 A M.P.1245 (Allison, CO) | Ignacio | CO | 81137
8 | 1010037 | Colo. Div. of Parks & Outdoor Rec. | Tank 1 | Tank 1 Compartment 1 | Permanently Out of Use | 500 | TRUE | 1987-04-01 | Diesel | FALSE | Unknown | Southern Ute Indian Tribe of the Southern Ute Reservation, Colorado | Colo. Div. of Parks & Outdoor Rec. | Navajo SPA Box 1697 | Arboles | CO | 81121
8 | 1010038 | Navajo State Park Marina. | Tank 1 | Tank 1 Compartment 1 | Currently in Use | 12000 | TRUE |  | Gasoline (containing <=10% ethanol) | TRUE | Spill Bucket | Southern Ute Indian Tribe of the Southern Ute Reservation, Colorado | Navajo State Park Marina. | 1526 County Road 982 | Arboles | CO | 81121
8 | 1010039 | Gomez Store | Tank 1 | Tank 1 Compartment 1 | Permanently Out of Use | 500 | TRUE |  | Gasoline (containing <=10% ethanol) | FALSE | Unknown | Southern Ute Indian Tribe of the Southern Ute Reservation, Colorado | Gomez Store | C.R. 500 | Pagosa Junction | CO | 81137
8 | 1010039 | Gomez Store | Tank 2 | Tank 2 Compartment 1 | Permanently Out of Use |  | TRUE | 1990-07-09 | Unknown Petroleum | FALSE | Unknown | Southern Ute Indian Tribe of the Southern Ute Reservation, Colorado | Gomez Store | C.R. 500 | Pagosa Junction | CO | 81137
8 | 1020001 | Shell Oil | Tank 1 | Tank 1 Compartment 1 | Permanently Out of Use | 115 | TRUE |  | Gasoline (containing <=10% ethanol) | FALSE | Unknown | Ute Mountain Ute Tribe | Shell Oil | unknown | Towaoc | CO | 81334
8 | 1020001 | Shell Oil | Tank 2 | Tank 2 Compartment 1 | Permanently Out of Use | 115 | TRUE |  | Gasoline (containing <=10% ethanol) | FALSE | Unknown | Ute Mountain Ute Tribe | Shell Oil | unknown | Towaoc | CO | 81334
8 | 1020002 | Tribal Motor Pool | Tank 1 | Tank 1 Compartment 1 | Permanently Out of Use | 8000 | TRUE | 2003-10-31 | Gasoline (containing <=10% ethanol) | TRUE | Spill Bucket | Ute Mountain Ute Tribe | Tribal Motor Pool | P.O. Box 248 | Towaoc | CO | 81334
8 | 1020002 | Tribal Motor Pool | Tank 2 | Tank 2 Compartment 1 | Permanently Out of Use | 8000 | TRUE | 2003-10-31 | Gasoline (containing <=10% ethanol) | TRUE | Spill Bucket | Ute Mountain Ute Tribe | Tribal Motor Pool | P.O. Box 248 | Towaoc | CO | 81334
8 | 1020002 | Tribal Motor Pool | Tank 3 | Tank 3 Compartment 1 | Permanently Out of Use | 8000 | TRUE | 2003-10-31 | Diesel | TRUE | Spill Bucket | Ute Mountain Ute Tribe | Tribal Motor Pool | P.O. Box 248 | Towaoc | CO | 81334
8 | 1020003 | Ute Mountain Travel Center | Tank 1 | Tank 1 RUL | Currently in Use | 10000 | TRUE |  | Gasoline (containing <=10% ethanol) | TRUE | Spill Bucket | Ute Mountain Ute Tribe | Ute Mountain Travel Center | 1 East Mike Wash Road | Towaoc | CO | 81334
8 | 1020003 | Ute Mountain Travel Center | Tank 6 | Tank 6 DSL | Currently in Use | 10000 | TRUE |  | Diesel | TRUE | Spill Bucket | Ute Mountain Ute Tribe | Ute Mountain Travel Center | 1 East Mike Wash Road | Towaoc | CO | 81334
8 | 1020003 | Ute Mountain Travel Center | Tank 5 | Tank 5 DSL | Currently in Use | 10000 | TRUE |  | Diesel | TRUE | Spill Bucket | Ute Mountain Ute Tribe | Ute Mountain Travel Center | 1 East Mike Wash Road | Towaoc | CO | 81334
8 | 1020003 | Ute Mountain Travel Center | Tank 4 | Tank 4 DSL | Currently in Use | 4000 | TRUE |  | Diesel | TRUE | Spill Bucket | Ute Mountain Ute Tribe | Ute Mountain Travel Center | 1 East Mike Wash Road | Towaoc | CO | 81334
8 | 1020003 | Ute Mountain Travel Center | Tank 3 | Tank 3 RUL | Currently in Use | 10000 | TRUE |  | Gasoline (containing <=10% ethanol) | TRUE | Spill Bucket | Ute Mountain Ute Tribe | Ute Mountain Travel Center | 1 East Mike Wash Road | Towaoc | CO | 81334
8 | 1020003 | Ute Mountain Travel Center | Tank 2 | Tank 2 PUL | Currently in Use | 10000 | TRUE |  | Gasoline (containing <=10% ethanol) | TRUE | Spill Bucket | Ute Mountain Ute Tribe | Ute Mountain Travel Center | 1 East Mike Wash Road | Towaoc | CO | 81334
8 | 1020004 | Thriftway | Tank 1 | Tank 1 Compartment 1 | Permanently Out of Use | 6000 | TRUE |  | Gasoline (containing <=10% ethanol) | FALSE | Unknown | Ute Mountain Ute Tribe | Thriftway | 101 South Hwy. 160 & 166 | Towaoc | CO | 81334
8 | 1020004 | Thriftway | Tank 2 | Tank 2 Compartment 1 | Permanently Out of Use | 6000 | TRUE |  | Gasoline (containing <=10% ethanol) | FALSE | Unknown | Ute Mountain Ute Tribe | Thriftway | 101 South Hwy. 160 & 166 | Towaoc | CO | 81334
8 | 1020004 | Thriftway | Tank 3 | Tank 3 Compartment 1 | Permanently Out of Use | 10000 | TRUE |  | Gasoline (containing <=10% ethanol) | FALSE | Unknown | Ute Mountain Ute Tribe | Thriftway | 101 South Hwy. 160 & 166 | Towaoc | CO | 81334
8 | 1020004 | Thriftway | Tank 4 | Tank 4 Compartment 1 | Permanently Out of Use | 500 | TRUE |  | Used Oil | FALSE | Unknown | Ute Mountain Ute Tribe | Thriftway | 101 South Hwy. 160 & 166 | Towaoc | CO | 81334
8 | 1020006 | Tribal Shop | Tank 4 | Tank 4 Compartment 1 | Permanently Out of Use | 115 | TRUE |  | Diesel | FALSE | Unknown | Ute Mountain Ute Tribe | Tribal Shop | P.O. Box 248 | Towaoc | CO | 81334
8 | 1020008 | Woody's #109 | Tank 1 | Tank 1 Compartment 1 | Permanently Out of Use | 10000 | TRUE |  | Gasoline (containing <=10% ethanol) | TRUE | Spill Bucket | Ute Mountain Ute Tribe | Woody's #109 | Hwy. 666 & Mike Wash Rd. | Towaoc | CO | 81334
8 | 1020008 | Woody's #109 | Tank 3 | Tank 3 Compartment 1 | Permanently Out of Use | 10000 | TRUE |  | Gasoline (containing <=10% ethanol) | TRUE | Spill Bucket | Ute Mountain Ute Tribe | Woody's #109 | Hwy. 666 & Mike Wash Rd. | Towaoc | CO | 81334
8 | 1020008 | Woody's #109 | Tank 2 | Tank 2 Compartment 1 | Permanently Out of Use | 10000 | TRUE |  | Gasoline (containing <=10% ethanol) | TRUE | Spill Bucket | Ute Mountain Ute Tribe | Woody's #109 | Hwy. 666 & Mike Wash Rd. | Towaoc | CO | 81334
8 | 2010001 | School District # 9 Transportation | Tank 3 - waste oil | Tank 3 Compartment WO | Currently in Use | 1000 | TRUE |  | Used Oil | TRUE | Spill Bucket | Blackfeet Tribe of the Blackfeet Indian Reservation of Montana | School District # 9 Transportation | PO Box 610 | Saint Mary | MT | 59417
8 | 2010001 | School District # 9 Transportation | Tank 2 | Tank 2 - DSL | Currently in Use | 8000 | TRUE |  | Diesel | TRUE | Spill Bucket | Blackfeet Tribe of the Blackfeet Indian Reservation of Montana | School District # 9 Transportation | PO Box 610 | Saint Mary | MT | 59417
8 | 2010001 | School District # 9 Transportation | Tank 1 | Tank 1 - RUL | Currently in Use | 8000 | TRUE |  | Gasoline (containing <=10% ethanol) | TRUE | Spill Bucket | Blackfeet Tribe of the Blackfeet Indian Reservation of Montana | School District # 9 Transportation | PO Box 610 | Saint Mary | MT | 59417
8 | 2010002 | Warren Swenson | Tank 2 | Tank 2 Compartment 1 | Permanently Out of Use | 2500 | TRUE |  | Gasoline (containing <=10% ethanol) | FALSE | Unknown | Blackfeet Tribe of the Blackfeet Indian Reservation of Montana | Warren Swenson | P.O. Box 2118 | Cut Bank | MT | 59427
8 | 2010003 | Heart Butte School District #1 | Tank 1 | Tank 1 UNL | Currently in Use | 2000 | TRUE |  | Gasoline (containing <=10% ethanol) | TRUE | Spill Bucket | Blackfeet Tribe of the Blackfeet Indian Reservation of Montana | Heart Butte School District #1 | 1 New School Road (P.O. Box 259) | Heart Butte | MT | 59448
8 | 2010003 | Heart Butte School District #1 | Tank 4 | Tank 4 Compartment 1 | Permanently Out of Use | 2000 | TRUE |  | Gasoline (containing <=10% ethanol) | FALSE | Unknown | Blackfeet Tribe of the Blackfeet Indian Reservation of Montana | Heart Butte School District #1 | 1 New School Road (P.O. Box 259) | Heart Butte | MT | 59448
8 | 2010003 | Heart Butte School District #1 | Tank 3 | Tank 3 Compartment 1 | Permanently Out of Use | 2000 | TRUE |  | Gasoline (containing <=10% ethanol) | FALSE | Unknown | Blackfeet Tribe of the Blackfeet Indian Reservation of Montana | Heart Butte School District #1 | 1 New School Road (P.O. Box 259) | Heart Butte | MT | 59448
8 | 2010003 | Heart Butte School District #1 | Tank 2 | Tank 2 DSL | Currently in Use | 2000 | TRUE |  | Diesel | TRUE | Spill Bucket | Blackfeet Tribe of the Blackfeet Indian Reservation of Montana | Heart Butte School District #1 | 1 New School Road (P.O. Box 259) | Heart Butte | MT | 59448
8 | 2010004 | Glacier Way C-Store | Tank 2 (tag 3426) | Tank 2 DSL | Currently in Use | 15000 | TRUE |  | Diesel | TRUE | Spill Bucket | Blackfeet Tribe of the Blackfeet Indian Reservation of Montana | Glacier Way Convenience Store | P.O. Box 1777 (Browning) | Saint Mary | MT | 59417
8 | 2010004 | Glacier Way C-Store | Tank 1 (tag 3425) | Tank1 REG | Currently in Use | 20000 | TRUE |  | Gasoline (containing <=10% ethanol) | TRUE | Spill Bucket | Blackfeet Tribe of the Blackfeet Indian Reservation of Montana | Glacier Way Convenience Store | P.O. Box 1777 (Browning) | Saint Mary | MT | 59417
8 | 2010004 | Glacier Way C-Store | Tank 3 (Tag 3427) | Tank 3 PREM | Currently in Use | 10000 | TRUE |  | Gasoline (containing <=10% ethanol) | TRUE | Spill Bucket | Blackfeet Tribe of the Blackfeet Indian Reservation of Montana | Glacier Way Convenience Store | P.O. Box 1777 (Browning) | Saint Mary | MT | 59417
8 | 2010005 | Cut Bank Municipal Airport | Tank removed (T-1) | Tank 1 Compartment 1 | Permanently Out of Use | 10000 | TRUE |  | Gasoline (containing <=10% ethanol) | FALSE | Unknown | Blackfeet Tribe of the Blackfeet Indian Reservation of Montana | Cut Bank Municipal Airport | P.O. Box 130 | Cut Bank | MT | 59427
8 | 2010005 | Cut Bank Municipal Airport | Tank 9 | Tank 9 Compartment 1 | Permanently Out of Use | 10000 | TRUE |  | Gasoline (containing <=10% ethanol) | FALSE | Unknown | Blackfeet Tribe of the Blackfeet Indian Reservation of Montana | Cut Bank Municipal Airport | P.O. Box 130 | Cut Bank | MT | 59427
8 | 2010005 | Cut Bank Municipal Airport | Tank 2 (tag 794) | Tank 2 (AV Tag 794) | Currently in Use | 12000 | TRUE |  | Av Gas | TRUE | Spill Bucket | Blackfeet Tribe of the Blackfeet Indian Reservation of Montana | Cut Bank Municipal Airport | P.O. Box 130 | Cut Bank | MT | 59427
8 | 2010005 | Cut Bank Municipal Airport | Tank 1 (Tag 793) | Tank 1 (JET A tag 793) | Currently in Use | 12000 | TRUE |  | Jet A | TRUE | Spill Bucket | Blackfeet Tribe of the Blackfeet Indian Reservation of Montana | Cut Bank Municipal Airport | P.O. Box 130 | Cut Bank | MT | 59427
8 | 2010005 | Cut Bank Municipal Airport | Tank 6 | Tank 6 Compartment 1 | Permanently Out of Use | 2000 | TRUE |  | Gasoline (containing <=10% ethanol) | FALSE | Unknown | Blackfeet Tribe of the Blackfeet Indian Reservation of Montana | Cut Bank Municipal Airport | P.O. Box 130 | Cut Bank | MT | 59427
8 | 2010005 | Cut Bank Municipal Airport | Tank 5 | Tank 5 Compartment 1 | Permanently Out of Use | 2000 | TRUE |  | Gasoline (containing <=10% ethanol) | FALSE | Unknown | Blackfeet Tribe of the Blackfeet Indian Reservation of Montana | Cut Bank Municipal Airport | P.O. Box 130 | Cut Bank | MT | 59427
8 | 2010005 | Cut Bank Municipal Airport | Tank 4 | Tank 4 Compartment 1 | Permanently Out of Use | 8000 | TRUE |  | Gasoline (containing <=10% ethanol) | FALSE | Unknown | Blackfeet Tribe of the Blackfeet Indian Reservation of Montana | Cut Bank Municipal Airport | P.O. Box 130 | Cut Bank | MT | 59427
8 | 2010005 | Cut Bank Municipal Airport | Tank 3 | Tank 3 Compartment 1 | Permanently Out of Use | 10000 | TRUE |  | Gasoline (containing <=10% ethanol) | FALSE | Unknown | Blackfeet Tribe of the Blackfeet Indian Reservation of Montana | Cut Bank Municipal Airport | P.O. Box 130 | Cut Bank | MT | 59427
8 | 2010005 | Cut Bank Municipal Airport | Tank Removed (T2) | Tank 2 Compartment 1 | Permanently Out of Use | 500 | TRUE |  | Gasoline (containing <=10% ethanol) | FALSE | Unknown | Blackfeet Tribe of the Blackfeet Indian Reservation of Montana | Cut Bank Municipal Airport | P.O. Box 130 | Cut Bank | MT | 59427
8 | 2010006 | Kiowa Resort | Tank 1 | Tank 1 Compartment 1 | Permanently Out of Use | 2000 | TRUE |  | Gasoline (containing <=10% ethanol) | FALSE | Unknown | Blackfeet Tribe of the Blackfeet Indian Reservation of Montana | Kiowa Resort | Hwy Junction 89 & 49 (Browning) | Saint Mary | MT | 59417
8 | 2010006 | Kiowa Resort | Tank 2 | Tank 2 Compartment 1 | Permanently Out of Use | 3000 | TRUE |  | Gasoline (containing <=10% ethanol) | FALSE | Unknown | Blackfeet Tribe of the Blackfeet Indian Reservation of Montana | Kiowa Resort | Hwy Junction 89 & 49 (Browning) | Saint Mary | MT | 59417
8 | 2010010 | Dodd's Wholesalers, Inc. | Tank 1 | Tank 1 Compartment 1 | Permanently Out of Use | 1000 | TRUE |  | Gasoline (containing <=10% ethanol) | FALSE | Unknown | Blackfeet Tribe of the Blackfeet Indian Reservation of Montana | Dodd's Wholesalers, Inc. | Hwy. 2 (Browning) | Saint Mary | MT | 59417
8 | 2010011 | Glendale Colony | Tank 1 | Tank 1 Compartment 1 | Permanently Out of Use | 10000 | TRUE |  | Gasoline (containing <=10% ethanol) | FALSE | Unknown | Blackfeet Tribe of the Blackfeet Indian Reservation of Montana | Glendale Colony | P.O. Box 850 | Cut Bank | MT | 59427
8 | 2010011 | Glendale Colony | Tank 2 | Tank 2 Compartment 1 | Permanently Out of Use | 10000 | TRUE |  | Diesel | FALSE | Unknown | Blackfeet Tribe of the Blackfeet Indian Reservation of Montana | Glendale Colony | P.O. Box 850 | Cut Bank | MT | 59427
8 | 2010012 | Resort At Glacier, LLC | Tank Removed Tank 1 | Tank 1 Compartment 1 | Permanently Out of Use | 6000 | TRUE |  | Gasoline (containing <=10% ethanol) | FALSE | Unknown | Blackfeet Tribe of the Blackfeet Indian Reservation of Montana | Resort At Glacier, LLC | HC 72 Box 4. | Saint Mary | MT | 59417
8 | 2010012 | Resort At Glacier, LLC | 453 & 454 Tank | Tag 453 (DSL) | Currently in Use | 7000 | TRUE |  | Diesel | TRUE | Spill Bucket | Blackfeet Tribe of the Blackfeet Indian Reservation of Montana | Resort At Glacier, LLC | HC 72 Box 4. | Saint Mary | MT | 59417
8 | 2010012 | Resort At Glacier, LLC | Tank 20 | Tank 20 Compartment 1 | Permanently Out of Use | 1000 | TRUE |  | Used Oil | FALSE | Unknown | Blackfeet Tribe of the Blackfeet Indian Reservation of Montana | Resort At Glacier, LLC | HC 72 Box 4. | Saint Mary | MT | 59417
8 | 2010012 | Resort At Glacier, LLC | Tank 19 | Tank 19 Compartment 1 | Permanently Out of Use | 6000 | TRUE |  | Gasoline (containing <=10% ethanol) | FALSE | Unknown | Blackfeet Tribe of the Blackfeet Indian Reservation of Montana | Resort At Glacier, LLC | HC 72 Box 4. | Saint Mary | MT | 59417
8 | 2010012 | Resort At Glacier, LLC | Tank 18 | Tank 18 Compartment 1 | Permanently Out of Use | 4000 | TRUE |  | Gasoline (containing <=10% ethanol) | FALSE | Unknown | Blackfeet Tribe of the Blackfeet Indian Reservation of Montana | Resort At Glacier, LLC | HC 72 Box 4. | Saint Mary | MT | 59417
8 | 2010012 | Resort At Glacier, LLC | Tank 17 | Tank 17 Compartment 1 | Permanently Out of Use | 500 | TRUE |  | Diesel | FALSE | Unknown | Blackfeet Tribe of the Blackfeet Indian Reservation of Montana | Resort At Glacier, LLC | HC 72 Box 4. | Saint Mary | MT | 59417
8 | 2010012 | Resort At Glacier, LLC | Tank 15 | Tank 15 Compartment 1 | Permanently Out of Use | 500 | TRUE |  | Gasoline (containing <=10% ethanol) | FALSE | Unknown | Blackfeet Tribe of the Blackfeet Indian Reservation of Montana | Resort At Glacier, LLC | HC 72 Box 4. | Saint Mary | MT | 59417
8 | 2010012 | Resort At Glacier, LLC | Tank 14 | Tank 14 Compartment 1 | Permanently Out of Use | 4000 | TRUE |  | Gasoline (containing <=10% ethanol) | FALSE | Unknown | Blackfeet Tribe of the Blackfeet Indian Reservation of Montana | Resort At Glacier, LLC | HC 72 Box 4. | Saint Mary | MT | 59417
8 | 2010012 | Resort At Glacier, LLC | 452 UNL Tank N | Tag 452 UNL Tank N | Currently in Use | 15000 | TRUE |  | Gasoline (containing <=10% ethanol) | TRUE | Spill Bucket | Blackfeet Tribe of the Blackfeet Indian Reservation of Montana | Resort At Glacier, LLC | HC 72 Box 4. | Saint Mary | MT | 59417
8 | 2010012 | Resort At Glacier, LLC | 453 & 454 Tank | Tag 454 (Prem) | Currently in Use | 3000 | TRUE |  | Gasoline (containing <=10% ethanol) | TRUE | Spill Bucket | Blackfeet Tribe of the Blackfeet Indian Reservation of Montana | Resort At Glacier, LLC | HC 72 Box 4. | Saint Mary | MT | 59417
8 | 2010012 | Resort At Glacier, LLC | Tank Removed Tank 11 | Tank 11 Compartment 1 | Permanently Out of Use | 6000 | TRUE |  | Gasoline (containing <=10% ethanol) | FALSE | Unknown | Blackfeet Tribe of the Blackfeet Indian Reservation of Montana | Resort At Glacier, LLC | HC 72 Box 4. | Saint Mary | MT | 59417
8 | 2010012 | Resort At Glacier, LLC | 451 Tank UNL south | 451 Tank UNL south | Currently in Use | 15000 | TRUE |  | Gasoline (containing <=10% ethanol) | TRUE | Spill Bucket | Blackfeet Tribe of the Blackfeet Indian Reservation of Montana | Resort At Glacier, LLC | HC 72 Box 4. | Saint Mary | MT | 59417
8 | 2010012 | Resort At Glacier, LLC | Tank 9 | Tank 9 Compartment 1 | Permanently Out of Use | 4000 | TRUE |  | Gasoline (containing <=10% ethanol) | FALSE | Unknown | Blackfeet Tribe of the Blackfeet Indian Reservation of Montana | Resort At Glacier, LLC | HC 72 Box 4. | Saint Mary | MT | 59417
8 | 2010012 | Resort At Glacier, LLC | Tank 8 | Tank 8 Compartment 1 | Permanently Out of Use | 4000 | TRUE |  | Diesel | FALSE | Unknown | Blackfeet Tribe of the Blackfeet Indian Reservation of Montana | Resort At Glacier, LLC | HC 72 Box 4. | Saint Mary | MT | 59417
8 | 2010012 | Resort At Glacier, LLC | Tank 7 | Tank 7 Compartment 1 | Permanently Out of Use | 500 | TRUE |  | Gasoline (containing <=10% ethanol) | FALSE | Unknown | Blackfeet Tribe of the Blackfeet Indian Reservation of Montana | Resort At Glacier, LLC | HC 72 Box 4. | Saint Mary | MT | 59417
8 | 2010012 | Resort At Glacier, LLC | Tank 6 | Tank 6 Compartment 1 | Permanently Out of Use | 4000 | TRUE |  | Gasoline (containing <=10% ethanol) | FALSE | Unknown | Blackfeet Tribe of the Blackfeet Indian Reservation of Montana | Resort At Glacier, LLC | HC 72 Box 4. | Saint Mary | MT | 59417
8 | 2010012 | Resort At Glacier, LLC | Tank 5 | Tank 5 Compartment 1 | Permanently Out of Use | 4000 | TRUE |  | Gasoline (containing <=10% ethanol) | FALSE | Unknown | Blackfeet Tribe of the Blackfeet Indian Reservation of Montana | Resort At Glacier, LLC | HC 72 Box 4. | Saint Mary | MT | 59417
8 | 2010012 | Resort At Glacier, LLC | Tank 4 | Tank 4 Compartment 1 | Permanently Out of Use | 8000 | TRUE |  | Gasoline (containing <=10% ethanol) | FALSE | Unknown | Blackfeet Tribe of the Blackfeet Indian Reservation of Montana | Resort At Glacier, LLC | HC 72 Box 4. | Saint Mary | MT | 59417
8 | 2010012 | Resort At Glacier, LLC | Tank 3 | Tank 3 Compartment 1 | Permanently Out of Use | 8000 | TRUE |  | Gasoline (containing <=10% ethanol) | FALSE | Unknown | Blackfeet Tribe of the Blackfeet Indian Reservation of Montana | Resort At Glacier, LLC | HC 72 Box 4. | Saint Mary | MT | 59417
8 | 2010012 | Resort At Glacier, LLC | Tank 2 | Tank 2 Compartment 1 | Permanently Out of Use | 1000 | TRUE |  | Diesel | FALSE | Unknown | Blackfeet Tribe of the Blackfeet Indian Reservation of Montana | Resort At Glacier, LLC | HC 72 Box 4. | Saint Mary | MT | 59417
8 | 2010013 | Anderson Land & Cattle Co. | Tank 1 | Tank 1 Compartment 1 | Permanently Out of Use | 3000 | TRUE |  | Gasoline (containing <=10% ethanol) | FALSE | Unknown | Blackfeet Tribe of the Blackfeet Indian Reservation of Montana | Anderson Land & Cattle Co. | General Delivery E1/2 SE1/4 Sec.20-T37N-R1W | Cut Bank | MT | 59427
8 | 2010015 | Road Department (Cut Bank) | Tank 1 | Tank 1 Compartment 1 | Permanently Out of Use | 4000 | TRUE |  | Gasoline (containing <=10% ethanol) | FALSE | Unknown | Blackfeet Tribe of the Blackfeet Indian Reservation of Montana | Road Department (Cut Bank) | 2705 Valier Road | Cut Bank | MT | 59427
8 | 2010015 | Road Department (Cut Bank) | Tank 7 | Tank 7 Compartment 1 | Permanently Out of Use | 8000 | TRUE |  | Gasoline (containing <=10% ethanol) | FALSE | Unknown | Blackfeet Tribe of the Blackfeet Indian Reservation of Montana | Road Department (Cut Bank) | 2705 Valier Road | Cut Bank | MT | 59427
8 | 2010015 | Road Department (Cut Bank) | Tank 6 | Tank 6 Compartment 1 | Permanently Out of Use | 8000 | TRUE |  | Gasoline (containing <=10% ethanol) | FALSE | Unknown | Blackfeet Tribe of the Blackfeet Indian Reservation of Montana | Road Department (Cut Bank) | 2705 Valier Road | Cut Bank | MT | 59427
8 | 2010015 | Road Department (Cut Bank) | Tank 5 | Tank 5 Compartment 1 | Permanently Out of Use | 12000 | TRUE |  | Diesel | FALSE | Unknown | Blackfeet Tribe of the Blackfeet Indian Reservation of Montana | Road Department (Cut Bank) | 2705 Valier Road | Cut Bank | MT | 59427
8 | 2010015 | Road Department (Cut Bank) | Tank 4 | Tank 4 Compartment 1 | Permanently Out of Use | 4000 | TRUE |  | Gasoline (containing <=10% ethanol) | FALSE | Unknown | Blackfeet Tribe of the Blackfeet Indian Reservation of Montana | Road Department (Cut Bank) | 2705 Valier Road | Cut Bank | MT | 59427
8 | 2010015 | Road Department (Cut Bank) | Tank 3 | Tank 3 Compartment 1 | Permanently Out of Use | 4000 | TRUE |  | Diesel | FALSE | Unknown | Blackfeet Tribe of the Blackfeet Indian Reservation of Montana | Road Department (Cut Bank) | 2705 Valier Road | Cut Bank | MT | 59427
8 | 2010015 | Road Department (Cut Bank) | Tank 2 | Tank 2 Compartment 1 | Permanently Out of Use | 4000 | TRUE |  | Diesel | FALSE | Unknown | Blackfeet Tribe of the Blackfeet Indian Reservation of Montana | Road Department (Cut Bank) | 2705 Valier Road | Cut Bank | MT | 59427
8 | 2010016 | Road Department (Browning) | Tank 1 | Tank 1 Compartment 1 | Permanently Out of Use | 4000 | TRUE |  | Diesel | FALSE | Unknown | Blackfeet Tribe of the Blackfeet Indian Reservation of Montana | Road Department (Browning) | East Boundary Street (Browning) | Saint Mary | MT | 59417
8 | 2010016 | Road Department (Browning) | Tank 4 | Tank 4 Compartment 1 | Permanently Out of Use | 300 | TRUE |  | Kerosene | FALSE | Unknown | Blackfeet Tribe of the Blackfeet Indian Reservation of Montana | Road Department (Browning) | East Boundary Street (Browning) | Saint Mary | MT | 59417
8 | 2010016 | Road Department (Browning) | Tank 3 | Tank 3 Compartment 1 | Permanently Out of Use | 4000 | TRUE |  | Diesel | FALSE | Unknown | Blackfeet Tribe of the Blackfeet Indian Reservation of Montana | Road Department (Browning) | East Boundary Street (Browning) | Saint Mary | MT | 59417
8 | 2010016 | Road Department (Browning) | Tank 2 | Tank 2 Compartment 1 | Permanently Out of Use | 2000 | TRUE |  | Gasoline (containing <=10% ethanol) | FALSE | Unknown | Blackfeet Tribe of the Blackfeet Indian Reservation of Montana | Road Department (Browning) | East Boundary Street (Browning) | Saint Mary | MT | 59417
8 | 2010021 | Glacial Well Service | Tank 1 | Tank 1 Compartment 1 | Permanently Out of Use | 2000 | TRUE |  | Gasoline (containing <=10% ethanol) | FALSE | Unknown | Blackfeet Tribe of the Blackfeet Indian Reservation of Montana | Glacial Well Service | 14 Lewis Road | Cut Bank | MT | 59427
8 | 2010021 | Glacial Well Service | Tank 2 | Tank 2 Compartment 1 | Permanently Out of Use | 2000 | TRUE |  | Diesel | FALSE | Unknown | Blackfeet Tribe of the Blackfeet Indian Reservation of Montana | Glacial Well Service | 14 Lewis Road | Cut Bank | MT | 59427
8 | 2010022 | Lariat Motel | Tank 1 | Tank 1 Compartment 1 | Temporarily Out of Use | 4000 | TRUE |  | Diesel | FALSE | Unknown | Blackfeet Tribe of the Blackfeet Indian Reservation of Montana | Lariat Motel | Hwy. 89 | Babb | MT | 59411
8 | 2010022 | Lariat Motel | Tank 3 | Tank 3 Compartment 1 | Temporarily Out of Use | 10000 | TRUE |  | Gasoline (containing <=10% ethanol) | FALSE | Unknown | Blackfeet Tribe of the Blackfeet Indian Reservation of Montana | Lariat Motel | Hwy. 89 | Babb | MT | 59411
8 | 2010022 | Lariat Motel | Tank 2 | Tank 2 Compartment 1 | Temporarily Out of Use | 4000 | TRUE |  | Gasoline (containing <=10% ethanol) | FALSE | Unknown | Blackfeet Tribe of the Blackfeet Indian Reservation of Montana | Lariat Motel | Hwy. 89 | Babb | MT | 59411
8 | 2010023 | Thompson's Store | Tank 1 | Tank 1 Compartment 1 | Permanently Out of Use | 2000 | TRUE |  | Gasoline (containing <=10% ethanol) | FALSE | Unknown | Blackfeet Tribe of the Blackfeet Indian Reservation of Montana | Thompson's Store | BIA Road #1 | Heart Butte | MT | 59448
8 | 2010023 | Thompson's Store | Tank 2 | Tank 2 Compartment 1 | Permanently Out of Use | 2000 | TRUE |  | Gasoline (containing <=10% ethanol) | FALSE | Unknown | Blackfeet Tribe of the Blackfeet Indian Reservation of Montana | Thompson's Store | BIA Road #1 | Heart Butte | MT | 59448
8 | 2010024 | Facility Management (BIA ) | Tank 1 | Tank 1 Compartment 1 | Permanently Out of Use | 10000 | TRUE |  | Diesel | FALSE | Unknown | Blackfeet Tribe of the Blackfeet Indian Reservation of Montana | Facility Management (BIA ) | Blackfeet Agency (Browning) | Saint Mary | MT | 59417
8 | 2010027 | Jim's Bulk Plant | Tank 1 | Tank 1 Compartment 1 | Permanently Out of Use | 12000 | TRUE |  | Gasoline (containing <=10% ethanol) | TRUE | Spill Bucket | Blackfeet Tribe of the Blackfeet Indian Reservation of Montana | Jim's Bulk Plant | U.S. Hwy 2 & 89 (Browning) | Saint Mary | MT | 59417
8 | 2010027 | Jim's Bulk Plant | Tank 3 | Tank 3 Compartment 1 | Permanently Out of Use | 12000 | TRUE |  | Gasoline (containing <=10% ethanol) | TRUE | Spill Bucket | Blackfeet Tribe of the Blackfeet Indian Reservation of Montana | Jim's Bulk Plant | U.S. Hwy 2 & 89 (Browning) | Saint Mary | MT | 59417
8 | 2010027 | Jim's Bulk Plant | Tank 2 | Tank 2 Compartment 1 | Permanently Out of Use | 6000 | TRUE |  | Diesel | TRUE | Spill Bucket | Blackfeet Tribe of the Blackfeet Indian Reservation of Montana | Jim's Bulk Plant | U.S. Hwy 2 & 89 (Browning) | Saint Mary | MT | 59417
8 | 2010028 | Chief Mountain Junction | Tank 1 | Tank 1 Compartment 1 | Permanently Out of Use | 2000 | TRUE |  | Gasoline (containing <=10% ethanol) | FALSE | Unknown | Blackfeet Tribe of the Blackfeet Indian Reservation of Montana | Chief Mountain Junction | Junction Hwys.89 & 17 | Babb | MT | 59411
8 | 2010028 | Chief Mountain Junction | Tank 5 | Tank 5 Compartment 1 | Permanently Out of Use | 4000 | TRUE |  | Gasoline (containing <=10% ethanol) | FALSE | Unknown | Blackfeet Tribe of the Blackfeet Indian Reservation of Montana | Chief Mountain Junction | Junction Hwys.89 & 17 | Babb | MT | 59411
8 | 2010028 | Chief Mountain Junction | Tank 4 | Tank 4 Compartment 1 | Permanently Out of Use | 500 | TRUE |  | Gasoline (containing <=10% ethanol) | FALSE | Unknown | Blackfeet Tribe of the Blackfeet Indian Reservation of Montana | Chief Mountain Junction | Junction Hwys.89 & 17 | Babb | MT | 59411
8 | 2010028 | Chief Mountain Junction | Tank 3 | Tank 3 Compartment 1 | Permanently Out of Use | 1000 | TRUE |  | Gasoline (containing <=10% ethanol) | FALSE | Unknown | Blackfeet Tribe of the Blackfeet Indian Reservation of Montana | Chief Mountain Junction | Junction Hwys.89 & 17 | Babb | MT | 59411
8 | 2010028 | Chief Mountain Junction | Tank 2 | Tank 2 Compartment 1 | Permanently Out of Use | 1000 | TRUE |  | Diesel | FALSE | Unknown | Blackfeet Tribe of the Blackfeet Indian Reservation of Montana | Chief Mountain Junction | Junction Hwys.89 & 17 | Babb | MT | 59411
8 | 2010031 | Montana DOT (Browning Site) | Tank 1 | Tank 1 Compartment 1 | Permanently Out of Use | 1000 | TRUE |  | Gasoline (containing <=10% ethanol) | FALSE | Unknown | Blackfeet Tribe of the Blackfeet Indian Reservation of Montana | Montana DOT (Browning Site) | 2701 Prospect (Browning) | Saint Mary | MT | 59417
8 | 2010031 | Montana DOT (Browning Site) | Tank 2 | Tank 2 Compartment 1 | Permanently Out of Use | 2500 | TRUE |  | Diesel | FALSE | Unknown | Blackfeet Tribe of the Blackfeet Indian Reservation of Montana | Montana DOT (Browning Site) | 2701 Prospect (Browning) | Saint Mary | MT | 59417
8 | 2010032 | Glacier Park Lodge | Tank 1 | Tank 1 Compartment 1 | Permanently Out of Use | 10000 | TRUE |  | Diesel | FALSE | Unknown | Blackfeet Tribe of the Blackfeet Indian Reservation of Montana | Glacier Park Lodge | Glacier National Park | East Glacier Park | MT | 59434
8 | 2010032 | Glacier Park Lodge | Tank 4 | Tank 4 Compartment 1 | Permanently Out of Use | 10000 | TRUE |  | Gasoline (containing <=10% ethanol) | FALSE | Unknown | Blackfeet Tribe of the Blackfeet Indian Reservation of Montana | Glacier Park Lodge | Glacier National Park | East Glacier Park | MT | 59434
8 | 2010032 | Glacier Park Lodge | Tank 3 | Tank 3 Compartment 1 | Permanently Out of Use | 10000 | TRUE |  | Gasoline (containing <=10% ethanol) | FALSE | Unknown | Blackfeet Tribe of the Blackfeet Indian Reservation of Montana | Glacier Park Lodge | Glacier National Park | East Glacier Park | MT | 59434
8 | 2010032 | Glacier Park Lodge | Tank 2 | Tank 2 Compartment 1 | Permanently Out of Use | 10000 | TRUE |  | Gasoline (containing <=10% ethanol) | FALSE | Unknown | Blackfeet Tribe of the Blackfeet Indian Reservation of Montana | Glacier Park Lodge | Glacier National Park | East Glacier Park | MT | 59434
8 | 2010033 | Corner Store (FKA Coop's) | Tank Removed Tank 1 | Tank 1 Compartment 1 | Permanently Out of Use | 10000 | TRUE |  | Gasoline (containing <=10% ethanol) | TRUE | Unknown | Blackfeet Tribe of the Blackfeet Indian Reservation of Montana | Corner Store (FKA Coop's) | 330 Central Avenue West | Browning | MT | 59417
8 | 2010033 | Corner Store (FKA Coop's) | Tank 4443 (Prem) | Tank 4443 (Prem) Tank 3 | Currently in Use | 12000 | TRUE |  | Gasoline (containing <=10% ethanol) | TRUE | Spill Bucket | Blackfeet Tribe of the Blackfeet Indian Reservation of Montana | Corner Store (FKA Coop's) | 330 Central Avenue West | Browning | MT | 59417
8 | 2010033 | Corner Store (FKA Coop's) | Tank Removed Tank 5 | Tank 5 Compartment 1 | Permanently Out of Use | 10000 | TRUE |  | Gasoline (containing <=10% ethanol) | TRUE | Unknown | Blackfeet Tribe of the Blackfeet Indian Reservation of Montana | Corner Store (FKA Coop's) | 330 Central Avenue West | Browning | MT | 59417
8 | 2010033 | Corner Store (FKA Coop's) | Tank Removed Tank 4 | Tank 4 Compartment 1 | Permanently Out of Use | 10000 | TRUE |  | Gasoline (containing <=10% ethanol) | TRUE | Unknown | Blackfeet Tribe of the Blackfeet Indian Reservation of Montana | Corner Store (FKA Coop's) | 330 Central Avenue West | Browning | MT | 59417
8 | 2010033 | Corner Store (FKA Coop's) | Tank 4441 UNL | Tank 4441 UNL (Tank 1) | Currently in Use | 20000 | TRUE |  | Gasoline (containing <=10% ethanol) | TRUE | Spill Bucket | Blackfeet Tribe of the Blackfeet Indian Reservation of Montana | Corner Store (FKA Coop's) | 330 Central Avenue West | Browning | MT | 59417
8 | 2010033 | Corner Store (FKA Coop's) | Tank 4442 (DSL) | Tank 4442 (DSL) Tank 2 | Currently in Use | 12000 | TRUE |  | Diesel | TRUE | Spill Bucket | Blackfeet Tribe of the Blackfeet Indian Reservation of Montana | Corner Store (FKA Coop's) | 330 Central Avenue West | Browning | MT | 59417
8 | 2010034 | Blackfeet Community Hospital | Tank 1 | Tank 1 Compartment 1 | Permanently Out of Use | 10000 | TRUE |  | Diesel | FALSE | Unknown | Blackfeet Tribe of the Blackfeet Indian Reservation of Montana | Blackfeet Community Hospital | Government Square (Browning) | Saint Mary | MT | 59417
8 | 2010034 | Blackfeet Community Hospital | Tank 6 | Tank 6 Compartment 1 | Permanently Out of Use | 1000 | TRUE |  | Diesel | FALSE | Unknown | Blackfeet Tribe of the Blackfeet Indian Reservation of Montana | Blackfeet Community Hospital | Government Square (Browning) | Saint Mary | MT | 59417
8 | 2010034 | Blackfeet Community Hospital | Tank 5 | Tank 5 Compartment 1 | Permanently Out of Use | 1500 | TRUE |  | Diesel | FALSE | Unknown | Blackfeet Tribe of the Blackfeet Indian Reservation of Montana | Blackfeet Community Hospital | Government Square (Browning) | Saint Mary | MT | 59417
8 | 2010034 | Blackfeet Community Hospital | Tank 4 | Tank 4 Compartment 1 | Permanently Out of Use | 1000 | TRUE |  | Diesel | FALSE | Unknown | Blackfeet Tribe of the Blackfeet Indian Reservation of Montana | Blackfeet Community Hospital | Government Square (Browning) | Saint Mary | MT | 59417
8 | 2010034 | Blackfeet Community Hospital | Tank 3 | Tank 3 Compartment 1 | Permanently Out of Use | 6000 | TRUE |  | Diesel | FALSE | Unknown | Blackfeet Tribe of the Blackfeet Indian Reservation of Montana | Blackfeet Community Hospital | Government Square (Browning) | Saint Mary | MT | 59417
8 | 2010034 | Blackfeet Community Hospital | Tank 2 | Tank 2 Compartment 1 | Permanently Out of Use | 2000 | TRUE |  | Diesel | FALSE | Unknown | Blackfeet Tribe of the Blackfeet Indian Reservation of Montana | Blackfeet Community Hospital | Government Square (Browning) | Saint Mary | MT | 59417
8 | 2010035 | Joe's Conoco | Tank 1 | Tank 1 Compartment 1 | Permanently Out of Use | 4000 | TRUE |  | Gasoline (containing <=10% ethanol) | FALSE | Unknown | Blackfeet Tribe of the Blackfeet Indian Reservation of Montana | Joe's Conoco | Hwy. 2 & 89 (Browning) | Saint Mary | MT | 59417
8 | 2010035 | Joe's Conoco | Tank 2 | Tank 2 Compartment 1 | Permanently Out of Use | 2000 | TRUE |  | Gasoline (containing <=10% ethanol) | FALSE | Unknown | Blackfeet Tribe of the Blackfeet Indian Reservation of Montana | Joe's Conoco | Hwy. 2 & 89 (Browning) | Saint Mary | MT | 59417
8 | 2010036 | Schlumberger Well Service | Tank 1 | Tank 1 Compartment 1 | Permanently Out of Use | 1000 | TRUE |  | Diesel | FALSE | Unknown | Blackfeet Tribe of the Blackfeet Indian Reservation of Montana | Schlumberger Well Service | Hwy. 2 West | Cut Bank | MT | 59427
8 | 2010038 | Charles R. King | Tank 1 | Tank 1 Compartment 1 | Permanently Out of Use | 2000 | TRUE |  | Gasoline (containing <=10% ethanol) | FALSE | Unknown | Blackfeet Tribe of the Blackfeet Indian Reservation of Montana | Charles R. King | P.O. 850 | Valier | MT | 59486
8 | 2010040 | Park Cafe & Grocery | Tank 2 | Tank 2, Tag 1381 | Currently in Use | 6000 | TRUE |  | Gasoline (containing <=10% ethanol) | TRUE | Spill Bucket | Blackfeet Tribe of the Blackfeet Indian Reservation of Montana | Park Cafe & Grocery | Hwy. 89 (Browning) | Saint Mary | MT | 59417
8 | 2010040 | Park Cafe & Grocery | Tank 7 | Tank 7 Compartment 1 | Permanently Out of Use | 2000 | TRUE |  | Gasoline (containing <=10% ethanol) | FALSE | Unknown | Blackfeet Tribe of the Blackfeet Indian Reservation of Montana | Park Cafe & Grocery | Hwy. 89 (Browning) | Saint Mary | MT | 59417
8 | 2010040 | Park Cafe & Grocery | Tank 3 | Tank 3, Tag 1382 | Currently in Use | 2000 | TRUE |  | Diesel | TRUE | Spill Bucket | Blackfeet Tribe of the Blackfeet Indian Reservation of Montana | Park Cafe & Grocery | Hwy. 89 (Browning) | Saint Mary | MT | 59417
8 | 2010040 | Park Cafe & Grocery | Tank 1 | Tag 1380, Tank 1 | Currently in Use | 12000 | TRUE |  | Gasoline (containing <=10% ethanol) | TRUE | Spill Bucket | Blackfeet Tribe of the Blackfeet Indian Reservation of Montana | Park Cafe & Grocery | Hwy. 89 (Browning) | Saint Mary | MT | 59417
8 | 2010040 | Park Cafe & Grocery | Tank Removed T4 | Tank 4 Compartment 1 | Permanently Out of Use | 3000 | TRUE |  | Gasoline (containing <=10% ethanol) | FALSE | Unknown | Blackfeet Tribe of the Blackfeet Indian Reservation of Montana | Park Cafe & Grocery | Hwy. 89 (Browning) | Saint Mary | MT | 59417
8 | 2010040 | Park Cafe & Grocery | Tank Removed T3 | Tank 3 Compartment 1 | Permanently Out of Use | 2000 | TRUE |  | Gasoline (containing <=10% ethanol) | FALSE | Unknown | Blackfeet Tribe of the Blackfeet Indian Reservation of Montana | Park Cafe & Grocery | Hwy. 89 (Browning) | Saint Mary | MT | 59417
8 | 2010040 | Park Cafe & Grocery | Tank Removed T 2 | Tank 2 Compartment 1 | Permanently Out of Use | 1000 | TRUE |  | Gasoline (containing <=10% ethanol) | FALSE | Unknown | Blackfeet Tribe of the Blackfeet Indian Reservation of Montana | Park Cafe & Grocery | Hwy. 89 (Browning) | Saint Mary | MT | 59417
8 | 2010041 | City Shop | Tank 1 | Tank 1 Compartment 1 | Permanently Out of Use | 1000 | TRUE |  | Gasoline (containing <=10% ethanol) | FALSE | Unknown | Blackfeet Tribe of the Blackfeet Indian Reservation of Montana | City Shop | 2 1/2 Blocks East of City (Browning) | Saint Mary | MT | 59417
8 | 2010042 | Evan's Chevron | Tank 1 | Tank 1 Compartment 1 | Permanently Out of Use | 4000 | TRUE |  | Gasoline (containing <=10% ethanol) | FALSE | Unknown | Blackfeet Tribe of the Blackfeet Indian Reservation of Montana | Evan's Chevron | 216 SE Boundary (Browning) | Saint Mary | MT | 59417
8 | 2010042 | Evan's Chevron | Tank 3 | Tank 3 Compartment 1 | Permanently Out of Use | 1000 | TRUE |  | Gasoline (containing <=10% ethanol) | FALSE | Unknown | Blackfeet Tribe of the Blackfeet Indian Reservation of Montana | Evan's Chevron | 216 SE Boundary (Browning) | Saint Mary | MT | 59417
8 | 2010042 | Evan's Chevron | Tank 2 | Tank 2 Compartment 1 | Permanently Out of Use | 2000 | TRUE |  | Gasoline (containing <=10% ethanol) | FALSE | Unknown | Blackfeet Tribe of the Blackfeet Indian Reservation of Montana | Evan's Chevron | 216 SE Boundary (Browning) | Saint Mary | MT | 59417
8 | 2010043 | Circle R Services | Tank 1 | Tank 1 Compartment 1 | Permanently Out of Use | 6000 | TRUE |  | Gasoline (containing <=10% ethanol) | FALSE | Unknown | Blackfeet Tribe of the Blackfeet Indian Reservation of Montana | Circle R Services | 402 South Hwy 2 | East Glacier Park | MT | 59434
8 | 2010043 | Circle R Services | Tank 5 | Tank 5 Compartment 1 | Permanently Out of Use | 4000 | TRUE |  | Gasoline (containing <=10% ethanol) | FALSE | Unknown | Blackfeet Tribe of the Blackfeet Indian Reservation of Montana | Circle R Services | 402 South Hwy 2 | East Glacier Park | MT | 59434
8 | 2010043 | Circle R Services | Tank 4 | Tank 4 Compartment 1 | Permanently Out of Use | 4000 | TRUE |  | Gasoline (containing <=10% ethanol) | FALSE | Unknown | Blackfeet Tribe of the Blackfeet Indian Reservation of Montana | Circle R Services | 402 South Hwy 2 | East Glacier Park | MT | 59434
8 | 2010043 | Circle R Services | Tank 3 | Tank 3 Compartment 1 | Permanently Out of Use | 8000 | TRUE |  | Gasoline (containing <=10% ethanol) | FALSE | Unknown | Blackfeet Tribe of the Blackfeet Indian Reservation of Montana | Circle R Services | 402 South Hwy 2 | East Glacier Park | MT | 59434
8 | 2010043 | Circle R Services | Tank 2 | Tank 2 Compartment 1 | Permanently Out of Use | 5000 | TRUE |  | Diesel | FALSE | Unknown | Blackfeet Tribe of the Blackfeet Indian Reservation of Montana | Circle R Services | 402 South Hwy 2 | East Glacier Park | MT | 59434
8 | 2010044 | Town Pump (Browning #1) | Tank 1 | Tank 1 Compartment 1 | Permanently Out of Use | 4000 | TRUE |  | Gasoline (containing <=10% ethanol) | FALSE | Unknown | Blackfeet Tribe of the Blackfeet Indian Reservation of Montana | Town Pump (Browning #1) | Hwy. 89 (Browning) | Saint Mary | MT | 59417
8 | 2010044 | Town Pump (Browning #1) | Tank 3 | Tank 3 Compartment 1 | Permanently Out of Use | 10000 | TRUE |  | Gasoline (containing <=10% ethanol) | FALSE | Unknown | Blackfeet Tribe of the Blackfeet Indian Reservation of Montana | Town Pump (Browning #1) | Hwy. 89 (Browning) | Saint Mary | MT | 59417
8 | 2010044 | Town Pump (Browning #1) | Tank 2 | Tank 2 Compartment 1 | Permanently Out of Use | 3000 | TRUE |  | Gasoline (containing <=10% ethanol) | FALSE | Unknown | Blackfeet Tribe of the Blackfeet Indian Reservation of Montana | Town Pump (Browning #1) | Hwy. 89 (Browning) | Saint Mary | MT | 59417
8 | 2010045 | Town Pump Inc. (Browning #2) | Tank 5 (4888) UL | Tank 5 (4888) UL | Currently in Use | 12000 | TRUE |  | Gasoline (containing <=10% ethanol) | TRUE | Spill Bucket | Blackfeet Tribe of the Blackfeet Indian Reservation of Montana | Town Pump Inc. (Browning #2) | 304 SE Boundary St. | Saint Mary | MT | 59417
8 | 2010045 | Town Pump Inc. (Browning #2) | Tank 6 / 7 | Tank 7 (4859) RDSL | Currently in Use | 10000 | TRUE | 2005-06-01 | Diesel | TRUE | Spill Bucket | Blackfeet Tribe of the Blackfeet Indian Reservation of Montana | Town Pump Inc. (Browning #2) | 304 SE Boundary St. | Saint Mary | MT | 59417
8 | 2010045 | Town Pump Inc. (Browning #2) | Tank 6 / 7 | Tank 6 (2466) DSL | Currently in Use | 5000 | TRUE |  | Diesel | TRUE | Spill Bucket | Blackfeet Tribe of the Blackfeet Indian Reservation of Montana | Town Pump Inc. (Browning #2) | 304 SE Boundary St. | Saint Mary | MT | 59417
8 | 2010045 | Town Pump Inc. (Browning #2) | Tank 1 (4860) DSL | Tank 1 (4860) DSL | Currently in Use | 12000 | TRUE |  | Diesel | TRUE | Spill Bucket | Blackfeet Tribe of the Blackfeet Indian Reservation of Montana | Town Pump Inc. (Browning #2) | 304 SE Boundary St. | Saint Mary | MT | 59417
8 | 2010045 | Town Pump Inc. (Browning #2) | Tank Removed 13 | Tank 13 Compartment 1 | Permanently Out of Use | 6000 | TRUE |  | Gasoline (containing <=10% ethanol) | FALSE | Unknown | Blackfeet Tribe of the Blackfeet Indian Reservation of Montana | Town Pump Inc. (Browning #2) | 304 SE Boundary St. | Saint Mary | MT | 59417
8 | 2010045 | Town Pump Inc. (Browning #2) | Tank 4 (2465) UL | Tank 4 (2465) UL | Currently in Use | 12000 | TRUE |  | Gasoline (containing <=10% ethanol) | TRUE | Spill Bucket | Blackfeet Tribe of the Blackfeet Indian Reservation of Montana | Town Pump Inc. (Browning #2) | 304 SE Boundary St. | Saint Mary | MT | 59417
8 | 2010045 | Town Pump Inc. (Browning #2) | Tank Removed 11 | Tank 11 Compartment 1 | Permanently Out of Use | 4000 | TRUE |  | Diesel | FALSE | Unknown | Blackfeet Tribe of the Blackfeet Indian Reservation of Montana | Town Pump Inc. (Browning #2) | 304 SE Boundary St. | Saint Mary | MT | 59417
8 | 2010045 | Town Pump Inc. (Browning #2) | Tank 2 (2467) DSL | Tank 2 (2467) DSL | Currently in Use | 12000 | TRUE |  | Diesel | TRUE | Spill Bucket | Blackfeet Tribe of the Blackfeet Indian Reservation of Montana | Town Pump Inc. (Browning #2) | 304 SE Boundary St. | Saint Mary | MT | 59417
8 | 2010045 | Town Pump Inc. (Browning #2) | Tank 3 (2463) Prem | Tank 3 (2463) Prem | Currently in Use | 12000 | TRUE |  | Gasoline (containing <=10% ethanol) | TRUE | Spill Bucket | Blackfeet Tribe of the Blackfeet Indian Reservation of Montana | Town Pump Inc. (Browning #2) | 304 SE Boundary St. | Saint Mary | MT | 59417
8 | 2010045 | Town Pump Inc. (Browning #2) | Tank removed 7 | Tank 7 Compartment 1 | Permanently Out of Use | 12000 | TRUE |  | Gasoline (containing <=10% ethanol) | TRUE | Spill Bucket | Blackfeet Tribe of the Blackfeet Indian Reservation of Montana | Town Pump Inc. (Browning #2) | 304 SE Boundary St. | Saint Mary | MT | 59417
8 | 2010045 | Town Pump Inc. (Browning #2) | Tank removed 6 | Tank 6 Compartment 1 | Permanently Out of Use | 10000 | TRUE |  | Gasoline (containing <=10% ethanol) | TRUE | Spill Bucket | Blackfeet Tribe of the Blackfeet Indian Reservation of Montana | Town Pump Inc. (Browning #2) | 304 SE Boundary St. | Saint Mary | MT | 59417
8 | 2010045 | Town Pump Inc. (Browning #2) | Tank removed 5 | Tank 5 Compartment 1 | Permanently Out of Use | 12000 | TRUE |  | Gasoline (containing <=10% ethanol) | TRUE | Spill Bucket | Blackfeet Tribe of the Blackfeet Indian Reservation of Montana | Town Pump Inc. (Browning #2) | 304 SE Boundary St. | Saint Mary | MT | 59417
8 | 2010045 | Town Pump Inc. (Browning #2) | Tank removed 4 | Tank 4 Compartment 1 | Permanently Out of Use | 12000 | TRUE |  | Gasoline (containing <=10% ethanol) | TRUE | Spill Bucket | Blackfeet Tribe of the Blackfeet Indian Reservation of Montana | Town Pump Inc. (Browning #2) | 304 SE Boundary St. | Saint Mary | MT | 59417
8 | 2010045 | Town Pump Inc. (Browning #2) | Tank Removed 3 | Tank 3 Compartment 1 | Permanently Out of Use | 6000 | TRUE |  | Diesel | TRUE | Spill Bucket | Blackfeet Tribe of the Blackfeet Indian Reservation of Montana | Town Pump Inc. (Browning #2) | 304 SE Boundary St. | Saint Mary | MT | 59417
8 | 2010045 | Town Pump Inc. (Browning #2) | Tank Removed 2 | Tank 2 Compartment 1 | Permanently Out of Use | 4000 | TRUE |  | Gasoline (containing <=10% ethanol) | FALSE | Unknown | Blackfeet Tribe of the Blackfeet Indian Reservation of Montana | Town Pump Inc. (Browning #2) | 304 SE Boundary St. | Saint Mary | MT | 59417
8 | 2010046 | Big Sky Colony, Inc. | Tank 1 | Tank 1 Compartment 1 | Permanently Out of Use | 10000 | TRUE |  | Diesel | FALSE | Unknown | Blackfeet Tribe of the Blackfeet Indian Reservation of Montana | Big Sky Colony, Inc. | Del Bonita Star Rt. | Cut Bank | MT | 59427
8 | 2010046 | Big Sky Colony, Inc. | Tank 2 | Tank 2 Compartment 1 | Permanently Out of Use | 10000 | TRUE |  | Gasoline (containing <=10% ethanol) | FALSE | Unknown | Blackfeet Tribe of the Blackfeet Indian Reservation of Montana | Big Sky Colony, Inc. | Del Bonita Star Rt. | Cut Bank | MT | 59427
8 | 2010047 | Manley Farm | Tank 1 | Tank 1 Compartment 1 | Permanently Out of Use | 2000 | TRUE |  | Diesel | FALSE | Unknown | Blackfeet Tribe of the Blackfeet Indian Reservation of Montana | Manley Farm | North of Cut Bank | Cut Bank | MT | 59427
8 | 2010048 | Lake View Husky | Tank 1 | Tank 1 Compartment 1 | Permanently Out of Use | 2000 | TRUE |  | Gasoline (containing <=10% ethanol) | FALSE | Unknown | Blackfeet Tribe of the Blackfeet Indian Reservation of Montana | Lake View Husky | 4 miles North of St. Mary on Hwy. 89 | Babb | MT | 59411
8 | 2010048 | Lake View Husky | Tank 2 | Tank 2 Compartment 1 | Permanently Out of Use | 1000 | TRUE |  | Gasoline (containing <=10% ethanol) | FALSE | Unknown | Blackfeet Tribe of the Blackfeet Indian Reservation of Montana | Lake View Husky | 4 miles North of St. Mary on Hwy. 89 | Babb | MT | 59411
8 | 2010049 | Sears Motel & Gift Shop | Tank 1 | Tank 1 Compartment 1 | Permanently Out of Use | 1000 | TRUE |  | Gasoline (containing <=10% ethanol) | FALSE | Unknown | Blackfeet Tribe of the Blackfeet Indian Reservation of Montana | Sears Motel & Gift Shop | 1023 Hwy. 49 N | East Glacier Park | MT | 59434
8 | 2010049 | Sears Motel & Gift Shop | Tank 4 | Tank 4 Compartment 1 | Permanently Out of Use | 2000 | TRUE |  | Gasoline (containing <=10% ethanol) | FALSE | Unknown | Blackfeet Tribe of the Blackfeet Indian Reservation of Montana | Sears Motel & Gift Shop | 1023 Hwy. 49 N | East Glacier Park | MT | 59434
8 | 2010049 | Sears Motel & Gift Shop | Tank 3 | Tank 3 Compartment 1 | Temporarily Out of Use | 2000 | TRUE |  | Gasoline (containing <=10% ethanol) | TRUE | Spill Bucket | Blackfeet Tribe of the Blackfeet Indian Reservation of Montana | Sears Motel & Gift Shop | 1023 Hwy. 49 N | East Glacier Park | MT | 59434
8 | 2010049 | Sears Motel & Gift Shop | Tank 2 | Tank 2 Compartment 1 | Temporarily Out of Use | 2000 | TRUE |  | Gasoline (containing <=10% ethanol) | TRUE | Spill Bucket | Blackfeet Tribe of the Blackfeet Indian Reservation of Montana | Sears Motel & Gift Shop | 1023 Hwy. 49 N | East Glacier Park | MT | 59434
8 | 2010051 | Oil West Services | Tank 1 | Tank 1 Compartment 1 | Permanently Out of Use | 4000 | TRUE |  | Gasoline (containing <=10% ethanol) | FALSE | Unknown | Blackfeet Tribe of the Blackfeet Indian Reservation of Montana | Oil West Services | US Hwy 2 W | East Glacier Park | MT | 59434
8 | 2010051 | Oil West Services | Tank 4 | Tank 4 Compartment 1 | Permanently Out of Use | 500 | TRUE |  | Used Oil | FALSE | Unknown | Blackfeet Tribe of the Blackfeet Indian Reservation of Montana | Oil West Services | US Hwy 2 W | East Glacier Park | MT | 59434
8 | 2010051 | Oil West Services | Tank 3 | Tank 3 Compartment 1 | Permanently Out of Use | 4000 | TRUE |  | Gasoline (containing <=10% ethanol) | FALSE | Unknown | Blackfeet Tribe of the Blackfeet Indian Reservation of Montana | Oil West Services | US Hwy 2 W | East Glacier Park | MT | 59434
8 | 2010051 | Oil West Services | Tank 2 | Tank 2 Compartment 1 | Permanently Out of Use | 4000 | TRUE |  | Gasoline (containing <=10% ethanol) | FALSE | Unknown | Blackfeet Tribe of the Blackfeet Indian Reservation of Montana | Oil West Services | US Hwy 2 W | East Glacier Park | MT | 59434
8 | 2010052 | Town Pump (Browning #3) | Tank 1 | Tank 1 Compartment 1 | Permanently Out of Use | 6000 | TRUE |  | Gasoline (containing <=10% ethanol) | FALSE | Unknown | Blackfeet Tribe of the Blackfeet Indian Reservation of Montana | Town Pump (Browning #3) | Hwy. 89 (Browning) | Saint Mary | MT | 59417
8 | 2010052 | Town Pump (Browning #3) | Tank 5 | Tank 5 Compartment 1 | Permanently Out of Use | 560 | TRUE |  | Used Oil | FALSE | Unknown | Blackfeet Tribe of the Blackfeet Indian Reservation of Montana | Town Pump (Browning #3) | Hwy. 89 (Browning) | Saint Mary | MT | 59417
8 | 2010052 | Town Pump (Browning #3) | Tank 4 | Tank 4 Compartment 1 | Permanently Out of Use | 560 | TRUE |  | Diesel | FALSE | Unknown | Blackfeet Tribe of the Blackfeet Indian Reservation of Montana | Town Pump (Browning #3) | Hwy. 89 (Browning) | Saint Mary | MT | 59417
8 | 2010052 | Town Pump (Browning #3) | Tank 3 | Tank 3 Compartment 1 | Permanently Out of Use | 4000 | TRUE |  | Gasoline (containing <=10% ethanol) | FALSE | Unknown | Blackfeet Tribe of the Blackfeet Indian Reservation of Montana | Town Pump (Browning #3) | Hwy. 89 (Browning) | Saint Mary | MT | 59417
8 | 2010052 | Town Pump (Browning #3) | Tank 2 | Tank 2 Compartment 1 | Permanently Out of Use | 4000 | TRUE |  | Gasoline (containing <=10% ethanol) | FALSE | Unknown | Blackfeet Tribe of the Blackfeet Indian Reservation of Montana | Town Pump (Browning #3) | Hwy. 89 (Browning) | Saint Mary | MT | 59417
8 | 2010053 | Piegan Border Station | Tank 1 | Tank 1 Compartment 1 | Permanently Out of Use | 115 | TRUE |  | Gasoline (containing <=10% ethanol) | FALSE | Unknown | Blackfeet Tribe of the Blackfeet Indian Reservation of Montana | Piegan Border Station | US Hwy 89 @ Border | Babb | MT | 59411
8 | 2010056 | Thronsons Store LLC | Tank 1/2/3 | Unleaded T3 (Tag 4401) | Temporarily Out of Use | 7000 | TRUE | 2021-09-01 | Gasoline (containing <=10% ethanol) | TRUE | Spill Bucket | Blackfeet Tribe of the Blackfeet Indian Reservation of Montana | Thronsons Store LLC | P.O Box 169 | Babb | MT | 59411
8 | 2010056 | Thronsons Store LLC | Tank 1/2/3 | Prem Tank 2 (Tag 4402) | Currently in Use | 3000 | TRUE |  | Gasoline (containing <=10% ethanol) | TRUE | Spill Bucket | Blackfeet Tribe of the Blackfeet Indian Reservation of Montana | Thronsons Store LLC | P.O Box 169 | Babb | MT | 59411
8 | 2010056 | Thronsons Store LLC | Tank 1/2/3 | UNL Tank 1 (Tag 4403) | Currently in Use | 8000 | TRUE |  | Gasoline (containing <=10% ethanol) | TRUE | Spill Bucket | Blackfeet Tribe of the Blackfeet Indian Reservation of Montana | Thronsons Store LLC | P.O Box 169 | Babb | MT | 59411
8 | 2010056 | Thronsons Store LLC | Tank 7 | Tank 7 Compartment 1 | Permanently Out of Use | 1000 | TRUE |  | Gasoline (containing <=10% ethanol) | FALSE | Unknown | Blackfeet Tribe of the Blackfeet Indian Reservation of Montana | Thronsons Store LLC | P.O Box 169 | Babb | MT | 59411
8 | 2010056 | Thronsons Store LLC | Tank 6 | Tank 6 Compartment 1 | Permanently Out of Use | 1000 | TRUE |  | Gasoline (containing <=10% ethanol) | FALSE | Unknown | Blackfeet Tribe of the Blackfeet Indian Reservation of Montana | Thronsons Store LLC | P.O Box 169 | Babb | MT | 59411
8 | 2010056 | Thronsons Store LLC | Tank 5 | Tank 5 Compartment 1 | Permanently Out of Use | 2000 | TRUE |  | Gasoline (containing <=10% ethanol) | FALSE | Unknown | Blackfeet Tribe of the Blackfeet Indian Reservation of Montana | Thronsons Store LLC | P.O Box 169 | Babb | MT | 59411
8 | 2010056 | Thronsons Store LLC | Tank 4 | Tank 4 Compartment 1 | Permanently Out of Use | 3000 | TRUE |  | Gasoline (containing <=10% ethanol) | FALSE | Unknown | Blackfeet Tribe of the Blackfeet Indian Reservation of Montana | Thronsons Store LLC | P.O Box 169 | Babb | MT | 59411
8 | 2010056 | Thronsons Store LLC | Tank 3 | Tank 3 Compartment 1 | Permanently Out of Use | 3000 | TRUE |  | Gasoline (containing <=10% ethanol) | FALSE | Unknown | Blackfeet Tribe of the Blackfeet Indian Reservation of Montana | Thronsons Store LLC | P.O Box 169 | Babb | MT | 59411
8 | 2010057 | Doris Teeple | Tank 1 | Tank 1 Compartment 1 | Permanently Out of Use | 6000 | TRUE |  | Gasoline (containing <=10% ethanol) | FALSE | Unknown | Blackfeet Tribe of the Blackfeet Indian Reservation of Montana | Doris Teeple | F Street & Forth (Browning) | Saint Mary | MT | 59417
8 | 2010057 | Doris Teeple | Tank 5 | Tank 5 Compartment 1 | Permanently Out of Use | 550 | TRUE |  | Used Oil | FALSE | Unknown | Blackfeet Tribe of the Blackfeet Indian Reservation of Montana | Doris Teeple | F Street & Forth (Browning) | Saint Mary | MT | 59417
8 | 2010057 | Doris Teeple | Tank 4 | Tank 4 Compartment 1 | Permanently Out of Use | 6000 | TRUE |  | Gasoline (containing <=10% ethanol) | FALSE | Unknown | Blackfeet Tribe of the Blackfeet Indian Reservation of Montana | Doris Teeple | F Street & Forth (Browning) | Saint Mary | MT | 59417
8 | 2010057 | Doris Teeple | Tank 3 | Tank 3 Compartment 1 | Permanently Out of Use | 6000 | TRUE |  | Gasoline (containing <=10% ethanol) | FALSE | Unknown | Blackfeet Tribe of the Blackfeet Indian Reservation of Montana | Doris Teeple | F Street & Forth (Browning) | Saint Mary | MT | 59417
8 | 2010057 | Doris Teeple | Tank 2 | Tank 2 Compartment 1 | Permanently Out of Use | 6000 | TRUE |  | Gasoline (containing <=10% ethanol) | FALSE | Unknown | Blackfeet Tribe of the Blackfeet Indian Reservation of Montana | Doris Teeple | F Street & Forth (Browning) | Saint Mary | MT | 59417
8 | 2010066 | Rising Sun Boat Dock | Tank 1 | Tank 1 Compartment 1 | Permanently Out of Use | 500 | TRUE |  | Gasoline (containing <=10% ethanol) | FALSE | Unknown | Blackfeet Tribe of the Blackfeet Indian Reservation of Montana | Rising Sun Boat Dock | Unknown | East Glacier Park | MT | 59434
8 | 2010068 | Tee Pee Auto Parts | Tank 1 | Tank 1 Compartment 1 | Permanently Out of Use | 4000 | TRUE |  | Gasoline (containing <=10% ethanol) | FALSE | Unknown | Blackfeet Tribe of the Blackfeet Indian Reservation of Montana | Tee Pee Auto Parts | Hwy. 2 & 89 (Browning) | Saint Mary | MT | 59417
8 | 2010068 | Tee Pee Auto Parts | Tank 4 | Tank 4 Compartment 1 | Permanently Out of Use | 1000 | TRUE |  | Used Oil | FALSE | Unknown | Blackfeet Tribe of the Blackfeet Indian Reservation of Montana | Tee Pee Auto Parts | Hwy. 2 & 89 (Browning) | Saint Mary | MT | 59417
8 | 2010068 | Tee Pee Auto Parts | Tank 3 | Tank 3 Compartment 1 | Permanently Out of Use | 4000 | TRUE |  | Gasoline (containing <=10% ethanol) | FALSE | Unknown | Blackfeet Tribe of the Blackfeet Indian Reservation of Montana | Tee Pee Auto Parts | Hwy. 2 & 89 (Browning) | Saint Mary | MT | 59417
8 | 2010068 | Tee Pee Auto Parts | Tank 2 | Tank 2 Compartment 1 | Permanently Out of Use | 4000 | TRUE |  | Gasoline (containing <=10% ethanol) | FALSE | Unknown | Blackfeet Tribe of the Blackfeet Indian Reservation of Montana | Tee Pee Auto Parts | Hwy. 2 & 89 (Browning) | Saint Mary | MT | 59417
8 | 2010071 | Former Big Sky Standard | Tank 1 | Tank 1 Compartment 1 | Permanently Out of Use | 6000 | TRUE |  | Gasoline (containing <=10% ethanol) | FALSE | Unknown | Blackfeet Tribe of the Blackfeet Indian Reservation of Montana | Former Big Sky Standard | Hwy. 2 & 2nd Street NW (Browning) | Saint Mary | MT | 59417
8 | 2010071 | Former Big Sky Standard | Tank 5 | Tank 5 Compartment 1 | Permanently Out of Use | 500 | TRUE |  | Used Oil | FALSE | Unknown | Blackfeet Tribe of the Blackfeet Indian Reservation of Montana | Former Big Sky Standard | Hwy. 2 & 2nd Street NW (Browning) | Saint Mary | MT | 59417
8 | 2010071 | Former Big Sky Standard | Tank 4 | Tank 4 Compartment 1 | Permanently Out of Use | 6000 | TRUE |  | Gasoline (containing <=10% ethanol) | FALSE | Unknown | Blackfeet Tribe of the Blackfeet Indian Reservation of Montana | Former Big Sky Standard | Hwy. 2 & 2nd Street NW (Browning) | Saint Mary | MT | 59417
8 | 2010071 | Former Big Sky Standard | Tank 3 | Tank 3 Compartment 1 | Permanently Out of Use | 4000 | TRUE |  | Gasoline (containing <=10% ethanol) | FALSE | Unknown | Blackfeet Tribe of the Blackfeet Indian Reservation of Montana | Former Big Sky Standard | Hwy. 2 & 2nd Street NW (Browning) | Saint Mary | MT | 59417
8 | 2010071 | Former Big Sky Standard | Tank 2 | Tank 2 Compartment 1 | Permanently Out of Use | 4000 | TRUE |  | Gasoline (containing <=10% ethanol) | FALSE | Unknown | Blackfeet Tribe of the Blackfeet Indian Reservation of Montana | Former Big Sky Standard | Hwy. 2 & 2nd Street NW (Browning) | Saint Mary | MT | 59417
8 | 2010072 | School District #9 Maintenance Shop | Tank 1- UNL | Tank 1 UNL (tag 4130) | Currently in Use | 8000 | TRUE |  | Gasoline (containing <=10% ethanol) | TRUE | Spill Bucket | Blackfeet Tribe of the Blackfeet Indian Reservation of Montana | School District #9 Maintenance Shop | P.O. Box 610 | Saint Mary | MT | 59417
8 | 2010072 | School District #9 Maintenance Shop | Tank 2 DSL | DSL Tank 2 (tag 4131) | Currently in Use | 8000 | TRUE |  | Diesel | TRUE | Spill Bucket | Blackfeet Tribe of the Blackfeet Indian Reservation of Montana | School District #9 Maintenance Shop | P.O. Box 610 | Saint Mary | MT | 59417
8 | 2010072 | School District #9 Maintenance Shop | Tank 2 | Tank 2 Compartment 1 | Permanently Out of Use | 6000 | TRUE |  | Gasoline (containing <=10% ethanol) | FALSE | Unknown | Blackfeet Tribe of the Blackfeet Indian Reservation of Montana | School District #9 Maintenance Shop | P.O. Box 610 | Saint Mary | MT | 59417
8 | 2010076 | Montana DOT (Abandoned) ROW | Tank 1 | Tank 1 Compartment 1 | Permanently Out of Use | 115 | TRUE |  | Gasoline (containing <=10% ethanol) | FALSE | Unknown | Blackfeet Tribe of the Blackfeet Indian Reservation of Montana | Montana DOT (Abandoned) ROW | Lot 4 (Browning) | Saint Mary | MT | 59417
8 | 2010076 | Montana DOT (Abandoned) ROW | Tank 2 | Tank 2 Compartment 1 | Permanently Out of Use | 115 | TRUE |  | Gasoline (containing <=10% ethanol) | FALSE | Unknown | Blackfeet Tribe of the Blackfeet Indian Reservation of Montana | Montana DOT (Abandoned) ROW | Lot 4 (Browning) | Saint Mary | MT | 59417
8 | 2010077 | Former Husky Station | Tank 1 | Tank 1 Compartment 1 | Permanently Out of Use | 1000 | TRUE |  | Unknown Petroleum | FALSE | Unknown | Blackfeet Tribe of the Blackfeet Indian Reservation of Montana | Former Husky Station | Intersection Hwy. 2 and MT. 49 | East Glacier Park | MT | 59434
8 | 2010077 | Former Husky Station | Tank 2 | Tank 2 Compartment 1 | Permanently Out of Use | 1000 | TRUE |  | Unknown Petroleum | FALSE | Unknown | Blackfeet Tribe of the Blackfeet Indian Reservation of Montana | Former Husky Station | Intersection Hwy. 2 and MT. 49 | East Glacier Park | MT | 59434
8 | 2010078 | Del Bonita Radar Facility | Tank 1 | Tank 1 Compartment 1 | Permanently Out of Use |  | TRUE |  | Diesel | FALSE | Unknown | Blackfeet Tribe of the Blackfeet Indian Reservation of Montana | Del Bonita Radar Facility | Travel 7 miles N from Cut Bank on Hwy 213; 24 miles NW on Hwy 483 to Radar Base Rd.; Facility is 3 miles W of Radar Base Rd. | CUT BANK | MT | 59427
8 | 2010078 | Del Bonita Radar Facility | Tank 19 | Tank 19 Compartment 1 | Permanently Out of Use |  | TRUE |  | Diesel | FALSE | Unknown | Blackfeet Tribe of the Blackfeet Indian Reservation of Montana | Del Bonita Radar Facility | Travel 7 miles N from Cut Bank on Hwy 213; 24 miles NW on Hwy 483 to Radar Base Rd.; Facility is 3 miles W of Radar Base Rd. | CUT BANK | MT | 59427
8 | 2010078 | Del Bonita Radar Facility | Tank 18 | Tank 18 Compartment 1 | Permanently Out of Use |  | TRUE |  | Diesel | FALSE | Unknown | Blackfeet Tribe of the Blackfeet Indian Reservation of Montana | Del Bonita Radar Facility | Travel 7 miles N from Cut Bank on Hwy 213; 24 miles NW on Hwy 483 to Radar Base Rd.; Facility is 3 miles W of Radar Base Rd. | CUT BANK | MT | 59427
8 | 2010078 | Del Bonita Radar Facility | Tank 17 | Tank 17 Compartment 1 | Permanently Out of Use |  | TRUE |  | Diesel | FALSE | Unknown | Blackfeet Tribe of the Blackfeet Indian Reservation of Montana | Del Bonita Radar Facility | Travel 7 miles N from Cut Bank on Hwy 213; 24 miles NW on Hwy 483 to Radar Base Rd.; Facility is 3 miles W of Radar Base Rd. | CUT BANK | MT | 59427
8 | 2010078 | Del Bonita Radar Facility | Tank 16 | Tank 16 Compartment 1 | Permanently Out of Use |  | TRUE |  | Diesel | FALSE | Unknown | Blackfeet Tribe of the Blackfeet Indian Reservation of Montana | Del Bonita Radar Facility | Travel 7 miles N from Cut Bank on Hwy 213; 24 miles NW on Hwy 483 to Radar Base Rd.; Facility is 3 miles W of Radar Base Rd. | CUT BANK | MT | 59427
8 | 2010078 | Del Bonita Radar Facility | Tank 15 | Tank 15 Compartment 1 | Permanently Out of Use |  | TRUE |  | Diesel | FALSE | Unknown | Blackfeet Tribe of the Blackfeet Indian Reservation of Montana | Del Bonita Radar Facility | Travel 7 miles N from Cut Bank on Hwy 213; 24 miles NW on Hwy 483 to Radar Base Rd.; Facility is 3 miles W of Radar Base Rd. | CUT BANK | MT | 59427
8 | 2010078 | Del Bonita Radar Facility | Tank 14 | Tank 14 Compartment 1 | Permanently Out of Use |  | TRUE |  | Diesel | FALSE | Unknown | Blackfeet Tribe of the Blackfeet Indian Reservation of Montana | Del Bonita Radar Facility | Travel 7 miles N from Cut Bank on Hwy 213; 24 miles NW on Hwy 483 to Radar Base Rd.; Facility is 3 miles W of Radar Base Rd. | CUT BANK | MT | 59427
8 | 2010078 | Del Bonita Radar Facility | Tank 13 | Tank 13 Compartment 1 | Permanently Out of Use |  | TRUE |  | Diesel | FALSE | Unknown | Blackfeet Tribe of the Blackfeet Indian Reservation of Montana | Del Bonita Radar Facility | Travel 7 miles N from Cut Bank on Hwy 213; 24 miles NW on Hwy 483 to Radar Base Rd.; Facility is 3 miles W of Radar Base Rd. | CUT BANK | MT | 59427
8 | 2010078 | Del Bonita Radar Facility | Tank 12 | Tank 12 Compartment 1 | Permanently Out of Use |  | TRUE |  | Diesel | FALSE | Unknown | Blackfeet Tribe of the Blackfeet Indian Reservation of Montana | Del Bonita Radar Facility | Travel 7 miles N from Cut Bank on Hwy 213; 24 miles NW on Hwy 483 to Radar Base Rd.; Facility is 3 miles W of Radar Base Rd. | CUT BANK | MT | 59427
8 | 2010078 | Del Bonita Radar Facility | Tank 11 | Tank 11 Compartment 1 | Permanently Out of Use |  | TRUE |  | Diesel | FALSE | Unknown | Blackfeet Tribe of the Blackfeet Indian Reservation of Montana | Del Bonita Radar Facility | Travel 7 miles N from Cut Bank on Hwy 213; 24 miles NW on Hwy 483 to Radar Base Rd.; Facility is 3 miles W of Radar Base Rd. | CUT BANK | MT | 59427
8 | 2010078 | Del Bonita Radar Facility | Tank 10 | Tank 10 Compartment 1 | Permanently Out of Use |  | TRUE |  | Diesel | FALSE | Unknown | Blackfeet Tribe of the Blackfeet Indian Reservation of Montana | Del Bonita Radar Facility | Travel 7 miles N from Cut Bank on Hwy 213; 24 miles NW on Hwy 483 to Radar Base Rd.; Facility is 3 miles W of Radar Base Rd. | CUT BANK | MT | 59427
8 | 2010078 | Del Bonita Radar Facility | Tank 9 | Tank 9 Compartment 1 | Permanently Out of Use |  | TRUE |  | Diesel | FALSE | Unknown | Blackfeet Tribe of the Blackfeet Indian Reservation of Montana | Del Bonita Radar Facility | Travel 7 miles N from Cut Bank on Hwy 213; 24 miles NW on Hwy 483 to Radar Base Rd.; Facility is 3 miles W of Radar Base Rd. | CUT BANK | MT | 59427
8 | 2010078 | Del Bonita Radar Facility | Tank 8 | Tank 8 Compartment 1 | Permanently Out of Use |  | TRUE |  | Diesel | FALSE | Unknown | Blackfeet Tribe of the Blackfeet Indian Reservation of Montana | Del Bonita Radar Facility | Travel 7 miles N from Cut Bank on Hwy 213; 24 miles NW on Hwy 483 to Radar Base Rd.; Facility is 3 miles W of Radar Base Rd. | CUT BANK | MT | 59427
8 | 2010078 | Del Bonita Radar Facility | Tank 7 | Tank 7 Compartment 1 | Permanently Out of Use |  | TRUE |  | Diesel | FALSE | Unknown | Blackfeet Tribe of the Blackfeet Indian Reservation of Montana | Del Bonita Radar Facility | Travel 7 miles N from Cut Bank on Hwy 213; 24 miles NW on Hwy 483 to Radar Base Rd.; Facility is 3 miles W of Radar Base Rd. | CUT BANK | MT | 59427
8 | 2010078 | Del Bonita Radar Facility | Tank 6 | Tank 6 Compartment 1 | Permanently Out of Use |  | TRUE |  | Diesel | FALSE | Unknown | Blackfeet Tribe of the Blackfeet Indian Reservation of Montana | Del Bonita Radar Facility | Travel 7 miles N from Cut Bank on Hwy 213; 24 miles NW on Hwy 483 to Radar Base Rd.; Facility is 3 miles W of Radar Base Rd. | CUT BANK | MT | 59427
8 | 2010078 | Del Bonita Radar Facility | Tank 5 | Tank 5 Compartment 1 | Permanently Out of Use |  | TRUE |  | Gasoline (containing <=10% ethanol) | FALSE | Unknown | Blackfeet Tribe of the Blackfeet Indian Reservation of Montana | Del Bonita Radar Facility | Travel 7 miles N from Cut Bank on Hwy 213; 24 miles NW on Hwy 483 to Radar Base Rd.; Facility is 3 miles W of Radar Base Rd. | CUT BANK | MT | 59427
8 | 2010078 | Del Bonita Radar Facility | Tank 4 | Tank 4 Compartment 1 | Permanently Out of Use |  | TRUE |  | Gasoline (containing <=10% ethanol) | FALSE | Unknown | Blackfeet Tribe of the Blackfeet Indian Reservation of Montana | Del Bonita Radar Facility | Travel 7 miles N from Cut Bank on Hwy 213; 24 miles NW on Hwy 483 to Radar Base Rd.; Facility is 3 miles W of Radar Base Rd. | CUT BANK | MT | 59427
8 | 2010078 | Del Bonita Radar Facility | Tank 3 | Tank 3 Compartment 1 | Permanently Out of Use |  | TRUE |  | Gasoline (containing <=10% ethanol) | FALSE | Unknown | Blackfeet Tribe of the Blackfeet Indian Reservation of Montana | Del Bonita Radar Facility | Travel 7 miles N from Cut Bank on Hwy 213; 24 miles NW on Hwy 483 to Radar Base Rd.; Facility is 3 miles W of Radar Base Rd. | CUT BANK | MT | 59427
8 | 2010078 | Del Bonita Radar Facility | Tank 2 | Tank 2 Compartment 1 | Permanently Out of Use |  | TRUE |  | Gasoline (containing <=10% ethanol) | FALSE | Unknown | Blackfeet Tribe of the Blackfeet Indian Reservation of Montana | Del Bonita Radar Facility | Travel 7 miles N from Cut Bank on Hwy 213; 24 miles NW on Hwy 483 to Radar Base Rd.; Facility is 3 miles W of Radar Base Rd. | CUT BANK | MT | 59427
8 | 2010079 | Firm Development / Blue Diamond Petroleum | Tank 1 | Tank 1 Compartment 1 | Permanently Out of Use | 1000 | TRUE |  | Gasoline (containing <=10% ethanol) | FALSE | Unknown | Blackfeet Tribe of the Blackfeet Indian Reservation of Montana | Firm Development / Blue Diamond Petroleum | 501 E Main St. | Cut Bank | MT | 59427
8 | 2010079 | Firm Development / Blue Diamond Petroleum | Tank 2 | Tank 2 Compartment 1 | Permanently Out of Use | 1000 | TRUE |  | Gasoline (containing <=10% ethanol) | FALSE | Unknown | Blackfeet Tribe of the Blackfeet Indian Reservation of Montana | Firm Development / Blue Diamond Petroleum | 501 E Main St. | Cut Bank | MT | 59427
8 | 2010080 | East Glacier Fuel Station | Tank 1 | Tank 1 Compartment 1 | Permanently Out of Use | 2000 | TRUE |  | Gasoline (containing <=10% ethanol) | FALSE | Unknown | Blackfeet Tribe of the Blackfeet Indian Reservation of Montana | East Glacier Fuel Station |  | East Glacier Park | MT | 59434
8 | 2010081 | Reagan Field | Tank 1 | Tank 1 Compartment 1 | Permanently Out of Use | 1000 | TRUE |  | Gasoline (containing <=10% ethanol) | FALSE | Unknown | Blackfeet Tribe of the Blackfeet Indian Reservation of Montana | Reagan Field | P.O. Box 2150 | Cut Bank | MT | 59427
8 | 2010082 | BN Cut Bank Section Tool House | Tank 1 | Tank 1 Compartment 1 | Permanently Out of Use | 500 | TRUE |  | Gasoline (containing <=10% ethanol) | FALSE | Unknown | Blackfeet Tribe of the Blackfeet Indian Reservation of Montana | BN Cut Bank Section Tool House | US Highway 2 | Cut Bank | MT | 59427
8 | 2010083 | Glacier County International Airport | Tank 1 | Tank 1 Compartment 1 | Permanently Out of Use | 275 | TRUE |  | Gasoline (containing <=10% ethanol) | FALSE | Unknown | Blackfeet Tribe of the Blackfeet Indian Reservation of Montana | Glacier County International Airport | South 1 Mile on Valier Highway | Cut Bank | MT | 59427
8 | 2010084 | MDOT Abandoned Site 1812821 | Tank 1 | Tank 1 Compartment 1 | Permanently Out of Use | 1000 | TRUE |  | Gasoline (containing <=10% ethanol) | FALSE | Unknown | Blackfeet Tribe of the Blackfeet Indian Reservation of Montana | MDOT Abandoned Site 1812821 | Lot 4 | Saint Mary | MT | 59417
8 | 2010084 | MDOT Abandoned Site 1812821 | Tank 2 | Tank 2 Compartment 1 | Permanently Out of Use | 1000 | TRUE |  | Gasoline (containing <=10% ethanol) | FALSE | Unknown | Blackfeet Tribe of the Blackfeet Indian Reservation of Montana | MDOT Abandoned Site 1812821 | Lot 4 | Saint Mary | MT | 59417
8 | 2010085 | New Post Office Location | Tank 1 | Tank 1 Compartment 1 | Permanently Out of Use | 500 | TRUE |  | Kerosene | FALSE | Unknown | Blackfeet Tribe of the Blackfeet Indian Reservation of Montana | New Post Office Location | Southwest corner of Public Square & Piegan | Saint Mary | MT | 59417
8 | 2010085 | New Post Office Location | Tank 2 | Tank 2 Compartment 1 | Permanently Out of Use | 500 | TRUE |  | Kerosene | FALSE | Unknown | Blackfeet Tribe of the Blackfeet Indian Reservation of Montana | New Post Office Location | Southwest corner of Public Square & Piegan | Saint Mary | MT | 59417
8 | 2010086 | Glacier Family Food | Tank 1/2 | Tank 2 Prem (tag 5676) | Currently in Use | 8000 | TRUE |  | Gasoline (containing <=10% ethanol) | TRUE | Spill Bucket | Blackfeet Tribe of the Blackfeet Indian Reservation of Montana | Glacier Family Food | P.O. Box 1209 | Browning | MT | 59417
8 | 2010086 | Glacier Family Food | Tank 3/4 | Tank 4 DyedDSL (tag 5674) | Currently in Use | 8000 | TRUE |  | Diesel | TRUE | Spill Bucket | Blackfeet Tribe of the Blackfeet Indian Reservation of Montana | Glacier Family Food | P.O. Box 1209 | Browning | MT | 59417
8 | 2010086 | Glacier Family Food | Tank 3/4 | Tank 3 DSL (tag 5673) | Currently in Use | 12000 | TRUE |  | Diesel | TRUE | Spill Bucket | Blackfeet Tribe of the Blackfeet Indian Reservation of Montana | Glacier Family Food | P.O. Box 1209 | Browning | MT | 59417
8 | 2010086 | Glacier Family Food | Tank 1/2 | Tank 1 UNL (Tag 5675) | Currently in Use | 20000 | TRUE |  | Gasoline (containing <=10% ethanol) | TRUE | Spill Bucket | Blackfeet Tribe of the Blackfeet Indian Reservation of Montana | Glacier Family Food | P.O. Box 1209 | Browning | MT | 59417
8 | 2020001 | Farmers Union Oil Co. (CO-OP Service Center) | xx Tank 1 | Tank 1 Compartment 1 | Permanently Out of Use | 8000 | TRUE |  | Diesel | FALSE | Unknown | Crow Tribe of Montana | Farmers Union Oil Co. (CO-OP Service Center) | Old Hwy. 87 | Lodge Grass | MT | 59050
8 | 2020001 | Farmers Union Oil Co. (CO-OP Service Center) | Tank 3 | Premium Tank | Currently in Use | 4000 | TRUE |  | Gasoline (containing <=10% ethanol) | TRUE | Spill Bucket | Crow Tribe of Montana | Farmers Union Oil Co. (CO-OP Service Center) | Old Hwy. 87 | Lodge Grass | MT | 59050
8 | 2020001 | Farmers Union Oil Co. (CO-OP Service Center) | Tank 8 | Tank 8 Compartment 1 | Permanently Out of Use | 1000 | TRUE |  | Gasoline (containing <=10% ethanol) | FALSE | Unknown | Crow Tribe of Montana | Farmers Union Oil Co. (CO-OP Service Center) | Old Hwy. 87 | Lodge Grass | MT | 59050
8 | 2020001 | Farmers Union Oil Co. (CO-OP Service Center) | Tank 7 | Tank 7 Compartment 1 | Permanently Out of Use | 4000 | TRUE |  | Diesel | FALSE | Unknown | Crow Tribe of Montana | Farmers Union Oil Co. (CO-OP Service Center) | Old Hwy. 87 | Lodge Grass | MT | 59050
8 | 2020001 | Farmers Union Oil Co. (CO-OP Service Center) | Tank 5 | Tank 5 Compartment 1 | Permanently Out of Use | 4000 | TRUE |  | Gasoline (containing <=10% ethanol) | FALSE | Unknown | Crow Tribe of Montana | Farmers Union Oil Co. (CO-OP Service Center) | Old Hwy. 87 | Lodge Grass | MT | 59050
8 | 2020001 | Farmers Union Oil Co. (CO-OP Service Center) | Tank 4 | Tank 4 Compartment 1 | Permanently Out of Use | 10000 | TRUE |  | Gasoline (containing <=10% ethanol) | FALSE | Unknown | Crow Tribe of Montana | Farmers Union Oil Co. (CO-OP Service Center) | Old Hwy. 87 | Lodge Grass | MT | 59050
8 | 2020001 | Farmers Union Oil Co. (CO-OP Service Center) | Tank 3 | DSL Tank 3 | Currently in Use | 4000 | TRUE |  | Diesel | TRUE | Spill Bucket | Crow Tribe of Montana | Farmers Union Oil Co. (CO-OP Service Center) | Old Hwy. 87 | Lodge Grass | MT | 59050
8 | 2020001 | Farmers Union Oil Co. (CO-OP Service Center) | Tank 2 | Tank 2 Compartment 1 | Currently in Use | 10000 | TRUE |  | Gasoline (containing <=10% ethanol) | TRUE | Spill Bucket | Crow Tribe of Montana | Farmers Union Oil Co. (CO-OP Service Center) | Old Hwy. 87 | Lodge Grass | MT | 59050
8 | 2020002 | Crow Nation Express Center (FKA Battlefield Express Center) | XX Tank 1 | Tank 1 Compartment 1 | Permanently Out of Use | 1000 | TRUE |  | Used Oil | FALSE | Unknown | Crow Tribe of Montana | Crow Nation Express Center (FKA Battlefield Express Center) | 42 Hospital Loop | Crow Agency | MT | 59022
8 | 2020002 | Crow Nation Express Center (FKA Battlefield Express Center) | Tank 4/5 DSL/OffR | Tank 5 (3B) OR DSL | Currently in Use | 4000 | TRUE |  | Diesel | TRUE | Spill Bucket | Crow Tribe of Montana | Crow Nation Express Center (FKA Battlefield Express Center) | 42 Hospital Loop | Crow Agency | MT | 59022
8 | 2020002 | Crow Nation Express Center (FKA Battlefield Express Center) | Tank 2/3 DSL/Prem | Tank 3 (2b) Prem | Currently in Use | 4000 | TRUE |  | Gasoline (containing <=10% ethanol) | TRUE | Spill Bucket | Crow Tribe of Montana | Crow Nation Express Center (FKA Battlefield Express Center) | 42 Hospital Loop | Crow Agency | MT | 59022
8 | 2020002 | Crow Nation Express Center (FKA Battlefield Express Center) | xx Tank 11 | Tank 11 Compartment 1 | Permanently Out of Use | 500 | TRUE |  | Used Oil | FALSE | Unknown | Crow Tribe of Montana | Crow Nation Express Center (FKA Battlefield Express Center) | 42 Hospital Loop | Crow Agency | MT | 59022
8 | 2020002 | Crow Nation Express Center (FKA Battlefield Express Center) | xx Tank 10 | Tank 10 Compartment 1 | Permanently Out of Use | 4000 | TRUE |  | Gasoline (containing <=10% ethanol) | FALSE | Unknown | Crow Tribe of Montana | Crow Nation Express Center (FKA Battlefield Express Center) | 42 Hospital Loop | Crow Agency | MT | 59022
8 | 2020002 | Crow Nation Express Center (FKA Battlefield Express Center) | Tank 9 | Tank 9 Compartment 1 | Permanently Out of Use | 8000 | TRUE |  | Gasoline (containing <=10% ethanol) | FALSE | Unknown | Crow Tribe of Montana | Crow Nation Express Center (FKA Battlefield Express Center) | 42 Hospital Loop | Crow Agency | MT | 59022
8 | 2020002 | Crow Nation Express Center (FKA Battlefield Express Center) | Tank 8 | Tank 8 Compartment 1 | Permanently Out of Use | 4000 | TRUE |  | Gasoline (containing <=10% ethanol) | FALSE | Unknown | Crow Tribe of Montana | Crow Nation Express Center (FKA Battlefield Express Center) | 42 Hospital Loop | Crow Agency | MT | 59022
8 | 2020002 | Crow Nation Express Center (FKA Battlefield Express Center) | Tank 7 | Tank 7 Compartment 1 | Permanently Out of Use | 2000 | TRUE |  | Diesel | FALSE | Unknown | Crow Tribe of Montana | Crow Nation Express Center (FKA Battlefield Express Center) | 42 Hospital Loop | Crow Agency | MT | 59022
8 | 2020002 | Crow Nation Express Center (FKA Battlefield Express Center) | Tank 1 - UNL | UNL tank 1 | Currently in Use | 10000 | TRUE |  | Gasoline (containing <=10% ethanol) | TRUE | Spill Bucket | Crow Tribe of Montana | Crow Nation Express Center (FKA Battlefield Express Center) | 42 Hospital Loop | Crow Agency | MT | 59022
8 | 2020002 | Crow Nation Express Center (FKA Battlefield Express Center) | Tank 4/5 DSL/OffR | Tank 4 (3A) DSL-dyed | Currently in Use | 6000 | TRUE |  | Diesel | TRUE | Spill Bucket | Crow Tribe of Montana | Crow Nation Express Center (FKA Battlefield Express Center) | 42 Hospital Loop | Crow Agency | MT | 59022
8 | 2020002 | Crow Nation Express Center (FKA Battlefield Express Center) | Tank 2/3 DSL/Prem | Tank 2A diesel | Currently in Use | 6000 | TRUE |  | Diesel | TRUE | Spill Bucket | Crow Tribe of Montana | Crow Nation Express Center (FKA Battlefield Express Center) | 42 Hospital Loop | Crow Agency | MT | 59022
8 | 2020004 | Pryor Self Service | Tank 1 | Tank 1 Compartment 1 | Permanently Out of Use | 1000 | TRUE |  | Gasoline (containing <=10% ethanol) | FALSE | Unknown | Crow Tribe of Montana | Pryor Self Service | 704 Makpua | Pryor | MT | 59066
8 | 2020004 | Pryor Self Service | Tank 3 | Tank 3 Compartment 1 | Currently in Use | 2000 | TRUE |  | Gasoline (containing <=10% ethanol) | TRUE | Spill Bucket | Crow Tribe of Montana | Pryor Self Service | 704 Makpua | Pryor | MT | 59066
8 | 2020004 | Pryor Self Service | Tank 2 | Tank 2 Compartment 1 | Permanently Out of Use | 2000 | TRUE |  | Gasoline (containing <=10% ethanol) | FALSE | Unknown | Crow Tribe of Montana | Pryor Self Service | 704 Makpua | Pryor | MT | 59066
8 | 2020006 | H.S. Wilhelm | Tank 1 | Tank 1 Compartment 1 | Permanently Out of Use | 2000 | TRUE |  | Gasoline (containing <=10% ethanol) | FALSE | Unknown | Crow Tribe of Montana | H.S. Wilhelm | 523 Makpua Ave. | Pryor | MT | 59066
8 | 2020006 | H.S. Wilhelm | Tank 2 | Tank 2 Compartment 1 | Permanently Out of Use | 2000 | TRUE |  | Gasoline (containing <=10% ethanol) | FALSE | Unknown | Crow Tribe of Montana | H.S. Wilhelm | 523 Makpua Ave. | Pryor | MT | 59066
8 | 2020007 | Plenty Coups High School | X Tank 1 | Tank 1 Compartment 1 | Permanently Out of Use | 1000 | TRUE |  | Gasoline (containing <=10% ethanol) | FALSE | Unknown | Crow Tribe of Montana | Plenty Coups High School | 1 High School Lane | Pryor | MT | 59066
8 | 2020007 | Plenty Coups High School | Tank 1/2 (compartmentalized) | Tank 1 (Comp.) | Currently in Use | 1000 | TRUE |  | Gasoline (containing <=10% ethanol) | TRUE | Spill Bucket | Crow Tribe of Montana | Plenty Coups High School | 1 High School Lane | Pryor | MT | 59066
8 | 2020007 | Plenty Coups High School | X Tank 6 | Tank 6 Compartment 1 | Permanently Out of Use | 500 | TRUE |  | Diesel | FALSE | Unknown | Crow Tribe of Montana | Plenty Coups High School | 1 High School Lane | Pryor | MT | 59066
8 | 2020007 | Plenty Coups High School | X Tank 5 | Tank 5 Compartment 1 | Permanently Out of Use | 500 | TRUE |  | Gasoline (containing <=10% ethanol) | FALSE | Unknown | Crow Tribe of Montana | Plenty Coups High School | 1 High School Lane | Pryor | MT | 59066
8 | 2020007 | Plenty Coups High School | X Tank 4 | Tank 4 Compartment 1 | Permanently Out of Use | 2000 | TRUE |  | Diesel | FALSE | Unknown | Crow Tribe of Montana | Plenty Coups High School | 1 High School Lane | Pryor | MT | 59066
8 | 2020007 | Plenty Coups High School | Tank 1/2 (compartmentalized) | Tank 2 (Comp.) | Currently in Use | 2000 | TRUE |  | Diesel | TRUE | Spill Bucket | Crow Tribe of Montana | Plenty Coups High School | 1 High School Lane | Pryor | MT | 59066
8 | 2020008 | Pryor Trading Post | Tank 1 | Tank 1 Compartment 1 | Permanently Out of Use | 2000 | TRUE |  | Gasoline (containing <=10% ethanol) | FALSE | Unknown | Crow Tribe of Montana | Pryor Trading Post | Main Street | Pryor | MT | 59066
8 | 2020008 | Pryor Trading Post | Tank 4 | Tank 4 Compartment 1 | Permanently Out of Use | 2000 | TRUE |  | Gasoline (containing <=10% ethanol) | TRUE | Spill Bucket | Crow Tribe of Montana | Pryor Trading Post | Main Street | Pryor | MT | 59066
8 | 2020008 | Pryor Trading Post | Tank 3 | Tank 3 Compartment 1 | Permanently Out of Use | 1000 | TRUE |  | Gasoline (containing <=10% ethanol) | TRUE | Spill Bucket | Crow Tribe of Montana | Pryor Trading Post | Main Street | Pryor | MT | 59066
8 | 2020008 | Pryor Trading Post | Tank 2 | Tank 2 Compartment 1 | Permanently Out of Use | 1000 | TRUE |  | Gasoline (containing <=10% ethanol) | FALSE | Unknown | Crow Tribe of Montana | Pryor Trading Post | Main Street | Pryor | MT | 59066
8 | 2020011 | Big Horn Co. Road Dept. | Tank 1 | Tank 1 Compartment 1 | Permanently Out of Use | 1200 | TRUE |  | Diesel | FALSE | Unknown | Crow Tribe of Montana | Big Horn Co. Road Dept. | Main Street | Lodge Grass | MT | 59050
8 | 2020011 | Big Horn Co. Road Dept. | Tank 2 | Tank 2 Compartment 1 | Permanently Out of Use | 1000 | TRUE |  | Gasoline (containing <=10% ethanol) | FALSE | Unknown | Crow Tribe of Montana | Big Horn Co. Road Dept. | Main Street | Lodge Grass | MT | 59050
8 | 2020013 | Pretty Eagle School | Tank 1 | Tank 1 Compartment 1 | Currently in Use | 1000 | TRUE |  | Gasoline (containing <=10% ethanol) | TRUE | Spill Bucket | Crow Tribe of Montana | Pretty Eagle School | 212 Mission Loop | Saint Xavier | MT | 59075
8 | 2020013 | Pretty Eagle School | Tank 2 | Tank 2 Compartment 1 | Permanently Out of Use | 750 | TRUE |  | Gasoline (containing <=10% ethanol) | FALSE | Unknown | Crow Tribe of Montana | Pretty Eagle School | 212 Mission Loop | Saint Xavier | MT | 59075
8 | 2020014 | GarryOwen Conoco | Tank 1 | Tank 1 Compartment 1 | Permanently Out of Use | 12000 | TRUE | 2025-07-24 | Gasoline (containing <=10% ethanol) | TRUE | Spill Bucket | Crow Tribe of Montana | GarryOwen Conoco | GarryOwen Frontage Road- Townhall | Garryowen | MT | 59031
8 | 2020014 | GarryOwen Conoco | Tank 1 | Tank 1 Compartment 2 | Permanently Out of Use | 8000 | TRUE | 2020-07-22 | Gasoline (containing <=10% ethanol) | TRUE | Spill Bucket | Crow Tribe of Montana | GarryOwen Conoco | GarryOwen Frontage Road- Townhall | Garryowen | MT | 59031
8 | 2020014 | GarryOwen Conoco | Tank 3 | Tank 3 Compartment 1 | Permanently Out of Use | 2000 | TRUE |  | Gasoline (containing <=10% ethanol) | FALSE | Unknown | Crow Tribe of Montana | GarryOwen Conoco | GarryOwen Frontage Road- Townhall | Garryowen | MT | 59031
8 | 2020014 | GarryOwen Conoco | Tank 2 | Tank 2 Compartment 1 | Permanently Out of Use | 1000 | TRUE |  | Gasoline (containing <=10% ethanol) | FALSE | Unknown | Crow Tribe of Montana | GarryOwen Conoco | GarryOwen Frontage Road- Townhall | Garryowen | MT | 59031
8 | 2020015 | Saint Xavier Mercantile | Tank 1 | Tank 1 Compartment 1 | Permanently Out of Use | 1000 | TRUE |  | Gasoline (containing <=10% ethanol) | FALSE | Unknown | Crow Tribe of Montana | Saint Xavier Mercantile | 103 Fort Smith Ave. | Saint Xavier | MT | 59075
8 | 2020015 | Saint Xavier Mercantile | Tank 2 | Tank 2 Compartment 1 | Permanently Out of Use | 500 | TRUE |  | Gasoline (containing <=10% ethanol) | FALSE | Unknown | Crow Tribe of Montana | Saint Xavier Mercantile | 103 Fort Smith Ave. | Saint Xavier | MT | 59075
8 | 2020016 | Montana DOT (Lodge Grass Site) | Tank 1 | Tank 1 Compartment 1 | Permanently Out of Use | 2000 | TRUE |  | Gasoline (containing <=10% ethanol) | TRUE | Spill Bucket | Crow Tribe of Montana | Montana DOT (Lodge Grass Site) | I-90 Exit #530 East on Grey Blanket Rd. | Lodge Grass | MT | 59050
8 | 2020016 | Montana DOT (Lodge Grass Site) | Tank 5 | Tank 5 Compartment 1 | Permanently Out of Use | 10000 | TRUE |  | Diesel | TRUE | Spill Bucket | Crow Tribe of Montana | Montana DOT (Lodge Grass Site) | I-90 Exit #530 East on Grey Blanket Rd. | Lodge Grass | MT | 59050
8 | 2020016 | Montana DOT (Lodge Grass Site) | Tank 4 | Tank 4 Compartment 1 | Permanently Out of Use | 12000 | TRUE |  | Used Oil | FALSE | Unknown | Crow Tribe of Montana | Montana DOT (Lodge Grass Site) | I-90 Exit #530 East on Grey Blanket Rd. | Lodge Grass | MT | 59050
8 | 2020016 | Montana DOT (Lodge Grass Site) | Tank 3 | Tank 3 Compartment 1 | Permanently Out of Use | 2000 | TRUE |  | Gasoline (containing <=10% ethanol) | FALSE | Unknown | Crow Tribe of Montana | Montana DOT (Lodge Grass Site) | I-90 Exit #530 East on Grey Blanket Rd. | Lodge Grass | MT | 59050
8 | 2020016 | Montana DOT (Lodge Grass Site) | Tank 2 | Tank 2 Compartment 1 | Permanently Out of Use | 1000 | TRUE |  | Gasoline (containing <=10% ethanol) | FALSE | Unknown | Crow Tribe of Montana | Montana DOT (Lodge Grass Site) | I-90 Exit #530 East on Grey Blanket Rd. | Lodge Grass | MT | 59050
8 | 2020019 | Bureau of Indian Affairs | Tank 1 | Tank 1 Compartment 1 | Permanently Out of Use | 2000 | TRUE |  | Gasoline (containing <=10% ethanol) | FALSE | Unknown | Crow Tribe of Montana | Bureau of Indian Affairs | Makawasha Ave. | Crow Agency | MT | 59022
8 | 2020019 | Bureau of Indian Affairs | Tank 7 | Tank 7 Compartment 1 | Permanently Out of Use | 2000 | TRUE |  | Gasoline (containing <=10% ethanol) | FALSE | Unknown | Crow Tribe of Montana | Bureau of Indian Affairs | Makawasha Ave. | Crow Agency | MT | 59022
8 | 2020019 | Bureau of Indian Affairs | Tank 6 | Tank 6 Compartment 1 | Permanently Out of Use | 4000 | TRUE |  | Diesel | FALSE | Unknown | Crow Tribe of Montana | Bureau of Indian Affairs | Makawasha Ave. | Crow Agency | MT | 59022
8 | 2020019 | Bureau of Indian Affairs | Tank 5 | Tank 5 Compartment 1 | Permanently Out of Use | 1000 | TRUE |  | Gasoline (containing <=10% ethanol) | FALSE | Unknown | Crow Tribe of Montana | Bureau of Indian Affairs | Makawasha Ave. | Crow Agency | MT | 59022
8 | 2020019 | Bureau of Indian Affairs | Tank 4 | Tank 4 Compartment 1 | Permanently Out of Use | 2000 | TRUE |  | Diesel | FALSE | Unknown | Crow Tribe of Montana | Bureau of Indian Affairs | Makawasha Ave. | Crow Agency | MT | 59022
8 | 2020019 | Bureau of Indian Affairs | Tank 3 | Tank 3 Compartment 1 | Permanently Out of Use | 1000 | TRUE |  | Gasoline (containing <=10% ethanol) | FALSE | Unknown | Crow Tribe of Montana | Bureau of Indian Affairs | Makawasha Ave. | Crow Agency | MT | 59022
8 | 2020019 | Bureau of Indian Affairs | Tank 2 | Tank 2 Compartment 1 | Permanently Out of Use | 1000 | TRUE |  | Gasoline (containing <=10% ethanol) | FALSE | Unknown | Crow Tribe of Montana | Bureau of Indian Affairs | Makawasha Ave. | Crow Agency | MT | 59022
8 | 2020020 | Fort Smith Service Center | Tank 1 | Tank 1 Compartment 1 | Permanently Out of Use | 3000 | TRUE |  | Gasoline (containing <=10% ethanol) | FALSE | Unknown | Crow Tribe of Montana | Fort Smith Service Center | Montana Hwy. 313 | Yellowtail | MT | 59035
8 | 2020020 | Fort Smith Service Center | Tank 4 | Tank 4 Compartment 1 | Permanently Out of Use | 6000 | TRUE |  | Diesel | FALSE | Unknown | Crow Tribe of Montana | Fort Smith Service Center | Montana Hwy. 313 | Yellowtail | MT | 59035
8 | 2020020 | Fort Smith Service Center | Tank 3 | Tank 3 Compartment 1 | Permanently Out of Use | 1000 | TRUE |  | Diesel | FALSE | Unknown | Crow Tribe of Montana | Fort Smith Service Center | Montana Hwy. 313 | Yellowtail | MT | 59035
8 | 2020020 | Fort Smith Service Center | Tank 2 | Tank 2 Compartment 1 | Permanently Out of Use | 3000 | TRUE |  | Gasoline (containing <=10% ethanol) | FALSE | Unknown | Crow Tribe of Montana | Fort Smith Service Center | Montana Hwy. 313 | Yellowtail | MT | 59035
8 | 2020021 | St. Xavier Cafe | Tank 1 | Tank 1 Compartment 1 | Permanently Out of Use | 1000 | TRUE |  | Diesel | FALSE | Unknown | Crow Tribe of Montana | St. Xavier Cafe | Hwy 313 | Saint Xavier | MT | 59075
8 | 2020021 | St. Xavier Cafe | Tank 2 | Tank 2 Compartment 1 | Permanently Out of Use | 1000 | TRUE |  | Diesel | FALSE | Unknown | Crow Tribe of Montana | St. Xavier Cafe | Hwy 313 | Saint Xavier | MT | 59075
8 | 2020023 | Former Gas Station | Tank 1 | Tank 1 Compartment 1 | Permanently Out of Use | 2000 | TRUE |  | Gasoline (containing <=10% ethanol) | FALSE | Unknown | Crow Tribe of Montana | Former Gas Station | Makpua Ave. | Pryor | MT | 59066
8 | 2020023 | Former Gas Station | Tank 2 | Tank 2 Compartment 1 | Permanently Out of Use | 2000 | TRUE |  | Gasoline (containing <=10% ethanol) | FALSE | Unknown | Crow Tribe of Montana | Former Gas Station | Makpua Ave. | Pryor | MT | 59066
8 | 2020024 | HI Way Service | Tank 1 | Tank 1 Compartment 1 | Permanently Out of Use | 2000 | TRUE |  | Gasoline (containing <=10% ethanol) | FALSE | Unknown | Crow Tribe of Montana | HI Way Service | I-90 Frontage Road | Wyola | MT | 59089
8 | 2020024 | HI Way Service | Tank 2 | Tank 2 Compartment 1 | Permanently Out of Use | 2000 | TRUE |  | Gasoline (containing <=10% ethanol) | FALSE | Unknown | Crow Tribe of Montana | HI Way Service | I-90 Frontage Road | Wyola | MT | 59089
8 | 2020025 | The Station (Abandoned) | Tank 1 | Tank 1 Compartment 1 | Permanently Out of Use | 2000 | TRUE | 1996-09-18 | Gasoline (containing <=10% ethanol) | FALSE | Unknown | Crow Tribe of Montana | The Station (Abandoned) | 250 Main Street | Lodge Grass | MT | 59050
8 | 2020025 | The Station (Abandoned) | Tank 3 | Tank 3 Compartment 1 | Permanently Out of Use | 1000 | TRUE | 1996-09-18 | Gasoline (containing <=10% ethanol) | FALSE | Unknown | Crow Tribe of Montana | The Station (Abandoned) | 250 Main Street | Lodge Grass | MT | 59050
8 | 2020025 | The Station (Abandoned) | Tank 2 | Tank 2 Compartment 1 | Permanently Out of Use | 2000 | TRUE | 1996-09-18 | Gasoline (containing <=10% ethanol) | FALSE | Unknown | Crow Tribe of Montana | The Station (Abandoned) | 250 Main Street | Lodge Grass | MT | 59050
8 | 2020026 | TeePee Service, Inc. | X Tank 1 | Tank 1 Compartment 1 | Permanently Out of Use | 1000 | TRUE |  | Gasoline (containing <=10% ethanol) | FALSE | Unknown | Crow Tribe of Montana | TeePee Service, Inc. | 6959 E. Makuasha Ave. | Crow Agency | MT | 59022
8 | 2020026 | TeePee Service, Inc. | Tank 1 premium | Tank 1 premium | Currently in Use | 8000 | TRUE |  | Gasoline (containing <=10% ethanol) | TRUE | Spill Bucket | Crow Tribe of Montana | TeePee Service, Inc. | 6959 E. Makuasha Ave. | Crow Agency | MT | 59022
8 | 2020026 | TeePee Service, Inc. | X Tank 8 | Tank 8 Compartment 1 | Permanently Out of Use | 1000 | TRUE |  | Gasoline (containing <=10% ethanol) | FALSE | Unknown | Crow Tribe of Montana | TeePee Service, Inc. | 6959 E. Makuasha Ave. | Crow Agency | MT | 59022
8 | 2020026 | TeePee Service, Inc. | X Tank 7 | Tank 7 Compartment 1 | Permanently Out of Use | 2000 | TRUE |  | Gasoline (containing <=10% ethanol) | FALSE | Unknown | Crow Tribe of Montana | TeePee Service, Inc. | 6959 E. Makuasha Ave. | Crow Agency | MT | 59022
8 | 2020026 | TeePee Service, Inc. | Tank 2 regular UNL | Tank 2 regular unleaded | Currently in Use | 12000 | TRUE |  | Gasoline (containing <=10% ethanol) | TRUE | Spill Bucket | Crow Tribe of Montana | TeePee Service, Inc. | 6959 E. Makuasha Ave. | Crow Agency | MT | 59022
8 | 2020026 | TeePee Service, Inc. | X Tank 4 | Tank 4 Compartment 1 | Permanently Out of Use | 800 | TRUE |  | Gasoline (containing <=10% ethanol) | FALSE | Unknown | Crow Tribe of Montana | TeePee Service, Inc. | 6959 E. Makuasha Ave. | Crow Agency | MT | 59022
8 | 2020026 | TeePee Service, Inc. | X Tank 3 | Tank 3 Compartment 1 | Permanently Out of Use | 4000 | TRUE |  | Gasoline (containing <=10% ethanol) | FALSE | Unknown | Crow Tribe of Montana | TeePee Service, Inc. | 6959 E. Makuasha Ave. | Crow Agency | MT | 59022
8 | 2020026 | TeePee Service, Inc. | X Tank 2 | Tank 2 Compartment 1 | Permanently Out of Use | 10000 | TRUE |  | Gasoline (containing <=10% ethanol) | FALSE | Unknown | Crow Tribe of Montana | TeePee Service, Inc. | 6959 E. Makuasha Ave. | Crow Agency | MT | 59022
8 | 2020027 | Little Horn Ranch | Tank 1 | Tank 1 Compartment 1 | Permanently Out of Use | 3000 | TRUE |  | Gasoline (containing <=10% ethanol) | FALSE | Unknown | Crow Tribe of Montana | Little Horn Ranch | 10 miles W of Wyola on Hwy 418 | Wyola | MT | 59089
8 | 2020028 | OK-A-BEH Marina | Tank 1 | Tank 1 Compartment 1 | Currently in Use | 2000 | TRUE |  | Gasoline (containing <=10% ethanol) | TRUE | Spill Bucket | Crow Tribe of Montana | OK-A-BEH Marina | Ok-a-beh Road | Fort Smith | MT | 59035
8 | 2020028 | OK-A-BEH Marina | X Tank 3 | Tank 3 Compartment 1 | Permanently Out of Use | 2000 | TRUE |  | Gasoline (containing <=10% ethanol) | FALSE | Unknown | Crow Tribe of Montana | OK-A-BEH Marina | Ok-a-beh Road | Fort Smith | MT | 59035
8 | 2020028 | OK-A-BEH Marina | X Tank 2 | Tank 2 Compartment 1 | Permanently Out of Use | 2000 | TRUE |  | Diesel | FALSE | Unknown | Crow Tribe of Montana | OK-A-BEH Marina | Ok-a-beh Road | Fort Smith | MT | 59035
8 | 2020029 | Bear Creek Ranch | Tank 1 | Tank 1 Compartment 1 | Permanently Out of Use | 3000 | TRUE |  | Gasoline (containing <=10% ethanol) | FALSE | Unknown | Crow Tribe of Montana | Bear Creek Ranch | Little Owl Creek Road | Lodge Grass | MT | 59050
8 | 2020032 | Bighorn Canyon Maintenance Facility NRA | Tank 1 | Tank 1 UNL | Currently in Use | 2000 | TRUE |  | Gasoline (containing <=10% ethanol) | TRUE | Spill Bucket | Crow Tribe of Montana | Bighorn Canyon Maintenance Facility NRA | 5 Avenue B | Fort Smith | MT | 59035
8 | 2020032 | Bighorn Canyon Maintenance Facility NRA | X Tank 4 | Tank 4 Compartment 1 | Permanently Out of Use | 2000 | TRUE |  | Gasoline (containing <=10% ethanol) | FALSE | Unknown | Crow Tribe of Montana | Bighorn Canyon Maintenance Facility NRA | 5 Avenue B | Fort Smith | MT | 59035
8 | 2020032 | Bighorn Canyon Maintenance Facility NRA | X Tank 3 | Tank 3 Compartment 1 | Permanently Out of Use | 2000 | TRUE |  | Gasoline (containing <=10% ethanol) | FALSE | Unknown | Crow Tribe of Montana | Bighorn Canyon Maintenance Facility NRA | 5 Avenue B | Fort Smith | MT | 59035
8 | 2020032 | Bighorn Canyon Maintenance Facility NRA | Tank 2 | Tank 2 DSL | Currently in Use | 2000 | TRUE |  | Diesel | TRUE | Spill Bucket | Crow Tribe of Montana | Bighorn Canyon Maintenance Facility NRA | 5 Avenue B | Fort Smith | MT | 59035
8 | 2020034 | Custer Battlefield National Monument | Tank 1 | Tank 1 Compartment 1 | Permanently Out of Use | 2000 | TRUE |  | Diesel | FALSE | Unknown | Crow Tribe of Montana | Custer Battlefield National Monument | P.O. Box 39 | Crow Agency | MT | 59022
8 | 2020034 | Custer Battlefield National Monument | Tank 8 | Tank 8 Compartment 1 | Permanently Out of Use | 560 | TRUE |  | Diesel | FALSE | Unknown | Crow Tribe of Montana | Custer Battlefield National Monument | P.O. Box 39 | Crow Agency | MT | 59022
8 | 2020034 | Custer Battlefield National Monument | Tank 7 | Tank 7 Compartment 1 | Permanently Out of Use | 560 | TRUE |  | Diesel | FALSE | Unknown | Crow Tribe of Montana | Custer Battlefield National Monument | P.O. Box 39 | Crow Agency | MT | 59022
8 | 2020034 | Custer Battlefield National Monument | Tank 6 | Tank 6 Compartment 1 | Permanently Out of Use | 560 | TRUE |  | Diesel | FALSE | Unknown | Crow Tribe of Montana | Custer Battlefield National Monument | P.O. Box 39 | Crow Agency | MT | 59022
8 | 2020034 | Custer Battlefield National Monument | Tank 5 | Tank 5 Compartment 1 | Permanently Out of Use | 1000 | TRUE |  | Gasoline (containing <=10% ethanol) | FALSE | Unknown | Crow Tribe of Montana | Custer Battlefield National Monument | P.O. Box 39 | Crow Agency | MT | 59022
8 | 2020034 | Custer Battlefield National Monument | Tank 4 | Tank 4 Compartment 1 | Permanently Out of Use | 1000 | TRUE |  | Gasoline (containing <=10% ethanol) | FALSE | Unknown | Crow Tribe of Montana | Custer Battlefield National Monument | P.O. Box 39 | Crow Agency | MT | 59022
8 | 2020034 | Custer Battlefield National Monument | Tank 3 | Tank 3 Compartment 1 | Permanently Out of Use | 1000 | TRUE |  | Diesel | FALSE | Unknown | Crow Tribe of Montana | Custer Battlefield National Monument | P.O. Box 39 | Crow Agency | MT | 59022
8 | 2020034 | Custer Battlefield National Monument | Tank 2 | Tank 2 Compartment 1 | Permanently Out of Use | 1500 | TRUE |  | Diesel | FALSE | Unknown | Crow Tribe of Montana | Custer Battlefield National Monument | P.O. Box 39 | Crow Agency | MT | 59022
8 | 2020035 | Campbell Farming Corp. | Tank 1 | Tank 1 Compartment 1 | Permanently Out of Use | 2000 | TRUE |  | Gasoline (containing <=10% ethanol) | FALSE | Unknown | Crow Tribe of Montana | Campbell Farming Corp. | 45 miles SW of Hardin | Hardin | MT | 59034
8 | 2020035 | Campbell Farming Corp. | Tank 2 | Tank 2 Compartment 1 | Permanently Out of Use | 2000 | TRUE |  | Gasoline (containing <=10% ethanol) | FALSE | Unknown | Crow Tribe of Montana | Campbell Farming Corp. | 45 miles SW of Hardin | Hardin | MT | 59034
8 | 2020036 | Bighorn County Electric | Tank 1 | Tank 1 Compartment 1 | Permanently Out of Use | 115 | TRUE |  | Gasoline (containing <=10% ethanol) | FALSE | Unknown | Crow Tribe of Montana | Bighorn County Electric | Unknown | Lodge Grass | MT | 59050
8 | 2020041 | Lower Pryor Ranch | Tank 1 | Tank 1 Compartment 1 | Permanently Out of Use | 2000 | TRUE |  | Diesel | FALSE | Unknown | Crow Tribe of Montana | Lower Pryor Ranch | 18201 E. Pryor Rd. | Billings | MT | 59101
8 | 2020044 | Little Bighorn Camp | Tank 1 | Tank 1 Compartment 1 | Permanently Out of Use | 10000 | TRUE |  | Gasoline (containing <=10% ethanol) | FALSE | Unknown | Crow Tribe of Montana | Little Bighorn Camp | Junction I-90 & Hwy. 212 | Crow Agency | MT | 59022
8 | 2020044 | Little Bighorn Camp | Tank 4 | Tank 4 Compartment 1 | Permanently Out of Use | 10000 | TRUE |  | Gasoline (containing <=10% ethanol) | FALSE | Unknown | Crow Tribe of Montana | Little Bighorn Camp | Junction I-90 & Hwy. 212 | Crow Agency | MT | 59022
8 | 2020044 | Little Bighorn Camp | Tank 3 | Tank 3 Compartment 1 | Temporarily Out of Use | 8000 | TRUE |  | Gasoline (containing <=10% ethanol) | TRUE | Spill Bucket | Crow Tribe of Montana | Little Bighorn Camp | Junction I-90 & Hwy. 212 | Crow Agency | MT | 59022
8 | 2020044 | Little Bighorn Camp | Tank 2 | Tank 2 Compartment 1 | Temporarily Out of Use | 12000 | TRUE |  | Gasoline (containing <=10% ethanol) | TRUE | Spill Bucket | Crow Tribe of Montana | Little Bighorn Camp | Junction I-90 & Hwy. 212 | Crow Agency | MT | 59022
8 | 2020049 | Lodge Grass School | Tank 1 | Tank 1 Compartment 1 | Temporarily Out of Use | 8000 | TRUE | 2019-05-14 | Diesel | TRUE | Spill Bucket | Crow Tribe of Montana | Lodge Grass School | 124 North George Road | Lodge Grass | MT | 59050
8 | 2020049 | Lodge Grass School | X Tank 2 | Tank 2 Compartment 1 | Permanently Out of Use | 8000 | TRUE |  | Diesel | TRUE | Spill Bucket | Crow Tribe of Montana | Lodge Grass School | 124 North George Road | Lodge Grass | MT | 59050
8 | 2020050 | Indian Health Services (Lodge Grass) | Tank 1 | Tank 1 Compartment 1 | Permanently Out of Use | 560 | TRUE |  | Diesel | FALSE | Unknown | Crow Tribe of Montana | Indian Health Services (Lodge Grass) | Lodge Grass Health Station | Lodge Grass | MT | 59050
8 | 2020051 | Crow/Northern Cheyenne Hospital | Tank 1 | Tank 1 Compartment 1 | Permanently Out of Use | 10149 | TRUE | 2021-12-08 | Diesel | TRUE | Spill Bucket | Crow Tribe of Montana | Crow/Northern Cheyenne Hospital | 1 Hospital Loop P.O. Box 9 | Crow Agency | MT | 59022
8 | 2020053 | Wyola Radio Site | Tank 1 | Tank 1 Compartment 1 | Permanently Out of Use | 115 | TRUE |  | Gasoline (containing <=10% ethanol) | FALSE | Unknown | Crow Tribe of Montana | Wyola Radio Site | State Rd. 463 SW of Lodge Grass | Wyola | MT | 59089
8 | 2020064 | Yellowtail Market | Tank 1 | Tank 1 Compartment 1 | Permanently Out of Use | 8000 | TRUE |  | Gasoline (containing <=10% ethanol) | TRUE | Spill Bucket | Crow Tribe of Montana | Yellowtail Market | Park Dale Court | Fort Smith | MT | 59035
8 | 2020064 | Yellowtail Market | Tank 1 UNL | Tank 1 UNL | Currently in Use | 8000 | TRUE |  | Gasoline (containing <=10% ethanol) | TRUE | Spill Bucket | Crow Tribe of Montana | Yellowtail Market | Park Dale Court | Fort Smith | MT | 59035
8 | 2020064 | Yellowtail Market | Tank 3 | Tank 3 Compartment 1 | Permanently Out of Use | 8000 | TRUE |  | Gasoline (containing <=10% ethanol) | TRUE | Spill Bucket | Crow Tribe of Montana | Yellowtail Market | Park Dale Court | Fort Smith | MT | 59035
8 | 2020064 | Yellowtail Market | Tank 2 DSL | Tank 2 DSL | Currently in Use | 8000 | TRUE |  | Diesel | TRUE | Spill Bucket | Crow Tribe of Montana | Yellowtail Market | Park Dale Court | Fort Smith | MT | 59035
8 | 2020067 | GTA Feeds, A Harvest States Co. | Tank 1 | Tank 1 Compartment 1 | Permanently Out of Use | 10000 | TRUE |  | Diesel | FALSE | Unknown | Crow Tribe of Montana | GTA Feeds, A Harvest States Co. | P.O. Box 435, E. Frontage Rd. | Hardin | MT | 59034
8 | 2020074 | T-P II | Tank 1 | Tank 1 Compartment 1 | Permanently Out of Use | 1000 | TRUE |  | Gasoline (containing <=10% ethanol) | FALSE | Unknown | Crow Tribe of Montana | T-P II | P.O. Box 30 | Lodge Grass | MT | 59050
8 | 2020074 | T-P II | Tank 3 | Tank 3 Compartment 1 | Permanently Out of Use | 2000 | TRUE |  | Diesel | FALSE | Unknown | Crow Tribe of Montana | T-P II | P.O. Box 30 | Lodge Grass | MT | 59050
8 | 2020074 | T-P II | Tank 2 | Tank 2 Compartment 1 | Permanently Out of Use | 1000 | TRUE |  | Gasoline (containing <=10% ethanol) | FALSE | Unknown | Crow Tribe of Montana | T-P II | P.O. Box 30 | Lodge Grass | MT | 59050
8 | 2020076 | Hardin M/W Site | Tank 1 | Tank 1 Compartment 1 | Permanently Out of Use | 115 | TRUE |  | Gasoline (containing <=10% ethanol) | FALSE | Unknown | Crow Tribe of Montana | Hardin M/W Site | Unknown | Hardin | MT | 59034
8 | 2020077 | St. Charles Mission School | Tank 1 | Tank 1 Compartment 1 | Currently in Use | 1000 | TRUE |  | Gasoline (containing <=10% ethanol) | TRUE | Spill Bucket | Crow Tribe of Montana | St. Charles Mission School | 21228 Pryor Gap Road | Pryor | MT | 59066
8 | 2020077 | St. Charles Mission School | Tank 2 | Tank 2 Compartment 1 | Permanently Out of Use | 1500 | TRUE |  | Gasoline (containing <=10% ethanol) | FALSE | Unknown | Crow Tribe of Montana | St. Charles Mission School | 21228 Pryor Gap Road | Pryor | MT | 59066
8 | 2020078 | Ft. Custer Radio AT&T | Tank 1 | Tank 1 Compartment 1 | Permanently Out of Use | 3000 | TRUE |  | Diesel | FALSE | Unknown | Crow Tribe of Montana | Ft. Custer Radio AT&T | NW of St. Xavier | Saint Xavier | MT | 59075
8 | 2020079 | AT&T Communication | Tank 1 | Tank 1 Compartment 1 | Permanently Out of Use | 10000 | TRUE |  | Diesel | TRUE | Spill Bucket | Crow Tribe of Montana | AT&T Communication | US Hwy 87 Billings Junction | Billings | MT | 59101
8 | 2020079 | AT&T Communication | Tank 3 | Tank 3 Compartment 1 | Permanently Out of Use | 10000 | TRUE |  | Diesel | TRUE | Spill Bucket | Crow Tribe of Montana | AT&T Communication | US Hwy 87 Billings Junction | Billings | MT | 59101
8 | 2020079 | AT&T Communication | Tank 2 | Tank 2 Compartment 1 | Permanently Out of Use | 10000 | TRUE |  | Diesel | TRUE | Spill Bucket | Crow Tribe of Montana | AT&T Communication | US Hwy 87 Billings Junction | Billings | MT | 59101
8 | 2020080 | Wyola Elementary School | X Tank 1 | Tank 1 Compartment 1 | Permanently Out of Use | 1000 | TRUE |  | Gasoline (containing <=10% ethanol) | FALSE | Unknown | Crow Tribe of Montana | Wyola Elementary School | #1 Mondale Road | Wyola | MT | 59089
8 | 2020080 | Wyola Elementary School | Tank 1 diesel | Tank 1 Compartment 1 | Currently in Use | 1000 | TRUE |  | Diesel | TRUE | Spill Bucket | Crow Tribe of Montana | Wyola Elementary School | #1 Mondale Road | Wyola | MT | 59089
8 | 2020081 | T-Stop | Tank 1 | Tank 1 Compartment 1 | Permanently Out of Use | 8000 | TRUE | 2007-05-01 | Gasoline (containing <=10% ethanol) | TRUE | Spill Bucket | Crow Tribe of Montana | T-Stop | 9230 Pryor Road | Billings | MT | 59101
8 | 2020081 | T-Stop | Tank 1 | Tank 1 Compartment 2 | Permanently Out of Use | 4000 | TRUE | 2007-05-01 | Diesel | TRUE | Spill Bucket | Crow Tribe of Montana | T-Stop | 9230 Pryor Road | Billings | MT | 59101
8 | 2020082 | Carter Miklovich | Tank 1 | Tank 1 Compartment 1 | Permanently Out of Use | 2500 | TRUE |  | Diesel | FALSE | Unknown | Crow Tribe of Montana | Carter Miklovich | P.O. Box 266 (Wolf Creek Ranch) | Lodge Grass | MT | 59050
8 | 2020083 | Old Crow Hospital | Tank 1 | Tank 1 Compartment 1 | Permanently Out of Use | 550 | TRUE |  | Diesel | FALSE | Unknown | Crow Tribe of Montana | Old Crow Hospital | 2900 4th Avenue North | Billings | MT | 59101
8 | 2020085 | Custer Frontier Village | Tank 1 | Tank 1 Compartment 1 | Permanently Out of Use | 4000 | TRUE |  | Gasoline (containing <=10% ethanol) | FALSE | Spill Bucket | Crow Tribe of Montana | Custer Frontier Village | 212 Interchange | Hardin | MT | 59034
8 | 2020085 | Custer Frontier Village | Tank 2 | Tank 2 Compartment 1 | Permanently Out of Use | 2000 | TRUE |  | Gasoline (containing <=10% ethanol) | FALSE | Unknown | Crow Tribe of Montana | Custer Frontier Village | 212 Interchange | Hardin | MT | 59034
8 | 2020086 | Connelly Camp | Tank 1 | Tank 1 Compartment 1 | Permanently Out of Use | 2000 | TRUE |  | Gasoline (containing <=10% ethanol) | FALSE | Unknown | Crow Tribe of Montana | Connelly Camp | US Highway 212 (9 miles East of Custer Battle Field) | Crow Agency | MT | 59022
8 | 2030001 | Town of Hot Springs | Tank 1 | Tank 1 Compartment 1 | Permanently Out of Use | 1000 | TRUE |  | Gasoline (containing <=10% ethanol) | FALSE | Unknown | Confederated Salish and Kootenai Tribes of the Flathead Reservation | Town of Hot Springs | P.O. Box 359 | Hot Springs | MT | 59845
8 | 2030003 | Blue Bay Resort | Tank 1 | Tank 1 Compartment 1 | Permanently Out of Use | 1000 | TRUE |  | Gasoline (containing <=10% ethanol) | FALSE | Unknown | Confederated Salish and Kootenai Tribes of the Flathead Reservation | Blue Bay Resort | East Shore | Polson | MT | 59860
8 | 2030003 | Blue Bay Resort | Tank 2 | Tank 2 Compartment 1 | Permanently Out of Use | 1000 | TRUE |  | Gasoline (containing <=10% ethanol) | FALSE | Unknown | Confederated Salish and Kootenai Tribes of the Flathead Reservation | Blue Bay Resort | East Shore | Polson | MT | 59860
8 | 2030004 | Ronan Airport | xxx Tank 1 | Tank 1 Compartment 1 | Permanently Out of Use | 500 | TRUE |  | Gasoline (containing <=10% ethanol) | FALSE | Unknown | Confederated Salish and Kootenai Tribes of the Flathead Reservation | Ronan Airport | 2200 Old Hwy 93 | Ronan | MT | 59864
8 | 2030004 | Ronan Airport | Tank 1a | Tag 3984 - Jet | Currently in Use | 12000 | TRUE |  | Jet Fuel | TRUE | Spill Bucket | Confederated Salish and Kootenai Tribes of the Flathead Reservation | Ronan Airport | 2200 Old Hwy 93 | Ronan | MT | 59864
8 | 2030004 | Ronan Airport | Tank 2 | tag 3985 | Currently in Use | 12000 | TRUE |  | Av Gas | TRUE | Spill Bucket | Confederated Salish and Kootenai Tribes of the Flathead Reservation | Ronan Airport | 2200 Old Hwy 93 | Ronan | MT | 59864
8 | 2030006 | Town Pump (Polson) | xx Tank 1 | Tank 1 Compartment 1 | Permanently Out of Use | 4000 | TRUE |  | Diesel | FALSE | Unknown | Confederated Salish and Kootenai Tribes of the Flathead Reservation | Town Pump (Polson) | 50667 Hwy 93 | Polson | MT | 59860
8 | 2030006 | Town Pump (Polson) | Tank 13 (tag 5782) | Tank 13 (tag 5782) | Currently in Use | 4000 | TRUE |  | Gasoline (containing <=10% ethanol) | FALSE | Unknown | Confederated Salish and Kootenai Tribes of the Flathead Reservation | Town Pump (Polson) | 50667 Hwy 93 | Polson | MT | 59860
8 | 2030006 | Town Pump (Polson) | Tank 12 (Tag 4820) | Tank 12 (Tag 4820) | Currently in Use | 5000 | TRUE |  | Diesel | TRUE | Spill Bucket | Confederated Salish and Kootenai Tribes of the Flathead Reservation | Town Pump (Polson) | 50667 Hwy 93 | Polson | MT | 59860
8 | 2030006 | Town Pump (Polson) | Tank 11 (tag 4819) | Tank 11 (Tag 4819) | Currently in Use | 10000 | TRUE |  | Diesel | TRUE | Spill Bucket | Confederated Salish and Kootenai Tribes of the Flathead Reservation | Town Pump (Polson) | 50667 Hwy 93 | Polson | MT | 59860
8 | 2030006 | Town Pump (Polson) | xx Tank 12 | Tank 12 Compartment 1 | Permanently Out of Use | 10000 | TRUE |  | Diesel | FALSE | Unknown | Confederated Salish and Kootenai Tribes of the Flathead Reservation | Town Pump (Polson) | 50667 Hwy 93 | Polson | MT | 59860
8 | 2030006 | Town Pump (Polson) | Tank 05 (Tag 2494) | Tank 05 (Tag 2494) | Currently in Use | 12000 | TRUE |  | Gasoline (containing <=10% ethanol) | TRUE | Spill Bucket | Confederated Salish and Kootenai Tribes of the Flathead Reservation | Town Pump (Polson) | 50667 Hwy 93 | Polson | MT | 59860
8 | 2030006 | Town Pump (Polson) | Tank 04 (tag 2493) | Tank 04 (tag 2493) | Currently in Use | 12000 | TRUE |  | Diesel | TRUE | Spill Bucket | Confederated Salish and Kootenai Tribes of the Flathead Reservation | Town Pump (Polson) | 50667 Hwy 93 | Polson | MT | 59860
8 | 2030006 | Town Pump (Polson) | Tank 03 (Tag 2492) | Tank 03 (Tag 2492) | Currently in Use | 12000 | TRUE |  | Gasoline (containing <=10% ethanol) | TRUE | Spill Bucket | Confederated Salish and Kootenai Tribes of the Flathead Reservation | Town Pump (Polson) | 50667 Hwy 93 | Polson | MT | 59860
8 | 2030006 | Town Pump (Polson) | Tank 02 (tag 2491) | Tank 02 (tag 2491) | Currently in Use | 12000 | TRUE |  | Gasoline (containing <=10% ethanol) | TRUE | Spill Bucket | Confederated Salish and Kootenai Tribes of the Flathead Reservation | Town Pump (Polson) | 50667 Hwy 93 | Polson | MT | 59860
8 | 2030006 | Town Pump (Polson) | Tank 7 | Tank 7 Compartment 1 | Permanently Out of Use | 10000 | TRUE |  | Diesel | FALSE | Unknown | Confederated Salish and Kootenai Tribes of the Flathead Reservation | Town Pump (Polson) | 50667 Hwy 93 | Polson | MT | 59860
8 | 2030006 | Town Pump (Polson) | Tank 6 | Tank 6 Compartment 1 | Permanently Out of Use | 8000 | TRUE |  | Gasoline (containing <=10% ethanol) | FALSE | Unknown | Confederated Salish and Kootenai Tribes of the Flathead Reservation | Town Pump (Polson) | 50667 Hwy 93 | Polson | MT | 59860
8 | 2030006 | Town Pump (Polson) | Tank 5 | Tank 5 Compartment 1 | Permanently Out of Use | 10000 | TRUE |  | Diesel | FALSE | Unknown | Confederated Salish and Kootenai Tribes of the Flathead Reservation | Town Pump (Polson) | 50667 Hwy 93 | Polson | MT | 59860
8 | 2030006 | Town Pump (Polson) | Tank 01 (tag 2490) | Tank 01 (tag 2490) | Currently in Use | 12000 | TRUE |  | Gasoline (containing <=10% ethanol) | TRUE | Spill Bucket | Confederated Salish and Kootenai Tribes of the Flathead Reservation | Town Pump (Polson) | 50667 Hwy 93 | Polson | MT | 59860
8 | 2030006 | Town Pump (Polson) | Tank 3 | Tank 3 Compartment 1 | Permanently Out of Use | 10000 | TRUE |  | Diesel | TRUE | Spill Bucket | Confederated Salish and Kootenai Tribes of the Flathead Reservation | Town Pump (Polson) | 50667 Hwy 93 | Polson | MT | 59860
8 | 2030006 | Town Pump (Polson) | Tank 2 | Tank 2 Compartment 1 | Permanently Out of Use | 5000 | TRUE |  | Diesel | TRUE | Spill Bucket | Confederated Salish and Kootenai Tribes of the Flathead Reservation | Town Pump (Polson) | 50667 Hwy 93 | Polson | MT | 59860
8 | 2030007 | Moiese Mercantile | Removed Tank 1 | Tank 1 Compartment 1 | Permanently Out of Use | 1000 | TRUE |  | Gasoline (containing <=10% ethanol) | FALSE | Unknown | Confederated Salish and Kootenai Tribes of the Flathead Reservation | Moiese Mercantile | 64620 Hwy 212 | Charlo | MT | 59824
8 | 2030007 | Moiese Mercantile | Tank 1 | Tank 1 - TOU | Temporarily Out of Use | 1000 | TRUE |  | Gasoline (containing <=10% ethanol) | TRUE | Spill Bucket | Confederated Salish and Kootenai Tribes of the Flathead Reservation | Moiese Mercantile | 64620 Hwy 212 | Charlo | MT | 59824
8 | 2030007 | Moiese Mercantile | Removed Tank 2 | Tank 2 Compartment 1 | Permanently Out of Use | 500 | TRUE |  | Gasoline (containing <=10% ethanol) | FALSE | Unknown | Confederated Salish and Kootenai Tribes of the Flathead Reservation | Moiese Mercantile | 64620 Hwy 212 | Charlo | MT | 59824
8 | 2030008 | MOUNTAIN WEST CO-OP/CENEX /HARVEST STATES | Tank 5 (DyedDSL) | Tag 2832 (DSL) | Currently in Use | 6000 | TRUE |  | Diesel | TRUE | Spill Bucket | Confederated Salish and Kootenai Tribes of the Flathead Reservation | MOUNTAIN WEST CO-OP/CENEX /HARVEST STATES | 63932 Highway 93 | Ronan | MT | 59864
8 | 2030008 | MOUNTAIN WEST CO-OP/CENEX /HARVEST STATES | xx Tank 13 | Tank 13 Compartment 1 | Permanently Out of Use | 10000 | TRUE |  | Diesel | FALSE | Unknown | Confederated Salish and Kootenai Tribes of the Flathead Reservation | MOUNTAIN WEST CO-OP/CENEX /HARVEST STATES | 63932 Highway 93 | Ronan | MT | 59864
8 | 2030008 | MOUNTAIN WEST CO-OP/CENEX /HARVEST STATES | xx Tank 12 | Tank 12 Compartment 1 | Permanently Out of Use | 10000 | TRUE |  | Used Oil | FALSE | Unknown | Confederated Salish and Kootenai Tribes of the Flathead Reservation | MOUNTAIN WEST CO-OP/CENEX /HARVEST STATES | 63932 Highway 93 | Ronan | MT | 59864
8 | 2030008 | MOUNTAIN WEST CO-OP/CENEX /HARVEST STATES | xx Tank 11 | Tank 11 Compartment 1 | Permanently Out of Use | 12000 | TRUE |  | Gasoline (containing <=10% ethanol) | FALSE | Unknown | Confederated Salish and Kootenai Tribes of the Flathead Reservation | MOUNTAIN WEST CO-OP/CENEX /HARVEST STATES | 63932 Highway 93 | Ronan | MT | 59864
8 | 2030008 | MOUNTAIN WEST CO-OP/CENEX /HARVEST STATES | XX Tank 10 | Tank 10 Compartment 1 | Permanently Out of Use | 10000 | TRUE |  | Gasoline (containing <=10% ethanol) | FALSE | Unknown | Confederated Salish and Kootenai Tribes of the Flathead Reservation | MOUNTAIN WEST CO-OP/CENEX /HARVEST STATES | 63932 Highway 93 | Ronan | MT | 59864
8 | 2030008 | MOUNTAIN WEST CO-OP/CENEX /HARVEST STATES | Tank 9 | Tank 9 Compartment 1 | Permanently Out of Use | 6000 | TRUE |  | Gasoline (containing <=10% ethanol) | FALSE | Unknown | Confederated Salish and Kootenai Tribes of the Flathead Reservation | MOUNTAIN WEST CO-OP/CENEX /HARVEST STATES | 63932 Highway 93 | Ronan | MT | 59864
8 | 2030008 | MOUNTAIN WEST CO-OP/CENEX /HARVEST STATES | Tank 8 | Tank 8 Compartment 1 | Permanently Out of Use | 12000 | TRUE |  | Gasoline (containing <=10% ethanol) | FALSE | Unknown | Confederated Salish and Kootenai Tribes of the Flathead Reservation | MOUNTAIN WEST CO-OP/CENEX /HARVEST STATES | 63932 Highway 93 | Ronan | MT | 59864
8 | 2030008 | MOUNTAIN WEST CO-OP/CENEX /HARVEST STATES | Tank 7 | Tank 7 Compartment 1 | Permanently Out of Use | 6000 | TRUE |  | Diesel | FALSE | Unknown | Confederated Salish and Kootenai Tribes of the Flathead Reservation | MOUNTAIN WEST CO-OP/CENEX /HARVEST STATES | 63932 Highway 93 | Ronan | MT | 59864
8 | 2030008 | MOUNTAIN WEST CO-OP/CENEX /HARVEST STATES | Tank 1 (regUNL) | Tag 2829 Tank 1 | Currently in Use | 10000 | TRUE |  | Gasoline (containing <=10% ethanol) | TRUE | Spill Bucket | Confederated Salish and Kootenai Tribes of the Flathead Reservation | MOUNTAIN WEST CO-OP/CENEX /HARVEST STATES | 63932 Highway 93 | Ronan | MT | 59864
8 | 2030008 | MOUNTAIN WEST CO-OP/CENEX /HARVEST STATES | xx Tank 5 | Tank 5 Compartment 1 | Permanently Out of Use | 6000 | TRUE |  | Diesel | FALSE | Unknown | Confederated Salish and Kootenai Tribes of the Flathead Reservation | MOUNTAIN WEST CO-OP/CENEX /HARVEST STATES | 63932 Highway 93 | Ronan | MT | 59864
8 | 2030008 | MOUNTAIN WEST CO-OP/CENEX /HARVEST STATES | Tank 3 (DSL) | Tag 2831 (DSL) | Currently in Use | 4000 | TRUE |  | Diesel | TRUE | Spill Bucket | Confederated Salish and Kootenai Tribes of the Flathead Reservation | MOUNTAIN WEST CO-OP/CENEX /HARVEST STATES | 63932 Highway 93 | Ronan | MT | 59864
8 | 2030008 | MOUNTAIN WEST CO-OP/CENEX /HARVEST STATES | Tank 2 (Prem) | Tag 2830 -Premium | Currently in Use | 4000 | TRUE |  | Gasoline (containing <=10% ethanol) | TRUE | Spill Bucket | Confederated Salish and Kootenai Tribes of the Flathead Reservation | MOUNTAIN WEST CO-OP/CENEX /HARVEST STATES | 63932 Highway 93 | Ronan | MT | 59864
8 | 2030008 | MOUNTAIN WEST CO-OP/CENEX /HARVEST STATES | Tank 4 (DSL) | Tag 2833 (DSL) | Currently in Use | 5000 | TRUE |  | Diesel | TRUE | Spill Bucket | Confederated Salish and Kootenai Tribes of the Flathead Reservation | MOUNTAIN WEST CO-OP/CENEX /HARVEST STATES | 63932 Highway 93 | Ronan | MT | 59864
8 | 2030009 | Kings Point Store | Tank 1 | Tank 1 Compartment 1 | Permanently Out of Use | 1000 | TRUE |  | Gasoline (containing <=10% ethanol) | FALSE | Unknown | Confederated Salish and Kootenai Tribes of the Flathead Reservation | Kings Point Store | West Shore | Polson | MT | 59860
8 | 2030009 | Kings Point Store | Tank 2 | Tank 2 Compartment 1 | Permanently Out of Use | 2000 | TRUE |  | Gasoline (containing <=10% ethanol) | FALSE | Unknown | Confederated Salish and Kootenai Tribes of the Flathead Reservation | Kings Point Store | West Shore | Polson | MT | 59860
8 | 2030011 | Jim's Marina | Tank 1 | Tank 1 Compartment 1 | Permanently Out of Use | 500 | TRUE |  | Gasoline (containing <=10% ethanol) | FALSE | Unknown | Confederated Salish and Kootenai Tribes of the Flathead Reservation | Jim's Marina | Hwy 93 | Polson | MT | 59860
8 | 2030011 | Jim's Marina | Tank 3 | Tank 3 Compartment 1 | Permanently Out of Use | 500 | TRUE |  | Gasoline (containing <=10% ethanol) | FALSE | Unknown | Confederated Salish and Kootenai Tribes of the Flathead Reservation | Jim's Marina | Hwy 93 | Polson | MT | 59860
8 | 2030011 | Jim's Marina | Tank 2 | Tank 2 Compartment 1 | Permanently Out of Use | 500 | TRUE |  | Gasoline (containing <=10% ethanol) | FALSE | Unknown | Confederated Salish and Kootenai Tribes of the Flathead Reservation | Jim's Marina | Hwy 93 | Polson | MT | 59860
8 | 2030012 | Finley Point Marina | Tank 1 | Tank 1 Compartment 1 | Permanently Out of Use | 500 | TRUE |  | Gasoline (containing <=10% ethanol) | FALSE | Unknown | Confederated Salish and Kootenai Tribes of the Flathead Reservation | Finley Point Marina | Finley Point | Polson | MT | 59860
8 | 2030012 | Finley Point Marina | Tank 3 | Tank 3 Compartment 1 | Permanently Out of Use | 1000 | TRUE |  | Gasoline (containing <=10% ethanol) | FALSE | Unknown | Confederated Salish and Kootenai Tribes of the Flathead Reservation | Finley Point Marina | Finley Point | Polson | MT | 59860
8 | 2030012 | Finley Point Marina | Tank 2 | Tank 2 Compartment 1 | Permanently Out of Use | 500 | TRUE |  | Gasoline (containing <=10% ethanol) | FALSE | Unknown | Confederated Salish and Kootenai Tribes of the Flathead Reservation | Finley Point Marina | Finley Point | Polson | MT | 59860
8 | 2030013 | Safeway Store #1646 | Tank 1 - REG | T1 REG Tag 5164 | Currently in Use | 20000 | TRUE |  | Gasoline (containing <=10% ethanol) | TRUE | Spill Bucket | Confederated Salish and Kootenai Tribes of the Flathead Reservation | Safeway Store #1646 | 40772 MT Highway 56 | Polson | MT | 59860
8 | 2030013 | Safeway Store #1646 | Tank 2/3 | T3 DSL Tag 5166 | Currently in Use | 10000 | TRUE |  | Diesel | TRUE | Spill Bucket | Confederated Salish and Kootenai Tribes of the Flathead Reservation | Safeway Store #1646 | 40772 MT Highway 56 | Polson | MT | 59860
8 | 2030013 | Safeway Store #1646 | Tank 2/3 | T2 PREM Tag 5165 | Currently in Use | 10000 | TRUE |  | Gasoline (containing <=10% ethanol) | TRUE | Spill Bucket | Confederated Salish and Kootenai Tribes of the Flathead Reservation | Safeway Store #1646 | 40772 MT Highway 56 | Polson | MT | 59860
8 | 2030015 | Exxon 93 | Tank 1 | Tank 1 Compartment 1 | Permanently Out of Use | 4000 | TRUE |  | Gasoline (containing <=10% ethanol) | FALSE | Unknown | Confederated Salish and Kootenai Tribes of the Flathead Reservation | Exxon 93 | 2nd Street East & Hwy 93 | Polson | MT | 59860
8 | 2030015 | Exxon 93 | Tank 4 | Tank 4 Compartment 1 | Permanently Out of Use | 4000 | TRUE |  | Gasoline (containing <=10% ethanol) | FALSE | Unknown | Confederated Salish and Kootenai Tribes of the Flathead Reservation | Exxon 93 | 2nd Street East & Hwy 93 | Polson | MT | 59860
8 | 2030015 | Exxon 93 | Tank 3 | Tank 3 Compartment 1 | Permanently Out of Use | 500 | TRUE |  | Gasoline (containing <=10% ethanol) | FALSE | Unknown | Confederated Salish and Kootenai Tribes of the Flathead Reservation | Exxon 93 | 2nd Street East & Hwy 93 | Polson | MT | 59860
8 | 2030015 | Exxon 93 | Tank 2 | Tank 2 Compartment 1 | Permanently Out of Use | 2000 | TRUE |  | Gasoline (containing <=10% ethanol) | FALSE | Unknown | Confederated Salish and Kootenai Tribes of the Flathead Reservation | Exxon 93 | 2nd Street East & Hwy 93 | Polson | MT | 59860
8 | 2030016 | Polson Conoco | Tank 1 | Tank 1 Compartment 1 | Permanently Out of Use | 6000 | TRUE |  | Gasoline (containing <=10% ethanol) | FALSE | Unknown | Confederated Salish and Kootenai Tribes of the Flathead Reservation | Polson Conoco | 1st Street East & Hwy. 93 | Polson | MT | 59860
8 | 2030016 | Polson Conoco | Tank 6 | Tank 6 Compartment 1 | Permanently Out of Use | 2000 | TRUE |  | Gasoline (containing <=10% ethanol) | FALSE | Unknown | Confederated Salish and Kootenai Tribes of the Flathead Reservation | Polson Conoco | 1st Street East & Hwy. 93 | Polson | MT | 59860
8 | 2030016 | Polson Conoco | Tank 5 | Tank 5 Compartment 1 | Permanently Out of Use | 2000 | TRUE |  | Gasoline (containing <=10% ethanol) | FALSE | Unknown | Confederated Salish and Kootenai Tribes of the Flathead Reservation | Polson Conoco | 1st Street East & Hwy. 93 | Polson | MT | 59860
8 | 2030016 | Polson Conoco | Tank 4 | Tank 4 Compartment 1 | Permanently Out of Use | 2000 | TRUE |  | Gasoline (containing <=10% ethanol) | FALSE | Unknown | Confederated Salish and Kootenai Tribes of the Flathead Reservation | Polson Conoco | 1st Street East & Hwy. 93 | Polson | MT | 59860
8 | 2030016 | Polson Conoco | Tank 3 | Tank 3 Compartment 1 | Permanently Out of Use | 2000 | TRUE |  | Gasoline (containing <=10% ethanol) | FALSE | Unknown | Confederated Salish and Kootenai Tribes of the Flathead Reservation | Polson Conoco | 1st Street East & Hwy. 93 | Polson | MT | 59860
8 | 2030016 | Polson Conoco | Tank 2 | Tank 2 Compartment 1 | Permanently Out of Use | 6000 | TRUE |  | Gasoline (containing <=10% ethanol) | FALSE | Unknown | Confederated Salish and Kootenai Tribes of the Flathead Reservation | Polson Conoco | 1st Street East & Hwy. 93 | Polson | MT | 59860
8 | 2030017 | Frame Contruction | Tank 1 | Tank 1 Compartment 1 | Permanently Out of Use | 1000 | TRUE |  | Gasoline (containing <=10% ethanol) | FALSE | Unknown | Confederated Salish and Kootenai Tribes of the Flathead Reservation | Frame Contruction | 210 Third Ave. East | Pablo | MT | 59855
8 | 2030018 | Bread Basket | Tank 1 | Tank 1 Compartment 1 | Permanently Out of Use | 8000 | TRUE |  | Gasoline (containing <=10% ethanol) | FALSE | Unknown | Confederated Salish and Kootenai Tribes of the Flathead Reservation | Bread Basket | 6th Ave. West & Round Butte Rd. | Ronan | MT | 59864
8 | 2030018 | Bread Basket | Tank 3 | Tank 3 Compartment 1 | Permanently Out of Use | 2700 | TRUE |  | Diesel | FALSE | Unknown | Confederated Salish and Kootenai Tribes of the Flathead Reservation | Bread Basket | 6th Ave. West & Round Butte Rd. | Ronan | MT | 59864
8 | 2030018 | Bread Basket | Tank 2 | Tank 2 Compartment 1 | Permanently Out of Use | 2700 | TRUE |  | Diesel | FALSE | Unknown | Confederated Salish and Kootenai Tribes of the Flathead Reservation | Bread Basket | 6th Ave. West & Round Butte Rd. | Ronan | MT | 59864
8 | 2030019 | Dyno Mart | REG Tank (1315) | REG Tank | Currently in Use | 10000 | TRUE |  | Gasoline (containing <=10% ethanol) | TRUE | Spill Bucket | Confederated Salish and Kootenai Tribes of the Flathead Reservation | Dyno Mart | 303 Hwy. 93 North | Ronan | MT | 59864
8 | 2030019 | Dyno Mart | PREM Tank (1316) | PREM Tank | Currently in Use | 8000 | TRUE |  | Gasoline (containing <=10% ethanol) | TRUE | Spill Bucket | Confederated Salish and Kootenai Tribes of the Flathead Reservation | Dyno Mart | 303 Hwy. 93 North | Ronan | MT | 59864
8 | 2030019 | Dyno Mart | DSL Tank (1317) | DSL | Currently in Use | 10000 | TRUE |  | Diesel | TRUE | Spill Bucket | Confederated Salish and Kootenai Tribes of the Flathead Reservation | Dyno Mart | 303 Hwy. 93 North | Ronan | MT | 59864
8 | 2030021 | Gray Wolf Peak Casino | Tank 1 | Tank 1 RUL | Currently in Use | 12000 | TRUE |  | Gasoline (containing <=10% ethanol) | TRUE | Spill Bucket | Confederated Salish and Kootenai Tribes of the Flathead Reservation | Gray Wolf Peak Casino | 20750 Hwy 93 North - Evaro | Arlee | MT | 59821
8 | 2030021 | Gray Wolf Peak Casino | Tank 4 | Tank 4 Prem | Currently in Use | 6000 | TRUE |  | Gasoline (containing <=10% ethanol) | TRUE | Spill Bucket | Confederated Salish and Kootenai Tribes of the Flathead Reservation | Gray Wolf Peak Casino | 20750 Hwy 93 North - Evaro | Arlee | MT | 59821
8 | 2030021 | Gray Wolf Peak Casino | Tank 3 | Tank 3 RUL | Currently in Use | 6000 | TRUE |  | Gasoline (containing <=10% ethanol) | TRUE | Spill Bucket | Confederated Salish and Kootenai Tribes of the Flathead Reservation | Gray Wolf Peak Casino | 20750 Hwy 93 North - Evaro | Arlee | MT | 59821
8 | 2030021 | Gray Wolf Peak Casino | Tank 2 | Tank 2 DSL | Currently in Use | 12000 | TRUE |  | Diesel | TRUE | Spill Bucket | Confederated Salish and Kootenai Tribes of the Flathead Reservation | Gray Wolf Peak Casino | 20750 Hwy 93 North - Evaro | Arlee | MT | 59821
8 | 2030022 | Finley Point Store | Tank 1 | Tank 1 Compartment 1 | Permanently Out of Use | 4000 | TRUE |  | Gasoline (containing <=10% ethanol) | FALSE | Unknown | Confederated Salish and Kootenai Tribes of the Flathead Reservation | Finley Point Store | 6087 East Shore Rt. | Polson | MT | 59860
8 | 2030022 | Finley Point Store | Tank 2 | Tank 2 Compartment 1 | Permanently Out of Use | 1000 | TRUE |  | Gasoline (containing <=10% ethanol) | FALSE | Unknown | Confederated Salish and Kootenai Tribes of the Flathead Reservation | Finley Point Store | 6087 East Shore Rt. | Polson | MT | 59860
8 | 2030024 | Stuart's Service Center | Tank 1 | Tank 1 Compartment 1 | Permanently Out of Use | 4000 | TRUE |  | Gasoline (containing <=10% ethanol) | FALSE | Unknown | Confederated Salish and Kootenai Tribes of the Flathead Reservation | Stuart's Service Center | 153 N Main St. | Saint Ignatius | MT | 59865
8 | 2030024 | Stuart's Service Center | Tank 4 | Tank 4 Compartment 1 | Permanently Out of Use | 500 | TRUE |  | Used Oil | FALSE | Unknown | Confederated Salish and Kootenai Tribes of the Flathead Reservation | Stuart's Service Center | 153 N Main St. | Saint Ignatius | MT | 59865
8 | 2030024 | Stuart's Service Center | Tank 3 | Tank 3 Compartment 1 | Permanently Out of Use | 4000 | TRUE |  | Gasoline (containing <=10% ethanol) | FALSE | Unknown | Confederated Salish and Kootenai Tribes of the Flathead Reservation | Stuart's Service Center | 153 N Main St. | Saint Ignatius | MT | 59865
8 | 2030024 | Stuart's Service Center | Tank 2 | Tank 2 Compartment 1 | Permanently Out of Use | 4000 | TRUE |  | Gasoline (containing <=10% ethanol) | FALSE | Unknown | Confederated Salish and Kootenai Tribes of the Flathead Reservation | Stuart's Service Center | 153 N Main St. | Saint Ignatius | MT | 59865
8 | 2030025 | Pablo Exxon | Tank 1 | Tank 1 Compartment 1 | Permanently Out of Use | 500 | TRUE |  | Gasoline (containing <=10% ethanol) | FALSE | Unknown | Confederated Salish and Kootenai Tribes of the Flathead Reservation | Pablo Exxon | P.O. Box 114 | Pablo | MT | 59855
8 | 2030025 | Pablo Exxon | Tank 3 | Tank 3 Compartment 1 | Permanently Out of Use | 1000 | TRUE |  | Gasoline (containing <=10% ethanol) | FALSE | Unknown | Confederated Salish and Kootenai Tribes of the Flathead Reservation | Pablo Exxon | P.O. Box 114 | Pablo | MT | 59855
8 | 2030025 | Pablo Exxon | Tank 2 | Tank 2 Compartment 1 | Permanently Out of Use | 500 | TRUE |  | Gasoline (containing <=10% ethanol) | FALSE | Unknown | Confederated Salish and Kootenai Tribes of the Flathead Reservation | Pablo Exxon | P.O. Box 114 | Pablo | MT | 59855
8 | 2030026 | City of Polson | Tank 1 | Tank 1 Compartment 1 | Permanently Out of Use | 500 | TRUE |  | Used Oil | FALSE | Unknown | Confederated Salish and Kootenai Tribes of the Flathead Reservation | City of Polson | 112 1st Street East | Polson | MT | 59860
8 | 2030026 | City of Polson | Tank 2 | Tank 2 Compartment 1 | Permanently Out of Use | 500 | TRUE |  | Gasoline (containing <=10% ethanol) | FALSE | Unknown | Confederated Salish and Kootenai Tribes of the Flathead Reservation | City of Polson | 112 1st Street East | Polson | MT | 59860
8 | 2030029 | Flathead Lake Yacht Club | Tank 1 | Tank 1 Compartment 1 | Permanently Out of Use | 2000 | TRUE |  | Gasoline (containing <=10% ethanol) | FALSE | Unknown | Confederated Salish and Kootenai Tribes of the Flathead Reservation | Flathead Lake Yacht Club | 32 Country Club Shores | Polson | MT | 59860
8 | 2030029 | Flathead Lake Yacht Club | Tank 2 | Tank 2 Compartment 1 | Permanently Out of Use | 2000 | TRUE |  | Gasoline (containing <=10% ethanol) | FALSE | Unknown | Confederated Salish and Kootenai Tribes of the Flathead Reservation | Flathead Lake Yacht Club | 32 Country Club Shores | Polson | MT | 59860
8 | 2030030 | Polson Airport | Tank 1 | Tank 1 Compartment 1 | Permanently Out of Use | 6000 | TRUE |  | Gasoline (containing <=10% ethanol) | FALSE | Unknown | Confederated Salish and Kootenai Tribes of the Flathead Reservation | Polson Airport | 106 4th Ave. East | Polson | MT | 59860
8 | 2030030 | Polson Airport | Tank 2 | Tank 2 Compartment 1 | Permanently Out of Use | 4000 | TRUE |  | Diesel | FALSE | Unknown | Confederated Salish and Kootenai Tribes of the Flathead Reservation | Polson Airport | 106 4th Ave. East | Polson | MT | 59860
8 | 2030031 | City of Polson Country Club | Tank 1 | Tank 1 Compartment 1 | Currently in Use | 500 | TRUE |  | Gasoline (containing <=10% ethanol) | TRUE | Spill Bucket | Confederated Salish and Kootenai Tribes of the Flathead Reservation | City of Polson Country Club | 111 Bay View Dr. | Polson | MT | 59860
8 | 2030032 | Pier 93 (Conoco) | Tank 6 | UNL Tag 1804 | Currently in Use | 10000 | TRUE |  | Gasoline (containing <=10% ethanol) | TRUE | Spill Bucket | Confederated Salish and Kootenai Tribes of the Flathead Reservation | Pier 93 (Conoco) | 9 Second Ave. West | Polson | MT | 59860
8 | 2030032 | Pier 93 (Conoco) | Tank 1 | DSL (tag 1802) | Currently in Use | 4000 | TRUE |  | Diesel | TRUE | Spill Bucket | Confederated Salish and Kootenai Tribes of the Flathead Reservation | Pier 93 (Conoco) | 9 Second Ave. West | Polson | MT | 59860
8 | 2030032 | Pier 93 (Conoco) | Tank 2 | PREM tag 1803 | Currently in Use | 6000 | TRUE |  | Gasoline (containing <=10% ethanol) | TRUE | Spill Bucket | Confederated Salish and Kootenai Tribes of the Flathead Reservation | Pier 93 (Conoco) | 9 Second Ave. West | Polson | MT | 59860
8 | 2030032 | Pier 93 (Conoco) | xx Tank 3 | Tank 3 Compartment 1 | Permanently Out of Use | 12000 | TRUE |  | Gasoline (containing <=10% ethanol) | FALSE | Unknown | Confederated Salish and Kootenai Tribes of the Flathead Reservation | Pier 93 (Conoco) | 9 Second Ave. West | Polson | MT | 59860
8 | 2030032 | Pier 93 (Conoco) | xx Tank 2 | Tank 2 Compartment 1 | Permanently Out of Use | 500 | TRUE |  | Used Oil | FALSE | Unknown | Confederated Salish and Kootenai Tribes of the Flathead Reservation | Pier 93 (Conoco) | 9 Second Ave. West | Polson | MT | 59860
8 | 2030034 | Mission Valley Power | Tank 1 | Tank 1 Compartment 1 | Permanently Out of Use | 115 | TRUE |  | Gasoline (containing <=10% ethanol) | FALSE | Unknown | Confederated Salish and Kootenai Tribes of the Flathead Reservation | Mission Valley Power | 500 6th Ave. East | Polson | MT | 59860
8 | 2030036 | Montana DOT (Ravalli Site) | Tank 1 | Tank 1 Compartment 1 | Permanently Out of Use | 2000 | TRUE |  | Diesel | FALSE | Unknown | Confederated Salish and Kootenai Tribes of the Flathead Reservation | Montana DOT (Ravalli Site) | P.O. Box 7039 | Ravalli | MT | 59863
8 | 2030036 | Montana DOT (Ravalli Site) | Tank 5 | Tank 5 Compartment 1 | Permanently Out of Use | 1000 | TRUE |  | Gasoline (containing <=10% ethanol) | FALSE | Unknown | Confederated Salish and Kootenai Tribes of the Flathead Reservation | Montana DOT (Ravalli Site) | P.O. Box 7039 | Ravalli | MT | 59863
8 | 2030036 | Montana DOT (Ravalli Site) | Tank 4 | Tank 4 Compartment 1 | Permanently Out of Use | 2000 | TRUE |  | Diesel | FALSE | Unknown | Confederated Salish and Kootenai Tribes of the Flathead Reservation | Montana DOT (Ravalli Site) | P.O. Box 7039 | Ravalli | MT | 59863
8 | 2030036 | Montana DOT (Ravalli Site) | Tank 3 | Tank 3 Compartment 1 | Permanently Out of Use | 1000 | TRUE |  | Diesel | FALSE | Unknown | Confederated Salish and Kootenai Tribes of the Flathead Reservation | Montana DOT (Ravalli Site) | P.O. Box 7039 | Ravalli | MT | 59863
8 | 2030036 | Montana DOT (Ravalli Site) | Tank 2 | Tank 2 Compartment 1 | Permanently Out of Use | 2000 | TRUE |  | Diesel | FALSE | Unknown | Confederated Salish and Kootenai Tribes of the Flathead Reservation | Montana DOT (Ravalli Site) | P.O. Box 7039 | Ravalli | MT | 59863
8 | 2030038 | Montana DOT (Ronan Site) | Tank 1 | Tank 1 Compartment 1 | Permanently Out of Use | 10000 | TRUE |  | Gasoline (containing <=10% ethanol) | FALSE | Unknown | Confederated Salish and Kootenai Tribes of the Flathead Reservation | Montana DOT (Ronan Site) | Hwy 93 Mile post 42.0 | Ronan | MT | 59864
8 | 2030038 | Montana DOT (Ronan Site) | Tank 3 | Tank 3 Compartment 1 | Permanently Out of Use | 4000 | TRUE |  | Diesel | FALSE | Unknown | Confederated Salish and Kootenai Tribes of the Flathead Reservation | Montana DOT (Ronan Site) | Hwy 93 Mile post 42.0 | Ronan | MT | 59864
8 | 2030038 | Montana DOT (Ronan Site) | Tank 2 | Tank 2 Compartment 1 | Permanently Out of Use | 10000 | TRUE |  | Gasoline (containing <=10% ethanol) | FALSE | Unknown | Confederated Salish and Kootenai Tribes of the Flathead Reservation | Montana DOT (Ronan Site) | Hwy 93 Mile post 42.0 | Ronan | MT | 59864
8 | 2030040 | Town Pump (Ronan) | Tank 1 | Tank 1 Compartment 1 | Currently in Use | 12000 | TRUE |  | Gasoline (containing <=10% ethanol) | TRUE | Spill Bucket | Confederated Salish and Kootenai Tribes of the Flathead Reservation | Town Pump (Ronan) | 63495 US Hwy 93 | Ronan | MT | 59864
8 | 2030040 | Town Pump (Ronan) | Tank 5 | Tank 5 Compartment 1 | Currently in Use | 6000 | TRUE |  | Diesel | TRUE | Spill Bucket | Confederated Salish and Kootenai Tribes of the Flathead Reservation | Town Pump (Ronan) | 63495 US Hwy 93 | Ronan | MT | 59864
8 | 2030040 | Town Pump (Ronan) | Tank 4 | Tank 4 Compartment 1 | Currently in Use | 6000 | TRUE |  | Diesel | TRUE | Spill Bucket | Confederated Salish and Kootenai Tribes of the Flathead Reservation | Town Pump (Ronan) | 63495 US Hwy 93 | Ronan | MT | 59864
8 | 2030040 | Town Pump (Ronan) | Tank 3 | Tank 3 Compartment 1 | Currently in Use | 6000 | TRUE |  | Gasoline (containing <=10% ethanol) | TRUE | Spill Bucket | Confederated Salish and Kootenai Tribes of the Flathead Reservation | Town Pump (Ronan) | 63495 US Hwy 93 | Ronan | MT | 59864
8 | 2030040 | Town Pump (Ronan) | Tank 2 | Tank 2 Compartment 1 | Currently in Use | 12000 | TRUE |  | Gasoline (containing <=10% ethanol) | TRUE | Spill Bucket | Confederated Salish and Kootenai Tribes of the Flathead Reservation | Town Pump (Ronan) | 63495 US Hwy 93 | Ronan | MT | 59864
8 | 2030041 | Allard's General Store #447 | Removed Tank 1 | Tank 1 Compartment 1 | Permanently Out of Use | 10000 | TRUE | 2005-11-22 | Gasoline (containing <=10% ethanol) | TRUE | Spill Bucket | Confederated Salish and Kootenai Tribes of the Flathead Reservation | Allard's General Store #447 | Hwy 93 North | Saint Ignatius | MT | 59865
8 | 2030041 | Allard's General Store #447 | Tank 2 - Prem | Tank 2 Prem | Currently in Use | 10000 | TRUE | 2005-11-01 | Gasoline (containing <=10% ethanol) | TRUE | Spill Bucket | Confederated Salish and Kootenai Tribes of the Flathead Reservation | Allard's General Store #447 | Hwy 93 North | Saint Ignatius | MT | 59865
8 | 2030041 | Allard's General Store #447 | Tank 1 REG | Tank 1 REG | Currently in Use | 10000 | TRUE |  | Gasoline (containing <=10% ethanol) | TRUE | Spill Bucket | Confederated Salish and Kootenai Tribes of the Flathead Reservation | Allard's General Store #447 | Hwy 93 North | Saint Ignatius | MT | 59865
8 | 2030041 | Allard's General Store #447 | Removed Tank 2 | Tank 2 Compartment 1 | Permanently Out of Use | 10000 | TRUE | 2005-11-22 | Gasoline (containing <=10% ethanol) | TRUE | Spill Bucket | Confederated Salish and Kootenai Tribes of the Flathead Reservation | Allard's General Store #447 | Hwy 93 North | Saint Ignatius | MT | 59865
8 | 2030042 | Polson Bay Grocery #425 | XX Tank 1 | Tank 1 Compartment 1 | Permanently Out of Use | 10000 | TRUE |  | Gasoline (containing <=10% ethanol) | TRUE | Spill Bucket | Confederated Salish and Kootenai Tribes of the Flathead Reservation | Polson Bay Grocery #425 | 1406 Hwy 93 East | Polson | MT | 59860
8 | 2030042 | Polson Bay Grocery #425 | Tank 3 DSL/DSL | Tank 3 C2 DYDSL | Currently in Use | 4000 | TRUE |  | Diesel | TRUE | Spill Bucket | Confederated Salish and Kootenai Tribes of the Flathead Reservation | Polson Bay Grocery #425 | 1406 Hwy 93 East | Polson | MT | 59860
8 | 2030042 | Polson Bay Grocery #425 | Tank 3 DSL/DSL | Tank 3 C1 - DSL | Currently in Use | 6000 | TRUE |  | Diesel | TRUE | Spill Bucket | Confederated Salish and Kootenai Tribes of the Flathead Reservation | Polson Bay Grocery #425 | 1406 Hwy 93 East | Polson | MT | 59860
8 | 2030042 | Polson Bay Grocery #425 | Tank 2 PREM | Tank 2 PREM | Currently in Use | 10000 | TRUE |  | Gasoline (containing <=10% ethanol) | TRUE | Spill Bucket | Confederated Salish and Kootenai Tribes of the Flathead Reservation | Polson Bay Grocery #425 | 1406 Hwy 93 East | Polson | MT | 59860
8 | 2030042 | Polson Bay Grocery #425 | Tank 1 REG | Tank 1 REG | Currently in Use | 20000 | TRUE |  | Gasoline (containing <=10% ethanol) | TRUE | Spill Bucket | Confederated Salish and Kootenai Tribes of the Flathead Reservation | Polson Bay Grocery #425 | 1406 Hwy 93 East | Polson | MT | 59860
8 | 2030042 | Polson Bay Grocery #425 | XX Tank 3 | Tank 3 Compartment 1 | Permanently Out of Use | 4000 | TRUE |  | Gasoline (containing <=10% ethanol) | TRUE | Spill Bucket | Confederated Salish and Kootenai Tribes of the Flathead Reservation | Polson Bay Grocery #425 | 1406 Hwy 93 East | Polson | MT | 59860
8 | 2030042 | Polson Bay Grocery #425 | XX Tank 2 | Tank 2 Compartment 1 | Permanently Out of Use | 6000 | TRUE |  | Gasoline (containing <=10% ethanol) | TRUE | Spill Bucket | Confederated Salish and Kootenai Tribes of the Flathead Reservation | Polson Bay Grocery #425 | 1406 Hwy 93 East | Polson | MT | 59860
8 | 2030043 | Jette Store (Your Store) | Removed Tank 1 | Tank 1 Compartment 1 | Permanently Out of Use | 10000 | TRUE |  | Gasoline (containing <=10% ethanol) | FALSE | Unknown | Confederated Salish and Kootenai Tribes of the Flathead Reservation | Jette Store (Your Store) | 65811 Hwy 93 North | Polson | MT | 59860
8 | 2030043 | Jette Store (Your Store) | Tank 1 DSL | Tank 1 (Tag 1217) DSL | Temporarily Out of Use | 5000 | TRUE | 2020-01-01 | Diesel | TRUE | Spill Bucket | Confederated Salish and Kootenai Tribes of the Flathead Reservation | Jette Store (Your Store) | 65811 Hwy 93 North | Polson | MT | 59860
8 | 2030043 | Jette Store (Your Store) | Tank 3 REG | Tank 3 (tag 1215) REG | Temporarily Out of Use | 12000 | TRUE | 2020-01-01 | Gasoline (containing <=10% ethanol) | TRUE | Spill Bucket | Confederated Salish and Kootenai Tribes of the Flathead Reservation | Jette Store (Your Store) | 65811 Hwy 93 North | Polson | MT | 59860
8 | 2030043 | Jette Store (Your Store) | Tank 2 PREM | Tank 2 (tag 1216) Prem | Temporarily Out of Use | 8000 | TRUE | 2020-01-01 | Gasoline (containing <=10% ethanol) | TRUE | Spill Bucket | Confederated Salish and Kootenai Tribes of the Flathead Reservation | Jette Store (Your Store) | 65811 Hwy 93 North | Polson | MT | 59860
8 | 2030043 | Jette Store (Your Store) | Removed Tank 3 | Tank 3 Compartment 1 | Permanently Out of Use | 10000 | TRUE |  | Diesel | FALSE | Unknown | Confederated Salish and Kootenai Tribes of the Flathead Reservation | Jette Store (Your Store) | 65811 Hwy 93 North | Polson | MT | 59860
8 | 2030043 | Jette Store (Your Store) | Removed Tank 2 | Tank 2 Compartment 1 | Permanently Out of Use | 10000 | TRUE |  | Gasoline (containing <=10% ethanol) | FALSE | Unknown | Confederated Salish and Kootenai Tribes of the Flathead Reservation | Jette Store (Your Store) | 65811 Hwy 93 North | Polson | MT | 59860
8 | 2030044 | Charlo Pump and Tow | Removed Tank 1 | Tank 1 Compartment 1 | Permanently Out of Use | 3000 | TRUE |  | Gasoline (containing <=10% ethanol) | FALSE | Unknown | Confederated Salish and Kootenai Tribes of the Flathead Reservation | Coulter Automotive | 104 South Main St. | Charlo | MT | 59824
8 | 2030044 | Charlo Pump and Tow | Tank 2 | Tank 2 REG | Currently in Use | 4000 | TRUE |  | Gasoline (containing <=10% ethanol) | TRUE | Spill Bucket | Confederated Salish and Kootenai Tribes of the Flathead Reservation | Coulter Automotive | 104 South Main St. | Charlo | MT | 59824
8 | 2030044 | Charlo Pump and Tow | Tank 1 REG | Tank 1 REG | Currently in Use | 6000 | TRUE |  | Gasoline (containing <=10% ethanol) | TRUE | Spill Bucket | Confederated Salish and Kootenai Tribes of the Flathead Reservation | Coulter Automotive | 104 South Main St. | Charlo | MT | 59824
8 | 2030044 | Charlo Pump and Tow | Removed Tank 2 | Tank 2 Compartment 1 | Permanently Out of Use | 3000 | TRUE |  | Gasoline (containing <=10% ethanol) | FALSE | Unknown | Confederated Salish and Kootenai Tribes of the Flathead Reservation | Coulter Automotive | 104 South Main St. | Charlo | MT | 59824
8 | 2030047 | Charlo School | Tank 1 | Tank 1 Compartment 1 | Permanently Out of Use | 500 | TRUE |  | Diesel | FALSE | Unknown | Confederated Salish and Kootenai Tribes of the Flathead Reservation | Charlo School | 405 2nd Ave. East | Charlo | MT | 59824
8 | 2030048 | Pack River Lumber Co. | Tank 1 | Tank 1 Compartment 1 | Permanently Out of Use | 8000 | TRUE |  | Gasoline (containing <=10% ethanol) | FALSE | Unknown | Confederated Salish and Kootenai Tribes of the Flathead Reservation | Pack River Lumber Co. | 58719 Hwy 93 | Polson | MT | 59860
8 | 2030048 | Pack River Lumber Co. | Tank 3 | Tank 3 Compartment 1 | Permanently Out of Use | 10000 | TRUE |  | Gasoline (containing <=10% ethanol) | FALSE | Unknown | Confederated Salish and Kootenai Tribes of the Flathead Reservation | Pack River Lumber Co. | 58719 Hwy 93 | Polson | MT | 59860
8 | 2030048 | Pack River Lumber Co. | Tank 2 | Tank 2 Compartment 1 | Permanently Out of Use | 10000 | TRUE |  | Diesel | FALSE | Unknown | Confederated Salish and Kootenai Tribes of the Flathead Reservation | Pack River Lumber Co. | 58719 Hwy 93 | Polson | MT | 59860
8 | 2030049 | Polson Ready Mix Concrete | Tank 2 | Tank 2 Compartment 1 | Permanently Out of Use | 8000 | TRUE |  | Diesel | FALSE | Unknown | Confederated Salish and Kootenai Tribes of the Flathead Reservation | Polson Ready Mix Concrete | 57093 Hwy 93 | Polson | MT | 59860
8 | 2030049 | Polson Ready Mix Concrete | Tank 4 | Tank 4 Compartment 1 | Permanently Out of Use | 6000 | TRUE |  | Gasoline (containing <=10% ethanol) | FALSE | Unknown | Confederated Salish and Kootenai Tribes of the Flathead Reservation | Polson Ready Mix Concrete | 57093 Hwy 93 | Polson | MT | 59860
8 | 2030049 | Polson Ready Mix Concrete | Tank 3 | Tank 3 Compartment 1 | Permanently Out of Use | 500 | TRUE |  | Used Oil | TRUE | Spill Bucket | Confederated Salish and Kootenai Tribes of the Flathead Reservation | Polson Ready Mix Concrete | 57093 Hwy 93 | Polson | MT | 59860
8 | 2030050 | Kerr Plant | Tank 1 | Tank 1 Compartment 1 | Permanently Out of Use | 1000 | TRUE |  | Gasoline (containing <=10% ethanol) | FALSE | Unknown | Confederated Salish and Kootenai Tribes of the Flathead Reservation | Kerr Plant | Rt. 1 P.O. Box 197 | Polson | MT | 59860
8 | 2030051 | Montana DOT (Dixon Bridge Project) | Tank 1 | Tank 1 Compartment 1 | Permanently Out of Use | 550 | TRUE |  | Gasoline (containing <=10% ethanol) | FALSE | Unknown | Confederated Salish and Kootenai Tribes of the Flathead Reservation | Montana DOT (Dixon Bridge Project) | 3 Miles West of Dixon | Dixon | MT | 59831
8 | 2030051 | Montana DOT (Dixon Bridge Project) | Tank 2 | Tank 2 Compartment 1 | Permanently Out of Use | 550 | TRUE |  | Diesel | FALSE | Unknown | Confederated Salish and Kootenai Tribes of the Flathead Reservation | Montana DOT (Dixon Bridge Project) | 3 Miles West of Dixon | Dixon | MT | 59831
8 | 2030052 | Kicking Horse Job Corps Center | Tank 1 | Tank 1 Compartment 1 | Permanently Out of Use | 5000 | TRUE |  | Diesel | FALSE | Unknown | Confederated Salish and Kootenai Tribes of the Flathead Reservation | Kicking Horse Job Corps Center | 2000 Mollman Pass Trail | Ronan | MT | 59864
8 | 2030052 | Kicking Horse Job Corps Center | Tank 15 | Tank 15 Compartment 1 | Permanently Out of Use | 1000 | TRUE |  | Gasoline (containing <=10% ethanol) | FALSE | Unknown | Confederated Salish and Kootenai Tribes of the Flathead Reservation | Kicking Horse Job Corps Center | 2000 Mollman Pass Trail | Ronan | MT | 59864
8 | 2030052 | Kicking Horse Job Corps Center | Tank 14 | Tank 14 Compartment 1 | Permanently Out of Use | 1000 | TRUE |  | Diesel | FALSE | Unknown | Confederated Salish and Kootenai Tribes of the Flathead Reservation | Kicking Horse Job Corps Center | 2000 Mollman Pass Trail | Ronan | MT | 59864
8 | 2030052 | Kicking Horse Job Corps Center | Tank 13 | Tank 13 Compartment 1 | Permanently Out of Use | 1000 | TRUE |  | Gasoline (containing <=10% ethanol) | TRUE | Spill Bucket | Confederated Salish and Kootenai Tribes of the Flathead Reservation | Kicking Horse Job Corps Center | 2000 Mollman Pass Trail | Ronan | MT | 59864
8 | 2030052 | Kicking Horse Job Corps Center | Tank 12 | Tank 12 Compartment 1 | Permanently Out of Use | 1000 | TRUE | 2021-03-23 | Diesel | TRUE | Spill Bucket | Confederated Salish and Kootenai Tribes of the Flathead Reservation | Kicking Horse Job Corps Center | 2000 Mollman Pass Trail | Ronan | MT | 59864
8 | 2030052 | Kicking Horse Job Corps Center | Tank 11 | Tank 11 Compartment 1 | Permanently Out of Use | 1000 | TRUE | 2021-03-23 | Diesel | TRUE | Spill Bucket | Confederated Salish and Kootenai Tribes of the Flathead Reservation | Kicking Horse Job Corps Center | 2000 Mollman Pass Trail | Ronan | MT | 59864
8 | 2030052 | Kicking Horse Job Corps Center | Tank 10 | Tank 10 Compartment 1 | Permanently Out of Use | 1000 | TRUE |  | Gasoline (containing <=10% ethanol) | FALSE | Unknown | Confederated Salish and Kootenai Tribes of the Flathead Reservation | Kicking Horse Job Corps Center | 2000 Mollman Pass Trail | Ronan | MT | 59864
8 | 2030052 | Kicking Horse Job Corps Center | Tank 9 | Tank 9 Compartment 1 | Permanently Out of Use | 1000 | TRUE |  | Diesel | FALSE | Unknown | Confederated Salish and Kootenai Tribes of the Flathead Reservation | Kicking Horse Job Corps Center | 2000 Mollman Pass Trail | Ronan | MT | 59864
8 | 2030052 | Kicking Horse Job Corps Center | Tank 8 | Tank 8 Compartment 1 | Permanently Out of Use | 5000 | TRUE |  | Diesel | FALSE | Unknown | Confederated Salish and Kootenai Tribes of the Flathead Reservation | Kicking Horse Job Corps Center | 2000 Mollman Pass Trail | Ronan | MT | 59864
8 | 2030052 | Kicking Horse Job Corps Center | Tank 7 | Tank 7 Compartment 1 | Permanently Out of Use | 1000 | TRUE |  | Diesel | FALSE | Unknown | Confederated Salish and Kootenai Tribes of the Flathead Reservation | Kicking Horse Job Corps Center | 2000 Mollman Pass Trail | Ronan | MT | 59864
8 | 2030052 | Kicking Horse Job Corps Center | Tank 6 | Tank 6 Compartment 1 | Permanently Out of Use | 5000 | TRUE |  | Diesel | FALSE | Unknown | Confederated Salish and Kootenai Tribes of the Flathead Reservation | Kicking Horse Job Corps Center | 2000 Mollman Pass Trail | Ronan | MT | 59864
8 | 2030052 | Kicking Horse Job Corps Center | Tank 5 | Tank 5 Compartment 1 | Permanently Out of Use | 500 | TRUE |  | Diesel | FALSE | Unknown | Confederated Salish and Kootenai Tribes of the Flathead Reservation | Kicking Horse Job Corps Center | 2000 Mollman Pass Trail | Ronan | MT | 59864
8 | 2030052 | Kicking Horse Job Corps Center | Tank 4 | Tank 4 Compartment 1 | Permanently Out of Use | 1500 | TRUE |  | Diesel | FALSE | Unknown | Confederated Salish and Kootenai Tribes of the Flathead Reservation | Kicking Horse Job Corps Center | 2000 Mollman Pass Trail | Ronan | MT | 59864
8 | 2030052 | Kicking Horse Job Corps Center | Tank 3 | Tank 3 Compartment 1 | Permanently Out of Use | 1000 | TRUE |  | Diesel | FALSE | Unknown | Confederated Salish and Kootenai Tribes of the Flathead Reservation | Kicking Horse Job Corps Center | 2000 Mollman Pass Trail | Ronan | MT | 59864
8 | 2030052 | Kicking Horse Job Corps Center | Tank 2 | Tank 2 Compartment 1 | Permanently Out of Use | 250 | TRUE |  | Gasoline (containing <=10% ethanol) | FALSE | Unknown | Confederated Salish and Kootenai Tribes of the Flathead Reservation | Kicking Horse Job Corps Center | 2000 Mollman Pass Trail | Ronan | MT | 59864
8 | 2030055 | Big Arm General Store | Tank 1 | Tank 1 Compartment 1 | Permanently Out of Use | 4000 | TRUE |  | Gasoline (containing <=10% ethanol) | TRUE | Spill Bucket | Confederated Salish and Kootenai Tribes of the Flathead Reservation | Big Arm General Store | 314 5th St. | Big Arm | MT | 59910
8 | 2030055 | Big Arm General Store | Tank 1 | Tank 1 Compartment 2 | Permanently Out of Use | 8000 | TRUE |  | Gasoline (containing <=10% ethanol) | TRUE | Spill Bucket | Confederated Salish and Kootenai Tribes of the Flathead Reservation | Big Arm General Store | 314 5th St. | Big Arm | MT | 59910
8 | 2030059 | Ravalli Cash Store | Tank 1 | Tank 1 Compartment 1 | Permanently Out of Use | 1000 | TRUE | 2023-03-30 | Gasoline (containing <=10% ethanol) | TRUE | Spill Bucket | Confederated Salish and Kootenai Tribes of the Flathead Reservation | Ravalli Cash Store | 205 Buffalo St | Ravalli | MT | 59863
8 | 2030059 | Ravalli Cash Store | Tank 1 | Tank 1 Compartment 3 | Permanently Out of Use | 1000 | TRUE | 2023-03-30 | Diesel | TRUE | Spill Bucket | Confederated Salish and Kootenai Tribes of the Flathead Reservation | Ravalli Cash Store | 205 Buffalo St | Ravalli | MT | 59863
8 | 2030059 | Ravalli Cash Store | Tank 1 | Tank 1 Compartment 2 | Permanently Out of Use | 1000 | TRUE | 2023-03-30 | Gasoline (containing <=10% ethanol) | TRUE | Spill Bucket | Confederated Salish and Kootenai Tribes of the Flathead Reservation | Ravalli Cash Store | 205 Buffalo St | Ravalli | MT | 59863
8 | 2030063 | OLD Union 76 Station | Tank 1 | Tank 1 Compartment 1 | Permanently Out of Use | 8000 | TRUE |  | Gasoline (containing <=10% ethanol) | FALSE | Unknown | Confederated Salish and Kootenai Tribes of the Flathead Reservation | OLD Union 76 Station | 4th and West Main | Polson | MT | 59860
8 | 2030063 | OLD Union 76 Station | Tank 4 | Tank 4 Compartment 1 | Permanently Out of Use | 1000 | TRUE |  | Gasoline (containing <=10% ethanol) | FALSE | Unknown | Confederated Salish and Kootenai Tribes of the Flathead Reservation | OLD Union 76 Station | 4th and West Main | Polson | MT | 59860
8 | 2030063 | OLD Union 76 Station | Tank 3 | Tank 3 Compartment 1 | Permanently Out of Use | 1000 | TRUE |  | Gasoline (containing <=10% ethanol) | FALSE | Unknown | Confederated Salish and Kootenai Tribes of the Flathead Reservation | OLD Union 76 Station | 4th and West Main | Polson | MT | 59860
8 | 2030063 | OLD Union 76 Station | Tank 2 | Tank 2 Compartment 1 | Permanently Out of Use | 500 | TRUE |  | Diesel | FALSE | Unknown | Confederated Salish and Kootenai Tribes of the Flathead Reservation | OLD Union 76 Station | 4th and West Main | Polson | MT | 59860
8 | 2030064 | Blue Bell Antiques | Tank 1 | Tank 1 Compartment 1 | Permanently Out of Use | 10000 | TRUE |  | Gasoline (containing <=10% ethanol) | FALSE | Unknown | Confederated Salish and Kootenai Tribes of the Flathead Reservation | Blue Bell Antiques | 1/4 mile South of Hwy 200 on Hwy 93 | Ravalli | MT | 59863
8 | 2030064 | Blue Bell Antiques | Tank 2 | Tank 2 Compartment 1 | Permanently Out of Use | 4000 | TRUE |  | Gasoline (containing <=10% ethanol) | FALSE | Unknown | Confederated Salish and Kootenai Tribes of the Flathead Reservation | Blue Bell Antiques | 1/4 mile South of Hwy 200 on Hwy 93 | Ravalli | MT | 59863
8 | 2030066 | Post Creek Store (Coffman) | Tank 1 | Tank 1 Compartment 1 | Permanently Out of Use | 1000 | TRUE |  | Gasoline (containing <=10% ethanol) | FALSE | Unknown | Confederated Salish and Kootenai Tribes of the Flathead Reservation | Post Creek Store (Coffman) | 37052 Hwy 93 | Saint Ignatius | MT | 59865
8 | 2030066 | Post Creek Store (Coffman) | Tank 2 | Tank 2 Compartment 1 | Permanently Out of Use | 500 | TRUE |  | Gasoline (containing <=10% ethanol) | FALSE | Unknown | Confederated Salish and Kootenai Tribes of the Flathead Reservation | Post Creek Store (Coffman) | 37052 Hwy 93 | Saint Ignatius | MT | 59865
8 | 2030069 | Flathead Health Center | Tank 1 | Tank 1 Compartment 1 | Permanently Out of Use | 300 | TRUE |  | Gasoline (containing <=10% ethanol) | FALSE | Unknown | Confederated Salish and Kootenai Tribes of the Flathead Reservation | Flathead Health Center | P.O. Box 280 Mission Dr. | Saint Ignatius | MT | 59865
8 | 2030071 | Mountain View Cenex (fka Stuart's Service Center) | Tank 3 DSL | Tank 3 DSL | Currently in Use | 6000 | TRUE |  | Diesel | TRUE | Spill Bucket | Confederated Salish and Kootenai Tribes of the Flathead Reservation | Mountain View Cenex (fka Stuart's Service Center) | 240 Mountain View | Saint Ignatius | MT | 59865
8 | 2030071 | Mountain View Cenex (fka Stuart's Service Center) | Tank 4 UNL | Tank 4 UNL | Currently in Use | 8000 | TRUE |  | Gasoline (containing <=10% ethanol) | TRUE | Spill Bucket | Confederated Salish and Kootenai Tribes of the Flathead Reservation | Mountain View Cenex (fka Stuart's Service Center) | 240 Mountain View | Saint Ignatius | MT | 59865
8 | 2030071 | Mountain View Cenex (fka Stuart's Service Center) | Removed Tank 4 | Tank 4 Compartment 1 | Permanently Out of Use | 1000 | TRUE |  | Gasoline (containing <=10% ethanol) | FALSE | Unknown | Confederated Salish and Kootenai Tribes of the Flathead Reservation | Mountain View Cenex (fka Stuart's Service Center) | 240 Mountain View | Saint Ignatius | MT | 59865
8 | 2030071 | Mountain View Cenex (fka Stuart's Service Center) | Tank 1 UNL | Tank 1 UNL | Currently in Use | 8000 | TRUE |  | Gasoline (containing <=10% ethanol) | TRUE | Spill Bucket | Confederated Salish and Kootenai Tribes of the Flathead Reservation | Mountain View Cenex (fka Stuart's Service Center) | 240 Mountain View | Saint Ignatius | MT | 59865
8 | 2030071 | Mountain View Cenex (fka Stuart's Service Center) | Tank 2 PREM | Tank 2 Prem | Currently in Use | 8000 | TRUE |  | Gasoline (containing <=10% ethanol) | TRUE | Spill Bucket | Confederated Salish and Kootenai Tribes of the Flathead Reservation | Mountain View Cenex (fka Stuart's Service Center) | 240 Mountain View | Saint Ignatius | MT | 59865
8 | 2030074 | Elmo Cash Store / Standing Arrow Trading Post | Tank 1 | Tank 1 Compartment 1 | Permanently Out of Use | 1000 | TRUE |  | Gasoline (containing <=10% ethanol) | FALSE | Unknown | Confederated Salish and Kootenai Tribes of the Flathead Reservation | Elmo Cash Store / Standing Arrow Trading Post | 77070 Hwy 93 | Elmo | MT | 59915
8 | 2030074 | Elmo Cash Store / Standing Arrow Trading Post | Tank 3 | Tank 3 Compartment 2 | Permanently Out of Use | 8000 | TRUE | 2010-05-10 | Gasoline (containing <=10% ethanol) | TRUE | Spill Bucket | Confederated Salish and Kootenai Tribes of the Flathead Reservation | Elmo Cash Store / Standing Arrow Trading Post | 77070 Hwy 93 | Elmo | MT | 59915
8 | 2030074 | Elmo Cash Store / Standing Arrow Trading Post | Tank 3 | Tank 3 Compartment 1 | Permanently Out of Use | 4000 | TRUE | 2010-05-10 | Gasoline (containing <=10% ethanol) | TRUE | Spill Bucket | Confederated Salish and Kootenai Tribes of the Flathead Reservation | Elmo Cash Store / Standing Arrow Trading Post | 77070 Hwy 93 | Elmo | MT | 59915
8 | 2030074 | Elmo Cash Store / Standing Arrow Trading Post | Tank 2 | Tank 2 Compartment 1 | Permanently Out of Use | 500 | TRUE |  | Gasoline (containing <=10% ethanol) | FALSE | Unknown | Confederated Salish and Kootenai Tribes of the Flathead Reservation | Elmo Cash Store / Standing Arrow Trading Post | 77070 Hwy 93 | Elmo | MT | 59915
8 | 2030075 | County Shop | Tank 1 | Tank 1 Compartment 1 | Permanently Out of Use | 20000 | TRUE |  | Diesel | FALSE | Unknown | Confederated Salish and Kootenai Tribes of the Flathead Reservation | County Shop | 700 Round Butte Road | Ronan | MT | 59864
8 | 2030075 | County Shop | Tank 2 | Tank 2 Compartment 1 | Permanently Out of Use | 2000 | TRUE |  | Gasoline (containing <=10% ethanol) | FALSE | Unknown | Confederated Salish and Kootenai Tribes of the Flathead Reservation | County Shop | 700 Round Butte Road | Ronan | MT | 59864
8 | 2030076 | Husky Station | Tank 1 | Tank 1 Compartment 1 | Permanently Out of Use | 500 | TRUE |  | Diesel | FALSE | Unknown | Confederated Salish and Kootenai Tribes of the Flathead Reservation | Husky Station | 228 Main St. SW | Ronan | MT | 59864
8 | 2030076 | Husky Station | Tank 7 | Tank 7 Compartment 1 | Permanently Out of Use | 14000 | TRUE |  | Gasoline (containing <=10% ethanol) | FALSE | Unknown | Confederated Salish and Kootenai Tribes of the Flathead Reservation | Husky Station | 228 Main St. SW | Ronan | MT | 59864
8 | 2030076 | Husky Station | Tank 6 | Tank 6 Compartment 1 | Permanently Out of Use | 8000 | TRUE |  | Diesel | FALSE | Unknown | Confederated Salish and Kootenai Tribes of the Flathead Reservation | Husky Station | 228 Main St. SW | Ronan | MT | 59864
8 | 2030076 | Husky Station | Tank 5 | Tank 5 Compartment 1 | Permanently Out of Use | 3000 | TRUE |  | Gasoline (containing <=10% ethanol) | FALSE | Unknown | Confederated Salish and Kootenai Tribes of the Flathead Reservation | Husky Station | 228 Main St. SW | Ronan | MT | 59864
8 | 2030076 | Husky Station | Tank 4 | Tank 4 Compartment 1 | Permanently Out of Use | 1000 | TRUE |  | Diesel | FALSE | Unknown | Confederated Salish and Kootenai Tribes of the Flathead Reservation | Husky Station | 228 Main St. SW | Ronan | MT | 59864
8 | 2030076 | Husky Station | Tank 3 | Tank 3 Compartment 1 | Permanently Out of Use | 500 | TRUE |  | Gasoline (containing <=10% ethanol) | FALSE | Unknown | Confederated Salish and Kootenai Tribes of the Flathead Reservation | Husky Station | 228 Main St. SW | Ronan | MT | 59864
8 | 2030076 | Husky Station | Tank 2 | Tank 2 Compartment 1 | Permanently Out of Use | 500 | TRUE |  | Gasoline (containing <=10% ethanol) | FALSE | Unknown | Confederated Salish and Kootenai Tribes of the Flathead Reservation | Husky Station | 228 Main St. SW | Ronan | MT | 59864
8 | 2030077 | Montana DOT (Hot Springs Site) | Tank 1 | Tank 1 Compartment 1 | Permanently Out of Use | 1000 | TRUE |  | Gasoline (containing <=10% ethanol) | FALSE | Unknown | Confederated Salish and Kootenai Tribes of the Flathead Reservation | Montana DOT (Hot Springs Site) | MT 28 & Hot Springs Rd. | Hot Springs | MT | 59845
8 | 2030077 | Montana DOT (Hot Springs Site) | Tank 4 | Tank 4 Compartment 1 | Permanently Out of Use | 1000 | TRUE |  | Diesel | FALSE | Unknown | Confederated Salish and Kootenai Tribes of the Flathead Reservation | Montana DOT (Hot Springs Site) | MT 28 & Hot Springs Rd. | Hot Springs | MT | 59845
8 | 2030077 | Montana DOT (Hot Springs Site) | Tank 3 | Tank 3 Compartment 1 | Permanently Out of Use | 2000 | TRUE |  | Gasoline (containing <=10% ethanol) | TRUE | Spill Bucket | Confederated Salish and Kootenai Tribes of the Flathead Reservation | Montana DOT (Hot Springs Site) | MT 28 & Hot Springs Rd. | Hot Springs | MT | 59845
8 | 2030077 | Montana DOT (Hot Springs Site) | Tank 2 | Tank 2 Compartment 1 | Permanently Out of Use | 2000 | TRUE |  | Diesel | TRUE | Spill Bucket | Confederated Salish and Kootenai Tribes of the Flathead Reservation | Montana DOT (Hot Springs Site) | MT 28 & Hot Springs Rd. | Hot Springs | MT | 59845
8 | 2030079 | Lake County Weed Control District | Tank 1 | Tank 1 Compartment 1 | Permanently Out of Use | 1000 | TRUE |  | Gasoline (containing <=10% ethanol) | FALSE | Unknown | Confederated Salish and Kootenai Tribes of the Flathead Reservation | Lake County Weed Control District | 1210 Round Butte Rd. West | Ronan | MT | 59864
8 | 2030080 | Montana DOT (Polson Site) | Tank 1 | Tank 1 Compartment 1 | Permanently Out of Use | 1000 | TRUE |  | Gasoline (containing <=10% ethanol) | FALSE | Unknown | Confederated Salish and Kootenai Tribes of the Flathead Reservation | Montana DOT (Polson Site) | Hwy 93 | Polson | MT | 59860
8 | 2030080 | Montana DOT (Polson Site) | Tank 4 | Tank 4 Compartment 1 | Permanently Out of Use | 1000 | TRUE |  | Gasoline (containing <=10% ethanol) | FALSE | Unknown | Confederated Salish and Kootenai Tribes of the Flathead Reservation | Montana DOT (Polson Site) | Hwy 93 | Polson | MT | 59860
8 | 2030080 | Montana DOT (Polson Site) | Tank 3 | Tank 3 Compartment 1 | Permanently Out of Use | 1000 | TRUE |  | Diesel | FALSE | Unknown | Confederated Salish and Kootenai Tribes of the Flathead Reservation | Montana DOT (Polson Site) | Hwy 93 | Polson | MT | 59860
8 | 2030080 | Montana DOT (Polson Site) | Tank 2 | Tank 2 Compartment 1 | Permanently Out of Use | 1000 | TRUE |  | Diesel | FALSE | Unknown | Confederated Salish and Kootenai Tribes of the Flathead Reservation | Montana DOT (Polson Site) | Hwy 93 | Polson | MT | 59860
8 | 2030081 | City of Ronan Shop | Tank 1 | Tank 1 Compartment 1 | Permanently Out of Use | 1000 | TRUE |  | Diesel | FALSE | Unknown | Confederated Salish and Kootenai Tribes of the Flathead Reservation | City of Ronan Shop | 1010 Main St. SW | Ronan | MT | 59864
8 | 2030081 | City of Ronan Shop | Tank 2 | Tank 2 Compartment 1 | Permanently Out of Use | 1000 | TRUE |  | Gasoline (containing <=10% ethanol) | FALSE | Unknown | Confederated Salish and Kootenai Tribes of the Flathead Reservation | City of Ronan Shop | 1010 Main St. SW | Ronan | MT | 59864
8 | 2030082 | Bayview Construction | Tank 1 | Tank 1 Compartment 1 | Permanently Out of Use | 3000 | TRUE |  | Diesel | FALSE | Unknown | Confederated Salish and Kootenai Tribes of the Flathead Reservation | Bayview Construction | South Shore Hwy 35 | Polson | MT | 59860
8 | 2030083 | Jocko Valley Medical Center | Tank 1 | Tank 1 Compartment 1 | Permanently Out of Use | 8000 | TRUE |  | Gasoline (containing <=10% ethanol) | FALSE | Unknown | Confederated Salish and Kootenai Tribes of the Flathead Reservation | Jocko Valley Medical Center | Hwy 93 | Arlee | MT | 59821
8 | 2030083 | Jocko Valley Medical Center | Tank 3 | Tank 3 Compartment 1 | Permanently Out of Use | 500 | TRUE |  | Used Oil | FALSE | Unknown | Confederated Salish and Kootenai Tribes of the Flathead Reservation | Jocko Valley Medical Center | Hwy 93 | Arlee | MT | 59821
8 | 2030083 | Jocko Valley Medical Center | Tank 2 | Tank 2 Compartment 1 | Permanently Out of Use | 4000 | TRUE |  | Gasoline (containing <=10% ethanol) | FALSE | Unknown | Confederated Salish and Kootenai Tribes of the Flathead Reservation | Jocko Valley Medical Center | Hwy 93 | Arlee | MT | 59821
8 | 2030084 | Bras Supply | Tank 1 | Tank 1 Compartment 1 | Permanently Out of Use | 4000 | TRUE |  | Unknown Petroleum | FALSE | Unknown | Confederated Salish and Kootenai Tribes of the Flathead Reservation | Bras Supply | 2554 HIGHWAY 28 PO BOX 56 | LONEPINE | MT | 59848
8 | 2030084 | Bras Supply | Tank 5 | Tank 5 Compartment 1 | Permanently Out of Use | 6500 | TRUE |  | Unknown Petroleum | FALSE | Unknown | Confederated Salish and Kootenai Tribes of the Flathead Reservation | Bras Supply | 2554 HIGHWAY 28 PO BOX 56 | LONEPINE | MT | 59848
8 | 2030084 | Bras Supply | Tank 4 | Tank 4 Compartment 1 | Permanently Out of Use | 4000 | TRUE |  | Unknown Petroleum | FALSE | Unknown | Confederated Salish and Kootenai Tribes of the Flathead Reservation | Bras Supply | 2554 HIGHWAY 28 PO BOX 56 | LONEPINE | MT | 59848
8 | 2030084 | Bras Supply | Tank 3 | Tank 3 Compartment 1 | Permanently Out of Use | 4000 | TRUE |  | Unknown Petroleum | FALSE | Unknown | Confederated Salish and Kootenai Tribes of the Flathead Reservation | Bras Supply | 2554 HIGHWAY 28 PO BOX 56 | LONEPINE | MT | 59848
8 | 2030084 | Bras Supply | Tank 2 | Tank 2 Compartment 1 | Permanently Out of Use | 4000 | TRUE |  | Unknown Petroleum | FALSE | Unknown | Confederated Salish and Kootenai Tribes of the Flathead Reservation | Bras Supply | 2554 HIGHWAY 28 PO BOX 56 | LONEPINE | MT | 59848
8 | 2030086 | Mission Concrete/Bigfork Ready Mix | Tank 1 | Tank 1 Compartment 1 | Permanently Out of Use | 4000 | TRUE | 2007-04-19 | Diesel | TRUE | Spill Bucket | Confederated Salish and Kootenai Tribes of the Flathead Reservation | Mission Concrete/Bigfork Ready Mix | 42601 Old Highway 96 P.O. Box 395 | Pablo | MT | 59855
8 | 2030086 | Mission Concrete/Bigfork Ready Mix | Tank 1 | Tank 1 Compartment 2 | Permanently Out of Use | 8000 | TRUE | 2007-04-19 | Diesel | TRUE | Spill Bucket | Confederated Salish and Kootenai Tribes of the Flathead Reservation | Mission Concrete/Bigfork Ready Mix | 42601 Old Highway 96 P.O. Box 395 | Pablo | MT | 59855
8 | 2030086 | Mission Concrete/Bigfork Ready Mix | Tank 3 | Tank 3 Compartment 1 | Permanently Out of Use | 2000 | TRUE | 2007-04-19 | Gasoline (containing <=10% ethanol) | TRUE | Spill Bucket | Confederated Salish and Kootenai Tribes of the Flathead Reservation | Mission Concrete/Bigfork Ready Mix | 42601 Old Highway 96 P.O. Box 395 | Pablo | MT | 59855
8 | 2030087 | Albert G. Walker | Tank 1 | Tank 1 Compartment 1 | Permanently Out of Use | 4000 | TRUE |  | Gasoline (containing <=10% ethanol) | FALSE | Unknown | Confederated Salish and Kootenai Tribes of the Flathead Reservation | Albert G. Walker | Jocko Road 1.5 Miles East of Arlee | Arlee | MT | 59821
8 | 2030088 | Joe's Jiffy Stop | Tank 1 | Tank 1 Compartment 1 | Permanently Out of Use | 8000 | TRUE |  | Gasoline (containing <=10% ethanol) | FALSE | Unknown | Confederated Salish and Kootenai Tribes of the Flathead Reservation | Joe's Jiffy Stop | 51356 Hwy 93 North, P.O. Box 277 | Ronan | MT | 59864
8 | 2030088 | Joe's Jiffy Stop | Tank 5 | Tank 5 Compartment 1 | Permanently Out of Use | 8000 | TRUE | 2018-03-31 | Gasoline (containing <=10% ethanol) | TRUE | Spill Bucket | Confederated Salish and Kootenai Tribes of the Flathead Reservation | Joe's Jiffy Stop | 51356 Hwy 93 North, P.O. Box 277 | Ronan | MT | 59864
8 | 2030088 | Joe's Jiffy Stop | Tank 4 | Tank 4 Compartment 1 | Permanently Out of Use | 8000 | TRUE |  | Gasoline (containing <=10% ethanol) | FALSE | Unknown | Confederated Salish and Kootenai Tribes of the Flathead Reservation | Joe's Jiffy Stop | 51356 Hwy 93 North, P.O. Box 277 | Ronan | MT | 59864
8 | 2030088 | Joe's Jiffy Stop | Tank 3 | Tank 3 Compartment 1 | Permanently Out of Use | 8000 | TRUE | 2018-03-31 | Gasoline (containing <=10% ethanol) | TRUE | Spill Bucket | Confederated Salish and Kootenai Tribes of the Flathead Reservation | Joe's Jiffy Stop | 51356 Hwy 93 North, P.O. Box 277 | Ronan | MT | 59864
8 | 2030088 | Joe's Jiffy Stop | Tank 2 | Tank 2 Compartment 1 | Permanently Out of Use | 10000 | TRUE | 2018-03-31 | Gasoline (containing <=10% ethanol) | TRUE | Spill Bucket | Confederated Salish and Kootenai Tribes of the Flathead Reservation | Joe's Jiffy Stop | 51356 Hwy 93 North, P.O. Box 277 | Ronan | MT | 59864
8 | 2030089 | George's Conoco BP | Tank 1 | Tank 1 Compartment 1 | Permanently Out of Use | 16000 | TRUE | 2010-02-22 | Gasoline (containing <=10% ethanol) | FALSE | Unknown | Confederated Salish and Kootenai Tribes of the Flathead Reservation | George's Conoco BP | 1018 Hwy 93 South | Ronan | MT | 59864
8 | 2030089 | George's Conoco BP | Tank 15 | Tank 15 Compartment 1 | Permanently Out of Use | 8000 | TRUE |  | Diesel | TRUE | Spill Bucket | Confederated Salish and Kootenai Tribes of the Flathead Reservation | George's Conoco BP | 1018 Hwy 93 South | Ronan | MT | 59864
8 | 2030089 | George's Conoco BP | Tank 14 | Tank 14 Compartment 1 | Permanently Out of Use | 12000 | TRUE | 2010-03-23 | Diesel | TRUE | Spill Bucket | Confederated Salish and Kootenai Tribes of the Flathead Reservation | George's Conoco BP | 1018 Hwy 93 South | Ronan | MT | 59864
8 | 2030089 | George's Conoco BP | Tank 13 | Tank 13 Compartment 1 | Permanently Out of Use | 8000 | TRUE |  | Gasoline (containing <=10% ethanol) | FALSE | Unknown | Confederated Salish and Kootenai Tribes of the Flathead Reservation | George's Conoco BP | 1018 Hwy 93 South | Ronan | MT | 59864
8 | 2030089 | George's Conoco BP | Tank 12 | Tank 12 Compartment 1 | Permanently Out of Use | 8000 | TRUE |  | Diesel | FALSE | Unknown | Confederated Salish and Kootenai Tribes of the Flathead Reservation | George's Conoco BP | 1018 Hwy 93 South | Ronan | MT | 59864
8 | 2030089 | George's Conoco BP | Tank 11 | Tank 11 Compartment 1 | Permanently Out of Use | 8000 | TRUE |  | Gasoline (containing <=10% ethanol) | FALSE | Unknown | Confederated Salish and Kootenai Tribes of the Flathead Reservation | George's Conoco BP | 1018 Hwy 93 South | Ronan | MT | 59864
8 | 2030089 | George's Conoco BP | Tank 10 | Tank 10 Compartment 1 | Permanently Out of Use | 8000 | TRUE |  | Diesel | FALSE | Unknown | Confederated Salish and Kootenai Tribes of the Flathead Reservation | George's Conoco BP | 1018 Hwy 93 South | Ronan | MT | 59864
8 | 2030089 | George's Conoco BP | Tank 9 | Tank 9 Compartment 1 | Permanently Out of Use | 8000 | TRUE | 2010-02-22 | Diesel | FALSE | Unknown | Confederated Salish and Kootenai Tribes of the Flathead Reservation | George's Conoco BP | 1018 Hwy 93 South | Ronan | MT | 59864
8 | 2030089 | George's Conoco BP | Tank 8 | Tank 8 Compartment 1 | Permanently Out of Use | 8000 | TRUE | 2010-02-22 | Diesel | FALSE | Unknown | Confederated Salish and Kootenai Tribes of the Flathead Reservation | George's Conoco BP | 1018 Hwy 93 South | Ronan | MT | 59864
8 | 2030089 | George's Conoco BP | Tank 7 | Tank 7 Compartment 1 | Permanently Out of Use | 1000 | TRUE | 2010-02-22 | Diesel | FALSE | Unknown | Confederated Salish and Kootenai Tribes of the Flathead Reservation | George's Conoco BP | 1018 Hwy 93 South | Ronan | MT | 59864
8 | 2030089 | George's Conoco BP | Tank 6 | Tank 6 Compartment 1 | Permanently Out of Use | 8000 | TRUE | 2010-02-23 | Gasoline (containing <=10% ethanol) | TRUE | Spill Bucket | Confederated Salish and Kootenai Tribes of the Flathead Reservation | George's Conoco BP | 1018 Hwy 93 South | Ronan | MT | 59864
8 | 2030089 | George's Conoco BP | Tank 5 | Tank 5 Compartment 1 | Permanently Out of Use | 10000 | TRUE | 2010-02-23 | Diesel | TRUE | Spill Bucket | Confederated Salish and Kootenai Tribes of the Flathead Reservation | George's Conoco BP | 1018 Hwy 93 South | Ronan | MT | 59864
8 | 2030089 | George's Conoco BP | Tank 4 | Tank 4 Compartment 1 | Permanently Out of Use | 15000 | TRUE | 2010-02-23 | Gasoline (containing <=10% ethanol) | TRUE | Spill Bucket | Confederated Salish and Kootenai Tribes of the Flathead Reservation | George's Conoco BP | 1018 Hwy 93 South | Ronan | MT | 59864
8 | 2030089 | George's Conoco BP | Tank 3 | Tank 3 Compartment 1 | Permanently Out of Use | 10000 | TRUE | 2010-02-23 | Diesel | TRUE | Spill Bucket | Confederated Salish and Kootenai Tribes of the Flathead Reservation | George's Conoco BP | 1018 Hwy 93 South | Ronan | MT | 59864
8 | 2030089 | George's Conoco BP | Tank 2 | Tank 2 Compartment 1 | Permanently Out of Use | 8000 | TRUE | 2010-02-23 | Diesel | TRUE | Spill Bucket | Confederated Salish and Kootenai Tribes of the Flathead Reservation | George's Conoco BP | 1018 Hwy 93 South | Ronan | MT | 59864
8 | 2030090 | Dixon Country Store | Tank 1 | Tank 1 Compartment 1 | Permanently Out of Use | 2000 | TRUE |  | Gasoline (containing <=10% ethanol) | FALSE | Unknown | Confederated Salish and Kootenai Tribes of the Flathead Reservation | Dixon Country Store | Hwy 200 | Dixon | MT | 59831
8 | 2030090 | Dixon Country Store | Tank 2 | Tank 2 Compartment 1 | Permanently Out of Use | 1000 | TRUE |  | Gasoline (containing <=10% ethanol) | FALSE | Unknown | Confederated Salish and Kootenai Tribes of the Flathead Reservation | Dixon Country Store | Hwy 200 | Dixon | MT | 59831
8 | 2030092 | John's Fuel Farm Inc. | Tank 5 - MT Tag 3398 | MT Tag 3398 (PREM) | Currently in Use | 6000 | TRUE |  | Gasoline (containing <=10% ethanol) | TRUE | Spill Bucket | Confederated Salish and Kootenai Tribes of the Flathead Reservation | John's Fuel Farm Inc. | 308 Hwy 93 South | Ronan | MT | 59864
8 | 2030092 | John's Fuel Farm Inc. | xx Tank 11 | Tank 11 Compartment 1 | Permanently Out of Use | 1000 | TRUE |  | Hazardous Substance | FALSE | Unknown | Confederated Salish and Kootenai Tribes of the Flathead Reservation | John's Fuel Farm Inc. | 308 Hwy 93 South | Ronan | MT | 59864
8 | 2030092 | John's Fuel Farm Inc. | Tank 1 - MT tag 3394 | MT tag 3394 REG | Currently in Use | 10000 | TRUE |  | Gasoline (containing <=10% ethanol) | TRUE | Spill Bucket | Confederated Salish and Kootenai Tribes of the Flathead Reservation | John's Fuel Farm Inc. | 308 Hwy 93 South | Ronan | MT | 59864
8 | 2030092 | John's Fuel Farm Inc. | Tank 2- MT Tag 3395 | MT Tag 3395 (Dyed DSL) | Currently in Use | 10000 | TRUE |  | Diesel | TRUE | Spill Bucket | Confederated Salish and Kootenai Tribes of the Flathead Reservation | John's Fuel Farm Inc. | 308 Hwy 93 South | Ronan | MT | 59864
8 | 2030092 | John's Fuel Farm Inc. | Tank 3 - MT tag 3396 | MT tag 3396 (1DYED DSL) | Currently in Use | 8000 | TRUE |  | Diesel | TRUE | Spill Bucket | Confederated Salish and Kootenai Tribes of the Flathead Reservation | John's Fuel Farm Inc. | 308 Hwy 93 South | Ronan | MT | 59864
8 | 2030092 | John's Fuel Farm Inc. | Tank 6 - MT tag 3399 | MT tag 3399 (REG) | Currently in Use | 6000 | TRUE |  | Gasoline (containing <=10% ethanol) | TRUE | Spill Bucket | Confederated Salish and Kootenai Tribes of the Flathead Reservation | John's Fuel Farm Inc. | 308 Hwy 93 South | Ronan | MT | 59864
8 | 2030092 | John's Fuel Farm Inc. | xx Tank 6 | Tank 6 Compartment 1 | Permanently Out of Use | 4000 | TRUE |  | Gasoline (containing <=10% ethanol) | FALSE | Unknown | Confederated Salish and Kootenai Tribes of the Flathead Reservation | John's Fuel Farm Inc. | 308 Hwy 93 South | Ronan | MT | 59864
8 | 2030092 | John's Fuel Farm Inc. | xx Tank 5 | Tank 5 Compartment 1 | Permanently Out of Use | 2000 | TRUE |  | Gasoline (containing <=10% ethanol) | FALSE | Unknown | Confederated Salish and Kootenai Tribes of the Flathead Reservation | John's Fuel Farm Inc. | 308 Hwy 93 South | Ronan | MT | 59864
8 | 2030092 | John's Fuel Farm Inc. | xx Tank 4 | Tank 4 Compartment 1 | Permanently Out of Use | 1000 | TRUE |  | Gasoline (containing <=10% ethanol) | FALSE | Unknown | Confederated Salish and Kootenai Tribes of the Flathead Reservation | John's Fuel Farm Inc. | 308 Hwy 93 South | Ronan | MT | 59864
8 | 2030092 | John's Fuel Farm Inc. | xxTank 3 | Tank 3 Compartment 1 | Permanently Out of Use | 300 | TRUE |  | Used Oil | FALSE | Unknown | Confederated Salish and Kootenai Tribes of the Flathead Reservation | John's Fuel Farm Inc. | 308 Hwy 93 South | Ronan | MT | 59864
8 | 2030092 | John's Fuel Farm Inc. | Tank 4- MT tag 3397 | MT tag 3397 (CLR DSL) | Currently in Use | 8000 | TRUE |  | Diesel | TRUE | Spill Bucket | Confederated Salish and Kootenai Tribes of the Flathead Reservation | John's Fuel Farm Inc. | 308 Hwy 93 South | Ronan | MT | 59864
8 | 2030093 | Sanders County Road Shop | Tank 1 | Tank 1 Compartment 1 | Permanently Out of Use | 6000 | TRUE |  | Gasoline (containing <=10% ethanol) | FALSE | Unknown | Confederated Salish and Kootenai Tribes of the Flathead Reservation | Sanders County Road Shop | Little Bitterroot Road | Hot Springs | MT | 59845
8 | 2030093 | Sanders County Road Shop | Tank 2 | Tank 2 Compartment 1 | Permanently Out of Use | 10000 | TRUE |  | Diesel | FALSE | Unknown | Confederated Salish and Kootenai Tribes of the Flathead Reservation | Sanders County Road Shop | Little Bitterroot Road | Hot Springs | MT | 59845
8 | 2030095 | The Marta Corp. | Tank 1 | Tank 1 Compartment 1 | Permanently Out of Use | 500 | TRUE |  | Gasoline (containing <=10% ethanol) | FALSE | Unknown | Confederated Salish and Kootenai Tribes of the Flathead Reservation | The Marta Corp. | Camas Rt. | Polson | MT | 59860
8 | 2030096 | Flathead Irrigation Project | Tank 1 | Tank 1 Compartment 1 | Permanently Out of Use | 500 | TRUE |  | Diesel | FALSE | Unknown | Confederated Salish and Kootenai Tribes of the Flathead Reservation | Flathead Irrigation Project | 28 Project Dr. | Saint Ignatius | MT | 59865
8 | 2030098 | Pioneer Chevrolet-Olds-Pontiac | Tank 1 | Tank 1 Compartment 1 | Permanently Out of Use | 1000 | TRUE |  | Gasoline (containing <=10% ethanol) | FALSE | Unknown | Confederated Salish and Kootenai Tribes of the Flathead Reservation | Pioneer Chevrolet-Olds-Pontiac | Hwy 93 South & Skyline Dr. | Polson | MT | 59860
8 | 2030098 | Pioneer Chevrolet-Olds-Pontiac | Tank 2 | Tank 2 Compartment 1 | Permanently Out of Use | 1000 | TRUE |  | Diesel | FALSE | Unknown | Confederated Salish and Kootenai Tribes of the Flathead Reservation | Pioneer Chevrolet-Olds-Pontiac | Hwy 93 South & Skyline Dr. | Polson | MT | 59860
8 | 2030099 | Dumontier Oil Company | Tank 1 | Tank 1 Compartment 1 | Permanently Out of Use | 6000 | TRUE |  | Gasoline (containing <=10% ethanol) | TRUE | Spill Bucket | Confederated Salish and Kootenai Tribes of the Flathead Reservation | Dumontier Oil Company | 27060 Hwy 93 | Ravalli | MT | 59863
8 | 2030099 | Dumontier Oil Company | Tank 10 | Tank 10 Compartment 1 | Permanently Out of Use | 8000 | TRUE |  | Gasoline (containing <=10% ethanol) | TRUE | Spill Bucket | Confederated Salish and Kootenai Tribes of the Flathead Reservation | Dumontier Oil Company | 27060 Hwy 93 | Ravalli | MT | 59863
8 | 2030099 | Dumontier Oil Company | Tank 9 | Tank 9 Compartment 1 | Permanently Out of Use | 6000 | TRUE |  | Diesel | FALSE | Unknown | Confederated Salish and Kootenai Tribes of the Flathead Reservation | Dumontier Oil Company | 27060 Hwy 93 | Ravalli | MT | 59863
8 | 2030099 | Dumontier Oil Company | Tank 8 | Tank 8 Compartment 1 | Permanently Out of Use | 15000 | TRUE |  | Diesel | FALSE | Unknown | Confederated Salish and Kootenai Tribes of the Flathead Reservation | Dumontier Oil Company | 27060 Hwy 93 | Ravalli | MT | 59863
8 | 2030099 | Dumontier Oil Company | Tank 7 | Tank 7 Compartment 1 | Permanently Out of Use | 6000 | TRUE |  | Diesel | FALSE | Unknown | Confederated Salish and Kootenai Tribes of the Flathead Reservation | Dumontier Oil Company | 27060 Hwy 93 | Ravalli | MT | 59863
8 | 2030099 | Dumontier Oil Company | Tank 6 | Tank 6 Compartment 1 | Permanently Out of Use | 10000 | TRUE |  | Gasoline (containing <=10% ethanol) | FALSE | Unknown | Confederated Salish and Kootenai Tribes of the Flathead Reservation | Dumontier Oil Company | 27060 Hwy 93 | Ravalli | MT | 59863
8 | 2030099 | Dumontier Oil Company | Tank 5 | Tank 5 Compartment 1 | Permanently Out of Use | 3000 | TRUE |  | Gasoline (containing <=10% ethanol) | FALSE | Unknown | Confederated Salish and Kootenai Tribes of the Flathead Reservation | Dumontier Oil Company | 27060 Hwy 93 | Ravalli | MT | 59863
8 | 2030099 | Dumontier Oil Company | Tank 4 | Tank 4 Compartment 1 | Permanently Out of Use | 4000 | TRUE |  | Diesel | TRUE | Spill Bucket | Confederated Salish and Kootenai Tribes of the Flathead Reservation | Dumontier Oil Company | 27060 Hwy 93 | Ravalli | MT | 59863
8 | 2030099 | Dumontier Oil Company | Tank 3 | Tank 3 Compartment 1 | Permanently Out of Use | 6000 | TRUE |  | Diesel | TRUE | Spill Bucket | Confederated Salish and Kootenai Tribes of the Flathead Reservation | Dumontier Oil Company | 27060 Hwy 93 | Ravalli | MT | 59863
8 | 2030099 | Dumontier Oil Company | Tank 2 | Tank 2 Compartment 1 | Permanently Out of Use | 12000 | TRUE |  | Gasoline (containing <=10% ethanol) | TRUE | Spill Bucket | Confederated Salish and Kootenai Tribes of the Flathead Reservation | Dumontier Oil Company | 27060 Hwy 93 | Ravalli | MT | 59863
8 | 2030100 | Tollefson's Garage | Tank 1 | Tank 1 Compartment 1 | Permanently Out of Use | 1000 | TRUE |  | Gasoline (containing <=10% ethanol) | FALSE | Unknown | Confederated Salish and Kootenai Tribes of the Flathead Reservation | Tollefson's Garage | 25-23 Third Ave. East | Pablo | MT | 59855
8 | 2030100 | Tollefson's Garage | Tank 2 | Tank 2 Compartment 1 | Permanently Out of Use | 1000 | TRUE |  | Gasoline (containing <=10% ethanol) | FALSE | Unknown | Confederated Salish and Kootenai Tribes of the Flathead Reservation | Tollefson's Garage | 25-23 Third Ave. East | Pablo | MT | 59855
8 | 2030101 | Plum Creek Manufacturing Co. | Tank 1 | Tank 1 Compartment 1 | Permanently Out of Use | 4000 | TRUE |  | Gasoline (containing <=10% ethanol) | FALSE | Unknown | Confederated Salish and Kootenai Tribes of the Flathead Reservation | Plum Creek Manufacturing Co. | 121 Light Rd. | Pablo | MT | 59855
8 | 2030101 | Plum Creek Manufacturing Co. | Tank 6 | Tank 6 Compartment 1 | Permanently Out of Use | 8000 | TRUE |  | Diesel | FALSE | Unknown | Confederated Salish and Kootenai Tribes of the Flathead Reservation | Plum Creek Manufacturing Co. | 121 Light Rd. | Pablo | MT | 59855
8 | 2030101 | Plum Creek Manufacturing Co. | Tank 5 | Tank 5 Compartment 1 | Permanently Out of Use | 1000 | TRUE |  | Gasoline (containing <=10% ethanol) | FALSE | Unknown | Confederated Salish and Kootenai Tribes of the Flathead Reservation | Plum Creek Manufacturing Co. | 121 Light Rd. | Pablo | MT | 59855
8 | 2030101 | Plum Creek Manufacturing Co. | Tank 4 | Tank 4 Compartment 1 | Permanently Out of Use | 400 | TRUE |  | Hazardous Substance | FALSE | Unknown | Confederated Salish and Kootenai Tribes of the Flathead Reservation | Plum Creek Manufacturing Co. | 121 Light Rd. | Pablo | MT | 59855
8 | 2030101 | Plum Creek Manufacturing Co. | Tank 3 | Tank 3 Compartment 1 | Permanently Out of Use | 2000 | TRUE |  | Diesel | FALSE | Unknown | Confederated Salish and Kootenai Tribes of the Flathead Reservation | Plum Creek Manufacturing Co. | 121 Light Rd. | Pablo | MT | 59855
8 | 2030101 | Plum Creek Manufacturing Co. | Tank 2 | Tank 2 Compartment 1 | Permanently Out of Use | 10000 | TRUE |  | Diesel | FALSE | Unknown | Confederated Salish and Kootenai Tribes of the Flathead Reservation | Plum Creek Manufacturing Co. | 121 Light Rd. | Pablo | MT | 59855
8 | 2030102 | Flathead Lake RV Resort | Tank 1 | Tank 1 Compartment 1 | Permanently Out of Use | 1000 | TRUE |  | Gasoline (containing <=10% ethanol) | FALSE | Unknown | Confederated Salish and Kootenai Tribes of the Flathead Reservation | Flathead Lake RV Resort | East Shore Rt. | Polson | MT | 59860
8 | 2030102 | Flathead Lake RV Resort | Tank 2 | Tank 2 Compartment 1 | Permanently Out of Use | 1000 | TRUE |  | Gasoline (containing <=10% ethanol) | FALSE | Unknown | Confederated Salish and Kootenai Tribes of the Flathead Reservation | Flathead Lake RV Resort | East Shore Rt. | Polson | MT | 59860
8 | 2030106 | Jocko River Trout Hatchery | Tank 1 | Tank 1 Compartment 1 | Permanently Out of Use | 1000 | TRUE |  | Gasoline (containing <=10% ethanol) | FALSE | Unknown | Confederated Salish and Kootenai Tribes of the Flathead Reservation | Jocko River Trout Hatchery | Rt. 1, P.O. Box 4610 | Arlee | MT | 59821
8 | 2030107 | Loon Lake Ranch | Tank 3 | Tank 3 Compartment 1 | Permanently Out of Use | 2000 | TRUE |  | Kerosene | FALSE | Unknown | Confederated Salish and Kootenai Tribes of the Flathead Reservation | Loon Lake Ranch | 1897 Buffalo Bridge Road | Big Arm | MT | 59910
8 | 2030108 | Arnie's Gas and Tire | Tank 4 DSL | Tank 4 DSL | Currently in Use | 12000 | TRUE |  | Diesel | TRUE | Spill Bucket | Confederated Salish and Kootenai Tribes of the Flathead Reservation | Arnie's Gas and Tire | 9 Hwy 93 South | Ronan | MT | 59864
8 | 2030108 | Arnie's Gas and Tire | Tank 1 UNL | Tank 1 UNL | Currently in Use | 10000 | TRUE |  | Gasoline (containing <=10% ethanol) | TRUE | Spill Bucket | Confederated Salish and Kootenai Tribes of the Flathead Reservation | Arnie's Gas and Tire | 9 Hwy 93 South | Ronan | MT | 59864
8 | 2030108 | Arnie's Gas and Tire | Tank 3 PREM | Tank 3 PREM | Currently in Use | 6000 | TRUE |  | Gasoline (containing <=10% ethanol) | TRUE | Spill Bucket | Confederated Salish and Kootenai Tribes of the Flathead Reservation | Arnie's Gas and Tire | 9 Hwy 93 South | Ronan | MT | 59864
8 | 2030108 | Arnie's Gas and Tire | Tank 2 Dyed DSL | Tank 2 Dyed DSL | Currently in Use | 4000 | TRUE |  | Diesel | TRUE | Spill Bucket | Confederated Salish and Kootenai Tribes of the Flathead Reservation | Arnie's Gas and Tire | 9 Hwy 93 South | Ronan | MT | 59864
8 | 2030108 | Arnie's Gas and Tire | REMOVED Tank 4 | Tank 4 Compartment 1 | Permanently Out of Use | 2000 | TRUE |  | Used Oil | TRUE | Spill Bucket | Confederated Salish and Kootenai Tribes of the Flathead Reservation | Arnie's Gas and Tire | 9 Hwy 93 South | Ronan | MT | 59864
8 | 2030108 | Arnie's Gas and Tire | REMOVED Tank 3 | Tank 3 Compartment 1 | Permanently Out of Use | 1000 | TRUE |  | Diesel | FALSE | Unknown | Confederated Salish and Kootenai Tribes of the Flathead Reservation | Arnie's Gas and Tire | 9 Hwy 93 South | Ronan | MT | 59864
8 | 2030108 | Arnie's Gas and Tire | CLOSED Tank 2 | Tank 2 Compartment 1 | Permanently Out of Use | 12000 | TRUE |  | Gasoline (containing <=10% ethanol) | TRUE | Spill Bucket | Confederated Salish and Kootenai Tribes of the Flathead Reservation | Arnie's Gas and Tire | 9 Hwy 93 South | Ronan | MT | 59864
8 | 2030109 | Rolfson Building Supply | Tank 1 | Tank 1 Compartment 1 | Permanently Out of Use | 500 | TRUE |  | Gasoline (containing <=10% ethanol) | FALSE | Unknown | Confederated Salish and Kootenai Tribes of the Flathead Reservation | Rolfson Building Supply | 915 1st Street East P.O. Box 1051 | Polson | MT | 59860
8 | 2030110 | Spring Street Exxon | Tank 1 | Tank 1 Compartment 1 | Permanently Out of Use | 1500 | TRUE |  | Diesel | FALSE | Unknown | Confederated Salish and Kootenai Tribes of the Flathead Reservation | Spring Street Exxon | 104 Spring St | Hot Springs | MT | 59845
8 | 2030110 | Spring Street Exxon | Tank 3 | Tank 3 Compartment 2 | Permanently Out of Use | 4000 | TRUE |  | Diesel | TRUE | Spill Bucket | Confederated Salish and Kootenai Tribes of the Flathead Reservation | Spring Street Exxon | 104 Spring St | Hot Springs | MT | 59845
8 | 2030110 | Spring Street Exxon | Tank 16 | Tank 16 Compartment 1 | Permanently Out of Use | 2000 | TRUE |  | Used Oil | FALSE | Unknown | Confederated Salish and Kootenai Tribes of the Flathead Reservation | Spring Street Exxon | 104 Spring St | Hot Springs | MT | 59845
8 | 2030110 | Spring Street Exxon | Tank 15 | Tank 15 Compartment 1 | Permanently Out of Use | 3000 | TRUE |  | Gasoline (containing <=10% ethanol) | FALSE | Unknown | Confederated Salish and Kootenai Tribes of the Flathead Reservation | Spring Street Exxon | 104 Spring St | Hot Springs | MT | 59845
8 | 2030110 | Spring Street Exxon | Tank 14 | Tank 14 Compartment 1 | Permanently Out of Use | 3000 | TRUE |  | Gasoline (containing <=10% ethanol) | FALSE | Unknown | Confederated Salish and Kootenai Tribes of the Flathead Reservation | Spring Street Exxon | 104 Spring St | Hot Springs | MT | 59845
8 | 2030110 | Spring Street Exxon | Tank 13 | Tank 13 Compartment 1 | Permanently Out of Use | 4000 | TRUE |  | Gasoline (containing <=10% ethanol) | FALSE | Unknown | Confederated Salish and Kootenai Tribes of the Flathead Reservation | Spring Street Exxon | 104 Spring St | Hot Springs | MT | 59845
8 | 2030110 | Spring Street Exxon | Tank 12 | Tank 12 Compartment 1 | Permanently Out of Use | 4000 | TRUE |  | Gasoline (containing <=10% ethanol) | FALSE | Unknown | Confederated Salish and Kootenai Tribes of the Flathead Reservation | Spring Street Exxon | 104 Spring St | Hot Springs | MT | 59845
8 | 2030110 | Spring Street Exxon | Tank 11 | Tank 11 Compartment 1 | Permanently Out of Use | 3000 | TRUE |  | Diesel | FALSE | Unknown | Confederated Salish and Kootenai Tribes of the Flathead Reservation | Spring Street Exxon | 104 Spring St | Hot Springs | MT | 59845
8 | 2030110 | Spring Street Exxon | Tank 10 | Tank 10 Compartment 1 | Permanently Out of Use | 3000 | TRUE |  | Diesel | FALSE | Unknown | Confederated Salish and Kootenai Tribes of the Flathead Reservation | Spring Street Exxon | 104 Spring St | Hot Springs | MT | 59845
8 | 2030110 | Spring Street Exxon | Tank 9 | Tank 9 Compartment 1 | Permanently Out of Use | 3000 | TRUE |  | Diesel | FALSE | Unknown | Confederated Salish and Kootenai Tribes of the Flathead Reservation | Spring Street Exxon | 104 Spring St | Hot Springs | MT | 59845
8 | 2030110 | Spring Street Exxon | Tank 8 | Tank 8 Compartment 1 | Permanently Out of Use | 1500 | TRUE |  | Diesel | FALSE | Unknown | Confederated Salish and Kootenai Tribes of the Flathead Reservation | Spring Street Exxon | 104 Spring St | Hot Springs | MT | 59845
8 | 2030110 | Spring Street Exxon | Tank 7 | Tank 7 Compartment 1 | Permanently Out of Use | 1000 | TRUE |  | Diesel | FALSE | Unknown | Confederated Salish and Kootenai Tribes of the Flathead Reservation | Spring Street Exxon | 104 Spring St | Hot Springs | MT | 59845
8 | 2030110 | Spring Street Exxon | Tank 6 | Tank 6 Compartment 1 | Permanently Out of Use | 1000 | TRUE |  | Used Oil | FALSE | Unknown | Confederated Salish and Kootenai Tribes of the Flathead Reservation | Spring Street Exxon | 104 Spring St | Hot Springs | MT | 59845
8 | 2030110 | Spring Street Exxon | Tank 4 | Tank 4 Compartment 1 | Permanently Out of Use | 1000 | TRUE |  | Diesel | FALSE | Unknown | Confederated Salish and Kootenai Tribes of the Flathead Reservation | Spring Street Exxon | 104 Spring St | Hot Springs | MT | 59845
8 | 2030110 | Spring Street Exxon | Tank 3 | Tank 3 Compartment 1 | Permanently Out of Use | 4000 | TRUE |  | Gasoline (containing <=10% ethanol) | TRUE | Spill Bucket | Confederated Salish and Kootenai Tribes of the Flathead Reservation | Spring Street Exxon | 104 Spring St | Hot Springs | MT | 59845
8 | 2030110 | Spring Street Exxon | Tank 2 | Tank 2 Compartment 1 | Permanently Out of Use | 3000 | TRUE |  | Diesel | FALSE | Unknown | Confederated Salish and Kootenai Tribes of the Flathead Reservation | Spring Street Exxon | 104 Spring St | Hot Springs | MT | 59845
8 | 2030114 | Beacon Tire Center, Inc. | Tank 1 | Tank 1 Compartment 1 | Permanently Out of Use | 4000 | TRUE |  | Diesel | FALSE | Unknown | Confederated Salish and Kootenai Tribes of the Flathead Reservation | Beacon Tire Center, Inc. | 14 2nd Ave. East | Polson | MT | 59860
8 | 2030114 | Beacon Tire Center, Inc. | Tank 4 | Tank 4 Compartment 1 | Permanently Out of Use | 4000 | TRUE |  | Gasoline (containing <=10% ethanol) | FALSE | Unknown | Confederated Salish and Kootenai Tribes of the Flathead Reservation | Beacon Tire Center, Inc. | 14 2nd Ave. East | Polson | MT | 59860
8 | 2030114 | Beacon Tire Center, Inc. | Tank 3 | Tank 3 Compartment 1 | Permanently Out of Use | 4000 | TRUE |  | Gasoline (containing <=10% ethanol) | FALSE | Unknown | Confederated Salish and Kootenai Tribes of the Flathead Reservation | Beacon Tire Center, Inc. | 14 2nd Ave. East | Polson | MT | 59860
8 | 2030114 | Beacon Tire Center, Inc. | Tank 2 | Tank 2 Compartment 1 | Permanently Out of Use | 4000 | TRUE |  | Gasoline (containing <=10% ethanol) | FALSE | Unknown | Confederated Salish and Kootenai Tribes of the Flathead Reservation | Beacon Tire Center, Inc. | 14 2nd Ave. East | Polson | MT | 59860
8 | 2030116 | Lone Pine Store (formerly Bras Supply) | Tank 1 | Tank 1 DSL | Currently in Use | 8000 | TRUE |  | Diesel | TRUE | Spill Bucket | Confederated Salish and Kootenai Tribes of the Flathead Reservation | Lone Pine Store (formerly Bras Supply) | 2435 Hwy 28 | Lonepine | MT | 59848
8 | 2030116 | Lone Pine Store (formerly Bras Supply) | Tank 3 | Tank 3 UNL | Currently in Use | 6000 | TRUE |  | Gasoline (containing <=10% ethanol) | TRUE | Spill Bucket | Confederated Salish and Kootenai Tribes of the Flathead Reservation | Lone Pine Store (formerly Bras Supply) | 2435 Hwy 28 | Lonepine | MT | 59848
8 | 2030116 | Lone Pine Store (formerly Bras Supply) | Tank 2 | Tank 2 Dyed DSL | Currently in Use | 8000 | TRUE |  | Diesel | TRUE | Spill Bucket | Confederated Salish and Kootenai Tribes of the Flathead Reservation | Lone Pine Store (formerly Bras Supply) | 2435 Hwy 28 | Lonepine | MT | 59848
8 | 2030118 | Quick Silver Express | Tank 1 | Tank 1 RD DSL | Currently in Use | 8000 | TRUE |  | Gasoline (containing <=10% ethanol) | TRUE | Spill Bucket | Confederated Salish and Kootenai Tribes of the Flathead Reservation | Quick Silver Express | 52001 Hwy 93 | Pablo | MT | 59855
8 | 2030118 | Quick Silver Express | Tank 4 | Tank 4 RUL | Currently in Use | 12000 | TRUE |  | Gasoline (containing <=10% ethanol) | TRUE | Spill Bucket | Confederated Salish and Kootenai Tribes of the Flathead Reservation | Quick Silver Express | 52001 Hwy 93 | Pablo | MT | 59855
8 | 2030118 | Quick Silver Express | Tank 3 | Tank 3 DSL | Currently in Use | 8000 | TRUE |  | Diesel | TRUE | Spill Bucket | Confederated Salish and Kootenai Tribes of the Flathead Reservation | Quick Silver Express | 52001 Hwy 93 | Pablo | MT | 59855
8 | 2030118 | Quick Silver Express | Tank 2 | Tank 2 Prem | Currently in Use | 8000 | TRUE |  | Gasoline (containing <=10% ethanol) | TRUE | Spill Bucket | Confederated Salish and Kootenai Tribes of the Flathead Reservation | Quick Silver Express | 52001 Hwy 93 | Pablo | MT | 59855
8 | 2030119 | U of M Flathead Lake Biological Station | Tank 1 | Tank 1 Compartment 1 | Permanently Out of Use | 600 | TRUE |  | Gasoline (containing <=10% ethanol) | FALSE | Unknown | Confederated Salish and Kootenai Tribes of the Flathead Reservation | U of M Flathead Lake Biological Station | 32125 Bio Station Lane | Polson | MT | 59860
8 | 2030119 | U of M Flathead Lake Biological Station | Tank 5 | Tank 5 Compartment 1 | Permanently Out of Use | 1000 | TRUE | 2020-05-01 | Gasoline (containing <=10% ethanol) | TRUE | Spill Bucket | Confederated Salish and Kootenai Tribes of the Flathead Reservation | U of M Flathead Lake Biological Station | 32125 Bio Station Lane | Polson | MT | 59860
8 | 2030119 | U of M Flathead Lake Biological Station | Tank 4 | Tank 4 Compartment 1 | Permanently Out of Use | 1000 | TRUE |  | Gasoline (containing <=10% ethanol) | FALSE | Unknown | Confederated Salish and Kootenai Tribes of the Flathead Reservation | U of M Flathead Lake Biological Station | 32125 Bio Station Lane | Polson | MT | 59860
8 | 2030119 | U of M Flathead Lake Biological Station | Tank 3 | Tank 3 Compartment 1 | Permanently Out of Use | 1500 | TRUE |  | Diesel | FALSE | Unknown | Confederated Salish and Kootenai Tribes of the Flathead Reservation | U of M Flathead Lake Biological Station | 32125 Bio Station Lane | Polson | MT | 59860
8 | 2030119 | U of M Flathead Lake Biological Station | Tank 2 | Tank 2 Compartment 1 | Permanently Out of Use | 1000 | TRUE |  | Gasoline (containing <=10% ethanol) | FALSE | Unknown | Confederated Salish and Kootenai Tribes of the Flathead Reservation | U of M Flathead Lake Biological Station | 32125 Bio Station Lane | Polson | MT | 59860
8 | 2030120 | Moonrise at Yellow Bay | Tank 1 | Tank 1 Compartment 1 | Permanently Out of Use | 1000 | TRUE | 2009-09-16 | Gasoline (containing <=10% ethanol) | FALSE | Unknown | Confederated Salish and Kootenai Tribes of the Flathead Reservation | Moonrise at Yellow Bay | 17998 E. Shore | Bigfork | MT | 59911
8 | 2030120 | Moonrise at Yellow Bay | Tank 2 | Tank 2 Compartment 2 | Permanently Out of Use | 4000 | TRUE | 2009-09-16 | Gasoline (containing <=10% ethanol) | TRUE | Spill Bucket | Confederated Salish and Kootenai Tribes of the Flathead Reservation | Moonrise at Yellow Bay | 17998 E. Shore | Bigfork | MT | 59911
8 | 2030120 | Moonrise at Yellow Bay | Tank 3 | Tank 3 Compartment 1 | Permanently Out of Use | 500 | TRUE | 2009-09-16 | Gasoline (containing <=10% ethanol) | FALSE | Unknown | Confederated Salish and Kootenai Tribes of the Flathead Reservation | Moonrise at Yellow Bay | 17998 E. Shore | Bigfork | MT | 59911
8 | 2030120 | Moonrise at Yellow Bay | Tank 2 | Tank 2 Compartment 1 | Permanently Out of Use | 4000 | TRUE | 2002-02-20 | Gasoline (containing <=10% ethanol) | TRUE | Spill Bucket | Confederated Salish and Kootenai Tribes of the Flathead Reservation | Moonrise at Yellow Bay | 17998 E. Shore | Bigfork | MT | 59911
8 | 2030121 | Cornerstone Convenience (FKA Y Quick) | Tank 1 | Tank 1 UNL | Currently in Use | 8000 | TRUE |  | Gasoline (containing <=10% ethanol) | TRUE | Spill Bucket | Confederated Salish and Kootenai Tribes of the Flathead Reservation | Cornerstone Convenience (FKA Y Quick) | Hwy. 28 | Hot Springs | MT | 59845
8 | 2030121 | Cornerstone Convenience (FKA Y Quick) | Tank 3 | Tank 4 Red Dye | Currently in Use | 4000 | TRUE |  | Diesel | TRUE | Spill Bucket | Confederated Salish and Kootenai Tribes of the Flathead Reservation | Cornerstone Convenience (FKA Y Quick) | Hwy. 28 | Hot Springs | MT | 59845
8 | 2030121 | Cornerstone Convenience (FKA Y Quick) | Tank 1 | Tank 2 (DSL) | Currently in Use | 4000 | TRUE |  | Diesel | TRUE | Spill Bucket | Confederated Salish and Kootenai Tribes of the Flathead Reservation | Cornerstone Convenience (FKA Y Quick) | Hwy. 28 | Hot Springs | MT | 59845
8 | 2030121 | Cornerstone Convenience (FKA Y Quick) | Tank 6 | Tank 6 Compartment 1 | Permanently Out of Use | 500 | TRUE |  | Gasoline (containing <=10% ethanol) | FALSE | Unknown | Confederated Salish and Kootenai Tribes of the Flathead Reservation | Cornerstone Convenience (FKA Y Quick) | Hwy. 28 | Hot Springs | MT | 59845
8 | 2030121 | Cornerstone Convenience (FKA Y Quick) | Tank 5 | Tank 5 Compartment 1 | Permanently Out of Use | 500 | TRUE |  | Gasoline (containing <=10% ethanol) | FALSE | Unknown | Confederated Salish and Kootenai Tribes of the Flathead Reservation | Cornerstone Convenience (FKA Y Quick) | Hwy. 28 | Hot Springs | MT | 59845
8 | 2030121 | Cornerstone Convenience (FKA Y Quick) | Tank 3 | Tank 3 PREM | Currently in Use | 8000 | TRUE |  | Gasoline (containing <=10% ethanol) | TRUE | Spill Bucket | Confederated Salish and Kootenai Tribes of the Flathead Reservation | Cornerstone Convenience (FKA Y Quick) | Hwy. 28 | Hot Springs | MT | 59845
8 | 2030122 | Wilson Foods | Removed Tank 1 | Tank 1 Compartment 1 | Permanently Out of Use | 8000 | TRUE |  | Diesel | FALSE | Unknown | Confederated Salish and Kootenai Tribes of the Flathead Reservation | Wilson Foods | Hwy 93 North | Arlee | MT | 59821
8 | 2030122 | Wilson Foods | Tank 2 PREM | Tank 2 PREM | Currently in Use | 4000 | TRUE |  | Gasoline (containing <=10% ethanol) | TRUE | Spill Bucket | Confederated Salish and Kootenai Tribes of the Flathead Reservation | Wilson Foods | Hwy 93 North | Arlee | MT | 59821
8 | 2030122 | Wilson Foods | Removed Tank 11 | Tank 11 Compartment 1 | Permanently Out of Use | 2000 | TRUE |  | Diesel | FALSE | Unknown | Confederated Salish and Kootenai Tribes of the Flathead Reservation | Wilson Foods | Hwy 93 North | Arlee | MT | 59821
8 | 2030122 | Wilson Foods | Closed Tank 10 | Tank 10 Compartment 1 | Permanently Out of Use | 8000 | TRUE |  | Gasoline (containing <=10% ethanol) | FALSE | Unknown | Confederated Salish and Kootenai Tribes of the Flathead Reservation | Wilson Foods | Hwy 93 North | Arlee | MT | 59821
8 | 2030122 | Wilson Foods | Removed Tank 9 | Tank 9 Compartment 1 | Permanently Out of Use | 8000 | TRUE |  | Gasoline (containing <=10% ethanol) | FALSE | Unknown | Confederated Salish and Kootenai Tribes of the Flathead Reservation | Wilson Foods | Hwy 93 North | Arlee | MT | 59821
8 | 2030122 | Wilson Foods | Closed Tank 8 | Tank 8 Compartment 1 | Permanently Out of Use | 8000 | TRUE |  | Gasoline (containing <=10% ethanol) | FALSE | Unknown | Confederated Salish and Kootenai Tribes of the Flathead Reservation | Wilson Foods | Hwy 93 North | Arlee | MT | 59821
8 | 2030122 | Wilson Foods | Removed Tank 7 | Tank 7 Compartment 1 | Permanently Out of Use | 4000 | TRUE |  | Gasoline (containing <=10% ethanol) | FALSE | Unknown | Confederated Salish and Kootenai Tribes of the Flathead Reservation | Wilson Foods | Hwy 93 North | Arlee | MT | 59821
8 | 2030122 | Wilson Foods | Removed Tank 6 | Tank 6 Compartment 1 | Permanently Out of Use | 5000 | TRUE |  | Diesel | FALSE | Unknown | Confederated Salish and Kootenai Tribes of the Flathead Reservation | Wilson Foods | Hwy 93 North | Arlee | MT | 59821
8 | 2030122 | Wilson Foods | Removed Tank 5 | Tank 5 Compartment 1 | Permanently Out of Use | 6000 | TRUE |  | Diesel | FALSE | Unknown | Confederated Salish and Kootenai Tribes of the Flathead Reservation | Wilson Foods | Hwy 93 North | Arlee | MT | 59821
8 | 2030122 | Wilson Foods | Removed Tank 4 | Tank 4 Compartment 1 | Permanently Out of Use | 6000 | TRUE |  | Gasoline (containing <=10% ethanol) | FALSE | Unknown | Confederated Salish and Kootenai Tribes of the Flathead Reservation | Wilson Foods | Hwy 93 North | Arlee | MT | 59821
8 | 2030122 | Wilson Foods | Tank 1 REG | Tank 1 UNL | Currently in Use | 10000 | TRUE |  | Gasoline (containing <=10% ethanol) | TRUE | Spill Bucket | Confederated Salish and Kootenai Tribes of the Flathead Reservation | Wilson Foods | Hwy 93 North | Arlee | MT | 59821
8 | 2030122 | Wilson Foods | Tank 3 DSL | Tank 3 DSL | Currently in Use | 4000 | TRUE |  | Diesel | TRUE | Spill Bucket | Confederated Salish and Kootenai Tribes of the Flathead Reservation | Wilson Foods | Hwy 93 North | Arlee | MT | 59821
8 | 2030123 | Former Moon Creek Store | Tank 1 | Tank 1 Compartment 1 | Permanently Out of Use | 4000 | TRUE |  | Gasoline (containing <=10% ethanol) | FALSE | Unknown | Confederated Salish and Kootenai Tribes of the Flathead Reservation | Former Moon Creek Store | 53140 Hwy 93 North | Pablo | MT | 59855
8 | 2030123 | Former Moon Creek Store | Tank 2 | Tank 2 Compartment 1 | Permanently Out of Use | 2000 | TRUE |  | Gasoline (containing <=10% ethanol) | FALSE | Unknown | Confederated Salish and Kootenai Tribes of the Flathead Reservation | Former Moon Creek Store | 53140 Hwy 93 North | Pablo | MT | 59855
8 | 2030124 | Frank Mutch | Tank 1 | Tank 1 Compartment 1 | Permanently Out of Use | 3000 | TRUE |  | Gasoline (containing <=10% ethanol) | FALSE | Unknown | Confederated Salish and Kootenai Tribes of the Flathead Reservation | Frank Mutch | 11 3rd Ave. West | Polson | MT | 59860
8 | 2030124 | Frank Mutch | Tank 3 | Tank 3 Compartment 1 | Permanently Out of Use | 12000 | TRUE |  | Gasoline (containing <=10% ethanol) | FALSE | Unknown | Confederated Salish and Kootenai Tribes of the Flathead Reservation | Frank Mutch | 11 3rd Ave. West | Polson | MT | 59860
8 | 2030124 | Frank Mutch | Tank 2 | Tank 2 Compartment 1 | Permanently Out of Use | 3000 | TRUE |  | Gasoline (containing <=10% ethanol) | FALSE | Unknown | Confederated Salish and Kootenai Tribes of the Flathead Reservation | Frank Mutch | 11 3rd Ave. West | Polson | MT | 59860
8 | 2030125 | Former Tradewinds Realty | Tank 1 | Tank 1 Compartment 1 | Permanently Out of Use | 8000 | TRUE |  | Gasoline (containing <=10% ethanol) | FALSE | Unknown | Confederated Salish and Kootenai Tribes of the Flathead Reservation | Former Tradewinds Realty | Junction Hwys 93 & 35 | Polson | MT | 59860
8 | 2030125 | Former Tradewinds Realty | Tank 3 | Tank 3 Compartment 1 | Permanently Out of Use | 8000 | TRUE |  | Gasoline (containing <=10% ethanol) | FALSE | Unknown | Confederated Salish and Kootenai Tribes of the Flathead Reservation | Former Tradewinds Realty | Junction Hwys 93 & 35 | Polson | MT | 59860
8 | 2030125 | Former Tradewinds Realty | Tank 2 | Tank 2 Compartment 1 | Permanently Out of Use | 8000 | TRUE |  | Gasoline (containing <=10% ethanol) | FALSE | Unknown | Confederated Salish and Kootenai Tribes of the Flathead Reservation | Former Tradewinds Realty | Junction Hwys 93 & 35 | Polson | MT | 59860
8 | 2030126 | Ronan Auto Body Sales & Service | Tank 1 | Tank 1 Compartment 1 | Permanently Out of Use | 550 | TRUE |  | Gasoline (containing <=10% ethanol) | FALSE | Unknown | Confederated Salish and Kootenai Tribes of the Flathead Reservation | Ronan Auto Body Sales & Service | 703 Hwy 93 | Ronan | MT | 59864
8 | 2030126 | Ronan Auto Body Sales & Service | Tank 2 | Tank 2 Compartment 1 | Permanently Out of Use | 500 | TRUE |  | Diesel | FALSE | Unknown | Confederated Salish and Kootenai Tribes of the Flathead Reservation | Ronan Auto Body Sales & Service | 703 Hwy 93 | Ronan | MT | 59864
8 | 2030128 | Former Twite Ranch | Tank 1 | Tank 1 Compartment 1 | Permanently Out of Use | 6000 | TRUE |  | Diesel | FALSE | Unknown | Confederated Salish and Kootenai Tribes of the Flathead Reservation | Former Twite Ranch | 2864 Hwy 28 | Hot Springs | MT | 59845
8 | 2030128 | Former Twite Ranch | Tank 2 | Tank 2 Compartment 1 | Permanently Out of Use | 4000 | TRUE |  | Gasoline (containing <=10% ethanol) | FALSE | Unknown | Confederated Salish and Kootenai Tribes of the Flathead Reservation | Former Twite Ranch | 2864 Hwy 28 | Hot Springs | MT | 59845
8 | 2030129 | Jocko Hollow Campground & Bar | Tank 1 | Tank 1 Compartment 1 | Permanently Out of Use | 115 | TRUE |  | Gasoline (containing <=10% ethanol) | FALSE | Unknown | Confederated Salish and Kootenai Tribes of the Flathead Reservation | Jocko Hollow Campground & Bar | Jocko Hollow ( 1 mile North of Arlee) | Arlee | MT | 59821
8 | 2030130 | Montana DOT (Elmo Site) | Tank 1 | Tank 1 Compartment 1 | Permanently Out of Use | 1000 | TRUE |  | Gasoline (containing <=10% ethanol) | FALSE | Unknown | Confederated Salish and Kootenai Tribes of the Flathead Reservation | Montana DOT (Elmo Site) | MT Hwy 28 | Elmo | MT | 59915
8 | 2030130 | Montana DOT (Elmo Site) | Tank 4 | Tank 4 Compartment 1 | Permanently Out of Use | 1000 | TRUE |  | Gasoline (containing <=10% ethanol) | FALSE | Unknown | Confederated Salish and Kootenai Tribes of the Flathead Reservation | Montana DOT (Elmo Site) | MT Hwy 28 | Elmo | MT | 59915
8 | 2030130 | Montana DOT (Elmo Site) | Tank 3 | Tank 3 Compartment 1 | Permanently Out of Use | 1000 | TRUE |  | Diesel | FALSE | Unknown | Confederated Salish and Kootenai Tribes of the Flathead Reservation | Montana DOT (Elmo Site) | MT Hwy 28 | Elmo | MT | 59915
8 | 2030130 | Montana DOT (Elmo Site) | Tank 2 | Tank 2 Compartment 1 | Permanently Out of Use | 1000 | TRUE |  | Diesel | FALSE | Unknown | Confederated Salish and Kootenai Tribes of the Flathead Reservation | Montana DOT (Elmo Site) | MT Hwy 28 | Elmo | MT | 59915
8 | 2030131 | Mae Naffziger | Tank 1 | Tank 1 Compartment 1 | Permanently Out of Use | 500 | TRUE |  | Diesel | FALSE | Unknown | Confederated Salish and Kootenai Tribes of the Flathead Reservation | Mae Naffziger | 202 North Main St. | Saint Ignatius | MT | 59865
8 | 2030131 | Mae Naffziger | Tank 2 | Tank 2 Compartment 1 | Permanently Out of Use | 500 | TRUE |  | Gasoline (containing <=10% ethanol) | FALSE | Unknown | Confederated Salish and Kootenai Tribes of the Flathead Reservation | Mae Naffziger | 202 North Main St. | Saint Ignatius | MT | 59865
8 | 2030132 | Starvin Marvins | Tank 1 | Tank 1 Compartment 1 | Permanently Out of Use | 4500 | TRUE |  | Diesel | FALSE | Unknown | Confederated Salish and Kootenai Tribes of the Flathead Reservation | Starvin Marvins | Hwy 93 & Main Ave. | Saint Ignatius | MT | 59865
8 | 2030132 | Starvin Marvins | Tank 4 | Tank 4 Compartment 1 | Permanently Out of Use | 3500 | TRUE |  | Gasoline (containing <=10% ethanol) | FALSE | Unknown | Confederated Salish and Kootenai Tribes of the Flathead Reservation | Starvin Marvins | Hwy 93 & Main Ave. | Saint Ignatius | MT | 59865
8 | 2030132 | Starvin Marvins | Tank 3 | Tank 3 Compartment 1 | Permanently Out of Use | 3500 | TRUE |  | Gasoline (containing <=10% ethanol) | FALSE | Unknown | Confederated Salish and Kootenai Tribes of the Flathead Reservation | Starvin Marvins | Hwy 93 & Main Ave. | Saint Ignatius | MT | 59865
8 | 2030132 | Starvin Marvins | Tank 2 | Tank 2 Compartment 1 | Permanently Out of Use | 3500 | TRUE |  | Diesel | FALSE | Unknown | Confederated Salish and Kootenai Tribes of the Flathead Reservation | Starvin Marvins | Hwy 93 & Main Ave. | Saint Ignatius | MT | 59865
8 | 2030133 | BN Ravalli Microwave | Tank 1 | Tank 1 Compartment 1 | Permanently Out of Use | 1000 | TRUE |  | Diesel | FALSE | Unknown | Confederated Salish and Kootenai Tribes of the Flathead Reservation | BN Ravalli Microwave | Approx. .8 miles from Ravalli @ 96.2' | Ravalli | MT | 59863
8 | 2030134 | Montana DOT (Perma Parcel 12) | Tank 1 | Tank 1 Compartment 1 | Permanently Out of Use | 2000 | TRUE |  | Gasoline (containing <=10% ethanol) | FALSE | Unknown | Confederated Salish and Kootenai Tribes of the Flathead Reservation | Montana DOT (Perma Parcel 12) | Lot 2, Block 5, townsite of Perma | Plains | MT | 59859
8 | 2030134 | Montana DOT (Perma Parcel 12) | Tank 2 | Tank 2 Compartment 1 | Permanently Out of Use | 2000 | TRUE |  | Gasoline (containing <=10% ethanol) | FALSE | Unknown | Confederated Salish and Kootenai Tribes of the Flathead Reservation | Montana DOT (Perma Parcel 12) | Lot 2, Block 5, townsite of Perma | Plains | MT | 59859
8 | 2030135 | Knerr Residence | Tank 1 | Tank 1 Compartment 1 | Permanently Out of Use | 2000 | TRUE |  | Diesel | FALSE | Unknown | Confederated Salish and Kootenai Tribes of the Flathead Reservation | Knerr Residence | #68 Knerr Lain | Plains | MT | 59859
8 | 2030136 | National Bison Range | Tank 1 | Tank 1 Compartment 1 | Permanently Out of Use | 500 | TRUE |  | Diesel | FALSE | Unknown | Confederated Salish and Kootenai Tribes of the Flathead Reservation | National Bison Range | 132 Bison Range Rd. | Charlo | MT | 59824
8 | 2030136 | National Bison Range | Tank 7 | Tank 7 Compartment 1 | Permanently Out of Use | 1050 | TRUE |  | Gasoline (containing <=10% ethanol) | FALSE | Unknown | Confederated Salish and Kootenai Tribes of the Flathead Reservation | National Bison Range | 132 Bison Range Rd. | Charlo | MT | 59824
8 | 2030136 | National Bison Range | Tank 6 | Tank 6 Compartment 1 | Permanently Out of Use | 1500 | TRUE |  | Diesel | FALSE | Unknown | Confederated Salish and Kootenai Tribes of the Flathead Reservation | National Bison Range | 132 Bison Range Rd. | Charlo | MT | 59824
8 | 2030136 | National Bison Range | Tank 5 | Tank 5 Compartment 1 | Permanently Out of Use | 500 | TRUE |  | Diesel | FALSE | Unknown | Confederated Salish and Kootenai Tribes of the Flathead Reservation | National Bison Range | 132 Bison Range Rd. | Charlo | MT | 59824
8 | 2030136 | National Bison Range | Tank 4 | Tank 4 Compartment 1 | Permanently Out of Use | 500 | TRUE |  | Diesel | FALSE | Unknown | Confederated Salish and Kootenai Tribes of the Flathead Reservation | National Bison Range | 132 Bison Range Rd. | Charlo | MT | 59824
8 | 2030136 | National Bison Range | Tank 3 | Tank 3 Compartment 1 | Permanently Out of Use | 1000 | TRUE |  | Gasoline (containing <=10% ethanol) | FALSE | Unknown | Confederated Salish and Kootenai Tribes of the Flathead Reservation | National Bison Range | 132 Bison Range Rd. | Charlo | MT | 59824
8 | 2030136 | National Bison Range | Tank 2 | Tank 2 Compartment 1 | Permanently Out of Use | 500 | TRUE |  | Diesel | FALSE | Unknown | Confederated Salish and Kootenai Tribes of the Flathead Reservation | National Bison Range | 132 Bison Range Rd. | Charlo | MT | 59824
8 | 2030137 | Cenex Supply & Marketing | Tank 1 | Tank 1 Compartment 1 | Currently in Use | 6000 | TRUE |  | Diesel | TRUE | Spill Bucket | Confederated Salish and Kootenai Tribes of the Flathead Reservation | Cenex Supply & Marketing | 808 Main Street | Polson | MT | 59860
8 | 2030137 | Cenex Supply & Marketing | Tank 4 | Tank 4 Compartment 1 | Currently in Use | 5000 | TRUE |  | Diesel | TRUE | Spill Bucket | Confederated Salish and Kootenai Tribes of the Flathead Reservation | Cenex Supply & Marketing | 808 Main Street | Polson | MT | 59860
8 | 2030137 | Cenex Supply & Marketing | Tank 3 | Tank 3 Compartment 1 | Currently in Use | 10000 | TRUE |  | Gasoline (containing <=10% ethanol) | TRUE | Spill Bucket | Confederated Salish and Kootenai Tribes of the Flathead Reservation | Cenex Supply & Marketing | 808 Main Street | Polson | MT | 59860
8 | 2030137 | Cenex Supply & Marketing | Tank 2 | Tank 2 Compartment 1 | Currently in Use | 5000 | TRUE |  | Gasoline (containing <=10% ethanol) | TRUE | Spill Bucket | Confederated Salish and Kootenai Tribes of the Flathead Reservation | Cenex Supply & Marketing | 808 Main Street | Polson | MT | 59860
8 | 2030138 | Melvin Nelson | Tank 1 | Tank 1 Compartment 1 | Permanently Out of Use | 10000 | TRUE |  | Gasoline (containing <=10% ethanol) | FALSE | Unknown | Confederated Salish and Kootenai Tribes of the Flathead Reservation | Melvin Nelson | 201 North Main | Saint Ignatius | MT | 59865
8 | 2030138 | Melvin Nelson | Tank 3 | Tank 3 Compartment 1 | Permanently Out of Use | 560 | TRUE |  | Diesel | FALSE | Unknown | Confederated Salish and Kootenai Tribes of the Flathead Reservation | Melvin Nelson | 201 North Main | Saint Ignatius | MT | 59865
8 | 2030138 | Melvin Nelson | Tank 2 | Tank 2 Compartment 1 | Permanently Out of Use | 2000 | TRUE |  | Gasoline (containing <=10% ethanol) | FALSE | Unknown | Confederated Salish and Kootenai Tribes of the Flathead Reservation | Melvin Nelson | 201 North Main | Saint Ignatius | MT | 59865
8 | 2030139 | Safeway, Inc. | Tank 1 | Tank 1 Compartment 1 | Permanently Out of Use | 4000 | TRUE |  | Gasoline (containing <=10% ethanol) | FALSE | Unknown | Confederated Salish and Kootenai Tribes of the Flathead Reservation | Safeway, Inc. | 104 2nd Ave. East | Polson | MT | 59860
8 | 2030139 | Safeway, Inc. | Tank 2 | Tank 2 Compartment 1 | Permanently Out of Use | 4000 | TRUE |  | Gasoline (containing <=10% ethanol) | FALSE | Unknown | Confederated Salish and Kootenai Tribes of the Flathead Reservation | Safeway, Inc. | 104 2nd Ave. East | Polson | MT | 59860
8 | 2030140 | KERR Radio | Tank 1 | Tank 1 Compartment 1 | Permanently Out of Use | 5000 | TRUE |  | Diesel | TRUE | Spill Bucket | Confederated Salish and Kootenai Tribes of the Flathead Reservation | KERR Radio | 581 North Reserve | Polson | MT | 59860
8 | 2030140 | KERR Radio | Tank 2 | Tank 2 Compartment 1 | Permanently Out of Use | 5000 | TRUE |  | Diesel | TRUE | Spill Bucket | Confederated Salish and Kootenai Tribes of the Flathead Reservation | KERR Radio | 581 North Reserve | Polson | MT | 59860
8 | 2030142 | Post & Poll Yard | Tank 1 | Tank 1 Compartment 1 | Permanently Out of Use | 1080 | TRUE |  | Gasoline (containing <=10% ethanol) | FALSE | Unknown | Confederated Salish and Kootenai Tribes of the Flathead Reservation | Post & Poll Yard | Unknown | Pablo | MT | 59855
8 | 2030143 | Dixon Machine Shop | Tank 1 | Tank 1 Compartment 1 | Permanently Out of Use | 1000 | TRUE |  | Gasoline (containing <=10% ethanol) | FALSE | Unknown | Confederated Salish and Kootenai Tribes of the Flathead Reservation | Dixon Machine Shop | Hwy 200 & 2nd Street | Dixon | MT | 59831
8 | 2030143 | Dixon Machine Shop | Tank 5 | Tank 5 Compartment 1 | Permanently Out of Use | 500 | TRUE |  | Diesel | FALSE | Unknown | Confederated Salish and Kootenai Tribes of the Flathead Reservation | Dixon Machine Shop | Hwy 200 & 2nd Street | Dixon | MT | 59831
8 | 2030143 | Dixon Machine Shop | Tank 4 | Tank 4 Compartment 1 | Permanently Out of Use | 500 | TRUE |  | Diesel | FALSE | Unknown | Confederated Salish and Kootenai Tribes of the Flathead Reservation | Dixon Machine Shop | Hwy 200 & 2nd Street | Dixon | MT | 59831
8 | 2030143 | Dixon Machine Shop | Tank 3 | Tank 3 Compartment 1 | Permanently Out of Use | 500 | TRUE |  | Gasoline (containing <=10% ethanol) | FALSE | Unknown | Confederated Salish and Kootenai Tribes of the Flathead Reservation | Dixon Machine Shop | Hwy 200 & 2nd Street | Dixon | MT | 59831
8 | 2030143 | Dixon Machine Shop | Tank 2 | Tank 2 Compartment 1 | Permanently Out of Use | 500 | TRUE |  | Gasoline (containing <=10% ethanol) | FALSE | Unknown | Confederated Salish and Kootenai Tribes of the Flathead Reservation | Dixon Machine Shop | Hwy 200 & 2nd Street | Dixon | MT | 59831
8 | 2030144 | Remax Realty | Tank 1 | Tank 1 Compartment 1 | Permanently Out of Use | 1000 | TRUE |  | Gasoline (containing <=10% ethanol) | FALSE | Unknown | Confederated Salish and Kootenai Tribes of the Flathead Reservation | Remax Realty | Junction Hwys 93 & 35 | Polson | MT | 59860
8 | 2030144 | Remax Realty | Tank 2 | Tank 2 Compartment 1 | Permanently Out of Use | 1000 | TRUE |  | Gasoline (containing <=10% ethanol) | FALSE | Unknown | Confederated Salish and Kootenai Tribes of the Flathead Reservation | Remax Realty | Junction Hwys 93 & 35 | Polson | MT | 59860
8 | 2030145 | Longhorn Cafe | Tank 1 | Tank 1 Compartment 1 | Permanently Out of Use | 115 | TRUE |  | Gasoline (containing <=10% ethanol) | FALSE | Unknown | Confederated Salish and Kootenai Tribes of the Flathead Reservation | Longhorn Cafe | Hwy 93 | Arlee | MT | 59821
8 | 2030146 | Reinertson's Garage | Tank 1 | Tank 1 Compartment 1 | Permanently Out of Use | 3000 | TRUE |  | Gasoline (containing <=10% ethanol) | FALSE | Unknown | Confederated Salish and Kootenai Tribes of the Flathead Reservation | Reinertson's Garage | Spring St. & Broadway | Hot Springs | MT | 59845
8 | 2030146 | Reinertson's Garage | Tank 2 | Tank 2 Compartment 1 | Permanently Out of Use | 3000 | TRUE |  | Gasoline (containing <=10% ethanol) | FALSE | Unknown | Confederated Salish and Kootenai Tribes of the Flathead Reservation | Reinertson's Garage | Spring St. & Broadway | Hot Springs | MT | 59845
8 | 2030147 | Professional Building Facility | Tank 1 | Tank 1 Compartment 1 | Permanently Out of Use | 1000 | TRUE | 2009-03-23 | Used Oil | FALSE | Unknown | Confederated Salish and Kootenai Tribes of the Flathead Reservation | Professional Building Facility | 316 1st Street | Polson | MT
8 | 2030147 | Professional Building Facility | Tank 2 | Tank 2 Compartment 1 | Permanently Out of Use | 5000 | TRUE | 2003-10-23 | Gasoline (containing <=10% ethanol) | FALSE | Unknown | Confederated Salish and Kootenai Tribes of the Flathead Reservation | Professional Building Facility | 316 1st Street | Polson | MT
8 | 2030149 | Former Riverside Bar & Grill | Tank 1 | Tank 1 Compartment 1 | Permanently Out of Use | 1000 | TRUE |  | Gasoline (containing <=10% ethanol) | FALSE | Unknown | Confederated Salish and Kootenai Tribes of the Flathead Reservation | Former Riverside Bar & Grill | 52 Old Hwy 93 Road | Arlee | MT | 59821
8 | 2030149 | Former Riverside Bar & Grill | Tank 2 | Tank 2 Compartment 1 | Permanently Out of Use | 1000 | TRUE |  | Gasoline (containing <=10% ethanol) | FALSE | Unknown | Confederated Salish and Kootenai Tribes of the Flathead Reservation | Former Riverside Bar & Grill | 52 Old Hwy 93 Road | Arlee | MT | 59821
8 | 2030168 | Kwataqnuk Resort | Tank 1 | Tank 1 Compartment 1 | Currently in Use | 10000 | TRUE |  | Gasoline (containing <=10% ethanol) | TRUE | Spill Bucket | Confederated Salish and Kootenai Tribes of the Flathead Reservation | Kwataqnuk Resort | 303 Hwy 93 East | Polson | MT | 59860
8 | 2030169 | Dufords Tire / Bjork Distributing Inc 1st Street East | Tank 1 | Tank 1 Compartment 1 | Permanently Out of Use |  | TRUE |  | Gasoline (containing <=10% ethanol) | FALSE | Unknown | Confederated Salish and Kootenai Tribes of the Flathead Reservation | Dufords Tire / Bjork Distributing Inc 1st Street East | 801 1ST ST E | POLSON | MT | 59860
8 | 2030170 | Newgard Oil Co Inc. | Tank 1 | Tank 1 Compartment 1 | Permanently Out of Use |  | TRUE |  | Gasoline (containing <=10% ethanol) | FALSE | Unknown | Confederated Salish and Kootenai Tribes of the Flathead Reservation | Newgard Oil Co Inc. | 610 MAIN ST | POLSON | MT | 59860
8 | 2030170 | Newgard Oil Co Inc. | Tank 8 | Tank 8 Compartment 1 | Permanently Out of Use |  | TRUE |  | Diesel | FALSE | Unknown | Confederated Salish and Kootenai Tribes of the Flathead Reservation | Newgard Oil Co Inc. | 610 MAIN ST | POLSON | MT | 59860
8 | 2030170 | Newgard Oil Co Inc. | Tank 7 | Tank 7 Compartment 1 | Permanently Out of Use |  | TRUE |  | Gasoline (containing <=10% ethanol) | FALSE | Unknown | Confederated Salish and Kootenai Tribes of the Flathead Reservation | Newgard Oil Co Inc. | 610 MAIN ST | POLSON | MT | 59860
8 | 2030170 | Newgard Oil Co Inc. | Tank 6 | Tank 6 Compartment 1 | Permanently Out of Use |  | TRUE |  | Gasoline (containing <=10% ethanol) | FALSE | Unknown | Confederated Salish and Kootenai Tribes of the Flathead Reservation | Newgard Oil Co Inc. | 610 MAIN ST | POLSON | MT | 59860
8 | 2030170 | Newgard Oil Co Inc. | Tank 5 | Tank 5 Compartment 1 | Permanently Out of Use |  | TRUE |  | Gasoline (containing <=10% ethanol) | FALSE | Unknown | Confederated Salish and Kootenai Tribes of the Flathead Reservation | Newgard Oil Co Inc. | 610 MAIN ST | POLSON | MT | 59860
8 | 2030170 | Newgard Oil Co Inc. | Tank 4 | Tank 4 Compartment 1 | Permanently Out of Use |  | TRUE |  | Used Oil | FALSE | Unknown | Confederated Salish and Kootenai Tribes of the Flathead Reservation | Newgard Oil Co Inc. | 610 MAIN ST | POLSON | MT | 59860
8 | 2030170 | Newgard Oil Co Inc. | Tank 3 | Tank 3 Compartment 1 | Permanently Out of Use |  | TRUE |  | Gasoline (containing <=10% ethanol) | FALSE | Unknown | Confederated Salish and Kootenai Tribes of the Flathead Reservation | Newgard Oil Co Inc. | 610 MAIN ST | POLSON | MT | 59860
8 | 2030170 | Newgard Oil Co Inc. | Tank 2 | Tank 2 Compartment 1 | Permanently Out of Use |  | TRUE |  | Gasoline (containing <=10% ethanol) | FALSE | Unknown | Confederated Salish and Kootenai Tribes of the Flathead Reservation | Newgard Oil Co Inc. | 610 MAIN ST | POLSON | MT | 59860
8 | 2030173 | Big Sky Paint Mfg | Tank 1 | Tank 1 Compartment 1 | Permanently Out of Use | 3000 | TRUE |  | Hazardous Substance | FALSE | Unknown | Confederated Salish and Kootenai Tribes of the Flathead Reservation | Big Sky Paint Mfg | 505 Main St. SW | Ronan | MT | 59864
8 | 2030173 | Big Sky Paint Mfg | Tank 2 | Tank 2 Compartment 1 | Permanently Out of Use | 4000 | TRUE |  | Hazardous Substance | FALSE | Unknown | Confederated Salish and Kootenai Tribes of the Flathead Reservation | Big Sky Paint Mfg | 505 Main St. SW | Ronan | MT | 59864
8 | 2030174 | BN Perma Microwave | Tank 1 | Tank 1 Compartment 1 | Permanently Out of Use | 1000 | TRUE |  | Diesel | FALSE | Unknown | Confederated Salish and Kootenai Tribes of the Flathead Reservation | BN Perma Microwave | 5.6 Mi SW of Jctn of Grvl Rd. w/ Hwy 104 | Plains | MT | 59859
8 | 2030175 | Your Choice Video | Tank 1 | Tank 1 Compartment 1 | Permanently Out of Use | 500 | TRUE |  | Kerosene | FALSE | Unknown | Confederated Salish and Kootenai Tribes of the Flathead Reservation | Your Choice Video | Old US Highway 93 | Saint Ignatius | MT | 59865
8 | 2030177 | Big Arm Marina | X Removed Tank 1 | Tank 1 Compartment 1 | Permanently Out of Use | 550 | TRUE |  | Gasoline (containing <=10% ethanol) | FALSE | Unknown | Confederated Salish and Kootenai Tribes of the Flathead Reservation | Big Arm Marina | 509 A St. | Big Arm | MT | 59910
8 | 2030177 | Big Arm Marina | Tank 1 | Tank 1 UNL | Currently in Use | 10000 | TRUE |  | Gasoline (containing <=10% ethanol) | TRUE | Spill Bucket | Confederated Salish and Kootenai Tribes of the Flathead Reservation | Big Arm Marina | 509 A St. | Big Arm | MT | 59910
8 | 2030177 | Big Arm Marina | X Removed Tank 2 | Tank 2 Compartment 1 | Permanently Out of Use | 550 | TRUE |  | Gasoline (containing <=10% ethanol) | FALSE | Unknown | Confederated Salish and Kootenai Tribes of the Flathead Reservation | Big Arm Marina | 509 A St. | Big Arm | MT | 59910
8 | 2030178 | Hot Springs High School | Tank 1 | Tank 1 Compartment 1 | Permanently Out of Use | 550 | TRUE |  | Gasoline (containing <=10% ethanol) | FALSE | Unknown | Confederated Salish and Kootenai Tribes of the Flathead Reservation | Hot Springs High School | 325 Broadway St. | Hot Springs | MT | 59845
8 | 2030179 | Foust Farms | Tank 1 | Tank 1 Compartment 1 | Permanently Out of Use | 3000 | TRUE |  | Gasoline (containing <=10% ethanol) | FALSE | Unknown | Confederated Salish and Kootenai Tribes of the Flathead Reservation | Foust Farms | 45513 Foust Lane | Charlo | MT | 59824
8 | 2030180 | Mosley Shrider Funeral Home | Tank 1 | Tank 1 Compartment 1 | Permanently Out of Use | 500 | TRUE |  | Gasoline (containing <=10% ethanol) | FALSE | Unknown | Confederated Salish and Kootenai Tribes of the Flathead Reservation | Mosley Shrider Funeral Home | 101 6th Avenue E | Polson | MT | 59860
8 | 2030181 | Goods Muffler | Tank 1 | Tank 1 Compartment 1 | Permanently Out of Use | 2000 | TRUE |  | Gasoline (containing <=10% ethanol) | FALSE | Unknown | Confederated Salish and Kootenai Tribes of the Flathead Reservation | Goods Muffler | P.O. Box 1042 / US Highway 93 | Ravalli | MT | 59863
8 | 2030181 | Goods Muffler | Tank 2 | Tank 2 Compartment 1 | Permanently Out of Use | 4000 | TRUE |  | Gasoline (containing <=10% ethanol) | FALSE | Unknown | Confederated Salish and Kootenai Tribes of the Flathead Reservation | Goods Muffler | P.O. Box 1042 / US Highway 93 | Ravalli | MT | 59863
8 | 2030182 | Meulis Truck Stop | Tank 1 | Tank 1 Compartment 1 | Permanently Out of Use | 10000 | TRUE |  | Diesel | FALSE | Unknown | Confederated Salish and Kootenai Tribes of the Flathead Reservation | Meulis Truck Stop | P.O. Box 277 | Hot Springs | MT | 59845
8 | 2030182 | Meulis Truck Stop | Tank 4 | Tank 4 Compartment 1 | Permanently Out of Use | 5500 | TRUE |  | Gasoline (containing <=10% ethanol) | FALSE | Unknown | Confederated Salish and Kootenai Tribes of the Flathead Reservation | Meulis Truck Stop | P.O. Box 277 | Hot Springs | MT | 59845
8 | 2030182 | Meulis Truck Stop | Tank 3 | Tank 3 Compartment 1 | Permanently Out of Use | 5500 | TRUE |  | Diesel | FALSE | Unknown | Confederated Salish and Kootenai Tribes of the Flathead Reservation | Meulis Truck Stop | P.O. Box 277 | Hot Springs | MT | 59845
8 | 2030182 | Meulis Truck Stop | Tank 2 | Tank 2 Compartment 1 | Permanently Out of Use | 20000 | TRUE |  | Gasoline (containing <=10% ethanol) | FALSE | Unknown | Confederated Salish and Kootenai Tribes of the Flathead Reservation | Meulis Truck Stop | P.O. Box 277 | Hot Springs | MT | 59845
8 | 2030183 | Woods Farm & Garden Center | Tank 1 | Tank 1 Compartment 1 | Permanently Out of Use | 500 | TRUE |  | Gasoline (containing <=10% ethanol) | FALSE | Unknown | Confederated Salish and Kootenai Tribes of the Flathead Reservation | Woods Farm & Garden Center | 3rd Avenue NW | Ronan | MT | 59864
8 | 2030184 | West Shore Pump Station | Tank 1 | Tank 1 Compartment 1 | Permanently Out of Use | 500 | TRUE |  | Diesel | FALSE | Unknown | Confederated Salish and Kootenai Tribes of the Flathead Reservation | West Shore Pump Station | 61 500 US Highway 93 | Polson | MT | 59860
8 | 2030185 | Montana DOT (Perma Parcel 14) | Tank 1 | Tank 1 Compartment 1 | Permanently Out of Use | 2000 | TRUE |  | Gasoline (containing <=10% ethanol) | FALSE | Unknown | Confederated Salish and Kootenai Tribes of the Flathead Reservation | Montana DOT (Perma Parcel 14) | Tract A, C.O.S. #11, Townsite of Perma | Plains | MT | 59859
8 | 2030185 | Montana DOT (Perma Parcel 14) | Tank 2 | Tank 2 Compartment 1 | Permanently Out of Use | 2000 | TRUE |  | Gasoline (containing <=10% ethanol) | FALSE | Unknown | Confederated Salish and Kootenai Tribes of the Flathead Reservation | Montana DOT (Perma Parcel 14) | Tract A, C.O.S. #11, Townsite of Perma | Plains | MT | 59859
8 | 2030186 | Mac-Mont Warehouse | Tank 1 | Tank 1 Compartment 1 | Permanently Out of Use | 1000 | TRUE |  | Diesel | FALSE | Unknown | Confederated Salish and Kootenai Tribes of the Flathead Reservation | Mac-Mont Warehouse | 801 5th St East | Polson | MT | 59860
8 | 2030187 | Ronan State Bank | Tank 1 | Tank 1 Compartment 1 | Permanently Out of Use | 2000 | TRUE |  | Diesel | FALSE | Unknown | Confederated Salish and Kootenai Tribes of the Flathead Reservation | Ronan State Bank | P.O. Box B | Ronan | MT | 59864
8 | 2030187 | Ronan State Bank | Tank 2 | Tank 2 Compartment 1 | Permanently Out of Use | 500 | TRUE |  | Diesel | FALSE | Unknown | Confederated Salish and Kootenai Tribes of the Flathead Reservation | Ronan State Bank | P.O. Box B | Ronan | MT | 59864
8 | 2030188 | Stedje Brothers | Tank 1 | Tank 1 Compartment 1 | Permanently Out of Use | 500 | TRUE |  | Gasoline (containing <=10% ethanol) | FALSE | Unknown | Confederated Salish and Kootenai Tribes of the Flathead Reservation | Stedje Brothers | 1124 US Hwy 93 S | Ronan | MT | 59864
8 | 2030189 | Hot Springs Substation | Tank 1 | Tank 1 Compartment 1 | Permanently Out of Use | 1700 | TRUE |  | Gasoline (containing <=10% ethanol) | FALSE | Unknown | Confederated Salish and Kootenai Tribes of the Flathead Reservation | Hot Springs Substation | MT Hwy 28 | Hot Springs | MT | 59845
8 | 2030189 | Hot Springs Substation | Tank 2 | Tank 2 Compartment 1 | Permanently Out of Use | 2000 | TRUE |  | Diesel | FALSE | Unknown | Confederated Salish and Kootenai Tribes of the Flathead Reservation | Hot Springs Substation | MT Hwy 28 | Hot Springs | MT | 59845
8 | 2030190 | Timberline | Tank 1 | Tank 1 Compartment 1 | Permanently Out of Use | 150 | TRUE |  | Diesel | FALSE | Unknown | Confederated Salish and Kootenai Tribes of the Flathead Reservation | Timberline | 513 3rd St NW | Hot Springs | MT | 59845
8 | 2030193 | Mountain West Ronan 00-32579 | Tank 7 | T7 DSL | Currently in Use | 20000 | TRUE |  | Diesel | TRUE | Spill Bucket | Confederated Salish and Kootenai Tribes of the Flathead Reservation | Mountain West Ronan 00-32579 | 63980 U.S. Highway 93 | Ronan | MT | 59864
8 | 2030193 | Mountain West Ronan 00-32579 | T1 UNL | T1 UNL | Currently in Use | 20000 | TRUE |  | Gasoline (containing <=10% ethanol) | TRUE | Spill Bucket | Confederated Salish and Kootenai Tribes of the Flathead Reservation | Mountain West Ronan 00-32579 | 63980 U.S. Highway 93 | Ronan | MT | 59864
8 | 2030193 | Mountain West Ronan 00-32579 | Tank 2/3 | T2 PREM | Currently in Use | 12000 | TRUE |  | Gasoline (containing <=10% ethanol) | TRUE | Spill Bucket | Confederated Salish and Kootenai Tribes of the Flathead Reservation | Mountain West Ronan 00-32579 | 63980 U.S. Highway 93 | Ronan | MT | 59864
8 | 2030193 | Mountain West Ronan 00-32579 | Tank 2/3 | T3 DSL | Currently in Use | 8000 | TRUE |  | Diesel | TRUE | Spill Bucket | Confederated Salish and Kootenai Tribes of the Flathead Reservation | Mountain West Ronan 00-32579 | 63980 U.S. Highway 93 | Ronan | MT | 59864
8 | 2030193 | Mountain West Ronan 00-32579 | Tank 4 (Field DSL) | T4 Field DSL | Currently in Use | 20000 | TRUE |  | Diesel | TRUE | Spill Bucket | Confederated Salish and Kootenai Tribes of the Flathead Reservation | Mountain West Ronan 00-32579 | 63980 U.S. Highway 93 | Ronan | MT | 59864
8 | 2030193 | Mountain West Ronan 00-32579 | Tank 5 (Dyed) | T5 Dyed DSL | Currently in Use | 20000 | TRUE |  | Diesel | TRUE | Spill Bucket | Confederated Salish and Kootenai Tribes of the Flathead Reservation | Mountain West Ronan 00-32579 | 63980 U.S. Highway 93 | Ronan | MT | 59864
8 | 2030193 | Mountain West Ronan 00-32579 | Tank 6 (#2 DSL) | T6 #2 DSL | Currently in Use | 20000 | TRUE |  | Diesel | TRUE | Spill Bucket | Confederated Salish and Kootenai Tribes of the Flathead Reservation | Mountain West Ronan 00-32579 | 63980 U.S. Highway 93 | Ronan | MT | 59864
8 | 2040001 | Valley Grocery #2 (Abandoned) | Tank 1 | Tank 1 Compartment 1 | Permanently Out of Use | 4000 | TRUE |  | Gasoline (containing <=10% ethanol) | FALSE | Unknown | Fort Belknap Indian Community of the Fort Belknap Reservation of Montana | Valley Grocery #2 (Abandoned) | Hwy 66 | Hays | MT | 59527
8 | 2040001 | Valley Grocery #2 (Abandoned) | Tank 6 | Tank 6 Compartment 1 | Permanently Out of Use | 6000 | TRUE |  | Gasoline (containing <=10% ethanol) | FALSE | Unknown | Fort Belknap Indian Community of the Fort Belknap Reservation of Montana | Valley Grocery #2 (Abandoned) | Hwy 66 | Hays | MT | 59527
8 | 2040001 | Valley Grocery #2 (Abandoned) | Tank 5 | Tank 5 Compartment 1 | Permanently Out of Use | 4000 | TRUE |  | Gasoline (containing <=10% ethanol) | FALSE | Unknown | Fort Belknap Indian Community of the Fort Belknap Reservation of Montana | Valley Grocery #2 (Abandoned) | Hwy 66 | Hays | MT | 59527
8 | 2040001 | Valley Grocery #2 (Abandoned) | Tank 4 | Tank 4 Compartment 1 | Permanently Out of Use | 2000 | TRUE |  | Diesel | FALSE | Unknown | Fort Belknap Indian Community of the Fort Belknap Reservation of Montana | Valley Grocery #2 (Abandoned) | Hwy 66 | Hays | MT | 59527
8 | 2040001 | Valley Grocery #2 (Abandoned) | Tank 3 | Tank 3 Compartment 1 | Permanently Out of Use | 4000 | TRUE |  | Gasoline (containing <=10% ethanol) | FALSE | Unknown | Fort Belknap Indian Community of the Fort Belknap Reservation of Montana | Valley Grocery #2 (Abandoned) | Hwy 66 | Hays | MT | 59527
8 | 2040001 | Valley Grocery #2 (Abandoned) | Tank 2 | Tank 2 Compartment 1 | Permanently Out of Use | 4000 | TRUE |  | Diesel | FALSE | Unknown | Fort Belknap Indian Community of the Fort Belknap Reservation of Montana | Valley Grocery #2 (Abandoned) | Hwy 66 | Hays | MT | 59527
8 | 2040002 | Hays High School | Tank 1 | Tank 1 Compartment 1 | Permanently Out of Use | 1000 | TRUE |  | Gasoline (containing <=10% ethanol) | FALSE | Unknown | Fort Belknap Indian Community of the Fort Belknap Reservation of Montana | Hays High School | Hwy 66 | Hays | MT | 59527
8 | 2040004 | Lodgepole Store | Tank 1 | Tank 1 Compartment 1 | Permanently Out of Use | 1000 | TRUE | 2004-07-14 | Gasoline (containing <=10% ethanol) | FALSE | Unknown | Fort Belknap Indian Community of the Fort Belknap Reservation of Montana | Lodgepole Store | General Delivery | Dodson | MT | 59524
8 | 2040004 | Lodgepole Store | Tank 2 | Tank 2 Compartment 1 | Permanently Out of Use | 2000 | TRUE | 2004-07-14 | Gasoline (containing <=10% ethanol) | FALSE | Unknown | Fort Belknap Indian Community of the Fort Belknap Reservation of Montana | Lodgepole Store | General Delivery | Dodson | MT | 59524
8 | 2040005 | Little River Trading Post | XX Tank 3 DSL | Tank 3 DSL | Permanently Out of Use | 10000 | TRUE | 2025-07-07 | Diesel | TRUE | Spill Bucket | Fort Belknap Indian Community of the Fort Belknap Reservation of Montana | Little River Trading Post | 102 Assiniboine St. | Harlem | MT | 59526
8 | 2040005 | Little River Trading Post | Tank 6/7 | DSL MT#6319 (Tank 7) | Currently in Use | 6000 | TRUE | 2025-09-03 | Diesel | TRUE | Spill Bucket | Fort Belknap Indian Community of the Fort Belknap Reservation of Montana | Little River Trading Post | 102 Assiniboine St. | Harlem | MT | 59526
8 | 2040005 | Little River Trading Post | Tank 6/7 | PUL MT#6318 (Tank 6) | Currently in Use | 4000 | TRUE | 2025-09-03 | Gasoline (containing <=10% ethanol) | TRUE | Spill Bucket | Fort Belknap Indian Community of the Fort Belknap Reservation of Montana | Little River Trading Post | 102 Assiniboine St. | Harlem | MT | 59526
8 | 2040005 | Little River Trading Post | Tank 5 | RUL MT#6317 (Tank 5) | Currently in Use | 10000 | TRUE | 2025-09-03 | Gasoline (containing <=10% ethanol) | TRUE | Spill Bucket | Fort Belknap Indian Community of the Fort Belknap Reservation of Montana | Little River Trading Post | 102 Assiniboine St. | Harlem | MT | 59526
8 | 2040005 | Little River Trading Post | XX Tank 2 (REG UNL) | Tank 2 REG UNL | Permanently Out of Use | 10000 | TRUE | 2025-07-07 | Gasoline (containing <=10% ethanol) | TRUE | Spill Bucket | Fort Belknap Indian Community of the Fort Belknap Reservation of Montana | Little River Trading Post | 102 Assiniboine St. | Harlem | MT | 59526
8 | 2040005 | Little River Trading Post | XX Tank 1 (REG UNL) | REG (T1) | Permanently Out of Use | 10000 | TRUE | 2025-07-07 | Gasoline (containing <=10% ethanol) | TRUE | Spill Bucket | Fort Belknap Indian Community of the Fort Belknap Reservation of Montana | Little River Trading Post | 102 Assiniboine St. | Harlem | MT | 59526
8 | 2040005 | Little River Trading Post | XX Tank 4 (Prem) | Tank 4 PREM | Permanently Out of Use | 6000 | TRUE | 2025-07-07 | Gasoline (containing <=10% ethanol) | TRUE | Spill Bucket | Fort Belknap Indian Community of the Fort Belknap Reservation of Montana | Little River Trading Post | 102 Assiniboine St. | Harlem | MT | 59526
8 | 2040006 | Lodgepole Elementary School | Tank 1 | Tank 1 Compartment 1 | Permanently Out of Use | 1000 | TRUE |  | Gasoline (containing <=10% ethanol) | FALSE | Unknown | Fort Belknap Indian Community of the Fort Belknap Reservation of Montana | Lodgepole Elementary School | Hwy 66 | Hays | MT | 59527
8 | 2040007 | Becks General Store | Tank 1 | Tank 1 Compartment 1 | Permanently Out of Use | 1020 | TRUE |  | Gasoline (containing <=10% ethanol) | FALSE | Unknown | Fort Belknap Indian Community of the Fort Belknap Reservation of Montana | Becks General Store | Unknown (Lodgepole, MT) | Hays | MT | 59527
8 | 2040007 | Becks General Store | Tank 2 | Tank 2 Compartment 1 | Permanently Out of Use | 1020 | TRUE |  | Gasoline (containing <=10% ethanol) | FALSE | Unknown | Fort Belknap Indian Community of the Fort Belknap Reservation of Montana | Becks General Store | Unknown (Lodgepole, MT) | Hays | MT | 59527
8 | 2040008 | St. Paul Mission | Tank 1 | Tank 1 Compartment 1 | Permanently Out of Use | 1000 | TRUE |  | Gasoline (containing <=10% ethanol) | FALSE | Unknown | Fort Belknap Indian Community of the Fort Belknap Reservation of Montana | St. Paul Mission | 100 Stevens St. | Hays | MT | 59527
8 | 2040008 | St. Paul Mission | Tank 2 | Tank 2 Compartment 1 | Permanently Out of Use | 1000 | TRUE |  | Gasoline (containing <=10% ethanol) | FALSE | Unknown | Fort Belknap Indian Community of the Fort Belknap Reservation of Montana | St. Paul Mission | 100 Stevens St. | Hays | MT | 59527
8 | 2040009 | BN Harlem Microwave | Tank 1 | Tank 1 Compartment 1 | Permanently Out of Use | 300 | TRUE |  | Diesel | FALSE | Unknown | Fort Belknap Indian Community of the Fort Belknap Reservation of Montana | BN Harlem Microwave | Junction Hwy 2 & 367 4.4 miles South | Harlem | MT | 59526
8 | 2040010 | Building 77 | Tank 1 | Tank 1 Compartment 1 | Permanently Out of Use | 5000 | TRUE | 2003-10-21 | Gasoline (containing <=10% ethanol) | FALSE | Unknown | Fort Belknap Indian Community of the Fort Belknap Reservation of Montana | Building 77 |  | Fort Belknap | MT
8 | 2050001 | City of Poplar | Tank 1 | Tank 1 Compartment 1 | Permanently Out of Use | 1000 | TRUE |  | Gasoline (containing <=10% ethanol) | FALSE | Unknown | Assiniboine and Sioux Tribes of the Fort Peck Indian Reservation, Montana | City of Poplar | 106 A Street East | Poplar | MT | 59255
8 | 2050002 | Moe Chevrolet-Olds-Cadillac | Tank 1 | Tank 1 Compartment 1 | Permanently Out of Use | 500 | TRUE |  | Used Oil | FALSE | Unknown | Assiniboine and Sioux Tribes of the Fort Peck Indian Reservation, Montana | Moe Chevrolet-Olds-Cadillac | 115 First Ave. P.O. Box 98 | Poplar | MT | 59255
8 | 2050004 | Butch's Exxon | Tank 1 | Tank 1 Compartment 1 | Permanently Out of Use | 1000 | TRUE |  | Diesel | FALSE | Unknown | Assiniboine and Sioux Tribes of the Fort Peck Indian Reservation, Montana | Butch's Exxon | 401 F Street | Poplar | MT | 59255
8 | 2050004 | Butch's Exxon | Tank 13 | Tank 13 Compartment 1 | Permanently Out of Use | 500 | TRUE | 2017-04-10 | Gasoline (containing <=10% ethanol) | FALSE | Unknown | Assiniboine and Sioux Tribes of the Fort Peck Indian Reservation, Montana | Butch's Exxon | 401 F Street | Poplar | MT | 59255
8 | 2050004 | Butch's Exxon | Tank 9 | Tank 9 Compartment 3 | Permanently Out of Use | 4000 | TRUE |  | Gasoline (containing <=10% ethanol) | TRUE | Spill Bucket | Assiniboine and Sioux Tribes of the Fort Peck Indian Reservation, Montana | Butch's Exxon | 401 F Street | Poplar | MT | 59255
8 | 2050004 | Butch's Exxon | Tank 9 | Tank 9 Compartment 2 | Permanently Out of Use | 4000 | TRUE |  | Gasoline (containing <=10% ethanol) | TRUE | Spill Bucket | Assiniboine and Sioux Tribes of the Fort Peck Indian Reservation, Montana | Butch's Exxon | 401 F Street | Poplar | MT | 59255
8 | 2050004 | Butch's Exxon | Tank 10 | Tank 10 Compartment 1 | Permanently Out of Use | 4000 | TRUE |  | Diesel | FALSE | Unknown | Assiniboine and Sioux Tribes of the Fort Peck Indian Reservation, Montana | Butch's Exxon | 401 F Street | Poplar | MT | 59255
8 | 2050004 | Butch's Exxon | Tank 9 | Tank 9 Compartment 1 | Permanently Out of Use | 4000 | TRUE | 2013-05-01 | Gasoline (containing <=10% ethanol) | TRUE | Spill Bucket | Assiniboine and Sioux Tribes of the Fort Peck Indian Reservation, Montana | Butch's Exxon | 401 F Street | Poplar | MT | 59255
8 | 2050004 | Butch's Exxon | Tank 8 | Tank 8 Compartment 1 | Permanently Out of Use | 4000 | TRUE |  | Gasoline (containing <=10% ethanol) | FALSE | Unknown | Assiniboine and Sioux Tribes of the Fort Peck Indian Reservation, Montana | Butch's Exxon | 401 F Street | Poplar | MT | 59255
8 | 2050004 | Butch's Exxon | Tank 7 | Tank 7 Compartment 1 | Permanently Out of Use | 4000 | TRUE |  | Gasoline (containing <=10% ethanol) | FALSE | Unknown | Assiniboine and Sioux Tribes of the Fort Peck Indian Reservation, Montana | Butch's Exxon | 401 F Street | Poplar | MT | 59255
8 | 2050004 | Butch's Exxon | Tank 6 | Tank 6 Compartment 1 | Permanently Out of Use | 3000 | TRUE |  | Gasoline (containing <=10% ethanol) | FALSE | Unknown | Assiniboine and Sioux Tribes of the Fort Peck Indian Reservation, Montana | Butch's Exxon | 401 F Street | Poplar | MT | 59255
8 | 2050004 | Butch's Exxon | Tank 3 | Tank 3 Compartment 1 | Permanently Out of Use | 4000 | TRUE |  | Gasoline (containing <=10% ethanol) | FALSE | Unknown | Assiniboine and Sioux Tribes of the Fort Peck Indian Reservation, Montana | Butch's Exxon | 401 F Street | Poplar | MT | 59255
8 | 2050004 | Butch's Exxon | Tank 2 | Tank 2 Compartment 1 | Permanently Out of Use | 4000 | TRUE |  | Gasoline (containing <=10% ethanol) | FALSE | Unknown | Assiniboine and Sioux Tribes of the Fort Peck Indian Reservation, Montana | Butch's Exxon | 401 F Street | Poplar | MT | 59255
8 | 2050006 | Fort Peck Agency Irrigation Department | Tank 1 | Tank 1 Compartment 1 | Permanently Out of Use | 1500 | TRUE |  | Diesel | FALSE | Unknown | Assiniboine and Sioux Tribes of the Fort Peck Indian Reservation, Montana | Fort Peck Agency Irrigation Department | 602 6th Ave. North | Wolf Point | MT | 59201
8 | 2050006 | Fort Peck Agency Irrigation Department | Tank 3 | Tank 3 Compartment 1 | Permanently Out of Use | 3000 | TRUE |  | Diesel | FALSE | Unknown | Assiniboine and Sioux Tribes of the Fort Peck Indian Reservation, Montana | Fort Peck Agency Irrigation Department | 602 6th Ave. North | Wolf Point | MT | 59201
8 | 2050006 | Fort Peck Agency Irrigation Department | Tank 2 | Tank 2 Compartment 1 | Permanently Out of Use | 1250 | TRUE |  | Gasoline (containing <=10% ethanol) | FALSE | Unknown | Assiniboine and Sioux Tribes of the Fort Peck Indian Reservation, Montana | Fort Peck Agency Irrigation Department | 602 6th Ave. North | Wolf Point | MT | 59201
8 | 2050007 | Bill's Conoco Service | Tank 1 | Tank 1 Compartment 1 | Permanently Out of Use | 3000 | TRUE |  | Gasoline (containing <=10% ethanol) | FALSE | Unknown | Assiniboine and Sioux Tribes of the Fort Peck Indian Reservation, Montana | Bill's Conoco Service | Hwy 2 & 5th Ave. North | Wolf Point | MT | 59201
8 | 2050007 | Bill's Conoco Service | Tank 6 | Tank 6 Compartment 1 | Permanently Out of Use | 4000 | TRUE |  | Gasoline (containing <=10% ethanol) | FALSE | Unknown | Assiniboine and Sioux Tribes of the Fort Peck Indian Reservation, Montana | Bill's Conoco Service | Hwy 2 & 5th Ave. North | Wolf Point | MT | 59201
8 | 2050007 | Bill's Conoco Service | Tank 5 | Tank 5 Compartment 1 | Permanently Out of Use | 4000 | TRUE |  | Gasoline (containing <=10% ethanol) | FALSE | Unknown | Assiniboine and Sioux Tribes of the Fort Peck Indian Reservation, Montana | Bill's Conoco Service | Hwy 2 & 5th Ave. North | Wolf Point | MT | 59201
8 | 2050007 | Bill's Conoco Service | Tank 4 | Tank 4 Compartment 1 | Permanently Out of Use | 6000 | TRUE |  | Gasoline (containing <=10% ethanol) | FALSE | Unknown | Assiniboine and Sioux Tribes of the Fort Peck Indian Reservation, Montana | Bill's Conoco Service | Hwy 2 & 5th Ave. North | Wolf Point | MT | 59201
8 | 2050007 | Bill's Conoco Service | Tank 3 | Tank 3 Compartment 1 | Permanently Out of Use | 300 | TRUE |  | Used Oil | FALSE | Unknown | Assiniboine and Sioux Tribes of the Fort Peck Indian Reservation, Montana | Bill's Conoco Service | Hwy 2 & 5th Ave. North | Wolf Point | MT | 59201
8 | 2050007 | Bill's Conoco Service | Tank 2 | Tank 2 Compartment 1 | Permanently Out of Use | 550 | TRUE |  | Gasoline (containing <=10% ethanol) | FALSE | Unknown | Assiniboine and Sioux Tribes of the Fort Peck Indian Reservation, Montana | Bill's Conoco Service | Hwy 2 & 5th Ave. North | Wolf Point | MT | 59201
8 | 2050008 | Poplar Westland | Tank 1 | Tank 1 Compartment 1 | Permanently Out of Use | 2000 | TRUE |  | Diesel | FALSE | Unknown | Assiniboine and Sioux Tribes of the Fort Peck Indian Reservation, Montana | Poplar Westland | 200 First St. West | Poplar | MT | 59255
8 | 2050008 | Poplar Westland | Tank 4 | Tank 4 Compartment 1 | Permanently Out of Use | 1000 | TRUE |  | Gasoline (containing <=10% ethanol) | FALSE | Unknown | Assiniboine and Sioux Tribes of the Fort Peck Indian Reservation, Montana | Poplar Westland | 200 First St. West | Poplar | MT | 59255
8 | 2050008 | Poplar Westland | Tank 3 | Tank 3 Compartment 1 | Permanently Out of Use | 8000 | TRUE |  | Gasoline (containing <=10% ethanol) | FALSE | Unknown | Assiniboine and Sioux Tribes of the Fort Peck Indian Reservation, Montana | Poplar Westland | 200 First St. West | Poplar | MT | 59255
8 | 2050008 | Poplar Westland | Tank 2 | Tank 2 Compartment 1 | Permanently Out of Use | 6000 | TRUE |  | Gasoline (containing <=10% ethanol) | FALSE | Unknown | Assiniboine and Sioux Tribes of the Fort Peck Indian Reservation, Montana | Poplar Westland | 200 First St. West | Poplar | MT | 59255
8 | 2050009 | Rick's Exxon | Tank 1 | Tank 1 Compartment 1 | Permanently Out of Use | 8000 | TRUE |  | Gasoline (containing <=10% ethanol) | FALSE | Unknown | Assiniboine and Sioux Tribes of the Fort Peck Indian Reservation, Montana | Rick's Exxon | 330 Hwy 2 | Wolf Point | MT | 59201
8 | 2050009 | Rick's Exxon | Tank 5 | Tank 5 Compartment 1 | Permanently Out of Use | 1000 | TRUE |  | Used Oil | FALSE | Unknown | Assiniboine and Sioux Tribes of the Fort Peck Indian Reservation, Montana | Rick's Exxon | 330 Hwy 2 | Wolf Point | MT | 59201
8 | 2050009 | Rick's Exxon | Tank 4 | Tank 4 Compartment 1 | Permanently Out of Use | 4000 | TRUE |  | Diesel | FALSE | Unknown | Assiniboine and Sioux Tribes of the Fort Peck Indian Reservation, Montana | Rick's Exxon | 330 Hwy 2 | Wolf Point | MT | 59201
8 | 2050009 | Rick's Exxon | Tank 3 | Tank 3 Compartment 1 | Permanently Out of Use | 8000 | TRUE |  | Diesel | FALSE | Unknown | Assiniboine and Sioux Tribes of the Fort Peck Indian Reservation, Montana | Rick's Exxon | 330 Hwy 2 | Wolf Point | MT | 59201
8 | 2050009 | Rick's Exxon | Tank 2 | Tank 2 Compartment 1 | Permanently Out of Use | 2000 | TRUE |  | Diesel | FALSE | Unknown | Assiniboine and Sioux Tribes of the Fort Peck Indian Reservation, Montana | Rick's Exxon | 330 Hwy 2 | Wolf Point | MT | 59201
8 | 2050010 | Peters Auto Service | Tank 1 | Tank 1 Compartment 1 | Permanently Out of Use | 1000 | TRUE |  | Gasoline (containing <=10% ethanol) | FALSE | Unknown | Assiniboine and Sioux Tribes of the Fort Peck Indian Reservation, Montana | Peters Auto Service | 225 Hwy 2 | Wolf Point | MT | 59201
8 | 2050010 | Peters Auto Service | Tank 2 | Tank 2 Compartment 1 | Permanently Out of Use | 2000 | TRUE |  | Gasoline (containing <=10% ethanol) | FALSE | Unknown | Assiniboine and Sioux Tribes of the Fort Peck Indian Reservation, Montana | Peters Auto Service | 225 Hwy 2 | Wolf Point | MT | 59201
8 | 2050011 | Larrys Conoco | Tank 1 | Tank 1 Compartment 1 | Permanently Out of Use | 5000 | TRUE |  | Diesel | FALSE | Unknown | Assiniboine and Sioux Tribes of the Fort Peck Indian Reservation, Montana | Larrys Conoco | 301 F St. West | Poplar | MT | 59255
8 | 2050011 | Larrys Conoco | Tank 3 | Tank 3 Compartment 1 | Permanently Out of Use | 6000 | TRUE |  | Gasoline (containing <=10% ethanol) | FALSE | Unknown | Assiniboine and Sioux Tribes of the Fort Peck Indian Reservation, Montana | Larrys Conoco | 301 F St. West | Poplar | MT | 59255
8 | 2050011 | Larrys Conoco | Tank 2 | Tank 2 Compartment 1 | Permanently Out of Use | 5000 | TRUE |  | Gasoline (containing <=10% ethanol) | FALSE | Unknown | Assiniboine and Sioux Tribes of the Fort Peck Indian Reservation, Montana | Larrys Conoco | 301 F St. West | Poplar | MT | 59255
8 | 2050013 | J & R Service | UNL | UNL | Currently in Use | 2000 | TRUE |  | Gasoline (containing <=10% ethanol) | TRUE | Spill Bucket | Assiniboine and Sioux Tribes of the Fort Peck Indian Reservation, Montana | J & R Service | 101 Main Street | Reserve | MT | 59258
8 | 2050013 | J & R Service | DSL | DSL | Currently in Use | 2000 | TRUE |  | Diesel | TRUE | Spill Bucket | Assiniboine and Sioux Tribes of the Fort Peck Indian Reservation, Montana | J & R Service | 101 Main Street | Reserve | MT | 59258
8 | 2050013 | J & R Service | X Tank 4 | Tank 4 Compartment 1 | Permanently Out of Use | 550 | TRUE |  | Gasoline (containing <=10% ethanol) | FALSE | Unknown | Assiniboine and Sioux Tribes of the Fort Peck Indian Reservation, Montana | J & R Service | 101 Main Street | Reserve | MT | 59258
8 | 2050013 | J & R Service | X Tank 3 | Tank 3 Compartment 1 | Permanently Out of Use | 550 | TRUE |  | Gasoline (containing <=10% ethanol) | FALSE | Unknown | Assiniboine and Sioux Tribes of the Fort Peck Indian Reservation, Montana | J & R Service | 101 Main Street | Reserve | MT | 59258
8 | 2050013 | J & R Service | X Tank 2 | Tank 2 Compartment 1 | Permanently Out of Use | 2000 | TRUE |  | Diesel | TRUE | Spill Bucket | Assiniboine and Sioux Tribes of the Fort Peck Indian Reservation, Montana | J & R Service | 101 Main Street | Reserve | MT | 59258
8 | 2050014 | Town Pump #8946 (Wolf Point) | Tank 1 | Tank 1 REG | Currently in Use | 12000 | TRUE |  | Gasoline (containing <=10% ethanol) | TRUE | Spill Bucket | Assiniboine and Sioux Tribes of the Fort Peck Indian Reservation, Montana | Town Pump #8946 (Wolf Point) | 401 Cascade Street | Wolf Point | MT | 59201
8 | 2050014 | Town Pump #8946 (Wolf Point) | Tank 6 | Tank 6 DSL | Currently in Use | 12000 | TRUE |  | Diesel | TRUE | Spill Bucket | Assiniboine and Sioux Tribes of the Fort Peck Indian Reservation, Montana | Town Pump #8946 (Wolf Point) | 401 Cascade Street | Wolf Point | MT | 59201
8 | 2050014 | Town Pump #8946 (Wolf Point) | Tank 3 | Tank 3 DSL | Currently in Use | 12000 | TRUE |  | Diesel | TRUE | Spill Bucket | Assiniboine and Sioux Tribes of the Fort Peck Indian Reservation, Montana | Town Pump #8946 (Wolf Point) | 401 Cascade Street | Wolf Point | MT | 59201
8 | 2050014 | Town Pump #8946 (Wolf Point) | Tank 5 RD | Tank 5 DSL | Currently in Use | 10000 | TRUE |  | Diesel | TRUE | Spill Bucket | Assiniboine and Sioux Tribes of the Fort Peck Indian Reservation, Montana | Town Pump #8946 (Wolf Point) | 401 Cascade Street | Wolf Point | MT | 59201
8 | 2050014 | Town Pump #8946 (Wolf Point) | Tank 4 DSL | Tank 4 DSL | Currently in Use | 6000 | TRUE |  | Diesel | TRUE | Spill Bucket | Assiniboine and Sioux Tribes of the Fort Peck Indian Reservation, Montana | Town Pump #8946 (Wolf Point) | 401 Cascade Street | Wolf Point | MT | 59201
8 | 2050014 | Town Pump #8946 (Wolf Point) | Tank 2 | Tank 2 PREM | Currently in Use | 12000 | TRUE |  | Gasoline (containing <=10% ethanol) | TRUE | Spill Bucket | Assiniboine and Sioux Tribes of the Fort Peck Indian Reservation, Montana | Town Pump #8946 (Wolf Point) | 401 Cascade Street | Wolf Point | MT | 59201
8 | 2050015 | Dallas Aero & Sales | Tank 1 | Tank 1 Compartment 1 | Permanently Out of Use | 4000 | TRUE |  | Gasoline (containing <=10% ethanol) | FALSE | Unknown | Assiniboine and Sioux Tribes of the Fort Peck Indian Reservation, Montana | Dallas Aero & Sales | Airport Road, P.O. Box 128 | Poplar | MT | 59255
8 | 2050015 | Dallas Aero & Sales | Tank 3 | Tank 3 Compartment 1 | Permanently Out of Use | 1000 | TRUE |  | Gasoline (containing <=10% ethanol) | FALSE | Unknown | Assiniboine and Sioux Tribes of the Fort Peck Indian Reservation, Montana | Dallas Aero & Sales | Airport Road, P.O. Box 128 | Poplar | MT | 59255
8 | 2050015 | Dallas Aero & Sales | Tank 2 | Tank 2 Compartment 1 | Permanently Out of Use | 1000 | TRUE |  | Gasoline (containing <=10% ethanol) | FALSE | Unknown | Assiniboine and Sioux Tribes of the Fort Peck Indian Reservation, Montana | Dallas Aero & Sales | Airport Road, P.O. Box 128 | Poplar | MT | 59255
8 | 2050016 | Montana DOT (Wolf Point Site) | Tank 1 | Tank 1 Compartment 1 | Permanently Out of Use | 10000 | TRUE |  | Gasoline (containing <=10% ethanol) | FALSE | Unknown | Assiniboine and Sioux Tribes of the Fort Peck Indian Reservation, Montana | Montana DOT (Wolf Point Site) | Hwy 25 West | Wolf Point | MT | 59201
8 | 2050016 | Montana DOT (Wolf Point Site) | Tank 6 | Tank 6 Compartment 1 | Permanently Out of Use | 2000 | TRUE |  | Diesel | FALSE | Unknown | Assiniboine and Sioux Tribes of the Fort Peck Indian Reservation, Montana | Montana DOT (Wolf Point Site) | Hwy 25 West | Wolf Point | MT | 59201
8 | 2050016 | Montana DOT (Wolf Point Site) | Tank 5 | Tank 5 Compartment 1 | Permanently Out of Use | 6000 | TRUE | 2004-10-14 | Gasoline (containing <=10% ethanol) | TRUE | Spill Bucket | Assiniboine and Sioux Tribes of the Fort Peck Indian Reservation, Montana | Montana DOT (Wolf Point Site) | Hwy 25 West | Wolf Point | MT | 59201
8 | 2050016 | Montana DOT (Wolf Point Site) | Tank 4 | Tank 4 Compartment 1 | Permanently Out of Use | 10000 | TRUE | 2004-10-13 | Diesel | TRUE | Spill Bucket | Assiniboine and Sioux Tribes of the Fort Peck Indian Reservation, Montana | Montana DOT (Wolf Point Site) | Hwy 25 West | Wolf Point | MT | 59201
8 | 2050016 | Montana DOT (Wolf Point Site) | Tank 3 | Tank 3 Compartment 1 | Permanently Out of Use | 550 | TRUE |  | Used Oil | FALSE | Unknown | Assiniboine and Sioux Tribes of the Fort Peck Indian Reservation, Montana | Montana DOT (Wolf Point Site) | Hwy 25 West | Wolf Point | MT | 59201
8 | 2050016 | Montana DOT (Wolf Point Site) | Tank 2 | Tank 2 Compartment 1 | Permanently Out of Use | 6000 | TRUE |  | Diesel | FALSE | Unknown | Assiniboine and Sioux Tribes of the Fort Peck Indian Reservation, Montana | Montana DOT (Wolf Point Site) | Hwy 25 West | Wolf Point | MT | 59201
8 | 2050017 | Trinder Farms | Tank 1 | Tank 1 Compartment 1 | Permanently Out of Use | 4000 | TRUE |  | Diesel | FALSE | Unknown | Assiniboine and Sioux Tribes of the Fort Peck Indian Reservation, Montana | Trinder Farms | 1 mile East of Poplar | Poplar | MT | 59255
8 | 2050017 | Trinder Farms | Tank 2 | Tank 2 Compartment 1 | Permanently Out of Use | 4000 | TRUE |  | Gasoline (containing <=10% ethanol) | FALSE | Unknown | Assiniboine and Sioux Tribes of the Fort Peck Indian Reservation, Montana | Trinder Farms | 1 mile East of Poplar | Poplar | MT | 59255
8 | 2050019 | Clifford Hagadone | Tank 1 | Tank 1 Compartment 1 | Permanently Out of Use | 8000 | TRUE |  | Used Oil | TRUE | Spill Bucket | Assiniboine and Sioux Tribes of the Fort Peck Indian Reservation, Montana | Clifford Hagadone | 6192 Hwy. 250 West | Wolf Point | MT | 59201
8 | 2050020 | Toews Farm Inc. | Tank 1 | Tank 1 Compartment 1 | Permanently Out of Use | 3000 | TRUE |  | Gasoline (containing <=10% ethanol) | FALSE | Unknown | Assiniboine and Sioux Tribes of the Fort Peck Indian Reservation, Montana | Toews Farm Inc. | P.O. Box 2127 | Wolf Point | MT | 59201
8 | 2050021 | Lustre Bible Academy Society | Tank 1 | Tank 1 Compartment 1 | Permanently Out of Use | 2000 | TRUE |  | Diesel | FALSE | Unknown | Assiniboine and Sioux Tribes of the Fort Peck Indian Reservation, Montana | Lustre Bible Academy Society | Rural Route 1, P.O. Box 57 | Frazer | MT | 59225
8 | 2050022 | Triple H Farms Inc. | Tank 1 | Tank 1 Compartment 1 | Permanently Out of Use | 4000 | TRUE |  | Diesel | FALSE | Unknown | Assiniboine and Sioux Tribes of the Fort Peck Indian Reservation, Montana | Triple H Farms Inc. | P.O. Box 2187 | Wolf Point | MT | 59201
8 | 2050022 | Triple H Farms Inc. | Tank 2 | Tank 2 Compartment 1 | Permanently Out of Use | 4000 | TRUE |  | Gasoline (containing <=10% ethanol) | FALSE | Unknown | Assiniboine and Sioux Tribes of the Fort Peck Indian Reservation, Montana | Triple H Farms Inc. | P.O. Box 2187 | Wolf Point | MT | 59201
8 | 2050023 | Roosevelt County Shop | Tank 4 | Tank 4 Compartment 1 | Permanently Out of Use | 1000 | TRUE |  | Diesel | FALSE | Unknown | Assiniboine and Sioux Tribes of the Fort Peck Indian Reservation, Montana | Roosevelt County Shop | Third & E Street | Poplar | MT | 59255
8 | 2050023 | Roosevelt County Shop | Tank 5 | Tank 5 Compartment 1 | Permanently Out of Use | 1000 | TRUE |  | Gasoline (containing <=10% ethanol) | FALSE | Unknown | Assiniboine and Sioux Tribes of the Fort Peck Indian Reservation, Montana | Roosevelt County Shop | Third & E Street | Poplar | MT | 59255
8 | 2050024 | Wolf Point Site | Tank 1 | Tank 1 Compartment 1 | Permanently Out of Use | 1000 | TRUE |  | Gasoline (containing <=10% ethanol) | FALSE | Unknown | Assiniboine and Sioux Tribes of the Fort Peck Indian Reservation, Montana | Wolf Point Site | Hwy 2 (1 mile east of Wolf Point) | Wolf Point | MT | 59201
8 | 2050024 | Wolf Point Site | Tank 3 | Tank 3 Compartment 1 | Permanently Out of Use | 1000 | TRUE |  | Diesel | FALSE | Unknown | Assiniboine and Sioux Tribes of the Fort Peck Indian Reservation, Montana | Wolf Point Site | Hwy 2 (1 mile east of Wolf Point) | Wolf Point | MT | 59201
8 | 2050024 | Wolf Point Site | Tank 2 | Tank 2 Compartment 1 | Permanently Out of Use | 1000 | TRUE |  | Gasoline (containing <=10% ethanol) | FALSE | Unknown | Assiniboine and Sioux Tribes of the Fort Peck Indian Reservation, Montana | Wolf Point Site | Hwy 2 (1 mile east of Wolf Point) | Wolf Point | MT | 59201
8 | 2050025 | Houg Farm | Tank 1 | Tank 1 Compartment 1 | Permanently Out of Use | 2000 | TRUE |  | Gasoline (containing <=10% ethanol) | FALSE | Unknown | Assiniboine and Sioux Tribes of the Fort Peck Indian Reservation, Montana | Houg Farm | P.O. Box 2238 | Wolf Point | MT | 59201
8 | 2050026 | Wolf Point Airport | Tank 1 | Tank 1 Compartment 1 | Permanently Out of Use | 1000 | TRUE |  | Gasoline (containing <=10% ethanol) | FALSE | Unknown | Assiniboine and Sioux Tribes of the Fort Peck Indian Reservation, Montana | Wolf Point Airport | Airport Road | Wolf Point | MT | 59201
8 | 2050027 | Dave & Berniece Tollefson | Tank 1 | Tank 1 Compartment 1 | Permanently Out of Use | 2000 | TRUE |  | Diesel | FALSE | Unknown | Assiniboine and Sioux Tribes of the Fort Peck Indian Reservation, Montana | Dave & Berniece Tollefson | P.O. Box 5014 Remote Location | Wolf Point | MT | 59201
8 | 2050029 | Honeyland, Inc. | Tank 1 | Tank 1 Compartment 1 | Permanently Out of Use | 1000 | TRUE |  | Diesel | FALSE | Unknown | Assiniboine and Sioux Tribes of the Fort Peck Indian Reservation, Montana | Honeyland, Inc. | P.O. Box 3135 | Wolf Point | MT | 59201
8 | 2050029 | Honeyland, Inc. | Tank 2 | Tank 2 Compartment 1 | Permanently Out of Use | 1000 | TRUE |  | Gasoline (containing <=10% ethanol) | FALSE | Unknown | Assiniboine and Sioux Tribes of the Fort Peck Indian Reservation, Montana | Honeyland, Inc. | P.O. Box 3135 | Wolf Point | MT | 59201
8 | 2050031 | B & S Quick Stop | Tank 1 | Tank 1 Compartment 1 | Permanently Out of Use | 500 | TRUE |  | Gasoline (containing <=10% ethanol) | FALSE | Unknown | Assiniboine and Sioux Tribes of the Fort Peck Indian Reservation, Montana | B & S Quick Stop | Hwy 2 & Main Street | Brockton | MT | 59213
8 | 2050031 | B & S Quick Stop | Tank 4 | West | Currently in Use | 5000 | TRUE |  | Gasoline (containing <=10% ethanol) | TRUE | Spill Bucket | Assiniboine and Sioux Tribes of the Fort Peck Indian Reservation, Montana | B & S Quick Stop | Hwy 2 & Main Street | Brockton | MT | 59213
8 | 2050031 | B & S Quick Stop | Tank 6 | Tank 6 Compartment 1 | Permanently Out of Use | 4000 | TRUE |  | Gasoline (containing <=10% ethanol) | FALSE | Unknown | Assiniboine and Sioux Tribes of the Fort Peck Indian Reservation, Montana | B & S Quick Stop | Hwy 2 & Main Street | Brockton | MT | 59213
8 | 2050031 | B & S Quick Stop | Tank 4 | East | Currently in Use | 7000 | TRUE |  | Gasoline (containing <=10% ethanol) | TRUE | Spill Bucket | Assiniboine and Sioux Tribes of the Fort Peck Indian Reservation, Montana | B & S Quick Stop | Hwy 2 & Main Street | Brockton | MT | 59213
8 | 2050031 | B & S Quick Stop | Tank 3 | Tank 3 Compartment 1 | Permanently Out of Use | 1000 | TRUE |  | Gasoline (containing <=10% ethanol) | FALSE | Unknown | Assiniboine and Sioux Tribes of the Fort Peck Indian Reservation, Montana | B & S Quick Stop | Hwy 2 & Main Street | Brockton | MT | 59213
8 | 2050031 | B & S Quick Stop | Tank 2 | Tank 2 Compartment 1 | Permanently Out of Use | 1000 | TRUE |  | Gasoline (containing <=10% ethanol) | FALSE | Unknown | Assiniboine and Sioux Tribes of the Fort Peck Indian Reservation, Montana | B & S Quick Stop | Hwy 2 & Main Street | Brockton | MT | 59213
8 | 2050034 | Anderson Oil Co. | Tank 1 | Tank 1 Compartment 1 | Permanently Out of Use | 10000 | TRUE |  | Gasoline (containing <=10% ethanol) | FALSE | Unknown | Assiniboine and Sioux Tribes of the Fort Peck Indian Reservation, Montana | Anderson Oil Co. | Hwy. 2 | Poplar | MT | 59255
8 | 2050034 | Anderson Oil Co. | Tank 4 | Tank 4 Compartment 1 | Permanently Out of Use | 10000 | TRUE |  | Diesel | FALSE | Unknown | Assiniboine and Sioux Tribes of the Fort Peck Indian Reservation, Montana | Anderson Oil Co. | Hwy. 2 | Poplar | MT | 59255
8 | 2050034 | Anderson Oil Co. | Tank 3 | Tank 3 Compartment 1 | Permanently Out of Use | 4000 | TRUE |  | Gasoline (containing <=10% ethanol) | FALSE | Unknown | Assiniboine and Sioux Tribes of the Fort Peck Indian Reservation, Montana | Anderson Oil Co. | Hwy. 2 | Poplar | MT | 59255
8 | 2050034 | Anderson Oil Co. | Tank 2 | Tank 2 Compartment 1 | Permanently Out of Use | 12000 | TRUE |  | Gasoline (containing <=10% ethanol) | FALSE | Unknown | Assiniboine and Sioux Tribes of the Fort Peck Indian Reservation, Montana | Anderson Oil Co. | Hwy. 2 | Poplar | MT | 59255
8 | 2050036 | BN Reserve Depot | Tank 1 | Tank 1 Compartment 1 | Permanently Out of Use | 2000 | TRUE |  | Diesel | FALSE | Unknown | Assiniboine and Sioux Tribes of the Fort Peck Indian Reservation, Montana | BN Reserve Depot | Railroad Ave. & A Street | Reserve | MT | 59258
8 | 2050037 | Bill Rathert (a.k.a. Rathert Fox Ford) | Tank 2 | Tank 2 Compartment 1 | Permanently Out of Use | 500 | TRUE |  | Gasoline (containing <=10% ethanol) | FALSE | Unknown | Assiniboine and Sioux Tribes of the Fort Peck Indian Reservation, Montana | Bill Rathert (a.k.a. Rathert Fox Ford) | 924 Fifth Ave. North | Wolf Point | MT | 59201
8 | 2050037 | Bill Rathert (a.k.a. Rathert Fox Ford) | Tank 7 | Tank 7 Compartment 1 | Permanently Out of Use | 500 | TRUE | 1990-03-30 | Gasoline (containing <=10% ethanol) | FALSE | Unknown | Assiniboine and Sioux Tribes of the Fort Peck Indian Reservation, Montana | Bill Rathert (a.k.a. Rathert Fox Ford) | 924 Fifth Ave. North | Wolf Point | MT | 59201
8 | 2050037 | Bill Rathert (a.k.a. Rathert Fox Ford) | Tank 6 | Tank 6 Compartment 1 | Permanently Out of Use | 4000 | TRUE |  | Gasoline (containing <=10% ethanol) | FALSE | Unknown | Assiniboine and Sioux Tribes of the Fort Peck Indian Reservation, Montana | Bill Rathert (a.k.a. Rathert Fox Ford) | 924 Fifth Ave. North | Wolf Point | MT | 59201
8 | 2050037 | Bill Rathert (a.k.a. Rathert Fox Ford) | Tank 5 | Tank 5 Compartment 1 | Permanently Out of Use | 4000 | TRUE |  | Gasoline (containing <=10% ethanol) | FALSE | Unknown | Assiniboine and Sioux Tribes of the Fort Peck Indian Reservation, Montana | Bill Rathert (a.k.a. Rathert Fox Ford) | 924 Fifth Ave. North | Wolf Point | MT | 59201
8 | 2050037 | Bill Rathert (a.k.a. Rathert Fox Ford) | Tank 4 | Tank 4 Compartment 1 | Permanently Out of Use | 4000 | TRUE |  | Gasoline (containing <=10% ethanol) | FALSE | Unknown | Assiniboine and Sioux Tribes of the Fort Peck Indian Reservation, Montana | Bill Rathert (a.k.a. Rathert Fox Ford) | 924 Fifth Ave. North | Wolf Point | MT | 59201
8 | 2050037 | Bill Rathert (a.k.a. Rathert Fox Ford) | Tank 3 | Tank 3 Compartment 1 | Permanently Out of Use | 500 | TRUE |  | Used Oil | FALSE | Unknown | Assiniboine and Sioux Tribes of the Fort Peck Indian Reservation, Montana | Bill Rathert (a.k.a. Rathert Fox Ford) | 924 Fifth Ave. North | Wolf Point | MT | 59201
8 | 2050038 | BN Poplar Old Signal | Tank 1 | Tank 1 Compartment 1 | Permanently Out of Use | 1000 | TRUE |  | Diesel | FALSE | Unknown | Assiniboine and Sioux Tribes of the Fort Peck Indian Reservation, Montana | BN Poplar Old Signal | Sioux & 5th Street | Poplar | MT | 59255
8 | 2050039 | Brockton Facility | Tank 1 | Tank 1 Compartment 1 | Permanently Out of Use | 1200 | TRUE |  | Diesel | FALSE | Unknown | Assiniboine and Sioux Tribes of the Fort Peck Indian Reservation, Montana | Brockton Facility | A Street | Brockton | MT | 59213
8 | 2050041 | Former Farmex Grain Co-Op | Tank 1 | Tank 1 Compartment 1 | Permanently Out of Use | 500 | TRUE |  | Gasoline (containing <=10% ethanol) | FALSE | Unknown | Assiniboine and Sioux Tribes of the Fort Peck Indian Reservation, Montana | Former Farmex Grain Co-Op | Front Street Burlington Northern Tracks | Wolf Point | MT | 59201
8 | 2050041 | Former Farmex Grain Co-Op | Tank 2 | Tank 2 Compartment 1 | Permanently Out of Use | 500 | TRUE |  | Gasoline (containing <=10% ethanol) | FALSE | Unknown | Assiniboine and Sioux Tribes of the Fort Peck Indian Reservation, Montana | Former Farmex Grain Co-Op | Front Street Burlington Northern Tracks | Wolf Point | MT | 59201
8 | 2050042 | Nordwick Farm, Donald | Tank 1 | Tank 1 Compartment 1 | Permanently Out of Use | 4000 | TRUE |  | Diesel | FALSE | Unknown | Assiniboine and Sioux Tribes of the Fort Peck Indian Reservation, Montana | Nordwick Farm, Donald | P.O. Box 2029 | Poplar | MT | 59255
8 | 2050044 | L. M. Clayton Airport | Tank 1 | Tank 1 Av Gas | Currently in Use | 8000 | TRUE |  | Av Gas | TRUE | Spill Bucket | Assiniboine and Sioux Tribes of the Fort Peck Indian Reservation, Montana | L. M. Clayton Airport | 5727 Hwy. 25 | Wolf Point | MT | 59201
8 | 2050044 | L. M. Clayton Airport | Tank 1 | Tank 1 DSL | Currently in Use | 4000 | TRUE |  | Diesel | TRUE | Spill Bucket | Assiniboine and Sioux Tribes of the Fort Peck Indian Reservation, Montana | L. M. Clayton Airport | 5727 Hwy. 25 | Wolf Point | MT | 59201
8 | 2050044 | L. M. Clayton Airport | Tank 6 | Tank 6 Compartment 1 | Permanently Out of Use | 4000 | TRUE |  | Gasoline (containing <=10% ethanol) | TRUE | Spill Bucket | Assiniboine and Sioux Tribes of the Fort Peck Indian Reservation, Montana | L. M. Clayton Airport | 5727 Hwy. 25 | Wolf Point | MT | 59201
8 | 2050044 | L. M. Clayton Airport | Tank 5 | Tank 5 Compartment 1 | Permanently Out of Use | 4000 | TRUE |  | Gasoline (containing <=10% ethanol) | FALSE | Unknown | Assiniboine and Sioux Tribes of the Fort Peck Indian Reservation, Montana | L. M. Clayton Airport | 5727 Hwy. 25 | Wolf Point | MT | 59201
8 | 2050044 | L. M. Clayton Airport | Tank 4 | Tank 4 Compartment 1 | Permanently Out of Use | 8000 | TRUE |  | Gasoline (containing <=10% ethanol) | TRUE | Spill Bucket | Assiniboine and Sioux Tribes of the Fort Peck Indian Reservation, Montana | L. M. Clayton Airport | 5727 Hwy. 25 | Wolf Point | MT | 59201
8 | 2050044 | L. M. Clayton Airport | Tank 3 | Tank 3 Compartment 1 | Permanently Out of Use | 4000 | TRUE |  | Gasoline (containing <=10% ethanol) | FALSE | Unknown | Assiniboine and Sioux Tribes of the Fort Peck Indian Reservation, Montana | L. M. Clayton Airport | 5727 Hwy. 25 | Wolf Point | MT | 59201
8 | 2050046 | Pankratz Brothers | Tank 1 | Tank 1 Compartment 1 | Permanently Out of Use | 1200 | TRUE |  | Gasoline (containing <=10% ethanol) | FALSE | Unknown | Assiniboine and Sioux Tribes of the Fort Peck Indian Reservation, Montana | Pankratz Brothers | P.O. Box 37 | Frazer | MT | 59225
8 | 2050047 | Olfert Farm | Tank 1 | Tank 1 Compartment 1 | Permanently Out of Use | 4000 | TRUE |  | Gasoline (containing <=10% ethanol) | FALSE | Unknown | Assiniboine and Sioux Tribes of the Fort Peck Indian Reservation, Montana | Olfert Farm | SR 266 P.O. Box 28 | Frazer | MT | 59225
8 | 2050048 | Lorrain Ruffato Shop | Tank 1 | Tank 1 Compartment 1 | Permanently Out of Use | 1000 | TRUE |  | Gasoline (containing <=10% ethanol) | FALSE | Unknown | Assiniboine and Sioux Tribes of the Fort Peck Indian Reservation, Montana | Lorrain Ruffato Shop | Lots 3,4,5,6,7 of Block 4 | Poplar | MT | 59255
8 | 2050049 | Tande Grocery | Tank 1 | Tank 1 Compartment 1 | Permanently Out of Use | 1000 | TRUE |  | Gasoline (containing <=10% ethanol) | FALSE | Unknown | Assiniboine and Sioux Tribes of the Fort Peck Indian Reservation, Montana | Tande Grocery | 1st Ave. North P.O. Box 607 | Poplar | MT | 59255
8 | 2050049 | Tande Grocery | Tank 2 | Tank 2 Compartment 1 | Permanently Out of Use | 1000 | TRUE |  | Gasoline (containing <=10% ethanol) | FALSE | Unknown | Assiniboine and Sioux Tribes of the Fort Peck Indian Reservation, Montana | Tande Grocery | 1st Ave. North P.O. Box 607 | Poplar | MT | 59255
8 | 2050050 | Kelsey's Store | Tank 1 | Tank 1 Compartment 1 | Permanently Out of Use | 250 | TRUE |  | Kerosene | FALSE | Unknown | Assiniboine and Sioux Tribes of the Fort Peck Indian Reservation, Montana | Kelsey's Store | 236 2nd Ave. West | Poplar | MT | 59255
8 | 2050050 | Kelsey's Store | Tank 3 | Tank 3 Compartment 1 | Permanently Out of Use | 500 | TRUE |  | Gasoline (containing <=10% ethanol) | FALSE | Unknown | Assiniboine and Sioux Tribes of the Fort Peck Indian Reservation, Montana | Kelsey's Store | 236 2nd Ave. West | Poplar | MT | 59255
8 | 2050050 | Kelsey's Store | Tank 2 | Tank 2 Compartment 1 | Permanently Out of Use | 500 | TRUE |  | Gasoline (containing <=10% ethanol) | FALSE | Unknown | Assiniboine and Sioux Tribes of the Fort Peck Indian Reservation, Montana | Kelsey's Store | 236 2nd Ave. West | Poplar | MT | 59255
8 | 2050051 | Vine Flying Service | Tank 1 | Tank 1 Compartment 1 | Permanently Out of Use | 1000 | TRUE |  | Gasoline (containing <=10% ethanol) | FALSE | Unknown | Assiniboine and Sioux Tribes of the Fort Peck Indian Reservation, Montana | Vine Flying Service | Roosevelt Co. Airport | Wolf Point | MT | 59201
8 | 2050052 | Triple Supply | Tank 1 | Tank 1 Compartment 1 | Permanently Out of Use | 500 | TRUE |  | Gasoline (containing <=10% ethanol) | FALSE | Unknown | Assiniboine and Sioux Tribes of the Fort Peck Indian Reservation, Montana | Triple Supply | 408 2nd Ave. West | Poplar | MT | 59255
8 | 2050052 | Triple Supply | Tank 2 | Tank 2 Compartment 1 | Permanently Out of Use | 500 | TRUE |  | Gasoline (containing <=10% ethanol) | FALSE | Unknown | Assiniboine and Sioux Tribes of the Fort Peck Indian Reservation, Montana | Triple Supply | 408 2nd Ave. West | Poplar | MT | 59255
8 | 2050054 | High School Bus Garage | Tank 1 | Tank 1 Compartment 1 | Permanently Out of Use | 500 | TRUE |  | Gasoline (containing <=10% ethanol) | FALSE | Unknown | Assiniboine and Sioux Tribes of the Fort Peck Indian Reservation, Montana | High School Bus Garage | 315 E Street West | Poplar | MT | 59255
8 | 2050054 | High School Bus Garage | Tank 3 | Tank 3 Compartment 1 | Permanently Out of Use | 500 | TRUE |  | Gasoline (containing <=10% ethanol) | FALSE | Unknown | Assiniboine and Sioux Tribes of the Fort Peck Indian Reservation, Montana | High School Bus Garage | 315 E Street West | Poplar | MT | 59255
8 | 2050054 | High School Bus Garage | Tank 2 | Tank 2 Compartment 1 | Permanently Out of Use | 500 | TRUE |  | Gasoline (containing <=10% ethanol) | FALSE | Unknown | Assiniboine and Sioux Tribes of the Fort Peck Indian Reservation, Montana | High School Bus Garage | 315 E Street West | Poplar | MT | 59255
8 | 2050055 | TJ's Quick Stop | Tank 3 | Tank 3 Compartment 1 | Temporarily Out of Use | 7000 | TRUE |  | Gasoline (containing <=10% ethanol) | TRUE | Spill Bucket | Assiniboine and Sioux Tribes of the Fort Peck Indian Reservation, Montana | TJ's Quick Stop | 302 F Street West P.O. Box 6 | Poplar | MT | 59255
8 | 2050055 | TJ's Quick Stop | Tank 3 | Tank 3 Compartment 2 | Temporarily Out of Use | 5000 | TRUE |  | Gasoline (containing <=10% ethanol) | TRUE | Spill Bucket | Assiniboine and Sioux Tribes of the Fort Peck Indian Reservation, Montana | TJ's Quick Stop | 302 F Street West P.O. Box 6 | Poplar | MT | 59255
8 | 2050055 | TJ's Quick Stop | Tank 5 | Tank 5 Compartment 1 | Permanently Out of Use | 10000 | TRUE |  | Gasoline (containing <=10% ethanol) | FALSE | Unknown | Assiniboine and Sioux Tribes of the Fort Peck Indian Reservation, Montana | TJ's Quick Stop | 302 F Street West P.O. Box 6 | Poplar | MT | 59255
8 | 2050055 | TJ's Quick Stop | Tank 4 | Tank 4 Compartment 1 | Permanently Out of Use | 6000 | TRUE |  | Gasoline (containing <=10% ethanol) | FALSE | Unknown | Assiniboine and Sioux Tribes of the Fort Peck Indian Reservation, Montana | TJ's Quick Stop | 302 F Street West P.O. Box 6 | Poplar | MT | 59255
8 | 2050056 | Peavey Company | Tank 1 | Tank 1 Compartment 1 | Permanently Out of Use | 8000 | TRUE |  | Diesel | FALSE | Unknown | Assiniboine and Sioux Tribes of the Fort Peck Indian Reservation, Montana | Peavey Company | 106 Front Street | Wolf Point | MT | 59201
8 | 2050056 | Peavey Company | Tank 3 | Tank 3 Compartment 1 | Permanently Out of Use | 8000 | TRUE |  | Gasoline (containing <=10% ethanol) | FALSE | Unknown | Assiniboine and Sioux Tribes of the Fort Peck Indian Reservation, Montana | Peavey Company | 106 Front Street | Wolf Point | MT | 59201
8 | 2050056 | Peavey Company | Tank 2 | Tank 2 Compartment 1 | Permanently Out of Use | 10000 | TRUE |  | Gasoline (containing <=10% ethanol) | FALSE | Unknown | Assiniboine and Sioux Tribes of the Fort Peck Indian Reservation, Montana | Peavey Company | 106 Front Street | Wolf Point | MT | 59201
8 | 2050057 | French Aviation (@ Wolfpoint Int'l Airport) | Tank 1 | Tank 1 Compartment 1 | Permanently Out of Use | 1000 | TRUE |  | Gasoline (containing <=10% ethanol) | FALSE | Unknown | Assiniboine and Sioux Tribes of the Fort Peck Indian Reservation, Montana | French Aviation (@ Wolfpoint Int'l Airport) | P.O. Box 878 | Wolf Point | MT | 59201
8 | 2050057 | French Aviation (@ Wolfpoint Int'l Airport) | Tank 2 | Tank 2 Compartment 1 | Permanently Out of Use | 4000 | TRUE |  | Gasoline (containing <=10% ethanol) | FALSE | Unknown | Assiniboine and Sioux Tribes of the Fort Peck Indian Reservation, Montana | French Aviation (@ Wolfpoint Int'l Airport) | P.O. Box 878 | Wolf Point | MT | 59201
8 | 2050058 | Albert Walikonis | Tank 1 | Tank 1 Compartment 1 | Permanently Out of Use | 2000 | TRUE |  | Gasoline (containing <=10% ethanol) | FALSE | Unknown | Assiniboine and Sioux Tribes of the Fort Peck Indian Reservation, Montana | Albert Walikonis | Rt. 2 P.O. Box 9 | Reserve | MT | 59258
8 | 2050061 | Wolf Point Sand & Gravel | Tank 1 | Tank 1 Compartment 1 | Permanently Out of Use | 1000 | TRUE |  | Gasoline (containing <=10% ethanol) | FALSE | Unknown | Assiniboine and Sioux Tribes of the Fort Peck Indian Reservation, Montana | Wolf Point Sand & Gravel | Hwy. 2 East P.O. Box 326 | Wolf Point | MT | 59201
8 | 2050062 | Mechanical Systems | Tank 1 | Tank 1 Compartment 1 | Permanently Out of Use | 2000 | TRUE |  | Diesel | FALSE | Unknown | Assiniboine and Sioux Tribes of the Fort Peck Indian Reservation, Montana | Mechanical Systems | Hwy 2 West | Wolf Point | MT | 59201
8 | 2050067 | Clifford Holm | Tank 1 | Tank 1 Compartment 1 | Permanently Out of Use | 1000 | TRUE |  | Gasoline (containing <=10% ethanol) | FALSE | Unknown | Assiniboine and Sioux Tribes of the Fort Peck Indian Reservation, Montana | Clifford Holm | 740 Knapp St. | Frazer | MT | 59225
8 | 2050067 | Clifford Holm | Tank 2 | Tank 2 Compartment 1 | Permanently Out of Use | 2000 | TRUE |  | Gasoline (containing <=10% ethanol) | FALSE | Unknown | Assiniboine and Sioux Tribes of the Fort Peck Indian Reservation, Montana | Clifford Holm | 740 Knapp St. | Frazer | MT | 59225
8 | 2050069 | Western National Bank | Tank 1 | Tank 1 Compartment 1 | Permanently Out of Use | 250 | TRUE |  | Gasoline (containing <=10% ethanol) | FALSE | Unknown | Assiniboine and Sioux Tribes of the Fort Peck Indian Reservation, Montana | Western National Bank | 220 Eureka | Wolf Point | MT | 59201
8 | 2050069 | Western National Bank | Tank 2 | Tank 2 Compartment 1 | Permanently Out of Use | 250 | TRUE |  | Gasoline (containing <=10% ethanol) | FALSE | Unknown | Assiniboine and Sioux Tribes of the Fort Peck Indian Reservation, Montana | Western National Bank | 220 Eureka | Wolf Point | MT | 59201
8 | 2050070 | Zerbe Bros Inc. & Parts Service | Tank 1 | Tank 1 Compartment 1 | Permanently Out of Use | 500 | TRUE |  | Gasoline (containing <=10% ethanol) | FALSE | Unknown | Assiniboine and Sioux Tribes of the Fort Peck Indian Reservation, Montana | Zerbe Bros Inc. & Parts Service | P.O. Box 1 | Frazer | MT | 59225
8 | 2050070 | Zerbe Bros Inc. & Parts Service | Tank 3 | Tank 3 Compartment 1 | Permanently Out of Use | 700 | TRUE |  | Gasoline (containing <=10% ethanol) | FALSE | Unknown | Assiniboine and Sioux Tribes of the Fort Peck Indian Reservation, Montana | Zerbe Bros Inc. & Parts Service | P.O. Box 1 | Frazer | MT | 59225
8 | 2050070 | Zerbe Bros Inc. & Parts Service | Tank 2 | Tank 2 Compartment 1 | Permanently Out of Use | 2000 | TRUE |  | Gasoline (containing <=10% ethanol) | FALSE | Unknown | Assiniboine and Sioux Tribes of the Fort Peck Indian Reservation, Montana | Zerbe Bros Inc. & Parts Service | P.O. Box 1 | Frazer | MT | 59225
8 | 2050071 | Agland East (FKA FUO East) | Tank 1 | Tank 1 Compartment 1 | Permanently Out of Use | 1000 | TRUE |  | Diesel | FALSE | Unknown | Assiniboine and Sioux Tribes of the Fort Peck Indian Reservation, Montana | Agland East C-Store (FKA FUO East) | 300 Hwy 2 East | Wolf Point | MT | 59201
8 | 2050071 | Agland East (FKA FUO East) | Tank 6 and 7 (DSL/DSL) | Tank 7 (tag# 1004) DSL | Currently in Use | 10000 | TRUE |  | Diesel | TRUE | Spill Bucket | Assiniboine and Sioux Tribes of the Fort Peck Indian Reservation, Montana | Agland East C-Store (FKA FUO East) | 300 Hwy 2 East | Wolf Point | MT | 59201
8 | 2050071 | Agland East (FKA FUO East) | Tank 3 and 5 (UNL/DSL) | Tank 5 (tag #1003) | Currently in Use | 14000 | TRUE |  | Diesel | TRUE | Spill Bucket | Assiniboine and Sioux Tribes of the Fort Peck Indian Reservation, Montana | Agland East C-Store (FKA FUO East) | 300 Hwy 2 East | Wolf Point | MT | 59201
8 | 2050071 | Agland East (FKA FUO East) | Tank 2 UNL (tag # 1001) | Tank 2 UNL (tag # 1001) | Currently in Use | 20000 | TRUE |  | Gasoline (containing <=10% ethanol) | TRUE | Spill Bucket | Assiniboine and Sioux Tribes of the Fort Peck Indian Reservation, Montana | Agland East C-Store (FKA FUO East) | 300 Hwy 2 East | Wolf Point | MT | 59201
8 | 2050071 | Agland East (FKA FUO East) | Tank 13 | Tank 13 Compartment 1 | Permanently Out of Use | 10000 | TRUE |  | Gasoline (containing <=10% ethanol) | TRUE | Spill Bucket | Assiniboine and Sioux Tribes of the Fort Peck Indian Reservation, Montana | Agland East C-Store (FKA FUO East) | 300 Hwy 2 East | Wolf Point | MT | 59201
8 | 2050071 | Agland East (FKA FUO East) | Tank 12 | Tank 12 Compartment 1 | Permanently Out of Use | 10000 | TRUE |  | Diesel | TRUE | Spill Bucket | Assiniboine and Sioux Tribes of the Fort Peck Indian Reservation, Montana | Agland East C-Store (FKA FUO East) | 300 Hwy 2 East | Wolf Point | MT | 59201
8 | 2050071 | Agland East (FKA FUO East) | Tank 11 | Tank 11 Compartment 1 | Permanently Out of Use | 10000 | TRUE |  | Gasoline (containing <=10% ethanol) | TRUE | Spill Bucket | Assiniboine and Sioux Tribes of the Fort Peck Indian Reservation, Montana | Agland East C-Store (FKA FUO East) | 300 Hwy 2 East | Wolf Point | MT | 59201
8 | 2050071 | Agland East (FKA FUO East) | Tank 10 | Tank 10 Compartment 1 | Permanently Out of Use | 8000 | TRUE |  | Diesel | TRUE | Spill Bucket | Assiniboine and Sioux Tribes of the Fort Peck Indian Reservation, Montana | Agland East C-Store (FKA FUO East) | 300 Hwy 2 East | Wolf Point | MT | 59201
8 | 2050071 | Agland East (FKA FUO East) | Tank 9 | Tank 9 Compartment 1 | Permanently Out of Use | 4000 | TRUE |  | Gasoline (containing <=10% ethanol) | TRUE | Spill Bucket | Assiniboine and Sioux Tribes of the Fort Peck Indian Reservation, Montana | Agland East C-Store (FKA FUO East) | 300 Hwy 2 East | Wolf Point | MT | 59201
8 | 2050071 | Agland East (FKA FUO East) | Tank 8 | Tank 8 Compartment 1 | Permanently Out of Use | 2000 | TRUE |  | Used Oil | FALSE | Unknown | Assiniboine and Sioux Tribes of the Fort Peck Indian Reservation, Montana | Agland East C-Store (FKA FUO East) | 300 Hwy 2 East | Wolf Point | MT | 59201
8 | 2050071 | Agland East (FKA FUO East) | Tank 7 | Tank 7 Compartment 1 | Permanently Out of Use | 1000 | TRUE |  | Gasoline (containing <=10% ethanol) | FALSE | Unknown | Assiniboine and Sioux Tribes of the Fort Peck Indian Reservation, Montana | Agland East C-Store (FKA FUO East) | 300 Hwy 2 East | Wolf Point | MT | 59201
8 | 2050071 | Agland East (FKA FUO East) | Tank 6 and 7 (DSL/DSL) | Tank 6 (tag # 1005) Red DSL | Currently in Use | 10000 | TRUE |  | Diesel | TRUE | Spill Bucket | Assiniboine and Sioux Tribes of the Fort Peck Indian Reservation, Montana | Agland East C-Store (FKA FUO East) | 300 Hwy 2 East | Wolf Point | MT | 59201
8 | 2050071 | Agland East (FKA FUO East) | Tank 3 and 5 (UNL/DSL) | Tank 3 (Tag #1002) UNL | Currently in Use | 6000 | TRUE |  | Gasoline (containing <=10% ethanol) | TRUE | Spill Bucket | Assiniboine and Sioux Tribes of the Fort Peck Indian Reservation, Montana | Agland East C-Store (FKA FUO East) | 300 Hwy 2 East | Wolf Point | MT | 59201
8 | 2050071 | Agland East (FKA FUO East) | Tank 4 (Tag# 999) | Tank 4 (Tag# 999) | Currently in Use | 30000 | TRUE |  | Diesel | TRUE | Spill Bucket | Assiniboine and Sioux Tribes of the Fort Peck Indian Reservation, Montana | Agland East C-Store (FKA FUO East) | 300 Hwy 2 East | Wolf Point | MT | 59201
8 | 2050071 | Agland East (FKA FUO East) | Tank 1 (UNL) Tag # 1000 | Tank 1 (UNL) Tag # 1000 | Currently in Use | 30000 | TRUE |  | Gasoline (containing <=10% ethanol) | TRUE | Spill Bucket | Assiniboine and Sioux Tribes of the Fort Peck Indian Reservation, Montana | Agland East C-Store (FKA FUO East) | 300 Hwy 2 East | Wolf Point | MT | 59201
8 | 2050072 | Agland- Poplar | Tank 1 (Tag 993) | Tank 1 (Tag 993) | Currently in Use | 10000 | TRUE |  | Diesel | TRUE | Spill Bucket | Assiniboine and Sioux Tribes of the Fort Peck Indian Reservation, Montana | Farmers Union Oil Company - Poplar (Agland) | 213 F Street West | Poplar | MT | 59255
8 | 2050072 | Agland- Poplar | Tank 6 (tag 998) | Tank 6 (tag 998) | Currently in Use | 10000 | TRUE |  | Diesel | TRUE | Spill Bucket | Assiniboine and Sioux Tribes of the Fort Peck Indian Reservation, Montana | Farmers Union Oil Company - Poplar (Agland) | 213 F Street West | Poplar | MT | 59255
8 | 2050072 | Agland- Poplar | Tank 5 (tag 997) | Tank 5 (tag 997) | Currently in Use | 10000 | TRUE |  | Diesel | TRUE | Spill Bucket | Assiniboine and Sioux Tribes of the Fort Peck Indian Reservation, Montana | Farmers Union Oil Company - Poplar (Agland) | 213 F Street West | Poplar | MT | 59255
8 | 2050072 | Agland- Poplar | Tank 4 (tag 996) | Tank 4 (Tag 996) | Currently in Use | 10000 | TRUE |  | Gasoline (containing <=10% ethanol) | TRUE | Spill Bucket | Assiniboine and Sioux Tribes of the Fort Peck Indian Reservation, Montana | Farmers Union Oil Company - Poplar (Agland) | 213 F Street West | Poplar | MT | 59255
8 | 2050072 | Agland- Poplar | Tank 3 (tag 995) | Tank 3 (tag 995) | Currently in Use | 10000 | TRUE |  | Gasoline (containing <=10% ethanol) | TRUE | Spill Bucket | Assiniboine and Sioux Tribes of the Fort Peck Indian Reservation, Montana | Farmers Union Oil Company - Poplar (Agland) | 213 F Street West | Poplar | MT | 59255
8 | 2050072 | Agland- Poplar | Tank 2 (tag 994) | Tank 2 (tag 994) | Currently in Use | 10000 | TRUE |  | Diesel | TRUE | Spill Bucket | Assiniboine and Sioux Tribes of the Fort Peck Indian Reservation, Montana | Farmers Union Oil Company - Poplar (Agland) | 213 F Street West | Poplar | MT | 59255
8 | 2050073 | Arden Nichols | Tank 1 | Tank 1 Compartment 1 | Permanently Out of Use | 2000 | TRUE |  | Diesel | FALSE | Unknown | Assiniboine and Sioux Tribes of the Fort Peck Indian Reservation, Montana | Arden Nichols | 903 7th Ave. North | Glasgow | MT | 59230
8 | 2050074 | Agland Wolf Point-West | Tank 1 (tag 4829) | Tank 1 (tag 4829 DDSL) | Currently in Use | 12000 | TRUE |  | Diesel | TRUE | Spill Bucket | Assiniboine and Sioux Tribes of the Fort Peck Indian Reservation, Montana | Farmers Union Oil Company (Agland)-West | 603 Hwy 2 West | Wolf Point | MT | 59201
8 | 2050074 | Agland Wolf Point-West | Tank 6 (tag 990) | Tank 6 (tag 990 CLR DSL) | Currently in Use | 12000 | TRUE |  | Diesel | TRUE | Spill Bucket | Assiniboine and Sioux Tribes of the Fort Peck Indian Reservation, Montana | Farmers Union Oil Company (Agland)-West | 603 Hwy 2 West | Wolf Point | MT | 59201
8 | 2050074 | Agland Wolf Point-West | Tank 5 (tag 4328) | Tank 5 (tag 4328 CLR DSL) | Currently in Use | 12000 | TRUE |  | Diesel | TRUE | Spill Bucket | Assiniboine and Sioux Tribes of the Fort Peck Indian Reservation, Montana | Farmers Union Oil Company (Agland)-West | 603 Hwy 2 West | Wolf Point | MT | 59201
8 | 2050074 | Agland Wolf Point-West | Tank 4 (tag 4327) | Tank 4 (tag 4327 PREM) | Currently in Use | 12000 | TRUE |  | Gasoline (containing <=10% ethanol) | TRUE | Spill Bucket | Assiniboine and Sioux Tribes of the Fort Peck Indian Reservation, Montana | Farmers Union Oil Company (Agland)-West | 603 Hwy 2 West | Wolf Point | MT | 59201
8 | 2050074 | Agland Wolf Point-West | Tank 3 (tag 988) | Tank 3 (tag 988 REG) | Currently in Use | 12000 | TRUE |  | Gasoline (containing <=10% ethanol) | TRUE | Spill Bucket | Assiniboine and Sioux Tribes of the Fort Peck Indian Reservation, Montana | Farmers Union Oil Company (Agland)-West | 603 Hwy 2 West | Wolf Point | MT | 59201
8 | 2050074 | Agland Wolf Point-West | Tank 2 (tag 992) | Tank 2 (tag 992 DDSL) | Currently in Use | 12000 | TRUE |  | Diesel | TRUE | Spill Bucket | Assiniboine and Sioux Tribes of the Fort Peck Indian Reservation, Montana | Farmers Union Oil Company (Agland)-West | 603 Hwy 2 West | Wolf Point | MT | 59201
8 | 2050075 | Lee Ann's Motel | Tank 1 | Tank 1 Compartment 1 | Permanently Out of Use | 3000 | TRUE |  | Gasoline (containing <=10% ethanol) | FALSE | Unknown | Assiniboine and Sioux Tribes of the Fort Peck Indian Reservation, Montana | Lee Ann's Motel | Unknown | Poplar | MT | 59255
8 | 2050075 | Lee Ann's Motel | Tank 3 | Tank 3 Compartment 1 | Permanently Out of Use | 3000 | TRUE |  | Gasoline (containing <=10% ethanol) | FALSE | Unknown | Assiniboine and Sioux Tribes of the Fort Peck Indian Reservation, Montana | Lee Ann's Motel | Unknown | Poplar | MT | 59255
8 | 2050075 | Lee Ann's Motel | Tank 2 | Tank 2 Compartment 1 | Permanently Out of Use | 4000 | TRUE |  | Used Oil | FALSE | Unknown | Assiniboine and Sioux Tribes of the Fort Peck Indian Reservation, Montana | Lee Ann's Motel | Unknown | Poplar | MT | 59255
8 | 2050076 | Dahl Corporation | Tank 1 | Tank 1 Compartment 1 | Permanently Out of Use | 2000 | TRUE |  | Diesel | FALSE | Unknown | Assiniboine and Sioux Tribes of the Fort Peck Indian Reservation, Montana | Dahl Corporation | El Swego Rd. (24 miles northeast) | Frazer | MT | 59225
8 | 2050076 | Dahl Corporation | Tank 4 | Tank 4 Compartment 1 | Permanently Out of Use | 2000 | TRUE | 1996-10-23 | Gasoline (containing <=10% ethanol) | FALSE | Unknown | Assiniboine and Sioux Tribes of the Fort Peck Indian Reservation, Montana | Dahl Corporation | El Swego Rd. (24 miles northeast) | Frazer | MT | 59225
8 | 2050076 | Dahl Corporation | Tank 3 | Tank 3 Compartment 1 | Permanently Out of Use | 1000 | TRUE | 1993-11-13 | Gasoline (containing <=10% ethanol) | FALSE | Unknown | Assiniboine and Sioux Tribes of the Fort Peck Indian Reservation, Montana | Dahl Corporation | El Swego Rd. (24 miles northeast) | Frazer | MT | 59225
8 | 2050076 | Dahl Corporation | Tank 2 | Tank 2 Compartment 1 | Permanently Out of Use | 10000 | TRUE |  | Diesel | FALSE | Unknown | Assiniboine and Sioux Tribes of the Fort Peck Indian Reservation, Montana | Dahl Corporation | El Swego Rd. (24 miles northeast) | Frazer | MT | 59225
8 | 2050077 | Richard Shrader | Tank 1 | Tank 1 Compartment 1 | Permanently Out of Use | 4000 | TRUE |  | Gasoline (containing <=10% ethanol) | FALSE | Unknown | Assiniboine and Sioux Tribes of the Fort Peck Indian Reservation, Montana | Richard Shrader | 1200 6th Ave. North | Wolf Point | MT | 59201
8 | 2050078 | BN Poplar Microwave | Tank 1 | Tank 1 Compartment 1 | Permanently Out of Use | 300 | TRUE |  | Diesel | FALSE | Unknown | Assiniboine and Sioux Tribes of the Fort Peck Indian Reservation, Montana | BN Poplar Microwave | Hwy 514 | Poplar | MT | 59255
8 | 2050079 | Treasure State Grain | Tank 1 | Tank 1 Compartment 1 | Permanently Out of Use | 1000 | TRUE |  | Gasoline (containing <=10% ethanol) | FALSE | Unknown | Assiniboine and Sioux Tribes of the Fort Peck Indian Reservation, Montana | Treasure State Grain | Star Route P.O. Box 288 | Brockton | MT | 59213
8 | 2050080 | Lustre Grade School | Tank 1 | Tank 1 Compartment 1 | Permanently Out of Use | 1000 | TRUE |  | Gasoline (containing <=10% ethanol) | FALSE | Unknown | Assiniboine and Sioux Tribes of the Fort Peck Indian Reservation, Montana | Lustre Grade School | Unknown | Frazer | MT | 59225
8 | 2050080 | Lustre Grade School | Tank 2 | Tank 2 Compartment 1 | Permanently Out of Use | 1000 | TRUE |  | Diesel | FALSE | Unknown | Assiniboine and Sioux Tribes of the Fort Peck Indian Reservation, Montana | Lustre Grade School | Unknown | Frazer | MT | 59225
8 | 2050081 | Simensens Plumbing & Heating | Tank 1 | Tank 1 Compartment 1 | Permanently Out of Use | 1000 | TRUE |  | Gasoline (containing <=10% ethanol) | FALSE | Unknown | Assiniboine and Sioux Tribes of the Fort Peck Indian Reservation, Montana | Simensens Plumbing & Heating | 420 Hwy 2 & Cascade St. | Wolf Point | MT | 59201
8 | 2050083 | Road Department | Tank 1 | Tank 1 Compartment 1 | Permanently Out of Use | 2000 | TRUE |  | Diesel | FALSE | Unknown | Assiniboine and Sioux Tribes of the Fort Peck Indian Reservation, Montana | Road Department | P.O. Box 506 | Poplar | MT | 59255
8 | 2050083 | Road Department | Tank 2 | Tank 2 Compartment 1 | Permanently Out of Use | 2000 | TRUE |  | Gasoline (containing <=10% ethanol) | FALSE | Unknown | Assiniboine and Sioux Tribes of the Fort Peck Indian Reservation, Montana | Road Department | P.O. Box 506 | Poplar | MT | 59255
8 | 2050086 | Roosevelt County/Abandoned Lot | Tank 1 | Tank 1 Compartment 1 | Permanently Out of Use | 500 | TRUE |  | Gasoline (containing <=10% ethanol) | FALSE | Unknown | Assiniboine and Sioux Tribes of the Fort Peck Indian Reservation, Montana | Roosevelt County/Abandoned Lot | 100 C St. West | Poplar | MT | 59255
8 | 2050086 | Roosevelt County/Abandoned Lot | Tank 3 | Tank 3 Compartment 1 | Permanently Out of Use | 500 | TRUE |  | Gasoline (containing <=10% ethanol) | FALSE | Unknown | Assiniboine and Sioux Tribes of the Fort Peck Indian Reservation, Montana | Roosevelt County/Abandoned Lot | 100 C St. West | Poplar | MT | 59255
8 | 2050086 | Roosevelt County/Abandoned Lot | Tank 2 | Tank 2 Compartment 1 | Permanently Out of Use | 500 | TRUE |  | Gasoline (containing <=10% ethanol) | FALSE | Unknown | Assiniboine and Sioux Tribes of the Fort Peck Indian Reservation, Montana | Roosevelt County/Abandoned Lot | 100 C St. West | Poplar | MT | 59255
8 | 2050087 | Peterson Farms | Tank 1 | Tank 1 Compartment 1 | Permanently Out of Use | 2000 | TRUE |  | Gasoline (containing <=10% ethanol) | FALSE | Unknown | Assiniboine and Sioux Tribes of the Fort Peck Indian Reservation, Montana | Peterson Farms | Bolt Rd. Hwy 250 | Wolf Point | MT | 59201
8 | 2050087 | Peterson Farms | Tank 2 | Tank 2 Compartment 1 | Permanently Out of Use | 4000 | TRUE |  | Diesel | FALSE | Unknown | Assiniboine and Sioux Tribes of the Fort Peck Indian Reservation, Montana | Peterson Farms | Bolt Rd. Hwy 250 | Wolf Point | MT | 59201
8 | 2050089 | Agri-Basics Reserve | Tank 1 | Tank 1 Compartment 1 | Permanently Out of Use | 1000 | TRUE |  | Gasoline (containing <=10% ethanol) | FALSE | Unknown | Assiniboine and Sioux Tribes of the Fort Peck Indian Reservation, Montana | Agri-Basics Reserve |  | Reserve | MT | 59258
8 | 2050092 | Git N Go | Tank 1 | Tank 1 Compartment 1 | Permanently Out of Use | 500 | TRUE |  | Used Oil | FALSE | Unknown | Assiniboine and Sioux Tribes of the Fort Peck Indian Reservation, Montana | Git N Go | 401 Cascade | Wolf Point | MT | 59201
8 | 2050092 | Git N Go | Tank 5 | Tank 5 Compartment 1 | Permanently Out of Use | 6000 | TRUE |  | Gasoline (containing <=10% ethanol) | TRUE | Spill Bucket | Assiniboine and Sioux Tribes of the Fort Peck Indian Reservation, Montana | Git N Go | 401 Cascade | Wolf Point | MT | 59201
8 | 2050092 | Git N Go | Tank 4 | Tank 4 Compartment 1 | Permanently Out of Use | 6000 | TRUE |  | Gasoline (containing <=10% ethanol) | TRUE | Spill Bucket | Assiniboine and Sioux Tribes of the Fort Peck Indian Reservation, Montana | Git N Go | 401 Cascade | Wolf Point | MT | 59201
8 | 2050092 | Git N Go | Tank 3 | Tank 3 Compartment 1 | Permanently Out of Use | 6000 | TRUE |  | Gasoline (containing <=10% ethanol) | TRUE | Spill Bucket | Assiniboine and Sioux Tribes of the Fort Peck Indian Reservation, Montana | Git N Go | 401 Cascade | Wolf Point | MT | 59201
8 | 2050092 | Git N Go | Tank 2 | Tank 2 Compartment 1 | Permanently Out of Use | 4000 | TRUE |  | Diesel | FALSE | Unknown | Assiniboine and Sioux Tribes of the Fort Peck Indian Reservation, Montana | Git N Go | 401 Cascade | Wolf Point | MT | 59201
8 | 2050094 | Miner Farms Inc. | Tank 1 | Tank 1 Compartment 1 | Permanently Out of Use | 5000 | TRUE |  | Diesel | FALSE | Unknown | Assiniboine and Sioux Tribes of the Fort Peck Indian Reservation, Montana | Miner Farms Inc. | Unknown | Richland | MT | 59260
8 | 2050094 | Miner Farms Inc. | Tank 2 | Tank 2 Compartment 1 | Permanently Out of Use | 3000 | TRUE |  | Gasoline (containing <=10% ethanol) | FALSE | Unknown | Assiniboine and Sioux Tribes of the Fort Peck Indian Reservation, Montana | Miner Farms Inc. | Unknown | Richland | MT | 59260
8 | 2050095 | Wolf Point Center | Tank 1 | Tank 1 Compartment 1 | Permanently Out of Use | 10000 | TRUE |  | Gasoline (containing <=10% ethanol) | FALSE | Unknown | Assiniboine and Sioux Tribes of the Fort Peck Indian Reservation, Montana | Wolf Point Center | Hwy 2 East | Wolf Point | MT | 59201
8 | 2050098 | Kenco Refining | Tank 1 | Tank 1 Compartment 1 | Permanently Out of Use | 1000 | TRUE |  | Diesel | FALSE | Unknown | Assiniboine and Sioux Tribes of the Fort Peck Indian Reservation, Montana | Kenco Refining | P.O. Box 699 | Wolf Point | MT | 59201
8 | 2050098 | Kenco Refining | Tank 4 | Tank 4 Compartment 1 | Permanently Out of Use | 4000 | TRUE |  | Diesel | FALSE | Unknown | Assiniboine and Sioux Tribes of the Fort Peck Indian Reservation, Montana | Kenco Refining | P.O. Box 699 | Wolf Point | MT | 59201
8 | 2050098 | Kenco Refining | Tank 3 | Tank 3 Compartment 1 | Permanently Out of Use | 2000 | TRUE |  | Diesel | FALSE | Unknown | Assiniboine and Sioux Tribes of the Fort Peck Indian Reservation, Montana | Kenco Refining | P.O. Box 699 | Wolf Point | MT | 59201
8 | 2050098 | Kenco Refining | Tank 2 | Tank 2 Compartment 1 | Permanently Out of Use | 2000 | TRUE |  | Diesel | FALSE | Unknown | Assiniboine and Sioux Tribes of the Fort Peck Indian Reservation, Montana | Kenco Refining | P.O. Box 699 | Wolf Point | MT | 59201
8 | 2050099 | Tribal Express | Tank 3 | Tank 3 PREM | Currently in Use | 10000 | TRUE | 2015-02-01 | Gasoline (containing <=10% ethanol) | TRUE | Spill Bucket | Assiniboine and Sioux Tribes of the Fort Peck Indian Reservation, Montana | Tribal Express | Hwy 2 East | Poplar | MT | 59255
8 | 2050099 | Tribal Express | Tank 1/2 | Tank 2 DSL | Currently in Use | 6000 | TRUE | 2015-02-01 | Diesel | TRUE | Spill Bucket | Assiniboine and Sioux Tribes of the Fort Peck Indian Reservation, Montana | Tribal Express | Hwy 2 East | Poplar | MT | 59255
8 | 2050099 | Tribal Express | Tank 1/2 | Tank 1 UNL | Currently in Use | 6000 | TRUE | 2015-02-01 | Gasoline (containing <=10% ethanol) | TRUE | Spill Bucket | Assiniboine and Sioux Tribes of the Fort Peck Indian Reservation, Montana | Tribal Express | Hwy 2 East | Poplar | MT | 59255
8 | 2050100 | Tribal Express II | Diesel Tank (tag 6214) | DSL Tank (6214) | Temporarily Out of Use | 1000 | TRUE | 2025-03-25 | Diesel | TRUE | Spill Bucket | Assiniboine and Sioux Tribes of the Fort Peck Indian Reservation, Montana | Tribal Express II | Main and 2nd Street | Frazer | MT | 59225
8 | 2050100 | Tribal Express II | Gasoline Tank (tag 6215) | Gas Tank (tag 6215) | Temporarily Out of Use | 2000 | TRUE | 2025-03-25 | Gasoline (containing <=10% ethanol) | TRUE | Spill Bucket | Assiniboine and Sioux Tribes of the Fort Peck Indian Reservation, Montana | Tribal Express II | Main and 2nd Street | Frazer | MT | 59225
8 | 2050101 | Brockton Elevator | Tank 1 | Tank 1 DSL (tag 4317) | Currently in Use | 20000 | TRUE |  | Diesel | TRUE | Spill Bucket | Assiniboine and Sioux Tribes of the Fort Peck Indian Reservation, Montana | Brockton Elevator | 600 S. Track Rd., P.O. Box 56 | Brockton | MT | 59213
8 | 2050101 | Brockton Elevator | Tank 4 | Tank 4 DSL (tag 4320) | Currently in Use | 12000 | TRUE |  | Diesel | TRUE | Spill Bucket | Assiniboine and Sioux Tribes of the Fort Peck Indian Reservation, Montana | Brockton Elevator | 600 S. Track Rd., P.O. Box 56 | Brockton | MT | 59213
8 | 2050101 | Brockton Elevator | Tank 3 | Tank 3 DSL (tag 4319) | Currently in Use | 20000 | TRUE |  | Diesel | TRUE | Spill Bucket | Assiniboine and Sioux Tribes of the Fort Peck Indian Reservation, Montana | Brockton Elevator | 600 S. Track Rd., P.O. Box 56 | Brockton | MT | 59213
8 | 2050101 | Brockton Elevator | Tank 2 | Tank 2 UNL (Tag 4318) | Currently in Use | 10000 | TRUE |  | Gasoline (containing <=10% ethanol) | TRUE | Spill Bucket | Assiniboine and Sioux Tribes of the Fort Peck Indian Reservation, Montana | Brockton Elevator | 600 S. Track Rd., P.O. Box 56 | Brockton | MT | 59213
8 | 2050102 | City Shop | Tank 1 | Tank 1 Compartment 1 | Permanently Out of Use | 5000 | TRUE |  | Gasoline (containing <=10% ethanol) | FALSE | Unknown | Assiniboine and Sioux Tribes of the Fort Peck Indian Reservation, Montana | City Shop | 215 Cascade St. | Wolf Point | MT | 59201
8 | 2050104 | Roosevelt County | Tank 1 | Tank 1 Compartment 1 | Permanently Out of Use | 1000 | TRUE |  | Gasoline (containing <=10% ethanol) | FALSE | Unknown | Assiniboine and Sioux Tribes of the Fort Peck Indian Reservation, Montana | Roosevelt County | 1st Ave & Custer St. | Wolf Point | MT | 59201
8 | 2050105 | Swank & Son | Tank 1 | Tank 1 Compartment 1 | Permanently Out of Use | 2000 | TRUE |  | Diesel | FALSE | Unknown | Assiniboine and Sioux Tribes of the Fort Peck Indian Reservation, Montana | Swank & Son | P.O. Box 486 | Poplar | MT | 59255
8 | 2050106 | Community Hospital | Tank 1 | Tank 1 Compartment 1 | Permanently Out of Use | 360 | TRUE |  | Diesel | FALSE | Unknown | Assiniboine and Sioux Tribes of the Fort Peck Indian Reservation, Montana | Community Hospital | H Street & Court Ave. | Poplar | MT | 59255
8 | 2050107 | Verne E Gibbs Health Center | Tank 1 | Tank 1 Compartment 1 | Permanently Out of Use | 500 | TRUE |  | Diesel | FALSE | Unknown | Assiniboine and Sioux Tribes of the Fort Peck Indian Reservation, Montana | Verne E Gibbs Health Center | 209 H Street | Poplar | MT | 59255
8 | 2050108 | Nick Pankratz | Tank 1 | Tank 1 Compartment 1 | Permanently Out of Use | 4000 | TRUE |  | Gasoline (containing <=10% ethanol) | FALSE | Unknown | Assiniboine and Sioux Tribes of the Fort Peck Indian Reservation, Montana | Nick Pankratz | Valley Co.; T33, R43, Sect 35, SE (1/4), S (1/2) | Richland | MT | 59260
8 | 2050109 | Farmex Grain Coop | Tank 1 | Tank 1 Compartment 1 | Permanently Out of Use | 550 | TRUE |  | Diesel | FALSE | Unknown | Assiniboine and Sioux Tribes of the Fort Peck Indian Reservation, Montana | Farmex Grain Coop | US Highway 2 W (Box 4-86) | Wolf Point | MT | 59201
8 | 2050109 | Farmex Grain Coop | Tank 2 | Tank 2 Compartment 1 | Permanently Out of Use | 550 | TRUE |  | Diesel | FALSE | Unknown | Assiniboine and Sioux Tribes of the Fort Peck Indian Reservation, Montana | Farmex Grain Coop | US Highway 2 W (Box 4-86) | Wolf Point | MT | 59201
8 | 2050110 | Robert N Hauge | Tank 1 | Tank 1 Compartment 1 | Permanently Out of Use | 2000 | TRUE |  | Diesel | FALSE | Unknown | Assiniboine and Sioux Tribes of the Fort Peck Indian Reservation, Montana | Robert N Hauge | SE (1/4), SW (1/4), Sect 2, T30N, R47E | Wolf Point | MT | 59201
8 | 2050111 | Old Cenex Lots | Tank 1 | Tank 1 Compartment 1 | Permanently Out of Use | 2000 | TRUE |  | Gasoline (containing <=10% ethanol) | FALSE | Unknown | Assiniboine and Sioux Tribes of the Fort Peck Indian Reservation, Montana | Old Cenex Lots | 3rd & C Street S | Poplar | MT | 59255
8 | 2050111 | Old Cenex Lots | Tank 3 | Tank 3 Compartment 1 | Permanently Out of Use | 1000 | TRUE |  | Diesel | FALSE | Unknown | Assiniboine and Sioux Tribes of the Fort Peck Indian Reservation, Montana | Old Cenex Lots | 3rd & C Street S | Poplar | MT | 59255
8 | 2050111 | Old Cenex Lots | Tank 2 | Tank 2 Compartment 1 | Permanently Out of Use | 3000 | TRUE |  | Gasoline (containing <=10% ethanol) | FALSE | Unknown | Assiniboine and Sioux Tribes of the Fort Peck Indian Reservation, Montana | Old Cenex Lots | 3rd & C Street S | Poplar | MT | 59255
8 | 2050112 | Milo Stangleland Jr. | Tank 1 | Tank 1 Compartment 1 | Permanently Out of Use | 4000 | TRUE |  | Diesel | FALSE | Unknown | Assiniboine and Sioux Tribes of the Fort Peck Indian Reservation, Montana | Milo Stangleland Jr. | P.O. Box 94 | Brockton | MT | 59213
8 | 2050112 | Milo Stangleland Jr. | Tank 3 | Tank 3 Compartment 1 | Permanently Out of Use | 2000 | TRUE |  | Diesel | FALSE | Unknown | Assiniboine and Sioux Tribes of the Fort Peck Indian Reservation, Montana | Milo Stangleland Jr. | P.O. Box 94 | Brockton | MT | 59213
8 | 2050112 | Milo Stangleland Jr. | Tank 2 | Tank 2 Compartment 1 | Permanently Out of Use | 2000 | TRUE |  | Kerosene | FALSE | Unknown | Assiniboine and Sioux Tribes of the Fort Peck Indian Reservation, Montana | Milo Stangleland Jr. | P.O. Box 94 | Brockton | MT | 59213
8 | 2050113 | Agri Basics Wolf Point | Tank 1 | Tank 1 Compartment 1 | Permanently Out of Use | 4000 | TRUE |  | Gasoline (containing <=10% ethanol) | FALSE | Unknown | Assiniboine and Sioux Tribes of the Fort Peck Indian Reservation, Montana | Agri Basics Wolf Point | BN Tracks | Wolf Point | MT | 59201
8 | 2050114 | United Grain Corp | Tank 1 | Tank 1 Compartment 1 | Permanently Out of Use | 500 | TRUE |  | Diesel | FALSE | Unknown | Assiniboine and Sioux Tribes of the Fort Peck Indian Reservation, Montana | United Grain Corp |  | Poplar | MT | 59255
8 | 2050115 | Fort Peck Detention Center | Tank 1 | Tank 1 Compartment 1 | Temporarily Out of Use | 3000 | TRUE | 2022-04-20 | Diesel | TRUE | Spill Bucket | Assiniboine and Sioux Tribes of the Fort Peck Indian Reservation, Montana | Fort Peck Detention Center | 6020 George Washington Street | Poplar | MT | 59255
8 | 2050116 | John Sorley | Tank 1 | Tank 1 Compartment 1 | Permanently Out of Use | 2000 | TRUE |  | Gasoline (containing <=10% ethanol) | FALSE | Unknown | Assiniboine and Sioux Tribes of the Fort Peck Indian Reservation, Montana | John Sorley | 218 Mendenhall Rd, HC 32 Box 4083 | Wolf Point | MT | 59201
8 | 2060003 | Montana DOT (Busby Site 3) | Tank 1 | Tank 1 Compartment 1 | Permanently Out of Use | 2000 | TRUE |  | Gasoline (containing <=10% ethanol) | FALSE | Unknown | Northern Cheyenne Tribe of the Northern Cheyenne Indian Reservation, Montana | Montana DOT (Busby Site 3) | Hwy 212 District Maintenance Office | Busby | MT | 59016
8 | 2060003 | Montana DOT (Busby Site 3) | Tank 4 | Tank 4 Compartment 1 | Permanently Out of Use | 1000 | TRUE |  | Diesel | FALSE | Unknown | Northern Cheyenne Tribe of the Northern Cheyenne Indian Reservation, Montana | Montana DOT (Busby Site 3) | Hwy 212 District Maintenance Office | Busby | MT | 59016
8 | 2060003 | Montana DOT (Busby Site 3) | Tank 3 | Tank 3 Compartment 1 | Permanently Out of Use | 2000 | TRUE |  | Gasoline (containing <=10% ethanol) | TRUE | Spill Bucket | Northern Cheyenne Tribe of the Northern Cheyenne Indian Reservation, Montana | Montana DOT (Busby Site 3) | Hwy 212 District Maintenance Office | Busby | MT | 59016
8 | 2060003 | Montana DOT (Busby Site 3) | Tank 2 | Tank 2 Compartment 1 | Permanently Out of Use | 2000 | TRUE |  | Diesel | TRUE | Spill Bucket | Northern Cheyenne Tribe of the Northern Cheyenne Indian Reservation, Montana | Montana DOT (Busby Site 3) | Hwy 212 District Maintenance Office | Busby | MT | 59016
8 | 2060005 | Montana DOT (Busby Site) | Tank 1 | Tank 1 Compartment 1 | Permanently Out of Use | 1000 | TRUE |  | Diesel | FALSE | Unknown | Northern Cheyenne Tribe of the Northern Cheyenne Indian Reservation, Montana | Montana DOT (Busby Site) | Hwy 12 & 3rd Street | Busby | MT | 59016
8 | 2060005 | Montana DOT (Busby Site) | Tank 2 | Tank 2 Compartment 1 | Permanently Out of Use | 1000 | TRUE |  | Gasoline (containing <=10% ethanol) | FALSE | Unknown | Northern Cheyenne Tribe of the Northern Cheyenne Indian Reservation, Montana | Montana DOT (Busby Site) | Hwy 12 & 3rd Street | Busby | MT | 59016
8 | 2060007 | Lame Deer Public School District 6 | Tank 1 | Tank 1 Compartment 1 | Permanently Out of Use | 500 | TRUE |  | Gasoline (containing <=10% ethanol) | FALSE | Unknown | Northern Cheyenne Tribe of the Northern Cheyenne Indian Reservation, Montana | Lame Deer Public School District 6 | 4th Street and West Boundary Street | Lame Deer | MT | 59043
8 | 2060008 | Cheyenne Depot | Tank 1 | Tank 1 Compartment 1 | Permanently Out of Use | 12000 | TRUE | 2021-01-01 | Gasoline (containing <=10% ethanol) | TRUE | Spill Bucket | Northern Cheyenne Tribe of the Northern Cheyenne Indian Reservation, Montana | Cheyenne Depot | Cheyenne Ave. & 4th Street | Lame Deer | MT | 59043
8 | 2060008 | Cheyenne Depot | Tank 8 DSL | Tank 8 DSL | Currently in Use | 12000 | TRUE |  | Diesel | TRUE | Spill Bucket | Northern Cheyenne Tribe of the Northern Cheyenne Indian Reservation, Montana | Cheyenne Depot | Cheyenne Ave. & 4th Street | Lame Deer | MT | 59043
8 | 2060008 | Cheyenne Depot | Tank 7 - Prem | Tank 7 Premium | Currently in Use | 12000 | TRUE |  | Gasoline (containing <=10% ethanol) | TRUE | Spill Bucket | Northern Cheyenne Tribe of the Northern Cheyenne Indian Reservation, Montana | Cheyenne Depot | Cheyenne Ave. & 4th Street | Lame Deer | MT | 59043
8 | 2060008 | Cheyenne Depot | Tank 6 - RUL | REG UNL (6) | Currently in Use | 12000 | TRUE |  | Gasoline (containing <=10% ethanol) | TRUE | Spill Bucket | Northern Cheyenne Tribe of the Northern Cheyenne Indian Reservation, Montana | Cheyenne Depot | Cheyenne Ave. & 4th Street | Lame Deer | MT | 59043
8 | 2060008 | Cheyenne Depot | Tank 5- Reg | REG UNL (5) | Currently in Use | 10000 | TRUE |  | Gasoline (containing <=10% ethanol) | TRUE | Spill Bucket | Northern Cheyenne Tribe of the Northern Cheyenne Indian Reservation, Montana | Cheyenne Depot | Cheyenne Ave. & 4th Street | Lame Deer | MT | 59043
8 | 2060008 | Cheyenne Depot | Tank 4 | Tank 4 Compartment 1 | Permanently Out of Use | 12000 | TRUE | 2021-01-01 | Gasoline (containing <=10% ethanol) | TRUE | Spill Bucket | Northern Cheyenne Tribe of the Northern Cheyenne Indian Reservation, Montana | Cheyenne Depot | Cheyenne Ave. & 4th Street | Lame Deer | MT | 59043
8 | 2060008 | Cheyenne Depot | Tank 3 | Tank 3 Compartment 1 | Permanently Out of Use | 12000 | TRUE | 2021-01-01 | Gasoline (containing <=10% ethanol) | TRUE | Spill Bucket | Northern Cheyenne Tribe of the Northern Cheyenne Indian Reservation, Montana | Cheyenne Depot | Cheyenne Ave. & 4th Street | Lame Deer | MT | 59043
8 | 2060008 | Cheyenne Depot | Tank 2 | Tank 2 Compartment 1 | Permanently Out of Use | 12000 | TRUE | 2021-01-01 | Diesel | TRUE | Spill Bucket | Northern Cheyenne Tribe of the Northern Cheyenne Indian Reservation, Montana | Cheyenne Depot | Cheyenne Ave. & 4th Street | Lame Deer | MT | 59043
8 | 2060010 | Custer's Last Camp (TP) | Tank 1 | Tank 1 Compartment 1 | Permanently Out of Use | 1000 | TRUE |  | Gasoline (containing <=10% ethanol) | FALSE | Unknown | Northern Cheyenne Tribe of the Northern Cheyenne Indian Reservation, Montana | Custer's Last Camp (TP) | South side of Hwy 212 | Busby | MT | 59016
8 | 2060010 | Custer's Last Camp (TP) | Tank 3 | Tank 3 Compartment 1 | Permanently Out of Use | 560 | TRUE |  | Kerosene | FALSE | Unknown | Northern Cheyenne Tribe of the Northern Cheyenne Indian Reservation, Montana | Custer's Last Camp (TP) | South side of Hwy 212 | Busby | MT | 59016
8 | 2060010 | Custer's Last Camp (TP) | Tank 2 | Tank 2 Compartment 1 | Permanently Out of Use | 3000 | TRUE |  | Gasoline (containing <=10% ethanol) | FALSE | Unknown | Northern Cheyenne Tribe of the Northern Cheyenne Indian Reservation, Montana | Custer's Last Camp (TP) | South side of Hwy 212 | Busby | MT | 59016
8 | 2060012 | Montana DOT (Busby Site 2) | Tank 1 | Tank 1 Compartment 1 | Permanently Out of Use | 1000 | TRUE |  | Gasoline (containing <=10% ethanol) | FALSE | Unknown | Northern Cheyenne Tribe of the Northern Cheyenne Indian Reservation, Montana | Montana DOT (Busby Site 2) | Hwy 12 MP 1346 + 64 @ 3rd Street | Busby | MT | 59016
8 | 2060012 | Montana DOT (Busby Site 2) | Tank 2 | Tank 2 Compartment 1 | Permanently Out of Use | 450 | TRUE |  | Gasoline (containing <=10% ethanol) | FALSE | Unknown | Northern Cheyenne Tribe of the Northern Cheyenne Indian Reservation, Montana | Montana DOT (Busby Site 2) | Hwy 12 MP 1346 + 64 @ 3rd Street | Busby | MT | 59016
8 | 2060013 | Montana DOT (Busby Site 4) | Tank 1 | Tank 1 Compartment 1 | Permanently Out of Use | 1000 | TRUE |  | Gasoline (containing <=10% ethanol) | FALSE | Unknown | Northern Cheyenne Tribe of the Northern Cheyenne Indian Reservation, Montana | Montana DOT (Busby Site 4) | Hwy 212 MP 1312.25 | Busby | MT | 59016
8 | 2060013 | Montana DOT (Busby Site 4) | Tank 3 | Tank 3 Compartment 1 | Permanently Out of Use | 500 | TRUE |  | Gasoline (containing <=10% ethanol) | FALSE | Unknown | Northern Cheyenne Tribe of the Northern Cheyenne Indian Reservation, Montana | Montana DOT (Busby Site 4) | Hwy 212 MP 1312.25 | Busby | MT | 59016
8 | 2060013 | Montana DOT (Busby Site 4) | Tank 2 | Tank 2 Compartment 1 | Permanently Out of Use | 1700 | TRUE |  | Diesel | FALSE | Unknown | Northern Cheyenne Tribe of the Northern Cheyenne Indian Reservation, Montana | Montana DOT (Busby Site 4) | Hwy 212 MP 1312.25 | Busby | MT | 59016
8 | 2060014 | Indian Health Services | Tank 1 | Tank 1 Compartment 1 | Permanently Out of Use | 4000 | TRUE |  | Diesel | FALSE | Unknown | Northern Cheyenne Tribe of the Northern Cheyenne Indian Reservation, Montana | Indian Health Services | Eagle Feathers St. P.O. Box 70 | Lame Deer | MT | 59043
8 | 2060015 | Morning Star Enterprises | Tank 1 | Tank 1 Compartment 1 | Permanently Out of Use | 1000 | TRUE |  | Diesel | FALSE | Unknown | Northern Cheyenne Tribe of the Northern Cheyenne Indian Reservation, Montana | Morning Star Enterprises | 328 South Main | Lame Deer | MT | 59043
8 | 2060015 | Morning Star Enterprises | Tank 2 | Tank 2 Compartment 1 | Permanently Out of Use | 500 | TRUE |  | Gasoline (containing <=10% ethanol) | FALSE | Unknown | Northern Cheyenne Tribe of the Northern Cheyenne Indian Reservation, Montana | Morning Star Enterprises | 328 South Main | Lame Deer | MT | 59043
8 | 2060016 | Our Station | Tank 1 | Tank 1 Compartment 1 | Permanently Out of Use | 6000 | TRUE |  | Diesel | FALSE | Unknown | Northern Cheyenne Tribe of the Northern Cheyenne Indian Reservation, Montana | Our Station | Hwy 212 South | Lame Deer | MT | 59043
8 | 2060016 | Our Station | Tank 4 | Tank 4 Compartment 1 | Permanently Out of Use | 10000 | TRUE |  | Gasoline (containing <=10% ethanol) | FALSE | Unknown | Northern Cheyenne Tribe of the Northern Cheyenne Indian Reservation, Montana | Our Station | Hwy 212 South | Lame Deer | MT | 59043
8 | 2060016 | Our Station | Tank 3 | Tank 3 Compartment 1 | Permanently Out of Use | 10000 | TRUE |  | Gasoline (containing <=10% ethanol) | FALSE | Unknown | Northern Cheyenne Tribe of the Northern Cheyenne Indian Reservation, Montana | Our Station | Hwy 212 South | Lame Deer | MT | 59043
8 | 2060016 | Our Station | Tank 2 | Tank 2 Compartment 1 | Permanently Out of Use | 4000 | TRUE |  | Diesel | FALSE | Unknown | Northern Cheyenne Tribe of the Northern Cheyenne Indian Reservation, Montana | Our Station | Hwy 212 South | Lame Deer | MT | 59043
8 | 2060018 | Cady's Gas | Tank 1 | Tank 1 Compartment 1 | Permanently Out of Use | 6000 | TRUE |  | Gasoline (containing <=10% ethanol) | FALSE | Unknown | Northern Cheyenne Tribe of the Northern Cheyenne Indian Reservation, Montana | Cady's Gas | Hwy 212 South (Westside of Cheyenne Ave.) | Lame Deer | MT | 59043
8 | 2060018 | Cady's Gas | Tank 5 | Tank 5 Compartment 1 | Permanently Out of Use | 10000 | TRUE |  | Gasoline (containing <=10% ethanol) | FALSE | Unknown | Northern Cheyenne Tribe of the Northern Cheyenne Indian Reservation, Montana | Cady's Gas | Hwy 212 South (Westside of Cheyenne Ave.) | Lame Deer | MT | 59043
8 | 2060018 | Cady's Gas | Tank 4 | Tank 4 Compartment 1 | Permanently Out of Use | 1000 | TRUE |  | Diesel | FALSE | Unknown | Northern Cheyenne Tribe of the Northern Cheyenne Indian Reservation, Montana | Cady's Gas | Hwy 212 South (Westside of Cheyenne Ave.) | Lame Deer | MT | 59043
8 | 2060018 | Cady's Gas | Tank 3 | Tank 3 Compartment 1 | Permanently Out of Use | 2000 | TRUE |  | Diesel | FALSE | Unknown | Northern Cheyenne Tribe of the Northern Cheyenne Indian Reservation, Montana | Cady's Gas | Hwy 212 South (Westside of Cheyenne Ave.) | Lame Deer | MT | 59043
8 | 2060018 | Cady's Gas | Tank 2 | Tank 2 Compartment 1 | Permanently Out of Use | 6000 | TRUE |  | Gasoline (containing <=10% ethanol) | FALSE | Unknown | Northern Cheyenne Tribe of the Northern Cheyenne Indian Reservation, Montana | Cady's Gas | Hwy 212 South (Westside of Cheyenne Ave.) | Lame Deer | MT | 59043
8 | 2060021 | BIA Northern Cheyenne Agency Bldg 41 | Tank 1 | Tank 1 Compartment 1 | Permanently Out of Use | 300 | TRUE |  | Gasoline (containing <=10% ethanol) | FALSE | Unknown | Northern Cheyenne Tribe of the Northern Cheyenne Indian Reservation, Montana | BIA Northern Cheyenne Agency Bldg 41 | Highway 315 N?? | Lame Deer | MT | 59043
8 | 2060021 | BIA Northern Cheyenne Agency Bldg 41 | Tank 4 | Tank 4 Compartment 1 | Permanently Out of Use | 1000 | TRUE |  | Gasoline (containing <=10% ethanol) | FALSE | Unknown | Northern Cheyenne Tribe of the Northern Cheyenne Indian Reservation, Montana | BIA Northern Cheyenne Agency Bldg 41 | Highway 315 N?? | Lame Deer | MT | 59043
8 | 2060021 | BIA Northern Cheyenne Agency Bldg 41 | Tank 3 | Tank 3 Compartment 1 | Permanently Out of Use | 500 | TRUE |  | Diesel | FALSE | Unknown | Northern Cheyenne Tribe of the Northern Cheyenne Indian Reservation, Montana | BIA Northern Cheyenne Agency Bldg 41 | Highway 315 N?? | Lame Deer | MT | 59043
8 | 2060021 | BIA Northern Cheyenne Agency Bldg 41 | Tank 2 | Tank 2 Compartment 1 | Permanently Out of Use | 300 | TRUE |  | Diesel | FALSE | Unknown | Northern Cheyenne Tribe of the Northern Cheyenne Indian Reservation, Montana | BIA Northern Cheyenne Agency Bldg 41 | Highway 315 N?? | Lame Deer | MT | 59043
8 | 2070002 | Village Grocery | Tank 1 | Tank 1 Compartment 1 | Permanently Out of Use | 8000 | TRUE | 2000-06-15 | Gasoline (containing <=10% ethanol) | FALSE | Unknown | Chippewa Cree Indians of the Rocky Boy's Reservation, Montana | Village Grocery | Rocky Boy Route 518 | Box Elder | MT | 59521
8 | 2070002 | Village Grocery | Tank 2 | Tank 2 Compartment 1 | Permanently Out of Use | 6000 | TRUE | 2000-06-15 | Gasoline (containing <=10% ethanol) | FALSE | Unknown | Chippewa Cree Indians of the Rocky Boy's Reservation, Montana | Village Grocery | Rocky Boy Route 518 | Box Elder | MT | 59521
8 | 2070004 | Rocky Boy Agency Shop (BIA) | Tank 1 | Tank 1 Compartment 1 | Permanently Out of Use | 1000 | TRUE |  | Gasoline (containing <=10% ethanol) | FALSE | Unknown | Chippewa Cree Indians of the Rocky Boy's Reservation, Montana | Rocky Boy Agency Shop (BIA) | Rocky Boy's Agency RT 1 | Box Elder | MT | 59521
8 | 2070006 | Squaw Butte M/W Site | Tank 1 | Tank 1 Compartment 1 | Permanently Out of Use | 250 | TRUE |  | Gasoline (containing <=10% ethanol) | FALSE | Unknown | Chippewa Cree Indians of the Rocky Boy's Reservation, Montana | Squaw Butte M/W Site | Unknown | Box Elder | MT | 59521
8 | 2070014 | LaMere's Station | Tank 1 | Tank 1 Compartment 1 | Permanently Out of Use | 2000 | TRUE |  | Gasoline (containing <=10% ethanol) | FALSE | Unknown | Chippewa Cree Indians of the Rocky Boy's Reservation, Montana | LaMere's Station | Rocky Boy Route | Box Elder | MT | 59521
8 | 2070014 | LaMere's Station | Tank 2 | Tank 2 Compartment 1 | Permanently Out of Use | 1200 | TRUE |  | Gasoline (containing <=10% ethanol) | FALSE | Unknown | Chippewa Cree Indians of the Rocky Boy's Reservation, Montana | LaMere's Station | Rocky Boy Route | Box Elder | MT | 59521
8 | 2070015 | Old Past Time Grocery | Tank 1 | Tank 1 Compartment 1 | Permanently Out of Use |  | TRUE |  | Gasoline (containing <=10% ethanol) | FALSE | Unknown | Chippewa Cree Indians of the Rocky Boy's Reservation, Montana | Old Past Time Grocery | Unknown | Box Elder | MT | 59521
8 | 2070015 | Old Past Time Grocery | Tank 2 | Tank 2 Compartment 1 | Permanently Out of Use |  | TRUE |  | Gasoline (containing <=10% ethanol) | FALSE | Unknown | Chippewa Cree Indians of the Rocky Boy's Reservation, Montana | Old Past Time Grocery | Unknown | Box Elder | MT | 59521
8 | 2070016 | Friedes Hwy Market | Tank 1 | Tank 1 Compartment 1 | Permanently Out of Use |  | TRUE |  | Gasoline (containing <=10% ethanol) | FALSE | Unknown | Chippewa Cree Indians of the Rocky Boy's Reservation, Montana | Friedes Hwy Market | US Highway 87 | Box Elder | MT | 59521
8 | 2070016 | Friedes Hwy Market | Tank 2 | Tank 2 Compartment 1 | Permanently Out of Use |  | TRUE |  | Gasoline (containing <=10% ethanol) | FALSE | Unknown | Chippewa Cree Indians of the Rocky Boy's Reservation, Montana | Friedes Hwy Market | US Highway 87 | Box Elder | MT | 59521
8 | 2070017 | Perrys Bear Paw Hotel Bar | Tank 1 | Tank 1 Compartment 1 | Permanently Out of Use | 1000 | TRUE |  | Gasoline (containing <=10% ethanol) | FALSE | Unknown | Chippewa Cree Indians of the Rocky Boy's Reservation, Montana | Perrys Bear Paw Hotel Bar | Main St. (Box 175) | Box Elder | MT | 59521
8 | 2070017 | Perrys Bear Paw Hotel Bar | Tank 2 | Tank 2 Compartment 1 | Permanently Out of Use | 1000 | TRUE |  | Gasoline (containing <=10% ethanol) | FALSE | Unknown | Chippewa Cree Indians of the Rocky Boy's Reservation, Montana | Perrys Bear Paw Hotel Bar | Main St. (Box 175) | Box Elder | MT | 59521
8 | 2070018 | Rocky Boy Elementary School | Tank 1 | Tank 1 Compartment 1 | Permanently Out of Use | 1000 | TRUE |  | Gasoline (containing <=10% ethanol) | FALSE | Unknown | Chippewa Cree Indians of the Rocky Boy's Reservation, Montana | Rocky Boy Elementary School | RR 1 Box 620 | Box Elder | MT | 59521
8 | 2070018 | Rocky Boy Elementary School | Tank 2 | Tank 2 Compartment 1 | Permanently Out of Use | 1000 | TRUE |  | Gasoline (containing <=10% ethanol) | FALSE | Unknown | Chippewa Cree Indians of the Rocky Boy's Reservation, Montana | Rocky Boy Elementary School | RR 1 Box 620 | Box Elder | MT | 59521
8 | 3010001 | Brindle's ETC | Tank 1 | Tank 1 Compartment 1 | Permanently Out of Use | 2000 | TRUE |  | Gasoline (containing <=10% ethanol) | FALSE | Unknown | Three Affiliated Tribes of the Fort Berthold Reservation, North Dakota | Brindle's ETC | RR 1 Box 54 | Parshall | ND | 58770
8 | 3010001 | Brindle's ETC | Tank 2 | Tank 2 Compartment 1 | Permanently Out of Use | 2000 | TRUE |  | Gasoline (containing <=10% ethanol) | FALSE | Unknown | Three Affiliated Tribes of the Fort Berthold Reservation, North Dakota | Brindle's ETC | RR 1 Box 54 | Parshall | ND | 58770
8 | 3010002 | Lakeside Convenience | Tank 1 | Tank 1 Compartment 1 | Permanently Out of Use | 115 | TRUE |  | Gasoline (containing <=10% ethanol) | FALSE | Unknown | Three Affiliated Tribes of the Fort Berthold Reservation, North Dakota | Lakeside Convenience | RR 1 Box 65 | Halliday | ND | 58636
8 | 3010002 | Lakeside Convenience | Tank 2 | Tank 2 Compartment 1 | Permanently Out of Use | 115 | TRUE |  | Gasoline (containing <=10% ethanol) | FALSE | Unknown | Three Affiliated Tribes of the Fort Berthold Reservation, North Dakota | Lakeside Convenience | RR 1 Box 65 | Halliday | ND | 58636
8 | 3010003 | Van Hook Park | Tank 1 | Tank 1 Compartment 1 | Permanently Out of Use | 1000 | TRUE | 2004-03-01 | Gasoline (containing <=10% ethanol) | TRUE | Spill Bucket | Three Affiliated Tribes of the Fort Berthold Reservation, North Dakota | Van Hook Park | 1801 Van Hook P.O. Box 92 | New Town | ND | 58763
8 | 3010003 | Van Hook Park | Tank 2 | Tank 2 Compartment 1 | Permanently Out of Use | 2000 | TRUE | 2004-03-01 | Gasoline (containing <=10% ethanol) | TRUE | Spill Bucket | Three Affiliated Tribes of the Fort Berthold Reservation, North Dakota | Van Hook Park | 1801 Van Hook P.O. Box 92 | New Town | ND | 58763
8 | 3010004 | Reservation Telephone Coop | Tank 1 | Tank 1 Compartment 1 | Permanently Out of Use | 4000 | TRUE |  | Diesel | FALSE | Unknown | Three Affiliated Tribes of the Fort Berthold Reservation, North Dakota | Reservation Telephone Coop | Main St. | Parshall | ND | 58770
8 | 3010004 | Reservation Telephone Coop | Tank 2 | Tank 2 Compartment 1 | Permanently Out of Use | 4000 | TRUE |  | Gasoline (containing <=10% ethanol) | FALSE | Unknown | Three Affiliated Tribes of the Fort Berthold Reservation, North Dakota | Reservation Telephone Coop | Main St. | Parshall | ND | 58770
8 | 3010004 | Reservation Telephone Coop | Tank 3 | Tank 3 Compartment 1 | Permanently Out of Use | 10000 | TRUE |  | Gasoline (containing <=10% ethanol) | FALSE | Unknown | Three Affiliated Tribes of the Fort Berthold Reservation, North Dakota | Reservation Telephone Coop | Main St. | Parshall | ND | 58770
8 | 3010005 | MLF H-4 | Tank 1 | Tank 1 Compartment 1 | Permanently Out of Use | 14500 | TRUE |  | Diesel | FALSE | Unknown | Three Affiliated Tribes of the Fort Berthold Reservation, North Dakota | MLF H-4 | Sec.19-T152N-R88W | Plaza | ND | 58771
8 | 3010005 | MLF H-4 | Tank 2 | Tank 2 Compartment 1 | Currently in Use | 4000 | TRUE |  | Diesel | TRUE | Spill Bucket | Three Affiliated Tribes of the Fort Berthold Reservation, North Dakota | MLF H-4 | Sec.19-T152N-R88W | Plaza | ND | 58771
8 | 3010006 | Chuck's Conoco (FKA Mac's One Stop) | Tank 1 | Tank 1 Compartment 1 | Permanently Out of Use | 10000 | TRUE |  | Gasoline (containing <=10% ethanol) | FALSE | Unknown | Three Affiliated Tribes of the Fort Berthold Reservation, North Dakota | Chuck's Conoco (FKA Mac's One Stop) | 16 East Central Avenue P.O. Box 535 | Parshall | ND | 58770
8 | 3010006 | Chuck's Conoco (FKA Mac's One Stop) | Tank 2 | Tank 2 Compartment 1 | Permanently Out of Use | 10000 | TRUE |  | Gasoline (containing <=10% ethanol) | FALSE | Unknown | Three Affiliated Tribes of the Fort Berthold Reservation, North Dakota | Chuck's Conoco (FKA Mac's One Stop) | 16 East Central Avenue P.O. Box 535 | Parshall | ND | 58770
8 | 3010006 | Chuck's Conoco (FKA Mac's One Stop) | Tank 3 | Tank 3 Compartment 1 | Permanently Out of Use | 2000 | TRUE |  | Diesel | FALSE | Unknown | Three Affiliated Tribes of the Fort Berthold Reservation, North Dakota | Chuck's Conoco (FKA Mac's One Stop) | 16 East Central Avenue P.O. Box 535 | Parshall | ND | 58770
8 | 3010006 | Chuck's Conoco (FKA Mac's One Stop) | Tank 4 | Tank 4 Compartment 1 | Permanently Out of Use | 1000 | TRUE |  | Diesel | FALSE | Unknown | Three Affiliated Tribes of the Fort Berthold Reservation, North Dakota | Chuck's Conoco (FKA Mac's One Stop) | 16 East Central Avenue P.O. Box 535 | Parshall | ND | 58770
8 | 3010007 | Farmers Union Oil Co. - Main Office | Tank 1 | Tank 1 Compartment 1 | Permanently Out of Use | 8000 | TRUE | 2017-06-12 | Gasoline (containing <=10% ethanol) | TRUE | Spill Bucket | Three Affiliated Tribes of the Fort Berthold Reservation, North Dakota | Farmers Union Oil Co. - Main Office | 241 W. Main Street P.O. Box 340 | New Town | ND | 58763
8 | 3010007 | Farmers Union Oil Co. - Main Office | Tank 2 | Tank 2 Compartment 1 | Permanently Out of Use | 8000 | TRUE | 2017-06-12 | Diesel | TRUE | Spill Bucket | Three Affiliated Tribes of the Fort Berthold Reservation, North Dakota | Farmers Union Oil Co. - Main Office | 241 W. Main Street P.O. Box 340 | New Town | ND | 58763
8 | 3010007 | Farmers Union Oil Co. - Main Office | Tank 3 | Tank 3 Compartment 1 | Permanently Out of Use | 8000 | TRUE | 2017-06-12 | Gasoline (containing <=10% ethanol) | TRUE | Spill Bucket | Three Affiliated Tribes of the Fort Berthold Reservation, North Dakota | Farmers Union Oil Co. - Main Office | 241 W. Main Street P.O. Box 340 | New Town | ND | 58763
8 | 3010007 | Farmers Union Oil Co. - Main Office | Tank 4 | Tank 4 Compartment 1 | Permanently Out of Use | 8000 | TRUE | 2017-06-12 | Diesel | TRUE | Spill Bucket | Three Affiliated Tribes of the Fort Berthold Reservation, North Dakota | Farmers Union Oil Co. - Main Office | 241 W. Main Street P.O. Box 340 | New Town | ND | 58763
8 | 3010007 | Farmers Union Oil Co. - Main Office | Tank 5 | Tank 5 Compartment 1 | Permanently Out of Use | 10000 | TRUE |  | Gasoline (containing <=10% ethanol) | FALSE | Unknown | Three Affiliated Tribes of the Fort Berthold Reservation, North Dakota | Farmers Union Oil Co. - Main Office | 241 W. Main Street P.O. Box 340 | New Town | ND | 58763
8 | 3010007 | Farmers Union Oil Co. - Main Office | Tank 6 | Tank 6 Compartment 1 | Permanently Out of Use | 2000 | TRUE |  | Diesel | FALSE | Unknown | Three Affiliated Tribes of the Fort Berthold Reservation, North Dakota | Farmers Union Oil Co. - Main Office | 241 W. Main Street P.O. Box 340 | New Town | ND | 58763
8 | 3010007 | Farmers Union Oil Co. - Main Office | Tank 7 | Tank 7 Compartment 1 | Permanently Out of Use | 2000 | TRUE |  | Hazardous Substance | FALSE | Unknown | Three Affiliated Tribes of the Fort Berthold Reservation, North Dakota | Farmers Union Oil Co. - Main Office | 241 W. Main Street P.O. Box 340 | New Town | ND | 58763
8 | 3010007 | Farmers Union Oil Co. - Main Office | Tank 8 | Tank 8 Compartment 1 | Permanently Out of Use | 2000 | TRUE |  | Diesel | FALSE | Unknown | Three Affiliated Tribes of the Fort Berthold Reservation, North Dakota | Farmers Union Oil Co. - Main Office | 241 W. Main Street P.O. Box 340 | New Town | ND | 58763
8 | 3010007 | Farmers Union Oil Co. - Main Office | Tank 9 | Tank 9 Compartment 1 | Permanently Out of Use | 2000 | TRUE |  | Gasoline (containing <=10% ethanol) | FALSE | Unknown | Three Affiliated Tribes of the Fort Berthold Reservation, North Dakota | Farmers Union Oil Co. - Main Office | 241 W. Main Street P.O. Box 340 | New Town | ND | 58763
8 | 3010007 | Farmers Union Oil Co. - Main Office | Tank 10 | Tank 10 Compartment 1 | Permanently Out of Use | 300 | TRUE |  | Used Oil | FALSE | Unknown | Three Affiliated Tribes of the Fort Berthold Reservation, North Dakota | Farmers Union Oil Co. - Main Office | 241 W. Main Street P.O. Box 340 | New Town | ND | 58763
8 | 3010007 | Farmers Union Oil Co. - Main Office | Tank 12 | Tank 12 Compartment 1 | Permanently Out of Use | 6000 | TRUE | 2017-06-12 | Gasoline (containing <=10% ethanol) | TRUE | Spill Bucket | Three Affiliated Tribes of the Fort Berthold Reservation, North Dakota | Farmers Union Oil Co. - Main Office | 241 W. Main Street P.O. Box 340 | New Town | ND | 58763
8 | 3010008 | Olson Vocational Center | Tank 1 | Tank 1 Compartment 1 | Permanently Out of Use | 2000 | TRUE |  | Gasoline (containing <=10% ethanol) | FALSE | Unknown | Three Affiliated Tribes of the Fort Berthold Reservation, North Dakota | Olson Vocational Center | 501 Main Street | New Town | ND | 58763
8 | 3010009 | Mandaree BIA Roads | Tank 1 | Tank 1 Compartment 1 | Permanently Out of Use | 2000 | TRUE |  | Gasoline (containing <=10% ethanol) | FALSE | Unknown | Three Affiliated Tribes of the Fort Berthold Reservation, North Dakota | Mandaree BIA Roads | Main Street, Bldg. 235 | Mandaree | ND | 58757
8 | 3010009 | Mandaree BIA Roads | Tank 3 | Tank 3 Compartment 1 | Permanently Out of Use | 1000 | TRUE |  | Gasoline (containing <=10% ethanol) | FALSE | Unknown | Three Affiliated Tribes of the Fort Berthold Reservation, North Dakota | Mandaree BIA Roads | Main Street, Bldg. 235 | Mandaree | ND | 58757
8 | 3010010 | Twin Buttes School (BIA) | Tank 2 | Tank 2 Compartment 1 | Permanently Out of Use | 1000 | TRUE |  | Gasoline (containing <=10% ethanol) | FALSE | Unknown | Three Affiliated Tribes of the Fort Berthold Reservation, North Dakota | Twin Buttes School (BIA) | RR 1 Box 65, Bldg. 318 (Sec 30-T147N-R91W) | Halliday | ND | 58636
8 | 3010011 | West Dakota Service | Tank 1 | Tank 1 Compartment 1 | Permanently Out of Use | 6000 | TRUE | 2008-04-22 | Gasoline (containing <=10% ethanol) | TRUE | Spill Bucket | Three Affiliated Tribes of the Fort Berthold Reservation, North Dakota | West Dakota Service | 227 West Main | New Town | ND | 58763
8 | 3010011 | West Dakota Service | Tank 2 | Tank 2 Compartment 1 | Permanently Out of Use | 6000 | TRUE | 2008-04-22 | Gasoline (containing <=10% ethanol) | TRUE | Spill Bucket | Three Affiliated Tribes of the Fort Berthold Reservation, North Dakota | West Dakota Service | 227 West Main | New Town | ND | 58763
8 | 3010011 | West Dakota Service | Tank 3 | Tank 3 Compartment 1 | Permanently Out of Use | 4000 | TRUE | 2008-04-22 | Diesel | TRUE | Spill Bucket | Three Affiliated Tribes of the Fort Berthold Reservation, North Dakota | West Dakota Service | 227 West Main | New Town | ND | 58763
8 | 3010011 | West Dakota Service | Tank 4 | Tank 4 Compartment 1 | Permanently Out of Use | 1000 | TRUE |  | Unknown Petroleum | FALSE | Unknown | Three Affiliated Tribes of the Fort Berthold Reservation, North Dakota | West Dakota Service | 227 West Main | New Town | ND | 58763
8 | 3010011 | West Dakota Service | Tank 5 | Tank 5 Compartment 1 | Permanently Out of Use | 2000 | TRUE |  | Unknown Petroleum | FALSE | Unknown | Three Affiliated Tribes of the Fort Berthold Reservation, North Dakota | West Dakota Service | 227 West Main | New Town | ND | 58763
8 | 3010011 | West Dakota Service | Tank 6 | Tank 6 Compartment 1 | Permanently Out of Use | 4000 | TRUE |  | Unknown Petroleum | FALSE | Unknown | Three Affiliated Tribes of the Fort Berthold Reservation, North Dakota | West Dakota Service | 227 West Main | New Town | ND | 58763
8 | 3010011 | West Dakota Service | Tank 7 | Tank 7 Compartment 1 | Permanently Out of Use | 5000 | TRUE |  | Unknown Petroleum | FALSE | Unknown | Three Affiliated Tribes of the Fort Berthold Reservation, North Dakota | West Dakota Service | 227 West Main | New Town | ND | 58763
8 | 3010011 | West Dakota Service | Tank 8 | Tank 8 Compartment 1 | Permanently Out of Use | 6000 | TRUE |  | Unknown Petroleum | FALSE | Unknown | Three Affiliated Tribes of the Fort Berthold Reservation, North Dakota | West Dakota Service | 227 West Main | New Town | ND | 58763
8 | 3010012 | United Quality Coop - C-Store East | Tank 3 | Tank 3 TOU | Temporarily Out of Use | 2000 | TRUE | 2020-05-01 | Gasoline (containing <=10% ethanol) | TRUE | Spill Bucket | Three Affiliated Tribes of the Fort Berthold Reservation, North Dakota | United Quality Coop - C-Store East | 712 First St. North P.O. Box 340 | New Town | ND | 58763
8 | 3010012 | United Quality Coop - C-Store East | Tank 2 | Tank 2 UNL | Currently in Use | 8000 | TRUE |  | Gasoline (containing <=10% ethanol) | TRUE | Spill Bucket | Three Affiliated Tribes of the Fort Berthold Reservation, North Dakota | United Quality Coop - C-Store East | 712 First St. North P.O. Box 340 | New Town | ND | 58763
8 | 3010012 | United Quality Coop - C-Store East | Tank 1 | Tank 1 UNL | Currently in Use | 8000 | TRUE |  | Gasoline (containing <=10% ethanol) | TRUE | Spill Bucket | Three Affiliated Tribes of the Fort Berthold Reservation, North Dakota | United Quality Coop - C-Store East | 712 First St. North P.O. Box 340 | New Town | ND | 58763
8 | 3010012 | United Quality Coop - C-Store East | R-1 (FKA Tank 4) | Tank 4 Compartment 1 | Permanently Out of Use | 8000 | TRUE |  | Gasoline (containing <=10% ethanol) | FALSE | Unknown | Three Affiliated Tribes of the Fort Berthold Reservation, North Dakota | United Quality Coop - C-Store East | 712 First St. North P.O. Box 340 | New Town | ND | 58763
8 | 3010012 | United Quality Coop - C-Store East | R-2 (FKA Tank 5) | Tank 5 Compartment 1 | Permanently Out of Use | 8000 | TRUE |  | Gasoline (containing <=10% ethanol) | FALSE | Unknown | Three Affiliated Tribes of the Fort Berthold Reservation, North Dakota | United Quality Coop - C-Store East | 712 First St. North P.O. Box 340 | New Town | ND | 58763
8 | 3010012 | United Quality Coop - C-Store East | R-3 (FKA Tank 6) | Tank 6 Compartment 1 | Permanently Out of Use | 2000 | TRUE |  | Diesel | FALSE | Unknown | Three Affiliated Tribes of the Fort Berthold Reservation, North Dakota | United Quality Coop - C-Store East | 712 First St. North P.O. Box 340 | New Town | ND | 58763
8 | 3010012 | United Quality Coop - C-Store East | Tank 6/7 | Tank 6 DSL | Currently in Use | 8000 | TRUE |  | Diesel | TRUE | Spill Bucket | Three Affiliated Tribes of the Fort Berthold Reservation, North Dakota | United Quality Coop - C-Store East | 712 First St. North P.O. Box 340 | New Town | ND | 58763
8 | 3010012 | United Quality Coop - C-Store East | Tank 8/9 | Tank 8 DSL | Currently in Use | 8000 | TRUE |  | Diesel | TRUE | Spill Bucket | Three Affiliated Tribes of the Fort Berthold Reservation, North Dakota | United Quality Coop - C-Store East | 712 First St. North P.O. Box 340 | New Town | ND | 58763
8 | 3010012 | United Quality Coop - C-Store East | Tank 4 | Tank 4 UNL | Currently in Use | 8000 | TRUE |  | Gasoline (containing <=10% ethanol) | TRUE | Spill Bucket | Three Affiliated Tribes of the Fort Berthold Reservation, North Dakota | United Quality Coop - C-Store East | 712 First St. North P.O. Box 340 | New Town | ND | 58763
8 | 3010012 | United Quality Coop - C-Store East | Tank 5 | Tank 5 DSL | Currently in Use | 20000 | TRUE |  | Diesel | TRUE | Spill Bucket | Three Affiliated Tribes of the Fort Berthold Reservation, North Dakota | United Quality Coop - C-Store East | 712 First St. North P.O. Box 340 | New Town | ND | 58763
8 | 3010012 | United Quality Coop - C-Store East | Tank 10 | Tank 10 DSL | Currently in Use | 20000 | TRUE |  | Diesel | FALSE | Unknown | Three Affiliated Tribes of the Fort Berthold Reservation, North Dakota | United Quality Coop - C-Store East | 712 First St. North P.O. Box 340 | New Town | ND | 58763
8 | 3010012 | United Quality Coop - C-Store East | Tank 6/7 | Tank 7 DSL | Currently in Use | 4000 | TRUE |  | Diesel | TRUE | Spill Bucket | Three Affiliated Tribes of the Fort Berthold Reservation, North Dakota | United Quality Coop - C-Store East | 712 First St. North P.O. Box 340 | New Town | ND | 58763
8 | 3010012 | United Quality Coop - C-Store East | Tank 8/9 | Tank 9 DSL | Currently in Use | 4000 | TRUE |  | Diesel | TRUE | Spill Bucket | Three Affiliated Tribes of the Fort Berthold Reservation, North Dakota | United Quality Coop - C-Store East | 712 First St. North P.O. Box 340 | New Town | ND | 58763
8 | 3010013 | White Shield Compound (Multiple BIA sites) | Tank 1 | Tank 1 Compartment 1 | Permanently Out of Use | 2000 | TRUE |  | Gasoline (containing <=10% ethanol) | FALSE | Unknown | Three Affiliated Tribes of the Fort Berthold Reservation, North Dakota | White Shield Compound (Multiple BIA sites) | HC Box 45 (White Shield, ND) | Roseglen | ND | 58775
8 | 3010013 | White Shield Compound (Multiple BIA sites) | Tank 2 | Tank 2 Compartment 1 | Permanently Out of Use | 2000 | TRUE |  | Gasoline (containing <=10% ethanol) | FALSE | Unknown | Three Affiliated Tribes of the Fort Berthold Reservation, North Dakota | White Shield Compound (Multiple BIA sites) | HC Box 45 (White Shield, ND) | Roseglen | ND | 58775
8 | 3010013 | White Shield Compound (Multiple BIA sites) | Tank 3 | Tank 3 Compartment 1 | Permanently Out of Use | 1500 | TRUE |  | Diesel | FALSE | Unknown | Three Affiliated Tribes of the Fort Berthold Reservation, North Dakota | White Shield Compound (Multiple BIA sites) | HC Box 45 (White Shield, ND) | Roseglen | ND | 58775
8 | 3010013 | White Shield Compound (Multiple BIA sites) | Tank 4 | Tank 4 Compartment 1 | Permanently Out of Use | 1000 | TRUE |  | Gasoline (containing <=10% ethanol) | FALSE | Unknown | Three Affiliated Tribes of the Fort Berthold Reservation, North Dakota | White Shield Compound (Multiple BIA sites) | HC Box 45 (White Shield, ND) | Roseglen | ND | 58775
8 | 3010013 | White Shield Compound (Multiple BIA sites) | Tank 5 | Tank 5 Compartment 1 | Permanently Out of Use | 1000 | TRUE |  | Gasoline (containing <=10% ethanol) | FALSE | Unknown | Three Affiliated Tribes of the Fort Berthold Reservation, North Dakota | White Shield Compound (Multiple BIA sites) | HC Box 45 (White Shield, ND) | Roseglen | ND | 58775
8 | 3010013 | White Shield Compound (Multiple BIA sites) | Tank 6 | Tank 6 Compartment 1 | Permanently Out of Use | 1000 | TRUE |  | Gasoline (containing <=10% ethanol) | FALSE | Unknown | Three Affiliated Tribes of the Fort Berthold Reservation, North Dakota | White Shield Compound (Multiple BIA sites) | HC Box 45 (White Shield, ND) | Roseglen | ND | 58775
8 | 3010014 | MLF F-10 | Tank 1 | Tank 1 Compartment 1 | Permanently Out of Use | 14300 | TRUE | 1999-06-15 | Diesel | FALSE | Unknown | Three Affiliated Tribes of the Fort Berthold Reservation, North Dakota | MLF F-10 | Sec. 14 - T152N - R88W | Makoti | ND | 58756
8 | 3010014 | MLF F-10 | Tank 2 | Tank 2 Compartment 1 | Currently in Use | 4000 | TRUE |  | Diesel | TRUE | Spill Bucket | Three Affiliated Tribes of the Fort Berthold Reservation, North Dakota | MLF F-10 | Sec. 14 - T152N - R88W | Makoti | ND | 58756
8 | 3010015 | Indian Hills Resort | Tank 1 | Tank 1 Compartment 1 | Permanently Out of Use | 2000 | TRUE |  | Gasoline (containing <=10% ethanol) | FALSE | Unknown | Three Affiliated Tribes of the Fort Berthold Reservation, North Dakota | Indian Hills Resort | 7302 14th Street NW | Garrison | ND | 58540
8 | 3010015 | Indian Hills Resort | Tank 2 | Tank 2 UNL | Currently in Use | 2000 | TRUE |  | Gasoline (containing <=10% ethanol) | TRUE | Spill Bucket | Three Affiliated Tribes of the Fort Berthold Reservation, North Dakota | Indian Hills Resort | 7302 14th Street NW | Garrison | ND | 58540
8 | 3010016 | Parshall Facility | Tank 1 | Tank 1 Compartment 1 | Permanently Out of Use | 1000 | TRUE |  | Gasoline (containing <=10% ethanol) | FALSE | Unknown | Three Affiliated Tribes of the Fort Berthold Reservation, North Dakota | Parshall Facility | Sec 19 - T152N - R89W | Parshall | ND | 58770
8 | 3010016 | Parshall Facility | Tank 2 | Tank 2 Compartment 1 | Permanently Out of Use | 1000 | TRUE |  | Diesel | FALSE | Unknown | Three Affiliated Tribes of the Fort Berthold Reservation, North Dakota | Parshall Facility | Sec 19 - T152N - R89W | Parshall | ND | 58770
8 | 3010017 | Amoco Pipeline Office | Tank 1 | Tank 1 Compartment 1 | Permanently Out of Use | 1000 | TRUE |  | Gasoline (containing <=10% ethanol) | FALSE | Unknown | Three Affiliated Tribes of the Fort Berthold Reservation, North Dakota | Amoco Pipeline Office | 217 Third Street South | New Town | ND | 58763
8 | 3010018 | Deep Water Bait & Tackle | Tank 1 | Tank 1 Compartment 1 | Permanently Out of Use | 2000 | TRUE |  | Gasoline (containing <=10% ethanol) | FALSE | Unknown | Three Affiliated Tribes of the Fort Berthold Reservation, North Dakota | Deep Water Bait & Tackle | RR 1 Box 108 | Parshall | ND | 58770
8 | 3010018 | Deep Water Bait & Tackle | Tank 2 | Tank 2 Compartment 1 | Permanently Out of Use | 2000 | TRUE |  | Gasoline (containing <=10% ethanol) | FALSE | Unknown | Three Affiliated Tribes of the Fort Berthold Reservation, North Dakota | Deep Water Bait & Tackle | RR 1 Box 108 | Parshall | ND | 58770
8 | 3010019 | Al's Standard | Tank 1 | Tank 1 Compartment 1 | Permanently Out of Use | 2000 | TRUE |  | Gasoline (containing <=10% ethanol) | FALSE | Unknown | Three Affiliated Tribes of the Fort Berthold Reservation, North Dakota | Al's Standard | Main Street | Parshall | ND | 58770
8 | 3010019 | Al's Standard | Tank 2 | Tank 2 Compartment 1 | Permanently Out of Use | 1200 | TRUE |  | Gasoline (containing <=10% ethanol) | FALSE | Unknown | Three Affiliated Tribes of the Fort Berthold Reservation, North Dakota | Al's Standard | Main Street | Parshall | ND | 58770
8 | 3010019 | Al's Standard | Tank 3 | Tank 3 Compartment 1 | Permanently Out of Use | 1000 | TRUE |  | Diesel | FALSE | Unknown | Three Affiliated Tribes of the Fort Berthold Reservation, North Dakota | Al's Standard | Main Street | Parshall | ND | 58770
8 | 3010019 | Al's Standard | Tank 4 | Tank 4 Compartment 1 | Permanently Out of Use | 2000 | TRUE |  | Gasoline (containing <=10% ethanol) | FALSE | Unknown | Three Affiliated Tribes of the Fort Berthold Reservation, North Dakota | Al's Standard | Main Street | Parshall | ND | 58770
8 | 3010020 | Kum & Go Food Store # 810 (FKA Superpumper #20) | Tank 1 | Tank 1 Compartment 1 | Permanently Out of Use | 12000 | TRUE |  | Gasoline (containing <=10% ethanol) | FALSE | Unknown | Three Affiliated Tribes of the Fort Berthold Reservation, North Dakota | Kum & Go Food Store # 810 (FKA Superpumper #20) | 242 Main Street P.O. Box 416 | New Town | ND | 58763
8 | 3010020 | Kum & Go Food Store # 810 (FKA Superpumper #20) | Tank 2 | Tank 2 Compartment 1 | Permanently Out of Use | 12000 | TRUE |  | Gasoline (containing <=10% ethanol) | FALSE | Unknown | Three Affiliated Tribes of the Fort Berthold Reservation, North Dakota | Kum & Go Food Store # 810 (FKA Superpumper #20) | 242 Main Street P.O. Box 416 | New Town | ND | 58763
8 | 3010020 | Kum & Go Food Store # 810 (FKA Superpumper #20) | Tank 3 | Tank 3 Compartment 1 | Permanently Out of Use | 12000 | TRUE |  | Gasoline (containing <=10% ethanol) | FALSE | Unknown | Three Affiliated Tribes of the Fort Berthold Reservation, North Dakota | Kum & Go Food Store # 810 (FKA Superpumper #20) | 242 Main Street P.O. Box 416 | New Town | ND | 58763
8 | 3010020 | Kum & Go Food Store # 810 (FKA Superpumper #20) | Tank 4 | Tank 4 Compartment 1 | Permanently Out of Use | 10000 | TRUE |  | Gasoline (containing <=10% ethanol) | TRUE | Spill Bucket | Three Affiliated Tribes of the Fort Berthold Reservation, North Dakota | Kum & Go Food Store # 810 (FKA Superpumper #20) | 242 Main Street P.O. Box 416 | New Town | ND | 58763
8 | 3010020 | Kum & Go Food Store # 810 (FKA Superpumper #20) | Tank 5 | Tank 5 Compartment 1 | Permanently Out of Use | 12000 | TRUE |  | Gasoline (containing <=10% ethanol) | TRUE | Spill Bucket | Three Affiliated Tribes of the Fort Berthold Reservation, North Dakota | Kum & Go Food Store # 810 (FKA Superpumper #20) | 242 Main Street P.O. Box 416 | New Town | ND | 58763
8 | 3010020 | Kum & Go Food Store # 810 (FKA Superpumper #20) | Tank 6 | Tank 6 Compartment 1 | Permanently Out of Use | 9000 | TRUE |  | Unknown Petroleum | FALSE | Unknown | Three Affiliated Tribes of the Fort Berthold Reservation, North Dakota | Kum & Go Food Store # 810 (FKA Superpumper #20) | 242 Main Street P.O. Box 416 | New Town | ND | 58763
8 | 3010020 | Kum & Go Food Store # 810 (FKA Superpumper #20) | Tank 7 | Tank 7 Compartment 1 | Permanently Out of Use | 4500 | TRUE |  | Unknown Petroleum | FALSE | Unknown | Three Affiliated Tribes of the Fort Berthold Reservation, North Dakota | Kum & Go Food Store # 810 (FKA Superpumper #20) | 242 Main Street P.O. Box 416 | New Town | ND | 58763
8 | 3010020 | Kum & Go Food Store # 810 (FKA Superpumper #20) | Tank 8 | Tank 8 Compartment 1 | Permanently Out of Use | 2000 | TRUE |  | Unknown Petroleum | FALSE | Unknown | Three Affiliated Tribes of the Fort Berthold Reservation, North Dakota | Kum & Go Food Store # 810 (FKA Superpumper #20) | 242 Main Street P.O. Box 416 | New Town | ND | 58763
8 | 3010020 | Kum & Go Food Store # 810 (FKA Superpumper #20) | Tank 9 | Tank 9 Compartment 1 | Permanently Out of Use | 1000 | TRUE |  | Unknown Petroleum | FALSE | Unknown | Three Affiliated Tribes of the Fort Berthold Reservation, North Dakota | Kum & Go Food Store # 810 (FKA Superpumper #20) | 242 Main Street P.O. Box 416 | New Town | ND | 58763
8 | 3010021 | Kum & Go Food Store #803 | Tank 1 | Tank 1 Compartment 1 | Permanently Out of Use | 2000 | TRUE |  | Gasoline (containing <=10% ethanol) | FALSE | Unknown | Three Affiliated Tribes of the Fort Berthold Reservation, North Dakota | Kum & Go Food Store #803 | East Main Box 905 | New Town | ND | 58763
8 | 3010021 | Kum & Go Food Store #803 | Tank 2 | Tank 2 Compartment 1 | Permanently Out of Use | 8000 | TRUE |  | Gasoline (containing <=10% ethanol) | FALSE | Unknown | Three Affiliated Tribes of the Fort Berthold Reservation, North Dakota | Kum & Go Food Store #803 | East Main Box 905 | New Town | ND | 58763
8 | 3010021 | Kum & Go Food Store #803 | Tank 3 | Tank 3 Compartment 1 | Permanently Out of Use | 8000 | TRUE |  | Gasoline (containing <=10% ethanol) | FALSE | Unknown | Three Affiliated Tribes of the Fort Berthold Reservation, North Dakota | Kum & Go Food Store #803 | East Main Box 905 | New Town | ND | 58763
8 | 3010021 | Kum & Go Food Store #803 | Tank 4 | Tank 4 Compartment 1 | Permanently Out of Use | 1500 | TRUE |  | Unknown Petroleum | FALSE | Unknown | Three Affiliated Tribes of the Fort Berthold Reservation, North Dakota | Kum & Go Food Store #803 | East Main Box 905 | New Town | ND | 58763
8 | 3010021 | Kum & Go Food Store #803 | Tank 5 | Tank 5 Compartment 1 | Permanently Out of Use | 1500 | TRUE |  | Unknown Petroleum | FALSE | Unknown | Three Affiliated Tribes of the Fort Berthold Reservation, North Dakota | Kum & Go Food Store #803 | East Main Box 905 | New Town | ND | 58763
8 | 3010021 | Kum & Go Food Store #803 | Tank 6 | Tank 6 Compartment 1 | Permanently Out of Use | 2000 | TRUE |  | Unknown Petroleum | FALSE | Unknown | Three Affiliated Tribes of the Fort Berthold Reservation, North Dakota | Kum & Go Food Store #803 | East Main Box 905 | New Town | ND | 58763
8 | 3010022 | New Town Airport Authority | Tank 1 | Tank 1 Compartment 1 | Permanently Out of Use | 2000 | TRUE |  | Gasoline (containing <=10% ethanol) | FALSE | Unknown | Three Affiliated Tribes of the Fort Berthold Reservation, North Dakota | New Town Airport Authority | Sec. 20 - T152n R92W | New Town | ND | 58763
8 | 3010022 | New Town Airport Authority | Tank 2 | Tank 2 Compartment 1 | Permanently Out of Use | 2000 | TRUE |  | Gasoline (containing <=10% ethanol) | FALSE | Unknown | Three Affiliated Tribes of the Fort Berthold Reservation, North Dakota | New Town Airport Authority | Sec. 20 - T152n R92W | New Town | ND | 58763
8 | 3010023 | Roseglen Store | Tank 1 | Tank 1 Compartment 1 | Permanently Out of Use | 1000 | TRUE |  | Gasoline (containing <=10% ethanol) | FALSE | Unknown | Three Affiliated Tribes of the Fort Berthold Reservation, North Dakota | Roseglen Store | HC3 Box 24B | Roseglen | ND | 58775
8 | 3010023 | Roseglen Store | Tank 2 | Tank 2 Compartment 1 | Permanently Out of Use | 500 | TRUE |  | Gasoline (containing <=10% ethanol) | FALSE | Unknown | Three Affiliated Tribes of the Fort Berthold Reservation, North Dakota | Roseglen Store | HC3 Box 24B | Roseglen | ND | 58775
8 | 3010024 | MLF H-10 | Tank 1 | Tank 1 Compartment 1 | Permanently Out of Use | 14500 | TRUE |  | Diesel | FALSE | Unknown | Three Affiliated Tribes of the Fort Berthold Reservation, North Dakota | MLF H-10 | Sec. 16 - T152N - R91W | New Town | ND | 58763
8 | 3010024 | MLF H-10 | Tank 2 | Tank 2 Compartment 1 | Currently in Use | 4000 | TRUE |  | Diesel | TRUE | Spill Bucket | Three Affiliated Tribes of the Fort Berthold Reservation, North Dakota | MLF H-10 | Sec. 16 - T152N - R91W | New Town | ND | 58763
8 | 3010025 | BIA Roads (New Road Shop) | Tank 1 | Tank 1 Compartment 1 | Permanently Out of Use | 2000 | TRUE |  | Diesel | FALSE | Unknown | Three Affiliated Tribes of the Fort Berthold Reservation, North Dakota | BIA Roads (New Road Shop) | Unknown Whiteshield, ND | Garrison | ND | 58540
8 | 3010025 | BIA Roads (New Road Shop) | Tank 2 | Tank 2 Compartment 1 | Permanently Out of Use | 2000 | TRUE |  | Gasoline (containing <=10% ethanol) | FALSE | Unknown | Three Affiliated Tribes of the Fort Berthold Reservation, North Dakota | BIA Roads (New Road Shop) | Unknown Whiteshield, ND | Garrison | ND | 58540
8 | 3010026 | Mandaree School Bus Garage (BIA) | Tank 1 | Tank 1 Compartment 1 | Permanently Out of Use | 1000 | TRUE |  | Gasoline (containing <=10% ethanol) | FALSE | Unknown | Three Affiliated Tribes of the Fort Berthold Reservation, North Dakota | Mandaree School Bus Garage (BIA) | Mandaree, Bldg. 213 | Mandaree | ND | 58757
8 | 3010027 | Parshall Bulk | Tank 1 | Tank 1 Compartment 1 | Permanently Out of Use | 10000 | TRUE |  | Gasoline (containing <=10% ethanol) | FALSE | Unknown | Three Affiliated Tribes of the Fort Berthold Reservation, North Dakota | Parshall Bulk | P. O. Box 327 | Parshall | ND | 58770
8 | 3010027 | Parshall Bulk | Tank 2 | Tank 2 Compartment 1 | Permanently Out of Use | 2500 | TRUE |  | Gasoline (containing <=10% ethanol) | FALSE | Unknown | Three Affiliated Tribes of the Fort Berthold Reservation, North Dakota | Parshall Bulk | P. O. Box 327 | Parshall | ND | 58770
8 | 3010027 | Parshall Bulk | Tank 3 | Tank 3 Compartment 1 | Permanently Out of Use | 2500 | TRUE |  | Gasoline (containing <=10% ethanol) | FALSE | Unknown | Three Affiliated Tribes of the Fort Berthold Reservation, North Dakota | Parshall Bulk | P. O. Box 327 | Parshall | ND | 58770
8 | 3010027 | Parshall Bulk | Tank 4 | Tank 4 Compartment 1 | Permanently Out of Use | 500 | TRUE |  | Unknown Petroleum | FALSE | Unknown | Three Affiliated Tribes of the Fort Berthold Reservation, North Dakota | Parshall Bulk | P. O. Box 327 | Parshall | ND | 58770
8 | 3010028 | Hankin Field (Parshall Airport) | Tank 1 | Tank 1 Compartment 1 | Permanently Out of Use | 2000 | TRUE |  | Gasoline (containing <=10% ethanol) | FALSE | Unknown | Three Affiliated Tribes of the Fort Berthold Reservation, North Dakota | Hankin Field (Parshall Airport) | Sec 36 T152N - R90W | Parshall | ND | 58770
8 | 3010028 | Hankin Field (Parshall Airport) | Tank 2 | Tank 2 Compartment 1 | Permanently Out of Use | 2000 | TRUE |  | Gasoline (containing <=10% ethanol) | FALSE | Unknown | Three Affiliated Tribes of the Fort Berthold Reservation, North Dakota | Hankin Field (Parshall Airport) | Sec 36 T152N - R90W | Parshall | ND | 58770
8 | 3010028 | Hankin Field (Parshall Airport) | Tank 3 | Tank 3 Compartment 1 | Permanently Out of Use | 1000 | TRUE |  | Unknown Petroleum | FALSE | Unknown | Three Affiliated Tribes of the Fort Berthold Reservation, North Dakota | Hankin Field (Parshall Airport) | Sec 36 T152N - R90W | Parshall | ND | 58770
8 | 3010028 | Hankin Field (Parshall Airport) | Tank 4 | Tank 4 Compartment 1 | Permanently Out of Use | 1000 | TRUE |  | Unknown Petroleum | FALSE | Unknown | Three Affiliated Tribes of the Fort Berthold Reservation, North Dakota | Hankin Field (Parshall Airport) | Sec 36 T152N - R90W | Parshall | ND | 58770
8 | 3010029 | Twin Buttes Road (BIA) | Tank 1 | Tank 1 Compartment 1 | Permanently Out of Use | 1000 | TRUE |  | Gasoline (containing <=10% ethanol) | FALSE | Unknown | Three Affiliated Tribes of the Fort Berthold Reservation, North Dakota | Twin Buttes Road (BIA) | Twin Buttes, Bldg. 312 (Sec 30-T147N-R91W) | Halliday | ND | 58636
8 | 3010029 | Twin Buttes Road (BIA) | Tank 2 | Tank 2 Compartment 1 | Permanently Out of Use | 1000 | TRUE |  | Gasoline (containing <=10% ethanol) | FALSE | Unknown | Three Affiliated Tribes of the Fort Berthold Reservation, North Dakota | Twin Buttes Road (BIA) | Twin Buttes, Bldg. 312 (Sec 30-T147N-R91W) | Halliday | ND | 58636
8 | 3010030 | Four Bear Marina | Tank 1 | Tank 1 Compartment 1 | Permanently Out of Use | 115 | TRUE |  | Gasoline (containing <=10% ethanol) | FALSE | Unknown | Three Affiliated Tribes of the Fort Berthold Reservation, North Dakota | Four Bear Marina | Unknown | New Town | ND | 58763
8 | 3010030 | Four Bear Marina | Tank 2 | Tank 2 Compartment 1 | Permanently Out of Use | 115 | TRUE |  | Diesel | FALSE | Unknown | Three Affiliated Tribes of the Fort Berthold Reservation, North Dakota | Four Bear Marina | Unknown | New Town | ND | 58763
8 | 3010031 | United Tribes Technical College | Tank 1 | Tank 1 Compartment 1 | Permanently Out of Use | 300 | TRUE |  | Used Oil | FALSE | Unknown | United Tribes Technical College (Jointly operated by: Three Affiliated Tribes of Fort Berthold, the Spirit Lake Tribe, the Sisseton-Wahpeton Oyate, the Standing Rock Sioux Tribe, and the Turtle Mountain Band of Chippewa Indians) | United Tribes Technical College | 3315 University Dr. Bldg. 48 | Bismarck | ND | 58504
8 | 3010031 | United Tribes Technical College | Tank 7 | Tank 7 Compartment 1 | Permanently Out of Use | 560 | TRUE |  | Used Oil | FALSE | Unknown | United Tribes Technical College (Jointly operated by: Three Affiliated Tribes of Fort Berthold, the Spirit Lake Tribe, the Sisseton-Wahpeton Oyate, the Standing Rock Sioux Tribe, and the Turtle Mountain Band of Chippewa Indians) | United Tribes Technical College | 3315 University Dr. Bldg. 48 | Bismarck | ND | 58504
8 | 3010031 | United Tribes Technical College | Tank 6 | Tank 6 Compartment 1 | Permanently Out of Use | 560 | TRUE |  | Used Oil | FALSE | Unknown | United Tribes Technical College (Jointly operated by: Three Affiliated Tribes of Fort Berthold, the Spirit Lake Tribe, the Sisseton-Wahpeton Oyate, the Standing Rock Sioux Tribe, and the Turtle Mountain Band of Chippewa Indians) | United Tribes Technical College | 3315 University Dr. Bldg. 48 | Bismarck | ND | 58504
8 | 3010031 | United Tribes Technical College | Tank 5 | Tank 5 Compartment 1 | Permanently Out of Use | 1000 | TRUE |  | Diesel | FALSE | Unknown | United Tribes Technical College (Jointly operated by: Three Affiliated Tribes of Fort Berthold, the Spirit Lake Tribe, the Sisseton-Wahpeton Oyate, the Standing Rock Sioux Tribe, and the Turtle Mountain Band of Chippewa Indians) | United Tribes Technical College | 3315 University Dr. Bldg. 48 | Bismarck | ND | 58504
8 | 3010031 | United Tribes Technical College | Tank 4 | Tank 4 Compartment 1 | Permanently Out of Use | 300 | TRUE |  | Hazardous Substance | FALSE | Unknown | United Tribes Technical College (Jointly operated by: Three Affiliated Tribes of Fort Berthold, the Spirit Lake Tribe, the Sisseton-Wahpeton Oyate, the Standing Rock Sioux Tribe, and the Turtle Mountain Band of Chippewa Indians) | United Tribes Technical College | 3315 University Dr. Bldg. 48 | Bismarck | ND | 58504
8 | 3010031 | United Tribes Technical College | Tank 3 | Tank 3 Compartment 1 | Permanently Out of Use | 300 | TRUE |  | Kerosene | FALSE | Unknown | United Tribes Technical College (Jointly operated by: Three Affiliated Tribes of Fort Berthold, the Spirit Lake Tribe, the Sisseton-Wahpeton Oyate, the Standing Rock Sioux Tribe, and the Turtle Mountain Band of Chippewa Indians) | United Tribes Technical College | 3315 University Dr. Bldg. 48 | Bismarck | ND | 58504
8 | 3010031 | United Tribes Technical College | Tank 2 | Tank 2 Compartment 1 | Permanently Out of Use | 4000 | TRUE |  | Diesel | TRUE | Spill Bucket | United Tribes Technical College (Jointly operated by: Three Affiliated Tribes of Fort Berthold, the Spirit Lake Tribe, the Sisseton-Wahpeton Oyate, the Standing Rock Sioux Tribe, and the Turtle Mountain Band of Chippewa Indians) | United Tribes Technical College | 3315 University Dr. Bldg. 48 | Bismarck | ND | 58504
8 | 3010032 | New Town Facility, ND DOT | Tank 1 | Tank 1 Compartment 1 | Permanently Out of Use | 1000 | TRUE |  | Gasoline (containing <=10% ethanol) | FALSE | Unknown | Three Affiliated Tribes of the Fort Berthold Reservation, North Dakota | New Town Facility, ND DOT | District Shop | New Town | ND | 58763
8 | 3010032 | New Town Facility, ND DOT | Tank 2 | Tank 2 Compartment 1 | Permanently Out of Use | 1000 | TRUE |  | Diesel | FALSE | Unknown | Three Affiliated Tribes of the Fort Berthold Reservation, North Dakota | New Town Facility, ND DOT | District Shop | New Town | ND | 58763
8 | 3010033 | MAF H-1 | Tank 1 | Tank 1 Compartment 1 | Currently in Use | 14300 | TRUE |  | Diesel | TRUE | Spill Bucket | Three Affiliated Tribes of the Fort Berthold Reservation, North Dakota | MAF H-1 | Sec 20-T152N-R90W | Parshall | ND | 58770
8 | 3010033 | MAF H-1 | Tank 4 | Tank 4 Compartment 1 | Currently in Use | 2500 | TRUE |  | Diesel | TRUE | Spill Bucket | Three Affiliated Tribes of the Fort Berthold Reservation, North Dakota | MAF H-1 | Sec 20-T152N-R90W | Parshall | ND | 58770
8 | 3010033 | MAF H-1 | Tank 3 | Tank 3 Compartment 1 | Permanently Out of Use | 1000 | TRUE |  | Diesel | FALSE | Unknown | Three Affiliated Tribes of the Fort Berthold Reservation, North Dakota | MAF H-1 | Sec 20-T152N-R90W | Parshall | ND | 58770
8 | 3010033 | MAF H-1 | Tank 2 | Tank 2 Compartment 1 | Permanently Out of Use | 2500 | TRUE |  | Diesel | FALSE | Unknown | Three Affiliated Tribes of the Fort Berthold Reservation, North Dakota | MAF H-1 | Sec 20-T152N-R90W | Parshall | ND | 58770
8 | 3010034 | Pocket Aces (former Four Bears C-Store) | Tank 1 | Tank 1 Compartment 1 | Permanently Out of Use | 6000 | TRUE |  | Gasoline (containing <=10% ethanol) | FALSE | Unknown | Three Affiliated Tribes of the Fort Berthold Reservation, North Dakota | Pocket Aces (former Four Bears C-Store) | 202 Frontage Rd. P.O. Box 579 | New Town | ND | 58763
8 | 3010034 | Pocket Aces (former Four Bears C-Store) | Tank 2 | Tank 2 Compartment 1 | Permanently Out of Use | 4000 | TRUE |  | Gasoline (containing <=10% ethanol) | FALSE | Unknown | Three Affiliated Tribes of the Fort Berthold Reservation, North Dakota | Pocket Aces (former Four Bears C-Store) | 202 Frontage Rd. P.O. Box 579 | New Town | ND | 58763
8 | 3010034 | Pocket Aces (former Four Bears C-Store) | Tank 3 | Tank 3 Compartment 1 | Permanently Out of Use | 6000 | TRUE |  | Gasoline (containing <=10% ethanol) | FALSE | Unknown | Three Affiliated Tribes of the Fort Berthold Reservation, North Dakota | Pocket Aces (former Four Bears C-Store) | 202 Frontage Rd. P.O. Box 579 | New Town | ND | 58763
8 | 3010034 | Pocket Aces (former Four Bears C-Store) | Tank 4 | Tank 4 Compartment 1 | Permanently Out of Use | 4000 | TRUE |  | Diesel | FALSE | Unknown | Three Affiliated Tribes of the Fort Berthold Reservation, North Dakota | Pocket Aces (former Four Bears C-Store) | 202 Frontage Rd. P.O. Box 579 | New Town | ND | 58763
8 | 3010034 | Pocket Aces (former Four Bears C-Store) | Tank 5 | Tank 5 Compartment 1 | Permanently Out of Use | 10000 | TRUE |  | Gasoline (containing <=10% ethanol) | TRUE | Spill Bucket | Three Affiliated Tribes of the Fort Berthold Reservation, North Dakota | Pocket Aces (former Four Bears C-Store) | 202 Frontage Rd. P.O. Box 579 | New Town | ND | 58763
8 | 3010034 | Pocket Aces (former Four Bears C-Store) | Tank 6 | Tank 6 Compartment 1 | Permanently Out of Use | 10000 | TRUE |  | Gasoline (containing <=10% ethanol) | TRUE | Spill Bucket | Three Affiliated Tribes of the Fort Berthold Reservation, North Dakota | Pocket Aces (former Four Bears C-Store) | 202 Frontage Rd. P.O. Box 579 | New Town | ND | 58763
8 | 3010035 | Lone-Fight Store | Tank 1 | Tank 1 Compartment 1 | Permanently Out of Use | 115 | TRUE |  | Gasoline (containing <=10% ethanol) | FALSE | Unknown | Three Affiliated Tribes of the Fort Berthold Reservation, North Dakota | Lone-Fight Store | HCO Rt 2 Box 2 | Mandaree | ND | 58757
8 | 3010035 | Lone-Fight Store | Tank 2 | Tank 2 Compartment 1 | Permanently Out of Use | 115 | TRUE |  | Gasoline (containing <=10% ethanol) | FALSE | Unknown | Three Affiliated Tribes of the Fort Berthold Reservation, North Dakota | Lone-Fight Store | HCO Rt 2 Box 2 | Mandaree | ND | 58757
8 | 3010036 | Eagles Landing | Tank 4 DSL | Tank 4 DSL | Currently in Use | 6000 | TRUE |  | Diesel | TRUE | Spill Bucket | Three Affiliated Tribes of the Fort Berthold Reservation, North Dakota | Eagles Landing | 404 Frontage Rd. | New Town | ND | 58763
8 | 3010036 | Eagles Landing | Tank 1 PREM | Tank 1 PREM | Currently in Use | 6000 | TRUE |  | Gasoline (containing <=10% ethanol) | TRUE | Spill Bucket | Three Affiliated Tribes of the Fort Berthold Reservation, North Dakota | Eagles Landing | 404 Frontage Rd. | New Town | ND | 58763
8 | 3010036 | Eagles Landing | Tank 2 mid | Tank 2 Mid | Currently in Use | 10000 | TRUE |  | Gasoline (containing <=10% ethanol) | TRUE | Spill Bucket | Three Affiliated Tribes of the Fort Berthold Reservation, North Dakota | Eagles Landing | 404 Frontage Rd. | New Town | ND | 58763
8 | 3010036 | Eagles Landing | Tank 3 REG | Tank 3REG | Currently in Use | 12000 | TRUE |  | Gasoline (containing <=10% ethanol) | TRUE | Spill Bucket | Three Affiliated Tribes of the Fort Berthold Reservation, North Dakota | Eagles Landing | 404 Frontage Rd. | New Town | ND | 58763
8 | 3010037 | Y-B's Convenience Store | Tank 1 | Tank 1 Compartment 1 | Permanently Out of Use | 1000 | TRUE | 2006-09-15 | Gasoline (containing <=10% ethanol) | TRUE | Spill Bucket | Three Affiliated Tribes of the Fort Berthold Reservation, North Dakota | Y-B's Convenience Store | 7 East North 1st Street, White Shield, ND | Roseglen | ND | 58775
8 | 3010038 | Spotted Horn Store | Tank 1 | Tank 1 Compartment 1 | Permanently Out of Use | 115 | TRUE |  | Gasoline (containing <=10% ethanol) | FALSE | Unknown | Three Affiliated Tribes of the Fort Berthold Reservation, North Dakota | Spotted Horn Store | Box 575 | Mandaree | ND | 58757
8 | 3010038 | Spotted Horn Store | Tank 2 | Tank 2 Compartment 1 | Permanently Out of Use | 115 | TRUE |  | Gasoline (containing <=10% ethanol) | FALSE | Unknown | Three Affiliated Tribes of the Fort Berthold Reservation, North Dakota | Spotted Horn Store | Box 575 | Mandaree | ND | 58757
8 | 3010039 | 1804 C-Store (formerly Nishu/White Shield Ree) | Tank 1/2 | Tank 1 DSL | Currently in Use | 8000 | TRUE |  | Diesel | TRUE | Spill Bucket | Three Affiliated Tribes of the Fort Berthold Reservation, North Dakota | 1804 C-Store (FKA Nishu/White Shield Ree) | 2 2nd Avenue (White Shield, ND) | Garrison | ND | 58540
8 | 3010039 | 1804 C-Store (formerly Nishu/White Shield Ree) | Tank 3 | Tank 3 REG | Currently in Use | 10000 | TRUE | 2015-04-07 | Gasoline (containing <=10% ethanol) | TRUE | Spill Bucket | Three Affiliated Tribes of the Fort Berthold Reservation, North Dakota | 1804 C-Store (FKA Nishu/White Shield Ree) | 2 2nd Avenue (White Shield, ND) | Garrison | ND | 58540
8 | 3010039 | 1804 C-Store (formerly Nishu/White Shield Ree) | Tank 1/2 | Tank 2 DSL | Currently in Use | 4000 | TRUE |  | Diesel | TRUE | Spill Bucket | Three Affiliated Tribes of the Fort Berthold Reservation, North Dakota | 1804 C-Store (FKA Nishu/White Shield Ree) | 2 2nd Avenue (White Shield, ND) | Garrison | ND | 58540
8 | 3010040 | South Shore C-Store (formerly Twin Buttes) | Tank 1/2 | Tank 1 REG | Currently in Use | 8000 | TRUE |  | Gasoline (containing <=10% ethanol) | TRUE | Spill Bucket | Three Affiliated Tribes of the Fort Berthold Reservation, North Dakota | South Shore C-Store (formerly Twin Buttes) | 8098 BIA Route 22 (Twin Buttes) | Halliday | ND | 58636
8 | 3010040 | South Shore C-Store (formerly Twin Buttes) | Tank 1/2 | Tank 2 PUL | Currently in Use | 4000 | TRUE |  | Gasoline (containing <=10% ethanol) | TRUE | Spill Bucket | Three Affiliated Tribes of the Fort Berthold Reservation, North Dakota | South Shore C-Store (formerly Twin Buttes) | 8098 BIA Route 22 (Twin Buttes) | Halliday | ND | 58636
8 | 3010041 | Mandaree One Stope (former MEC) | Tank 1 | Tank 1 RUL | Currently in Use | 10000 | TRUE |  | Gasoline (containing <=10% ethanol) | TRUE | Spill Bucket | Three Affiliated Tribes of the Fort Berthold Reservation, North Dakota | Mandaree One Stop (formerly MEC) | 101 4th Ave. NE | Mandaree | ND | 58757
8 | 3010041 | Mandaree One Stope (former MEC) | Tank 2 | Tank 2 DSL | Currently in Use | 10000 | TRUE |  | Diesel | TRUE | Spill Bucket | Three Affiliated Tribes of the Fort Berthold Reservation, North Dakota | Mandaree One Stop (formerly MEC) | 101 4th Ave. NE | Mandaree | ND | 58757
8 | 3010044 | MLF F-8 | Tank 1 | Tank 1 Compartment 1 | Permanently Out of Use | 14300 | TRUE | 1999-06-15 | Diesel | FALSE | Unknown | Three Affiliated Tribes of the Fort Berthold Reservation, North Dakota | MLF F-8 | Sec 16 - T151N - R88W | Parshall | ND | 58770
8 | 3010044 | MLF F-8 | Tank 2 | Tank 2 Compartment 1 | Currently in Use | 4000 | TRUE |  | Diesel | TRUE | Spill Bucket | Three Affiliated Tribes of the Fort Berthold Reservation, North Dakota | MLF F-8 | Sec 16 - T151N - R88W | Parshall | ND | 58770
8 | 3010045 | MLF F-9 | Tank 1 | Tank 1 Compartment 1 | Permanently Out of Use | 14300 | TRUE |  | Diesel | FALSE | Unknown | Three Affiliated Tribes of the Fort Berthold Reservation, North Dakota | MLF F-9 | Sec 8 - T151N- R87W | Makoti | ND | 58756
8 | 3010045 | MLF F-9 | Tank 2 | Tank 2 Compartment 1 | Currently in Use | 4000 | TRUE |  | Diesel | TRUE | Spill Bucket | Three Affiliated Tribes of the Fort Berthold Reservation, North Dakota | MLF F-9 | Sec 8 - T151N- R87W | Makoti | ND | 58756
8 | 3010046 | MLF H-3 | Tank 1 | Tank 1 Compartment 1 | Permanently Out of Use | 14300 | TRUE |  | Diesel | FALSE | Unknown | Three Affiliated Tribes of the Fort Berthold Reservation, North Dakota | MLF H-3 | Sec. 7 - T152N - R89W | Parshall | ND | 58770
8 | 3010046 | MLF H-3 | Tank 2 | Tank 2 Compartment 1 | Currently in Use | 4000 | TRUE |  | Diesel | TRUE | Spill Bucket | Three Affiliated Tribes of the Fort Berthold Reservation, North Dakota | MLF H-3 | Sec. 7 - T152N - R89W | Parshall | ND | 58770
8 | 3010047 | MLF H-5 | Tank 1 | Tank 1 Compartment 1 | Permanently Out of Use | 14300 | TRUE | 1999-06-15 | Diesel | FALSE | Unknown | Three Affiliated Tribes of the Fort Berthold Reservation, North Dakota | MLF H-5 | Sec. 23 -T151N-R89W | Parshall | ND | 58770
8 | 3010047 | MLF H-5 | Tank 2 | Tank 2 Compartment 1 | Currently in Use | 4000 | TRUE |  | Diesel | TRUE | Spill Bucket | Three Affiliated Tribes of the Fort Berthold Reservation, North Dakota | MLF H-5 | Sec. 23 -T151N-R89W | Parshall | ND | 58770
8 | 3010048 | MLF H-6 | Tank 1 | Tank 1 Compartment 1 | Permanently Out of Use | 14300 | TRUE |  | Diesel | FALSE | Unknown | Three Affiliated Tribes of the Fort Berthold Reservation, North Dakota | MLF H-6 | Sec 1-T151N-R90W | Parshall | ND | 58770
8 | 3010048 | MLF H-6 | Tank 2 | Tank 2 Compartment 1 | Currently in Use | 4000 | TRUE |  | Diesel | TRUE | Spill Bucket | Three Affiliated Tribes of the Fort Berthold Reservation, North Dakota | MLF H-6 | Sec 1-T151N-R90W | Parshall | ND | 58770
8 | 3010049 | MLF H-7 | Tank 1 | Tank 1 Compartment 1 | Permanently Out of Use | 14300 | TRUE |  | Diesel | FALSE | Unknown | Three Affiliated Tribes of the Fort Berthold Reservation, North Dakota | MLF H-7 | Sec 31-T151N-R89W | Parshall | ND | 58770
8 | 3010049 | MLF H-7 | Tank 2 | Tank 2 Compartment 1 | Currently in Use | 4000 | TRUE |  | Diesel | TRUE | Spill Bucket | Three Affiliated Tribes of the Fort Berthold Reservation, North Dakota | MLF H-7 | Sec 31-T151N-R89W | Parshall | ND | 58770
8 | 3010050 | MLF H-8 | Tank 1 | Tank 1 Compartment 1 | Permanently Out of Use | 14300 | TRUE |  | Diesel | FALSE | Unknown | Three Affiliated Tribes of the Fort Berthold Reservation, North Dakota | MLF H-8 | Sec 20- T151N-R90W | Parshall | ND | 58770
8 | 3010050 | MLF H-8 | Tank 2 | Tank 2 Compartment 1 | Currently in Use | 4000 | TRUE |  | Diesel | TRUE | Spill Bucket | Three Affiliated Tribes of the Fort Berthold Reservation, North Dakota | MLF H-8 | Sec 20- T151N-R90W | Parshall | ND | 58770
8 | 3010051 | MLF E-10 | Tank 1 | Tank 1 Compartment 1 | Permanently Out of Use | 14300 | TRUE |  | Diesel | FALSE | Unknown | Three Affiliated Tribes of the Fort Berthold Reservation, North Dakota | MLF E-10 | Sec 1-T149N-R88W | Roseglen | ND | 58775
8 | 3010051 | MLF E-10 | Tank 2 | Tank 2 Compartment 1 | Currently in Use | 4000 | TRUE |  | Diesel | TRUE | Spill Bucket | Three Affiliated Tribes of the Fort Berthold Reservation, North Dakota | MLF E-10 | Sec 1-T149N-R88W | Roseglen | ND | 58775
8 | 3010052 | MLF F-7 | Tank 1 | Tank 1 Compartment 1 | Permanently Out of Use | 14300 | TRUE |  | Diesel | FALSE | Unknown | Three Affiliated Tribes of the Fort Berthold Reservation, North Dakota | MLF F-7 | Sec 1-T150N-R88W | Ryder | ND | 58779
8 | 3010052 | MLF F-7 | Tank 2 | Tank 2 Compartment 1 | Currently in Use | 4000 | TRUE |  | Diesel | TRUE | Spill Bucket | Three Affiliated Tribes of the Fort Berthold Reservation, North Dakota | MLF F-7 | Sec 1-T150N-R88W | Ryder | ND | 58779
8 | 3010053 | MLF E-8 | Tank 1 | Tank 1 Compartment 1 | Permanently Out of Use | 14300 | TRUE |  | Diesel | FALSE | Unknown | Three Affiliated Tribes of the Fort Berthold Reservation, North Dakota | MLF E-8 | Sec 32-T149N-R87W | Garrison | ND | 58540
8 | 3010053 | MLF E-8 | Tank 2 | Tank 2 Compartment 1 | Currently in Use | 4000 | TRUE |  | Diesel | TRUE | Spill Bucket | Three Affiliated Tribes of the Fort Berthold Reservation, North Dakota | MLF E-8 | Sec 32-T149N-R87W | Garrison | ND | 58540
8 | 3010054 | MLF E-9 | Tank 1 | Tank 1 Compartment 1 | Permanently Out of Use | 14300 | TRUE |  | Diesel | FALSE | Unknown | Three Affiliated Tribes of the Fort Berthold Reservation, North Dakota | MLF E-9 | Sec 27-T149N-R88W | Garrison | ND | 58540
8 | 3010054 | MLF E-9 | Tank 2 | Tank 2 Compartment 1 | Currently in Use | 4000 | TRUE |  | Diesel | TRUE | Spill Bucket | Three Affiliated Tribes of the Fort Berthold Reservation, North Dakota | MLF E-9 | Sec 27-T149N-R88W | Garrison | ND | 58540
8 | 3010056 | MLF H-9 | Tank 1 | Tank 1 Compartment 1 | Permanently Out of Use | 14300 | TRUE |  | Diesel | FALSE | Unknown | Three Affiliated Tribes of the Fort Berthold Reservation, North Dakota | MLF H-9 | Sec 22-T152N-R92W | New Town | ND | 58763
8 | 3010056 | MLF H-9 | Tank 2 | Tank 2 Compartment 1 | Currently in Use | 4000 | TRUE |  | Diesel | TRUE | Spill Bucket | Three Affiliated Tribes of the Fort Berthold Reservation, North Dakota | MLF H-9 | Sec 22-T152N-R92W | New Town | ND | 58763
8 | 3010057 | Law Enforcement (BIA) | Tank 1 | Tank 1 Compartment 1 | Permanently Out of Use | 2000 | TRUE |  | Gasoline (containing <=10% ethanol) | FALSE | Unknown | Three Affiliated Tribes of the Fort Berthold Reservation, North Dakota | Law Enforcement (BIA) | Ft. Berthold, Bldg. 221 | Mandaree | ND | 58757
8 | 3010058 | United Quality Co-op Parshall Store | Tank 9 | Tank 9 RUL | Currently in Use | 30000 | TRUE |  | Gasoline (containing <=10% ethanol) | TRUE | Spill Bucket | Three Affiliated Tribes of the Fort Berthold Reservation, North Dakota | United Quality Co-op Parshall Store | 3798 72nd Ave. NWP.O. Box 128 | Parshall | ND | 58770
8 | 3010058 | United Quality Co-op Parshall Store | Tank 10/11 | Tank 11 DyDSL | Currently in Use | 8000 | TRUE |  | Diesel | TRUE | Spill Bucket | Three Affiliated Tribes of the Fort Berthold Reservation, North Dakota | United Quality Co-op Parshall Store | 3798 72nd Ave. NWP.O. Box 128 | Parshall | ND | 58770
8 | 3010058 | United Quality Co-op Parshall Store | Tank 10/11 | Tank 10 ClrDSL | Currently in Use | 22000 | TRUE |  | Diesel | TRUE | Spill Bucket | Three Affiliated Tribes of the Fort Berthold Reservation, North Dakota | United Quality Co-op Parshall Store | 3798 72nd Ave. NWP.O. Box 128 | Parshall | ND | 58770
8 | 3010058 | United Quality Co-op Parshall Store | Tank 7/8 | Tank 8 PUL | Currently in Use | 15000 | TRUE |  | Gasoline (containing <=10% ethanol) | TRUE | Spill Bucket | Three Affiliated Tribes of the Fort Berthold Reservation, North Dakota | United Quality Co-op Parshall Store | 3798 72nd Ave. NWP.O. Box 128 | Parshall | ND | 58770
8 | 3010058 | United Quality Co-op Parshall Store | Tank 7/8 | Tank 7 ClrDSL | Currently in Use | 15000 | TRUE |  | Diesel | TRUE | Spill Bucket | Three Affiliated Tribes of the Fort Berthold Reservation, North Dakota | United Quality Co-op Parshall Store | 3798 72nd Ave. NWP.O. Box 128 | Parshall | ND | 58770
8 | 3010059 | United Quality Coop - Used oil | Tank 1 | Tank 1 Compartment 1 | Currently in Use | 4000 | TRUE |  | Used Oil | Exempt due to small delivery | N/A or Exempt due to small delivery | Three Affiliated Tribes of the Fort Berthold Reservation, North Dakota | Farmers Union Oil Co. - Service Center | 101 W Main St. | New Town | ND | 58763
8 | 3010060 | On The Run Travel Center | Tank 1/2 | Tank 1 Dyed DSL | Currently in Use | 10000 | TRUE | 2014-06-28 | Diesel | TRUE | Spill Bucket | Three Affiliated Tribes of the Fort Berthold Reservation, North Dakota | On The Run Travel Center | 8258 39th St. NW | New Town | ND | 58763
8 | 3010060 | On The Run Travel Center | Tank 1/2 | Tank 2 PUL | Currently in Use | 10000 | TRUE | 2014-04-14 | Gasoline (containing <=10% ethanol) | TRUE | Spill Bucket | Three Affiliated Tribes of the Fort Berthold Reservation, North Dakota | On The Run Travel Center | 8258 39th St. NW | New Town | ND | 58763
8 | 3010060 | On The Run Travel Center | Tank 4 | Tank 4 DSL | Currently in Use | 30000 | TRUE | 2014-06-28 | Diesel | TRUE | Spill Bucket | Three Affiliated Tribes of the Fort Berthold Reservation, North Dakota | On The Run Travel Center | 8258 39th St. NW | New Town | ND | 58763
8 | 3010060 | On The Run Travel Center | Tank 3 | Tank 3 RUL | Currently in Use | 20000 | TRUE | 2014-06-28 | Gasoline (containing <=10% ethanol) | TRUE | Spill Bucket | Three Affiliated Tribes of the Fort Berthold Reservation, North Dakota | On The Run Travel Center | 8258 39th St. NW | New Town | ND | 58763
8 | 3010061 | White Shield School Bus Garage | Tank 1 | Tank 1 Compartment 1 | Permanently Out of Use | 1000 | TRUE |  | Gasoline (containing <=10% ethanol) | FALSE | Unknown | Three Affiliated Tribes of the Fort Berthold Reservation, North Dakota | White Shield School Bus Garage |  | Garrison | ND | 58540
8 | 3020001 | Warwick Oil Co. | Tank 1 | Tank 1 Compartment 1 | Permanently Out of Use | 560 | TRUE |  | Gasoline (containing <=10% ethanol) | TRUE | Spill Bucket | Spirit Lake Tribe, North Dakota | Warwick Oil Co. | 115 Main St. | Warwick | ND | 58381
8 | 3020001 | Warwick Oil Co. | Tank 2 | Tank 2 Compartment 1 | Permanently Out of Use | 560 | TRUE |  | Gasoline (containing <=10% ethanol) | TRUE | Spill Bucket | Spirit Lake Tribe, North Dakota | Warwick Oil Co. | 115 Main St. | Warwick | ND | 58381
8 | 3020001 | Warwick Oil Co. | Tank 3 | Tank 3 Compartment 1 | Permanently Out of Use | 550 | TRUE |  | Gasoline (containing <=10% ethanol) | FALSE | Unknown | Spirit Lake Tribe, North Dakota | Warwick Oil Co. | 115 Main St. | Warwick | ND | 58381
8 | 3020001 | Warwick Oil Co. | Tank 4 | Tank 4 Compartment 1 | Permanently Out of Use | 550 | TRUE |  | Gasoline (containing <=10% ethanol) | FALSE | Unknown | Spirit Lake Tribe, North Dakota | Warwick Oil Co. | 115 Main St. | Warwick | ND | 58381
8 | 3020002 | Fort Totten Public School District 30 (BIA) | Tank 1 | Tank 1 Compartment 1 | Permanently Out of Use | 4000 | TRUE |  | Diesel | FALSE | Unknown | Spirit Lake Tribe, North Dakota | Fort Totten Public School District 30 (BIA) | P.O. Box 239, Bldg. 302 | Fort Totten | ND | 58335
8 | 3020003 | BIA Road Shop (Facility Management) | Tank 1 | Tank 1 Compartment 1 | Permanently Out of Use | 1500 | TRUE |  | Gasoline (containing <=10% ethanol) | FALSE | Unknown | Spirit Lake Tribe, North Dakota | BIA Road Shop (Facility Management) | Fort Totten Agency, Bldg. 114 | Fort Totten | ND | 58335
8 | 3020003 | BIA Road Shop (Facility Management) | Tank 2 | Tank 2 Compartment 1 | Permanently Out of Use | 1000 | TRUE |  | Gasoline (containing <=10% ethanol) | FALSE | Unknown | Spirit Lake Tribe, North Dakota | BIA Road Shop (Facility Management) | Fort Totten Agency, Bldg. 114 | Fort Totten | ND | 58335
8 | 3020003 | BIA Road Shop (Facility Management) | Tank 4 | Tank 4 Compartment 1 | Permanently Out of Use | 10000 | TRUE |  | Gasoline (containing <=10% ethanol) | FALSE | Unknown | Spirit Lake Tribe, North Dakota | BIA Road Shop (Facility Management) | Fort Totten Agency, Bldg. 114 | Fort Totten | ND | 58335
8 | 3020003 | BIA Road Shop (Facility Management) | Tank 5 | Tank 5 Compartment 1 | Permanently Out of Use | 10000 | TRUE |  | Diesel | FALSE | Unknown | Spirit Lake Tribe, North Dakota | BIA Road Shop (Facility Management) | Fort Totten Agency, Bldg. 114 | Fort Totten | ND | 58335
8 | 3020003 | BIA Road Shop (Facility Management) | Tank 6 | Tank 6 Compartment 1 | Permanently Out of Use | 10000 | TRUE |  | Gasoline (containing <=10% ethanol) | FALSE | Unknown | Spirit Lake Tribe, North Dakota | BIA Road Shop (Facility Management) | Fort Totten Agency, Bldg. 114 | Fort Totten | ND | 58335
8 | 3020004 | Concrete Sectional Culvert Co. | Tank 1 | Tank 1 Compartment 1 | Permanently Out of Use | 10000 | TRUE |  | Gasoline (containing <=10% ethanol) | FALSE | Unknown | Spirit Lake Tribe, North Dakota | Concrete Sectional Culvert Co. | Highway 57 South | Saint Michael | ND | 58370
8 | 3020005 | Bell Isle Store | Tank 1 | Tank 1 Compartment 1 | Permanently Out of Use | 550 | TRUE |  | Gasoline (containing <=10% ethanol) | FALSE | Unknown | Spirit Lake Tribe, North Dakota | Bell Isle Store | 818 Bell Isle Street, P.O. Box 180 | Saint Michael | ND | 58370
8 | 3020005 | Bell Isle Store | Tank 2 | Tank 2 Compartment 1 | Permanently Out of Use | 550 | TRUE |  | Gasoline (containing <=10% ethanol) | FALSE | Unknown | Spirit Lake Tribe, North Dakota | Bell Isle Store | 818 Bell Isle Street, P.O. Box 180 | Saint Michael | ND | 58370
8 | 3020005 | Bell Isle Store | Tank 3 | Tank 3 Compartment 1 | Permanently Out of Use | 1000 | TRUE |  | Gasoline (containing <=10% ethanol) | TRUE | Spill Bucket | Spirit Lake Tribe, North Dakota | Bell Isle Store | 818 Bell Isle Street, P.O. Box 180 | Saint Michael | ND | 58370
8 | 3020006 | Sully's Hill National Game Preserve | Tank 1 | Tank 1 Compartment 1 | Permanently Out of Use | 1000 | TRUE |  | Gasoline (containing <=10% ethanol) | FALSE | Unknown | Spirit Lake Tribe, North Dakota | Sully's Hill National Game Preserve | Sec 15 - T152N - R65W | Fort Totten | ND | 58335
8 | 3020006 | Sully's Hill National Game Preserve | Tank 2 | Tank 2 Compartment 1 | Permanently Out of Use | 560 | TRUE |  | Diesel | FALSE | Unknown | Spirit Lake Tribe, North Dakota | Sully's Hill National Game Preserve | Sec 15 - T152N - R65W | Fort Totten | ND | 58335
8 | 3020006 | Sully's Hill National Game Preserve | Tank 3 | Tank 3 Compartment 1 | Permanently Out of Use | 560 | TRUE |  | Diesel | FALSE | Unknown | Spirit Lake Tribe, North Dakota | Sully's Hill National Game Preserve | Sec 15 - T152N - R65W | Fort Totten | ND | 58335
8 | 3020007 | Sioux Manufacturing Corp. | Tank 1 | Tank 1 Compartment 1 | Permanently Out of Use | 6000 | TRUE |  | Hazardous Substance | TRUE | Spill Bucket | Spirit Lake Tribe, North Dakota | Sioux Manufacturing Corp. | Main Street, P.O. Box 400 | Fort Totten | ND | 58335
8 | 3020007 | Sioux Manufacturing Corp. | Tank 2 | Tank 2 Compartment 1 | Permanently Out of Use | 6000 | TRUE |  | Hazardous Substance | TRUE | Spill Bucket | Spirit Lake Tribe, North Dakota | Sioux Manufacturing Corp. | Main Street, P.O. Box 400 | Fort Totten | ND | 58335
8 | 3020008 | Cap's South Shore | Tank 1 | Tank 1 Compartment 1 | Permanently Out of Use | 1000 | TRUE |  | Gasoline (containing <=10% ethanol) | FALSE | Unknown | Spirit Lake Tribe, North Dakota | Cap's South Shore | Route 2 Box 43 | Saint Michael | ND | 58370
8 | 3020008 | Cap's South Shore | Tank 2 | Tank 2 Compartment 1 | Permanently Out of Use | 550 | TRUE |  | Gasoline (containing <=10% ethanol) | FALSE | Unknown | Spirit Lake Tribe, North Dakota | Cap's South Shore | Route 2 Box 43 | Saint Michael | ND | 58370
8 | 3020009 | Tokio General Store | Tank 1 | Tank 1 Compartment 1 | Permanently Out of Use | 115 | TRUE |  | Gasoline (containing <=10% ethanol) | FALSE | Unknown | Spirit Lake Tribe, North Dakota | Tokio General Store | Unknown | Tokio | ND | 58379
8 | 3020009 | Tokio General Store | Tank 2 | Tank 2 Compartment 1 | Permanently Out of Use | 115 | TRUE |  | Gasoline (containing <=10% ethanol) | FALSE | Unknown | Spirit Lake Tribe, North Dakota | Tokio General Store | Unknown | Tokio | ND | 58379
8 | 3020009 | Tokio General Store | Tank 3 | Tank 3 Compartment 1 | Permanently Out of Use | 115 | TRUE |  | Gasoline (containing <=10% ethanol) | FALSE | Unknown | Spirit Lake Tribe, North Dakota | Tokio General Store | Unknown | Tokio | ND | 58379
8 | 3020010 | Warwick Public School Disitrict 29 | Tank 1 | Tank 1 Compartment 1 | Permanently Out of Use | 115 | TRUE |  | Gasoline (containing <=10% ethanol) | FALSE | Unknown | Spirit Lake Tribe, North Dakota | Warwick Public School Disitrict 29 | P. O. Box 7 North Main Street | Warwick | ND | 58381
8 | 3020011 | Mission Bay Market | Tank 1 | Tank 1 Compartment 1 | Permanently Out of Use | 115 | TRUE |  | Gasoline (containing <=10% ethanol) | FALSE | Unknown | Spirit Lake Tribe, North Dakota | Mission Bay Market | St. Michael | Saint Michael | ND | 58370
8 | 3020011 | Mission Bay Market | Tank 2 | Tank 2 Compartment 1 | Permanently Out of Use | 115 | TRUE |  | Gasoline (containing <=10% ethanol) | FALSE | Unknown | Spirit Lake Tribe, North Dakota | Mission Bay Market | St. Michael | Saint Michael | ND | 58370
8 | 3020012 | Spirit Lake Marina | Tank 1 - RUL | Tank 1 RUL | Currently in Use | 12000 | TRUE |  | Gasoline (containing <=10% ethanol) | TRUE | Spill Bucket | Spirit Lake Tribe, North Dakota | Spirit Lake Marina | 7889 Hwy. 57 | Saint Michael | ND | 58370
8 | 3020012 | Spirit Lake Marina | Tank 3 DSL | Tank 3 DSL | Currently in Use | 12000 | TRUE |  | Diesel | TRUE | Spill Bucket | Spirit Lake Tribe, North Dakota | Spirit Lake Marina | 7889 Hwy. 57 | Saint Michael | ND | 58370
8 | 3020012 | Spirit Lake Marina | Tank 2 PREM | Tank 2 Prem | Currently in Use | 12000 | TRUE |  | Gasoline (containing <=10% ethanol) | TRUE | Spill Bucket | Spirit Lake Tribe, North Dakota | Spirit Lake Marina | 7889 Hwy. 57 | Saint Michael | ND | 58370
8 | 3020013 | Dakota Trading Post | Tank 1 | Tank 1 Compartment 1 | Permanently Out of Use | 115 | TRUE |  | Gasoline (containing <=10% ethanol) | FALSE | Unknown | Spirit Lake Tribe, North Dakota | Dakota Trading Post | Fort Totten | Saint Michael | ND | 58370
8 | 3020013 | Dakota Trading Post | Tank 2 | Tank 2 Compartment 1 | Permanently Out of Use | 115 | TRUE |  | Gasoline (containing <=10% ethanol) | FALSE | Unknown | Spirit Lake Tribe, North Dakota | Dakota Trading Post | Fort Totten | Saint Michael | ND | 58370
8 | 3020014 | Gannon Portable Welding Service | Tank 1 | Tank 1 Compartment 1 | Permanently Out of Use | 500 | TRUE |  | Gasoline (containing <=10% ethanol) | FALSE | Unknown | Spirit Lake Tribe, North Dakota | Gannon Portable Welding Service | Box 92 | Warwick | ND | 58381
8 | 3020014 | Gannon Portable Welding Service | Tank 2 | Tank 2 Compartment 1 | Permanently Out of Use | 500 | TRUE |  | Gasoline (containing <=10% ethanol) | FALSE | Unknown | Spirit Lake Tribe, North Dakota | Gannon Portable Welding Service | Box 92 | Warwick | ND | 58381
8 | 3020014 | Gannon Portable Welding Service | Tank 3 | Tank 3 Compartment 1 | Permanently Out of Use | 1000 | TRUE |  | Gasoline (containing <=10% ethanol) | FALSE | Unknown | Spirit Lake Tribe, North Dakota | Gannon Portable Welding Service | Box 92 | Warwick | ND | 58381
8 | 3020015 | Abandoned Facility | Tank 1 | Tank 1 Compartment 1 | Permanently Out of Use | 115 | TRUE |  | Gasoline (containing <=10% ethanol) | FALSE | Unknown | Spirit Lake Tribe, North Dakota | Abandoned Facility | Tokio | Tokio | ND | 58379
8 | 3020015 | Abandoned Facility | Tank 2 | Tank 2 Compartment 1 | Permanently Out of Use | 115 | TRUE |  | Gasoline (containing <=10% ethanol) | FALSE | Unknown | Spirit Lake Tribe, North Dakota | Abandoned Facility | Tokio | Tokio | ND | 58379
8 | 3020017 | Fort Totten Historic Site | Tank 1 | Tank 1 Compartment 1 | Permanently Out of Use | 250 | TRUE |  | Gasoline (containing <=10% ethanol) | FALSE | Unknown | Spirit Lake Tribe, North Dakota | Fort Totten Historic Site | Fort Totten | Fort Totten | ND | 58335
8 | 3020018 | Old Clinic | Tank 1 | Tank 1 Compartment 1 | Permanently Out of Use | 2001 | TRUE |  | Unknown Petroleum | FALSE | Unknown | Spirit Lake Tribe, North Dakota | Old Clinic | BIA 6.5 | Fort Totten | ND | 58335
8 | 3030002 | Dakota Magic C-Store & Fuel | X Tank 1 (removed) | Tank 1 Compartment 1 | Permanently Out of Use | 20000 | TRUE | 2023-05-08 | Gasoline (containing <=10% ethanol) | TRUE | Spill Bucket | Sisseton-Wahpeton Oyate of the Lake Traverse Reservation, South Dakota | Dakota Magic C-Store & Fuel | 16845 102 Street SE | Hankinson | ND | 58041
8 | 3030002 | Dakota Magic C-Store & Fuel | Tank 5 (Diesel 2) | Tank 5 (Diesel 2) | Currently in Use | 8000 | TRUE |  | Gasoline (containing <=10% ethanol) | TRUE | Spill Bucket | Sisseton-Wahpeton Oyate of the Lake Traverse Reservation, South Dakota | Dakota Magic C-Store & Fuel | 16845 102 Street SE | Hankinson | ND | 58041
8 | 3030002 | Dakota Magic C-Store & Fuel | Tank 4 (Roadmaster) | Tank 4 (Roadmaster) | Currently in Use | 12000 | TRUE |  | Diesel | TRUE | Spill Bucket | Sisseton-Wahpeton Oyate of the Lake Traverse Reservation, South Dakota | Dakota Magic C-Store & Fuel | 16845 102 Street SE | Hankinson | ND | 58041
8 | 3030002 | Dakota Magic C-Store & Fuel | Tank 3 (91) | Tank 3 (91) | Currently in Use | 12000 | TRUE |  | Gasoline (containing <=10% ethanol) | TRUE | Spill Bucket | Sisseton-Wahpeton Oyate of the Lake Traverse Reservation, South Dakota | Dakota Magic C-Store & Fuel | 16845 102 Street SE | Hankinson | ND | 58041
8 | 3030002 | Dakota Magic C-Store & Fuel | Tank 2 (89) | Tank 2 (89) | Currently in Use | 12000 | TRUE |  | Gasoline (containing <=10% ethanol) | TRUE | Spill Bucket | Sisseton-Wahpeton Oyate of the Lake Traverse Reservation, South Dakota | Dakota Magic C-Store & Fuel | 16845 102 Street SE | Hankinson | ND | 58041
8 | 3030002 | Dakota Magic C-Store & Fuel | Tank 1 (87) | Tank 1 (87) | Currently in Use | 20000 | TRUE |  | Gasoline (containing <=10% ethanol) | TRUE | Spill Bucket | Sisseton-Wahpeton Oyate of the Lake Traverse Reservation, South Dakota | Dakota Magic C-Store & Fuel | 16845 102 Street SE | Hankinson | ND | 58041
8 | 3030002 | Dakota Magic C-Store & Fuel | X Tank 5 (removed) | Tank 5 Compartment 1 | Permanently Out of Use | 8000 | TRUE | 2023-05-08 | Diesel | TRUE | Spill Bucket | Sisseton-Wahpeton Oyate of the Lake Traverse Reservation, South Dakota | Dakota Magic C-Store & Fuel | 16845 102 Street SE | Hankinson | ND | 58041
8 | 3030002 | Dakota Magic C-Store & Fuel | X Tank 4 (removed) | Tank 4 Compartment 1 | Permanently Out of Use | 12000 | TRUE | 2023-05-08 | Diesel | TRUE | Spill Bucket | Sisseton-Wahpeton Oyate of the Lake Traverse Reservation, South Dakota | Dakota Magic C-Store & Fuel | 16845 102 Street SE | Hankinson | ND | 58041
8 | 3030002 | Dakota Magic C-Store & Fuel | X Tank 3 (removed) | Tank 3 Compartment 1 | Permanently Out of Use | 12000 | TRUE | 2023-05-08 | Gasoline (containing <=10% ethanol) | TRUE | Spill Bucket | Sisseton-Wahpeton Oyate of the Lake Traverse Reservation, South Dakota | Dakota Magic C-Store & Fuel | 16845 102 Street SE | Hankinson | ND | 58041
8 | 3030002 | Dakota Magic C-Store & Fuel | X Tank 2 (removed) | Tank 2 Compartment 1 | Permanently Out of Use | 12000 | TRUE | 2023-05-08 | Gasoline (containing <=10% ethanol) | TRUE | Spill Bucket | Sisseton-Wahpeton Oyate of the Lake Traverse Reservation, South Dakota | Dakota Magic C-Store & Fuel | 16845 102 Street SE | Hankinson | ND | 58041
8 | 3040001 | Rock Energy (FKA Tim's) | Tank 1 | Tank 1 RUL | Currently in Use | 8000 | TRUE |  | Gasoline (containing <=10% ethanol) | TRUE | Spill Bucket | Standing Rock Sioux Tribe of North & South Dakota | Rock Energy (FKA Tim's) | 300 Yates Street | Fort Yates | ND | 58538
8 | 3040001 | Rock Energy (FKA Tim's) | Tank 2 | Tank 2 RUL | Currently in Use | 6000 | TRUE |  | Gasoline (containing <=10% ethanol) | TRUE | Spill Bucket | Standing Rock Sioux Tribe of North & South Dakota | Rock Energy (FKA Tim's) | 300 Yates Street | Fort Yates | ND | 58538
8 | 3040001 | Rock Energy (FKA Tim's) | Tank 3 | Tank 3 diesel | Currently in Use | 2000 | TRUE |  | Diesel | TRUE | Spill Bucket | Standing Rock Sioux Tribe of North & South Dakota | Rock Energy (FKA Tim's) | 300 Yates Street | Fort Yates | ND | 58538
8 | 3040001 | Rock Energy (FKA Tim's) | X Tank 4 | Tank 4 Compartment 1 | Permanently Out of Use | 4000 | TRUE |  | Gasoline (containing <=10% ethanol) | FALSE | Unknown | Standing Rock Sioux Tribe of North & South Dakota | Rock Energy (FKA Tim's) | 300 Yates Street | Fort Yates | ND | 58538
8 | 3040001 | Rock Energy (FKA Tim's) | X Tank 5 | Tank 5 Compartment 1 | Permanently Out of Use | 2000 | TRUE |  | Gasoline (containing <=10% ethanol) | FALSE | Unknown | Standing Rock Sioux Tribe of North & South Dakota | Rock Energy (FKA Tim's) | 300 Yates Street | Fort Yates | ND | 58538
8 | 3040001 | Rock Energy (FKA Tim's) | X Tank 6 | Tank 6 Compartment 1 | Permanently Out of Use | 500 | TRUE |  | Used Oil | FALSE | Unknown | Standing Rock Sioux Tribe of North & South Dakota | Rock Energy (FKA Tim's) | 300 Yates Street | Fort Yates | ND | 58538
8 | 3040001 | Rock Energy (FKA Tim's) | X Tank 7 | Tank 7 Compartment 1 | Permanently Out of Use | 6000 | TRUE |  | Gasoline (containing <=10% ethanol) | FALSE | Unknown | Standing Rock Sioux Tribe of North & South Dakota | Rock Energy (FKA Tim's) | 300 Yates Street | Fort Yates | ND | 58538
8 | 3040002 | Hagel's Service | X Tank 1 | Tank 1 Compartment 1 | Permanently Out of Use | 14000 | TRUE |  | Gasoline (containing <=10% ethanol) | FALSE | Unknown | Standing Rock Sioux Tribe of North & South Dakota | Hagel's Service | 100 Yates St. | Fort Yates | ND | 58538
8 | 3040002 | Hagel's Service | X Tank 2 | Tank 2 Compartment 1 | Permanently Out of Use | 10000 | TRUE |  | Gasoline (containing <=10% ethanol) | FALSE | Unknown | Standing Rock Sioux Tribe of North & South Dakota | Hagel's Service | 100 Yates St. | Fort Yates | ND | 58538
8 | 3040002 | Hagel's Service | X Tank 3 | Tank 3 Compartment 1 | Permanently Out of Use | 2000 | TRUE |  | Diesel | FALSE | Unknown | Standing Rock Sioux Tribe of North & South Dakota | Hagel's Service | 100 Yates St. | Fort Yates | ND | 58538
8 | 3040002 | Hagel's Service | X Tank 4 | Tank 4 Compartment 1 | Permanently Out of Use | 560 | TRUE |  | Gasoline (containing <=10% ethanol) | FALSE | Unknown | Standing Rock Sioux Tribe of North & South Dakota | Hagel's Service | 100 Yates St. | Fort Yates | ND | 58538
8 | 3040002 | Hagel's Service | Tank 1 | Tank 1 RUL 87 oxy | Currently in Use | 10000 | TRUE |  | Gasoline (containing <=10% ethanol) | TRUE | Spill Bucket | Standing Rock Sioux Tribe of North & South Dakota | Hagel's Service | 100 Yates St. | Fort Yates | ND | 58538
8 | 3040002 | Hagel's Service | Tank 2/3 | Tank 2 diesel (C) | Currently in Use | 4000 | TRUE |  | Diesel | TRUE | Spill Bucket | Standing Rock Sioux Tribe of North & South Dakota | Hagel's Service | 100 Yates St. | Fort Yates | ND | 58538
8 | 3040002 | Hagel's Service | X Tank 8 | Tank 8 Compartment 1 | Permanently Out of Use | 560 | TRUE |  | Used Oil | FALSE | Unknown | Standing Rock Sioux Tribe of North & South Dakota | Hagel's Service | 100 Yates St. | Fort Yates | ND | 58538
8 | 3040002 | Hagel's Service | Tank 2/3 | Tank 3 RUL 87 oxy (C) | Currently in Use | 6000 | TRUE |  | Gasoline (containing <=10% ethanol) | TRUE | Spill Bucket | Standing Rock Sioux Tribe of North & South Dakota | Hagel's Service | 100 Yates St. | Fort Yates | ND | 58538
8 | 3040003 | Farmer's Union Oil of Selfridge | Tank 1 | Tank 1 Compartment 1 | Currently in Use | 1000 | TRUE |  | Gasoline (containing <=10% ethanol) | TRUE | Spill Bucket | Standing Rock Sioux Tribe of North & South Dakota | Farmer's Union Oil of Selfridge | 42 South Main Street Box 6 | Selfridge | ND | 58568
8 | 3040003 | Farmer's Union Oil of Selfridge | Tank 2 | Tank 2 Compartment 1 | Currently in Use | 1000 | TRUE |  | Gasoline (containing <=10% ethanol) | TRUE | Spill Bucket | Standing Rock Sioux Tribe of North & South Dakota | Farmer's Union Oil of Selfridge | 42 South Main Street Box 6 | Selfridge | ND | 58568
8 | 3040003 | Farmer's Union Oil of Selfridge | Tank 3 | Tank 3 Compartment 1 | Currently in Use | 1000 | TRUE |  | Diesel | TRUE | Spill Bucket | Standing Rock Sioux Tribe of North & South Dakota | Farmer's Union Oil of Selfridge | 42 South Main Street Box 6 | Selfridge | ND | 58568
8 | 3040003 | Farmer's Union Oil of Selfridge | Tank 4 | Tank 4 Compartment 1 | Currently in Use | 1000 | TRUE |  | Diesel | TRUE | Spill Bucket | Standing Rock Sioux Tribe of North & South Dakota | Farmer's Union Oil of Selfridge | 42 South Main Street Box 6 | Selfridge | ND | 58568
8 | 3040003 | Farmer's Union Oil of Selfridge | X Tank 5 | Tank 5 Compartment 1 | Permanently Out of Use | 1000 | TRUE |  | Gasoline (containing <=10% ethanol) | FALSE | Unknown | Standing Rock Sioux Tribe of North & South Dakota | Farmer's Union Oil of Selfridge | 42 South Main Street Box 6 | Selfridge | ND | 58568
8 | 3040003 | Farmer's Union Oil of Selfridge | X Tank 6 | Tank 6 Compartment 1 | Permanently Out of Use | 1000 | TRUE |  | Gasoline (containing <=10% ethanol) | FALSE | Unknown | Standing Rock Sioux Tribe of North & South Dakota | Farmer's Union Oil of Selfridge | 42 South Main Street Box 6 | Selfridge | ND | 58568
8 | 3040003 | Farmer's Union Oil of Selfridge | X Tank 7 | Tank 7 Compartment 1 | Permanently Out of Use | 1000 | TRUE |  | Diesel | FALSE | Unknown | Standing Rock Sioux Tribe of North & South Dakota | Farmer's Union Oil of Selfridge | 42 South Main Street Box 6 | Selfridge | ND | 58568
8 | 3040003 | Farmer's Union Oil of Selfridge | X Tank 8 | Tank 8 Compartment 1 | Permanently Out of Use | 1000 | TRUE |  | Diesel | FALSE | Unknown | Standing Rock Sioux Tribe of North & South Dakota | Farmer's Union Oil of Selfridge | 42 South Main Street Box 6 | Selfridge | ND | 58568
8 | 3040004 | Henry's Service | Tank 1 | Tank 1 Compartment 1 | Permanently Out of Use | 6000 | TRUE |  | Diesel | FALSE | Unknown | Standing Rock Sioux Tribe of North & South Dakota | Henry's Service | Main Street Box F | Fort Yates | ND | 58538
8 | 3040004 | Henry's Service | Tank 2 | Tank 2 Compartment 1 | Permanently Out of Use | 8000 | TRUE |  | Gasoline (containing <=10% ethanol) | FALSE | Unknown | Standing Rock Sioux Tribe of North & South Dakota | Henry's Service | Main Street Box F | Fort Yates | ND | 58538
8 | 3040004 | Henry's Service | Tank 3 | Tank 3 Compartment 1 | Permanently Out of Use | 10000 | TRUE |  | Gasoline (containing <=10% ethanol) | FALSE | Unknown | Standing Rock Sioux Tribe of North & South Dakota | Henry's Service | Main Street Box F | Fort Yates | ND | 58538
8 | 3040004 | Henry's Service | Tank 4 | Tank 4 Compartment 1 | Permanently Out of Use | 10000 | TRUE | 2022-06-09 | Gasoline (containing <=10% ethanol) | TRUE | Spill Bucket | Standing Rock Sioux Tribe of North & South Dakota | Henry's Service | Main Street Box F | Fort Yates | ND | 58538
8 | 3040004 | Henry's Service | Tank 5 | Tank 5 Compartment 1 | Permanently Out of Use | 4000 | TRUE | 2022-06-09 | Diesel | TRUE | Spill Bucket | Standing Rock Sioux Tribe of North & South Dakota | Henry's Service | Main Street Box F | Fort Yates | ND | 58538
8 | 3040004 | Henry's Service | Tank 5 | Tank 5 Compartment 2 | Permanently Out of Use | 6000 | TRUE | 2022-06-09 | Gasoline (containing <=10% ethanol) | TRUE | Spill Bucket | Standing Rock Sioux Tribe of North & South Dakota | Henry's Service | Main Street Box F | Fort Yates | ND | 58538
8 | 3040005 | Sioux County Shop | Tank 1 | Tank 1 Compartment 1 | Permanently Out of Use | 1000 | TRUE |  | Diesel | FALSE | Unknown | Standing Rock Sioux Tribe of North & South Dakota | Sioux County Shop | Block 1 Gayton's Addition to Selfridge | Fort Yates | ND | 58538
8 | 3040005 | Sioux County Shop | Tank 2 | Tank 2 Compartment 1 | Permanently Out of Use | 1000 | TRUE |  | Gasoline (containing <=10% ethanol) | FALSE | Unknown | Standing Rock Sioux Tribe of North & South Dakota | Sioux County Shop | Block 1 Gayton's Addition to Selfridge | Fort Yates | ND | 58538
8 | 3040006 | Facility Management (BIA) | Tank 2 | Tank 2 Compartment 1 | Permanently Out of Use | 12000 | TRUE |  | Gasoline (containing <=10% ethanol) | FALSE | Unknown | Standing Rock Sioux Tribe of North & South Dakota | Facility Management (BIA) | Building 98 | Fort Yates | ND | 58538
8 | 3040007 | Cannonball Pitstop | Tank 1 | Tank 1 Compartment 1 | Permanently Out of Use | 4000 | TRUE |  | Gasoline (containing <=10% ethanol) | FALSE | Spill Bucket | Standing Rock Sioux Tribe of North & South Dakota | Cannonball Pitstop | 7908 Hwy. 1806 (Cannonball, ND) | Fort Yates | ND | 58528
8 | 3040007 | Cannonball Pitstop | Tank 2 | Tank 2 Compartment 1 | Permanently Out of Use | 9000 | TRUE |  | Gasoline (containing <=10% ethanol) | FALSE | Unknown | Standing Rock Sioux Tribe of North & South Dakota | Cannonball Pitstop | 7908 Hwy. 1806 (Cannonball, ND) | Fort Yates | ND | 58528
8 | 3040007 | Cannonball Pitstop | Tank 3 | Tank 3 Compartment 1 | Permanently Out of Use | 3000 | TRUE | 2018-08-07 | Gasoline (containing <=10% ethanol) | TRUE | Spill Bucket | Standing Rock Sioux Tribe of North & South Dakota | Cannonball Pitstop | 7908 Hwy. 1806 (Cannonball, ND) | Fort Yates | ND | 58528
8 | 3040007 | Cannonball Pitstop | Tank 4 | Tank 4 Compartment 1 | Permanently Out of Use | 6000 | TRUE |  | Diesel | FALSE | Unknown | Standing Rock Sioux Tribe of North & South Dakota | Cannonball Pitstop | 7908 Hwy. 1806 (Cannonball, ND) | Fort Yates | ND | 58528
8 | 3040008 | Hoffman's Garage | X Tank 1 | Tank 1 Compartment 1 | Permanently Out of Use | 1000 | TRUE |  | Gasoline (containing <=10% ethanol) | FALSE | Unknown | Standing Rock Sioux Tribe of North & South Dakota | Hoffman's Garage | 100 N. Main St. | Solen | ND | 58570
8 | 3040008 | Hoffman's Garage | X Tank 2 | Tank 2 Compartment 1 | Permanently Out of Use | 1000 | TRUE |  | Gasoline (containing <=10% ethanol) | FALSE | Unknown | Standing Rock Sioux Tribe of North & South Dakota | Hoffman's Garage | 100 N. Main St. | Solen | ND | 58570
8 | 3040008 | Hoffman's Garage | X Tank 3 | Tank 3 Compartment 1 | Permanently Out of Use | 1000 | TRUE |  | Diesel | FALSE | Unknown | Standing Rock Sioux Tribe of North & South Dakota | Hoffman's Garage | 100 N. Main St. | Solen | ND | 58570
8 | 3040008 | Hoffman's Garage | X Tank 4 | Tank 4 Compartment 1 | Permanently Out of Use | 500 | TRUE |  | Diesel | FALSE | Unknown | Standing Rock Sioux Tribe of North & South Dakota | Hoffman's Garage | 100 N. Main St. | Solen | ND | 58570
8 | 3040008 | Hoffman's Garage | X Tank 5 | Tank 5 Compartment 1 | Permanently Out of Use | 250 | TRUE |  | Used Oil | FALSE | Unknown | Standing Rock Sioux Tribe of North & South Dakota | Hoffman's Garage | 100 N. Main St. | Solen | ND | 58570
8 | 3040008 | Hoffman's Garage | Tank 1/2 | Tank 1 (compartment) | Currently in Use | 2000 | TRUE |  | Gasoline (containing <=10% ethanol) | TRUE | Spill Bucket | Standing Rock Sioux Tribe of North & South Dakota | Hoffman's Garage | 100 N. Main St. | Solen | ND | 58570
8 | 3040008 | Hoffman's Garage | Tank 1/2 | Tank 2 (compartment) | Currently in Use | 2000 | TRUE |  | Diesel | TRUE | Spill Bucket | Standing Rock Sioux Tribe of North & South Dakota | Hoffman's Garage | 100 N. Main St. | Solen | ND | 58570
8 | 3040009 | Selfridge Facility | Tank 1 | Tank 1 Compartment 1 | Permanently Out of Use | 1000 | TRUE |  | Diesel | FALSE | Unknown | Standing Rock Sioux Tribe of North & South Dakota | Selfridge Facility | District Shop BISEL 10 Sec 35 - T130N - R82W | Selfridge | ND | 58568
8 | 3040009 | Selfridge Facility | Tank 2 | Tank 2 Compartment 1 | Permanently Out of Use | 1000 | TRUE |  | Gasoline (containing <=10% ethanol) | FALSE | Unknown | Standing Rock Sioux Tribe of North & South Dakota | Selfridge Facility | District Shop BISEL 10 Sec 35 - T130N - R82W | Selfridge | ND | 58568
8 | 3040010 | Fort Yates High School | Tank 1 | Tank 1 Compartment 1 | Permanently Out of Use | 115 | TRUE |  | Gasoline (containing <=10% ethanol) | FALSE | Unknown | Standing Rock Sioux Tribe of North & South Dakota | Fort Yates High School | Fort Yates | Fort Yates | ND | 58538
8 | 3040011 | Prairie Knights Quik Mart | X Tank 1 | Tank 1 Compartment 1 | Permanently Out of Use | 5200 | TRUE | 2022-08-17 | Diesel | TRUE | Spill Bucket | Standing Rock Sioux Tribe of North & South Dakota | Prairie Knights Quik Mart | 7932 Hwy. 24 ( 7 miles S of Cannonball) | Fort Yates | ND | 58538
8 | 3040011 | Prairie Knights Quik Mart | Tank 3 | Tank 3 Compartment 1 | Currently in Use | 8000 | TRUE |  | Diesel | TRUE | Spill Bucket | Standing Rock Sioux Tribe of North & South Dakota | Prairie Knights Quik Mart | 7932 Hwy. 24 ( 7 miles S of Cannonball) | Fort Yates | ND | 58538
8 | 3040011 | Prairie Knights Quik Mart | Tank 2 | Tank 2 Compartment 1 | Currently in Use | 10000 | TRUE |  | Gasoline (containing <=10% ethanol) | TRUE | Spill Bucket | Standing Rock Sioux Tribe of North & South Dakota | Prairie Knights Quik Mart | 7932 Hwy. 24 ( 7 miles S of Cannonball) | Fort Yates | ND | 58538
8 | 3040011 | Prairie Knights Quik Mart | Tank 1 | Tank 1 Compartment 1 | Currently in Use | 15000 | TRUE |  | Gasoline (containing <=10% ethanol) | TRUE | Spill Bucket | Standing Rock Sioux Tribe of North & South Dakota | Prairie Knights Quik Mart | 7932 Hwy. 24 ( 7 miles S of Cannonball) | Fort Yates | ND | 58538
8 | 3040011 | Prairie Knights Quik Mart | X Tank 2 | Tank 2 Compartment 1 | Permanently Out of Use | 8000 | TRUE | 2022-08-17 | Gasoline (containing <=10% ethanol) | TRUE | Spill Bucket | Standing Rock Sioux Tribe of North & South Dakota | Prairie Knights Quik Mart | 7932 Hwy. 24 ( 7 miles S of Cannonball) | Fort Yates | ND | 58538
8 | 3040011 | Prairie Knights Quik Mart | X Tank 3 | Tank 3 Compartment 1 | Permanently Out of Use | 8000 | TRUE | 2022-08-17 | Gasoline (containing <=10% ethanol) | TRUE | Spill Bucket | Standing Rock Sioux Tribe of North & South Dakota | Prairie Knights Quik Mart | 7932 Hwy. 24 ( 7 miles S of Cannonball) | Fort Yates | ND | 58538
8 | 3040011 | Prairie Knights Quik Mart | X Tank 4 | Tank 4 Compartment 1 | Permanently Out of Use | 10000 | TRUE |  | Gasoline (containing <=10% ethanol) | TRUE | Spill Bucket | Standing Rock Sioux Tribe of North & South Dakota | Prairie Knights Quik Mart | 7932 Hwy. 24 ( 7 miles S of Cannonball) | Fort Yates | ND | 58538
8 | 3040012 | Walkers Welding & Greenhouse | Tank 1 | Tank 1 Compartment 1 | Permanently Out of Use | 115 | TRUE |  | Gasoline (containing <=10% ethanol) | FALSE | Unknown | Standing Rock Sioux Tribe of North & South Dakota | Walkers Welding & Greenhouse | unknown | Selfridge | ND | 58568
8 | 3040012 | Walkers Welding & Greenhouse | Tank 2 | Tank 2 Compartment 1 | Permanently Out of Use | 115 | TRUE |  | Gasoline (containing <=10% ethanol) | FALSE | Unknown | Standing Rock Sioux Tribe of North & South Dakota | Walkers Welding & Greenhouse | unknown | Selfridge | ND | 58568
8 | 3040013 | Law Enforcement (BIA) | Tank 1 | Tank 1 Compartment 1 | Permanently Out of Use | 5000 | TRUE |  | Gasoline (containing <=10% ethanol) | TRUE | Spill Bucket | Standing Rock Sioux Tribe of North & South Dakota | Law Enforcement (BIA) | Proposal Ave., Bldg. 51 | Fort Yates | ND | 58538
8 | 3040014 | BIA Roads Shop - Fort Yates | Tank 1 | Tank 1 Compartment 1 | Permanently Out of Use | 10000 | TRUE |  | Gasoline (containing <=10% ethanol) | TRUE | Spill Bucket | Standing Rock Sioux Tribe of North & South Dakota | BIA Roads Shop - Fort Yates | Proposal Ave. Bldg. 187 | Fort Yates | ND | 58538
8 | 3040014 | BIA Roads Shop - Fort Yates | Tank 2 | Tank 2 Compartment 1 | Permanently Out of Use | 10000 | TRUE |  | Diesel | TRUE | Spill Bucket | Standing Rock Sioux Tribe of North & South Dakota | BIA Roads Shop - Fort Yates | Proposal Ave. Bldg. 187 | Fort Yates | ND | 58538
8 | 3040015 | Land Operations (BIA) | Tank 1 | Tank 1 Compartment 1 | Permanently Out of Use | 12000 | TRUE |  | Gasoline (containing <=10% ethanol) | FALSE | Unknown | Standing Rock Sioux Tribe of North & South Dakota | Land Operations (BIA) | Bldg. 98 | Fort Yates | ND | 58528
8 | 3040016 | Standing Rock School (BIA) | Tank 1 | Tank 1 Compartment 1 | Permanently Out of Use | 500 | TRUE |  | Used Oil | FALSE | Unknown | Standing Rock Sioux Tribe of North & South Dakota | Standing Rock School (BIA) | Bldg. 183 | Fort Yates | ND | 58528
8 | 3040016 | Standing Rock School (BIA) | Tank 2 | Tank 2 Compartment 1 | Permanently Out of Use | 1000 | TRUE |  | Gasoline (containing <=10% ethanol) | FALSE | Unknown | Standing Rock Sioux Tribe of North & South Dakota | Standing Rock School (BIA) | Bldg. 183 | Fort Yates | ND | 58528
8 | 3040017 | BIA Bus Garage | Tank 1 | Tank 1 Compartment 1 | Permanently Out of Use | 10000 | TRUE |  | Diesel | FALSE | Unknown | Standing Rock Sioux Tribe of North & South Dakota | BIA Bus Garage | Bldg. 145 | Fort Yates | ND | 58538
8 | 3040019 | Standing Rock Gaming Authority | Tank 1 | Tank 1 Compartment 1 | Permanently Out of Use | 115 | TRUE |  | Gasoline (containing <=10% ethanol) | FALSE | Unknown | Standing Rock Sioux Tribe of North & South Dakota | Standing Rock Gaming Authority | Third Avenue and Yates Street | Fort Yates | ND | 58538
8 | 3040019 | Standing Rock Gaming Authority | Tank 2 | Tank 2 Compartment 1 | Permanently Out of Use | 115 | TRUE |  | Gasoline (containing <=10% ethanol) | FALSE | Unknown | Standing Rock Sioux Tribe of North & South Dakota | Standing Rock Gaming Authority | Third Avenue and Yates Street | Fort Yates | ND | 58538
8 | 3040020 | Pete Looking Horse Garage | Tank 1 | Tank 1 Compartment 1 | Permanently Out of Use | 500 | TRUE |  | Gasoline (containing <=10% ethanol) | FALSE | Unknown | Standing Rock Sioux Tribe of North & South Dakota | Pete Looking Horse Garage | Unknown | Fort Yates | ND | 58528
8 | 3040020 | Pete Looking Horse Garage | Tank 2 | Tank 2 Compartment 1 | Permanently Out of Use | 500 | TRUE |  | Gasoline (containing <=10% ethanol) | FALSE | Unknown | Standing Rock Sioux Tribe of North & South Dakota | Pete Looking Horse Garage | Unknown | Fort Yates | ND | 58528
8 | 3040021 | St. Bernard's Catholic School | Tank 1 | Tank 1 Compartment 1 | Permanently Out of Use | 560 | TRUE |  | Gasoline (containing <=10% ethanol) | FALSE | Spill Bucket | Standing Rock Sioux Tribe of North & South Dakota | St. Bernard's Catholic School | 1 Mission Rd. P.O. Box 172 | Fort Yates | ND | 58528
8 | 3040022 | Standing Rock Housing Authority | X Tank 1 | Tank 1 Compartment 1 | Permanently Out of Use | 300 | TRUE |  | Gasoline (containing <=10% ethanol) | FALSE | Unknown | Standing Rock Sioux Tribe of North & South Dakota | Standing Rock Housing Authority | 1333 92nd St. P.O. Box 484 | Fort Yates | ND | 58538
8 | 3040022 | Standing Rock Housing Authority | Tank 2 | Tank 2 Compartment 1 | Currently in Use | 560 | TRUE |  | Gasoline (containing <=10% ethanol) | TRUE | Spill Bucket | Standing Rock Sioux Tribe of North & South Dakota | Standing Rock Housing Authority | 1333 92nd St. P.O. Box 484 | Fort Yates | ND | 58538
8 | 3040023 | Red & White Trading Company | Tank 1 | Tank 1 Compartment 1 | Currently in Use | 10000 | TRUE |  | Diesel | TRUE | Spill Bucket | Standing Rock Sioux Tribe of North & South Dakota | Red & White Trading Company | 100 Bald Eagle Ave. P.O. Box 800 | Fort Yates | ND | 58538
8 | 3040023 | Red & White Trading Company | Tank 3 | Tank 3 Compartment 1 | Currently in Use | 10000 | TRUE |  | Gasoline (containing <=10% ethanol) | TRUE | Spill Bucket | Standing Rock Sioux Tribe of North & South Dakota | Red & White Trading Company | 100 Bald Eagle Ave. P.O. Box 800 | Fort Yates | ND | 58538
8 | 3040023 | Red & White Trading Company | Tank 2 | Tank 2 Compartment 1 | Currently in Use | 10000 | TRUE |  | Gasoline (containing <=10% ethanol) | TRUE | Spill Bucket | Standing Rock Sioux Tribe of North & South Dakota | Red & White Trading Company | 100 Bald Eagle Ave. P.O. Box 800 | Fort Yates | ND | 58538
8 | 3050001 | Facility Management (BIA) | Tank 1 | Tank 1 Compartment 1 | Permanently Out of Use | 6000 | TRUE |  | Gasoline (containing <=10% ethanol) | FALSE | Unknown | Turtle Mountain Band of Chippewa Indians of North Dakota | Facility Management (BIA) | P.O. Box 60, Bldg.133 | Belcourt | ND | 58316
8 | 3050002 | Utter Stop | Tank 1 RUL | Tank 1 RUL | Currently in Use | 15000 | TRUE |  | Gasoline (containing <=10% ethanol) | TRUE | Spill Bucket | Turtle Mountain Band of Chippewa Indians of North Dakota | Utter Stop | 1 Utter Stop Road | Belcourt | ND | 58316
8 | 3050002 | Utter Stop | Tank 2 -Prem | Tank 2 Prem | Currently in Use | 12000 | TRUE |  | Gasoline (containing <=10% ethanol) | TRUE | Spill Bucket | Turtle Mountain Band of Chippewa Indians of North Dakota | Utter Stop | 1 Utter Stop Road | Belcourt | ND | 58316
8 | 3050002 | Utter Stop | Tank 3 | Tank 3 Compartment 1 | Permanently Out of Use | 12000 | TRUE |  | Unknown Petroleum | FALSE | Unknown | Turtle Mountain Band of Chippewa Indians of North Dakota | Utter Stop | 1 Utter Stop Road | Belcourt | ND | 58316
8 | 3050002 | Utter Stop | Tank 4 | Tank 4 Compartment 1 | Permanently Out of Use | 8000 | TRUE |  | Unknown Petroleum | FALSE | Unknown | Turtle Mountain Band of Chippewa Indians of North Dakota | Utter Stop | 1 Utter Stop Road | Belcourt | ND | 58316
8 | 3050003 | Davis Hillside Station | Tank 1 | Tank 1 Compartment 1 | Permanently Out of Use | 8000 | TRUE |  | Gasoline (containing <=10% ethanol) | FALSE | Unknown | Turtle Mountain Band of Chippewa Indians of North Dakota | Davis Hillside Station | Belcourt, RR 2 | Belcourt | ND | 58316
8 | 3050003 | Davis Hillside Station | Tank 2 | Tank 2 Compartment 1 | Permanently Out of Use | 8000 | TRUE |  | Gasoline (containing <=10% ethanol) | FALSE | Unknown | Turtle Mountain Band of Chippewa Indians of North Dakota | Davis Hillside Station | Belcourt, RR 2 | Belcourt | ND | 58316
8 | 3050004 | Belcourt Oil Co. | Tank 1 | Tank 1 Compartment 1 | Permanently Out of Use | 8000 | TRUE |  | Gasoline (containing <=10% ethanol) | FALSE | Unknown | Turtle Mountain Band of Chippewa Indians of North Dakota | Belcourt Oil Co. | Box 750 | Belcourt | ND | 58316
8 | 3050004 | Belcourt Oil Co. | Tank 2 | Tank 2 Compartment 1 | Permanently Out of Use | 8000 | TRUE |  | Gasoline (containing <=10% ethanol) | FALSE | Unknown | Turtle Mountain Band of Chippewa Indians of North Dakota | Belcourt Oil Co. | Box 750 | Belcourt | ND | 58316
8 | 3050004 | Belcourt Oil Co. | Tank 3 | Tank 3 Compartment 1 | Permanently Out of Use | 8000 | TRUE |  | Gasoline (containing <=10% ethanol) | FALSE | Unknown | Turtle Mountain Band of Chippewa Indians of North Dakota | Belcourt Oil Co. | Box 750 | Belcourt | ND | 58316
8 | 3050004 | Belcourt Oil Co. | Tank 4 | Tank 4 Compartment 1 | Permanently Out of Use | 3000 | TRUE |  | Diesel | FALSE | Unknown | Turtle Mountain Band of Chippewa Indians of North Dakota | Belcourt Oil Co. | Box 750 | Belcourt | ND | 58316
8 | 3050005 | Azure's Store | Tank 1 | Tank 1 Compartment 1 | Permanently Out of Use | 1000 | TRUE |  | Gasoline (containing <=10% ethanol) | FALSE | Unknown | Turtle Mountain Band of Chippewa Indians of North Dakota | Azure's Store | Junction BIA #10 and BIA #13 | Belcourt | ND | 58316
8 | 3050005 | Azure's Store | Tank 2 | Tank 2 Compartment 1 | Permanently Out of Use | 1000 | TRUE |  | Gasoline (containing <=10% ethanol) | FALSE | Unknown | Turtle Mountain Band of Chippewa Indians of North Dakota | Azure's Store | Junction BIA #10 and BIA #13 | Belcourt | ND | 58316
8 | 3050005 | Azure's Store | Tank 3 | Tank 3 Compartment 1 | Temporarily Out of Use | 1000 | TRUE |  | Gasoline (containing <=10% ethanol) | TRUE | Spill Bucket | Turtle Mountain Band of Chippewa Indians of North Dakota | Azure's Store | Junction BIA #10 and BIA #13 | Belcourt | ND | 58316
8 | 3050005 | Azure's Store | Tank 4 | Tank 4 Compartment 1 | Temporarily Out of Use | 1000 | TRUE |  | Gasoline (containing <=10% ethanol) | TRUE | Spill Bucket | Turtle Mountain Band of Chippewa Indians of North Dakota | Azure's Store | Junction BIA #10 and BIA #13 | Belcourt | ND | 58316
8 | 3050006 | Harris Oil & Propane | Tank 1 | Tank 1 Compartment 1 | Currently in Use | 10000 | TRUE |  | Gasoline (containing <=10% ethanol) | TRUE | Spill Bucket | Turtle Mountain Band of Chippewa Indians of North Dakota | Harris Oil & Propane | BIA Road #7 South | Belcourt | ND | 58316
8 | 3050006 | Harris Oil & Propane | Tank 2 | Tank 2 Compartment 1 | Currently in Use | 10000 | TRUE |  | Gasoline (containing <=10% ethanol) | TRUE | Spill Bucket | Turtle Mountain Band of Chippewa Indians of North Dakota | Harris Oil & Propane | BIA Road #7 South | Belcourt | ND | 58316
8 | 3050007 | Phillips 66 | Tank 1 | Tank 1 Compartment 1 | Permanently Out of Use | 115 | TRUE |  | Gasoline (containing <=10% ethanol) | FALSE | Unknown | Turtle Mountain Band of Chippewa Indians of North Dakota | Phillips 66 | unknown | Belcourt | ND | 58316
8 | 3050007 | Phillips 66 | Tank 2 | Tank 2 Compartment 1 | Permanently Out of Use | 115 | TRUE |  | Gasoline (containing <=10% ethanol) | FALSE | Unknown | Turtle Mountain Band of Chippewa Indians of North Dakota | Phillips 66 | unknown | Belcourt | ND | 58316
8 | 3050008 | Alfrand LaFountain | Tank 1 | Tank 1 Compartment 1 | Permanently Out of Use | 115 | TRUE |  | Gasoline (containing <=10% ethanol) | FALSE | Unknown | Turtle Mountain Band of Chippewa Indians of North Dakota | Alfrand LaFountain | Box 332 | Belcourt | ND | 58316
8 | 3050008 | Alfrand LaFountain | Tank 2 | Tank 2 Compartment 1 | Permanently Out of Use | 115 | TRUE |  | Gasoline (containing <=10% ethanol) | FALSE | Unknown | Turtle Mountain Band of Chippewa Indians of North Dakota | Alfrand LaFountain | Box 332 | Belcourt | ND | 58316
8 | 3050009 | Redmens Service | Tank 1 | Tank 1 Compartment 1 | Permanently Out of Use | 12000 | TRUE |  | Gasoline (containing <=10% ethanol) | FALSE | Unknown | Turtle Mountain Band of Chippewa Indians of North Dakota | Redmens Service | Hwy. 5 | Belcourt | ND | 58316
8 | 3050009 | Redmens Service | Tank 2 | Tank 2 Compartment 1 | Permanently Out of Use | 4000 | TRUE |  | Gasoline (containing <=10% ethanol) | FALSE | Unknown | Turtle Mountain Band of Chippewa Indians of North Dakota | Redmens Service | Hwy. 5 | Belcourt | ND | 58316
8 | 3050010 | Belcourt Eastside Service | Tank 1 | Tank 1 Compartment 1 | Permanently Out of Use | 1000 | TRUE |  | Used Oil | FALSE | Unknown | Turtle Mountain Band of Chippewa Indians of North Dakota | Belcourt Eastside Service | P.O. 1050 | Belcourt | ND | 58316
8 | 3050011 | LaDots | Tank 1 | Tank 1 Compartment 1 | Permanently Out of Use | 4000 | TRUE |  | Gasoline (containing <=10% ethanol) | TRUE | Spill Bucket | Turtle Mountain Band of Chippewa Indians of North Dakota | LaDots | P.O. Box 663, Hwy 5 & Hospital Rd. | Belcourt | ND | 58316
8 | 3050011 | LaDots | Tank 2 | Tank 2 Compartment 1 | Permanently Out of Use | 12000 | TRUE |  | Gasoline (containing <=10% ethanol) | TRUE | Spill Bucket | Turtle Mountain Band of Chippewa Indians of North Dakota | LaDots | P.O. Box 663, Hwy 5 & Hospital Rd. | Belcourt | ND | 58316
8 | 3050011 | LaDots | Tank 3 | Tank 3 Compartment 1 | Permanently Out of Use | 12000 | TRUE |  | Gasoline (containing <=10% ethanol) | TRUE | Spill Bucket | Turtle Mountain Band of Chippewa Indians of North Dakota | LaDots | P.O. Box 663, Hwy 5 & Hospital Rd. | Belcourt | ND | 58316
8 | 3050011 | LaDots | Tank 4 | Tank 4 Compartment 1 | Permanently Out of Use | 4000 | TRUE |  | Diesel | TRUE | Spill Bucket | Turtle Mountain Band of Chippewa Indians of North Dakota | LaDots | P.O. Box 663, Hwy 5 & Hospital Rd. | Belcourt | ND | 58316
8 | 3050012 | Trenton School (Eight Mile School Dist. #6) (BIA) | Tank 1 | Tank 1 Compartment 1 | Permanently Out of Use | 1000 | TRUE |  | Diesel | FALSE | Unknown | Turtle Mountain Band of Chippewa Indians of North Dakota | Trenton School (Eight Mile School Dist. #6) (BIA) | P.O. Box 239 (6 miles W of Williston on Hwy 2 & 6 miles S on #1804) | Trenton | ND | 58853
8 | 3050012 | Trenton School (Eight Mile School Dist. #6) (BIA) | Tank 3 (DSL/UNL) | DSL | Currently in Use | 1000 | TRUE |  | Diesel | TRUE | Spill Bucket | Turtle Mountain Band of Chippewa Indians of North Dakota | Trenton School (Eight Mile School Dist. #6) (BIA) | P.O. Box 239 (6 miles W of Williston on Hwy 2 & 6 miles S on #1804) | Trenton | ND | 58853
8 | 3050012 | Trenton School (Eight Mile School Dist. #6) (BIA) | Tank 3 (DSL/UNL) | UNL | Currently in Use | 1000 | TRUE |  | Gasoline (containing <=10% ethanol) | TRUE | Spill Bucket | Turtle Mountain Band of Chippewa Indians of North Dakota | Trenton School (Eight Mile School Dist. #6) (BIA) | P.O. Box 239 (6 miles W of Williston on Hwy 2 & 6 miles S on #1804) | Trenton | ND | 58853
8 | 3050012 | Trenton School (Eight Mile School Dist. #6) (BIA) | Tank 2 | Tank 2 Compartment 1 | Permanently Out of Use | 500 | TRUE |  | Gasoline (containing <=10% ethanol) | FALSE | Unknown | Turtle Mountain Band of Chippewa Indians of North Dakota | Trenton School (Eight Mile School Dist. #6) (BIA) | P.O. Box 239 (6 miles W of Williston on Hwy 2 & 6 miles S on #1804) | Trenton | ND | 58853
8 | 3050013 | Law Enforcement (BIA) | Tank 1 | Tank 1 Compartment 1 | Permanently Out of Use | 10000 | TRUE |  | Gasoline (containing <=10% ethanol) | FALSE | Unknown | Turtle Mountain Band of Chippewa Indians of North Dakota | Law Enforcement (BIA) | P.O. Box 60 | Belcourt | ND | 58316
8 | 3050014 | BIE - Bus Garage | Tank 2 | Tank 2 Compartment 1 | Permanently Out of Use | 6000 | TRUE |  | Gasoline (containing <=10% ethanol) | FALSE | Unknown | Turtle Mountain Band of Chippewa Indians of North Dakota | BIE - Bus Garage | Fish Lake Road North | Belcourt | ND | 58316
8 | 3050014 | BIE - Bus Garage | Tank 6 | Tank 6 Compartment 1 | Permanently Out of Use | 6000 | TRUE |  | Gasoline (containing <=10% ethanol) | FALSE | Unknown | Turtle Mountain Band of Chippewa Indians of North Dakota | BIE - Bus Garage | Fish Lake Road North | Belcourt | ND | 58316
8 | 3050014 | BIE - Bus Garage | Tank 5 | Tank 5 Compartment 1 | Permanently Out of Use | 10000 | TRUE | 2020-06-10 | Diesel | TRUE | Spill Bucket | Turtle Mountain Band of Chippewa Indians of North Dakota | BIE - Bus Garage | Fish Lake Road North | Belcourt | ND | 58316
8 | 3050014 | BIE - Bus Garage | Tank 4 | Tank 4 Compartment 1 | Permanently Out of Use | 10000 | TRUE | 2020-06-10 | Gasoline (containing <=10% ethanol) | TRUE | Spill Bucket | Turtle Mountain Band of Chippewa Indians of North Dakota | BIE - Bus Garage | Fish Lake Road North | Belcourt | ND | 58316
8 | 3050014 | BIE - Bus Garage | Tank 3 | Tank 3 Compartment 1 | Permanently Out of Use | 12000 | TRUE |  | Diesel | TRUE | Spill Bucket | Turtle Mountain Band of Chippewa Indians of North Dakota | BIE - Bus Garage | Fish Lake Road North | Belcourt | ND | 58316
8 | 3050015 | BIA Roads Shop - Belcourt | Tank 1 | Tank 1 Compartment 1 | Permanently Out of Use | 2000 | TRUE |  | Diesel | TRUE | Spill Bucket | Turtle Mountain Band of Chippewa Indians of North Dakota | BIA Roads Shop - Belcourt | Main Street, Bldg. 169 | Belcourt | ND | 58316
8 | 3050015 | BIA Roads Shop - Belcourt | Tank 3 | Tank 3 Compartment 1 | Permanently Out of Use | 8000 | TRUE |  | Gasoline (containing <=10% ethanol) | TRUE | Spill Bucket | Turtle Mountain Band of Chippewa Indians of North Dakota | BIA Roads Shop - Belcourt | Main Street, Bldg. 169 | Belcourt | ND | 58316
8 | 3050015 | BIA Roads Shop - Belcourt | Tank 2 | Tank 2 Compartment 1 | Permanently Out of Use | 8000 | TRUE |  | Diesel | TRUE | Spill Bucket | Turtle Mountain Band of Chippewa Indians of North Dakota | BIA Roads Shop - Belcourt | Main Street, Bldg. 169 | Belcourt | ND | 58316
8 | 3050016 | Dunseith Day School (BIA) | Tank 1 | Tank 1 Compartment 1 | Permanently Out of Use | 1000 | TRUE |  | Gasoline (containing <=10% ethanol) | FALSE | Unknown | Turtle Mountain Band of Chippewa Indians of North Dakota | Dunseith Day School (BIA) | Building 301, 3 miles north on Hwy 281 | Dunseith | ND | 58329
8 | 3050017 | Viv's C-Store | Tank 1 | Tank 1 Compartment 1 | Temporarily Out of Use | 1000 | TRUE |  | Gasoline (containing <=10% ethanol) | TRUE | Spill Bucket | Turtle Mountain Band of Chippewa Indians of North Dakota | Viv's C-Store | 9930 BIA 25 | Dunseith | ND | 58329
8 | 3050017 | Viv's C-Store | Tank 2 | Tank 2 Compartment 1 | Temporarily Out of Use | 1000 | TRUE |  | Gasoline (containing <=10% ethanol) | TRUE | Spill Bucket | Turtle Mountain Band of Chippewa Indians of North Dakota | Viv's C-Store | 9930 BIA 25 | Dunseith | ND | 58329
8 | 3050018 | Decoteau C Store | Tank 1 | Tank 1 Compartment 1 | Permanently Out of Use | 1000 | TRUE | 2022-09-26 | Gasoline (containing <=10% ethanol) | TRUE | Spill Bucket | Turtle Mountain Band of Chippewa Indians of North Dakota | Decoteau C Store | Hwy 3 North | Dunseith | ND | 58329
8 | 3050018 | Decoteau C Store | Tank 1 | Tank 1 Compartment 2 | Permanently Out of Use | 2000 | TRUE | 2022-09-26 | Gasoline (containing <=10% ethanol) | TRUE | Spill Bucket | Turtle Mountain Band of Chippewa Indians of North Dakota | Decoteau C Store | Hwy 3 North | Dunseith | ND | 58329
8 | 4010001 | Big Bend Project/U.S. Army Corp of Engineers | Tank 1 | Tank 1 Compartment 1 | Currently in Use | 8000 | TRUE |  | Gasoline (containing <=10% ethanol) | TRUE | Spill Bucket | Crow Creek Sioux Tribe of the Crow Creek Reservation, South Dakota | Big Bend Project/U.S. Army Corp of Engineers | 33573 N. Shore Rd. | Fort Thompson | SD | 57339
8 | 4010001 | Big Bend Project/U.S. Army Corp of Engineers | Tank 2 | Tank 2 Compartment 1 | Currently in Use | 8000 | TRUE |  | Diesel | TRUE | Spill Bucket | Crow Creek Sioux Tribe of the Crow Creek Reservation, South Dakota | Big Bend Project/U.S. Army Corp of Engineers | 33573 N. Shore Rd. | Fort Thompson | SD | 57339
8 | 4010002 | Roads Department (BIA)/Crow Creek Police | Tank 1 | Tank 1 Compartment 1 | Permanently Out of Use | 2000 | TRUE |  | Diesel | FALSE | Unknown | Crow Creek Sioux Tribe of the Crow Creek Reservation, South Dakota | Roads Department (BIA)/Crow Creek Police | Bldg. 105 | Fort Thompson | SD | 57339
8 | 4010002 | Roads Department (BIA)/Crow Creek Police | Tank 2 | Tank 2 Compartment 1 | Permanently Out of Use | 1000 | TRUE |  | Diesel | FALSE | Unknown | Crow Creek Sioux Tribe of the Crow Creek Reservation, South Dakota | Roads Department (BIA)/Crow Creek Police | Bldg. 105 | Fort Thompson | SD | 57339
8 | 4010002 | Roads Department (BIA)/Crow Creek Police | Tank 3 | Tank 3 Compartment 1 | Permanently Out of Use | 10000 | TRUE |  | Diesel | FALSE | Unknown | Crow Creek Sioux Tribe of the Crow Creek Reservation, South Dakota | Roads Department (BIA)/Crow Creek Police | Bldg. 105 | Fort Thompson | SD | 57339
8 | 4010003 | Gingway's Store | Tank 1 | Tank 1 Compartment 1 | Permanently Out of Use | 1000 | TRUE |  | Gasoline (containing <=10% ethanol) | FALSE | Unknown | Crow Creek Sioux Tribe of the Crow Creek Reservation, South Dakota | Gingway's Store | Main Street, P.O. Box 257 | Fort Thompson | SD | 57339
8 | 4010003 | Gingway's Store | Tank 2 | Tank 2 Compartment 1 | Permanently Out of Use | 550 | TRUE |  | Gasoline (containing <=10% ethanol) | FALSE | Unknown | Crow Creek Sioux Tribe of the Crow Creek Reservation, South Dakota | Gingway's Store | Main Street, P.O. Box 257 | Fort Thompson | SD | 57339
8 | 4010004 | Rank's Service | Tank 1 | Tank 1 Compartment 1 | Permanently Out of Use | 3000 | TRUE |  | Gasoline (containing <=10% ethanol) | FALSE | Unknown | Crow Creek Sioux Tribe of the Crow Creek Reservation, South Dakota | Rank's Service | Main Street, P.O. Box 187 | Fort Thompson | SD | 57339
8 | 4010004 | Rank's Service | Tank 2 | Tank 2 Compartment 1 | Permanently Out of Use | 3000 | TRUE |  | Gasoline (containing <=10% ethanol) | FALSE | Unknown | Crow Creek Sioux Tribe of the Crow Creek Reservation, South Dakota | Rank's Service | Main Street, P.O. Box 187 | Fort Thompson | SD | 57339
8 | 4010004 | Rank's Service | Tank 3 | Tank 3 Compartment 1 | Permanently Out of Use | 3000 | TRUE |  | Gasoline (containing <=10% ethanol) | FALSE | Unknown | Crow Creek Sioux Tribe of the Crow Creek Reservation, South Dakota | Rank's Service | Main Street, P.O. Box 187 | Fort Thompson | SD | 57339
8 | 4010005 | Crow Creek C-Store (FKA HunkPATI) | Tank 2 UNL E-10 | Tank 2 Compartment 1 | Currently in Use | 12000 | TRUE | 2006-08-15 | Gasoline (containing <=10% ethanol) | TRUE | Spill Bucket | Crow Creek Sioux Tribe of the Crow Creek Reservation, South Dakota | Crow Creek C-Store (formerly HunkPati) | Hwy. 34 & 47 (NW Corner) | Fort Thompson | SD | 57339
8 | 4010005 | Crow Creek C-Store (FKA HunkPATI) | Tank 3 Premium | Tank 3 Compartment 1 | Currently in Use | 12000 | TRUE | 2006-08-15 | Gasoline (containing <=10% ethanol) | TRUE | Spill Bucket | Crow Creek Sioux Tribe of the Crow Creek Reservation, South Dakota | Crow Creek C-Store (formerly HunkPati) | Hwy. 34 & 47 (NW Corner) | Fort Thompson | SD | 57339
8 | 4010005 | Crow Creek C-Store (FKA HunkPATI) | Tank 1 Diesel | Tank 1 Compartment 1 | Currently in Use | 8000 | TRUE | 2006-08-15 | Diesel | TRUE | Spill Bucket | Crow Creek Sioux Tribe of the Crow Creek Reservation, South Dakota | Crow Creek C-Store (formerly HunkPati) | Hwy. 34 & 47 (NW Corner) | Fort Thompson | SD | 57339
8 | 4010006 | Facility Management (BIA) | Tank 1 | Tank 1 Compartment 1 | Permanently Out of Use | 1000 | TRUE |  | Gasoline (containing <=10% ethanol) | FALSE | Unknown | Crow Creek Sioux Tribe of the Crow Creek Reservation, South Dakota | Facility Management (BIA) | Bldg. 119 | Fort Thompson | SD | 57339
8 | 4010008 | Abandoned Facility (Tribal Liquor Store) | Tank 1 | Tank 1 Compartment 1 | Permanently Out of Use | 115 | TRUE |  | Gasoline (containing <=10% ethanol) | FALSE | Unknown | Crow Creek Sioux Tribe of the Crow Creek Reservation, South Dakota | Abandoned Facility (Tribal Liquor Store) | Unknown (Tribal Liquor Store) | Fort Thompson | SD | 57339
8 | 4010010 | Lynn's Dakota Mart | Tank 1 | Tank 1 Compartment 1 | Currently in Use | 10000 | TRUE |  | Gasoline (containing <=10% ethanol) | TRUE | Spill Bucket | Crow Creek Sioux Tribe of the Crow Creek Reservation, South Dakota | Lynn's Dakota Mart | Hwys. 34 & 47 (SW Corner) | Fort Thompson | SD | 57339
8 | 4010010 | Lynn's Dakota Mart | Tank 3 | Tank 3 Compartment 1 | Currently in Use | 6000 | TRUE |  | Diesel | TRUE | Spill Bucket | Crow Creek Sioux Tribe of the Crow Creek Reservation, South Dakota | Lynn's Dakota Mart | Hwys. 34 & 47 (SW Corner) | Fort Thompson | SD | 57339
8 | 4010010 | Lynn's Dakota Mart | Tank 2 | Tank 2 Compartment 1 | Currently in Use | 10000 | TRUE |  | Gasoline (containing <=10% ethanol) | TRUE | Spill Bucket | Crow Creek Sioux Tribe of the Crow Creek Reservation, South Dakota | Lynn's Dakota Mart | Hwys. 34 & 47 (SW Corner) | Fort Thompson | SD | 57339
8 | 4010011 | Shelby's Minimart | Tank 1 | Tank 1 Compartment 1 | Currently in Use | 6000 | TRUE |  | Gasoline (containing <=10% ethanol) | TRUE | Spill Bucket | Crow Creek Sioux Tribe of the Crow Creek Reservation, South Dakota | Shelby's Minimart | 302 Highway 249 | Fort Thompson | SD | 57339
8 | 4010012 | Fort Thompson Indian Health Center (EP) | Tank 1 | Tank 1 Compartment 1 | Permanently Out of Use | 1000 | TRUE | 2021-09-16 | Diesel | TRUE | Spill Bucket | Crow Creek Sioux Tribe of the Crow Creek Reservation, South Dakota | Fort Thompson Indian Health Center (EP) | Hwy. 34 & 47 | Fort Thompson | SD | 57339
8 | 4010013 | Mac's Corner | Tank 1/2 | Tank 1 (compartment) | Currently in Use | 8000 | TRUE |  | Gasoline (containing <=10% ethanol) | TRUE | Spill Bucket | Crow Creek Sioux Tribe of the Crow Creek Reservation, South Dakota | Mac's Corner | 21695 SD Hwy 47 | Stephan | SD | 57346
8 | 4010013 | Mac's Corner | Tank 3/4 | Tank 4 (compartment) | Currently in Use | 8000 | TRUE |  | Diesel | TRUE | Spill Bucket | Crow Creek Sioux Tribe of the Crow Creek Reservation, South Dakota | Mac's Corner | 21695 SD Hwy 47 | Stephan | SD | 57346
8 | 4010013 | Mac's Corner | Tank 3/4 | Tank 3 (compartment) | Currently in Use | 8000 | TRUE |  | Diesel | TRUE | Spill Bucket | Crow Creek Sioux Tribe of the Crow Creek Reservation, South Dakota | Mac's Corner | 21695 SD Hwy 47 | Stephan | SD | 57346
8 | 4010013 | Mac's Corner | Tank 1/2 | Tank 2 (compartment) | Currently in Use | 8000 | TRUE |  | Gasoline (containing <=10% ethanol) | TRUE | Spill Bucket | Crow Creek Sioux Tribe of the Crow Creek Reservation, South Dakota | Mac's Corner | 21695 SD Hwy 47 | Stephan | SD | 57346
8 | 4020001 | Pete's Service & Repair | Tank 1 | Tank 1 Compartment 1 | Permanently Out of Use | 1000 | TRUE |  | Gasoline (containing <=10% ethanol) | FALSE | Unknown | Cheyenne River Sioux Tribe of the Cheyenne River Reservation, South Dakota | Pete's Service & Repair | SW Corner Main & Pioneer St. P.O. 97 | Eagle Butte | SD | 57625
8 | 4020001 | Pete's Service & Repair | Tank 2 | Tank 2 Compartment 1 | Permanently Out of Use | 500 | TRUE |  | Gasoline (containing <=10% ethanol) | FALSE | Unknown | Cheyenne River Sioux Tribe of the Cheyenne River Reservation, South Dakota | Pete's Service & Repair | SW Corner Main & Pioneer St. P.O. 97 | Eagle Butte | SD | 57625
8 | 4020002 | Dupree Facility-Ziebach Co. Hwy Shop | Tank 1 | Tank 1 Compartment 1 | Permanently Out of Use | 1000 | TRUE |  | Diesel | FALSE | Unknown | Cheyenne River Sioux Tribe of the Cheyenne River Reservation, South Dakota | Dupree Facility-Ziebach Co. Hwy Shop | P.O. Box 68 / Lots 15-16 Block 9 | Dupree | SD | 57623
8 | 4020002 | Dupree Facility-Ziebach Co. Hwy Shop | Tank 2 | Tank 2 Compartment 1 | Permanently Out of Use | 1500 | TRUE |  | Diesel | FALSE | Unknown | Cheyenne River Sioux Tribe of the Cheyenne River Reservation, South Dakota | Dupree Facility-Ziebach Co. Hwy Shop | P.O. Box 68 / Lots 15-16 Block 9 | Dupree | SD | 57623
8 | 4020002 | Dupree Facility-Ziebach Co. Hwy Shop | Tank 3 | Tank 3 Compartment 1 | Permanently Out of Use | 10000 | TRUE |  | Kerosene | FALSE | Unknown | Cheyenne River Sioux Tribe of the Cheyenne River Reservation, South Dakota | Dupree Facility-Ziebach Co. Hwy Shop | P.O. Box 68 / Lots 15-16 Block 9 | Dupree | SD | 57623
8 | 4020002 | Dupree Facility-Ziebach Co. Hwy Shop | Tank 4 | Tank 4 Compartment 1 | Permanently Out of Use | 10000 | TRUE |  | Diesel | FALSE | Unknown | Cheyenne River Sioux Tribe of the Cheyenne River Reservation, South Dakota | Dupree Facility-Ziebach Co. Hwy Shop | P.O. Box 68 / Lots 15-16 Block 9 | Dupree | SD | 57623
8 | 4020003 | BIA Roads Department/Eagle Butte Road Shop | Tank 1 | Tank 1 Compartment 1 | Permanently Out of Use | 10000 | TRUE |  | Diesel | FALSE | Unknown | Cheyenne River Sioux Tribe of the Cheyenne River Reservation, South Dakota | BIA Roads Department/Eagle Butte Road Shop | P.O. Box 325, Bldg. 2011 | Eagle Butte | SD | 57625
8 | 4020003 | BIA Roads Department/Eagle Butte Road Shop | Tank 2 | Tank 2 Compartment 1 | Permanently Out of Use | 10000 | TRUE |  | Gasoline (containing <=10% ethanol) | FALSE | Unknown | Cheyenne River Sioux Tribe of the Cheyenne River Reservation, South Dakota | BIA Roads Department/Eagle Butte Road Shop | P.O. Box 325, Bldg. 2011 | Eagle Butte | SD | 57625
8 | 4020004 | Old Implement/Former Implement Dealer | Tank 1 | Tank 1 Compartment 1 | Permanently Out of Use | 575 | TRUE |  | Gasoline (containing <=10% ethanol) | FALSE | Unknown | Cheyenne River Sioux Tribe of the Cheyenne River Reservation, South Dakota | Old Implement/Former Implement Dealer | Main Street Lot 15, Block 5 | Isabel | SD | 57633
8 | 4020005 | SDDOT Eagle Butte Facility | X Tank 1 | Tank 1 Compartment 1 | Permanently Out of Use | 1000 | TRUE |  | Diesel | FALSE | Unknown | Cheyenne River Sioux Tribe of the Cheyenne River Reservation, South Dakota | Eagle Butte Facility (SDDOT Shop) | Highway 212 at Main St., P.O. Box 291 | Eagle Butte | SD | 57625
8 | 4020005 | SDDOT Eagle Butte Facility | Tank 2 diesel | Tank 2 diesel | Currently in Use | 3000 | TRUE |  | Diesel | TRUE | Spill Bucket | Cheyenne River Sioux Tribe of the Cheyenne River Reservation, South Dakota | Eagle Butte Facility (SDDOT Shop) | Highway 212 at Main St., P.O. Box 291 | Eagle Butte | SD | 57625
8 | 4020005 | SDDOT Eagle Butte Facility | Tank 1 RUL | Tank 1 RUL | Currently in Use | 2500 | TRUE |  | Gasoline (containing <=10% ethanol) | TRUE | Spill Bucket | Cheyenne River Sioux Tribe of the Cheyenne River Reservation, South Dakota | Eagle Butte Facility (SDDOT Shop) | Highway 212 at Main St., P.O. Box 291 | Eagle Butte | SD | 57625
8 | 4020005 | SDDOT Eagle Butte Facility | X Tank 2 | Tank 2 Compartment 1 | Permanently Out of Use | 1500 | TRUE |  | Gasoline (containing <=10% ethanol) | FALSE | Unknown | Cheyenne River Sioux Tribe of the Cheyenne River Reservation, South Dakota | Eagle Butte Facility (SDDOT Shop) | Highway 212 at Main St., P.O. Box 291 | Eagle Butte | SD | 57625
8 | 4020005 | SDDOT Eagle Butte Facility | X Tank 3 | Tank 3 Compartment 1 | Permanently Out of Use | 1500 | TRUE |  | Diesel | TRUE | Spill Bucket | Cheyenne River Sioux Tribe of the Cheyenne River Reservation, South Dakota | Eagle Butte Facility (SDDOT Shop) | Highway 212 at Main St., P.O. Box 291 | Eagle Butte | SD | 57625
8 | 4020005 | SDDOT Eagle Butte Facility | X Tank 4 | Tank 4 Compartment 1 | Permanently Out of Use | 1000 | TRUE |  | Gasoline (containing <=10% ethanol) | TRUE | Spill Bucket | Cheyenne River Sioux Tribe of the Cheyenne River Reservation, South Dakota | Eagle Butte Facility (SDDOT Shop) | Highway 212 at Main St., P.O. Box 291 | Eagle Butte | SD | 57625
8 | 4020005 | SDDOT Eagle Butte Facility | X Tank 5 | Tank 5 Compartment 1 | Permanently Out of Use | 560 | TRUE | 2002-09-24 | Used Oil | TRUE | Spill Bucket | Cheyenne River Sioux Tribe of the Cheyenne River Reservation, South Dakota | Eagle Butte Facility (SDDOT Shop) | Highway 212 at Main St., P.O. Box 291 | Eagle Butte | SD | 57625
8 | 4020006 | U S West Facility | Tank 1 | Tank 1 Compartment 1 | Permanently Out of Use | 3000 | TRUE |  | Diesel | FALSE | Unknown | Cheyenne River Sioux Tribe of the Cheyenne River Reservation, South Dakota | U S West Facility | 8th Street | Timber Lake | SD | 57656
8 | 4020007 | Swiftbird School (BIA) | Tank 1 | Tank 1 Compartment 1 | Permanently Out of Use | 750 | TRUE |  | Gasoline (containing <=10% ethanol) | FALSE | Unknown | Cheyenne River Sioux Tribe of the Cheyenne River Reservation, South Dakota | Swiftbird School (BIA) | Cheyenne River Reservation Bldg. 2202 | Ridgeview | SD | 57652
8 | 4020008 | Cheyenne River Tribe South Shop Facility | Tank 1 | Tank 1 Compartment 1 | Permanently Out of Use | 1000 | TRUE |  | Gasoline (containing <=10% ethanol) | FALSE | Unknown | Cheyenne River Sioux Tribe of the Cheyenne River Reservation, South Dakota | Cheyenne River Tribe South Shop Facility | 401 South Main St. | Eagle Butte | SD | 57625
8 | 4020008 | Cheyenne River Tribe South Shop Facility | Tank 2 | Tank 2 Compartment 1 | Permanently Out of Use | 1000 | TRUE |  | Gasoline (containing <=10% ethanol) | FALSE | Unknown | Cheyenne River Sioux Tribe of the Cheyenne River Reservation, South Dakota | Cheyenne River Tribe South Shop Facility | 401 South Main St. | Eagle Butte | SD | 57625
8 | 4020009 | Larry's Service / Dale's Service (Sinclair) | Tank 1 | Tank 1 Compartment 1 | Permanently Out of Use | 8000 | TRUE |  | Gasoline (containing <=10% ethanol) | TRUE | Spill Bucket | Cheyenne River Sioux Tribe of the Cheyenne River Reservation, South Dakota | Larry's Service / Dale's Service (Sinclair) | Hwy. 212 & Main St. P.O. Box 683 | Eagle Butte | SD | 57625
8 | 4020009 | Larry's Service / Dale's Service (Sinclair) | Tank 2 | Tank 2 Compartment 1 | Permanently Out of Use | 2000 | TRUE |  | Diesel | TRUE | Spill Bucket | Cheyenne River Sioux Tribe of the Cheyenne River Reservation, South Dakota | Larry's Service / Dale's Service (Sinclair) | Hwy. 212 & Main St. P.O. Box 683 | Eagle Butte | SD | 57625
8 | 4020009 | Larry's Service / Dale's Service (Sinclair) | Tank 3 | Tank 3 Compartment 1 | Permanently Out of Use | 8000 | TRUE |  | Gasoline (containing <=10% ethanol) | TRUE | Spill Bucket | Cheyenne River Sioux Tribe of the Cheyenne River Reservation, South Dakota | Larry's Service / Dale's Service (Sinclair) | Hwy. 212 & Main St. P.O. Box 683 | Eagle Butte | SD | 57625
8 | 4020009 | Larry's Service / Dale's Service (Sinclair) | Tank 4 | Tank 4 Compartment 1 | Permanently Out of Use | 10000 | TRUE |  | Diesel | FALSE | Unknown | Cheyenne River Sioux Tribe of the Cheyenne River Reservation, South Dakota | Larry's Service / Dale's Service (Sinclair) | Hwy. 212 & Main St. P.O. Box 683 | Eagle Butte | SD | 57625
8 | 4020009 | Larry's Service / Dale's Service (Sinclair) | Tank 5 | Tank 5 Compartment 1 | Permanently Out of Use | 6000 | TRUE |  | Gasoline (containing <=10% ethanol) | FALSE | Unknown | Cheyenne River Sioux Tribe of the Cheyenne River Reservation, South Dakota | Larry's Service / Dale's Service (Sinclair) | Hwy. 212 & Main St. P.O. Box 683 | Eagle Butte | SD | 57625
8 | 4020009 | Larry's Service / Dale's Service (Sinclair) | Tank 6 | Tank 6 Compartment 1 | Permanently Out of Use | 2000 | TRUE |  | Gasoline (containing <=10% ethanol) | FALSE | Unknown | Cheyenne River Sioux Tribe of the Cheyenne River Reservation, South Dakota | Larry's Service / Dale's Service (Sinclair) | Hwy. 212 & Main St. P.O. Box 683 | Eagle Butte | SD | 57625
8 | 4020009 | Larry's Service / Dale's Service (Sinclair) | Tank 7 | Tank 7 Compartment 1 | Permanently Out of Use | 4000 | TRUE |  | Gasoline (containing <=10% ethanol) | FALSE | Unknown | Cheyenne River Sioux Tribe of the Cheyenne River Reservation, South Dakota | Larry's Service / Dale's Service (Sinclair) | Hwy. 212 & Main St. P.O. Box 683 | Eagle Butte | SD | 57625
8 | 4020010 | Isabel Coal Mine (Abandoned) (DOT) | Tank 1 | Tank 1 Compartment 1 | Permanently Out of Use | 500 | TRUE |  | Gasoline (containing <=10% ethanol) | FALSE | Unknown | Cheyenne River Sioux Tribe of the Cheyenne River Reservation, South Dakota | Isabel Coal Mine (Abandoned) (DOT) | 1.7 miles South of Junction Hwys. 65 & 20 | Isabel | SD | 57633
8 | 4020011 | Promise Day School (BIA) | Tank 1 | Tank 1 Compartment 1 | Permanently Out of Use | 1500 | TRUE |  | Gasoline (containing <=10% ethanol) | FALSE | Unknown | Cheyenne River Sioux Tribe of the Cheyenne River Reservation, South Dakota | Promise Day School (BIA) | Bldg. 2304 | Ridgeview | SD | 57652
8 | 4020012 | Dupree Oil Co. | Tank 1 | Tank 1 Compartment 1 | Permanently Out of Use | 12000 | TRUE |  | Gasoline (containing <=10% ethanol) | FALSE | Unknown | Cheyenne River Sioux Tribe of the Cheyenne River Reservation, South Dakota | Dupree Oil Co. | Main Street, Hwy. 212 | Dupree | SD | 57623
8 | 4020012 | Dupree Oil Co. | Tank 2 | Tank 2 Compartment 1 | Permanently Out of Use | 4000 | TRUE |  | Gasoline (containing <=10% ethanol) | FALSE | Unknown | Cheyenne River Sioux Tribe of the Cheyenne River Reservation, South Dakota | Dupree Oil Co. | Main Street, Hwy. 212 | Dupree | SD | 57623
8 | 4020012 | Dupree Oil Co. | Tank 3 | Tank 3 Compartment 1 | Permanently Out of Use | 10000 | TRUE |  | Gasoline (containing <=10% ethanol) | FALSE | Unknown | Cheyenne River Sioux Tribe of the Cheyenne River Reservation, South Dakota | Dupree Oil Co. | Main Street, Hwy. 212 | Dupree | SD | 57623
8 | 4020012 | Dupree Oil Co. | Tank 4 | Tank 4 Compartment 1 | Permanently Out of Use | 10000 | TRUE |  | Diesel | FALSE | Unknown | Cheyenne River Sioux Tribe of the Cheyenne River Reservation, South Dakota | Dupree Oil Co. | Main Street, Hwy. 212 | Dupree | SD | 57623
8 | 4020012 | Dupree Oil Co. | Tank 5 | Tank 5 Compartment 1 | Permanently Out of Use | 7000 | TRUE |  | Diesel | FALSE | Unknown | Cheyenne River Sioux Tribe of the Cheyenne River Reservation, South Dakota | Dupree Oil Co. | Main Street, Hwy. 212 | Dupree | SD | 57623
8 | 4020012 | Dupree Oil Co. | Tank 6 | Tank 6 Compartment 1 | Permanently Out of Use | 3000 | TRUE |  | Diesel | FALSE | Unknown | Cheyenne River Sioux Tribe of the Cheyenne River Reservation, South Dakota | Dupree Oil Co. | Main Street, Hwy. 212 | Dupree | SD | 57623
8 | 4020012 | Dupree Oil Co. | Tank 7 | Tank 7 Compartment 1 | Permanently Out of Use | 2000 | TRUE |  | Gasoline (containing <=10% ethanol) | FALSE | Unknown | Cheyenne River Sioux Tribe of the Cheyenne River Reservation, South Dakota | Dupree Oil Co. | Main Street, Hwy. 212 | Dupree | SD | 57623
8 | 4020012 | Dupree Oil Co. | Tank 8 | Tank 8 Compartment 1 | Permanently Out of Use | 2000 | TRUE |  | Gasoline (containing <=10% ethanol) | FALSE | Unknown | Cheyenne River Sioux Tribe of the Cheyenne River Reservation, South Dakota | Dupree Oil Co. | Main Street, Hwy. 212 | Dupree | SD | 57623
8 | 4020012 | Dupree Oil Co. | Tank 9 | Tank 9 Compartment 1 | Permanently Out of Use | 2000 | TRUE |  | Diesel | FALSE | Unknown | Cheyenne River Sioux Tribe of the Cheyenne River Reservation, South Dakota | Dupree Oil Co. | Main Street, Hwy. 212 | Dupree | SD | 57623
8 | 4020012 | Dupree Oil Co. | Tank 10 | Tank 10 Compartment 1 | Permanently Out of Use | 1000 | TRUE |  | Gasoline (containing <=10% ethanol) | TRUE | Spill Bucket | Cheyenne River Sioux Tribe of the Cheyenne River Reservation, South Dakota | Dupree Oil Co. | Main Street, Hwy. 212 | Dupree | SD | 57623
8 | 4020012 | Dupree Oil Co. | Tank 10 | Tank 10 Compartment 2 | Permanently Out of Use | 1000 | TRUE |  | Gasoline (containing <=10% ethanol) | TRUE | Spill Bucket | Cheyenne River Sioux Tribe of the Cheyenne River Reservation, South Dakota | Dupree Oil Co. | Main Street, Hwy. 212 | Dupree | SD | 57623
8 | 4020012 | Dupree Oil Co. | Tank 10 | Tank 10 Compartment 3 | Permanently Out of Use | 1000 | TRUE |  | Diesel | TRUE | Spill Bucket | Cheyenne River Sioux Tribe of the Cheyenne River Reservation, South Dakota | Dupree Oil Co. | Main Street, Hwy. 212 | Dupree | SD | 57623
8 | 4020013 | Dave's Philips 66 / Isabel Ambulance Service (Abn'd) | Tank 1 | Tank 1 Compartment 1 | Permanently Out of Use | 1016 | TRUE |  | Diesel | TRUE | Spill Bucket | Cheyenne River Sioux Tribe of the Cheyenne River Reservation, South Dakota | Dave's Philips 66 / Isabel Ambulance Service (Abn'd) | 118 N. Main | Isabel | SD | 57633
8 | 4020013 | Dave's Philips 66 / Isabel Ambulance Service (Abn'd) | Tank 2 | Tank 2 Compartment 1 | Permanently Out of Use | 1016 | TRUE |  | Gasoline (containing <=10% ethanol) | TRUE | Spill Bucket | Cheyenne River Sioux Tribe of the Cheyenne River Reservation, South Dakota | Dave's Philips 66 / Isabel Ambulance Service (Abn'd) | 118 N. Main | Isabel | SD | 57633
8 | 4020013 | Dave's Philips 66 / Isabel Ambulance Service (Abn'd) | Tank 3 | Tank 3 Compartment 1 | Permanently Out of Use | 1016 | TRUE |  | Gasoline (containing <=10% ethanol) | TRUE | Spill Bucket | Cheyenne River Sioux Tribe of the Cheyenne River Reservation, South Dakota | Dave's Philips 66 / Isabel Ambulance Service (Abn'd) | 118 N. Main | Isabel | SD | 57633
8 | 4020013 | Dave's Philips 66 / Isabel Ambulance Service (Abn'd) | Tank 4 | Tank 4 Compartment 1 | Permanently Out of Use | 500 | TRUE |  | Gasoline (containing <=10% ethanol) | FALSE | Unknown | Cheyenne River Sioux Tribe of the Cheyenne River Reservation, South Dakota | Dave's Philips 66 / Isabel Ambulance Service (Abn'd) | 118 N. Main | Isabel | SD | 57633
8 | 4020013 | Dave's Philips 66 / Isabel Ambulance Service (Abn'd) | Tank 5 | Tank 5 Compartment 1 | Permanently Out of Use | 500 | TRUE |  | Gasoline (containing <=10% ethanol) | FALSE | Unknown | Cheyenne River Sioux Tribe of the Cheyenne River Reservation, South Dakota | Dave's Philips 66 / Isabel Ambulance Service (Abn'd) | 118 N. Main | Isabel | SD | 57633
8 | 4020014 | Herman's Service | X Tank 1 | Tank 1 Compartment 1 | Permanently Out of Use | 125 | TRUE |  | Diesel | FALSE | Unknown | Cheyenne River Sioux Tribe of the Cheyenne River Reservation, South Dakota | Herman's Service | 711 North Main Street, P.O. Box 310 | Timber Lake | SD | 57656
8 | 4020014 | Herman's Service | X Tank 2 | Tank 2 Compartment 1 | Permanently Out of Use | 1000 | TRUE |  | Gasoline (containing <=10% ethanol) | FALSE | Unknown | Cheyenne River Sioux Tribe of the Cheyenne River Reservation, South Dakota | Herman's Service | 711 North Main Street, P.O. Box 310 | Timber Lake | SD | 57656
8 | 4020014 | Herman's Service | X Tank 3 | Tank 3 Compartment 1 | Permanently Out of Use | 560 | TRUE |  | Diesel | FALSE | Unknown | Cheyenne River Sioux Tribe of the Cheyenne River Reservation, South Dakota | Herman's Service | 711 North Main Street, P.O. Box 310 | Timber Lake | SD | 57656
8 | 4020014 | Herman's Service | X Tank 4 | Tank 4 Compartment 1 | Permanently Out of Use | 1000 | TRUE |  | Gasoline (containing <=10% ethanol) | FALSE | Unknown | Cheyenne River Sioux Tribe of the Cheyenne River Reservation, South Dakota | Herman's Service | 711 North Main Street, P.O. Box 310 | Timber Lake | SD | 57656
8 | 4020014 | Herman's Service | Tank 1 | Tank 1 Compartment 1 | Currently in Use | 1000 | TRUE |  | Gasoline (containing <=10% ethanol) | TRUE | Spill Bucket | Cheyenne River Sioux Tribe of the Cheyenne River Reservation, South Dakota | Herman's Service | 711 North Main Street, P.O. Box 310 | Timber Lake | SD | 57656
8 | 4020014 | Herman's Service | Tank 1 | Tank 1 Compartment 2 | Currently in Use | 1000 | TRUE |  | Diesel | TRUE | Spill Bucket | Cheyenne River Sioux Tribe of the Cheyenne River Reservation, South Dakota | Herman's Service | 711 North Main Street, P.O. Box 310 | Timber Lake | SD | 57656
8 | 4020014 | Herman's Service | Tank 1 | Tank 1 Compartment 3 | Currently in Use | 1000 | TRUE |  | Diesel | TRUE | Spill Bucket | Cheyenne River Sioux Tribe of the Cheyenne River Reservation, South Dakota | Herman's Service | 711 North Main Street, P.O. Box 310 | Timber Lake | SD | 57656
8 | 4020015 | Jerry's Oil Co. | Tank 1 | Tank 1 Compartment 1 | Permanently Out of Use | 115 | TRUE |  | Gasoline (containing <=10% ethanol) | FALSE | Unknown | Cheyenne River Sioux Tribe of the Cheyenne River Reservation, South Dakota | Jerry's Oil Co. | P.O. Box 104 | Trail City | SD | 57657
8 | 4020015 | Jerry's Oil Co. | Tank 2 | Tank 2 Compartment 1 | Permanently Out of Use | 115 | TRUE |  | Gasoline (containing <=10% ethanol) | FALSE | Unknown | Cheyenne River Sioux Tribe of the Cheyenne River Reservation, South Dakota | Jerry's Oil Co. | P.O. Box 104 | Trail City | SD | 57657
8 | 4020015 | Jerry's Oil Co. | Tank 3 | Tank 3 Compartment 1 | Permanently Out of Use | 550 | TRUE |  | Gasoline (containing <=10% ethanol) | FALSE | Unknown | Cheyenne River Sioux Tribe of the Cheyenne River Reservation, South Dakota | Jerry's Oil Co. | P.O. Box 104 | Trail City | SD | 57657
8 | 4020015 | Jerry's Oil Co. | Tank 4 | Tank 4 Compartment 1 | Permanently Out of Use | 550 | TRUE |  | Diesel | FALSE | Unknown | Cheyenne River Sioux Tribe of the Cheyenne River Reservation, South Dakota | Jerry's Oil Co. | P.O. Box 104 | Trail City | SD | 57657
8 | 4020016 | Lantry Oil Company | Tank 1 | Tank 1 Compartment 1 | Permanently Out of Use | 1000 | TRUE |  | Gasoline (containing <=10% ethanol) | FALSE | Unknown | Cheyenne River Sioux Tribe of the Cheyenne River Reservation, South Dakota | Lantry Oil Company | P.O. Box 32, North Hwy. 212 | Lantry | SD | 57636
8 | 4020016 | Lantry Oil Company | Tank 2 | Tank 2 Compartment 1 | Permanently Out of Use | 115 | TRUE |  | Gasoline (containing <=10% ethanol) | FALSE | Unknown | Cheyenne River Sioux Tribe of the Cheyenne River Reservation, South Dakota | Lantry Oil Company | P.O. Box 32, North Hwy. 212 | Lantry | SD | 57636
8 | 4020016 | Lantry Oil Company | Tank 3 | Tank 3 Compartment 1 | Permanently Out of Use | 115 | TRUE |  | Gasoline (containing <=10% ethanol) | FALSE | Unknown | Cheyenne River Sioux Tribe of the Cheyenne River Reservation, South Dakota | Lantry Oil Company | P.O. Box 32, North Hwy. 212 | Lantry | SD | 57636
8 | 4020016 | Lantry Oil Company | Tank 4 | Tank 4 Compartment 1 | Permanently Out of Use | 1000 | TRUE |  | Diesel | FALSE | Unknown | Cheyenne River Sioux Tribe of the Cheyenne River Reservation, South Dakota | Lantry Oil Company | P.O. Box 32, North Hwy. 212 | Lantry | SD | 57636
8 | 4020016 | Lantry Oil Company | Tank 5 | Tank 5 Compartment 1 | Permanently Out of Use | 1000 | TRUE |  | Diesel | FALSE | Unknown | Cheyenne River Sioux Tribe of the Cheyenne River Reservation, South Dakota | Lantry Oil Company | P.O. Box 32, North Hwy. 212 | Lantry | SD | 57636
8 | 4020016 | Lantry Oil Company | Tank 6 | Tank 6 Compartment 1 | Permanently Out of Use | 500 | TRUE |  | Diesel | FALSE | Unknown | Cheyenne River Sioux Tribe of the Cheyenne River Reservation, South Dakota | Lantry Oil Company | P.O. Box 32, North Hwy. 212 | Lantry | SD | 57636
8 | 4020016 | Lantry Oil Company | Tank 7 | Tank 7 Compartment 1 | Permanently Out of Use | 2000 | TRUE |  | Diesel | FALSE | Unknown | Cheyenne River Sioux Tribe of the Cheyenne River Reservation, South Dakota | Lantry Oil Company | P.O. Box 32, North Hwy. 212 | Lantry | SD | 57636
8 | 4020017 | Timber Lake Service | Tank 1 | Tank 1 Compartment 1 | Currently in Use | 2000 | TRUE |  | Gasoline (containing <=10% ethanol) | TRUE | Spill Bucket | Cheyenne River Sioux Tribe of the Cheyenne River Reservation, South Dakota | Timber Lake Service | 825 Main Street | Timber Lake | SD | 57656
8 | 4020017 | Timber Lake Service | Tank 2 | Tank 2 Compartment 1 | Currently in Use | 2000 | TRUE |  | Gasoline (containing <=10% ethanol) | TRUE | Spill Bucket | Cheyenne River Sioux Tribe of the Cheyenne River Reservation, South Dakota | Timber Lake Service | 825 Main Street | Timber Lake | SD | 57656
8 | 4020017 | Timber Lake Service | Tank 3 | Tank 3 Compartment 1 | Currently in Use | 2000 | TRUE |  | Diesel | TRUE | Spill Bucket | Cheyenne River Sioux Tribe of the Cheyenne River Reservation, South Dakota | Timber Lake Service | 825 Main Street | Timber Lake | SD | 57656
8 | 4020017 | Timber Lake Service | Tank 4 | Tank 4 Compartment 1 | Currently in Use | 2000 | TRUE |  | Diesel | TRUE | Spill Bucket | Cheyenne River Sioux Tribe of the Cheyenne River Reservation, South Dakota | Timber Lake Service | 825 Main Street | Timber Lake | SD | 57656
8 | 4020017 | Timber Lake Service | X Tank 5 | Tank 5 Compartment 1 | Permanently Out of Use | 550 | TRUE |  | Gasoline (containing <=10% ethanol) | FALSE | Unknown | Cheyenne River Sioux Tribe of the Cheyenne River Reservation, South Dakota | Timber Lake Service | 825 Main Street | Timber Lake | SD | 57656
8 | 4020017 | Timber Lake Service | X Tank 7 | Tank 7 Compartment 1 | Permanently Out of Use | 550 | TRUE |  | Gasoline (containing <=10% ethanol) | FALSE | Unknown | Cheyenne River Sioux Tribe of the Cheyenne River Reservation, South Dakota | Timber Lake Service | 825 Main Street | Timber Lake | SD | 57656
8 | 4020017 | Timber Lake Service | X Tank 8 | Tank 8 Compartment 1 | Permanently Out of Use | 250 | TRUE |  | Diesel | FALSE | Unknown | Cheyenne River Sioux Tribe of the Cheyenne River Reservation, South Dakota | Timber Lake Service | 825 Main Street | Timber Lake | SD | 57656
8 | 4020017 | Timber Lake Service | X Tank 9 | Tank 9 Compartment 1 | Permanently Out of Use | 550 | TRUE |  | Diesel | FALSE | Unknown | Cheyenne River Sioux Tribe of the Cheyenne River Reservation, South Dakota | Timber Lake Service | 825 Main Street | Timber Lake | SD | 57656
8 | 4020019 | West Side Garage | Tank 1 | Tank 1 Compartment 1 | Permanently Out of Use | 115 | TRUE |  | Gasoline (containing <=10% ethanol) | FALSE | Unknown | Cheyenne River Sioux Tribe of the Cheyenne River Reservation, South Dakota | West Side Garage | Main Street | Dupree | SD | 57623
8 | 4020019 | West Side Garage | Tank 2 | Tank 2 Compartment 1 | Permanently Out of Use | 115 | TRUE |  | Gasoline (containing <=10% ethanol) | FALSE | Unknown | Cheyenne River Sioux Tribe of the Cheyenne River Reservation, South Dakota | West Side Garage | Main Street | Dupree | SD | 57623
8 | 4020020 | Farmers Union Oil Co. - Dupree | Tank 1 | Tank 1 Compartment 1 | Currently in Use | 4000 | TRUE |  | Gasoline (containing <=10% ethanol) | TRUE | Spill Bucket | Cheyenne River Sioux Tribe of the Cheyenne River Reservation, South Dakota | Farmers Union Oil Co. - Dupree | Main Street | Dupree | SD | 57623
8 | 4020020 | Farmers Union Oil Co. - Dupree | Tank 2 | Tank 2 Compartment 1 | Currently in Use | 4000 | TRUE |  | Gasoline (containing <=10% ethanol) | TRUE | Spill Bucket | Cheyenne River Sioux Tribe of the Cheyenne River Reservation, South Dakota | Farmers Union Oil Co. - Dupree | Main Street | Dupree | SD | 57623
8 | 4020020 | Farmers Union Oil Co. - Dupree | Tank 3 | Tank 3 Compartment 1 | Currently in Use | 2000 | TRUE |  | Diesel | TRUE | Spill Bucket | Cheyenne River Sioux Tribe of the Cheyenne River Reservation, South Dakota | Farmers Union Oil Co. - Dupree | Main Street | Dupree | SD | 57623
8 | 4020020 | Farmers Union Oil Co. - Dupree | Tank 4 | Tank 4 Compartment 1 | Currently in Use | 4000 | TRUE |  | Diesel | TRUE | Spill Bucket | Cheyenne River Sioux Tribe of the Cheyenne River Reservation, South Dakota | Farmers Union Oil Co. - Dupree | Main Street | Dupree | SD | 57623
8 | 4020020 | Farmers Union Oil Co. - Dupree | X Tank 5 | Tank 5 Compartment 1 | Permanently Out of Use | 2000 | TRUE |  | Gasoline (containing <=10% ethanol) | FALSE | Unknown | Cheyenne River Sioux Tribe of the Cheyenne River Reservation, South Dakota | Farmers Union Oil Co. - Dupree | Main Street | Dupree | SD | 57623
8 | 4020020 | Farmers Union Oil Co. - Dupree | X Tank 6 | Tank 6 Compartment 1 | Permanently Out of Use | 1000 | TRUE |  | Gasoline (containing <=10% ethanol) | FALSE | Unknown | Cheyenne River Sioux Tribe of the Cheyenne River Reservation, South Dakota | Farmers Union Oil Co. - Dupree | Main Street | Dupree | SD | 57623
8 | 4020020 | Farmers Union Oil Co. - Dupree | X Tank 7 | Tank 7 Compartment 1 | Permanently Out of Use | 1000 | TRUE |  | Diesel | FALSE | Unknown | Cheyenne River Sioux Tribe of the Cheyenne River Reservation, South Dakota | Farmers Union Oil Co. - Dupree | Main Street | Dupree | SD | 57623
8 | 4020020 | Farmers Union Oil Co. - Dupree | X Tank 8 | Tank 8 Compartment 1 | Permanently Out of Use | 1000 | TRUE |  | Diesel | FALSE | Unknown | Cheyenne River Sioux Tribe of the Cheyenne River Reservation, South Dakota | Farmers Union Oil Co. - Dupree | Main Street | Dupree | SD | 57623
8 | 4020020 | Farmers Union Oil Co. - Dupree | X Tank 9 | Tank 9 Compartment 1 | Permanently Out of Use | 2000 | TRUE |  | Gasoline (containing <=10% ethanol) | FALSE | Unknown | Cheyenne River Sioux Tribe of the Cheyenne River Reservation, South Dakota | Farmers Union Oil Co. - Dupree | Main Street | Dupree | SD | 57623
8 | 4020020 | Farmers Union Oil Co. - Dupree | X Tank 10 | Tank 10 Compartment 1 | Permanently Out of Use | 2000 | TRUE |  | Gasoline (containing <=10% ethanol) | FALSE | Unknown | Cheyenne River Sioux Tribe of the Cheyenne River Reservation, South Dakota | Farmers Union Oil Co. - Dupree | Main Street | Dupree | SD | 57623
8 | 4020020 | Farmers Union Oil Co. - Dupree | X Tank 11 | Tank 11 Compartment 1 | Permanently Out of Use | 2000 | TRUE |  | Diesel | FALSE | Unknown | Cheyenne River Sioux Tribe of the Cheyenne River Reservation, South Dakota | Farmers Union Oil Co. - Dupree | Main Street | Dupree | SD | 57623
8 | 4020021 | Abandoned Facility | Tank 1 | Tank 1 Compartment 1 | Permanently Out of Use | 115 | TRUE |  | Gasoline (containing <=10% ethanol) | FALSE | Unknown | Cheyenne River Sioux Tribe of the Cheyenne River Reservation, South Dakota | Abandoned Facility | Main & Pioneer Streets | Eagle Butte | SD | 57625
8 | 4020021 | Abandoned Facility | Tank 2 | Tank 2 Compartment 1 | Permanently Out of Use | 115 | TRUE |  | Gasoline (containing <=10% ethanol) | FALSE | Unknown | Cheyenne River Sioux Tribe of the Cheyenne River Reservation, South Dakota | Abandoned Facility | Main & Pioneer Streets | Eagle Butte | SD | 57625
8 | 4020022 | Pit Stop (Zacher) | Tank 1 | Tank 1 Compartment 1 | Permanently Out of Use | 1000 | TRUE |  | Gasoline (containing <=10% ethanol) | FALSE | Unknown | Cheyenne River Sioux Tribe of the Cheyenne River Reservation, South Dakota | Pit Stop (Zacher) | 312 Main Street, P.O. Box 572 | Eagle Butte | SD | 57625
8 | 4020022 | Pit Stop (Zacher) | Tank 2 | Tank 2 Compartment 1 | Permanently Out of Use | 500 | TRUE |  | Gasoline (containing <=10% ethanol) | FALSE | Unknown | Cheyenne River Sioux Tribe of the Cheyenne River Reservation, South Dakota | Pit Stop (Zacher) | 312 Main Street, P.O. Box 572 | Eagle Butte | SD | 57625
8 | 4020022 | Pit Stop (Zacher) | Tank 3 | Tank 3 Compartment 1 | Permanently Out of Use | 400 | TRUE |  | Gasoline (containing <=10% ethanol) | FALSE | Unknown | Cheyenne River Sioux Tribe of the Cheyenne River Reservation, South Dakota | Pit Stop (Zacher) | 312 Main Street, P.O. Box 572 | Eagle Butte | SD | 57625
8 | 4020023 | Ridgeview Store & Post Office | Tank 1 | Tank 1 Compartment 1 | Permanently Out of Use | 1000 | TRUE | 2001-07-16 | Gasoline (containing <=10% ethanol) | FALSE | Unknown | Cheyenne River Sioux Tribe of the Cheyenne River Reservation, South Dakota | Ridgeview Store & Post Office | P.O. box 322 | Ridgeview | SD | 57652
8 | 4020024 | Takini School (BIA) | Tank 1 | Tank 1 Compartment 1 | Permanently Out of Use | 5000 | TRUE |  | Diesel | TRUE | Spill Bucket | Cheyenne River Sioux Tribe of the Cheyenne River Reservation, South Dakota | Takini School (BIA) | Howes, Bldg. 502 | Howes | SD | 57748
8 | 4020025 | Isabel Facility (DOT) | X Tank 1 | Tank 1 Compartment 1 | Permanently Out of Use | 2500 | TRUE | 2007-06-19 | Diesel | TRUE | Spill Bucket | Cheyenne River Sioux Tribe of the Cheyenne River Reservation, South Dakota | Isabel Facility (DOT) | 201 Hillsview Road | Isabel | SD | 57633
8 | 4020025 | Isabel Facility (DOT) | X Tank 2 | Tank 2 Compartment 1 | Permanently Out of Use | 1000 | TRUE | 2007-06-19 | Gasoline (containing <=10% ethanol) | TRUE | Spill Bucket | Cheyenne River Sioux Tribe of the Cheyenne River Reservation, South Dakota | Isabel Facility (DOT) | 201 Hillsview Road | Isabel | SD | 57633
8 | 4020025 | Isabel Facility (DOT) | X Tank 3 | Tank 3 Compartment 1 | Permanently Out of Use | 1200 | TRUE |  | Diesel | FALSE | Unknown | Cheyenne River Sioux Tribe of the Cheyenne River Reservation, South Dakota | Isabel Facility (DOT) | 201 Hillsview Road | Isabel | SD | 57633
8 | 4020025 | Isabel Facility (DOT) | X Tank 4 | Tank 4 Compartment 1 | Permanently Out of Use | 2500 | TRUE |  | Gasoline (containing <=10% ethanol) | FALSE | Unknown | Cheyenne River Sioux Tribe of the Cheyenne River Reservation, South Dakota | Isabel Facility (DOT) | 201 Hillsview Road | Isabel | SD | 57633
8 | 4020025 | Isabel Facility (DOT) | Tank 1 | Tank 1 Compartment 1 | Currently in Use | 3000 | TRUE |  | Diesel | TRUE | Spill Bucket | Cheyenne River Sioux Tribe of the Cheyenne River Reservation, South Dakota | Isabel Facility (DOT) | 201 Hillsview Road | Isabel | SD | 57633
8 | 4020025 | Isabel Facility (DOT) | Tank 2 | Tank 2 Compartment 1 | Currently in Use | 1000 | TRUE |  | Gasoline (containing <=10% ethanol) | TRUE | Spill Bucket | Cheyenne River Sioux Tribe of the Cheyenne River Reservation, South Dakota | Isabel Facility (DOT) | 201 Hillsview Road | Isabel | SD | 57633
8 | 4020026 | Little Dakota Truck Stop | Tank 1 | Tank 1 Compartment 1 | Permanently Out of Use | 5000 | TRUE | 2001-07-17 | Gasoline (containing <=10% ethanol) | FALSE | Unknown | Cheyenne River Sioux Tribe of the Cheyenne River Reservation, South Dakota | Little Dakota Truck Stop | Hwy. 212 | Eagle Butte | SD | 57625
8 | 4020027 | VORTAC Facility | Tank 1 | Tank 1 Compartment 1 | Permanently Out of Use | 560 | TRUE |  | Gasoline (containing <=10% ethanol) | FALSE | Unknown | Cheyenne River Sioux Tribe of the Cheyenne River Reservation, South Dakota | VORTAC Facility | NE1/4 Sec 19-T13N-R20E | Dupree | SD | 57623
8 | 4020028 | Eagle Stop | X Tank 1 | Tank 1 Compartment 1 | Permanently Out of Use | 10000 | TRUE |  | Gasoline (containing <=10% ethanol) | TRUE | Spill Bucket | Cheyenne River Sioux Tribe of the Cheyenne River Reservation, South Dakota | Eagle Stop | P.O. Box 290, Hwy. 212 & Main | Eagle Butte | SD | 57625
8 | 4020028 | Eagle Stop | X Tank 2 | Tank 2 Compartment 1 | Permanently Out of Use | 12000 | TRUE |  | Gasoline (containing <=10% ethanol) | TRUE | Spill Bucket | Cheyenne River Sioux Tribe of the Cheyenne River Reservation, South Dakota | Eagle Stop | P.O. Box 290, Hwy. 212 & Main | Eagle Butte | SD | 57625
8 | 4020028 | Eagle Stop | Tank 1 | Tank 1 Compartment 1 | Currently in Use | 5000 | TRUE |  | Diesel | TRUE | Spill Bucket | Cheyenne River Sioux Tribe of the Cheyenne River Reservation, South Dakota | Eagle Stop | P.O. Box 290, Hwy. 212 & Main | Eagle Butte | SD | 57625
8 | 4020028 | Eagle Stop | Tank 1 | Tank 1 Compartment 2 | Currently in Use | 7000 | TRUE |  | Gasoline (containing <=10% ethanol) | TRUE | Spill Bucket | Cheyenne River Sioux Tribe of the Cheyenne River Reservation, South Dakota | Eagle Stop | P.O. Box 290, Hwy. 212 & Main | Eagle Butte | SD | 57625
8 | 4020028 | Eagle Stop | Tank 2 | Tank 2 Compartment 1 | Currently in Use | 12000 | TRUE |  | Gasoline (containing <=10% ethanol) | TRUE | Spill Bucket | Cheyenne River Sioux Tribe of the Cheyenne River Reservation, South Dakota | Eagle Stop | P.O. Box 290, Hwy. 212 & Main | Eagle Butte | SD | 57625
8 | 4020029 | Farmers Union Oil Co. - Dupree (2) | Tank 1 | Tank 1 Compartment 1 | Currently in Use | 4000 | TRUE |  | Gasoline (containing <=10% ethanol) | TRUE | Spill Bucket | Cheyenne River Sioux Tribe of the Cheyenne River Reservation, South Dakota | Farmers Union Oil Co. - Dupree (2) | Hwy. 212 | Dupree | SD | 57623
8 | 4020029 | Farmers Union Oil Co. - Dupree (2) | Tank 2 | Tank 2 Compartment 1 | Currently in Use | 4000 | TRUE |  | Gasoline (containing <=10% ethanol) | TRUE | Spill Bucket | Cheyenne River Sioux Tribe of the Cheyenne River Reservation, South Dakota | Farmers Union Oil Co. - Dupree (2) | Hwy. 212 | Dupree | SD | 57623
8 | 4020029 | Farmers Union Oil Co. - Dupree (2) | Tank 3 | Tank 3 Compartment 1 | Currently in Use | 4000 | TRUE |  | Diesel | TRUE | Spill Bucket | Cheyenne River Sioux Tribe of the Cheyenne River Reservation, South Dakota | Farmers Union Oil Co. - Dupree (2) | Hwy. 212 | Dupree | SD | 57623
8 | 4020029 | Farmers Union Oil Co. - Dupree (2) | X Tank 4 | Tank 4 Compartment 1 | Permanently Out of Use | 1000 | TRUE |  | Gasoline (containing <=10% ethanol) | FALSE | Unknown | Cheyenne River Sioux Tribe of the Cheyenne River Reservation, South Dakota | Farmers Union Oil Co. - Dupree (2) | Hwy. 212 | Dupree | SD | 57623
8 | 4020030 | Witte's General Store | Tank 1 | Tank 1 Compartment 1 | Permanently Out of Use | 115 | TRUE |  | Gasoline (containing <=10% ethanol) | FALSE | Unknown | Cheyenne River Sioux Tribe of the Cheyenne River Reservation, South Dakota | Witte's General Store | Glad Valley | Glad Valley | SD | 57629
8 | 4020031 | Locken Oil LLC. | X Tank 1 | Tank 1 Compartment 1 | Permanently Out of Use | 8000 | TRUE |  | Gasoline (containing <=10% ethanol) | FALSE | Unknown | Cheyenne River Sioux Tribe of the Cheyenne River Reservation, South Dakota | Locken Oil LLC. | Idaho & Main Street Hwy 65 and 20 | Isabel | SD | 57633
8 | 4020031 | Locken Oil LLC. | X Tank 2 | Tank 2 Compartment 1 | Permanently Out of Use | 1000 | TRUE |  | Gasoline (containing <=10% ethanol) | FALSE | Unknown | Cheyenne River Sioux Tribe of the Cheyenne River Reservation, South Dakota | Locken Oil LLC. | Idaho & Main Street Hwy 65 and 20 | Isabel | SD | 57633
8 | 4020031 | Locken Oil LLC. | X Tank 3 | Tank 3 Compartment 1 | Permanently Out of Use | 2000 | TRUE |  | Gasoline (containing <=10% ethanol) | FALSE | Unknown | Cheyenne River Sioux Tribe of the Cheyenne River Reservation, South Dakota | Locken Oil LLC. | Idaho & Main Street Hwy 65 and 20 | Isabel | SD | 57633
8 | 4020031 | Locken Oil LLC. | Tank 1 | Tank 1 Compartment 1 | Currently in Use | 1000 | TRUE |  | Gasoline (containing <=10% ethanol) | TRUE | Spill Bucket | Cheyenne River Sioux Tribe of the Cheyenne River Reservation, South Dakota | Locken Oil LLC. | Idaho & Main Street Hwy 65 and 20 | Isabel | SD | 57633
8 | 4020031 | Locken Oil LLC. | Tank 2 | Tank 2 Compartment 1 | Currently in Use | 1000 | TRUE |  | Gasoline (containing <=10% ethanol) | TRUE | Spill Bucket | Cheyenne River Sioux Tribe of the Cheyenne River Reservation, South Dakota | Locken Oil LLC. | Idaho & Main Street Hwy 65 and 20 | Isabel | SD | 57633
8 | 4020031 | Locken Oil LLC. | Tank 3 | Tank 3 Compartment 1 | Currently in Use | 1000 | TRUE |  | Diesel | TRUE | Spill Bucket | Cheyenne River Sioux Tribe of the Cheyenne River Reservation, South Dakota | Locken Oil LLC. | Idaho & Main Street Hwy 65 and 20 | Isabel | SD | 57633
8 | 4020033 | Timber Lake Facility | Tank 1 | Tank 1 Compartment 1 | Permanently Out of Use | 8600 | TRUE |  | Diesel | FALSE | Unknown | Cheyenne River Sioux Tribe of the Cheyenne River Reservation, South Dakota | Timber Lake Facility | Hwy 20 | Timber Lake | SD | 57656
8 | 4020033 | Timber Lake Facility | Tank 2 | Tank 2 Compartment 1 | Permanently Out of Use | 8600 | TRUE |  | Gasoline (containing <=10% ethanol) | FALSE | Unknown | Cheyenne River Sioux Tribe of the Cheyenne River Reservation, South Dakota | Timber Lake Facility | Hwy 20 | Timber Lake | SD | 57656
8 | 4020034 | Ted's Service | Tank 1 | Tank 1 Compartment 1 | Permanently Out of Use | 1000 | TRUE |  | Diesel | FALSE | Unknown | Cheyenne River Sioux Tribe of the Cheyenne River Reservation, South Dakota | Ted's Service | Hwy. 212 | Ridgeview | SD | 57652
8 | 4020034 | Ted's Service | Tank 2 | Tank 2 Compartment 1 | Permanently Out of Use | 2000 | TRUE |  | Gasoline (containing <=10% ethanol) | FALSE | Unknown | Cheyenne River Sioux Tribe of the Cheyenne River Reservation, South Dakota | Ted's Service | Hwy. 212 | Ridgeview | SD | 57652
8 | 4020034 | Ted's Service | Tank 3 | Tank 3 Compartment 1 | Permanently Out of Use | 2000 | TRUE |  | Gasoline (containing <=10% ethanol) | FALSE | Unknown | Cheyenne River Sioux Tribe of the Cheyenne River Reservation, South Dakota | Ted's Service | Hwy. 212 | Ridgeview | SD | 57652
8 | 4020035 | Jack's Service | X Tank 1 | Tank 1 Compartment 1 | Permanently Out of Use | 1000 | TRUE |  | Gasoline (containing <=10% ethanol) | FALSE | Unknown | Cheyenne River Sioux Tribe of the Cheyenne River Reservation, South Dakota | Jack's (FKA D & D Oil Co. Inc.) | 404 North Main | Isabel | SD | 57633
8 | 4020035 | Jack's Service | X Tank 2 | Tank 2 Compartment 1 | Permanently Out of Use | 500 | TRUE |  | Gasoline (containing <=10% ethanol) | FALSE | Unknown | Cheyenne River Sioux Tribe of the Cheyenne River Reservation, South Dakota | Jack's (FKA D & D Oil Co. Inc.) | 404 North Main | Isabel | SD | 57633
8 | 4020035 | Jack's Service | X Tank 3 | Tank 3 Compartment 1 | Permanently Out of Use | 420 | TRUE |  | Diesel | FALSE | Unknown | Cheyenne River Sioux Tribe of the Cheyenne River Reservation, South Dakota | Jack's (FKA D & D Oil Co. Inc.) | 404 North Main | Isabel | SD | 57633
8 | 4020035 | Jack's Service | X Tank 4 | Tank 4 Compartment 1 | Permanently Out of Use | 115 | TRUE |  | Gasoline (containing <=10% ethanol) | FALSE | Unknown | Cheyenne River Sioux Tribe of the Cheyenne River Reservation, South Dakota | Jack's (FKA D & D Oil Co. Inc.) | 404 North Main | Isabel | SD | 57633
8 | 4020035 | Jack's Service | X Tank 5 | Tank 5 Compartment 1 | Permanently Out of Use | 115 | TRUE |  | Kerosene | FALSE | Unknown | Cheyenne River Sioux Tribe of the Cheyenne River Reservation, South Dakota | Jack's (FKA D & D Oil Co. Inc.) | 404 North Main | Isabel | SD | 57633
8 | 4020035 | Jack's Service | X Tank 6 | Tank 6 Compartment 1 | Permanently Out of Use | 115 | TRUE |  | Other | FALSE | Unknown | Cheyenne River Sioux Tribe of the Cheyenne River Reservation, South Dakota | Jack's (FKA D & D Oil Co. Inc.) | 404 North Main | Isabel | SD | 57633
8 | 4020035 | Jack's Service | Tank 1 | Tank 1 Compartment 1(A) | Currently in Use | 1000 | TRUE |  | Gasoline (containing <=10% ethanol) | TRUE | Spill Bucket | Cheyenne River Sioux Tribe of the Cheyenne River Reservation, South Dakota | Jack's (FKA D & D Oil Co. Inc.) | 404 North Main | Isabel | SD | 57633
8 | 4020035 | Jack's Service | Tank 1 | Tank 1 Compartment 2(B) | Currently in Use | 1000 | TRUE |  | Gasoline (containing <=10% ethanol) | TRUE | Spill Bucket | Cheyenne River Sioux Tribe of the Cheyenne River Reservation, South Dakota | Jack's (FKA D & D Oil Co. Inc.) | 404 North Main | Isabel | SD | 57633
8 | 4020035 | Jack's Service | Tank 1 | Tank 1 Compartment 3(C) | Currently in Use | 1000 | TRUE |  | Diesel | TRUE | Spill Bucket | Cheyenne River Sioux Tribe of the Cheyenne River Reservation, South Dakota | Jack's (FKA D & D Oil Co. Inc.) | 404 North Main | Isabel | SD | 57633
8 | 4020036 | Cheyenne River Tribe Roads Dept. | Tank 1 | Tank 1 Compartment 1 | Permanently Out of Use | 115 | TRUE |  | Gasoline (containing <=10% ethanol) | FALSE | Unknown | Cheyenne River Sioux Tribe of the Cheyenne River Reservation, South Dakota | Cheyenne River Tribe Roads Dept. | Property and Supply Dept. P.O. Box 590 | Eagle Butte | SD | 57625
8 | 4020036 | Cheyenne River Tribe Roads Dept. | Tank 2 | Tank 2 Compartment 1 | Permanently Out of Use | 115 | TRUE |  | Gasoline (containing <=10% ethanol) | FALSE | Unknown | Cheyenne River Sioux Tribe of the Cheyenne River Reservation, South Dakota | Cheyenne River Tribe Roads Dept. | Property and Supply Dept. P.O. Box 590 | Eagle Butte | SD | 57625
8 | 4020036 | Cheyenne River Tribe Roads Dept. | Tank 3 | Tank 3 Compartment 1 | Permanently Out of Use | 115 | TRUE |  | Gasoline (containing <=10% ethanol) | FALSE | Unknown | Cheyenne River Sioux Tribe of the Cheyenne River Reservation, South Dakota | Cheyenne River Tribe Roads Dept. | Property and Supply Dept. P.O. Box 590 | Eagle Butte | SD | 57625
8 | 4020036 | Cheyenne River Tribe Roads Dept. | Tank 4 | Tank 4 Compartment 1 | Permanently Out of Use | 115 | TRUE |  | Gasoline (containing <=10% ethanol) | FALSE | Unknown | Cheyenne River Sioux Tribe of the Cheyenne River Reservation, South Dakota | Cheyenne River Tribe Roads Dept. | Property and Supply Dept. P.O. Box 590 | Eagle Butte | SD | 57625
8 | 4020037 | Whitehorse School (BIA) | Tank 1 | Tank 1 Compartment 1 | Permanently Out of Use | 1500 | TRUE |  | Gasoline (containing <=10% ethanol) | FALSE | Unknown | Cheyenne River Sioux Tribe of the Cheyenne River Reservation, South Dakota | Whitehorse School (BIA) | Bldg. 321 | Whitehorse | SD | 57661
8 | 4020039 | Abandoned Facility (Farlee Service Station) | Tank 1 | Tank 1 Compartment 1 | Permanently Out of Use | 500 | TRUE |  | Gasoline (containing <=10% ethanol) | FALSE | Unknown | Cheyenne River Sioux Tribe of the Cheyenne River Reservation, South Dakota | Abandoned Facility (Farlee Service Station) | D Street | Dupree | SD | 57623
8 | 4020039 | Abandoned Facility (Farlee Service Station) | Tank 3 | Tank 3 Compartment 1 | Permanently Out of Use | 1000 | TRUE |  | Kerosene | FALSE | Unknown | Cheyenne River Sioux Tribe of the Cheyenne River Reservation, South Dakota | Abandoned Facility (Farlee Service Station) | D Street | Dupree | SD | 57623
8 | 4020039 | Abandoned Facility (Farlee Service Station) | Tank 2 | Tank 2 Compartment 1 | Permanently Out of Use | 500 | TRUE |  | Gasoline (containing <=10% ethanol) | FALSE | Unknown | Cheyenne River Sioux Tribe of the Cheyenne River Reservation, South Dakota | Abandoned Facility (Farlee Service Station) | D Street | Dupree | SD | 57623
8 | 4020040 | Lindskov Ford Implement / Old Super Value Store | Tank 1 | Tank 1 Compartment 1 | Permanently Out of Use | 550 | TRUE |  | Gasoline (containing <=10% ethanol) | FALSE | Unknown | Cheyenne River Sioux Tribe of the Cheyenne River Reservation, South Dakota | Lindskov Ford Implement / Old Super Value Store | Parcel #A15, Lot 9, Block 10 Main Street | Isabel | SD | 57633
8 | 4020041 | DOT Right of Way/Tank in the street | Tank 1 | Tank 1 Compartment 1 | Permanently Out of Use | 575 | TRUE |  | Gasoline (containing <=10% ethanol) | FALSE | Unknown | Cheyenne River Sioux Tribe of the Cheyenne River Reservation, South Dakota | DOT Right of Way/Tank in the street | Main Street | Isabel | SD | 57633
8 | 4020042 | Former Holloway Garage | Tank 1 | Tank 1 Compartment 1 | Permanently Out of Use | 1000 | TRUE | 2000-03-01 | Gasoline (containing <=10% ethanol) | FALSE | Unknown | Cheyenne River Sioux Tribe of the Cheyenne River Reservation, South Dakota | Former Holloway Garage | SE Corner Main St. and Pioneer Avenue | Eagle Butte | SD | 57625
8 | 4020042 | Former Holloway Garage | Tank 2 | Tank 2 Compartment 1 | Permanently Out of Use | 560 | TRUE | 2000-03-01 | Gasoline (containing <=10% ethanol) | FALSE | Unknown | Cheyenne River Sioux Tribe of the Cheyenne River Reservation, South Dakota | Former Holloway Garage | SE Corner Main St. and Pioneer Avenue | Eagle Butte | SD | 57625
8 | 4020043 | Former Red Elm Store | Tank 1 | Tank 1 Compartment 1 | Permanently Out of Use | 1000 | TRUE |  | Unknown Petroleum | FALSE | Unknown | Cheyenne River Sioux Tribe of the Cheyenne River Reservation, South Dakota | Former Red Elm Store | Main Street | Cherry Creek | SD | 57622
8 | 4020043 | Former Red Elm Store | Tank 2 | Tank 2 Compartment 1 | Permanently Out of Use | 650 | TRUE |  | Unknown Petroleum | FALSE | Unknown | Cheyenne River Sioux Tribe of the Cheyenne River Reservation, South Dakota | Former Red Elm Store | Main Street | Cherry Creek | SD | 57622
8 | 4020044 | DOT Maintenance Shop | Tank 1 | Tank 1 Compartment 1 | Permanently Out of Use | 1000 | TRUE | 2007-06-19 | Gasoline (containing <=10% ethanol) | FALSE | Unknown | Cheyenne River Sioux Tribe of the Cheyenne River Reservation, South Dakota | DOT Maintenance Shop | 400 South Main Street | Isabel | SD | 57633
8 | 4020044 | DOT Maintenance Shop | Tank 2 | Tank 2 Compartment 1 | Permanently Out of Use | 2500 | TRUE | 2007-06-19 | Diesel | FALSE | Unknown | Cheyenne River Sioux Tribe of the Cheyenne River Reservation, South Dakota | DOT Maintenance Shop | 400 South Main Street | Isabel | SD | 57633
8 | 4020045 | Automotive Company Inc. | Tank 1 | Tank 1 Compartment 1 | Permanently Out of Use | 560 | TRUE | 2007-06-18 | Gasoline (containing <=10% ethanol) | FALSE | Unknown | Cheyenne River Sioux Tribe of the Cheyenne River Reservation, South Dakota | Automotive Company Inc. | PO Box 56 | Isabel | SD | 57633
8 | 4020045 | Automotive Company Inc. | Tank 2 | Tank 2 Compartment 1 | Permanently Out of Use | 540 | TRUE | 2007-06-18 | Gasoline (containing <=10% ethanol) | FALSE | Unknown | Cheyenne River Sioux Tribe of the Cheyenne River Reservation, South Dakota | Automotive Company Inc. | PO Box 56 | Isabel | SD | 57633
8 | 4020046 | Eagle Butte Coop | Tank 1 | Tank 1 Compartment 1 | Currently in Use | 30000 | TRUE |  | Gasoline (containing <=10% ethanol) | TRUE | Spill Bucket | Cheyenne River Sioux Tribe of the Cheyenne River Reservation, South Dakota | Eagle Butte Coop | 24271 US Hwy 212 | Eagle Butte | SD | 57625
8 | 4020046 | Eagle Butte Coop | Tank 4 | Tank 4 Compartment 1 | Currently in Use | 30000 | TRUE |  | Diesel |  | Spill Bucket | Cheyenne River Sioux Tribe of the Cheyenne River Reservation, South Dakota | Eagle Butte Coop | 24271 US Hwy 212 | Eagle Butte | SD | 57625
8 | 4020046 | Eagle Butte Coop | Tank 3 | Tank 3 Compartment 1 | Currently in Use | 30000 | TRUE |  | Gasoline (containing <=10% ethanol) | TRUE | Spill Bucket | Cheyenne River Sioux Tribe of the Cheyenne River Reservation, South Dakota | Eagle Butte Coop | 24271 US Hwy 212 | Eagle Butte | SD | 57625
8 | 4020046 | Eagle Butte Coop | Tank 2 | Tank 2 Compartment 1 | Currently in Use | 30000 | TRUE |  | Gasoline (containing <=10% ethanol) | TRUE | Spill Bucket | Cheyenne River Sioux Tribe of the Cheyenne River Reservation, South Dakota | Eagle Butte Coop | 24271 US Hwy 212 | Eagle Butte | SD | 57625
8 | 4030002 | Dakota Sioux Casino & C-Store | Tank 1 | REG UNL | Currently in Use | 15000 | TRUE |  | Gasoline (containing <=10% ethanol) | TRUE | Spill Bucket | Sisseton-Wahpeton Oyate of the Lake Traverse Reservation, South Dakota | Dakota Sioux Casino & C-Store | 16405 Conifer Road | Watertown | SD | 57201
8 | 4030002 | Dakota Sioux Casino & C-Store | Tank 3 | DSL | Currently in Use | 15000 | TRUE |  | Diesel | TRUE | Spill Bucket | Sisseton-Wahpeton Oyate of the Lake Traverse Reservation, South Dakota | Dakota Sioux Casino & C-Store | 16405 Conifer Road | Watertown | SD | 57201
8 | 4030002 | Dakota Sioux Casino & C-Store | Tank 2 | Super UNL | Currently in Use | 15000 | TRUE |  | Gasoline (containing <=10% ethanol) | TRUE | Spill Bucket | Sisseton-Wahpeton Oyate of the Lake Traverse Reservation, South Dakota | Dakota Sioux Casino & C-Store | 16405 Conifer Road | Watertown | SD | 57201
8 | 4030025 | Dakota Connection | Tank 1 | Tank 1REG UNL | Currently in Use | 15000 | TRUE |  | Gasoline (containing <=10% ethanol) | TRUE | Spill Bucket | Sisseton-Wahpeton Oyate of the Lake Traverse Reservation, South Dakota | Dakota Connection | 46102 S.D. Hwy 10 | Sisseton | SD | 57262
8 | 4030025 | Dakota Connection | Tank 2 | Tank 2 DSL | Currently in Use | 15000 | TRUE |  | Diesel | TRUE | Spill Bucket | Sisseton-Wahpeton Oyate of the Lake Traverse Reservation, South Dakota | Dakota Connection | 46102 S.D. Hwy 10 | Sisseton | SD | 57262
8 | 4030025 | Dakota Connection | Tank 3 | Tank 3 UNL | Currently in Use | 15000 | TRUE |  | Gasoline (containing <=10% ethanol) | TRUE | Spill Bucket | Sisseton-Wahpeton Oyate of the Lake Traverse Reservation, South Dakota | Dakota Connection | 46102 S.D. Hwy 10 | Sisseton | SD | 57262
8 | 4030025 | Dakota Connection | Tank 4 | Tank 4 REG UNL | Currently in Use | 10000 | TRUE |  | Gasoline (containing <=10% ethanol) | TRUE | Spill Bucket | Sisseton-Wahpeton Oyate of the Lake Traverse Reservation, South Dakota | Dakota Connection | 46102 S.D. Hwy 10 | Sisseton | SD | 57262
8 | 4030025 | Dakota Connection | Tank 5 | Tank 5 Super | Currently in Use | 10000 | TRUE |  | Gasoline (containing <=10% ethanol) | TRUE | Spill Bucket | Sisseton-Wahpeton Oyate of the Lake Traverse Reservation, South Dakota | Dakota Connection | 46102 S.D. Hwy 10 | Sisseton | SD | 57262
8 | 4030062 | Fuel Inc. (aka Agency Village C-Store) | Tank 3 DSL | Tank 3 DSL | Currently in Use | 4000 | TRUE |  | Diesel | TRUE | Spill Bucket | Sisseton-Wahpeton Oyate of the Lake Traverse Reservation, South Dakota | Fuel Inc. (aka Agency Village C-Store) | 45680 Veterans Memorial Drive | Sisseton | SD | 57262
8 | 4030062 | Fuel Inc. (aka Agency Village C-Store) | Tank 5 | Tank 5 Compartment 1 | Permanently Out of Use | 3000 | TRUE |  | Gasoline (containing <=10% ethanol) | FALSE | Unknown | Sisseton-Wahpeton Oyate of the Lake Traverse Reservation, South Dakota | Fuel Inc. (aka Agency Village C-Store) | 45680 Veterans Memorial Drive | Sisseton | SD | 57262
8 | 4030062 | Fuel Inc. (aka Agency Village C-Store) | Tank 4 | Tank 4 Compartment 1 | Permanently Out of Use | 3000 | TRUE |  | Gasoline (containing <=10% ethanol) | FALSE | Unknown | Sisseton-Wahpeton Oyate of the Lake Traverse Reservation, South Dakota | Fuel Inc. (aka Agency Village C-Store) | 45680 Veterans Memorial Drive | Sisseton | SD | 57262
8 | 4030062 | Fuel Inc. (aka Agency Village C-Store) | Tank 1 UNL | Tank 1 UNL | Currently in Use | 8000 | TRUE |  | Gasoline (containing <=10% ethanol) | TRUE | Spill Bucket | Sisseton-Wahpeton Oyate of the Lake Traverse Reservation, South Dakota | Fuel Inc. (aka Agency Village C-Store) | 45680 Veterans Memorial Drive | Sisseton | SD | 57262
8 | 4030062 | Fuel Inc. (aka Agency Village C-Store) | Tank 2 PREM | Tank 2 PREM | Currently in Use | 6000 | TRUE |  | Gasoline (containing <=10% ethanol) | TRUE | Spill Bucket | Sisseton-Wahpeton Oyate of the Lake Traverse Reservation, South Dakota | Fuel Inc. (aka Agency Village C-Store) | 45680 Veterans Memorial Drive | Sisseton | SD | 57262
8 | 4030063 | Dakota Crossing | Tank 1 | Tank 1 UNL | Currently in Use | 15000 | TRUE |  | Gasoline (containing <=10% ethanol) | TRUE | Spill Bucket | Sisseton-Wahpeton Oyate of the Lake Traverse Reservation, South Dakota | Dakota Crossing | 2410 E SD Hwy 10 | Sisseton | SD | 57262
8 | 4030063 | Dakota Crossing | Tank 2 | Tank 2 PREM | Currently in Use | 7500 | TRUE |  | Gasoline (containing <=10% ethanol) | TRUE | Spill Bucket | Sisseton-Wahpeton Oyate of the Lake Traverse Reservation, South Dakota | Dakota Crossing | 2410 E SD Hwy 10 | Sisseton | SD | 57262
8 | 4030063 | Dakota Crossing | Tank 2 | Tank 2 DSL Compartment | Currently in Use | 7500 | TRUE |  | Diesel | TRUE | Spill Bucket | Sisseton-Wahpeton Oyate of the Lake Traverse Reservation, South Dakota | Dakota Crossing | 2410 E SD Hwy 10 | Sisseton | SD | 57262
8 | 4040001 | McLaughlin Facility | Tank 1 | Tank 1 Compartment 1 | Permanently Out of Use | 300 | TRUE |  | Gasoline (containing <=10% ethanol) | FALSE | Unknown | Standing Rock Sioux Tribe of North & South Dakota | McLaughlin Facility | Hwys. 12 & 63 | Mc Laughlin | SD | 57642
8 | 4040002 | Hugo Ploog | Tank 1 | Tank 1 Compartment 1 | Permanently Out of Use | 2000 | TRUE |  | Diesel | FALSE | Unknown | Standing Rock Sioux Tribe of North & South Dakota | Hugo Ploog | 204 W. 7th Ave. Thunder Hawk, SD | Lemmon | SD | 57638
8 | 4040002 | Hugo Ploog | Tank 2 | Tank 2 Compartment 1 | Permanently Out of Use | 2000 | TRUE |  | Gasoline (containing <=10% ethanol) | FALSE | Unknown | Standing Rock Sioux Tribe of North & South Dakota | Hugo Ploog | 204 W. 7th Ave. Thunder Hawk, SD | Lemmon | SD | 57638
8 | 4040003 | Smee School | Tank 1 | Tank 1 Compartment 1 | Permanently Out of Use | 1000 | TRUE |  | Gasoline (containing <=10% ethanol) | TRUE | Spill Bucket | Standing Rock Sioux Tribe of North & South Dakota | Smee School | 101 Indian Street, P.O. Box B | Wakpala | SD | 57658
8 | 4040004 | Rock Creek School (BIA) | Tank 1 | Tank 1 Compartment 1 | Permanently Out of Use | 1000 | TRUE |  | Gasoline (containing <=10% ethanol) | FALSE | Unknown | Standing Rock Sioux Tribe of North & South Dakota | Rock Creek School (BIA) | Bldg. 401 | Bullhead | SD | 57621
8 | 4040005 | McIntosh Facility (Corson Co.) | Tank 1 | Tank 1 Compartment 1 | Permanently Out of Use | 4000 | TRUE |  | Diesel | FALSE | Unknown | Standing Rock Sioux Tribe of North & South Dakota | McIntosh Facility (Corson Co.) | McIntosh | Mc Intosh | SD | 57641
8 | 4040005 | McIntosh Facility (Corson Co.) | Tank 2 | Tank 2 Compartment 1 | Permanently Out of Use | 4000 | TRUE |  | Gasoline (containing <=10% ethanol) | FALSE | Unknown | Standing Rock Sioux Tribe of North & South Dakota | McIntosh Facility (Corson Co.) | McIntosh | Mc Intosh | SD | 57641
8 | 4040005 | McIntosh Facility (Corson Co.) | Tank 3 | Tank 3 Compartment 1 | Permanently Out of Use | 10000 | TRUE |  | Diesel | FALSE | Unknown | Standing Rock Sioux Tribe of North & South Dakota | McIntosh Facility (Corson Co.) | McIntosh | Mc Intosh | SD | 57641
8 | 4040005 | McIntosh Facility (Corson Co.) | Tank 4 | Tank 4 Compartment 1 | Permanently Out of Use | 500 | TRUE |  | Gasoline (containing <=10% ethanol) | FALSE | Unknown | Standing Rock Sioux Tribe of North & South Dakota | McIntosh Facility (Corson Co.) | McIntosh | Mc Intosh | SD | 57641
8 | 4040006 | School Bus Shed | Tank 1 | Tank 1 Compartment 1 | Permanently Out of Use | 3000 | TRUE |  | Gasoline (containing <=10% ethanol) | FALSE | Unknown | Standing Rock Sioux Tribe of North & South Dakota | School Bus Shed | 130 Main Street | Mc Intosh | SD | 57641
8 | 4040006 | School Bus Shed | Tank 2 | Tank 2 Compartment 1 | Permanently Out of Use | 20000 | TRUE |  | Diesel | FALSE | Unknown | Standing Rock Sioux Tribe of North & South Dakota | School Bus Shed | 130 Main Street | Mc Intosh | SD | 57641
8 | 4040007 | Standing Rock Housing Authority | Tank 1 | Tank 1 Compartment 1 | Currently in Use | 560 | TRUE |  | Gasoline (containing <=10% ethanol) | TRUE | Spill Bucket | Standing Rock Sioux Tribe of North & South Dakota | Standing Rock Housing Authority | 2000 West 5th Street | Mc Laughlin | SD | 57642
8 | 4040007 | Standing Rock Housing Authority | Tank 2 | Tank 2 Compartment 1 | Permanently Out of Use | 300 | TRUE |  | Diesel | FALSE | Unknown | Standing Rock Sioux Tribe of North & South Dakota | Standing Rock Housing Authority | 2000 West 5th Street | Mc Laughlin | SD | 57642
8 | 4040008 | Clyde Rische | Tank 1 | Tank 1 Compartment 1 | Permanently Out of Use | 10000 | TRUE |  | Gasoline (containing <=10% ethanol) | FALSE | Unknown | Standing Rock Sioux Tribe of North & South Dakota | Clyde Rische | P.O. Box 848 | Mc Laughlin | SD | 57642
8 | 4040008 | Clyde Rische | Tank 2 | Tank 2 Compartment 1 | Permanently Out of Use | 1000 | TRUE |  | Gasoline (containing <=10% ethanol) | FALSE | Unknown | Standing Rock Sioux Tribe of North & South Dakota | Clyde Rische | P.O. Box 848 | Mc Laughlin | SD | 57642
8 | 4040008 | Clyde Rische | Tank 3 | Tank 3 Compartment 1 | Permanently Out of Use | 1000 | TRUE |  | Gasoline (containing <=10% ethanol) | FALSE | Unknown | Standing Rock Sioux Tribe of North & South Dakota | Clyde Rische | P.O. Box 848 | Mc Laughlin | SD | 57642
8 | 4040009 | Procida Conoco/Farmers Union Oil Company | Tank 1 | Tank 1 Compartment 1 | Permanently Out of Use | 2800 | TRUE |  | Gasoline (containing <=10% ethanol) | FALSE | Unknown | Standing Rock Sioux Tribe of North & South Dakota | Procida Conoco/Farmers Union Oil Company | Hwys. 12 & 63, P.O. Box 233 | Mc Laughlin | SD | 57642
8 | 4040009 | Procida Conoco/Farmers Union Oil Company | Tank 2 | Tank 2 Compartment 1 | Permanently Out of Use | 3000 | TRUE |  | Gasoline (containing <=10% ethanol) | FALSE | Unknown | Standing Rock Sioux Tribe of North & South Dakota | Procida Conoco/Farmers Union Oil Company | Hwys. 12 & 63, P.O. Box 233 | Mc Laughlin | SD | 57642
8 | 4040009 | Procida Conoco/Farmers Union Oil Company | Tank 3 | Tank 3 Compartment 1 | Permanently Out of Use | 550 | TRUE |  | Gasoline (containing <=10% ethanol) | FALSE | Unknown | Standing Rock Sioux Tribe of North & South Dakota | Procida Conoco/Farmers Union Oil Company | Hwys. 12 & 63, P.O. Box 233 | Mc Laughlin | SD | 57642
8 | 4040009 | Procida Conoco/Farmers Union Oil Company | Tank 4 | Tank 4 Compartment 1 | Permanently Out of Use | 115 | TRUE |  | Gasoline (containing <=10% ethanol) | FALSE | Unknown | Standing Rock Sioux Tribe of North & South Dakota | Procida Conoco/Farmers Union Oil Company | Hwys. 12 & 63, P.O. Box 233 | Mc Laughlin | SD | 57642
8 | 4040009 | Procida Conoco/Farmers Union Oil Company | Tank 5 | Tank 5 Compartment 1 | Permanently Out of Use | 115 | TRUE |  | Gasoline (containing <=10% ethanol) | FALSE | Unknown | Standing Rock Sioux Tribe of North & South Dakota | Procida Conoco/Farmers Union Oil Company | Hwys. 12 & 63, P.O. Box 233 | Mc Laughlin | SD | 57642
8 | 4040009 | Procida Conoco/Farmers Union Oil Company | Tank 6 | Tank 6 Compartment 1 | Permanently Out of Use | 115 | TRUE |  | Gasoline (containing <=10% ethanol) | FALSE | Unknown | Standing Rock Sioux Tribe of North & South Dakota | Procida Conoco/Farmers Union Oil Company | Hwys. 12 & 63, P.O. Box 233 | Mc Laughlin | SD | 57642
8 | 4040010 | Thunderhawk Facility | Tank 1 | Tank 1 Compartment 1 | Permanently Out of Use | 1500 | TRUE |  | Gasoline (containing <=10% ethanol) | FALSE | Unknown | Standing Rock Sioux Tribe of North & South Dakota | Thunderhawk Facility | NENE Sec. 23-T23N-R17E Thunderhawk, SD | Lemmon | SD | 57638
8 | 4040010 | Thunderhawk Facility | Tank 2 | Tank 2 Compartment 1 | Permanently Out of Use | 1000 | TRUE |  | Gasoline (containing <=10% ethanol) | FALSE | Unknown | Standing Rock Sioux Tribe of North & South Dakota | Thunderhawk Facility | NENE Sec. 23-T23N-R17E Thunderhawk, SD | Lemmon | SD | 57638
8 | 4040010 | Thunderhawk Facility | Tank 3 | Tank 3 Compartment 1 | Permanently Out of Use | 1000 | TRUE |  | Diesel | FALSE | Unknown | Standing Rock Sioux Tribe of North & South Dakota | Thunderhawk Facility | NENE Sec. 23-T23N-R17E Thunderhawk, SD | Lemmon | SD | 57638
8 | 4040010 | Thunderhawk Facility | Tank 4 | Tank 4 Compartment 1 | Permanently Out of Use | 2000 | TRUE |  | Gasoline (containing <=10% ethanol) | FALSE | Unknown | Standing Rock Sioux Tribe of North & South Dakota | Thunderhawk Facility | NENE Sec. 23-T23N-R17E Thunderhawk, SD | Lemmon | SD | 57638
8 | 4040010 | Thunderhawk Facility | Tank 5 | Tank 5 Compartment 1 | Permanently Out of Use | 550 | TRUE |  | Used Oil | FALSE | Unknown | Standing Rock Sioux Tribe of North & South Dakota | Thunderhawk Facility | NENE Sec. 23-T23N-R17E Thunderhawk, SD | Lemmon | SD | 57638
8 | 4040011 | Farmers Union Oil, Farm Store (former Jundt's Amoco) | Tank 1 | Tank 1 Compartment 1 | Permanently Out of Use | 4000 | TRUE |  | Diesel | FALSE | Unknown | Standing Rock Sioux Tribe of North & South Dakota | Farmers Union Oil, Farm Store (former Jundt's Amoco) | 102 First Ave. West, P.O. Box 560 | Mc Laughlin | SD | 57642
8 | 4040011 | Farmers Union Oil, Farm Store (former Jundt's Amoco) | Tank 2 | Tank 2 Compartment 1 | Permanently Out of Use | 6000 | TRUE |  | Gasoline (containing <=10% ethanol) | FALSE | Unknown | Standing Rock Sioux Tribe of North & South Dakota | Farmers Union Oil, Farm Store (former Jundt's Amoco) | 102 First Ave. West, P.O. Box 560 | Mc Laughlin | SD | 57642
8 | 4040011 | Farmers Union Oil, Farm Store (former Jundt's Amoco) | Tank 3 | Tank 3 Compartment 1 | Permanently Out of Use | 10000 | TRUE |  | Gasoline (containing <=10% ethanol) | FALSE | Unknown | Standing Rock Sioux Tribe of North & South Dakota | Farmers Union Oil, Farm Store (former Jundt's Amoco) | 102 First Ave. West, P.O. Box 560 | Mc Laughlin | SD | 57642
8 | 4040012 | Bullhead Trading Post | Tank 1 | Tank 1 Compartment 1 | Permanently Out of Use | 1000 | TRUE |  | Gasoline (containing <=10% ethanol) | FALSE | Unknown | Standing Rock Sioux Tribe of North & South Dakota | Bullhead Trading Post | P.O. Box 72 | Bullhead | SD | 57621
8 | 4040013 | Abandoned Facility | Tank 1 | Tank 1 Compartment 1 | Permanently Out of Use | 115 | TRUE |  | Diesel | FALSE | Unknown | Standing Rock Sioux Tribe of North & South Dakota | Abandoned Facility | 1 Block East of Hwy. 63 | Mc Laughlin | SD | 57642
8 | 4040013 | Abandoned Facility | Tank 5 | Tank 5 Compartment 1 | Permanently Out of Use | 115 | TRUE |  | Gasoline (containing <=10% ethanol) | FALSE | Unknown | Standing Rock Sioux Tribe of North & South Dakota | Abandoned Facility | 1 Block East of Hwy. 63 | Mc Laughlin | SD | 57642
8 | 4040013 | Abandoned Facility | Tank 4 | Tank 4 Compartment 1 | Permanently Out of Use | 115 | TRUE |  | Gasoline (containing <=10% ethanol) | FALSE | Unknown | Standing Rock Sioux Tribe of North & South Dakota | Abandoned Facility | 1 Block East of Hwy. 63 | Mc Laughlin | SD | 57642
8 | 4040013 | Abandoned Facility | Tank 3 | Tank 3 Compartment 1 | Permanently Out of Use | 115 | TRUE |  | Gasoline (containing <=10% ethanol) | FALSE | Unknown | Standing Rock Sioux Tribe of North & South Dakota | Abandoned Facility | 1 Block East of Hwy. 63 | Mc Laughlin | SD | 57642
8 | 4040013 | Abandoned Facility | Tank 2 | Tank 2 Compartment 1 | Permanently Out of Use | 115 | TRUE |  | Diesel | FALSE | Unknown | Standing Rock Sioux Tribe of North & South Dakota | Abandoned Facility | 1 Block East of Hwy. 63 | Mc Laughlin | SD | 57642
8 | 4040014 | Wayne's Standard & Repair/McIntosh Standard | Tank 1 | Tank 1 Compartment 1 | Permanently Out of Use | 4000 | TRUE |  | Gasoline (containing <=10% ethanol) | FALSE | Unknown | Standing Rock Sioux Tribe of North & South Dakota | Wayne's Standard & Repair/McIntosh Standard | 100 North Main Street | Mc Intosh | SD | 57641
8 | 4040014 | Wayne's Standard & Repair/McIntosh Standard | Tank 3 | Tank 3 Compartment 1 | Permanently Out of Use | 1000 | TRUE |  | Diesel | FALSE | Unknown | Standing Rock Sioux Tribe of North & South Dakota | Wayne's Standard & Repair/McIntosh Standard | 100 North Main Street | Mc Intosh | SD | 57641
8 | 4040015 | McLaughlin Public School | Tank 1 | Tank 1 Compartment 1 | Permanently Out of Use | 1000 | TRUE |  | Gasoline (containing <=10% ethanol) | FALSE | Unknown | Standing Rock Sioux Tribe of North & South Dakota | McLaughlin Public School | 601 South Main Street | Mc Laughlin | SD | 57642
8 | 4040016 | McIntosh Facility (DOT) | X Tank 1 | Tank 1 Compartment 1 | Permanently Out of Use | 2500 | TRUE | 2020-10-14 | Diesel | TRUE | Spill Bucket | Standing Rock Sioux Tribe of North & South Dakota | McIntosh Facility (DOT) | 106 N. Hwy. 12 | Mc Intosh | SD | 57641
8 | 4040016 | McIntosh Facility (DOT) | Tank 7 | Tank 7 Compartment 1 | Currently in Use | 2000 | TRUE |  | Gasoline (containing <=10% ethanol) | TRUE | Spill Bucket | Standing Rock Sioux Tribe of North & South Dakota | McIntosh Facility (DOT) | 106 N. Hwy. 12 | Mc Intosh | SD | 57641
8 | 4040016 | McIntosh Facility (DOT) | Tank 6 | Tank 6 Compartment 1 | Currently in Use | 3000 | TRUE |  | Diesel | TRUE | Spill Bucket | Standing Rock Sioux Tribe of North & South Dakota | McIntosh Facility (DOT) | 106 N. Hwy. 12 | Mc Intosh | SD | 57641
8 | 4040016 | McIntosh Facility (DOT) | X Tank 5 | Tank 5 Compartment 1 | Permanently Out of Use | 550 | TRUE | 2017-08-24 | Used Oil | TRUE | Unknown | Standing Rock Sioux Tribe of North & South Dakota | McIntosh Facility (DOT) | 106 N. Hwy. 12 | Mc Intosh | SD | 57641
8 | 4040016 | McIntosh Facility (DOT) | X Tank 4 | Tank 4 Compartment 1 | Permanently Out of Use | 1500 | TRUE |  | Gasoline (containing <=10% ethanol) | FALSE | Unknown | Standing Rock Sioux Tribe of North & South Dakota | McIntosh Facility (DOT) | 106 N. Hwy. 12 | Mc Intosh | SD | 57641
8 | 4040016 | McIntosh Facility (DOT) | X Tank 3 | Tank 3 Compartment 1 | Permanently Out of Use | 1000 | TRUE |  | Diesel | FALSE | Unknown | Standing Rock Sioux Tribe of North & South Dakota | McIntosh Facility (DOT) | 106 N. Hwy. 12 | Mc Intosh | SD | 57641
8 | 4040016 | McIntosh Facility (DOT) | X Tank 2 | Tank 2 Compartment 1 | Permanently Out of Use | 1000 | TRUE | 2020-10-14 | Gasoline (containing <=10% ethanol) | TRUE | Spill Bucket | Standing Rock Sioux Tribe of North & South Dakota | McIntosh Facility (DOT) | 106 N. Hwy. 12 | Mc Intosh | SD | 57641
8 | 4040017 | Little Eagle Trading Post | Tank 1 | Tank 1 Compartment 1 | Permanently Out of Use | 1000 | TRUE |  | Gasoline (containing <=10% ethanol) | FALSE | Unknown | Standing Rock Sioux Tribe of North & South Dakota | Little Eagle Trading Post | Unknown | Little Eagle | SD | 57639
8 | 4040017 | Little Eagle Trading Post | Tank 2 | Tank 2 Compartment 1 | Permanently Out of Use | 1000 | TRUE |  | Gasoline (containing <=10% ethanol) | FALSE | Unknown | Standing Rock Sioux Tribe of North & South Dakota | Little Eagle Trading Post | Unknown | Little Eagle | SD | 57639
8 | 4040018 | McIntosh Co-op Inc. | Tank 1 | Tank 1 Compartment 1 | Permanently Out of Use | 8500 | TRUE |  | Gasoline (containing <=10% ethanol) | FALSE | Unknown | Standing Rock Sioux Tribe of North & South Dakota | McIntosh Co-op Inc. | West Hwy. 12 | Mc Intosh | SD | 57641
8 | 4040018 | McIntosh Co-op Inc. | Tank 4 | Tank 4 Compartment 1 | Permanently Out of Use | 3000 | TRUE |  | Diesel | FALSE | Unknown | Standing Rock Sioux Tribe of North & South Dakota | McIntosh Co-op Inc. | West Hwy. 12 | Mc Intosh | SD | 57641
8 | 4040018 | McIntosh Co-op Inc. | Tank 3 | Tank 3 Compartment 1 | Permanently Out of Use | 3000 | TRUE |  | Diesel | FALSE | Unknown | Standing Rock Sioux Tribe of North & South Dakota | McIntosh Co-op Inc. | West Hwy. 12 | Mc Intosh | SD | 57641
8 | 4040018 | McIntosh Co-op Inc. | Tank 2 | Tank 2 Compartment 1 | Permanently Out of Use | 7000 | TRUE |  | Gasoline (containing <=10% ethanol) | FALSE | Unknown | Standing Rock Sioux Tribe of North & South Dakota | McIntosh Co-op Inc. | West Hwy. 12 | Mc Intosh | SD | 57641
8 | 4040019 | St. Bernards Catholic School | Tank 1 | Tank 1 Compartment 1 | Permanently Out of Use | 115 | TRUE |  | Gasoline (containing <=10% ethanol) | FALSE | Unknown | Standing Rock Sioux Tribe of North & South Dakota | St. Bernards Catholic School | P.O. Box 572 | Mc Laughlin | SD | 57642
8 | 4040020 | Rock Energy (FKA FUO McLaughlin) | Tank 6 (active) | Tank 6 Compartment 1 | Currently in Use | 10000 | TRUE |  | Diesel | TRUE | Spill Bucket | Standing Rock Sioux Tribe of North & South Dakota | Rock Energy (FKA FUO McLaughlin) | 101 Main Street P.O. Box 260 | Mc Laughlin | SD | 57642
8 | 4040020 | Rock Energy (FKA FUO McLaughlin) | DSL | DSL | Currently in Use | 10000 | TRUE |  | Diesel | TRUE | Spill Bucket | Standing Rock Sioux Tribe of North & South Dakota | Rock Energy (FKA FUO McLaughlin) | 101 Main Street P.O. Box 260 | Mc Laughlin | SD | 57642
8 | 4040020 | Rock Energy (FKA FUO McLaughlin) | UNL 91/87 NO E | UNL 87 NoE | Currently in Use | 10000 | TRUE |  | Gasoline (containing <=10% ethanol) | TRUE | Spill Bucket | Standing Rock Sioux Tribe of North & South Dakota | Rock Energy (FKA FUO McLaughlin) | 101 Main Street P.O. Box 260 | Mc Laughlin | SD | 57642
8 | 4040020 | Rock Energy (FKA FUO McLaughlin) | UNL 91/87 NO E | 91 | Currently in Use | 10000 | TRUE |  | Gasoline (containing <=10% ethanol) | TRUE | Spill Bucket | Standing Rock Sioux Tribe of North & South Dakota | Rock Energy (FKA FUO McLaughlin) | 101 Main Street P.O. Box 260 | Mc Laughlin | SD | 57642
8 | 4040020 | Rock Energy (FKA FUO McLaughlin) | UNL87 E10 | UNL87 E10 | Currently in Use | 20000 | TRUE |  | Gasoline (containing <=10% ethanol) | TRUE | Spill Bucket | Standing Rock Sioux Tribe of North & South Dakota | Rock Energy (FKA FUO McLaughlin) | 101 Main Street P.O. Box 260 | Mc Laughlin | SD | 57642
8 | 4040020 | Rock Energy (FKA FUO McLaughlin) | Tank 9 | Tank 9 Compartment 1 | Permanently Out of Use | 3000 | TRUE |  | Gasoline (containing <=10% ethanol) | FALSE | Unknown | Standing Rock Sioux Tribe of North & South Dakota | Rock Energy (FKA FUO McLaughlin) | 101 Main Street P.O. Box 260 | Mc Laughlin | SD | 57642
8 | 4040020 | Rock Energy (FKA FUO McLaughlin) | Tank 8 | Tank 8 Compartment 1 | Permanently Out of Use | 1000 | TRUE |  | Diesel | FALSE | Unknown | Standing Rock Sioux Tribe of North & South Dakota | Rock Energy (FKA FUO McLaughlin) | 101 Main Street P.O. Box 260 | Mc Laughlin | SD | 57642
8 | 4040020 | Rock Energy (FKA FUO McLaughlin) | Tank 7 | Tank 7 Compartment 1 | Permanently Out of Use | 5000 | TRUE |  | Gasoline (containing <=10% ethanol) | FALSE | Unknown | Standing Rock Sioux Tribe of North & South Dakota | Rock Energy (FKA FUO McLaughlin) | 101 Main Street P.O. Box 260 | Mc Laughlin | SD | 57642
8 | 4040020 | Rock Energy (FKA FUO McLaughlin) | Tank 6 (removed) | Tank 6 Compartment 1 | Permanently Out of Use | 10000 | TRUE |  | Diesel | FALSE | Unknown | Standing Rock Sioux Tribe of North & South Dakota | Rock Energy (FKA FUO McLaughlin) | 101 Main Street P.O. Box 260 | Mc Laughlin | SD | 57642
8 | 4040020 | Rock Energy (FKA FUO McLaughlin) | Tank 5 (removed) | Tank 5 Compartment 1 | Permanently Out of Use | 10000 | TRUE |  | Gasoline (containing <=10% ethanol) | FALSE | Unknown | Standing Rock Sioux Tribe of North & South Dakota | Rock Energy (FKA FUO McLaughlin) | 101 Main Street P.O. Box 260 | Mc Laughlin | SD | 57642
8 | 4040020 | Rock Energy (FKA FUO McLaughlin) | Tank 4 | Tank 4 Compartment 1 | Permanently Out of Use | 10000 | TRUE | 2024-06-12 | Gasoline (containing <=10% ethanol) | TRUE | Spill Bucket | Standing Rock Sioux Tribe of North & South Dakota | Rock Energy (FKA FUO McLaughlin) | 101 Main Street P.O. Box 260 | Mc Laughlin | SD | 57642
8 | 4040020 | Rock Energy (FKA FUO McLaughlin) | Tank 3 | Tank 3 Compartment 1 | Permanently Out of Use | 10000 | TRUE | 2024-06-12 | Diesel | TRUE | Spill Bucket | Standing Rock Sioux Tribe of North & South Dakota | Rock Energy (FKA FUO McLaughlin) | 101 Main Street P.O. Box 260 | Mc Laughlin | SD | 57642
8 | 4040020 | Rock Energy (FKA FUO McLaughlin) | Tank 2 | Tank 2 Compartment 1 | Permanently Out of Use | 6000 | TRUE | 2024-06-12 | Gasoline (containing <=10% ethanol) | TRUE | Spill Bucket | Standing Rock Sioux Tribe of North & South Dakota | Rock Energy (FKA FUO McLaughlin) | 101 Main Street P.O. Box 260 | Mc Laughlin | SD | 57642
8 | 4040020 | Rock Energy (FKA FUO McLaughlin) | Tank 1 | Tank 1 Compartment 1 | Permanently Out of Use | 2000 | TRUE | 2024-06-12 | Diesel | TRUE | Spill Bucket | Standing Rock Sioux Tribe of North & South Dakota | Rock Energy (FKA FUO McLaughlin) | 101 Main Street P.O. Box 260 | Mc Laughlin | SD | 57642
8 | 4040020 | Rock Energy (FKA FUO McLaughlin) | Tank 5 (active) | Tank 5 Compartment 1 | Currently in Use | 4000 | TRUE |  | Diesel | TRUE | Spill Bucket | Standing Rock Sioux Tribe of North & South Dakota | Rock Energy (FKA FUO McLaughlin) | 101 Main Street P.O. Box 260 | Mc Laughlin | SD | 57642
8 | 4040021 | US West Communications/US West Radio Repeater Facility | Tank 1 | Tank 1 Compartment 1 | Permanently Out of Use | 560 | TRUE |  | Diesel | FALSE | Unknown | Standing Rock Sioux Tribe of North & South Dakota | US West Communications/US West Radio Repeater Facility | Hwy 63 | Mc Laughlin | SD | 57642
8 | 4040023 | Walker Facility | Tank 1 | Tank 1 Compartment 1 | Permanently Out of Use | 300 | TRUE |  | Gasoline (containing <=10% ethanol) | FALSE | Unknown | Standing Rock Sioux Tribe of North & South Dakota | Walker Facility | Hwy. 12 Walker, SD | Mobridge | SD | 57601
8 | 4040024 | Keldron Store | Tank 1 | Tank 1 Compartment 1 | Permanently Out of Use | 1000 | TRUE |  | Gasoline (containing <=10% ethanol) | FALSE | Unknown | Standing Rock Sioux Tribe of North & South Dakota | Keldron Store | Hwy. 12 | Keldron | SD | 57634
8 | 4040024 | Keldron Store | Tank 3 | Tank 3 Compartment 1 | Permanently Out of Use | 500 | TRUE |  | Diesel | FALSE | Unknown | Standing Rock Sioux Tribe of North & South Dakota | Keldron Store | Hwy. 12 | Keldron | SD | 57634
8 | 4040024 | Keldron Store | Tank 2 | Tank 2 Compartment 1 | Permanently Out of Use | 500 | TRUE |  | Diesel | FALSE | Unknown | Standing Rock Sioux Tribe of North & South Dakota | Keldron Store | Hwy. 12 | Keldron | SD | 57634
8 | 4040025 | Burlington Northern Railroad | Tank 1 | Tank 1 Compartment 1 | Permanently Out of Use | 300 | TRUE |  | Gasoline (containing <=10% ethanol) | FALSE | Unknown | Standing Rock Sioux Tribe of North & South Dakota | Burlington Northern Railroad | Hwy. 12 & 65 | Mc Intosh | SD | 57641
8 | 4040025 | Burlington Northern Railroad | Tank 2 | Tank 2 Compartment 1 | Permanently Out of Use | 550 | TRUE |  | Gasoline (containing <=10% ethanol) | FALSE | Unknown | Standing Rock Sioux Tribe of North & South Dakota | Burlington Northern Railroad | Hwy. 12 & 65 | Mc Intosh | SD | 57641
8 | 4040026 | McLaughlin Facility (Corson County) | Tank 1 | Tank 1 Compartment 1 | Permanently Out of Use | 1500 | TRUE |  | Diesel | FALSE | Unknown | Standing Rock Sioux Tribe of North & South Dakota | McLaughlin Facility (Corson County) | Hwy. 12 East | Mc Laughlin | SD | 57642
8 | 4040026 | McLaughlin Facility (Corson County) | Tank 2 | Tank 2 Compartment 1 | Permanently Out of Use | 1500 | TRUE |  | Gasoline (containing <=10% ethanol) | FALSE | Unknown | Standing Rock Sioux Tribe of North & South Dakota | McLaughlin Facility (Corson County) | Hwy. 12 East | Mc Laughlin | SD | 57642
8 | 4040026 | McLaughlin Facility (Corson County) | Tank 3 | Tank 3 Compartment 1 | Permanently Out of Use | 1000 | TRUE |  | Gasoline (containing <=10% ethanol) | FALSE | Unknown | Standing Rock Sioux Tribe of North & South Dakota | McLaughlin Facility (Corson County) | Hwy. 12 East | Mc Laughlin | SD | 57642
8 | 4040027 | Robert Goldsmith | Tank 1 | Tank 1 Compartment 1 | Permanently Out of Use | 1000 | TRUE |  | Gasoline (containing <=10% ethanol) | FALSE | Unknown | Standing Rock Sioux Tribe of North & South Dakota | Robert Goldsmith | Unknown | Morristown | SD | 57645
8 | 4040030 | Uhrig Service | Tank 1 | Tank 1 Compartment 1 | Permanently Out of Use | 1000 | TRUE |  | Gasoline (containing <=10% ethanol) | FALSE | Unknown | Standing Rock Sioux Tribe of North & South Dakota | Uhrig Service | HWY 12 | Morristown | SD | 57645
8 | 4040030 | Uhrig Service | Tank 2 | Tank 2 Compartment 1 | Permanently Out of Use | 550 | TRUE |  | Gasoline (containing <=10% ethanol) | FALSE | Unknown | Standing Rock Sioux Tribe of North & South Dakota | Uhrig Service | HWY 12 | Morristown | SD | 57645
8 | 4040031 | Old Little Eagle School Bus Barn (Abandoned) | Tank 1 | Tank 1 Compartment 1 | Permanently Out of Use | 1000 | TRUE |  | Diesel | FALSE | Unknown | Standing Rock Sioux Tribe of North & South Dakota | Old Little Eagle School Bus Barn (Abandoned) | Unknown | Little Eagle | SD | 57639
8 | 4040033 | Little Eagle Day School | Tank 1 | Tank 1 Compartment 1 | Permanently Out of Use | 1000 | TRUE |  | Gasoline (containing <=10% ethanol) | FALSE | Unknown | Standing Rock Sioux Tribe of North & South Dakota | Little Eagle Day School | P.O. Box 26 | Little Eagle | SD | 57639
8 | 4040034 | Joe's Place | Tank 1 | Tank 1 Compartment 1 | Permanently Out of Use | 1000 | TRUE | 2005-06-15 | Gasoline (containing <=10% ethanol) | TRUE | Spill Bucket | Standing Rock Sioux Tribe of North & South Dakota | Joe's Place | 22870 U.S. Hwy. 12 | Watauga | SD | 57660
8 | 4040034 | Joe's Place | Tank 2 | Tank 2 Compartment 1 | Permanently Out of Use | 1000 | TRUE |  | Unknown Petroleum | FALSE | Unknown | Standing Rock Sioux Tribe of North & South Dakota | Joe's Place | 22870 U.S. Hwy. 12 | Watauga | SD | 57660
8 | 4040034 | Joe's Place | Tank 3 | Tank 3 Compartment 1 | Permanently Out of Use | 560 | TRUE |  | Unknown Petroleum | FALSE | Unknown | Standing Rock Sioux Tribe of North & South Dakota | Joe's Place | 22870 U.S. Hwy. 12 | Watauga | SD | 57660
8 | 4040034 | Joe's Place | Tank 4 | Tank 4 Compartment 1 | Permanently Out of Use | 560 | TRUE |  | Unknown Petroleum | FALSE | Unknown | Standing Rock Sioux Tribe of North & South Dakota | Joe's Place | 22870 U.S. Hwy. 12 | Watauga | SD | 57660
8 | 4040035 | McIntosh Gap Filler Annex TM-177C | Tank 1 | Tank 1 Compartment 1 | Permanently Out of Use | 5000 | TRUE |  | Gasoline (containing <=10% ethanol) | FALSE | Unknown | Standing Rock Sioux Tribe of North & South Dakota | McIntosh Gap Filler Annex TM-177C | 4 miles northwest of McIntosh, SD | Mc Intosh | SD | 57641
8 | 4040036 | Hartwell Repair | Tank 1 | Tank 1 Compartment 1 | Permanently Out of Use | 500 | TRUE |  | Unknown Petroleum | FALSE | Unknown | Standing Rock Sioux Tribe of North & South Dakota | Hartwell Repair | Hartwell Repair | Morristown | SD | 57645
8 | 4040037 | Klaudt Oil Company | Tank 1 | Tank 1 Compartment 1 | Permanently Out of Use | 560 | TRUE |  | Unknown Petroleum | FALSE | Unknown | Standing Rock Sioux Tribe of North & South Dakota | Klaudt Oil Company | North of Elevator, South side of Town | McIntosh | SD | 57641
8 | 4040037 | Klaudt Oil Company | Tank 6 | Tank 6 Compartment 1 | Permanently Out of Use | 1500 | TRUE |  | Unknown Petroleum | FALSE | Unknown | Standing Rock Sioux Tribe of North & South Dakota | Klaudt Oil Company | North of Elevator, South side of Town | McIntosh | SD | 57641
8 | 4040037 | Klaudt Oil Company | Tank 5 | Tank 5 Compartment 1 | Permanently Out of Use | 5000 | TRUE |  | Unknown Petroleum | FALSE | Unknown | Standing Rock Sioux Tribe of North & South Dakota | Klaudt Oil Company | North of Elevator, South side of Town | McIntosh | SD | 57641
8 | 4040037 | Klaudt Oil Company | Tank 4 | Tank 4 Compartment 1 | Permanently Out of Use | 5000 | TRUE |  | Unknown Petroleum | FALSE | Unknown | Standing Rock Sioux Tribe of North & South Dakota | Klaudt Oil Company | North of Elevator, South side of Town | McIntosh | SD | 57641
8 | 4040037 | Klaudt Oil Company | Tank 3 | Tank 3 Compartment 1 | Permanently Out of Use | 10000 | TRUE |  | Unknown Petroleum | FALSE | Unknown | Standing Rock Sioux Tribe of North & South Dakota | Klaudt Oil Company | North of Elevator, South side of Town | McIntosh | SD | 57641
8 | 4040037 | Klaudt Oil Company | Tank 2 | Tank 2 Compartment 1 | Permanently Out of Use | 10000 | TRUE |  | Unknown Petroleum | FALSE | Unknown | Standing Rock Sioux Tribe of North & South Dakota | Klaudt Oil Company | North of Elevator, South side of Town | McIntosh | SD | 57641
8 | 4040038 | Jed's Landing | Tank 1 | Tank 1 Compartment 1 | Permanently Out of Use | 3000 | TRUE |  | Gasoline (containing <=10% ethanol) | FALSE | Unknown | Standing Rock Sioux Tribe of North & South Dakota | Jed's Landing | West bank of Lake Oahe, North of Mobridge | Mobridge | SD | 57601
8 | 4040039 | Leo Erz Hardware & Implement | Tank 1 | Tank 1 Compartment 1 | Permanently Out of Use | 564 | TRUE | 2001-07-20 | Gasoline (containing <=10% ethanol) | FALSE | Unknown | Standing Rock Sioux Tribe of North & South Dakota | Leo Erz Hardware & Implement | Main and Highway 212 | Watauga | SD | 57660
8 | 4040039 | Leo Erz Hardware & Implement | Tank 3 | Tank 3 Compartment 1 | Permanently Out of Use | 1034 | TRUE | 2001-07-20 | Gasoline (containing <=10% ethanol) | FALSE | Unknown | Standing Rock Sioux Tribe of North & South Dakota | Leo Erz Hardware & Implement | Main and Highway 212 | Watauga | SD | 57660
8 | 4040039 | Leo Erz Hardware & Implement | Tank 2 | Tank 2 Compartment 1 | Permanently Out of Use | 423 | TRUE | 2001-07-20 | Gasoline (containing <=10% ethanol) | FALSE | Unknown | Standing Rock Sioux Tribe of North & South Dakota | Leo Erz Hardware & Implement | Main and Highway 212 | Watauga | SD | 57660
8 | 4040040 | Turner Service | Tank 1 | Tank 1 Compartment 1 | Permanently Out of Use | 450 | TRUE | 2001-07-19 | Gasoline (containing <=10% ethanol) | FALSE | Unknown | Standing Rock Sioux Tribe of North & South Dakota | Turner Service |  | Watauga | SD | 57660
8 | 4040040 | Turner Service | Tank 2 | Tank 2 Compartment 1 | Permanently Out of Use | 450 | TRUE | 2001-07-19 | Gasoline (containing <=10% ethanol) | FALSE | Unknown | Standing Rock Sioux Tribe of North & South Dakota | Turner Service |  | Watauga | SD | 57660
8 | 4050001 | Flandreau Indian School (BIE) | Tank 1 | Tank 1 Compartment 1 | Permanently Out of Use | 2500 | TRUE |  | Gasoline (containing <=10% ethanol) | FALSE | Unknown | Flandreau Santee Sioux Tribe of South Dakota | Flandreau Indian School (BIE) | 1132 N. Crescent Street | Flandreau | SD | 57028
8 | 4050001 | Flandreau Indian School (BIE) | Tank 2 | Tank 2 Compartment 1 | Permanently Out of Use | 550 | TRUE |  | Used Oil | FALSE | Unknown | Flandreau Santee Sioux Tribe of South Dakota | Flandreau Indian School (BIE) | 1132 N. Crescent Street | Flandreau | SD | 57028
8 | 4050001 | Flandreau Indian School (BIE) | Tank 3 | Tank 3 Compartment 1 | Permanently Out of Use | 2000 | TRUE |  | Diesel | TRUE | Spill Bucket | Flandreau Santee Sioux Tribe of South Dakota | Flandreau Indian School (BIE) | 1132 N. Crescent Street | Flandreau | SD | 57028
8 | 4050001 | Flandreau Indian School (BIE) | Tank 4 | Tank 4 Compartment 1 | Currently in Use | 2500 | TRUE | 2010-08-01 | Diesel | TRUE | Spill Bucket | Flandreau Santee Sioux Tribe of South Dakota | Flandreau Indian School (BIE) | 1132 N. Crescent Street | Flandreau | SD | 57028
8 | 4050002 | First American Mart | Tank 1 | Tank 1 Compartment 1 | Currently in Use | 12000 | TRUE |  | Gasoline (containing <=10% ethanol) | TRUE | Spill Bucket | Flandreau Santee Sioux Tribe of South Dakota | First American Mart | S. Veterans Street | Flandreau | SD | 57028
8 | 4050002 | First American Mart | Tank 2 | Tank 2 Prem | Currently in Use | 12000 | TRUE |  | Gasoline (containing <=10% ethanol) | TRUE | Spill Bucket | Flandreau Santee Sioux Tribe of South Dakota | First American Mart | S. Veterans Street | Flandreau | SD | 57028
8 | 4050002 | First American Mart | Tank 3 | Tank 3 diesel | Currently in Use | 6000 | TRUE |  | Diesel | TRUE | Spill Bucket | Flandreau Santee Sioux Tribe of South Dakota | First American Mart | S. Veterans Street | Flandreau | SD | 57028
8 | 4050003 | Flandreau Farm Station | Tank 1 | Tank 1 Compartment 1 | Permanently Out of Use | 8000 | TRUE |  | Diesel | FALSE | Unknown | Flandreau Santee Sioux Tribe of South Dakota | Flandreau Farm Station | Broad Ave. | Flandreau | SD | 57028
8 | 4050003 | Flandreau Farm Station | Tank 2 | Tank 2 Compartment 1 | Permanently Out of Use | 8000 | TRUE |  | Diesel | FALSE | Unknown | Flandreau Santee Sioux Tribe of South Dakota | Flandreau Farm Station | Broad Ave. | Flandreau | SD | 57028
8 | 4050004 | Old Maintenance Shop (Flandreau Santee Sioux Tribe) | Tank 1 | Tank 1 Compartment 1 | Permanently Out of Use | 115 | TRUE |  | Used Oil | FALSE | Unknown | Flandreau Santee Sioux Tribe of South Dakota | Old Maintenance Shop (Flandreau Santee Sioux Tribe) | 601 West Broad Avenue (Sec 5-T107N-R48W) | Flandreau | SD | 57028
8 | 4060001 | BIA Roads Department | Tank 2 | Tank 2 Compartment 1 | Permanently Out of Use | 12000 | TRUE |  | Gasoline (containing <=10% ethanol) | FALSE | Unknown | Lower Brule Sioux Tribe of the Lower Brule Reservation, South Dakota | BIA Roads Department | Roads Complex Bldg. 343 | Lower Brule | SD | 57548
8 | 4060001 | BIA Roads Department | Tank 3 | Tank 3 Compartment 1 | Permanently Out of Use | 12000 | TRUE |  | Diesel | FALSE | Unknown | Lower Brule Sioux Tribe of the Lower Brule Reservation, South Dakota | BIA Roads Department | Roads Complex Bldg. 343 | Lower Brule | SD | 57548
8 | 4060001 | BIA Roads Department | Tank 4 | Tank 4 Compartment 1 | Permanently Out of Use | 4000 | TRUE |  | Gasoline (containing <=10% ethanol) | FALSE | Unknown | Lower Brule Sioux Tribe of the Lower Brule Reservation, South Dakota | BIA Roads Department | Roads Complex Bldg. 343 | Lower Brule | SD | 57548
8 | 4060001 | BIA Roads Department | Tank 5 | Tank 5 Compartment 1 | Permanently Out of Use | 2000 | TRUE |  | Gasoline (containing <=10% ethanol) | FALSE | Unknown | Lower Brule Sioux Tribe of the Lower Brule Reservation, South Dakota | BIA Roads Department | Roads Complex Bldg. 343 | Lower Brule | SD | 57548
8 | 4060002 | Lower Brule Farm Corp. (Clark Unit) | Tank 1 | Tank 1 Compartment 1 | Permanently Out of Use | 10000 | TRUE |  | Diesel | FALSE | Unknown | Lower Brule Sioux Tribe of the Lower Brule Reservation, South Dakota | Lower Brule Farm Corp. (Clark Unit) | 6 mi. S. & 22 mi. E. of Fort Pierre. | Lower Brule | SD | 57548
8 | 4060003 | Suds-n-Grub | Tank 1 | Tank 1 Compartment 1 | Temporarily Out of Use | 8000 | TRUE | 2010-12-03 | Diesel | TRUE | Spill Bucket | Lower Brule Sioux Tribe of the Lower Brule Reservation, South Dakota | Suds-n-Grub | 32908 Iron Nation Road P.O. Box 454 | Lower Brule | SD | 57548
8 | 4060003 | Suds-n-Grub | Tank 2 | Tank 2 Compartment 1 | Temporarily Out of Use | 2000 | TRUE | 2010-12-03 | Gasoline (containing <=10% ethanol) | TRUE | Spill Bucket | Lower Brule Sioux Tribe of the Lower Brule Reservation, South Dakota | Suds-n-Grub | 32908 Iron Nation Road P.O. Box 454 | Lower Brule | SD | 57548
8 | 4060003 | Suds-n-Grub | Tank 3 | Tank 3 Compartment 1 | Temporarily Out of Use | 8000 | TRUE | 2010-12-03 | Gasoline (containing <=10% ethanol) | TRUE | Spill Bucket | Lower Brule Sioux Tribe of the Lower Brule Reservation, South Dakota | Suds-n-Grub | 32908 Iron Nation Road P.O. Box 454 | Lower Brule | SD | 57548
8 | 4060004 | Lower Brule Farm Coop. (Grassrope Unit) | Tank 1 | Tank 1 Compartment 1 | Permanently Out of Use | 3000 | TRUE |  | Diesel | FALSE | Unknown | Lower Brule Sioux Tribe of the Lower Brule Reservation, South Dakota | Lower Brule Farm Coop. (Grassrope Unit) | HC 85 P.O. box B3 | Lower Brule | SD | 57548
8 | 4060005 | Tribal Commodity Store (Abandoned) | Tank 1 | Tank 1 Compartment 1 | Permanently Out of Use | 2000 | TRUE |  | Gasoline (containing <=10% ethanol) | FALSE | Unknown | Lower Brule Sioux Tribe of the Lower Brule Reservation, South Dakota | Tribal Commodity Store (Abandoned) | Crazy Horse St. & BIA Hwy. 3 | Lower Brule | SD | 57548
8 | 4060005 | Tribal Commodity Store (Abandoned) | Tank 2 | Tank 2 Compartment 1 | Permanently Out of Use | 300 | TRUE |  | Gasoline (containing <=10% ethanol) | FALSE | Unknown | Lower Brule Sioux Tribe of the Lower Brule Reservation, South Dakota | Tribal Commodity Store (Abandoned) | Crazy Horse St. & BIA Hwy. 3 | Lower Brule | SD | 57548
8 | 4060006 | Lake Sharpe Service | Tank 1 | Tank 1 Compartment 1 | Permanently Out of Use | 6000 | TRUE |  | Gasoline (containing <=10% ethanol) | FALSE | Unknown | Lower Brule Sioux Tribe of the Lower Brule Reservation, South Dakota | Lake Sharpe Service | P.O. Box 244 | Lower Brule | SD | 57548
8 | 4060006 | Lake Sharpe Service | Tank 2 | Tank 2 Compartment 1 | Permanently Out of Use | 4000 | TRUE |  | Gasoline (containing <=10% ethanol) | FALSE | Unknown | Lower Brule Sioux Tribe of the Lower Brule Reservation, South Dakota | Lake Sharpe Service | P.O. Box 244 | Lower Brule | SD | 57548
8 | 4060007 | Lower Brule - Employment Enterprise | Tank 1 | Tank 1 Compartment 1 | Permanently Out of Use | 1000 | TRUE |  | Gasoline (containing <=10% ethanol) | FALSE | Unknown | Lower Brule Sioux Tribe of the Lower Brule Reservation, South Dakota | Lower Brule - Employment Enterprise | 1870 Oyate Circle (Industrial Plot - 3) | Lower Brule | SD | 57548
8 | 4060007 | Lower Brule - Employment Enterprise | Tank 2 | Tank 2 Compartment 1 | Permanently Out of Use | 1000 | TRUE |  | Gasoline (containing <=10% ethanol) | FALSE | Unknown | Lower Brule Sioux Tribe of the Lower Brule Reservation, South Dakota | Lower Brule - Employment Enterprise | 1870 Oyate Circle (Industrial Plot - 3) | Lower Brule | SD | 57548
8 | 4060008 | Kul Wicasa Oyate Trading Post | Tank 1 | Tank 1 Compartment 1 | Currently in Use | 12000 | TRUE |  | Gasoline (containing <=10% ethanol) | TRUE | Spill Bucket | Lower Brule Sioux Tribe of the Lower Brule Reservation, South Dakota | Kul Wicasa Oyate Trading Post | 32615 Medicine Bull Memorial Hwy. | Lower Brule | SD | 57548
8 | 4060008 | Kul Wicasa Oyate Trading Post | Tank 3 | Tank 3 Compartment 1 | Currently in Use | 8000 | TRUE |  | Diesel | TRUE | Spill Bucket | Lower Brule Sioux Tribe of the Lower Brule Reservation, South Dakota | Kul Wicasa Oyate Trading Post | 32615 Medicine Bull Memorial Hwy. | Lower Brule | SD | 57548
8 | 4060008 | Kul Wicasa Oyate Trading Post | Tank 2 | Tank 2 Compartment 1 | Currently in Use | 10000 | TRUE |  | Gasoline (containing <=10% ethanol) | TRUE | Spill Bucket | Lower Brule Sioux Tribe of the Lower Brule Reservation, South Dakota | Kul Wicasa Oyate Trading Post | 32615 Medicine Bull Memorial Hwy. | Lower Brule | SD | 57548
8 | 4070001 | Porcupine Trading Post | Tank 1 | Tank 1 Compartment 1 | Temporarily Out of Use | 2000 | TRUE |  | Gasoline (containing <=10% ethanol) | TRUE | Spill Bucket | Oglala Sioux Tribe | Porcupine Trading Post | 100 North Main St. | Porcupine | SD | 57772
8 | 4070001 | Porcupine Trading Post | X Tank 2 | Tank 2 Compartment 1 | Permanently Out of Use | 2000 | TRUE |  | Gasoline (containing <=10% ethanol) | FALSE | Unknown | Oglala Sioux Tribe | Porcupine Trading Post | 100 North Main St. | Porcupine | SD | 57772
8 | 4070001 | Porcupine Trading Post | X Tank 3 | Tank 3 Compartment 1 | Permanently Out of Use | 560 | TRUE |  | Gasoline (containing <=10% ethanol) | FALSE | Unknown | Oglala Sioux Tribe | Porcupine Trading Post | 100 North Main St. | Porcupine | SD | 57772
8 | 4070001 | Porcupine Trading Post | X Tank 4 | Tank 4 Compartment 1 | Permanently Out of Use | 1000 | TRUE |  | Gasoline (containing <=10% ethanol) | FALSE | Unknown | Oglala Sioux Tribe | Porcupine Trading Post | 100 North Main St. | Porcupine | SD | 57772
8 | 4070001 | Porcupine Trading Post | X Tank 5 | Tank 5 Compartment 1 | Permanently Out of Use | 560 | TRUE |  | Gasoline (containing <=10% ethanol) | FALSE | Unknown | Oglala Sioux Tribe | Porcupine Trading Post | 100 North Main St. | Porcupine | SD | 57772
8 | 4070001 | Porcupine Trading Post | X Tank 6 | Tank 6 Compartment 1 | Permanently Out of Use | 1000 | TRUE |  | Gasoline (containing <=10% ethanol) | FALSE | Unknown | Oglala Sioux Tribe | Porcupine Trading Post | 100 North Main St. | Porcupine | SD | 57772
8 | 4070002 | Red Cloud Indian School | X Tank 1 | Tank 1 Compartment 1 | Permanently Out of Use | 4000 | TRUE | 2023-07-26 | Gasoline (containing <=10% ethanol) | TRUE | Spill Bucket | Oglala Sioux Tribe | Red Cloud Indian School | 100 Mission Dr. | Pine Ridge | SD | 57770
8 | 4070002 | Red Cloud Indian School | Tank 1 | Tank 1 Compartment 1 | Currently in Use | 4800 | TRUE |  | Gasoline (containing <=10% ethanol) |  | Spill Bucket | Oglala Sioux Tribe | Red Cloud Indian School | 100 Mission Dr. | Pine Ridge | SD | 57770
8 | 4070002 | Red Cloud Indian School | Tank 2 | Tank 2 Compartment 1 | Currently in Use | 4000 | TRUE |  | Diesel | TRUE | Spill Bucket | Oglala Sioux Tribe | Red Cloud Indian School | 100 Mission Dr. | Pine Ridge | SD | 57770
8 | 4070003 | Dixon Relay Station | Tank 1 | Tank 1 Compartment 1 | Permanently Out of Use | 1000 | TRUE |  | Gasoline (containing <=10% ethanol) | FALSE | Unknown | Oglala Sioux Tribe | Dixon Relay Station | RR 1 P.O. Box 58 | Batesland | SD | 57716
8 | 4070003 | Dixon Relay Station | Tank 2 | Tank 2 Compartment 1 | Permanently Out of Use | 580 | TRUE |  | Gasoline (containing <=10% ethanol) | FALSE | Unknown | Oglala Sioux Tribe | Dixon Relay Station | RR 1 P.O. Box 58 | Batesland | SD | 57716
8 | 4070003 | Dixon Relay Station | Tank 3 | Tank 3 Compartment 1 | Permanently Out of Use | 560 | TRUE |  | Gasoline (containing <=10% ethanol) | FALSE | Unknown | Oglala Sioux Tribe | Dixon Relay Station | RR 1 P.O. Box 58 | Batesland | SD | 57716
8 | 4070004 | Little Warrior Store | Tank 1 | Tank 1 Compartment 1 | Permanently Out of Use | 6000 | TRUE |  | Gasoline (containing <=10% ethanol) | FALSE | Unknown | Oglala Sioux Tribe | Little Warrior Store | Unknown | Wounded Knee | SD | 57794
8 | 4070004 | Little Warrior Store | Tank 2 | Tank 2 Compartment 1 | Permanently Out of Use | 6000 | TRUE |  | Gasoline (containing <=10% ethanol) | FALSE | Unknown | Oglala Sioux Tribe | Little Warrior Store | Unknown | Wounded Knee | SD | 57794
8 | 4070005 | BIA Road Maintenance Facility | Tank 1 | Tank 1 Compartment 1 | Permanently Out of Use | 3000 | TRUE |  | Gasoline (containing <=10% ethanol) | FALSE | Unknown | Oglala Sioux Tribe | BIA Road Maintenance Facility | Hwy. 27 Bldg. 1091 | Porcupine | SD | 57772
8 | 4070005 | BIA Road Maintenance Facility | Tank 2 | Tank 2 Compartment 1 | Permanently Out of Use | 3000 | TRUE |  | Diesel | FALSE | Unknown | Oglala Sioux Tribe | BIA Road Maintenance Facility | Hwy. 27 Bldg. 1091 | Porcupine | SD | 57772
8 | 4070006 | Lot 2, South Hwy. 18 (Center of Batesland) | Tank 1 | Tank 1 Compartment 1 | Permanently Out of Use | 1000 | TRUE |  | Gasoline (containing <=10% ethanol) | FALSE | Unknown | Oglala Sioux Tribe | Lot 2, South Hwy. 18 (Center of Batesland) | South Hwy. 18 (Center of Batesland) | Batesland | SD | 57716
8 | 4070007 | Lil' Angel's | X Tank 1 | Tank 1 Compartment 1 | Permanently Out of Use | 10000 | TRUE | 2017-08-14 | Gasoline (containing <=10% ethanol) | TRUE | Spill Bucket | Oglala Sioux Tribe | Lil' Angel's | 101 Main St. | Kyle | SD | 57752
8 | 4070007 | Lil' Angel's | X Tank 2 | Tank 2 Compartment 1 | Permanently Out of Use | 6000 | TRUE | 2017-08-14 | Gasoline (containing <=10% ethanol) | TRUE | Spill Bucket | Oglala Sioux Tribe | Lil' Angel's | 101 Main St. | Kyle | SD | 57752
8 | 4070007 | Lil' Angel's | X Tank 2 | Tank 2 Compartment 2 | Permanently Out of Use | 6000 | TRUE | 2017-08-14 | Diesel | TRUE | Spill Bucket | Oglala Sioux Tribe | Lil' Angel's | 101 Main St. | Kyle | SD | 57752
8 | 4070007 | Lil' Angel's | Tank 1 | Tank 1 Compartment 1 | Currently in Use | 16000 | TRUE |  | Gasoline (containing <=10% ethanol) | TRUE | Spill Bucket | Oglala Sioux Tribe | Lil' Angel's | 101 Main St. | Kyle | SD | 57752
8 | 4070007 | Lil' Angel's | Tank 2 | Tank 2 Compartment 1 | Currently in Use | 5000 | TRUE |  | Diesel | TRUE | Spill Bucket | Oglala Sioux Tribe | Lil' Angel's | 101 Main St. | Kyle | SD | 57752
8 | 4070008 | U.S. Post Office | Tank 1 | Tank 1 Compartment 1 | Permanently Out of Use | 115 | TRUE |  | Gasoline (containing <=10% ethanol) | FALSE | Unknown | Oglala Sioux Tribe | U.S. Post Office | Unknown | Manderson | SD | 57756
8 | 4070009 | Big Bat's | Tank 1 | Tank 1 Compartment 1 | Currently in Use | 12000 | TRUE |  | Gasoline (containing <=10% ethanol) | TRUE | Spill Bucket | Oglala Sioux Tribe | Big Bat's | Hwy. 18 & 407 | Pine Ridge | SD | 57770
8 | 4070009 | Big Bat's | Tank 2 | Tank 2 Compartment 1 | Currently in Use | 12000 | TRUE |  | Gasoline (containing <=10% ethanol) | TRUE | Spill Bucket | Oglala Sioux Tribe | Big Bat's | Hwy. 18 & 407 | Pine Ridge | SD | 57770
8 | 4070009 | Big Bat's | Tank 3 | Tank 3 Compartment 1 | Currently in Use | 6000 | TRUE |  | Gasoline (containing <=10% ethanol) | TRUE | Spill Bucket | Oglala Sioux Tribe | Big Bat's | Hwy. 18 & 407 | Pine Ridge | SD | 57770
8 | 4070009 | Big Bat's | Tank 4 | Tank 4 Compartment 1 | Currently in Use | 6000 | TRUE |  | Diesel | TRUE | Spill Bucket | Oglala Sioux Tribe | Big Bat's | Hwy. 18 & 407 | Pine Ridge | SD | 57770
8 | 4070010 | Vocu Store | Tank 1 | Tank 1 Compartment 1 | Permanently Out of Use | 1000 | TRUE |  | Gasoline (containing <=10% ethanol) | FALSE | Unknown | Oglala Sioux Tribe | Vocu Store | unknown | Kyle | SD | 57752
8 | 4070010 | Vocu Store | Tank 3 | Tank 3 Compartment 1 | Permanently Out of Use | 2000 | TRUE |  | Gasoline (containing <=10% ethanol) | FALSE | Unknown | Oglala Sioux Tribe | Vocu Store | unknown | Kyle | SD | 57752
8 | 4070010 | Vocu Store | Tank 2 | Tank 2 Compartment 1 | Permanently Out of Use | 1000 | TRUE |  | Gasoline (containing <=10% ethanol) | FALSE | Unknown | Oglala Sioux Tribe | Vocu Store | unknown | Kyle | SD | 57752
8 | 4070011 | Manderson Service Station | Tank 1 | Tank 1 Compartment 1 | Permanently Out of Use | 115 | TRUE |  | Gasoline (containing <=10% ethanol) | FALSE | Unknown | Oglala Sioux Tribe | Manderson Service Station | Unknown | Manderson | SD | 57756
8 | 4070011 | Manderson Service Station | Tank 2 | Tank 2 Compartment 1 | Permanently Out of Use | 115 | TRUE |  | Gasoline (containing <=10% ethanol) | FALSE | Unknown | Oglala Sioux Tribe | Manderson Service Station | Unknown | Manderson | SD | 57756
8 | 4070012 | Denby Store - LUST Trust | Tank 1 | Tank 1 Compartment 1 | Permanently Out of Use | 1000 | TRUE |  | Gasoline (containing <=10% ethanol) | FALSE | Unknown | Oglala Sioux Tribe | Denby Store - LUST Trust | RR 1 | Denby | SD | 57733
8 | 4070012 | Denby Store - LUST Trust | Tank 4 | Tank 4 Compartment 1 | Permanently Out of Use | 1000 | TRUE |  | Gasoline (containing <=10% ethanol) | FALSE | Unknown | Oglala Sioux Tribe | Denby Store - LUST Trust | RR 1 | Denby | SD | 57733
8 | 4070012 | Denby Store - LUST Trust | Tank 3 | Tank 3 Compartment 1 | Permanently Out of Use | 1000 | TRUE |  | Gasoline (containing <=10% ethanol) | FALSE | Unknown | Oglala Sioux Tribe | Denby Store - LUST Trust | RR 1 | Denby | SD | 57733
8 | 4070012 | Denby Store - LUST Trust | Tank 2 | Tank 2 Compartment 1 | Permanently Out of Use | 1000 | TRUE |  | Gasoline (containing <=10% ethanol) | FALSE | Unknown | Oglala Sioux Tribe | Denby Store - LUST Trust | RR 1 | Denby | SD | 57733
8 | 4070013 | Former DOT Pine Ridge Shop (Abn'd) | Tank 1 | Tank 1 Compartment 1 | Permanently Out of Use | 115 | TRUE |  | Gasoline (containing <=10% ethanol) | FALSE | Unknown | Oglala Sioux Tribe | Former DOT Pine Ridge Shop (Abn'd) | 1st Dirt Rd. South of Intersection of Hwys 18 & 87 | Pine Ridge | SD | 57770
8 | 4070013 | Former DOT Pine Ridge Shop (Abn'd) | Tank 2 | Tank 2 Compartment 1 | Permanently Out of Use | 115 | TRUE |  | Gasoline (containing <=10% ethanol) | FALSE | Unknown | Oglala Sioux Tribe | Former DOT Pine Ridge Shop (Abn'd) | 1st Dirt Rd. South of Intersection of Hwys 18 & 87 | Pine Ridge | SD | 57770
8 | 4070014 | Kyle Correction Facility (BIA) | Tank 1 | Tank 1 Compartment 1 | Permanently Out of Use | 5000 | TRUE |  | Gasoline (containing <=10% ethanol) | FALSE | Unknown | Oglala Sioux Tribe | Kyle Correction Facility (BIA) | Kyle Police Dept., Bldg. 354 | Kyle | SD | 57752
8 | 4070015 | Pine Ridge Correctional Facility (BIA) | Tank 1 | Tank 1 Compartment 1 | Permanently Out of Use | 5000 | TRUE |  | Gasoline (containing <=10% ethanol) | FALSE | Unknown | Oglala Sioux Tribe | Pine Ridge Correctional Facility (BIA) | P.O. Box 300, Bldg 346 | Pine Ridge | SD | 57770
8 | 4070016 | BIA Roads - Kyle | Tank 1 | Tank 1 Compartment 1 | Permanently Out of Use | 8000 | TRUE |  | Diesel | FALSE | Unknown | Oglala Sioux Tribe | BIA Roads - Kyle | Bldg. 375 | Kyle | SD | 57752
8 | 4070016 | BIA Roads - Kyle | Tank 2 | Tank 2 Compartment 1 | Permanently Out of Use | 8000 | TRUE |  | Diesel | FALSE | Unknown | Oglala Sioux Tribe | BIA Roads - Kyle | Bldg. 375 | Kyle | SD | 57752
8 | 4070016 | BIA Roads - Kyle | Tank 3 | Tank 3 Compartment 1 | Permanently Out of Use | 8000 | TRUE |  | Gasoline (containing <=10% ethanol) | FALSE | Unknown | Oglala Sioux Tribe | BIA Roads - Kyle | Bldg. 375 | Kyle | SD | 57752
8 | 4070017 | Buche's Gus Stop (Wanblee Mart) | Tank 1 | Tank 1 Compartment 1 | Currently in Use | 6000 | TRUE |  | Gasoline (containing <=10% ethanol) | TRUE | Spill Bucket | Oglala Sioux Tribe | Buche's Gus Stop (FKA Wanblee) | 22285 SD highway 44 | Wanblee | SD | 57577
8 | 4070017 | Buche's Gus Stop (Wanblee Mart) | Tank 1 | Tank 1 Compartment 2 | Currently in Use | 6000 | TRUE |  | Gasoline (containing <=10% ethanol) | TRUE | Spill Bucket | Oglala Sioux Tribe | Buche's Gus Stop (FKA Wanblee) | 22285 SD highway 44 | Wanblee | SD | 57577
8 | 4070018 | Law Enforcement (BIA) | Tank 1 | Tank 1 Compartment 1 | Permanently Out of Use | 1000 | TRUE |  | Gasoline (containing <=10% ethanol) | FALSE | Unknown | Oglala Sioux Tribe | Law Enforcement (BIA) | Bldg. 976, | Oglala | SD | 57764
8 | 4070019 | Pine Ridge Oil Co. Inc. | X Tank 1 | Tank 1 Compartment 1 | Permanently Out of Use | 2000 | TRUE |  | Kerosene | FALSE | Unknown | Oglala Sioux Tribe | Pine Ridge Oil Co. Inc. | Hwy. 18 P.O. Box 339 | Pine Ridge | SD | 57770
8 | 4070019 | Pine Ridge Oil Co. Inc. | X Tank 2 | Tank 2 Compartment 1 | Permanently Out of Use | 1000 | TRUE |  | Diesel | FALSE | Unknown | Oglala Sioux Tribe | Pine Ridge Oil Co. Inc. | Hwy. 18 P.O. Box 339 | Pine Ridge | SD | 57770
8 | 4070019 | Pine Ridge Oil Co. Inc. | X Tank 3 | Tank 3 Compartment 1 | Permanently Out of Use | 15000 | TRUE |  | Gasoline (containing <=10% ethanol) | FALSE | Unknown | Oglala Sioux Tribe | Pine Ridge Oil Co. Inc. | Hwy. 18 P.O. Box 339 | Pine Ridge | SD | 57770
8 | 4070019 | Pine Ridge Oil Co. Inc. | X Tank 4 | Tank 4 Compartment 1 | Permanently Out of Use | 8000 | TRUE |  | Gasoline (containing <=10% ethanol) | FALSE | Unknown | Oglala Sioux Tribe | Pine Ridge Oil Co. Inc. | Hwy. 18 P.O. Box 339 | Pine Ridge | SD | 57770
8 | 4070019 | Pine Ridge Oil Co. Inc. | X Tank 5 | Tank 5 Compartment 1 | Permanently Out of Use | 8000 | TRUE |  | Gasoline (containing <=10% ethanol) | FALSE | Unknown | Oglala Sioux Tribe | Pine Ridge Oil Co. Inc. | Hwy. 18 P.O. Box 339 | Pine Ridge | SD | 57770
8 | 4070019 | Pine Ridge Oil Co. Inc. | X Tank 6 | Tank 6 Compartment 1 | Permanently Out of Use | 8000 | TRUE |  | Gasoline (containing <=10% ethanol) | FALSE | Unknown | Oglala Sioux Tribe | Pine Ridge Oil Co. Inc. | Hwy. 18 P.O. Box 339 | Pine Ridge | SD | 57770
8 | 4070019 | Pine Ridge Oil Co. Inc. | X Tank 7 | Tank 7 Compartment 1 | Permanently Out of Use | 8000 | TRUE |  | Gasoline (containing <=10% ethanol) | FALSE | Unknown | Oglala Sioux Tribe | Pine Ridge Oil Co. Inc. | Hwy. 18 P.O. Box 339 | Pine Ridge | SD | 57770
8 | 4070019 | Pine Ridge Oil Co. Inc. | X Tank 8 | Tank 8 Compartment 1 | Permanently Out of Use | 4000 | TRUE |  | Diesel | FALSE | Unknown | Oglala Sioux Tribe | Pine Ridge Oil Co. Inc. | Hwy. 18 P.O. Box 339 | Pine Ridge | SD | 57770
8 | 4070019 | Pine Ridge Oil Co. Inc. | X Tank 9 | Tank 9 Compartment 1 | Permanently Out of Use | 8000 | TRUE |  | Gasoline (containing <=10% ethanol) | FALSE | Unknown | Oglala Sioux Tribe | Pine Ridge Oil Co. Inc. | Hwy. 18 P.O. Box 339 | Pine Ridge | SD | 57770
8 | 4070019 | Pine Ridge Oil Co. Inc. | Tank 1 | Tank 1 Compartment 1 | Currently in Use | 10000 | TRUE |  | Diesel | TRUE | Spill Bucket | Oglala Sioux Tribe | Pine Ridge Oil Co. Inc. | Hwy. 18 P.O. Box 339 | Pine Ridge | SD | 57770
8 | 4070019 | Pine Ridge Oil Co. Inc. | Tank 2 | Tank 2 Compartment 1 | Currently in Use | 10000 | TRUE |  | Gasoline (containing <=10% ethanol) | TRUE | Spill Bucket | Oglala Sioux Tribe | Pine Ridge Oil Co. Inc. | Hwy. 18 P.O. Box 339 | Pine Ridge | SD | 57770
8 | 4070019 | Pine Ridge Oil Co. Inc. | Tank 3 | Tank 3 Compartment 1 | Currently in Use | 10000 | TRUE |  | Gasoline (containing <=10% ethanol) | TRUE | Spill Bucket | Oglala Sioux Tribe | Pine Ridge Oil Co. Inc. | Hwy. 18 P.O. Box 339 | Pine Ridge | SD | 57770
8 | 4070019 | Pine Ridge Oil Co. Inc. | Tank 4 | Tank 4 Compartment 1 | Currently in Use | 4080 | TRUE |  | Diesel | TRUE | Spill Bucket | Oglala Sioux Tribe | Pine Ridge Oil Co. Inc. | Hwy. 18 P.O. Box 339 | Pine Ridge | SD | 57770
8 | 4070020 | Building & Utility Shop (BIA) | Tank 1 | Tank 1 Compartment 1 | Permanently Out of Use | 15000 | TRUE |  | Gasoline (containing <=10% ethanol) | FALSE | Unknown | Oglala Sioux Tribe | Building & Utility Shop (BIA) | Bldg. 50 | Pine Ridge | SD | 57770
8 | 4070020 | Building & Utility Shop (BIA) | Tank 3 | Tank 3 Compartment 1 | Permanently Out of Use | 10000 | TRUE |  | Gasoline (containing <=10% ethanol) | FALSE | Unknown | Oglala Sioux Tribe | Building & Utility Shop (BIA) | Bldg. 50 | Pine Ridge | SD | 57770
8 | 4070020 | Building & Utility Shop (BIA) | Tank 2 | Tank 2 Compartment 1 | Permanently Out of Use | 8000 | TRUE |  | Gasoline (containing <=10% ethanol) | FALSE | Unknown | Oglala Sioux Tribe | Building & Utility Shop (BIA) | Bldg. 50 | Pine Ridge | SD | 57770
8 | 4070021 | Kyle Grocery | X Tank 2 | Tank 2 Compartment 1 | Permanently Out of Use | 5000 | TRUE |  | Gasoline (containing <=10% ethanol) | FALSE | Unknown | Oglala Sioux Tribe | Kyle Grocery | P.O. Box 249 | Kyle | SD | 57752
8 | 4070021 | Kyle Grocery | X Tank 3 | Tank 3 Compartment 1 | Permanently Out of Use | 550 | TRUE |  | Gasoline (containing <=10% ethanol) | FALSE | Unknown | Oglala Sioux Tribe | Kyle Grocery | P.O. Box 249 | Kyle | SD | 57752
8 | 4070021 | Kyle Grocery | Tank 1 | Tank 1 Compartment 1 | Currently in Use | 10000 | TRUE |  | Gasoline (containing <=10% ethanol) | TRUE | Spill Bucket | Oglala Sioux Tribe | Kyle Grocery | P.O. Box 249 | Kyle | SD | 57752
8 | 4070022 | Wanblee Corner | Tank 1 | Tank 1 Compartment 1 | Permanently Out of Use | 9000 | TRUE |  | Gasoline (containing <=10% ethanol) | FALSE | Unknown | Oglala Sioux Tribe | Wanblee Corner | P.O. Box 265 | Wanblee | SD | 57577
8 | 4070022 | Wanblee Corner | Tank 2 | Tank 2 Compartment 1 | Permanently Out of Use | 2000 | TRUE |  | Gasoline (containing <=10% ethanol) | FALSE | Unknown | Oglala Sioux Tribe | Wanblee Corner | P.O. Box 265 | Wanblee | SD | 57577
8 | 4070022 | Wanblee Corner | Tank 3 | Tank 3 Compartment 1 | Permanently Out of Use | 9000 | TRUE |  | Gasoline (containing <=10% ethanol) | FALSE | Unknown | Oglala Sioux Tribe | Wanblee Corner | P.O. Box 265 | Wanblee | SD | 57577
8 | 4070023 | Wolf Creek Elementary School | Tank 1 | Tank 1 Compartment 1 | Permanently Out of Use | 1000 | TRUE |  | Gasoline (containing <=10% ethanol) | FALSE | Unknown | Oglala Sioux Tribe | Wolf Creek Elementary School | Hwy. 18 | Pine Ridge | SD | 57770
8 | 4070023 | Wolf Creek Elementary School | Tank 2 | Tank 2 Compartment 1 | Permanently Out of Use | 1000 | TRUE |  | Gasoline (containing <=10% ethanol) | FALSE | Unknown | Oglala Sioux Tribe | Wolf Creek Elementary School | Hwy. 18 | Pine Ridge | SD | 57770
8 | 4070023 | Wolf Creek Elementary School | Tank 3 | Tank 3 Compartment 1 | Permanently Out of Use | 1000 | TRUE |  | Diesel | FALSE | Unknown | Oglala Sioux Tribe | Wolf Creek Elementary School | Hwy. 18 | Pine Ridge | SD | 57770
8 | 4070024 | Cole Lange Ranch | Tank 1 | Tank 1 Compartment 1 | Permanently Out of Use | 2000 | TRUE |  | Gasoline (containing <=10% ethanol) | FALSE | Unknown | Oglala Sioux Tribe | Cole Lange Ranch | P.O. Box 169 | Oglala | SD | 57764
8 | 4070025 | Former Mobil Station | Tank 1 | Tank 1 Compartment 1 | Permanently Out of Use | 500 | TRUE | 1980-06-01 | Gasoline (containing <=10% ethanol) | FALSE | Unknown | Oglala Sioux Tribe | Former Mobil Station | South Highway 18 Lot 15, Block 4 | Batesland | SD | 57716
8 | 4070025 | Former Mobil Station | Tank 9 | Tank 9 Compartment 1 | Permanently Out of Use | 1000 | TRUE | 1980-06-01 | Gasoline (containing <=10% ethanol) | FALSE | Unknown | Oglala Sioux Tribe | Former Mobil Station | South Highway 18 Lot 15, Block 4 | Batesland | SD | 57716
8 | 4070025 | Former Mobil Station | Tank 8 | Tank 8 Compartment 1 | Permanently Out of Use | 2000 | TRUE | 1980-06-01 | Gasoline (containing <=10% ethanol) | FALSE | Unknown | Oglala Sioux Tribe | Former Mobil Station | South Highway 18 Lot 15, Block 4 | Batesland | SD | 57716
8 | 4070025 | Former Mobil Station | Tank 7 | Tank 7 Compartment 1 | Permanently Out of Use | 2000 | TRUE | 1980-06-01 | Gasoline (containing <=10% ethanol) | FALSE | Unknown | Oglala Sioux Tribe | Former Mobil Station | South Highway 18 Lot 15, Block 4 | Batesland | SD | 57716
8 | 4070025 | Former Mobil Station | Tank 6 | Tank 6 Compartment 1 | Permanently Out of Use | 2000 | TRUE | 1980-06-01 | Gasoline (containing <=10% ethanol) | FALSE | Unknown | Oglala Sioux Tribe | Former Mobil Station | South Highway 18 Lot 15, Block 4 | Batesland | SD | 57716
8 | 4070025 | Former Mobil Station | Tank 5 | Tank 5 Compartment 1 | Permanently Out of Use | 2000 | TRUE | 1980-06-01 | Gasoline (containing <=10% ethanol) | FALSE | Unknown | Oglala Sioux Tribe | Former Mobil Station | South Highway 18 Lot 15, Block 4 | Batesland | SD | 57716
8 | 4070025 | Former Mobil Station | Tank 4 | Tank 4 Compartment 1 | Permanently Out of Use | 2000 | TRUE | 1980-06-01 | Gasoline (containing <=10% ethanol) | FALSE | Unknown | Oglala Sioux Tribe | Former Mobil Station | South Highway 18 Lot 15, Block 4 | Batesland | SD | 57716
8 | 4070025 | Former Mobil Station | Tank 3 | Tank 3 Compartment 1 | Permanently Out of Use | 500 | TRUE | 1980-06-01 | Gasoline (containing <=10% ethanol) | FALSE | Unknown | Oglala Sioux Tribe | Former Mobil Station | South Highway 18 Lot 15, Block 4 | Batesland | SD | 57716
8 | 4070025 | Former Mobil Station | Tank 2 | Tank 2 Compartment 1 | Permanently Out of Use | 500 | TRUE | 1980-06-01 | Gasoline (containing <=10% ethanol) | FALSE | Unknown | Oglala Sioux Tribe | Former Mobil Station | South Highway 18 Lot 15, Block 4 | Batesland | SD | 57716
8 | 4070026 | Batesland Bus Garage | Tank 1 | Tank 1 Compartment 1 | Permanently Out of Use | 1000 | TRUE | 1995-09-20 | Gasoline (containing <=10% ethanol) | FALSE | Unknown | Oglala Sioux Tribe | Batesland Bus Garage | Unknown/N43.127943 w102.098457 | Batesland | SD | 57716
8 | 4070026 | Batesland Bus Garage | Tank 2 | Tank 2 Compartment 1 | Permanently Out of Use | 2000 | TRUE | 1995-09-20 | Gasoline (containing <=10% ethanol) | FALSE | Unknown | Oglala Sioux Tribe | Batesland Bus Garage | Unknown/N43.127943 w102.098457 | Batesland | SD | 57716
8 | 4070027 | Oglala Trading Post | Tank 1 | Tank 1 Compartment 1 | Permanently Out of Use | 1000 | TRUE |  | Gasoline (containing <=10% ethanol) | FALSE | Unknown | Oglala Sioux Tribe | Oglala Trading Post | #1 Hwy. 18 West | Oglala | SD | 57764
8 | 4070027 | Oglala Trading Post | Tank 2 | Tank 2 Compartment 1 | Permanently Out of Use | 2000 | TRUE |  | Gasoline (containing <=10% ethanol) | FALSE | Unknown | Oglala Sioux Tribe | Oglala Trading Post | #1 Hwy. 18 West | Oglala | SD | 57764
8 | 4070028 | Oyate/Oglala General Store | Tank 1 | Tank 1 Compartment 1 | Currently in Use | 12000 | TRUE |  | Gasoline (containing <=10% ethanol) | TRUE | Spill Bucket | Oglala Sioux Tribe | Oyate/Oglala General Store | P.O. Box 1501 | Pine Ridge | SD | 57770
8 | 4070029 | Our Lady of Lourdes | X Tank 1 | Tank 1 Compartment 1 | Permanently Out of Use | 2000 | TRUE |  | Gasoline (containing <=10% ethanol) | FALSE | Unknown | Oglala Sioux Tribe | Our Lady of Lourdes | 500 Lourdes Lane ( P.O. Box 7) | Porcupine | SD | 57772
8 | 4070029 | Our Lady of Lourdes | Tank 1 | Tank 1 Compartment 1 | Currently in Use | 2500 | TRUE |  | Gasoline (containing <=10% ethanol) | TRUE | Spill Bucket | Oglala Sioux Tribe | Our Lady of Lourdes | 500 Lourdes Lane ( P.O. Box 7) | Porcupine | SD | 57772
8 | 4070030 | BIA Land Operations | Tank 1 | Tank 1 Compartment 1 | Permanently Out of Use | 10000 | TRUE |  | Gasoline (containing <=10% ethanol) | FALSE | Unknown | Oglala Sioux Tribe | BIA Land Operations | Bldg. 60 | Pine Ridge | SD | 57770
8 | 4070031 | Long Valley Store | Tank 1 | Tank 1 Compartment 1 | Permanently Out of Use | 1000 | TRUE |  | Gasoline (containing <=10% ethanol) | FALSE | Unknown | Oglala Sioux Tribe | Long Valley Store | Unknown | Long Valley | SD | 57547
8 | 4070032 | Stadnick's Store | Tank 1 | Tank 1 Compartment 1 | Permanently Out of Use | 8000 | TRUE |  | Gasoline (containing <=10% ethanol) | FALSE | Unknown | Oglala Sioux Tribe | Stadnick's Store | Kyle Dam Road | Kyle | SD | 57752
8 | 4070032 | Stadnick's Store | Tank 2 | Tank 2 Compartment 1 | Permanently Out of Use | 5000 | TRUE |  | Gasoline (containing <=10% ethanol) | FALSE | Unknown | Oglala Sioux Tribe | Stadnick's Store | Kyle Dam Road | Kyle | SD | 57752
8 | 4070033 | Ivan's Hwy. 18 Store | Tank 1 | Tank 1 Compartment 1 | Permanently Out of Use | 1000 | TRUE |  | Gasoline (containing <=10% ethanol) | FALSE | Unknown | Oglala Sioux Tribe | Ivan's Hwy. 18 Store | RR 1 P.O. Box 3A | Oglala | SD | 57764
8 | 4070034 | Abandoned Facility | Tank 1 | Tank 1 Compartment 1 | Permanently Out of Use | 115 | TRUE |  | Gasoline (containing <=10% ethanol) | FALSE | Unknown | Oglala Sioux Tribe | Abandoned Facility | Unknown | Long Valley | SD | 57547
8 | 4070035 | Old Porcupine Day School | Tank 1 | Tank 1 Compartment 1 | Permanently Out of Use | 1000 | TRUE |  | Gasoline (containing <=10% ethanol) | FALSE | Unknown | Oglala Sioux Tribe | Old Porcupine Day School | Unknown | Porcupine | SD | 57772
8 | 4070036 | Yellow Birds | X Tank 1 | Tank 1 Compartment 1 | Permanently Out of Use | 12000 | TRUE |  | Gasoline (containing <=10% ethanol) | FALSE | Unknown | Oglala Sioux Tribe | Yellow Birds | Hwy. 18 East | Pine Ridge | SD | 57770
8 | 4070036 | Yellow Birds | X Tank 2 | Tank 2 Compartment 1 | Permanently Out of Use | 6000 | TRUE |  | Gasoline (containing <=10% ethanol) | FALSE | Unknown | Oglala Sioux Tribe | Yellow Birds | Hwy. 18 East | Pine Ridge | SD | 57770
8 | 4070036 | Yellow Birds | X Tank 3 | Tank 3 Compartment 1 | Permanently Out of Use | 4000 | TRUE |  | Gasoline (containing <=10% ethanol) | FALSE | Unknown | Oglala Sioux Tribe | Yellow Birds | Hwy. 18 East | Pine Ridge | SD | 57770
8 | 4070036 | Yellow Birds | Tank 2 | Tank 2 Compartment 1 | Temporarily Out of Use | 6000 | TRUE |  | Gasoline (containing <=10% ethanol) | TRUE | Spill Bucket | Oglala Sioux Tribe | Yellow Birds | Hwy. 18 East | Pine Ridge | SD | 57770
8 | 4070036 | Yellow Birds | Tank 1 | Tank 1 Compartment 1 | Temporarily Out of Use | 12000 | TRUE | 2021-06-16 | Gasoline (containing <=10% ethanol) | TRUE | Spill Bucket | Oglala Sioux Tribe | Yellow Birds | Hwy. 18 East | Pine Ridge | SD | 57770
8 | 4070037 | Facility Management (BIA) | Tank 1 | Tank 1 Compartment 1 | Permanently Out of Use | 15000 | TRUE |  | Gasoline (containing <=10% ethanol) | FALSE | Unknown | Oglala Sioux Tribe | Facility Management (BIA) | Bldg. 59 | Pine Ridge | SD | 57770
8 | 4070038 | Little Wound School (BIA) | Tank 1 | Tank 1 Compartment 1 | Permanently Out of Use | 10000 | TRUE |  | Diesel | FALSE | Unknown | Oglala Sioux Tribe | Little Wound School (BIA) | P.O. Box 500, Bldg. 352 | Kyle | SD | 57752
8 | 4070038 | Little Wound School (BIA) | Tank 2 | Tank 2 Compartment 1 | Permanently Out of Use | 4000 | TRUE |  | Gasoline (containing <=10% ethanol) | FALSE | Unknown | Oglala Sioux Tribe | Little Wound School (BIA) | P.O. Box 500, Bldg. 352 | Kyle | SD | 57752
8 | 4070039 | Abandoned Facility (Pinkys) | Tank 1 | Tank 1 Compartment 1 | Permanently Out of Use | 1000 | TRUE |  | Gasoline (containing <=10% ethanol) | FALSE | Unknown | Oglala Sioux Tribe | Abandoned Facility (Pinkys) | 101 Main St. | Manderson | SD | 57756
8 | 4070039 | Abandoned Facility (Pinkys) | Tank 2 | Tank 2 Compartment 1 | Permanently Out of Use | 1000 | TRUE |  | Gasoline (containing <=10% ethanol) | FALSE | Unknown | Oglala Sioux Tribe | Abandoned Facility (Pinkys) | 101 Main St. | Manderson | SD | 57756
8 | 4070040 | Maldonado's | Tank 1 | Tank 1 Compartment 1 | Permanently Out of Use | 115 | TRUE |  | Gasoline (containing <=10% ethanol) | FALSE | Unknown | Oglala Sioux Tribe | Maldonado's | Unknown | Wanblee | SD | 57577
8 | 4070041 | Rick's Ready Mart (Reddy Mart) | Tank 1 | Tank 1 Compartment 1 | Temporarily Out of Use | 12000 | TRUE | 2014-01-23 | Gasoline (containing <=10% ethanol) | TRUE | Spill Bucket | Oglala Sioux Tribe | Rick's Ready Mart (Reddy Mart) | PO Box 297 | Pine Ridge | SD | 57770
8 | 4070041 | Rick's Ready Mart (Reddy Mart) | Tank 2 | Tank 2 Compartment 1 | Temporarily Out of Use | 8000 | TRUE | 2014-01-23 | Diesel | TRUE | Spill Bucket | Oglala Sioux Tribe | Rick's Ready Mart (Reddy Mart) | PO Box 297 | Pine Ridge | SD | 57770
8 | 4070042 | Porcupine School Bus Shack (BIA) | Tank 1 | Tank 1 Compartment 1 | Permanently Out of Use | 550 | TRUE |  | Gasoline (containing <=10% ethanol) | FALSE | Unknown | Oglala Sioux Tribe | Porcupine School Bus Shack (BIA) | Near Building 663 | Porcupine | SD | 57772
8 | 4070043 | Oblaya Community Store | Tank 1 | Tank 1 Compartment 1 | Permanently Out of Use | 4000 | TRUE |  | Gasoline (containing <=10% ethanol) | FALSE | Unknown | Oglala Sioux Tribe | Oblaya Community Store | H.C. 49 P.O. Box 65 | Porcupine | SD | 57772
8 | 4070043 | Oblaya Community Store | Tank 2 | Tank 2 Compartment 1 | Permanently Out of Use | 1000 | TRUE |  | Diesel | FALSE | Unknown | Oglala Sioux Tribe | Oblaya Community Store | H.C. 49 P.O. Box 65 | Porcupine | SD | 57772
8 | 4070043 | Oblaya Community Store | Tank 3 | Tank 3 Compartment 1 | Permanently Out of Use | 500 | TRUE |  | Diesel | FALSE | Unknown | Oglala Sioux Tribe | Oblaya Community Store | H.C. 49 P.O. Box 65 | Porcupine | SD | 57772
8 | 4070044 | Sub-Station (BIA) (Law Enforcement ) | Tank 1 | Tank 1 Compartment 1 | Permanently Out of Use | 1000 | TRUE |  | Gasoline (containing <=10% ethanol) | FALSE | Unknown | Oglala Sioux Tribe | Sub-Station (BIA) (Law Enforcement ) | Bldg. 663 | Porcupine | SD | 57772
8 | 4070045 | Abandoned Facility (Little Lakota Store) | Tank 1 | Tank 1 Compartment 1 | Permanently Out of Use | 115 | TRUE | 2022-12-20 | Gasoline (containing <=10% ethanol) | FALSE | Unknown | Oglala Sioux Tribe | Abandoned Facility (Little Lakota Store) | BIA Road 41, Red Shirt, SD | Oglala | SD | 57764
8 | 4070046 | Abandoned Facility (Cross Garage & Service) | Tank 1 | Tank 1 Compartment 1 | Permanently Out of Use | 6000 | TRUE |  | Gasoline (containing <=10% ethanol) | FALSE | Unknown | Oglala Sioux Tribe | Abandoned Facility (Cross Garage & Service) | Unknown (Cross Garage & Service Station) | Kyle | SD | 57752
8 | 4070046 | Abandoned Facility (Cross Garage & Service) | Tank 2 | Tank 2 Compartment 1 | Permanently Out of Use | 6000 | TRUE |  | Gasoline (containing <=10% ethanol) | FALSE | Unknown | Oglala Sioux Tribe | Abandoned Facility (Cross Garage & Service) | Unknown (Cross Garage & Service Station) | Kyle | SD | 57752
8 | 4070047 | Common Cents Grocery Store | X Tank 1 | Tank 1 Compartment 1 | Permanently Out of Use | 2000 | TRUE |  | Gasoline (containing <=10% ethanol) | FALSE | Unknown | Oglala Sioux Tribe | Common Cents Grocery Store | HC 49, P.O. Box 83 | Porcupine | SD | 57772
8 | 4070047 | Common Cents Grocery Store | X Tank 2 | Tank 2 Compartment 1 | Permanently Out of Use | 10000 | TRUE |  | Gasoline (containing <=10% ethanol) | FALSE | Unknown | Oglala Sioux Tribe | Common Cents Grocery Store | HC 49, P.O. Box 83 | Porcupine | SD | 57772
8 | 4070047 | Common Cents Grocery Store | Tank 1 | Tank 1 Compartment 1 | Currently in Use | 12000 | TRUE |  | Gasoline (containing <=10% ethanol) | TRUE | Spill Bucket | Oglala Sioux Tribe | Common Cents Grocery Store | HC 49, P.O. Box 83 | Porcupine | SD | 57772
8 | 4070048 | Abandoned Facility (Standard Station) | Tank 1 | Tank 1 Compartment 1 | Permanently Out of Use | 115 | TRUE |  | Gasoline (containing <=10% ethanol) | FALSE | Unknown | Oglala Sioux Tribe | Abandoned Facility (Standard Station) | Unknown (Standard Station) | Long Valley | SD | 57547
8 | 4070048 | Abandoned Facility (Standard Station) | Tank 2 | Tank 2 Compartment 1 | Permanently Out of Use | 115 | TRUE |  | Gasoline (containing <=10% ethanol) | FALSE | Unknown | Oglala Sioux Tribe | Abandoned Facility (Standard Station) | Unknown (Standard Station) | Long Valley | SD | 57547
8 | 4070049 | Porcupine Head Start (BIA) | Tank 1 | Tank 1 Compartment 1 | Permanently Out of Use | 500 | TRUE |  | Diesel | FALSE | Unknown | Oglala Sioux Tribe | Porcupine Head Start (BIA) | .25 MILES N OF BIG FOOT RD & HWY 23 JCT | Porcupine | SD | 57772
8 | 4070053 | Zephier Video & Gas | Tank 1 | Tank 1 Compartment 1 | Permanently Out of Use | 1000 | TRUE |  | Gasoline (containing <=10% ethanol) | FALSE | Unknown | Oglala Sioux Tribe | Zephier Video & Gas | P.O. Box 425 | Kyle | SD | 57752
8 | 4070060 | Sioux Nation Gas | Tank 1 | Tank 1 Compartment 1 | Permanently Out of Use | 12000 | TRUE | 2001-10-16 | Gasoline (containing <=10% ethanol) | FALSE | Unknown | Oglala Sioux Tribe | Sioux Nation Gas | P.O. Box B | Pine Ridge | SD | 57770
8 | 4070060 | Sioux Nation Gas | Tank 2 | Tank 2 Compartment 1 | Permanently Out of Use | 10000 | TRUE | 2001-10-16 | Gasoline (containing <=10% ethanol) | FALSE | Unknown | Oglala Sioux Tribe | Sioux Nation Gas | P.O. Box B | Pine Ridge | SD | 57770
8 | 4070061 | S & J Mart | Tank 1 | Tank 1 Compartment 1 | Permanently Out of Use | 115 | TRUE |  | Gasoline (containing <=10% ethanol) | FALSE | Unknown | Oglala Sioux Tribe | S & J Mart | Unknown | Kyle | SD | 57752
8 | 4070061 | S & J Mart | Tank 2 | Tank 2 Compartment 1 | Permanently Out of Use | 115 | TRUE |  | Gasoline (containing <=10% ethanol) | FALSE | Unknown | Oglala Sioux Tribe | S & J Mart | Unknown | Kyle | SD | 57752
8 | 4070062 | Rockyford Elementary School | Tank 1 | Tank 1 Compartment 1 | Permanently Out of Use | 500 | TRUE |  | Gasoline (containing <=10% ethanol) | FALSE | Unknown | Oglala Sioux Tribe | Rockyford Elementary School | HCR 49 P.O. Box 17 | Porcupine | SD | 57772
8 | 4070062 | Rockyford Elementary School | Tank 2 | Tank 2 Compartment 1 | Permanently Out of Use | 500 | TRUE |  | Gasoline (containing <=10% ethanol) | FALSE | Unknown | Oglala Sioux Tribe | Rockyford Elementary School | HCR 49 P.O. Box 17 | Porcupine | SD | 57772
8 | 4070062 | Rockyford Elementary School | Tank 3 | Tank 3 Compartment 1 | Permanently Out of Use | 1000 | TRUE |  | Diesel | FALSE | Unknown | Oglala Sioux Tribe | Rockyford Elementary School | HCR 49 P.O. Box 17 | Porcupine | SD | 57772
8 | 4070064 | Law Enforcement (BIA)/Wanblee Substation | Tank 1 | Tank 1 Compartment 1 | Permanently Out of Use | 1000 | TRUE |  | Gasoline (containing <=10% ethanol) | FALSE | Unknown | Oglala Sioux Tribe | Law Enforcement (BIA)/Wanblee Substation | Bldg. 552 | Wanblee | SD | 57577
8 | 4070065 | BIA - Roads | Tank 1 | Tank 1 Compartment 1 | Permanently Out of Use | 22000 | TRUE |  | Gasoline (containing <=10% ethanol) | FALSE | Unknown | Oglala Sioux Tribe | BIA - Roads | Pine Ridge Agency, Bldg. 163 | Pine Ridge | SD | 57770
8 | 4070065 | BIA - Roads | Tank 2 | Tank 2 Compartment 1 | Permanently Out of Use | 22000 | TRUE |  | Gasoline (containing <=10% ethanol) | FALSE | Unknown | Oglala Sioux Tribe | BIA - Roads | Pine Ridge Agency, Bldg. 163 | Pine Ridge | SD | 57770
8 | 4070065 | BIA - Roads | Tank 3 | Tank 3 Compartment 1 | Permanently Out of Use | 22000 | TRUE |  | Gasoline (containing <=10% ethanol) | FALSE | Unknown | Oglala Sioux Tribe | BIA - Roads | Pine Ridge Agency, Bldg. 163 | Pine Ridge | SD | 57770
8 | 4070065 | BIA - Roads | Tank 4 | Tank 4 Compartment 1 | Permanently Out of Use | 22000 | TRUE |  | Gasoline (containing <=10% ethanol) | FALSE | Unknown | Oglala Sioux Tribe | BIA - Roads | Pine Ridge Agency, Bldg. 163 | Pine Ridge | SD | 57770
8 | 4070066 | Loneman School (BIA) | Tank 1 | Tank 1 Compartment 1 | Permanently Out of Use | 10000 | TRUE |  | Gasoline (containing <=10% ethanol) | FALSE | Unknown | Oglala Sioux Tribe | Loneman School (BIA) | P.O. Box 50, Bldg. 971 | Oglala | SD | 57764
8 | 4070066 | Loneman School (BIA) | Tank 2 | Tank 2 Compartment 1 | Permanently Out of Use | 1000 | TRUE |  | Diesel | FALSE | Unknown | Oglala Sioux Tribe | Loneman School (BIA) | P.O. Box 50, Bldg. 971 | Oglala | SD | 57764
8 | 4070067 | American Horse School (BIA) | Tank 1 | Tank 1 Compartment 1 | Permanently Out of Use | 10000 | TRUE |  | Diesel | TRUE | Spill Bucket | Oglala Sioux Tribe | American Horse School (BIA) | Main Street, Bldg. 435 | Allen | SD | 57714
8 | 4070068 | Crazy Horse School (BIA) | Tank 1 | Tank 1 Compartment 1 | Permanently Out of Use | 10000 | TRUE |  | Gasoline (containing <=10% ethanol) | FALSE | Unknown | Oglala Sioux Tribe | Crazy Horse School (BIA) | P.O. Box 260, Bldg. 526 | Wanblee | SD | 57577
8 | 4070069 | Porcupine Day School (BIA) | Tank 1 | Tank 1 Compartment 1 | Permanently Out of Use | 10000 | TRUE |  | Gasoline (containing <=10% ethanol) | FALSE | Unknown | Oglala Sioux Tribe | Porcupine Day School (BIA) | P.O. Box 180, Bldg. 662 | Porcupine | SD | 57772
8 | 4070070 | Wounded Knee School (BIA) | Tank 1 | Tank 1 Compartment 1 | Permanently Out of Use | 10000 | TRUE |  | Diesel | TRUE | Spill Bucket | Oglala Sioux Tribe | Wounded Knee School (BIA) | P.O. Box 350, Bldg. 2301 | Manderson | SD | 57756
8 | 4070070 | Wounded Knee School (BIA) | Tank 2 | Tank 2 Compartment 1 | Permanently Out of Use | 1500 | TRUE |  | Gasoline (containing <=10% ethanol) | FALSE | Unknown | Oglala Sioux Tribe | Wounded Knee School (BIA) | P.O. Box 350, Bldg. 2301 | Manderson | SD | 57756
8 | 4070071 | Pass Creek Market (FKA Allen Store) | X Tank 1 | Tank 1 Compartment 1 | Permanently Out of Use | 500 | TRUE |  | Gasoline (containing <=10% ethanol) | FALSE | Unknown | Oglala Sioux Tribe | Pass Creek Market (FKA Allen Store) | 104 E. Dance Road | Allen | SD | 57714
8 | 4070071 | Pass Creek Market (FKA Allen Store) | Tank 1 | Tank 1 Compartment 2 | Currently in Use | 4000 | TRUE | 2022-10-31 | Diesel | TRUE | Spill Bucket | Oglala Sioux Tribe | Pass Creek Market (FKA Allen Store) | 104 E. Dance Road | Allen | SD | 57714
8 | 4070071 | Pass Creek Market (FKA Allen Store) | Tank 1 | Tank 1 Compartment 1 | Currently in Use | 8000 | TRUE | 2022-10-31 | Gasoline (containing <=10% ethanol) | TRUE | Spill Bucket | Oglala Sioux Tribe | Pass Creek Market (FKA Allen Store) | 104 E. Dance Road | Allen | SD | 57714
8 | 4070071 | Pass Creek Market (FKA Allen Store) | X Tank 3 | Tank 3 Compartment 1 | Permanently Out of Use | 500 | TRUE |  | Gasoline (containing <=10% ethanol) | FALSE | Unknown | Oglala Sioux Tribe | Pass Creek Market (FKA Allen Store) | 104 E. Dance Road | Allen | SD | 57714
8 | 4070071 | Pass Creek Market (FKA Allen Store) | X Tank 2 | Tank 2 Compartment 1 | Permanently Out of Use | 500 | TRUE |  | Gasoline (containing <=10% ethanol) | FALSE | Unknown | Oglala Sioux Tribe | Pass Creek Market (FKA Allen Store) | 104 E. Dance Road | Allen | SD | 57714
8 | 4070072 | Oglala Community School (BIA) | Tank 1 | Tank 1 Compartment 1 | Permanently Out of Use | 12000 | TRUE |  | Gasoline (containing <=10% ethanol) | FALSE | Unknown | Oglala Sioux Tribe | Oglala Community School (BIA) | Tanks at Bldgs. 338 & 204 | Pine Ridge | SD | 57770
8 | 4070072 | Oglala Community School (BIA) | Tank 2 | Tank 2 Compartment 1 | Permanently Out of Use | 12000 | TRUE |  | Gasoline (containing <=10% ethanol) | FALSE | Unknown | Oglala Sioux Tribe | Oglala Community School (BIA) | Tanks at Bldgs. 338 & 204 | Pine Ridge | SD | 57770
8 | 4070073 | Porch Farm | Tank 1 | Tank 1 Compartment 1 | Permanently Out of Use | 4000 | TRUE | 2001-10-31 | Diesel | FALSE | Unknown | Oglala Sioux Tribe | Porch Farm | HC1 Box 50 | Wanblee | SD | 57577
8 | 4080001 | Law Enforcement (BIA) | Tank 1 | Tank 1 Compartment 1 | Permanently Out of Use | 5000 | TRUE |  | Gasoline (containing <=10% ethanol) | FALSE | Unknown | Rosebud Sioux Tribe of the Rosebud Indian Reservation, South Dakota | Law Enforcement (BIA) | P.O. Box 550, Bldg. 140 | Rosebud | SD | 57570
8 | 4080001 | Law Enforcement (BIA) | Tank 2 | Tank 2 Compartment 1 | Permanently Out of Use | 1000 | TRUE |  | Diesel | FALSE | Unknown | Rosebud Sioux Tribe of the Rosebud Indian Reservation, South Dakota | Law Enforcement (BIA) | P.O. Box 550, Bldg. 140 | Rosebud | SD | 57570
8 | 4080002 | Mission Facility (DOT) | X Tank 1 | Tank 1 Compartment 1 | Permanently Out of Use | 1000 | TRUE |  | Gasoline (containing <=10% ethanol) | FALSE | Unknown | Rosebud Sioux Tribe of the Rosebud Indian Reservation, South Dakota | Mission Facility (DOT) | Hwy. 18 (@ west city limits, north side) | Mission | SD | 57555
8 | 4080002 | Mission Facility (DOT) | Tank 1-diesel | Tank 1-diesel | Currently in Use | 3000 | TRUE |  | Diesel | TRUE | Spill Bucket | Rosebud Sioux Tribe of the Rosebud Indian Reservation, South Dakota | Mission Facility (DOT) | Hwy. 18 (@ west city limits, north side) | Mission | SD | 57555
8 | 4080002 | Mission Facility (DOT) | Tank 2-RUL | Tank 2-RUL | Currently in Use | 2500 | TRUE |  | Gasoline (containing <=10% ethanol) | TRUE | Spill Bucket | Rosebud Sioux Tribe of the Rosebud Indian Reservation, South Dakota | Mission Facility (DOT) | Hwy. 18 (@ west city limits, north side) | Mission | SD | 57555
8 | 4080002 | Mission Facility (DOT) | X Tank 4 | Tank 4 Compartment 1 | Permanently Out of Use | 1500 | TRUE | 2012-10-29 | Diesel | TRUE | Spill Bucket | Rosebud Sioux Tribe of the Rosebud Indian Reservation, South Dakota | Mission Facility (DOT) | Hwy. 18 (@ west city limits, north side) | Mission | SD | 57555
8 | 4080002 | Mission Facility (DOT) | X Tank 3 | Tank 3 Compartment 1 | Permanently Out of Use | 1000 | TRUE | 2012-10-29 | Gasoline (containing <=10% ethanol) | TRUE | Spill Bucket | Rosebud Sioux Tribe of the Rosebud Indian Reservation, South Dakota | Mission Facility (DOT) | Hwy. 18 (@ west city limits, north side) | Mission | SD | 57555
8 | 4080002 | Mission Facility (DOT) | X Tank 2 | Tank 2 Compartment 1 | Permanently Out of Use | 1500 | TRUE |  | Diesel | FALSE | Unknown | Rosebud Sioux Tribe of the Rosebud Indian Reservation, South Dakota | Mission Facility (DOT) | Hwy. 18 (@ west city limits, north side) | Mission | SD | 57555
8 | 4080003 | Gas N Git | Tank 1 | Tank 1 Compartment 1 | Permanently Out of Use | 10000 | TRUE |  | Gasoline (containing <=10% ethanol) | FALSE | Unknown | Rosebud Sioux Tribe of the Rosebud Indian Reservation, South Dakota | Gas N Git | 179 Marge St. N, West Hwy. 18 | Mission | SD | 57555
8 | 4080003 | Gas N Git | Tank 3 | Tank 3 Compartment 1 | Permanently Out of Use | 8000 | TRUE |  | Diesel | FALSE | Unknown | Rosebud Sioux Tribe of the Rosebud Indian Reservation, South Dakota | Gas N Git | 179 Marge St. N, West Hwy. 18 | Mission | SD | 57555
8 | 4080003 | Gas N Git | Tank 2 | Tank 2 Compartment 1 | Permanently Out of Use | 10000 | TRUE |  | Gasoline (containing <=10% ethanol) | FALSE | Unknown | Rosebud Sioux Tribe of the Rosebud Indian Reservation, South Dakota | Gas N Git | 179 Marge St. N, West Hwy. 18 | Mission | SD | 57555
8 | 4080004 | Kon's Service | Tank 1 | Tank 1 Compartment 1 | Permanently Out of Use | 8000 | TRUE |  | Diesel | FALSE | Unknown | Rosebud Sioux Tribe of the Rosebud Indian Reservation, South Dakota | Kon's Service | Hwy. 18 and Main St. | Mission | SD | 57555
8 | 4080005 | Bison State Telephone Co. | Tank 1 | Tank 1 Compartment 1 | Permanently Out of Use | 260 | TRUE |  | Diesel | FALSE | Unknown | Rosebud Sioux Tribe of the Rosebud Indian Reservation, South Dakota | Bison State Telephone Co. | Legion Ave. | Rosebud | SD | 57570
8 | 4080006 | Kary's | X Tank 1 | Tank 1 Compartment 1 | Permanently Out of Use | 1000 | TRUE |  | Gasoline (containing <=10% ethanol) | FALSE | Unknown | Rosebud Sioux Tribe of the Rosebud Indian Reservation, South Dakota | Kary's | 502 Main Street | Parmelee | SD | 57566
8 | 4080006 | Kary's | Tank 1 RUL | Tank 1 RUL | Temporarily Out of Use | 1000 | TRUE | 2024-06-24 | Gasoline (containing <=10% ethanol) | TRUE | Spill Bucket | Rosebud Sioux Tribe of the Rosebud Indian Reservation, South Dakota | Kary's | 502 Main Street | Parmelee | SD | 57566
8 | 4080006 | Kary's | Tank 2 RUL | Tank 2 RUL | Temporarily Out of Use | 1000 | TRUE | 2024-06-24 | Gasoline (containing <=10% ethanol) | TRUE | Spill Bucket | Rosebud Sioux Tribe of the Rosebud Indian Reservation, South Dakota | Kary's | 502 Main Street | Parmelee | SD | 57566
8 | 4080006 | Kary's | X Tank 3 | Tank 3 Compartment 1 | Permanently Out of Use | 1000 | TRUE |  | Gasoline (containing <=10% ethanol) | FALSE | Unknown | Rosebud Sioux Tribe of the Rosebud Indian Reservation, South Dakota | Kary's | 502 Main Street | Parmelee | SD | 57566
8 | 4080006 | Kary's | X Tank 2 | Tank 2 Compartment 1 | Permanently Out of Use | 1000 | TRUE |  | Gasoline (containing <=10% ethanol) | FALSE | Unknown | Rosebud Sioux Tribe of the Rosebud Indian Reservation, South Dakota | Kary's | 502 Main Street | Parmelee | SD | 57566
8 | 4080007 | Valandra's II | X Tank 1 | Tank 1 Compartment 1 | Permanently Out of Use | 6000 | TRUE |  | Gasoline (containing <=10% ethanol) | FALSE | Unknown | Rosebud Sioux Tribe of the Rosebud Indian Reservation, South Dakota | Valandra's II | 120 North Main | Saint Francis | SD | 57572
8 | 4080007 | Valandra's II | Tank 1 RUL | Tank 1 Compartment 1 | Currently in Use | 12000 | TRUE |  | Gasoline (containing <=10% ethanol) | TRUE | Spill Bucket | Rosebud Sioux Tribe of the Rosebud Indian Reservation, South Dakota | Valandra's II | 120 North Main | Saint Francis | SD | 57572
8 | 4080007 | Valandra's II | X Tank 3 | Tank 3 Compartment 1 | Permanently Out of Use | 1000 | TRUE |  | Gasoline (containing <=10% ethanol) | TRUE | Spill Bucket | Rosebud Sioux Tribe of the Rosebud Indian Reservation, South Dakota | Valandra's II | 120 North Main | Saint Francis | SD | 57572
8 | 4080007 | Valandra's II | X Tank 2 | Tank 2 Compartment 1 | Permanently Out of Use | 4000 | TRUE |  | Gasoline (containing <=10% ethanol) | FALSE | Unknown | Rosebud Sioux Tribe of the Rosebud Indian Reservation, South Dakota | Valandra's II | 120 North Main | Saint Francis | SD | 57572
8 | 4080008 | Dakota Pride Cooperative/Former Farmers Union Coop Service Station | Tank 1 | Tank 1 Compartment 1 | Permanently Out of Use | 2000 | TRUE |  | Gasoline (containing <=10% ethanol) | FALSE | Unknown | Rosebud Sioux Tribe of the Rosebud Indian Reservation, South Dakota | Dakota Pride Cooperative/Former Farmers Union Coop Service Station | Hwy. 18 and Main St. or 115 N Main | Mission | SD | 57555
8 | 4080008 | Dakota Pride Cooperative/Former Farmers Union Coop Service Station | Tank 6 | Tank 6 Compartment 1 | Permanently Out of Use | 115 | TRUE |  | Gasoline (containing <=10% ethanol) | FALSE | Unknown | Rosebud Sioux Tribe of the Rosebud Indian Reservation, South Dakota | Dakota Pride Cooperative/Former Farmers Union Coop Service Station | Hwy. 18 and Main St. or 115 N Main | Mission | SD | 57555
8 | 4080008 | Dakota Pride Cooperative/Former Farmers Union Coop Service Station | Tank 5 | Tank 5 Compartment 1 | Permanently Out of Use | 115 | TRUE |  | Gasoline (containing <=10% ethanol) | FALSE | Unknown | Rosebud Sioux Tribe of the Rosebud Indian Reservation, South Dakota | Dakota Pride Cooperative/Former Farmers Union Coop Service Station | Hwy. 18 and Main St. or 115 N Main | Mission | SD | 57555
8 | 4080008 | Dakota Pride Cooperative/Former Farmers Union Coop Service Station | Tank 4 | Tank 4 Compartment 1 | Permanently Out of Use | 1000 | TRUE |  | Diesel | FALSE | Unknown | Rosebud Sioux Tribe of the Rosebud Indian Reservation, South Dakota | Dakota Pride Cooperative/Former Farmers Union Coop Service Station | Hwy. 18 and Main St. or 115 N Main | Mission | SD | 57555
8 | 4080008 | Dakota Pride Cooperative/Former Farmers Union Coop Service Station | Tank 3 | Tank 3 Compartment 1 | Permanently Out of Use | 1000 | TRUE |  | Diesel | FALSE | Unknown | Rosebud Sioux Tribe of the Rosebud Indian Reservation, South Dakota | Dakota Pride Cooperative/Former Farmers Union Coop Service Station | Hwy. 18 and Main St. or 115 N Main | Mission | SD | 57555
8 | 4080008 | Dakota Pride Cooperative/Former Farmers Union Coop Service Station | Tank 2 | Tank 2 Compartment 1 | Permanently Out of Use | 2000 | TRUE |  | Gasoline (containing <=10% ethanol) | FALSE | Unknown | Rosebud Sioux Tribe of the Rosebud Indian Reservation, South Dakota | Dakota Pride Cooperative/Former Farmers Union Coop Service Station | Hwy. 18 and Main St. or 115 N Main | Mission | SD | 57555
8 | 4080009 | Cato Valandra Property | Tank 1 | Tank 1 Compartment 1 | Permanently Out of Use | 1000 | TRUE |  | Unknown Petroleum | FALSE | Unknown | Rosebud Sioux Tribe of the Rosebud Indian Reservation, South Dakota | Cato Valandra Property | PO Box 140 | Saint Francis | SD | 57572
8 | 4080009 | Cato Valandra Property | Tank 4 | Tank 4 Compartment 1 | Permanently Out of Use | 2000 | TRUE |  | Unknown Petroleum | FALSE | Unknown | Rosebud Sioux Tribe of the Rosebud Indian Reservation, South Dakota | Cato Valandra Property | PO Box 140 | Saint Francis | SD | 57572
8 | 4080009 | Cato Valandra Property | Tank 3 | Tank 3 Compartment 1 | Permanently Out of Use | 500 | TRUE |  | Unknown Petroleum | FALSE | Unknown | Rosebud Sioux Tribe of the Rosebud Indian Reservation, South Dakota | Cato Valandra Property | PO Box 140 | Saint Francis | SD | 57572
8 | 4080009 | Cato Valandra Property | Tank 2 | Tank 2 Compartment 1 | Permanently Out of Use | 1000 | TRUE |  | Unknown Petroleum | FALSE | Unknown | Rosebud Sioux Tribe of the Rosebud Indian Reservation, South Dakota | Cato Valandra Property | PO Box 140 | Saint Francis | SD | 57572
8 | 4080010 | Mission Bus Garage/Todd County School District - Bus Storage Facility | Tank 1 | Tank 1 Compartment 1 | Permanently Out of Use | 10000 | TRUE |  | Diesel | FALSE | Unknown | Rosebud Sioux Tribe of the Rosebud Indian Reservation, South Dakota | Mission Bus Garage/Todd County School District - Bus Storage Facility | 204 S. Lincoln | Mission | SD | 57555
8 | 4080010 | Mission Bus Garage/Todd County School District - Bus Storage Facility | Tank 3 | Tank 3 Compartment 1 | Permanently Out of Use | 2000 | TRUE |  | Gasoline (containing <=10% ethanol) | FALSE | Unknown | Rosebud Sioux Tribe of the Rosebud Indian Reservation, South Dakota | Mission Bus Garage/Todd County School District - Bus Storage Facility | 204 S. Lincoln | Mission | SD | 57555
8 | 4080010 | Mission Bus Garage/Todd County School District - Bus Storage Facility | Tank 2 | Tank 2 Compartment 1 | Permanently Out of Use | 10000 | TRUE |  | Gasoline (containing <=10% ethanol) | FALSE | Unknown | Rosebud Sioux Tribe of the Rosebud Indian Reservation, South Dakota | Mission Bus Garage/Todd County School District - Bus Storage Facility | 204 S. Lincoln | Mission | SD | 57555
8 | 4080011 | He Dog Elementary School | Tank 1 | Tank 1 Compartment 1 | Permanently Out of Use | 1000 | TRUE |  | Gasoline (containing <=10% ethanol) | FALSE | Unknown | Rosebud Sioux Tribe of the Rosebud Indian Reservation, South Dakota | He Dog Elementary School | Bldg. 515 | Parmelee | SD | 57566
8 | 4080011 | He Dog Elementary School | Tank 2 | Tank 2 Compartment 1 | Permanently Out of Use | 1000 | TRUE |  | Diesel | FALSE | Unknown | Rosebud Sioux Tribe of the Rosebud Indian Reservation, South Dakota | He Dog Elementary School | Bldg. 515 | Parmelee | SD | 57566
8 | 4080012 | Rosebud Elementary School | Tank 1 | Tank 1 Compartment 1 | Permanently Out of Use | 1000 | TRUE |  | Diesel | FALSE | Unknown | Rosebud Sioux Tribe of the Rosebud Indian Reservation, South Dakota | Rosebud Elementary School | Unknown | Rosebud | SD | 57570
8 | 4080012 | Rosebud Elementary School | Tank 2 | Tank 2 Compartment 1 | Permanently Out of Use | 1000 | TRUE |  | Gasoline (containing <=10% ethanol) | FALSE | Unknown | Rosebud Sioux Tribe of the Rosebud Indian Reservation, South Dakota | Rosebud Elementary School | Unknown | Rosebud | SD | 57570
8 | 4080013 | Spring Creek Elementary School | Tank 1 | Tank 1 Compartment 1 | Permanently Out of Use | 1000 | TRUE |  | Gasoline (containing <=10% ethanol) | FALSE | Unknown | Rosebud Sioux Tribe of the Rosebud Indian Reservation, South Dakota | Spring Creek Elementary School | Bldg. 1101 | Saint Francis | SD | 57572
8 | 4080014 | O'Kreek Elementary School | Tank 1 | Tank 1 Compartment 1 | Permanently Out of Use | 1000 | TRUE |  | Gasoline (containing <=10% ethanol) | FALSE | Unknown | Rosebud Sioux Tribe of the Rosebud Indian Reservation, South Dakota | O'Kreek Elementary School | Bldg. 901 | Rosebud | SD | 57570
8 | 4080015 | Littleberg Elementary School | Tank 1 | Tank 1 Compartment 1 | Permanently Out of Use | 1000 | TRUE |  | Gasoline (containing <=10% ethanol) | FALSE | Unknown | Rosebud Sioux Tribe of the Rosebud Indian Reservation, South Dakota | Littleberg Elementary School | Unknown | Mission | SD | 57555
8 | 4080016 | Lakeview Elementary School | Tank 1 | Tank 1 Compartment 1 | Permanently Out of Use | 550 | TRUE |  | Gasoline (containing <=10% ethanol) | FALSE | Unknown | Rosebud Sioux Tribe of the Rosebud Indian Reservation, South Dakota | Lakeview Elementary School | Lakeview, SD | Mission | SD | 57555
8 | 4080017 | BIA/RST Roads Shop - Rosebud | Tank 1 | Tank 1 Compartment 1 | Permanently Out of Use | 10000 | TRUE | 2020-05-11 | Diesel | TRUE | Spill Bucket | Rosebud Sioux Tribe of the Rosebud Indian Reservation, South Dakota | BIA/RST Roads Shop - Rosebud | 1 Legion Ave. Bldg. 63 P.O. Box 949 | Rosebud | SD | 57570
8 | 4080017 | BIA/RST Roads Shop - Rosebud | Tank 2 | Tank 2 Compartment 1 | Permanently Out of Use | 10000 | TRUE | 2010-05-11 | Gasoline (containing <=10% ethanol) | TRUE | Spill Bucket | Rosebud Sioux Tribe of the Rosebud Indian Reservation, South Dakota | BIA/RST Roads Shop - Rosebud | 1 Legion Ave. Bldg. 63 P.O. Box 949 | Rosebud | SD | 57570
8 | 4080018 | Gus Stop Express (E-24) | Tank 1 - UNL PLUS | Tank 1 PLUS UNL | Currently in Use | 10000 | TRUE |  | Gasoline (containing <=10% ethanol) | TRUE | Spill Bucket | Rosebud Sioux Tribe of the Rosebud Indian Reservation, South Dakota | Gus Stop Express (E-24) | 118 West 2nd Street | Mission | SD | 57555
8 | 4080018 | Gus Stop Express (E-24) | Tank 4 | Tank 4 Compartment 1 | Permanently Out of Use | 1000 | TRUE |  | Diesel | FALSE | Unknown | Rosebud Sioux Tribe of the Rosebud Indian Reservation, South Dakota | Gus Stop Express (E-24) | 118 West 2nd Street | Mission | SD | 57555
8 | 4080018 | Gus Stop Express (E-24) | Tank 3 - NoE UNL | Tank 3 NoE REG | Currently in Use | 4000 | TRUE |  | Gasoline (containing <=10% ethanol) | TRUE | Spill Bucket | Rosebud Sioux Tribe of the Rosebud Indian Reservation, South Dakota | Gus Stop Express (E-24) | 118 West 2nd Street | Mission | SD | 57555
8 | 4080018 | Gus Stop Express (E-24) | Tank 2 -E10 REG | Tank 2 E-10 REG | Currently in Use | 6000 | TRUE |  | Gasoline (containing <=10% ethanol) | TRUE | Spill Bucket | Rosebud Sioux Tribe of the Rosebud Indian Reservation, South Dakota | Gus Stop Express (E-24) | 118 West 2nd Street | Mission | SD | 57555
8 | 4080019 | Paul Mart (Rosebud Mini Mart) | Tank 1 | Tank 1 Compartment 1 | Currently in Use | 10000 | TRUE |  | Gasoline (containing <=10% ethanol) | TRUE | Spill Bucket | Rosebud Sioux Tribe of the Rosebud Indian Reservation, South Dakota | Paul Mart (Rosebud Mini Mart) | 200 Legion Avenue, P.O. Box 39 | Rosebud | SD | 57570
8 | 4080019 | Paul Mart (Rosebud Mini Mart) | X Tank 8 | Tank 8 Compartment 1 | Permanently Out of Use | 2000 | TRUE |  | Gasoline (containing <=10% ethanol) | FALSE | Unknown | Rosebud Sioux Tribe of the Rosebud Indian Reservation, South Dakota | Paul Mart (Rosebud Mini Mart) | 200 Legion Avenue, P.O. Box 39 | Rosebud | SD | 57570
8 | 4080019 | Paul Mart (Rosebud Mini Mart) | X Tank 7 | Tank 7 Compartment 1 | Permanently Out of Use | 2000 | TRUE |  | Gasoline (containing <=10% ethanol) | FALSE | Unknown | Rosebud Sioux Tribe of the Rosebud Indian Reservation, South Dakota | Paul Mart (Rosebud Mini Mart) | 200 Legion Avenue, P.O. Box 39 | Rosebud | SD | 57570
8 | 4080019 | Paul Mart (Rosebud Mini Mart) | X Tank 6 | Tank 6 Compartment 1 | Permanently Out of Use | 3000 | TRUE |  | Gasoline (containing <=10% ethanol) | FALSE | Unknown | Rosebud Sioux Tribe of the Rosebud Indian Reservation, South Dakota | Paul Mart (Rosebud Mini Mart) | 200 Legion Avenue, P.O. Box 39 | Rosebud | SD | 57570
8 | 4080019 | Paul Mart (Rosebud Mini Mart) | X Tank 5 | Tank 5 Compartment 1 | Permanently Out of Use | 4000 | TRUE |  | Gasoline (containing <=10% ethanol) | FALSE | Unknown | Rosebud Sioux Tribe of the Rosebud Indian Reservation, South Dakota | Paul Mart (Rosebud Mini Mart) | 200 Legion Avenue, P.O. Box 39 | Rosebud | SD | 57570
8 | 4080019 | Paul Mart (Rosebud Mini Mart) | Tank 4 | Tank 4 Compartment 1 | Currently in Use | 2000 | TRUE |  | Diesel | TRUE | Spill Bucket | Rosebud Sioux Tribe of the Rosebud Indian Reservation, South Dakota | Paul Mart (Rosebud Mini Mart) | 200 Legion Avenue, P.O. Box 39 | Rosebud | SD | 57570
8 | 4080019 | Paul Mart (Rosebud Mini Mart) | Tank 3 | Tank 3 Compartment 1 | Temporarily Out of Use | 2000 | TRUE |  | Gasoline (containing <=10% ethanol) | TRUE | Spill Bucket | Rosebud Sioux Tribe of the Rosebud Indian Reservation, South Dakota | Paul Mart (Rosebud Mini Mart) | 200 Legion Avenue, P.O. Box 39 | Rosebud | SD | 57570
8 | 4080019 | Paul Mart (Rosebud Mini Mart) | Tank 2 | Tank 2 Compartment 1 | Currently in Use | 8000 | TRUE |  | Gasoline (containing <=10% ethanol) | TRUE | Spill Bucket | Rosebud Sioux Tribe of the Rosebud Indian Reservation, South Dakota | Paul Mart (Rosebud Mini Mart) | 200 Legion Avenue, P.O. Box 39 | Rosebud | SD | 57570
8 | 4080020 | Rosebud Casino Fuel Plaza | Tank 1 | Tank 1 Compartment 1 | Currently in Use | 12000 | TRUE |  | Diesel | TRUE | Spill Bucket | Rosebud Sioux Tribe of the Rosebud Indian Reservation, South Dakota | Rosebud Casino Fuel Plaza | P.O. Box430 | Mission | SD | 57555
8 | 4080020 | Rosebud Casino Fuel Plaza | Tank 4 | Tank 4 Compartment 1 | Currently in Use | 12000 | TRUE |  | Gasoline (containing <=10% ethanol) | TRUE | Spill Bucket | Rosebud Sioux Tribe of the Rosebud Indian Reservation, South Dakota | Rosebud Casino Fuel Plaza | P.O. Box430 | Mission | SD | 57555
8 | 4080020 | Rosebud Casino Fuel Plaza | Tank 3 | Tank 3 Compartment 1 | Currently in Use | 12000 | TRUE |  | Gasoline (containing <=10% ethanol) | TRUE | Spill Bucket | Rosebud Sioux Tribe of the Rosebud Indian Reservation, South Dakota | Rosebud Casino Fuel Plaza | P.O. Box430 | Mission | SD | 57555
8 | 4080020 | Rosebud Casino Fuel Plaza | Tank 2 | Tank 2 Compartment 1 | Currently in Use | 12000 | TRUE |  | Diesel | TRUE | Spill Bucket | Rosebud Sioux Tribe of the Rosebud Indian Reservation, South Dakota | Rosebud Casino Fuel Plaza | P.O. Box430 | Mission | SD | 57555
8 | 4080021 | Ritter's Pawn & Gas | Tank 1 | Tank 1 Compartment 1 | Permanently Out of Use | 8000 | TRUE | 2001-09-05 | Gasoline (containing <=10% ethanol) | TRUE | Spill Bucket | Rosebud Sioux Tribe of the Rosebud Indian Reservation, South Dakota | Ritter's Pawn & Gas | Hwy. 18 | Mission | SD | 57555
8 | 4080021 | Ritter's Pawn & Gas | Tank 2 | Tank 2 Compartment 1 | Permanently Out of Use | 8000 | TRUE | 2001-09-05 | Gasoline (containing <=10% ethanol) | TRUE | Spill Bucket | Rosebud Sioux Tribe of the Rosebud Indian Reservation, South Dakota | Ritter's Pawn & Gas | Hwy. 18 | Mission | SD | 57555
8 | 4080022 | Piper's | Tank 1 | Tank 1 Compartment 1 | Permanently Out of Use | 560 | TRUE |  | Diesel | FALSE | Unknown | Rosebud Sioux Tribe of the Rosebud Indian Reservation, South Dakota | Piper's | Unknown | Wood | SD | 57585
8 | 4080022 | Piper's | Tank 2 | Tank 2 Compartment 1 | Permanently Out of Use | 560 | TRUE |  | Diesel | FALSE | Unknown | Rosebud Sioux Tribe of the Rosebud Indian Reservation, South Dakota | Piper's | Unknown | Wood | SD | 57585
8 | 4080023 | Rosebud Educational Society | Tank 1 | Tank 1 Compartment 1 | Permanently Out of Use | 1200 | TRUE |  | Gasoline (containing <=10% ethanol) | FALSE | Unknown | Rosebud Sioux Tribe of the Rosebud Indian Reservation, South Dakota | Rosebud Educational Society | Unknown | Rosebud | SD | 57570
8 | 4080024 | Norris Facility | Tank 1 | Tank 1 Compartment 1 | Permanently Out of Use | 500 | TRUE |  | Gasoline (containing <=10% ethanol) | FALSE | Unknown | Rosebud Sioux Tribe of the Rosebud Indian Reservation, South Dakota | Norris Facility | Mellette County Shop | Norris | SD | 57560
8 | 4080024 | Norris Facility | Tank 2 | Tank 2 Compartment 1 | Permanently Out of Use | 500 | TRUE |  | Diesel | FALSE | Unknown | Rosebud Sioux Tribe of the Rosebud Indian Reservation, South Dakota | Norris Facility | Mellette County Shop | Norris | SD | 57560
8 | 4080025 | Facililty Management (BIA) | Tank 1 | Tank 1 Compartment 1 | Permanently Out of Use | 1000 | TRUE |  | Gasoline (containing <=10% ethanol) | FALSE | Unknown | Rosebud Sioux Tribe of the Rosebud Indian Reservation, South Dakota | Facililty Management (BIA) | P.O. Box 550/Rosebud Avenue 2 blocks North of BIA 7 | Rosebud | SD | 57570
8 | 4080026 | St Francis School Bus Shop (BIA) | Tank 1 | Tank 1 Compartment 1 | Permanently Out of Use | 2000 | TRUE |  | Gasoline (containing <=10% ethanol) | FALSE | Unknown | Rosebud Sioux Tribe of the Rosebud Indian Reservation, South Dakota | St Francis School Bus Shop (BIA) | P.O. Box 379, Bldg. 90004/Oak Street | Saint Francis | SD | 57572
8 | 4080026 | St Francis School Bus Shop (BIA) | Tank 3 | Tank 3 Compartment 1 | Permanently Out of Use | 1000 | TRUE |  | Diesel | FALSE | Unknown | Rosebud Sioux Tribe of the Rosebud Indian Reservation, South Dakota | St Francis School Bus Shop (BIA) | P.O. Box 379, Bldg. 90004/Oak Street | Saint Francis | SD | 57572
8 | 4080026 | St Francis School Bus Shop (BIA) | Tank 2 | Tank 2 Compartment 1 | Permanently Out of Use | 1000 | TRUE |  | Gasoline (containing <=10% ethanol) | FALSE | Unknown | Rosebud Sioux Tribe of the Rosebud Indian Reservation, South Dakota | St Francis School Bus Shop (BIA) | P.O. Box 379, Bldg. 90004/Oak Street | Saint Francis | SD | 57572
8 | 4080027 | Ralph's Body Shop & Wrecker Service | Tank 1 | Tank 1 Compartment 1 | Temporarily Out of Use | 10000 | TRUE |  | Gasoline (containing <=10% ethanol) | TRUE | Spill Bucket | Rosebud Sioux Tribe of the Rosebud Indian Reservation, South Dakota | Ralph's Body Shop & Wrecker Service | 321 2nd St., P.O. Box 676 | Mission | SD | 57555
8 | 4080027 | Ralph's Body Shop & Wrecker Service | X Tank 4 | Tank 4 Compartment 1 | Permanently Out of Use | 4000 | TRUE |  | Gasoline (containing <=10% ethanol) | FALSE | Unknown | Rosebud Sioux Tribe of the Rosebud Indian Reservation, South Dakota | Ralph's Body Shop & Wrecker Service | 321 2nd St., P.O. Box 676 | Mission | SD | 57555
8 | 4080027 | Ralph's Body Shop & Wrecker Service | X Tank 3 | Tank 3 Compartment 1 | Permanently Out of Use | 10000 | TRUE |  | Gasoline (containing <=10% ethanol) | FALSE | Unknown | Rosebud Sioux Tribe of the Rosebud Indian Reservation, South Dakota | Ralph's Body Shop & Wrecker Service | 321 2nd St., P.O. Box 676 | Mission | SD | 57555
8 | 4080027 | Ralph's Body Shop & Wrecker Service | Tank 2 | Tank 2 Compartment 1 | Temporarily Out of Use | 6000 | TRUE |  | Diesel | TRUE | Spill Bucket | Rosebud Sioux Tribe of the Rosebud Indian Reservation, South Dakota | Ralph's Body Shop & Wrecker Service | 321 2nd St., P.O. Box 676 | Mission | SD | 57555
8 | 4080028 | Spi spiza Corner | Tank 4 | Tank 4 Compartment 1 | Permanently Out of Use | 6000 | TRUE | 2023-12-12 | Gasoline (containing <=10% ethanol) | TRUE | Spill Bucket | Rosebud Sioux Tribe of the Rosebud Indian Reservation, South Dakota | Spi spiza Corner | HRC 76 (Hwys. 44 & 63) P.O. (Corn Crk, SD) | Norris | SD | 57521
8 | 4080028 | Spi spiza Corner | Tank 6 | Tank 6 Compartment 1 | Permanently Out of Use | 1000 | TRUE | 2023-12-12 | Diesel | TRUE | Spill Bucket | Rosebud Sioux Tribe of the Rosebud Indian Reservation, South Dakota | Spi spiza Corner | HRC 76 (Hwys. 44 & 63) P.O. (Corn Crk, SD) | Norris | SD | 57521
8 | 4080028 | Spi spiza Corner | Tank 5 | Tank 5 Compartment 1 | Permanently Out of Use | 6000 | TRUE | 2023-12-12 | Gasoline (containing <=10% ethanol) | TRUE | Spill Bucket | Rosebud Sioux Tribe of the Rosebud Indian Reservation, South Dakota | Spi spiza Corner | HRC 76 (Hwys. 44 & 63) P.O. (Corn Crk, SD) | Norris | SD | 57521
8 | 4080029 | Edward Charbonneau | Tank 1 | Tank 1 Compartment 1 | Permanently Out of Use | 1000 | TRUE |  | Gasoline (containing <=10% ethanol) | FALSE | Unknown | Rosebud Sioux Tribe of the Rosebud Indian Reservation, South Dakota | Edward Charbonneau | Adams & 2nd Street | Mission | SD | 57555
8 | 4080029 | Edward Charbonneau | Tank 2 | Tank 2 Compartment 1 | Permanently Out of Use | 1000 | TRUE |  | Diesel | FALSE | Unknown | Rosebud Sioux Tribe of the Rosebud Indian Reservation, South Dakota | Edward Charbonneau | Adams & 2nd Street | Mission | SD | 57555
8 | 4080030 | Allstop | Tank 1 | Tank 1 Compartment 1 | Currently in Use | 12000 | TRUE |  | Gasoline (containing <=10% ethanol) | TRUE | Spill Bucket | Rosebud Sioux Tribe of the Rosebud Indian Reservation, South Dakota | Allstop | BIA Hwy. # 1 | Rosebud | SD | 57570
8 | 4080030 | Allstop | Tank 3 | Tank 3 - 87 E10 | Currently in Use | 12000 | TRUE | 2025-10-28 | Gasoline (containing <=10% ethanol) | TRUE | Spill Bucket | Rosebud Sioux Tribe of the Rosebud Indian Reservation, South Dakota | Allstop | BIA Hwy. # 1 | Rosebud | SD | 57570
8 | 4080030 | Allstop | Tank 2 | Tank 2 Compartment 1 | Currently in Use | 6000 | TRUE |  | Gasoline (containing <=10% ethanol) | TRUE | Spill Bucket | Rosebud Sioux Tribe of the Rosebud Indian Reservation, South Dakota | Allstop | BIA Hwy. # 1 | Rosebud | SD | 57570
8 | 4080031 | Gus Stop | Tank 1 | Tank 1 Compartment 1 | Currently in Use | 12000 | TRUE |  | Gasoline (containing <=10% ethanol) | TRUE | Spill Bucket | Rosebud Sioux Tribe of the Rosebud Indian Reservation, South Dakota | Gus Stop | P.O. Box 788 East Hwy 18 | Mission | SD | 57555
8 | 4080031 | Gus Stop | Tank 3 | Tank 3 Compartment 1 | Currently in Use | 4000 | TRUE |  | Diesel | TRUE | Spill Bucket | Rosebud Sioux Tribe of the Rosebud Indian Reservation, South Dakota | Gus Stop | P.O. Box 788 East Hwy 18 | Mission | SD | 57555
8 | 4080031 | Gus Stop | Tank 2 | Tank 2 Compartment 1 | Currently in Use | 12000 | TRUE |  | Gasoline (containing <=10% ethanol) | TRUE | Spill Bucket | Rosebud Sioux Tribe of the Rosebud Indian Reservation, South Dakota | Gus Stop | P.O. Box 788 East Hwy 18 | Mission | SD | 57555
8 | 4080035 | Whiting's Convenience Store | Tank 1 | Tank 1 Compartment 1 | Temporarily Out of Use | 10000 | TRUE | 2008-01-15 | Other | TRUE |  | Rosebud Sioux Tribe of the Rosebud Indian Reservation, South Dakota | Whiting's Convenience Store | 102 East Pine Street | Saint Francis | SD | 57572
8 | 4080036 | Rosebud Solid Waste Property | Tank 1 | Tank 1 Compartment 1 | Permanently Out of Use | 1000 | TRUE | 2001-09-07 | Gasoline (containing <=10% ethanol) | FALSE | Unknown | Rosebud Sioux Tribe of the Rosebud Indian Reservation, South Dakota | Rosebud Solid Waste Property | BIA Route 1 | Rosebud | SD | 57570
8 | 4080037 | Blackpipe Convenience Store | Tank 1 | Tank 1 Compartment 1 | Temporarily Out of Use | 3500 | TRUE | 2014-05-01 | Gasoline (containing <=10% ethanol) | TRUE | Spill Bucket | Rosebud Sioux Tribe of the Rosebud Indian Reservation, South Dakota | Blackpipe Convenience Store | 115 Blackpipe Loop | Norris | SD | 57560
8 | 4080037 | Blackpipe Convenience Store | Tank 1 | Tank 1 Compartment 2 | Temporarily Out of Use | 1500 | TRUE | 2014-05-01 | Diesel | TRUE | Spill Bucket | Rosebud Sioux Tribe of the Rosebud Indian Reservation, South Dakota | Blackpipe Convenience Store | 115 Blackpipe Loop | Norris | SD | 57560
8 | 4080038 | Rosebud Forestry | Tank 1 | Tank 1 Compartment 1 | Permanently Out of Use | 560 | TRUE |  | Unknown Petroleum | FALSE | Unknown | Rosebud Sioux Tribe of the Rosebud Indian Reservation, South Dakota | Rosebud Forestry | Fire House Road | Rosebud | SD | 57570
8 | 4080039 | Cenex Zip Trip #77 | Tank 1 | 1A | Currently in Use | 20000 | TRUE |  | Gasoline (containing <=10% ethanol) |  | Spill Bucket | Rosebud Sioux Tribe of the Rosebud Indian Reservation, South Dakota | Cenex Zip Trip #77 | 713 W. 2nd Street | Mission | SD | 57555
8 | 4080039 | Cenex Zip Trip #77 | Tank 2 | 2C | Currently in Use | 7000 | TRUE |  | Diesel |  | Spill Bucket | Rosebud Sioux Tribe of the Rosebud Indian Reservation, South Dakota | Cenex Zip Trip #77 | 713 W. 2nd Street | Mission | SD | 57555
8 | 4080039 | Cenex Zip Trip #77 | Tank 2 | 2B | Currently in Use | 7000 | TRUE |  | Diesel |  |  | Rosebud Sioux Tribe of the Rosebud Indian Reservation, South Dakota | Cenex Zip Trip #77 | 713 W. 2nd Street | Mission | SD | 57555
8 | 4080039 | Cenex Zip Trip #77 | Tank 2 | 2A | Currently in Use | 16000 | TRUE |  | Diesel |  | Spill Bucket | Rosebud Sioux Tribe of the Rosebud Indian Reservation, South Dakota | Cenex Zip Trip #77 | 713 W. 2nd Street | Mission | SD | 57555
8 | 4080039 | Cenex Zip Trip #77 | Tank 1 | 1B | Currently in Use | 10000 | TRUE |  | Gasoline (containing <=10% ethanol) |  | Spill Bucket | Rosebud Sioux Tribe of the Rosebud Indian Reservation, South Dakota | Cenex Zip Trip #77 | 713 W. 2nd Street | Mission | SD | 57555
8 | 4090044 | Marty Indian School Shop (BIA) | Tank 1 | Tank 1 Compartment 1 | Permanently Out of Use | 3000 | TRUE |  | Gasoline (containing <=10% ethanol) | FALSE | Unknown | Yankton Sioux Tribe of South Dakota | Marty Indian School Shop (BIA) | 6 miles south of Wagner | Marty | SD | 57361
8 | 4090044 | Marty Indian School Shop (BIA) | Tank 2 | Tank 2 Compartment 1 | Permanently Out of Use | 8000 | TRUE |  | Used Oil | FALSE | Unknown | Yankton Sioux Tribe of South Dakota | Marty Indian School Shop (BIA) | 6 miles south of Wagner | Marty | SD | 57361
8 | 4090045 | Marty Tribal Store | Tank 1 | Tank 1 Compartment 1 | Permanently Out of Use | 1000 | TRUE |  | Gasoline (containing <=10% ethanol) | FALSE | Unknown | Yankton Sioux Tribe of South Dakota | Marty Tribal Store | P.O. box 248 | Marty | SD | 57361
8 | 4090045 | Marty Tribal Store | Tank 3 | Tank 3 Compartment 1 | Permanently Out of Use | 500 | TRUE |  | Gasoline (containing <=10% ethanol) | FALSE | Unknown | Yankton Sioux Tribe of South Dakota | Marty Tribal Store | P.O. box 248 | Marty | SD | 57361
8 | 4090045 | Marty Tribal Store | Tank 2 | Tank 2 Compartment 1 | Permanently Out of Use | 500 | TRUE |  | Gasoline (containing <=10% ethanol) | FALSE | Unknown | Yankton Sioux Tribe of South Dakota | Marty Tribal Store | P.O. box 248 | Marty | SD | 57361
8 | 5020001 | Pony Express Stop | Tank 1 | Tank 1 Compartment 1 | Permanently Out of Use | 1000 | TRUE |  | Diesel | FALSE | Unknown | Skull Valley Band of Goshute Indians of Utah | Pony Express Stop | General Delivery | Ibapah | UT | 84034
8 | 5020007 | Alliant Tekoi Test Range | Tank 1 | Tank 1 Compartment 1 | Permanently Out of Use | 4000 | TRUE |  | Gasoline (containing <=10% ethanol) | TRUE | Spill Bucket | Skull Valley Band of Goshute Indians of Utah | Alliant Tekoi Test Range | Skull Valley Indian Reservaion | Magna | UT | 84044
8 | 5020007 | Alliant Tekoi Test Range | Tank 4 | Tank 4 Compartment 1 | Permanently Out of Use | 1000 | TRUE |  | Diesel | FALSE | Unknown | Skull Valley Band of Goshute Indians of Utah | Alliant Tekoi Test Range | Skull Valley Indian Reservaion | Magna | UT | 84044
8 | 5020007 | Alliant Tekoi Test Range | Tank 3 | Tank 3 Compartment 1 | Permanently Out of Use | 1000 | TRUE |  | Gasoline (containing <=10% ethanol) | FALSE | Unknown | Skull Valley Band of Goshute Indians of Utah | Alliant Tekoi Test Range | Skull Valley Indian Reservaion | Magna | UT | 84044
8 | 5020007 | Alliant Tekoi Test Range | Tank 2 | Tank 2 Compartment 1 | Permanently Out of Use | 1000 | TRUE |  | Diesel | TRUE | Spill Bucket | Skull Valley Band of Goshute Indians of Utah | Alliant Tekoi Test Range | Skull Valley Indian Reservaion | Magna | UT | 84044
8 | 5030001 | Hecla Mining Apex Unit (Processing Plant) | Tank 1 | Tank 1 Compartment 1 | Permanently Out of Use | 1000 | TRUE |  | Used Oil | FALSE | Unknown | Paiute Indian Tribe of Utah (Cedar Band of Paiutes, Kanosh Band of Paiutes, Koosharem Band of Paiutes, Indian Peaks Band of Paiutes, and Shivwits Band of Paiutes) | Hecla Mining Apex Unit (Processing Plant) | Old Hwy. 91, 18 miles west of St. George | Saint George | UT | 84770
8 | 5030002 | Shivwits Convenience Market | Tank 1 RUL | Tank 1 Compartment 1 | Currently in Use | 20000 | TRUE |  | Gasoline (containing <=10% ethanol) | TRUE | Spill Bucket | Paiute Indian Tribe of Utah (Cedar Band of Paiutes, Kanosh Band of Paiutes, Koosharem Band of Paiutes, Indian Peaks Band of Paiutes, and Shivwits Band of Paiutes) | Shivwits Convenience Market | 5861 West Old Highway 91 | Ivins | UT | 84738
8 | 5030002 | Shivwits Convenience Market | Tank 5-6 | Tank 6 CLRUL (Compartment) | Currently in Use | 8000 | TRUE |  | 0% ethanol | TRUE | Spill Bucket | Paiute Indian Tribe of Utah (Cedar Band of Paiutes, Kanosh Band of Paiutes, Koosharem Band of Paiutes, Indian Peaks Band of Paiutes, and Shivwits Band of Paiutes) | Shivwits Convenience Market | 5861 West Old Highway 91 | Ivins | UT | 84738
8 | 5030002 | Shivwits Convenience Market | Tank 5-6 | Tank 5 RUL (Compartment) | Currently in Use | 10000 | TRUE |  | Gasoline (containing <=10% ethanol) | TRUE | Spill Bucket | Paiute Indian Tribe of Utah (Cedar Band of Paiutes, Kanosh Band of Paiutes, Koosharem Band of Paiutes, Indian Peaks Band of Paiutes, and Shivwits Band of Paiutes) | Shivwits Convenience Market | 5861 West Old Highway 91 | Ivins | UT | 84738
8 | 5030002 | Shivwits Convenience Market | Tank 4 Red diesel | Tank 4 Compartment 1 | Currently in Use | 10000 | TRUE |  | Diesel | FALSE | Unknown | Paiute Indian Tribe of Utah (Cedar Band of Paiutes, Kanosh Band of Paiutes, Koosharem Band of Paiutes, Indian Peaks Band of Paiutes, and Shivwits Band of Paiutes) | Shivwits Convenience Market | 5861 West Old Highway 91 | Ivins | UT | 84738
8 | 5030002 | Shivwits Convenience Market | Tank 2-3 | Tank 3 diesel (Compartment) | Currently in Use | 12000 | TRUE |  | Diesel | TRUE | Spill Bucket | Paiute Indian Tribe of Utah (Cedar Band of Paiutes, Kanosh Band of Paiutes, Koosharem Band of Paiutes, Indian Peaks Band of Paiutes, and Shivwits Band of Paiutes) | Shivwits Convenience Market | 5861 West Old Highway 91 | Ivins | UT | 84738
8 | 5030002 | Shivwits Convenience Market | Tank 2-3 | Tank 2 PUL (Compartment) | Currently in Use | 8000 | TRUE |  | Gasoline (containing <=10% ethanol) | TRUE | Spill Bucket | Paiute Indian Tribe of Utah (Cedar Band of Paiutes, Kanosh Band of Paiutes, Koosharem Band of Paiutes, Indian Peaks Band of Paiutes, and Shivwits Band of Paiutes) | Shivwits Convenience Market | 5861 West Old Highway 91 | Ivins | UT | 84738
8 | 5030003 | Cedar Band Travel Plaza | Tank 1 RUL | Tank 1 Compartment 1 | Currently in Use | 20000 | TRUE | 2019-12-11 | Gasoline (containing <=10% ethanol) | FALSE | Unknown | Paiute Indian Tribe of Utah (Cedar Band of Paiutes, Kanosh Band of Paiutes, Koosharem Band of Paiutes, Indian Peaks Band of Paiutes, and Shivwits Band of Paiutes) | Cedar Band Travel Plaza | 3748 S Old Hwy 91 | Cedar City | UT | 84720
8 | 5030003 | Cedar Band Travel Plaza | Tank 3 diesel | Tank 3 Compartment 1 | Currently in Use | 20000 | TRUE | 2019-12-11 | Diesel | FALSE | Unknown | Paiute Indian Tribe of Utah (Cedar Band of Paiutes, Kanosh Band of Paiutes, Koosharem Band of Paiutes, Indian Peaks Band of Paiutes, and Shivwits Band of Paiutes) | Cedar Band Travel Plaza | 3748 S Old Hwy 91 | Cedar City | UT | 84720
8 | 5030003 | Cedar Band Travel Plaza | Tank 2 PUL | Tank 2 Compartment 1 | Currently in Use | 12000 | TRUE | 2019-12-11 | Gasoline (containing <=10% ethanol) | FALSE | Unknown | Paiute Indian Tribe of Utah (Cedar Band of Paiutes, Kanosh Band of Paiutes, Koosharem Band of Paiutes, Indian Peaks Band of Paiutes, and Shivwits Band of Paiutes) | Cedar Band Travel Plaza | 3748 S Old Hwy 91 | Cedar City | UT | 84720
8 | 5030004 | Pahvant Travel Plaza | Tank 3- Diesel | Tank 3 Diesel | Currently in Use | 30000 | TRUE |  | Diesel | TRUE | Spill Bucket | Paiute Indian Tribe of Utah (Cedar Band of Paiutes, Kanosh Band of Paiutes, Koosharem Band of Paiutes, Indian Peaks Band of Paiutes, and Shivwits Band of Paiutes) | Pahvant Travel Plaza | 10950 Black Rock Road | Beaver | UT | 84713
8 | 5030004 | Pahvant Travel Plaza | Tank 1- Unleaded | Tank 1 Unleaded | Currently in Use | 30000 | TRUE |  | Gasoline (containing <=10% ethanol) | TRUE | Spill Bucket | Paiute Indian Tribe of Utah (Cedar Band of Paiutes, Kanosh Band of Paiutes, Koosharem Band of Paiutes, Indian Peaks Band of Paiutes, and Shivwits Band of Paiutes) | Pahvant Travel Plaza | 10950 Black Rock Road | Beaver | UT | 84713
8 | 5030004 | Pahvant Travel Plaza | Tank 2/4 compart | Tank 2 Premium | Currently in Use | 15000 | TRUE |  | Gasoline (containing <=10% ethanol) | TRUE | Spill Bucket | Paiute Indian Tribe of Utah (Cedar Band of Paiutes, Kanosh Band of Paiutes, Koosharem Band of Paiutes, Indian Peaks Band of Paiutes, and Shivwits Band of Paiutes) | Pahvant Travel Plaza | 10950 Black Rock Road | Beaver | UT | 84713
8 | 5030004 | Pahvant Travel Plaza | Tank 2/4 compart | Tank 4 Diesel | Currently in Use | 15000 | TRUE |  | Diesel | TRUE | Spill Bucket | Paiute Indian Tribe of Utah (Cedar Band of Paiutes, Kanosh Band of Paiutes, Koosharem Band of Paiutes, Indian Peaks Band of Paiutes, and Shivwits Band of Paiutes) | Pahvant Travel Plaza | 10950 Black Rock Road | Beaver | UT | 84713
8 | 5040001 | Gotta Stop | Tank 1 | Tank 1 Compartment 1 | Permanently Out of Use | 10000 | TRUE | 2005-07-12 | Gasoline (containing <=10% ethanol) | TRUE | Spill Bucket | Ute Indian Tribe of the Uintah & Ouray Reservation, Utah | Gotta Stop | 7563 E. Hwy. 40 | Fort Duchesne | UT | 84026
8 | 5040001 | Gotta Stop | Tank 2 | Tank 2 Compartment 1 | Permanently Out of Use | 10000 | TRUE | 2005-07-12 | Gasoline (containing <=10% ethanol) | TRUE | Spill Bucket | Ute Indian Tribe of the Uintah & Ouray Reservation, Utah | Gotta Stop | 7563 E. Hwy. 40 | Fort Duchesne | UT | 84026
8 | 5040002 | Bottle Hollow Service Station | Tank 1 | Tank 1 Compartment 1 | Permanently Out of Use | 30000 | TRUE |  | Gasoline (containing <=10% ethanol) | FALSE | Unknown | Ute Indian Tribe of the Uintah & Ouray Reservation, Utah | Bottle Hollow Service Station | U.S. Hwy. 40 | Fort Duchesne | UT | 84026
8 | 5040002 | Bottle Hollow Service Station | Tank 3 | Tank 3 Compartment 1 | Permanently Out of Use | 30000 | TRUE |  | Gasoline (containing <=10% ethanol) | FALSE | Unknown | Ute Indian Tribe of the Uintah & Ouray Reservation, Utah | Bottle Hollow Service Station | U.S. Hwy. 40 | Fort Duchesne | UT | 84026
8 | 5040002 | Bottle Hollow Service Station | Tank 2 | Tank 2 Compartment 1 | Permanently Out of Use | 30000 | TRUE |  | Diesel | FALSE | Unknown | Ute Indian Tribe of the Uintah & Ouray Reservation, Utah | Bottle Hollow Service Station | U.S. Hwy. 40 | Fort Duchesne | UT | 84026
8 | 5040003 | Facility Management (BIA) | Tank 1 | Tank 1 Compartment 1 | Permanently Out of Use | 1000 | TRUE |  | Gasoline (containing <=10% ethanol) | FALSE | Unknown | Ute Indian Tribe of the Uintah & Ouray Reservation, Utah | Facility Management (BIA) | Uintah-Ouray Agency | Fort Duchesne | UT | 84026
8 | 5040003 | Facility Management (BIA) | Tank 2 | Tank 2 Compartment 1 | Permanently Out of Use | 1000 | TRUE |  | Gasoline (containing <=10% ethanol) | FALSE | Unknown | Ute Indian Tribe of the Uintah & Ouray Reservation, Utah | Facility Management (BIA) | Uintah-Ouray Agency | Fort Duchesne | UT | 84026
8 | 5040004 | Conoco Self Service | Tank 1 | Tank 1 Compartment 1 | Permanently Out of Use | 6000 | TRUE |  | Diesel | FALSE | Unknown | Ute Indian Tribe of the Uintah & Ouray Reservation, Utah | Conoco Self Service | 432 West Main | Duchesne | UT | 84021
8 | 5040004 | Conoco Self Service | Tank 5 | Tank 5 Compartment 1 | Permanently Out of Use | 12000 | TRUE |  | Gasoline (containing <=10% ethanol) | TRUE | Unknown | Ute Indian Tribe of the Uintah & Ouray Reservation, Utah | Conoco Self Service | 432 West Main | Duchesne | UT | 84021
8 | 5040004 | Conoco Self Service | Tank 4 | Tank 4 Compartment 1 | Permanently Out of Use | 12000 | TRUE |  | Gasoline (containing <=10% ethanol) | TRUE | Unknown | Ute Indian Tribe of the Uintah & Ouray Reservation, Utah | Conoco Self Service | 432 West Main | Duchesne | UT | 84021
8 | 5040004 | Conoco Self Service | Tank 3 | Tank 3 Compartment 1 | Permanently Out of Use | 2000 | TRUE |  | Gasoline (containing <=10% ethanol) | FALSE | Unknown | Ute Indian Tribe of the Uintah & Ouray Reservation, Utah | Conoco Self Service | 432 West Main | Duchesne | UT | 84021
8 | 5040004 | Conoco Self Service | Tank 2 | Tank 2 Compartment 1 | Permanently Out of Use | 2000 | TRUE |  | Gasoline (containing <=10% ethanol) | FALSE | Unknown | Ute Indian Tribe of the Uintah & Ouray Reservation, Utah | Conoco Self Service | 432 West Main | Duchesne | UT | 84021
8 | 5040005 | Outpost Mercantile | Tank 1 | Tank 1 Compartment 1 | Permanently Out of Use | 250 | TRUE |  | Diesel | FALSE | Unknown | Ute Indian Tribe of the Uintah & Ouray Reservation, Utah | Outpost Mercantile | Hwy. 40 P.O. Box 99 | Fort Duchesne | UT | 84026
8 | 5040005 | Outpost Mercantile | Tank 5 | Tank 5 Compartment 1 | Permanently Out of Use | 115 | TRUE |  | Gasoline (containing <=10% ethanol) | FALSE | Unknown | Ute Indian Tribe of the Uintah & Ouray Reservation, Utah | Outpost Mercantile | Hwy. 40 P.O. Box 99 | Fort Duchesne | UT | 84026
8 | 5040005 | Outpost Mercantile | Tank 4 | Tank 4 Compartment 1 | Permanently Out of Use | 115 | TRUE |  | Gasoline (containing <=10% ethanol) | FALSE | Unknown | Ute Indian Tribe of the Uintah & Ouray Reservation, Utah | Outpost Mercantile | Hwy. 40 P.O. Box 99 | Fort Duchesne | UT | 84026
8 | 5040005 | Outpost Mercantile | Tank 3 | Tank 3 Compartment 1 | Permanently Out of Use | 6000 | TRUE |  | Gasoline (containing <=10% ethanol) | FALSE | Unknown | Ute Indian Tribe of the Uintah & Ouray Reservation, Utah | Outpost Mercantile | Hwy. 40 P.O. Box 99 | Fort Duchesne | UT | 84026
8 | 5040005 | Outpost Mercantile | Tank 2 | Tank 2 Compartment 1 | Permanently Out of Use | 10000 | TRUE |  | Gasoline (containing <=10% ethanol) | FALSE | Unknown | Ute Indian Tribe of the Uintah & Ouray Reservation, Utah | Outpost Mercantile | Hwy. 40 P.O. Box 99 | Fort Duchesne | UT | 84026
8 | 5040006 | Held By Production Inc. | Tank 1 | Tank 1 Compartment 1 | Permanently Out of Use | 2000 | TRUE |  | Gasoline (containing <=10% ethanol) | FALSE | Unknown | Ute Indian Tribe of the Uintah & Ouray Reservation, Utah | Held By Production Inc. | NW/4, Sec. 21, T3S,R6W | Duchesne | UT | 84021
8 | 5040007 | Inland Oil (Metro Oil) | Tank 1 | Tank 1 Compartment 1 | Permanently Out of Use | 12000 | TRUE |  | Gasoline (containing <=10% ethanol) | FALSE | Unknown | Ute Indian Tribe of the Uintah & Ouray Reservation, Utah | Inland Oil (Metro Oil) | 450 West Main St. P.O. Box 1136 | Roosevelt | UT | 84066
8 | 5040007 | Inland Oil (Metro Oil) | Tank 5 | Tank 5 Compartment 1 | Permanently Out of Use | 8000 | TRUE |  | Gasoline (containing <=10% ethanol) | FALSE | Unknown | Ute Indian Tribe of the Uintah & Ouray Reservation, Utah | Inland Oil (Metro Oil) | 450 West Main St. P.O. Box 1136 | Roosevelt | UT | 84066
8 | 5040007 | Inland Oil (Metro Oil) | Tank 4 | Tank 4 Compartment 1 | Permanently Out of Use | 12000 | TRUE |  | Diesel | FALSE | Unknown | Ute Indian Tribe of the Uintah & Ouray Reservation, Utah | Inland Oil (Metro Oil) | 450 West Main St. P.O. Box 1136 | Roosevelt | UT | 84066
8 | 5040007 | Inland Oil (Metro Oil) | Tank 3 | Tank 3 Compartment 1 | Permanently Out of Use | 8000 | TRUE |  | Gasoline (containing <=10% ethanol) | FALSE | Unknown | Ute Indian Tribe of the Uintah & Ouray Reservation, Utah | Inland Oil (Metro Oil) | 450 West Main St. P.O. Box 1136 | Roosevelt | UT | 84066
8 | 5040007 | Inland Oil (Metro Oil) | Tank 2 | Tank 2 Compartment 1 | Permanently Out of Use | 12000 | TRUE |  | Gasoline (containing <=10% ethanol) | FALSE | Unknown | Ute Indian Tribe of the Uintah & Ouray Reservation, Utah | Inland Oil (Metro Oil) | 450 West Main St. P.O. Box 1136 | Roosevelt | UT | 84066
8 | 5040008 | Moon Lake Resort | Tank 1 | Tank 1 Compartment 1 | Permanently Out of Use | 500 | TRUE |  | Gasoline (containing <=10% ethanol) | FALSE | Unknown | Ute Indian Tribe of the Uintah & Ouray Reservation, Utah | Moon Lake Resort | High Uintahs | Mountain Home | UT | 84051
8 | 5040010 | Desert Oil | Tank 1 | Tank 1 Compartment 1 | Permanently Out of Use | 6000 | TRUE |  | Used Oil | FALSE | Unknown | Ute Indian Tribe of the Uintah & Ouray Reservation, Utah | Desert Oil | Hancock Cove Cut-A-Cross Road | Roosevelt | UT | 84066
8 | 5040010 | Desert Oil | Tank 8 | Tank 8 Compartment 1 | Permanently Out of Use | 5000 | TRUE |  | Gasoline (containing <=10% ethanol) | FALSE | Unknown | Ute Indian Tribe of the Uintah & Ouray Reservation, Utah | Desert Oil | Hancock Cove Cut-A-Cross Road | Roosevelt | UT | 84066
8 | 5040010 | Desert Oil | Tank 7 | Tank 7 Compartment 1 | Permanently Out of Use | 5000 | TRUE |  | Gasoline (containing <=10% ethanol) | FALSE | Unknown | Ute Indian Tribe of the Uintah & Ouray Reservation, Utah | Desert Oil | Hancock Cove Cut-A-Cross Road | Roosevelt | UT | 84066
8 | 5040010 | Desert Oil | Tank 6 | Tank 6 Compartment 1 | Permanently Out of Use | 4000 | TRUE |  | Gasoline (containing <=10% ethanol) | FALSE | Unknown | Ute Indian Tribe of the Uintah & Ouray Reservation, Utah | Desert Oil | Hancock Cove Cut-A-Cross Road | Roosevelt | UT | 84066
8 | 5040010 | Desert Oil | Tank 5 | Tank 5 Compartment 1 | Permanently Out of Use | 6000 | TRUE |  | Gasoline (containing <=10% ethanol) | FALSE | Unknown | Ute Indian Tribe of the Uintah & Ouray Reservation, Utah | Desert Oil | Hancock Cove Cut-A-Cross Road | Roosevelt | UT | 84066
8 | 5040010 | Desert Oil | Tank 4 | Tank 4 Compartment 1 | Permanently Out of Use | 7500 | TRUE |  | Gasoline (containing <=10% ethanol) | FALSE | Unknown | Ute Indian Tribe of the Uintah & Ouray Reservation, Utah | Desert Oil | Hancock Cove Cut-A-Cross Road | Roosevelt | UT | 84066
8 | 5040010 | Desert Oil | Tank 3 | Tank 3 Compartment 1 | Permanently Out of Use | 7500 | TRUE |  | Diesel | FALSE | Unknown | Ute Indian Tribe of the Uintah & Ouray Reservation, Utah | Desert Oil | Hancock Cove Cut-A-Cross Road | Roosevelt | UT | 84066
8 | 5040010 | Desert Oil | Tank 2 | Tank 2 Compartment 1 | Permanently Out of Use | 6000 | TRUE |  | Gasoline (containing <=10% ethanol) | FALSE | Unknown | Ute Indian Tribe of the Uintah & Ouray Reservation, Utah | Desert Oil | Hancock Cove Cut-A-Cross Road | Roosevelt | UT | 84066
8 | 5040012 | Case Equipment Dealer | Tank 1 | Tank 1 Compartment 1 | Permanently Out of Use | 1000 | TRUE |  | Gasoline (containing <=10% ethanol) | FALSE | Unknown | Ute Indian Tribe of the Uintah & Ouray Reservation, Utah | Case Equipment Dealer | 2700 West Hwy. 40 | Roosevelt | UT | 84066
8 | 5040013 | Ute Petroleum C - Store | Tank 1 RUL | Tank 1 Compartment 1 (RUL) | Currently in Use | 15000 | TRUE |  | Gasoline (containing <=10% ethanol) | TRUE | Spill Bucket | Ute Indian Tribe of the Uintah & Ouray Reservation, Utah | Ute Petroleum C - Store | 7250 E. Hwy. 40 | Fort Duchesne | UT | 84026
8 | 5040013 | Ute Petroleum C - Store | Tank 4 (diesel) | Tank 4 Compartment 1 (diesel) | Currently in Use | 15000 | TRUE |  | Diesel | TRUE | Spill Bucket | Ute Indian Tribe of the Uintah & Ouray Reservation, Utah | Ute Petroleum C - Store | 7250 E. Hwy. 40 | Fort Duchesne | UT | 84026
8 | 5040013 | Ute Petroleum C - Store | Tank 3 (PUL) | Tank 3 Compartment 1 (PUL) | Currently in Use | 15000 | TRUE |  | Gasoline (containing <=10% ethanol) | TRUE | Spill Bucket | Ute Indian Tribe of the Uintah & Ouray Reservation, Utah | Ute Petroleum C - Store | 7250 E. Hwy. 40 | Fort Duchesne | UT | 84026
8 | 5040013 | Ute Petroleum C - Store | Tank 2 (RUL) | Tank 2 Compartment 1 (RUL) | Currently in Use | 15000 | TRUE |  | Gasoline (containing <=10% ethanol) | TRUE | Spill Bucket | Ute Indian Tribe of the Uintah & Ouray Reservation, Utah | Ute Petroleum C - Store | 7250 E. Hwy. 40 | Fort Duchesne | UT | 84026
8 | 5040014 | Ute Ceramic Shop | Tank 1 | Tank 1 Compartment 1 | Permanently Out of Use | 115 | TRUE |  | Gasoline (containing <=10% ethanol) | FALSE | Unknown | Ute Indian Tribe of the Uintah & Ouray Reservation, Utah | Ute Ceramic Shop | US Hwy. 40 | Fort Duchesne | UT | 84026
8 | 5040015 | Ute Tribal Service Station | Tank 1 | Tank 1 Compartment 1 | Permanently Out of Use | 115 | TRUE |  | Gasoline (containing <=10% ethanol) | FALSE | Unknown | Ute Indian Tribe of the Uintah & Ouray Reservation, Utah | Ute Tribal Service Station | PO Box 190 | Fort Duchesne | UT | 84026
8 | 5040016 | BIA Roads Dept. | Tank 1 | Tank 1 Compartment 1 | Permanently Out of Use | 1000 | TRUE |  | Gasoline (containing <=10% ethanol) | FALSE | Unknown | Ute Indian Tribe of the Uintah & Ouray Reservation, Utah | BIA Roads Dept. | Uintah-Ouray Agency | Fort Duchesne | UT | 84026
8 | 5040017 | Gas Plant | Tank 1 | Tank 1 Compartment 1 | Permanently Out of Use | 17000 | TRUE |  | Gasoline (containing <=10% ethanol) | FALSE | Unknown | Ute Indian Tribe of the Uintah & Ouray Reservation, Utah | Gas Plant | Hwy. 87 (3 mi. W. of Altamont) | Altamont | UT | 84001
8 | 5040018 | Hilltop Station | Tank 1 | Tank 1 Compartment 1 | Permanently Out of Use | 1000 | TRUE |  | Gasoline (containing <=10% ethanol) | FALSE | Unknown | Ute Indian Tribe of the Uintah & Ouray Reservation, Utah | Hilltop Station | 5500 East U.S. Hwy 40 | Roosevelt | UT | 84066
8 | 5040019 | Maintenance Yard #634 UHP Pump | Tank 1 | Tank 1 Compartment 1 | Permanently Out of Use | 2000 | TRUE |  | Gasoline (containing <=10% ethanol) | FALSE | Unknown | Ute Indian Tribe of the Uintah & Ouray Reservation, Utah | Maintenance Yard #634 UHP Pump | 261 South 300 East | Duchesne | UT | 84021
8 | 5040021 | Foodtown | Tank 1 | Tank 1 Compartment 1 | Permanently Out of Use | 10000 | TRUE |  | Gasoline (containing <=10% ethanol) | FALSE | Unknown | Ute Indian Tribe of the Uintah & Ouray Reservation, Utah | Foodtown | 171 East Main | Duchesne | UT | 84021
8 | 5040021 | Foodtown | Tank 2 | Tank 2 Compartment 1 | Permanently Out of Use | 10000 | TRUE |  | Gasoline (containing <=10% ethanol) | FALSE | Unknown | Ute Indian Tribe of the Uintah & Ouray Reservation, Utah | Foodtown | 171 East Main | Duchesne | UT | 84021
8 | 5040022 | Starvtion State Park Maintenance Yard | Tank 1 | Tank 1 Compartment 1 | Permanently Out of Use | 2000 | TRUE |  | Gasoline (containing <=10% ethanol) | FALSE | Unknown | Ute Indian Tribe of the Uintah & Ouray Reservation, Utah | Starvtion State Park Maintenance Yard | Starvation Lake Road P.O. Box 585 | Duchesne | UT | 84021
8 | 5040022 | Starvtion State Park Maintenance Yard | Tank 2 | Tank 2 Compartment 1 | Permanently Out of Use | 2000 | TRUE |  | Gasoline (containing <=10% ethanol) | FALSE | Unknown | Ute Indian Tribe of the Uintah & Ouray Reservation, Utah | Starvtion State Park Maintenance Yard | Starvation Lake Road P.O. Box 585 | Duchesne | UT | 84021
8 | 5040023 | Duchesne Valley Water Treatment Plant | Tank 1 | Tank 1 Compartment 1 | Permanently Out of Use | 1000 | TRUE |  | Diesel | FALSE | Unknown | Ute Indian Tribe of the Uintah & Ouray Reservation, Utah | Duchesne Valley Water Treatment Plant | P.O. Box 2, Near Starvation Reservor | Duchesne | UT | 84021
8 | 5040024 | Duchesne Bus Garage | Tank 1 | Tank 1 Compartment 1 | Permanently Out of Use | 292 | TRUE |  | Used Oil | FALSE | Unknown | Ute Indian Tribe of the Uintah & Ouray Reservation, Utah | Duchesne Bus Garage | 150 West 500 South | Duchesne | UT | 84021
8 | 5040024 | Duchesne Bus Garage | Tank 2 | Tank 2 Compartment 1 | Permanently Out of Use | 1000 | TRUE |  | Diesel | FALSE | Unknown | Ute Indian Tribe of the Uintah & Ouray Reservation, Utah | Duchesne Bus Garage | 150 West 500 South | Duchesne | UT | 84021
8 | 5040024 | Duchesne Bus Garage | Tank 3 | Tank 3 Compartment 1 | Permanently Out of Use | 2000 | TRUE |  | Gasoline (containing <=10% ethanol) | FALSE | Unknown | Ute Indian Tribe of the Uintah & Ouray Reservation, Utah | Duchesne Bus Garage | 150 West 500 South | Duchesne | UT | 84021
8 | 5040025 | Longhorn Service, Inc. | Tank 1 | Tank 1 Compartment 1 | Permanently Out of Use | 10000 | TRUE |  | Gasoline (containing <=10% ethanol) | FALSE | Unknown | Ute Indian Tribe of the Uintah & Ouray Reservation, Utah | Longhorn Service, Inc. | 72 West Main | Duchesne | UT | 84021
8 | 5040025 | Longhorn Service, Inc. | Tank 2 | Tank 2 Compartment 1 | Permanently Out of Use | 6000 | TRUE |  | Gasoline (containing <=10% ethanol) | FALSE | Unknown | Ute Indian Tribe of the Uintah & Ouray Reservation, Utah | Longhorn Service, Inc. | 72 West Main | Duchesne | UT | 84021
8 | 5040025 | Longhorn Service, Inc. | Tank 3 | Tank 3 Compartment 1 | Permanently Out of Use | 6000 | TRUE |  | Gasoline (containing <=10% ethanol) | FALSE | Unknown | Ute Indian Tribe of the Uintah & Ouray Reservation, Utah | Longhorn Service, Inc. | 72 West Main | Duchesne | UT | 84021
8 | 5040025 | Longhorn Service, Inc. | Tank 4 | Tank 4 Compartment 1 | Permanently Out of Use | 6000 | TRUE |  | Diesel | FALSE | Unknown | Ute Indian Tribe of the Uintah & Ouray Reservation, Utah | Longhorn Service, Inc. | 72 West Main | Duchesne | UT | 84021
8 | 5040025 | Longhorn Service, Inc. | Tank 5 | Tank 5 Compartment 1 | Permanently Out of Use | 6000 | TRUE |  | Diesel | FALSE | Unknown | Ute Indian Tribe of the Uintah & Ouray Reservation, Utah | Longhorn Service, Inc. | 72 West Main | Duchesne | UT | 84021
8 | 5040027 | Pleasant Valley 42-34D | Tank 1 | Tank 1 Compartment 1 | Permanently Out of Use | 4000 | TRUE |  | Used Oil | FALSE | Unknown | Ute Indian Tribe of the Uintah & Ouray Reservation, Utah | Pleasant Valley 42-34D | SE NE Sec.34-T8S-R18E | Fort Duchesne | UT | 84026
8 | 5040028 | Campbell Repair Shop | Tank 1 | Tank 1 Compartment 1 | Permanently Out of Use | 1000 | TRUE |  | Gasoline (containing <=10% ethanol) | FALSE | Unknown | Ute Indian Tribe of the Uintah & Ouray Reservation, Utah | Campbell Repair Shop | 162 North 300 East | Roosevelt | UT | 84066
8 | 5040029 | LaPoint Country Store | Tank 1 | Tank 1 Compartment 1 | Permanently Out of Use | 1000 | TRUE |  | Diesel | FALSE | Unknown | Ute Indian Tribe of the Uintah & Ouray Reservation, Utah | LaPoint Country Store | 188 Main Street | Lapoint | UT | 84039
8 | 5040029 | LaPoint Country Store | Tank 2 | Tank 2 Compartment 1 | Permanently Out of Use | 1000 | TRUE |  | Diesel | FALSE | Unknown | Ute Indian Tribe of the Uintah & Ouray Reservation, Utah | LaPoint Country Store | 188 Main Street | Lapoint | UT | 84039
8 | 5040030 | City Fire Station | Tank 1 | Tank 1 Compartment 1 | Permanently Out of Use | 1000 | TRUE |  | Gasoline (containing <=10% ethanol) | FALSE | Unknown | Ute Indian Tribe of the Uintah & Ouray Reservation, Utah | City Fire Station | 500 East 100 South | Duchesne | UT | 84021
8 | 5040031 | Rod's Service | Tank 1 | Tank 1 Compartment 1 | Permanently Out of Use | 4000 | TRUE |  | Gasoline (containing <=10% ethanol) | FALSE | Unknown | Ute Indian Tribe of the Uintah & Ouray Reservation, Utah | Rod's Service | 17 East Main | Duchesne | UT | 84021
8 | 5040031 | Rod's Service | Tank 2 | Tank 2 Compartment 1 | Permanently Out of Use | 6000 | TRUE |  | Gasoline (containing <=10% ethanol) | FALSE | Unknown | Ute Indian Tribe of the Uintah & Ouray Reservation, Utah | Rod's Service | 17 East Main | Duchesne | UT | 84021
8 | 5040031 | Rod's Service | Tank 3 | Tank 3 Compartment 1 | Permanently Out of Use | 4000 | TRUE |  | Gasoline (containing <=10% ethanol) | FALSE | Unknown | Ute Indian Tribe of the Uintah & Ouray Reservation, Utah | Rod's Service | 17 East Main | Duchesne | UT | 84021
8 | 5040031 | Rod's Service | Tank 4 | Tank 4 Compartment 1 | Permanently Out of Use | 2000 | TRUE |  | Used Oil | FALSE | Unknown | Ute Indian Tribe of the Uintah & Ouray Reservation, Utah | Rod's Service | 17 East Main | Duchesne | UT | 84021
8 | 5040032 | County Weed Control | Tank 1 | Tank 1 Compartment 1 | Permanently Out of Use | 1000 | TRUE |  | Gasoline (containing <=10% ethanol) | FALSE | Unknown | Ute Indian Tribe of the Uintah & Ouray Reservation, Utah | County Weed Control | 100 East 200 South | Duchesne | UT | 84021
8 | 5040033 | Pleasant Valley 43-34D | Tank 1 | Tank 1 Compartment 1 | Permanently Out of Use | 4000 | TRUE |  | Used Oil | FALSE | Unknown | Ute Indian Tribe of the Uintah & Ouray Reservation, Utah | Pleasant Valley 43-34D | NE SE Sec.34-T8S-R18E | Fort Duchesne | UT | 84026
8 | 5040034 | Duchesne City Shop | Tank 1 | Tank 1 Compartment 1 | Permanently Out of Use | 1000 | TRUE |  | Gasoline (containing <=10% ethanol) | FALSE | Unknown | Ute Indian Tribe of the Uintah & Ouray Reservation, Utah | Duchesne City Shop | 400 South 100 West | Duchesne | UT | 84021
8 | 5040035 | Duchesne City Airport | Tank 1 | Tank 1 Compartment 1 | Permanently Out of Use | 500 | TRUE |  | Gasoline (containing <=10% ethanol) | FALSE | Unknown | Ute Indian Tribe of the Uintah & Ouray Reservation, Utah | Duchesne City Airport | Hwy 87, 3 miles north | Duchesne | UT | 84021
8 | 5040035 | Duchesne City Airport | Tank 2 | Tank 2 Compartment 1 | Permanently Out of Use | 1000 | TRUE |  | Gasoline (containing <=10% ethanol) | FALSE | Unknown | Ute Indian Tribe of the Uintah & Ouray Reservation, Utah | Duchesne City Airport | Hwy 87, 3 miles north | Duchesne | UT | 84021
8 | 5040036 | Altamont Station | Tank 1 | Tank 1 Compartment 1 | Permanently Out of Use | 1000 | TRUE |  | Diesel | FALSE | Unknown | Ute Indian Tribe of the Uintah & Ouray Reservation, Utah | Altamont Station | Star Route 2 | Altamont | UT | 84001
8 | 5040037 | Ralph Madsen Trucking | Tank 1 | Tank 1 Compartment 1 | Permanently Out of Use | 8000 | TRUE |  | Gasoline (containing <=10% ethanol) | FALSE | Unknown | Ute Indian Tribe of the Uintah & Ouray Reservation, Utah | Ralph Madsen Trucking | Old Hwy. 40, 5 miles east | Duchesne | UT | 84021
8 | 5040037 | Ralph Madsen Trucking | Tank 2 | Tank 2 Compartment 1 | Permanently Out of Use | 115 | TRUE |  | Gasoline (containing <=10% ethanol) | FALSE | Unknown | Ute Indian Tribe of the Uintah & Ouray Reservation, Utah | Ralph Madsen Trucking | Old Hwy. 40, 5 miles east | Duchesne | UT | 84021
8 | 5040038 | Currant Creek Dam | Tank 1 | Tank 1 Compartment 1 | Permanently Out of Use | 1000 | TRUE |  | Diesel | FALSE | Unknown | Ute Indian Tribe of the Uintah & Ouray Reservation, Utah | Currant Creek Dam | Currant Creek Dam | Duchesne | UT | 84021
8 | 5040039 | U.S. West #673608 Myton Radio | Tank 1 | Tank 1 Compartment 1 | Permanently Out of Use | 550 | TRUE |  | Diesel | FALSE | Unknown | Ute Indian Tribe of the Uintah & Ouray Reservation, Utah | U.S. West #673608 Myton Radio | Sec 14-T8S-R17E Near Myton, UT | Myton | UT | 84052
8 | 5040040 | Fruitland General Store | Tank 1 | Tank 1 Compartment 1 | Permanently Out of Use | 1000 | TRUE |  | Gasoline (containing <=10% ethanol) | FALSE | Unknown | Ute Indian Tribe of the Uintah & Ouray Reservation, Utah | Fruitland General Store | General Delivery | Fruitland | UT | 84027
8 | 5040040 | Fruitland General Store | Tank 2 | Tank 2 Compartment 1 | Permanently Out of Use | 1000 | TRUE |  | Gasoline (containing <=10% ethanol) | FALSE | Unknown | Ute Indian Tribe of the Uintah & Ouray Reservation, Utah | Fruitland General Store | General Delivery | Fruitland | UT | 84027
8 | 5040040 | Fruitland General Store | Tank 3 | Tank 3 Compartment 1 | Permanently Out of Use | 12000 | TRUE |  | Gasoline (containing <=10% ethanol) | FALSE | Unknown | Ute Indian Tribe of the Uintah & Ouray Reservation, Utah | Fruitland General Store | General Delivery | Fruitland | UT | 84027
8 | 5040040 | Fruitland General Store | Tank 4 | Tank 4 Compartment 1 | Permanently Out of Use | 12000 | TRUE |  | Gasoline (containing <=10% ethanol) | FALSE | Unknown | Ute Indian Tribe of the Uintah & Ouray Reservation, Utah | Fruitland General Store | General Delivery | Fruitland | UT | 84027
8 | 5040042 | Soldier Creek Field Station | Tank 1 | Tank 1 Compartment 1 | Permanently Out of Use | 1000 | TRUE |  | Gasoline (containing <=10% ethanol) | FALSE | Unknown | Ute Indian Tribe of the Uintah & Ouray Reservation, Utah | Soldier Creek Field Station | US Hwy. 40 | Fruitland | UT | 84027
8 | 5040043 | Former 7-11 Store #1852-22230 | Tank 1 | Tank 1 Compartment 1 | Permanently Out of Use | 10000 | TRUE |  | Gasoline (containing <=10% ethanol) | FALSE | Unknown | Ute Indian Tribe of the Uintah & Ouray Reservation, Utah | Former 7-11 Store #1852-22230 | 510 East 200 North | Roosevelt | UT | 84066
8 | 5040043 | Former 7-11 Store #1852-22230 | Tank 2 | Tank 2 Compartment 1 | Permanently Out of Use | 10000 | TRUE |  | Gasoline (containing <=10% ethanol) | FALSE | Unknown | Ute Indian Tribe of the Uintah & Ouray Reservation, Utah | Former 7-11 Store #1852-22230 | 510 East 200 North | Roosevelt | UT | 84066
8 | 5040043 | Former 7-11 Store #1852-22230 | Tank 3 | Tank 3 Compartment 1 | Permanently Out of Use | 10000 | TRUE |  | Gasoline (containing <=10% ethanol) | FALSE | Unknown | Ute Indian Tribe of the Uintah & Ouray Reservation, Utah | Former 7-11 Store #1852-22230 | 510 East 200 North | Roosevelt | UT | 84066
8 | 5040044 | LCL South | Tank 1 | Tank 1 Compartment 1 | Permanently Out of Use | 300 | TRUE |  | Used Oil | FALSE | Unknown | Ute Indian Tribe of the Uintah & Ouray Reservation, Utah | LCL South | 380 South 200 East | Roosevelt | UT | 84066
8 | 5040045 | Ute Tribal Education Building | Tank 1 | Tank 1 Compartment 1 | Permanently Out of Use | 10000 | TRUE |  | Gasoline (containing <=10% ethanol) | FALSE | Unknown | Ute Indian Tribe of the Uintah & Ouray Reservation, Utah | Ute Tribal Education Building | P.O. Box 190 | Fort Duchesne | UT | 84026
8 | 5040046 | Roosevelt Refinery | Tank 1 | Tank 1 Compartment 1 | Permanently Out of Use | 7816 | TRUE |  | Gasoline (containing <=10% ethanol) | FALSE | Unknown | Ute Indian Tribe of the Uintah & Ouray Reservation, Utah | Roosevelt Refinery | West Hwy. 40 | Roosevelt | UT | 84066
8 | 5040047 | Stanley TV Bldg. | Tank 1 | Tank 1 Compartment 1 | Permanently Out of Use | 275 | TRUE |  | Diesel | FALSE | Unknown | Ute Indian Tribe of the Uintah & Ouray Reservation, Utah | Stanley TV Bldg. | Valley Road Sec.19-T8S-R17E | Duchesne | UT | 84021
8 | 5040048 | 7-11 Store #1890-23747 | Tank 1 | Tank 1 Compartment 1 | Permanently Out of Use | 10000 | TRUE |  | Gasoline (containing <=10% ethanol) | FALSE | Unknown | Ute Indian Tribe of the Uintah & Ouray Reservation, Utah | 7-11 Store #1890-23747 | 293 Main | Roosevelt | UT | 84066
8 | 5040048 | 7-11 Store #1890-23747 | Tank 2 | Tank 2 Compartment 1 | Permanently Out of Use | 10000 | TRUE |  | Gasoline (containing <=10% ethanol) | FALSE | Unknown | Ute Indian Tribe of the Uintah & Ouray Reservation, Utah | 7-11 Store #1890-23747 | 293 Main | Roosevelt | UT | 84066
8 | 5040048 | 7-11 Store #1890-23747 | Tank 3 | Tank 3 Compartment 1 | Permanently Out of Use | 10000 | TRUE |  | Gasoline (containing <=10% ethanol) | FALSE | Unknown | Ute Indian Tribe of the Uintah & Ouray Reservation, Utah | 7-11 Store #1890-23747 | 293 Main | Roosevelt | UT | 84066
8 | 5040049 | Sinclair Station/Nebeker Oil | Tank 1 | Tank 1 Compartment 1 | Permanently Out of Use | 12000 | TRUE |  | Gasoline (containing <=10% ethanol) | FALSE | Unknown | Ute Indian Tribe of the Uintah & Ouray Reservation, Utah | Sinclair Station/Nebeker Oil | East Hwy. 40 | Roosevelt | UT | 84066
8 | 5040049 | Sinclair Station/Nebeker Oil | Tank 2 | Tank 2 Compartment 1 | Permanently Out of Use | 12000 | TRUE |  | Gasoline (containing <=10% ethanol) | FALSE | Unknown | Ute Indian Tribe of the Uintah & Ouray Reservation, Utah | Sinclair Station/Nebeker Oil | East Hwy. 40 | Roosevelt | UT | 84066
8 | 5040049 | Sinclair Station/Nebeker Oil | Tank 3 | Tank 3 Compartment 1 | Permanently Out of Use | 12000 | TRUE |  | Diesel | FALSE | Unknown | Ute Indian Tribe of the Uintah & Ouray Reservation, Utah | Sinclair Station/Nebeker Oil | East Hwy. 40 | Roosevelt | UT | 84066
8 | 5040051 | Murray Motors & Investment Corp. | Tank 1 | Tank 1 Compartment 1 | Permanently Out of Use | 300 | TRUE |  | Used Oil | FALSE | Unknown | Ute Indian Tribe of the Uintah & Ouray Reservation, Utah | Murray Motors & Investment Corp. | 157 South 200 EAst | Roosevelt | UT | 84066
8 | 5040051 | Murray Motors & Investment Corp. | Tank 2 | Tank 2 Compartment 1 | Permanently Out of Use | 1000 | TRUE |  | Gasoline (containing <=10% ethanol) | FALSE | Unknown | Ute Indian Tribe of the Uintah & Ouray Reservation, Utah | Murray Motors & Investment Corp. | 157 South 200 EAst | Roosevelt | UT | 84066
8 | 5040052 | UDOT Station #635 | Tank 1 | Tank 1 Compartment 1 | Permanently Out of Use | 5000 | TRUE |  | Diesel | FALSE | Unknown | Ute Indian Tribe of the Uintah & Ouray Reservation, Utah | UDOT Station #635 | 2 miles west on US 40 | Roosevelt | UT | 84066
8 | 5040052 | UDOT Station #635 | Tank 2 | Tank 2 Compartment 1 | Permanently Out of Use | 2000 | TRUE |  | Diesel | FALSE | Unknown | Ute Indian Tribe of the Uintah & Ouray Reservation, Utah | UDOT Station #635 | 2 miles west on US 40 | Roosevelt | UT | 84066
8 | 5040052 | UDOT Station #635 | Tank 3 | Tank 3 Compartment 1 | Permanently Out of Use | 115 | TRUE |  | Gasoline (containing <=10% ethanol) | FALSE | Unknown | Ute Indian Tribe of the Uintah & Ouray Reservation, Utah | UDOT Station #635 | 2 miles west on US 40 | Roosevelt | UT | 84066
8 | 5040053 | The Garden Shop | Tank 1 | Tank 1 Compartment 1 | Permanently Out of Use | 10000 | TRUE |  | Gasoline (containing <=10% ethanol) | FALSE | Unknown | Ute Indian Tribe of the Uintah & Ouray Reservation, Utah | The Garden Shop | 211 East 200 North | Roosevelt | UT | 84066
8 | 5040053 | The Garden Shop | Tank 2 | Tank 2 Compartment 1 | Permanently Out of Use | 10000 | TRUE |  | Gasoline (containing <=10% ethanol) | FALSE | Unknown | Ute Indian Tribe of the Uintah & Ouray Reservation, Utah | The Garden Shop | 211 East 200 North | Roosevelt | UT | 84066
8 | 5040054 | Gary's Insulation | Tank 1 | Tank 1 Compartment 1 | Permanently Out of Use | 6000 | TRUE |  | Gasoline (containing <=10% ethanol) | FALSE | Unknown | Ute Indian Tribe of the Uintah & Ouray Reservation, Utah | Gary's Insulation | West Hwy. 40 | Roosevelt | UT | 84066
8 | 5040054 | Gary's Insulation | Tank 2 | Tank 2 Compartment 1 | Permanently Out of Use | 10000 | TRUE |  | Gasoline (containing <=10% ethanol) | FALSE | Unknown | Ute Indian Tribe of the Uintah & Ouray Reservation, Utah | Gary's Insulation | West Hwy. 40 | Roosevelt | UT | 84066
8 | 5040055 | Prairie Gold Well Service | Tank 1 | Tank 1 Compartment 1 | Permanently Out of Use | 4000 | TRUE |  | Gasoline (containing <=10% ethanol) | FALSE | Unknown | Ute Indian Tribe of the Uintah & Ouray Reservation, Utah | Prairie Gold Well Service | West Hwy. 40 | Roosevelt | UT | 84066
8 | 5040055 | Prairie Gold Well Service | Tank 2 | Tank 2 Compartment 1 | Permanently Out of Use | 8000 | TRUE |  | Diesel | FALSE | Unknown | Ute Indian Tribe of the Uintah & Ouray Reservation, Utah | Prairie Gold Well Service | West Hwy. 40 | Roosevelt | UT | 84066
8 | 5040056 | Union High School | Tank 1 | Tank 1 Compartment 1 | Permanently Out of Use | 1000 | TRUE |  | Gasoline (containing <=10% ethanol) | FALSE | Unknown | Ute Indian Tribe of the Uintah & Ouray Reservation, Utah | Union High School | East Hwy. 40 | Roosevelt | UT | 84066
8 | 5040057 | Uintah Basin Telephone H.Q. Site | Tank 1 | Tank 1 Compartment 1 | Permanently Out of Use | 10000 | TRUE |  | Gasoline (containing <=10% ethanol) | FALSE | Unknown | Ute Indian Tribe of the Uintah & Ouray Reservation, Utah | Uintah Basin Telephone H.Q. Site | West Hwy. 40 | Roosevelt | UT | 84066
8 | 5040059 | Duchesne County Mosquito Abatement | Tank 1 | Tank 1 Compartment 1 | Permanently Out of Use | 1000 | TRUE |  | Diesel | FALSE | Unknown | Ute Indian Tribe of the Uintah & Ouray Reservation, Utah | Duchesne County Mosquito Abatement | West Hwy 40 P.O. Box 1950 | Roosevelt | UT | 84066
8 | 5040060 | Shop Warehouse | Tank 1 | Tank 1 Compartment 1 | Permanently Out of Use | 12000 | TRUE |  | Diesel | FALSE | Unknown | Ute Indian Tribe of the Uintah & Ouray Reservation, Utah | Shop Warehouse | West Hwy 40 (3 miles west of Roosevelt) | Roosevelt | UT | 84066
8 | 5040061 | Old West Trading Post | Tank 1 | Tank 1 Compartment 1 | Permanently Out of Use | 10000 | TRUE |  | Gasoline (containing <=10% ethanol) | FALSE | Unknown | Ute Indian Tribe of the Uintah & Ouray Reservation, Utah | Old West Trading Post | East Hwy. 40 (2 miles east of Roosevelt) | Roosevelt | UT | 84066
8 | 5040061 | Old West Trading Post | Tank 2 | Tank 2 Compartment 1 | Permanently Out of Use | 10000 | TRUE |  | Gasoline (containing <=10% ethanol) | FALSE | Unknown | Ute Indian Tribe of the Uintah & Ouray Reservation, Utah | Old West Trading Post | East Hwy. 40 (2 miles east of Roosevelt) | Roosevelt | UT | 84066
8 | 5040062 | Surfast Lube | Tank 1 | Tank 1 Compartment 1 | Permanently Out of Use | 2000 | TRUE |  | Used Oil | FALSE | Unknown | Ute Indian Tribe of the Uintah & Ouray Reservation, Utah | Surfast Lube | 242 East 200 South | Roosevelt | UT | 84066
8 | 5040062 | Surfast Lube | Tank 2 | Tank 2 Compartment 1 | Permanently Out of Use | 2000 | TRUE |  | Used Oil | FALSE | Unknown | Ute Indian Tribe of the Uintah & Ouray Reservation, Utah | Surfast Lube | 242 East 200 South | Roosevelt | UT | 84066
8 | 5040062 | Surfast Lube | Tank 3 | Tank 3 Compartment 1 | Permanently Out of Use | 2000 | TRUE |  | Used Oil | FALSE | Unknown | Ute Indian Tribe of the Uintah & Ouray Reservation, Utah | Surfast Lube | 242 East 200 South | Roosevelt | UT | 84066
8 | 5040063 | Roosevelt Bus Garage | Tank 1 | Tank 1 Compartment 1 | Permanently Out of Use | 2000 | TRUE |  | Diesel | FALSE | Unknown | Ute Indian Tribe of the Uintah & Ouray Reservation, Utah | Roosevelt Bus Garage | 43 North 3 West | Roosevelt | UT | 84066
8 | 5040063 | Roosevelt Bus Garage | Tank 2 | Tank 2 Compartment 1 | Permanently Out of Use | 2000 | TRUE |  | Gasoline (containing <=10% ethanol) | FALSE | Unknown | Ute Indian Tribe of the Uintah & Ouray Reservation, Utah | Roosevelt Bus Garage | 43 North 3 West | Roosevelt | UT | 84066
8 | 5040064 | D.I. Drilling Equipment | Tank 1 | Tank 1 Compartment 1 | Permanently Out of Use | 750 | TRUE |  | Used Oil | FALSE | Unknown | Ute Indian Tribe of the Uintah & Ouray Reservation, Utah | D.I. Drilling Equipment | Poleline Rd | Roosevelt | UT | 84066
8 | 5040065 | Basin Western Inc. | Tank 1 | Tank 1 Compartment 1 | Permanently Out of Use | 12000 | TRUE |  | Diesel | FALSE | Unknown | Ute Indian Tribe of the Uintah & Ouray Reservation, Utah | Basin Western Inc. | East Hwy. 40 Matlack Terminal | Roosevelt | UT | 84066
8 | 5040065 | Basin Western Inc. | Tank 2 | Tank 2 Compartment 1 | Permanently Out of Use | 6000 | TRUE |  | Used Oil | FALSE | Unknown | Ute Indian Tribe of the Uintah & Ouray Reservation, Utah | Basin Western Inc. | East Hwy. 40 Matlack Terminal | Roosevelt | UT | 84066
8 | 5040066 | Ouray National Wildlife Refuge | Tank 1 | Tank 1 Compartment 1 | Permanently Out of Use | 1000 | TRUE |  | Diesel | FALSE | Unknown | Ute Indian Tribe of the Uintah & Ouray Reservation, Utah | Ouray National Wildlife Refuge | 3 miles north of Ouray | Randlett | UT | 84063
8 | 5040066 | Ouray National Wildlife Refuge | Tank 2 | Tank 2 Compartment 1 | Permanently Out of Use | 1000 | TRUE |  | Gasoline (containing <=10% ethanol) | FALSE | Unknown | Ute Indian Tribe of the Uintah & Ouray Reservation, Utah | Ouray National Wildlife Refuge | 3 miles north of Ouray | Randlett | UT | 84063
8 | 5040066 | Ouray National Wildlife Refuge | Tank 3 | Tank 3 Compartment 1 | Permanently Out of Use | 1000 | TRUE |  | Gasoline (containing <=10% ethanol) | FALSE | Unknown | Ute Indian Tribe of the Uintah & Ouray Reservation, Utah | Ouray National Wildlife Refuge | 3 miles north of Ouray | Randlett | UT | 84063
8 | 5040067 | Noah's Arch | Tank 1 | Tank 1 Compartment 1 | Permanently Out of Use | 1000 | TRUE |  | Gasoline (containing <=10% ethanol) | FALSE | Unknown | Ute Indian Tribe of the Uintah & Ouray Reservation, Utah | Noah's Arch | West Hwy. 40 | Duchesne | UT | 84021
8 | 5040068 | Pleasant Valley 14-35D | Tank 1 | Tank 1 Compartment 1 | Permanently Out of Use | 4000 | TRUE |  | Used Oil | FALSE | Unknown | Ute Indian Tribe of the Uintah & Ouray Reservation, Utah | Pleasant Valley 14-35D | SW SW Sec.35-T8S-R18E | Fort Duchesne | UT | 84026
8 | 5040069 | Murphy's Save More | Tank 1 | Tank 1 Compartment 1 | Permanently Out of Use | 6000 | TRUE |  | Gasoline (containing <=10% ethanol) | FALSE | Unknown | Ute Indian Tribe of the Uintah & Ouray Reservation, Utah | Murphy's Save More | West Hwy 40 RR#2 | Roosevelt | UT | 84066
8 | 5040070 | National Oil Well | Tank 1 | Tank 1 Compartment 1 | Permanently Out of Use | 1000 | TRUE |  | Diesel | FALSE | Unknown | Ute Indian Tribe of the Uintah & Ouray Reservation, Utah | National Oil Well | West Hwy 40 | Roosevelt | UT | 84066
8 | 5040071 | Intermountain Farmers' Assoc. | Tank 1 | Tank 1 Compartment 1 | Permanently Out of Use | 10000 | TRUE |  | Gasoline (containing <=10% ethanol) | FALSE | Unknown | Ute Indian Tribe of the Uintah & Ouray Reservation, Utah | Intermountain Farmers' Assoc. | West Hwy. 40 | Roosevelt | UT | 84066
8 | 5040071 | Intermountain Farmers' Assoc. | Tank 2 | Tank 2 Compartment 1 | Permanently Out of Use | 10000 | TRUE |  | Gasoline (containing <=10% ethanol) | FALSE | Unknown | Ute Indian Tribe of the Uintah & Ouray Reservation, Utah | Intermountain Farmers' Assoc. | West Hwy. 40 | Roosevelt | UT | 84066
8 | 5040072 | Milchem Inc. | Tank 1 | Tank 1 Compartment 1 | Permanently Out of Use | 1000 | TRUE |  | Gasoline (containing <=10% ethanol) | FALSE | Unknown | Ute Indian Tribe of the Uintah & Ouray Reservation, Utah | Milchem Inc. | West Hwy. 40 | Roosevelt | UT | 84066
8 | 5040073 | Altonah | Tank 1 | Tank 1 Compartment 1 | Permanently Out of Use | 2000 | TRUE |  | Gasoline (containing <=10% ethanol) | FALSE | Unknown | Ute Indian Tribe of the Uintah & Ouray Reservation, Utah | Altonah | SENE Sec. 14-T1S-R4W | Roosevelt | UT | 84066
8 | 5040074 | Burdick Paving Co. | Tank 1 | Tank 1 Compartment 1 | Permanently Out of Use | 3000 | TRUE |  | Diesel | FALSE | Unknown | Ute Indian Tribe of the Uintah & Ouray Reservation, Utah | Burdick Paving Co. | North Airport Rd. P.O. Box459 | Roosevelt | UT | 84066
8 | 5040074 | Burdick Paving Co. | Tank 2 | Tank 2 Compartment 1 | Permanently Out of Use | 6000 | TRUE |  | Diesel | FALSE | Unknown | Ute Indian Tribe of the Uintah & Ouray Reservation, Utah | Burdick Paving Co. | North Airport Rd. P.O. Box459 | Roosevelt | UT | 84066
8 | 5040074 | Burdick Paving Co. | Tank 3 | Tank 3 Compartment 1 | Permanently Out of Use | 1000 | TRUE |  | Gasoline (containing <=10% ethanol) | FALSE | Unknown | Ute Indian Tribe of the Uintah & Ouray Reservation, Utah | Burdick Paving Co. | North Airport Rd. P.O. Box459 | Roosevelt | UT | 84066
8 | 5040075 | Bluebell Station | Tank 1 | Tank 1 Compartment 1 | Permanently Out of Use | 1000 | TRUE |  | Diesel | FALSE | Unknown | Ute Indian Tribe of the Uintah & Ouray Reservation, Utah | Bluebell Station | Star Route 1; Cedar View | Roosevelt | UT | 84066
8 | 5040076 | CNG Producing Co. | Tank 1 | Tank 1 Compartment 1 | Permanently Out of Use | 2000 | TRUE |  | Gasoline (containing <=10% ethanol) | FALSE | Unknown | Ute Indian Tribe of the Uintah & Ouray Reservation, Utah | CNG Producing Co. | 1400 North State Street P.O. Box 1360 | Roosevelt | UT | 84066
8 | 5040077 | Birrell Bottling Co. | Tank 1 | Tank 1 Compartment 1 | Permanently Out of Use | 12000 | TRUE |  | Gasoline (containing <=10% ethanol) | FALSE | Unknown | Ute Indian Tribe of the Uintah & Ouray Reservation, Utah | Birrell Bottling Co. | West Hwy. 40 | Roosevelt | UT | 84066
8 | 5040078 | Pleasant Valley 42-9H | Tank 1 | Tank 1 Compartment 1 | Permanently Out of Use | 4000 | TRUE |  | Used Oil | FALSE | Unknown | Ute Indian Tribe of the Uintah & Ouray Reservation, Utah | Pleasant Valley 42-9H | SE SW Sec. 9-T9S-R17E | Myton | UT | 84052
8 | 5040079 | LCL Phillips 66 | Tank 1 | Tank 1 Compartment 1 | Permanently Out of Use | 10000 | TRUE |  | Gasoline (containing <=10% ethanol) | FALSE | Unknown | Ute Indian Tribe of the Uintah & Ouray Reservation, Utah | LCL Phillips 66 | 192 North 2nd East | Roosevelt | UT | 84066
8 | 5040079 | LCL Phillips 66 | Tank 2 | Tank 2 Compartment 1 | Permanently Out of Use | 10000 | TRUE |  | Gasoline (containing <=10% ethanol) | FALSE | Unknown | Ute Indian Tribe of the Uintah & Ouray Reservation, Utah | LCL Phillips 66 | 192 North 2nd East | Roosevelt | UT | 84066
8 | 5040079 | LCL Phillips 66 | Tank 3 | Tank 3 Compartment 1 | Permanently Out of Use | 1000 | TRUE |  | Used Oil | FALSE | Unknown | Ute Indian Tribe of the Uintah & Ouray Reservation, Utah | LCL Phillips 66 | 192 North 2nd East | Roosevelt | UT | 84066
8 | 5040080 | L&L Motor | Tank 1 | Tank 1 Compartment 1 | Permanently Out of Use | 1000 | TRUE |  | Gasoline (containing <=10% ethanol) | FALSE | Unknown | Ute Indian Tribe of the Uintah & Ouray Reservation, Utah | L&L Motor | 191 North 200 East | Roosevelt | UT | 84066
8 | 5040080 | L&L Motor | Tank 2 | Tank 2 Compartment 1 | Permanently Out of Use | 1000 | TRUE |  | Gasoline (containing <=10% ethanol) | FALSE | Unknown | Ute Indian Tribe of the Uintah & Ouray Reservation, Utah | L&L Motor | 191 North 200 East | Roosevelt | UT | 84066
8 | 5040081 | Steve's Automotive (Arvin Labrum) | Tank 1 | Tank 1 Compartment 1 | Permanently Out of Use | 500 | TRUE |  | Gasoline (containing <=10% ethanol) | FALSE | Unknown | Ute Indian Tribe of the Uintah & Ouray Reservation, Utah | Steve's Automotive (Arvin Labrum) | 258 East 200 North | Roosevelt | UT | 84066
8 | 5040082 | Utah Highway Patrol Fueling Facility | Tank 1 | Tank 1 Compartment 1 | Permanently Out of Use | 2000 | TRUE |  | Gasoline (containing <=10% ethanol) | FALSE | Unknown | Ute Indian Tribe of the Uintah & Ouray Reservation, Utah | Utah Highway Patrol Fueling Facility | Hwy. 40 2 miles W of Roosevelt | Roosevelt | UT | 84066
8 | 5040084 | Uintah Basin Tractor Inc. | Tank 1 | Tank 1 Compartment 1 | Permanently Out of Use | 500 | TRUE |  | Gasoline (containing <=10% ethanol) | FALSE | Unknown | Ute Indian Tribe of the Uintah & Ouray Reservation, Utah | Uintah Basin Tractor Inc. | West Hwy. 40 | Roosevelt | UT | 84066
8 | 5040085 | Randlett Mercantile | Tank 1 | Tank 1 Compartment 1 | Permanently Out of Use | 500 | TRUE |  | Gasoline (containing <=10% ethanol) | FALSE | Unknown | Ute Indian Tribe of the Uintah & Ouray Reservation, Utah | Randlett Mercantile | Box 1 | Randlett | UT | 84063
8 | 5040085 | Randlett Mercantile | Tank 2 | Tank 2 Compartment 1 | Permanently Out of Use | 1000 | TRUE |  | Gasoline (containing <=10% ethanol) | FALSE | Unknown | Ute Indian Tribe of the Uintah & Ouray Reservation, Utah | Randlett Mercantile | Box 1 | Randlett | UT | 84063
8 | 5040086 | Basin Diesel Service Inc. | Tank 1 | Tank 1 Compartment 1 | Permanently Out of Use | 5000 | TRUE |  | Used Oil | FALSE | Unknown | Ute Indian Tribe of the Uintah & Ouray Reservation, Utah | Basin Diesel Service Inc. | West Hwy. 40 | Roosevelt | UT | 84066
8 | 5040088 | Roosevelt Municipal Airport | Tank 1 | Tank 1 Compartment 1 | Permanently Out of Use | 12000 | TRUE |  | Gasoline (containing <=10% ethanol) | FALSE | Unknown | Ute Indian Tribe of the Uintah & Ouray Reservation, Utah | Roosevelt Municipal Airport | West Poline Rd. 1707 South 3000 West | Roosevelt | UT | 84066
8 | 5040088 | Roosevelt Municipal Airport | Tank 2 | Tank 2 Compartment 1 | Permanently Out of Use | 12000 | TRUE |  | Gasoline (containing <=10% ethanol) | FALSE | Unknown | Ute Indian Tribe of the Uintah & Ouray Reservation, Utah | Roosevelt Municipal Airport | West Poline Rd. 1707 South 3000 West | Roosevelt | UT | 84066
8 | 5040088 | Roosevelt Municipal Airport | Tank 3 | Tank 3 Compartment 1 | Permanently Out of Use | 1000 | TRUE |  | Gasoline (containing <=10% ethanol) | FALSE | Unknown | Ute Indian Tribe of the Uintah & Ouray Reservation, Utah | Roosevelt Municipal Airport | West Poline Rd. 1707 South 3000 West | Roosevelt | UT | 84066
8 | 5040088 | Roosevelt Municipal Airport | Tank 4 | Tank 4 Compartment 1 | Permanently Out of Use | 1000 | TRUE |  | Diesel | FALSE | Unknown | Ute Indian Tribe of the Uintah & Ouray Reservation, Utah | Roosevelt Municipal Airport | West Poline Rd. 1707 South 3000 West | Roosevelt | UT | 84066
8 | 5040088 | Roosevelt Municipal Airport | Tank 5 | Tank 5 Compartment 1 | Permanently Out of Use | 3000 | TRUE |  | Gasoline (containing <=10% ethanol) | FALSE | Unknown | Ute Indian Tribe of the Uintah & Ouray Reservation, Utah | Roosevelt Municipal Airport | West Poline Rd. 1707 South 3000 West | Roosevelt | UT | 84066
8 | 5040089 | US West #673450 | Tank 1 | Tank 1 Compartment 1 | Permanently Out of Use | 1000 | TRUE |  | Diesel | FALSE | Unknown | Ute Indian Tribe of the Uintah & Ouray Reservation, Utah | US West #673450 | 58 North 100 East Streets | Roosevelt | UT | 84066
8 | 5040090 | Hannah Pump Station | Tank 1 | Tank 1 Compartment 1 | Permanently Out of Use | 500 | TRUE |  | Gasoline (containing <=10% ethanol) | FALSE | Unknown | Ute Indian Tribe of the Uintah & Ouray Reservation, Utah | Hannah Pump Station | State Road 35 | Hanna | UT | 84031
8 | 5040091 | Upper Stillwater Dam | Tank 1 | Tank 1 Compartment 1 | Permanently Out of Use | 2000 | TRUE |  | Diesel | TRUE | Spill Bucket | Ute Indian Tribe of the Uintah & Ouray Reservation, Utah | Upper Stillwater Dam | Upper Stillwater Dam | Duchesne | UT | 84021
8 | 5040092 | Gas & Misc. | Tank 1 | Tank 1 Compartment 1 | Permanently Out of Use | 2000 | TRUE | 1991-01-01 | Gasoline (containing <=10% ethanol) | FALSE | Unknown | Ute Indian Tribe of the Uintah & Ouray Reservation, Utah | Gas & Misc. | Intersection of Highways | Whiterocks | UT | 84085
8 | 5040093 | Stockmore Guard Station ` | Tank 1 | Tank 1 Compartment 1 | Permanently Out of Use | 1000 | TRUE |  | Gasoline (containing <=10% ethanol) | FALSE | Unknown | Ute Indian Tribe of the Uintah & Ouray Reservation, Utah | Stockmore Guard Station ` | Ashley Naltional Forest | Hanna | UT | 84031
8 | 5040094 | Wagstaff Lumber | Tank 1 | Tank 1 Compartment 1 | Permanently Out of Use | 500 | TRUE |  | Gasoline (containing <=10% ethanol) | FALSE | Unknown | Ute Indian Tribe of the Uintah & Ouray Reservation, Utah | Wagstaff Lumber | Unknown | Tabiona | UT | 84072
8 | 5040095 | UDOT #3433 (Tabiona) | Tank 1 | Tank 1 Compartment 1 | Permanently Out of Use | 4000 | TRUE |  | Gasoline (containing <=10% ethanol) | TRUE | Spill Bucket | Ute Indian Tribe of the Uintah & Ouray Reservation, Utah | UDOT #3433 (Tabiona) | State Road 35 | Tabiona | UT | 84072
8 | 5040095 | UDOT #3433 (Tabiona) | Tank 2 | Tank 2 Compartment 1 | Permanently Out of Use | 6000 | TRUE |  | Diesel | TRUE | Spill Bucket | Ute Indian Tribe of the Uintah & Ouray Reservation, Utah | UDOT #3433 (Tabiona) | State Road 35 | Tabiona | UT | 84072
8 | 5040095 | UDOT #3433 (Tabiona) | Tank 3 | Tank 3 Compartment 1 | Permanently Out of Use | 5000 | TRUE |  | Gasoline (containing <=10% ethanol) | FALSE | Unknown | Ute Indian Tribe of the Uintah & Ouray Reservation, Utah | UDOT #3433 (Tabiona) | State Road 35 | Tabiona | UT | 84072
8 | 5040095 | UDOT #3433 (Tabiona) | Tank 4 | Tank 4 Compartment 1 | Permanently Out of Use | 5000 | TRUE |  | Diesel | FALSE | Unknown | Ute Indian Tribe of the Uintah & Ouray Reservation, Utah | UDOT #3433 (Tabiona) | State Road 35 | Tabiona | UT | 84072
8 | 5040096 | Tabiona School | Tank 1 | Tank 1 Compartment 1 | Permanently Out of Use | 1000 | TRUE |  | Gasoline (containing <=10% ethanol) | FALSE | Unknown | Ute Indian Tribe of the Uintah & Ouray Reservation, Utah | Tabiona School | Hwy 32 | Tabiona | UT | 84072
8 | 5040097 | Old Church and Garage | Tank 1 | Tank 1 Compartment 1 | Permanently Out of Use | 1000 | TRUE |  | Gasoline (containing <=10% ethanol) | FALSE | Unknown | Ute Indian Tribe of the Uintah & Ouray Reservation, Utah | Old Church and Garage | Main Street | Tabiona | UT | 84072
8 | 5040097 | Old Church and Garage | Tank 2 | Tank 2 Compartment 1 | Permanently Out of Use | 1000 | TRUE |  | Gasoline (containing <=10% ethanol) | FALSE | Unknown | Ute Indian Tribe of the Uintah & Ouray Reservation, Utah | Old Church and Garage | Main Street | Tabiona | UT | 84072
8 | 5040098 | Sage Brush Inn | Tank 1 | Tank 1 Compartment 1 | Permanently Out of Use | 6000 | TRUE |  | Gasoline (containing <=10% ethanol) | FALSE | Unknown | Ute Indian Tribe of the Uintah & Ouray Reservation, Utah | Sage Brush Inn | General Delivery | Tabiona | UT | 84072
8 | 5040098 | Sage Brush Inn | Tank 2 | Tank 2 Compartment 1 | Permanently Out of Use | 6000 | TRUE |  | Gasoline (containing <=10% ethanol) | FALSE | Unknown | Ute Indian Tribe of the Uintah & Ouray Reservation, Utah | Sage Brush Inn | General Delivery | Tabiona | UT | 84072
8 | 5040099 | Uintah Basin Applied Technology | Tank 1 | Tank 1 Compartment 1 | Permanently Out of Use | 500 | TRUE |  | Used Oil | FALSE | Unknown | Ute Indian Tribe of the Uintah & Ouray Reservation, Utah | Uintah Basin Applied Technology | 1100 East Lagoon | Roosevelt | UT | 84066
8 | 5040100 | Pleasant Valley 32-29T | Tank 1 | Tank 1 Compartment 1 | Permanently Out of Use | 4000 | TRUE |  | Used Oil | FALSE | Unknown | Ute Indian Tribe of the Uintah & Ouray Reservation, Utah | Pleasant Valley 32-29T | SW NE Sec.29-T9S-R18E | Myton | UT | 84052
8 | 5040101 | LaRue Trucking | Tank 1 | Tank 1 Compartment 1 | Permanently Out of Use | 1000 | TRUE |  | Gasoline (containing <=10% ethanol) | FALSE | Unknown | Ute Indian Tribe of the Uintah & Ouray Reservation, Utah | LaRue Trucking | PO Box 374 | Myton | UT | 84052
8 | 5040101 | LaRue Trucking | Tank 2 | Tank 2 Compartment 1 | Permanently Out of Use | 1000 | TRUE |  | Diesel | FALSE | Unknown | Ute Indian Tribe of the Uintah & Ouray Reservation, Utah | LaRue Trucking | PO Box 374 | Myton | UT | 84052
8 | 5040102 | Marvine Ranch | Tank 1 | Tank 1 Compartment 1 | Permanently Out of Use | 2000 | TRUE |  | Diesel | FALSE | Unknown | Ute Indian Tribe of the Uintah & Ouray Reservation, Utah | Marvine Ranch | 6 miles East of Randlett | Randlett | UT | 84063
8 | 5040102 | Marvine Ranch | Tank 2 | Tank 2 Compartment 1 | Permanently Out of Use | 2000 | TRUE |  | Gasoline (containing <=10% ethanol) | FALSE | Unknown | Ute Indian Tribe of the Uintah & Ouray Reservation, Utah | Marvine Ranch | 6 miles East of Randlett | Randlett | UT | 84063
8 | 5040102 | Marvine Ranch | Tank 3 | Tank 3 Compartment 1 | Permanently Out of Use | 2000 | TRUE |  | Diesel | FALSE | Unknown | Ute Indian Tribe of the Uintah & Ouray Reservation, Utah | Marvine Ranch | 6 miles East of Randlett | Randlett | UT | 84063
8 | 5040103 | Scotty's Mercantile | Tank 1 | Tank 1 Compartment 1 | Permanently Out of Use | 500 | TRUE |  | Gasoline (containing <=10% ethanol) | FALSE | Unknown | Ute Indian Tribe of the Uintah & Ouray Reservation, Utah | Scotty's Mercantile | Mount Emmons | Altamont | UT | 84001
8 | 5040103 | Scotty's Mercantile | Tank 2 | Tank 2 Compartment 1 | Permanently Out of Use | 1000 | TRUE |  | Gasoline (containing <=10% ethanol) | FALSE | Unknown | Ute Indian Tribe of the Uintah & Ouray Reservation, Utah | Scotty's Mercantile | Mount Emmons | Altamont | UT | 84001
8 | 5040104 | Altamont Bus Garage | Tank 1 | Tank 1 Compartment 1 | Permanently Out of Use | 2000 | TRUE |  | Gasoline (containing <=10% ethanol) | FALSE | Unknown | Ute Indian Tribe of the Uintah & Ouray Reservation, Utah | Altamont Bus Garage | Altamont High School | Altamont | UT | 84001
8 | 5040105 | Swasey's Other Place | Tank 1 RUL | Tank 1 RUL | Currently in Use | 10000 | TRUE |  | Gasoline (containing <=10% ethanol) | TRUE | Spill Bucket | Ute Indian Tribe of the Uintah & Ouray Reservation, Utah | Swasey's Other Place | 350 East Main | Altamont | UT | 84001
8 | 5040105 | Swasey's Other Place | Tank 2 diesel | Tank 2 diesel | Currently in Use | 10000 | TRUE |  | Diesel | TRUE | Spill Bucket | Ute Indian Tribe of the Uintah & Ouray Reservation, Utah | Swasey's Other Place | 350 East Main | Altamont | UT | 84001
8 | 5040105 | Swasey's Other Place | Tank 3 PUL | Tank 3 PUL | Currently in Use | 8000 | TRUE |  | Gasoline (containing <=10% ethanol) | TRUE | Spill Bucket | Ute Indian Tribe of the Uintah & Ouray Reservation, Utah | Swasey's Other Place | 350 East Main | Altamont | UT | 84001
8 | 5040106 | Stillwater Dam Project | Tank 1 | Tank 1 Compartment 1 | Permanently Out of Use | 12000 | TRUE |  | Diesel | FALSE | Unknown | Ute Indian Tribe of the Uintah & Ouray Reservation, Utah | Stillwater Dam Project | Stillwater Dam | Mountain Home | UT | 84051
8 | 5040107 | Farm House General Store | Tank 1 | Tank 1 Compartment 1 | Permanently Out of Use | 2000 | TRUE |  | Gasoline (containing <=10% ethanol) | FALSE | Unknown | Ute Indian Tribe of the Uintah & Ouray Reservation, Utah | Farm House General Store | P.O. Box 510076 | Mountain Home | UT | 84051
8 | 5040107 | Farm House General Store | Tank 2 | Tank 2 Compartment 1 | Permanently Out of Use | 2000 | TRUE |  | Gasoline (containing <=10% ethanol) | FALSE | Unknown | Ute Indian Tribe of the Uintah & Ouray Reservation, Utah | Farm House General Store | P.O. Box 510076 | Mountain Home | UT | 84051
8 | 5040108 | Bluebell Store | Tank 1 | Tank 1 Compartment 1 | Permanently Out of Use | 1000 | TRUE |  | Gasoline (containing <=10% ethanol) | FALSE | Unknown | Ute Indian Tribe of the Uintah & Ouray Reservation, Utah | Bluebell Store | North Main Street | Bluebell | UT | 84007
8 | 5040108 | Bluebell Store | Tank 2 | Tank 2 Compartment 1 | Permanently Out of Use | 1000 | TRUE |  | Gasoline (containing <=10% ethanol) | FALSE | Unknown | Ute Indian Tribe of the Uintah & Ouray Reservation, Utah | Bluebell Store | North Main Street | Bluebell | UT | 84007
8 | 5040109 | Western Petroleum, Inc. | Tank 1 | Tank 1 Compartment 1 | Permanently Out of Use | 500 | TRUE |  | Diesel | FALSE | Unknown | Ute Indian Tribe of the Uintah & Ouray Reservation, Utah | Western Petroleum, Inc. | East Hwy. 40 | Roosevelt | UT | 84066
8 | 5040109 | Western Petroleum, Inc. | Tank 2 | Tank 2 Compartment 1 | Permanently Out of Use | 500 | TRUE |  | Gasoline (containing <=10% ethanol) | FALSE | Unknown | Ute Indian Tribe of the Uintah & Ouray Reservation, Utah | Western Petroleum, Inc. | East Hwy. 40 | Roosevelt | UT | 84066
8 | 5040110 | Dalbo Inc. | Tank 1 | Tank 1 Compartment 1 | Permanently Out of Use | 10000 | TRUE |  | Diesel | FALSE | Unknown | Ute Indian Tribe of the Uintah & Ouray Reservation, Utah | Dalbo Inc. | Cedar View | Neola | UT | 84053
8 | 5040111 | K & D | Tank 1 | Tank 1 Compartment 1 | Permanently Out of Use | 3000 | TRUE |  | Gasoline (containing <=10% ethanol) | FALSE | Unknown | Ute Indian Tribe of the Uintah & Ouray Reservation, Utah | K & D | 100 North Main, | Neola | UT | 84053
8 | 5040111 | K & D | Tank 2 | Tank 2 Compartment 1 | Permanently Out of Use | 6000 | TRUE |  | Gasoline (containing <=10% ethanol) | FALSE | Unknown | Ute Indian Tribe of the Uintah & Ouray Reservation, Utah | K & D | 100 North Main, | Neola | UT | 84053
8 | 5040112 | Neola Elementary School | Tank 1 | Tank 1 Compartment 1 | Permanently Out of Use | 1000 | TRUE |  | Gasoline (containing <=10% ethanol) | FALSE | Unknown | Ute Indian Tribe of the Uintah & Ouray Reservation, Utah | Neola Elementary School | Hwy 121 | Neola | UT | 84053
8 | 5040113 | Gasoline Tank | Tank 1 | Tank 1 Compartment 1 | Permanently Out of Use | 1000 | TRUE |  | Gasoline (containing <=10% ethanol) | FALSE | Unknown | Ute Indian Tribe of the Uintah & Ouray Reservation, Utah | Gasoline Tank | Sec. 3-T1S-R2W | Neola | UT | 84053
8 | 5040114 | American Gilsonite Co. | Tank 1 | Tank 1 Compartment 1 | Permanently Out of Use | 1000 | TRUE |  | Gasoline (containing <=10% ethanol) | FALSE | Unknown | Ute Indian Tribe of the Uintah & Ouray Reservation, Utah | American Gilsonite Co. | 35 miles SE of Vernal on Utah Hwy. 45 | Bonanza | UT | 84008
8 | 5040114 | American Gilsonite Co. | Tank 3 | Tank 3 Compartment 1 | Permanently Out of Use | 6000 | TRUE |  | Gasoline (containing <=10% ethanol) | FALSE | Unknown | Ute Indian Tribe of the Uintah & Ouray Reservation, Utah | American Gilsonite Co. | 35 miles SE of Vernal on Utah Hwy. 45 | Bonanza | UT | 84008
8 | 5040114 | American Gilsonite Co. | Tank 2 | Tank 2 Compartment 1 | Permanently Out of Use | 4000 | TRUE |  | Gasoline (containing <=10% ethanol) | FALSE | Unknown | Ute Indian Tribe of the Uintah & Ouray Reservation, Utah | American Gilsonite Co. | 35 miles SE of Vernal on Utah Hwy. 45 | Bonanza | UT | 84008
8 | 5040115 | Natural Buttes FC #101 | Tank 1 | Tank 1 Compartment 1 | Permanently Out of Use | 3000 | TRUE |  | Used Oil | FALSE | Unknown | Ute Indian Tribe of the Uintah & Ouray Reservation, Utah | Natural Buttes FC #101 | 1176 E 1500 S | Vernal | UT | 84078
8 | 5040115 | Natural Buttes FC #101 | Tank 2 | Tank 2 Compartment 1 | Permanently Out of Use | 10000 | TRUE |  | Gasoline (containing <=10% ethanol) | FALSE | Unknown | Ute Indian Tribe of the Uintah & Ouray Reservation, Utah | Natural Buttes FC #101 | 1176 E 1500 S | Vernal | UT | 84078
8 | 5040116 | Red Wash Field | Tank 1 | Tank 1 Compartment 1 | Permanently Out of Use | 2400 | TRUE |  | Gasoline (containing <=10% ethanol) | FALSE | Unknown | Ute Indian Tribe of the Uintah & Ouray Reservation, Utah | Red Wash Field | 25 miles SE of Vernal | Vernal | UT | 84078
8 | 5040117 | BIA Agency | Tank 1 | Tank 1 Compartment 1 | Permanently Out of Use | 1000 | TRUE |  | Gasoline (containing <=10% ethanol) | FALSE | Unknown | Ute Indian Tribe of the Uintah & Ouray Reservation, Utah | BIA Agency | Uintah-Ouray Agency | Fort Duchesne | UT | 84026
8 | 5040118 | Great Lake Timber | Tank 1 | Tank 1 Compartment 1 | Permanently Out of Use | 6000 | TRUE |  | Diesel | FALSE | Unknown | Ute Indian Tribe of the Uintah & Ouray Reservation, Utah | Great Lake Timber | Unknown | Lapoint | UT | 84039
8 | 5040118 | Great Lake Timber | Tank 2 | Tank 2 Compartment 1 | Permanently Out of Use | 4000 | TRUE |  | Diesel | FALSE | Unknown | Ute Indian Tribe of the Uintah & Ouray Reservation, Utah | Great Lake Timber | Unknown | Lapoint | UT | 84039
8 | 5040118 | Great Lake Timber | Tank 3 | Tank 3 Compartment 1 | Permanently Out of Use | 8000 | TRUE |  | Gasoline (containing <=10% ethanol) | FALSE | Unknown | Ute Indian Tribe of the Uintah & Ouray Reservation, Utah | Great Lake Timber | Unknown | Lapoint | UT | 84039
8 | 5040119 | Sinclair Station | Tank 1 | Tank 1 Compartment 1 | Permanently Out of Use | 12000 | TRUE |  | Diesel | FALSE | Unknown | Ute Indian Tribe of the Uintah & Ouray Reservation, Utah | Sinclair Station | 823 East 200 North | Roosevelt | UT | 84066
8 | 5040119 | Sinclair Station | Tank 2 | Tank 2 Compartment 1 | Permanently Out of Use | 4000 | TRUE |  | Gasoline (containing <=10% ethanol) | FALSE | Unknown | Ute Indian Tribe of the Uintah & Ouray Reservation, Utah | Sinclair Station | 823 East 200 North | Roosevelt | UT | 84066
8 | 5040119 | Sinclair Station | Tank 3 | Tank 3 Compartment 1 | Permanently Out of Use | 3500 | TRUE |  | Gasoline (containing <=10% ethanol) | FALSE | Unknown | Ute Indian Tribe of the Uintah & Ouray Reservation, Utah | Sinclair Station | 823 East 200 North | Roosevelt | UT | 84066
8 | 5040119 | Sinclair Station | Tank 4 | Tank 4 Compartment 1 | Permanently Out of Use | 3500 | TRUE |  | Diesel | FALSE | Unknown | Ute Indian Tribe of the Uintah & Ouray Reservation, Utah | Sinclair Station | 823 East 200 North | Roosevelt | UT | 84066
8 | 5040119 | Sinclair Station | Tank 5 | Tank 5 Compartment 1 | Permanently Out of Use | 4000 | TRUE |  | Gasoline (containing <=10% ethanol) | FALSE | Unknown | Ute Indian Tribe of the Uintah & Ouray Reservation, Utah | Sinclair Station | 823 East 200 North | Roosevelt | UT | 84066
8 | 5040120 | Abandoned Facility (Potter Family Trust) | Tank 1 | Tank 1 Compartment 1 | Permanently Out of Use | 575 | TRUE |  | Diesel | FALSE | Unknown | Ute Indian Tribe of the Uintah & Ouray Reservation, Utah | Abandoned Facility (Potter Family Trust) | 200 East Main St. | Duchesne | UT | 84021
8 | 5040120 | Abandoned Facility (Potter Family Trust) | Tank 2 | Tank 2 Compartment 1 | Permanently Out of Use | 575 | TRUE |  | Diesel | FALSE | Unknown | Ute Indian Tribe of the Uintah & Ouray Reservation, Utah | Abandoned Facility (Potter Family Trust) | 200 East Main St. | Duchesne | UT | 84021
8 | 5040120 | Abandoned Facility (Potter Family Trust) | Tank 3 | Tank 3 Compartment 1 | Permanently Out of Use | 115 | TRUE |  | Gasoline (containing <=10% ethanol) | FALSE | Unknown | Ute Indian Tribe of the Uintah & Ouray Reservation, Utah | Abandoned Facility (Potter Family Trust) | 200 East Main St. | Duchesne | UT | 84021
8 | 5040121 | Yellowstone | Tank 1 | Tank 1 Compartment 1 | Permanently Out of Use | 500 | TRUE |  | Gasoline (containing <=10% ethanol) | FALSE | Unknown | Ute Indian Tribe of the Uintah & Ouray Reservation, Utah | Yellowstone | NE Sec. 28-T2N-R5W | Roosevelt | UT | 84066
8 | 5040122 | Elkhorn | Tank 1 | Tank 1 Compartment 1 | Permanently Out of Use | 500 | TRUE |  | Gasoline (containing <=10% ethanol) | FALSE | Unknown | Ute Indian Tribe of the Uintah & Ouray Reservation, Utah | Elkhorn | SESE Sec.23-T2N-R1W | Roosevelt | UT | 84066
8 | 5040123 | Frandsens | Tank 1 | Tank 1 Compartment 1 | Permanently Out of Use | 2000 | TRUE |  | Gasoline (containing <=10% ethanol) | FALSE | Unknown | Ute Indian Tribe of the Uintah & Ouray Reservation, Utah | Frandsens | 68 South 100 East | Roosevelt | UT | 84066
8 | 5040124 | Altonah Gas Plant | Tank 1 | Tank 1 Compartment 1 | Permanently Out of Use | 3000 | TRUE |  | Used Oil | FALSE | Unknown | Ute Indian Tribe of the Uintah & Ouray Reservation, Utah | Altonah Gas Plant | SW NW Sec. 5-T2N-R3W | Altonah | UT | 84002
8 | 5040125 | D G & T Co-op (Bonanza, UT Plant) | Tank 1 | Tank 1 Compartment 1 | Permanently Out of Use | 4000 | TRUE | 2010-03-15 | Diesel | TRUE | Spill Bucket | Ute Indian Tribe of the Uintah & Ouray Reservation, Utah | D G & T Co-op (Bonanza, UT Plant) | 12500 East 25500 South, Utah Hwy. 45 | Vernal | UT | 84078
8 | 5040125 | D G & T Co-op (Bonanza, UT Plant) | Tank 3 | Tank 3 Compartment 1 | Permanently Out of Use | 3000 | TRUE |  | Gasoline (containing <=10% ethanol) | FALSE | Unknown | Ute Indian Tribe of the Uintah & Ouray Reservation, Utah | D G & T Co-op (Bonanza, UT Plant) | 12500 East 25500 South, Utah Hwy. 45 | Vernal | UT | 84078
8 | 5040125 | D G & T Co-op (Bonanza, UT Plant) | Tank 2 | Tank 2 Compartment 1 | Permanently Out of Use | 4000 | TRUE | 2010-03-15 | Gasoline (containing <=10% ethanol) | TRUE | Spill Bucket | Ute Indian Tribe of the Uintah & Ouray Reservation, Utah | D G & T Co-op (Bonanza, UT Plant) | 12500 East 25500 South, Utah Hwy. 45 | Vernal | UT | 84078
8 | 5040126 | Moon Lake Electric Association Inc. | Tank 1 | Tank 1 Compartment 1 | Permanently Out of Use | 10000 | TRUE |  | Gasoline (containing <=10% ethanol) | FALSE | Unknown | Ute Indian Tribe of the Uintah & Ouray Reservation, Utah | Moon Lake Electric Association Inc. | 278 West 200 North P.O. Box 278 | Roosevelt | UT | 84066
8 | 5040126 | Moon Lake Electric Association Inc. | Tank 2 | Tank 2 Compartment 1 | Permanently Out of Use | 10000 | TRUE |  | Gasoline (containing <=10% ethanol) | FALSE | Unknown | Ute Indian Tribe of the Uintah & Ouray Reservation, Utah | Moon Lake Electric Association Inc. | 278 West 200 North P.O. Box 278 | Roosevelt | UT | 84066
8 | 5040127 | Robert C. & Billie Alexander | Tank 1 | Tank 1 Compartment 1 | Permanently Out of Use | 3000 | TRUE |  | Gasoline (containing <=10% ethanol) | FALSE | Unknown | Ute Indian Tribe of the Uintah & Ouray Reservation, Utah | Robert C. & Billie Alexander | P.O. Box 194 | Altamont | UT | 84001
8 | 5040127 | Robert C. & Billie Alexander | Tank 3 | Tank 3 Compartment 1 | Permanently Out of Use | 3000 | TRUE |  | Gasoline (containing <=10% ethanol) | FALSE | Unknown | Ute Indian Tribe of the Uintah & Ouray Reservation, Utah | Robert C. & Billie Alexander | P.O. Box 194 | Altamont | UT | 84001
8 | 5040127 | Robert C. & Billie Alexander | Tank 2 | Tank 2 Compartment 1 | Permanently Out of Use | 2000 | TRUE |  | Diesel | FALSE | Unknown | Ute Indian Tribe of the Uintah & Ouray Reservation, Utah | Robert C. & Billie Alexander | P.O. Box 194 | Altamont | UT | 84001
8 | 5040128 | Chevron USA Inc. | Tank 1 | Tank 1 Compartment 1 | Permanently Out of Use | 2000 | TRUE |  | Gasoline (containing <=10% ethanol) | FALSE | Unknown | Ute Indian Tribe of the Uintah & Ouray Reservation, Utah | Chevron USA Inc. | Red Wash Field | Vernal | UT | 84078
8 | 5040129 | Duck Creek Compressor Station | Tank 1 | Tank 1 Compartment 1 | Permanently Out of Use | 300 | TRUE |  | Used Oil | FALSE | Unknown | Ute Indian Tribe of the Uintah & Ouray Reservation, Utah | Duck Creek Compressor Station | Sec.23-T9S-R20E | Vernal | UT | 84078
8 | 5040130 | FAA-Myton Vortac (MTU) | Tank 1 | Tank 1 Compartment 1 | Permanently Out of Use | 1000 | TRUE |  | Gasoline (containing <=10% ethanol) | FALSE | Unknown | Ute Indian Tribe of the Uintah & Ouray Reservation, Utah | FAA-Myton Vortac (MTU) | Myton EG | Myton | UT | 84052
8 | 5040132 | Ross Brothers Feed & Seed | Tank 1 | Tank 1 Compartment 1 | Permanently Out of Use | 1000 | TRUE |  | Gasoline (containing <=10% ethanol) | FALSE | Unknown | Ute Indian Tribe of the Uintah & Ouray Reservation, Utah | Ross Brothers Feed & Seed | Main Street | Myton | UT | 84052
8 | 5040132 | Ross Brothers Feed & Seed | Tank 2 | Tank 2 Compartment 1 | Permanently Out of Use | 1000 | TRUE |  | Diesel | FALSE | Unknown | Ute Indian Tribe of the Uintah & Ouray Reservation, Utah | Ross Brothers Feed & Seed | Main Street | Myton | UT | 84052
8 | 5040133 | Four Star Ranch | Tank 1 | Tank 1 Compartment 1 | Permanently Out of Use | 12000 | TRUE |  | Diesel | TRUE | Spill Bucket | Ute Indian Tribe of the Uintah & Ouray Reservation, Utah | Four Star Ranch | Star Route 2, P.O. Box 220 | Randlett | UT | 84063
8 | 5040133 | Four Star Ranch | Tank 2 | Tank 2 Compartment 1 | Permanently Out of Use | 12000 | TRUE |  | Gasoline (containing <=10% ethanol) | TRUE | Spill Bucket | Ute Indian Tribe of the Uintah & Ouray Reservation, Utah | Four Star Ranch | Star Route 2, P.O. Box 220 | Randlett | UT | 84063
8 | 5040136 | Uintah Basin Medical Center | Tank 1 | Tank 1 Compartment 1 | Permanently Out of Use | 500 | TRUE |  | Diesel | FALSE | Unknown | Ute Indian Tribe of the Uintah & Ouray Reservation, Utah | Uintah Basin Medical Center | 250 West 300 North | Roosevelt | UT | 84066
8 | 5040137 | Capital Fuels - BLU Station | Tank 2 RUL | Tank 2 RUL | Currently in Use | 20000 | TRUE |  | Gasoline (containing <=10% ethanol) | TRUE | Spill Bucket | Ute Indian Tribe of the Uintah & Ouray Reservation, Utah | Capital Fuels - BLU Station | 5500 West Highway 40 | Myton | UT | 84052
8 | 5040137 | Capital Fuels - BLU Station | Tank 3/4 (PUL/dyed diesel) | Tank 4(C) dyed diesel | Currently in Use | 12000 | TRUE |  | Diesel | TRUE | Spill Bucket | Ute Indian Tribe of the Uintah & Ouray Reservation, Utah | Capital Fuels - BLU Station | 5500 West Highway 40 | Myton | UT | 84052
8 | 5040137 | Capital Fuels - BLU Station | Tank 6 diesel E | Tank 6 diesel E | Currently in Use | 20000 | TRUE |  | Diesel | TRUE | Spill Bucket | Ute Indian Tribe of the Uintah & Ouray Reservation, Utah | Capital Fuels - BLU Station | 5500 West Highway 40 | Myton | UT | 84052
8 | 5040137 | Capital Fuels - BLU Station | Tank 5 diesel W | Tank 5 diesel W | Currently in Use | 20000 | TRUE |  | Diesel | TRUE | Spill Bucket | Ute Indian Tribe of the Uintah & Ouray Reservation, Utah | Capital Fuels - BLU Station | 5500 West Highway 40 | Myton | UT | 84052
8 | 5040137 | Capital Fuels - BLU Station | Tank 3/4 (PUL/dyed diesel) | Tank 3(C) PUL | Currently in Use | 8000 | TRUE |  | Gasoline (containing <=10% ethanol) | TRUE | Spill Bucket | Ute Indian Tribe of the Uintah & Ouray Reservation, Utah | Capital Fuels - BLU Station | 5500 West Highway 40 | Myton | UT | 84052
8 | 5050001 | White Mesa Travel Center | Tank 1 | Tank 1 Compartment 1 | Permanently Out of Use | 4000 | TRUE |  | Gasoline (containing <=10% ethanol) | FALSE | Unknown | Ute Mountain Ute Tribe | White Mesa Travel Center | 1400 South Hwy. 191 (White Mesa, Utah) P.O. Box 340 | Blanding | UT | 84511
8 | 5050001 | White Mesa Travel Center | Tank 4 (PUL/DSL) | Tank 4 DSL | Currently in Use | 4000 | TRUE |  | Diesel | TRUE | Spill Bucket | Ute Mountain Ute Tribe | White Mesa Travel Center | 1400 South Hwy. 191 (White Mesa, Utah) P.O. Box 340 | Blanding | UT | 84511
8 | 5050001 | White Mesa Travel Center | Tank 4 (PUL/DSL) | Tank 4 Premium | Currently in Use | 8000 | TRUE |  | Gasoline (containing <=10% ethanol) | TRUE | Spill Bucket | Ute Mountain Ute Tribe | White Mesa Travel Center | 1400 South Hwy. 191 (White Mesa, Utah) P.O. Box 340 | Blanding | UT | 84511
8 | 5050001 | White Mesa Travel Center | Tank 3 | Tank 3 RUL | Currently in Use | 12000 | TRUE |  | Gasoline (containing <=10% ethanol) | TRUE | Spill Bucket | Ute Mountain Ute Tribe | White Mesa Travel Center | 1400 South Hwy. 191 (White Mesa, Utah) P.O. Box 340 | Blanding | UT | 84511
8 | 5050001 | White Mesa Travel Center | Tank 2 | Tank 2 Compartment 1 | Permanently Out of Use | 4000 | TRUE |  | Gasoline (containing <=10% ethanol) | FALSE | Unknown | Ute Mountain Ute Tribe | White Mesa Travel Center | 1400 South Hwy. 191 (White Mesa, Utah) P.O. Box 340 | Blanding | UT | 84511
8 | 6010004 | Fremont County School District #21/Fort Washakie Elementary | Tank 1 | Tank 1 Compartment 1 | Permanently Out of Use | 1000 | TRUE |  | Gasoline (containing <=10% ethanol) | FALSE | Unknown | Wind River | Fremont County School District #21/Fort Washakie Elementary | 90 Ethete Road | Fort Washakie | WY | 82514
8 | 6010004 | Fremont County School District #21/Fort Washakie Elementary | Tank 2 | Tank 2 Compartment 1 | Permanently Out of Use | 500 | TRUE |  | Gasoline (containing <=10% ethanol) | FALSE | Unknown | Wind River | Fremont County School District #21/Fort Washakie Elementary | 90 Ethete Road | Fort Washakie | WY | 82514
8 | 6010007 | Wyoming Indian Elementary School | Tank 1 | Tank 1 Compartment 1 | Permanently Out of Use | 4000 | TRUE | 2012-09-12 | Diesel | TRUE | Spill Bucket | Wind River | Wyoming Indian Elementary School | 28 Coolidge Dr. | Ethete | WY | 82505
8 | 6010007 | Wyoming Indian Elementary School | Tank 2 | Tank 2 Compartment 1 | Permanently Out of Use | 4000 | TRUE | 2012-09-12 | Gasoline (containing <=10% ethanol) | TRUE | Spill Bucket | Wind River | Wyoming Indian Elementary School | 28 Coolidge Dr. | Ethete | WY | 82505
8 | 6010007 | Wyoming Indian Elementary School | Tank 3 | Tank 3 Compartment 1 | Permanently Out of Use | 1000 | TRUE | 2007-07-15 | Gasoline (containing <=10% ethanol) | TRUE | Spill Bucket | Wind River | Wyoming Indian Elementary School | 28 Coolidge Dr. | Ethete | WY | 82505
8 | 6010007 | Wyoming Indian Elementary School | Tank 4 | Tank 4 Compartment 1 | Permanently Out of Use | 1000 | TRUE |  | Unknown Petroleum | FALSE | Unknown | Wind River | Wyoming Indian Elementary School | 28 Coolidge Dr. | Ethete | WY | 82505
8 | 6010008 | Arapahoe School/Fremont County School District #38 | Tank 1 | Tank 1 Compartment 1 | Permanently Out of Use | 1000 | TRUE |  | Gasoline (containing <=10% ethanol) | FALSE | Unknown | Wind River | Arapahoe School/Fremont County School District #38 | 445 Little Wind River Bottom Road | Riverton | WY | 82501
8 | 6010008 | Arapahoe School/Fremont County School District #38 | Tank 2 | Tank 2 Compartment 1 | Permanently Out of Use | 1000 | TRUE |  | Gasoline (containing <=10% ethanol) | FALSE | Unknown | Wind River | Arapahoe School/Fremont County School District #38 | 445 Little Wind River Bottom Road | Riverton | WY | 82501
8 | 6010009 | Riverton V.E. Association | Tank 1 | Tank 1 Compartment 1 | Permanently Out of Use | 115 | TRUE |  | Gasoline (containing <=10% ethanol) | FALSE | Unknown | Wind River | Riverton V.E. Association | 230 West Main | Riverton | WY | 82510
8 | 6010009 | Riverton V.E. Association | Tank 2 | Tank 2 Compartment 1 | Permanently Out of Use | 115 | TRUE |  | Gasoline (containing <=10% ethanol) | FALSE | Unknown | Wind River | Riverton V.E. Association | 230 West Main | Riverton | WY | 82510
8 | 6010011 | Crowheart Store | Tank 1 | Tank 1 Compartment 1 | Permanently Out of Use | 10000 | TRUE |  | Gasoline (containing <=10% ethanol) | FALSE | Unknown | Wind River | Crowheart Store | U.S. Hwy. 26 & 287 | Crowheart | WY | 82512
8 | 6010011 | Crowheart Store | Tank 2 | Tank 2 Compartment 1 | Permanently Out of Use | 10000 | TRUE |  | Gasoline (containing <=10% ethanol) | FALSE | Unknown | Wind River | Crowheart Store | U.S. Hwy. 26 & 287 | Crowheart | WY | 82512
8 | 6010011 | Crowheart Store | Tank 3 | Tank 3 Compartment 1 | Permanently Out of Use | 3000 | TRUE |  | Diesel | FALSE | Unknown | Wind River | Crowheart Store | U.S. Hwy. 26 & 287 | Crowheart | WY | 82512
8 | 6010011 | Crowheart Store | Tank 4 | Tank 4 Compartment 1 | Permanently Out of Use | 3000 | TRUE |  | Diesel | FALSE | Unknown | Wind River | Crowheart Store | U.S. Hwy. 26 & 287 | Crowheart | WY | 82512
8 | 6010011 | Crowheart Store | Tank 5 | Tank 5 Compartment 1 | Permanently Out of Use | 2000 | TRUE |  | Gasoline (containing <=10% ethanol) | FALSE | Unknown | Wind River | Crowheart Store | U.S. Hwy. 26 & 287 | Crowheart | WY | 82512
8 | 6010011 | Crowheart Store | Tank 6 | Tank 6 Compartment 1 | Permanently Out of Use | 500 | TRUE |  | Diesel | FALSE | Unknown | Wind River | Crowheart Store | U.S. Hwy. 26 & 287 | Crowheart | WY | 82512
8 | 6010011 | Crowheart Store | Tank 7 | Tank 7 Compartment 1 | Permanently Out of Use | 1000 | TRUE |  | Gasoline (containing <=10% ethanol) | FALSE | Unknown | Wind River | Crowheart Store | U.S. Hwy. 26 & 287 | Crowheart | WY | 82512
8 | 6010012 | St. Stephens Indian School (BIA) | Tank 1 | Tank 1 Compartment 1 | Permanently Out of Use | 2000 | TRUE |  | Gasoline (containing <=10% ethanol) | FALSE | Unknown | Wind River | St. Stephens Indian School (BIA) | P.O. Box 345 | Saint Stephens | WY | 82524
8 | 6010014 | Parker's Red Rock Lodge | Tank 1 | Tank 1 Compartment 1 | Permanently Out of Use | 6000 | TRUE |  | Gasoline (containing <=10% ethanol) | FALSE | Unknown | Wind River | Parker's Red Rock Lodge | HC 31 | Dubois | WY | 82513
8 | 6010014 | Parker's Red Rock Lodge | Tank 2 | Tank 2 Compartment 1 | Permanently Out of Use | 6000 | TRUE |  | Gasoline (containing <=10% ethanol) | FALSE | Unknown | Wind River | Parker's Red Rock Lodge | HC 31 | Dubois | WY | 82513
8 | 6010015 | Riverton RCL | Tank 1 | Tank 1 Compartment 1 | Permanently Out of Use | 515 | TRUE |  | Gasoline (containing <=10% ethanol) | FALSE | Unknown | Wind River | Riverton RCL | Goes In Lodge Road | Riverton | WY | 82501
8 | 6010018 | Morton-Kinnear Fire Hall #2 | Tank 1 | Tank 1 Compartment 1 | Permanently Out of Use | 500 | TRUE |  | Gasoline (containing <=10% ethanol) | FALSE | Unknown | Wind River | Morton-Kinnear Fire Hall #2 | 11522 US Hwy. 26 | Kinnear | WY | 82516
8 | 6010018 | Morton-Kinnear Fire Hall #2 | Tank 2 | Tank 2 Compartment 1 | Permanently Out of Use | 500 | TRUE |  | Gasoline (containing <=10% ethanol) | FALSE | Unknown | Wind River | Morton-Kinnear Fire Hall #2 | 11522 US Hwy. 26 | Kinnear | WY | 82516
8 | 6010019 | Tribal Service & Repair (Texaco) | Tank 1 | Tank 1 Compartment 1 | Permanently Out of Use | 8000 | TRUE |  | Diesel | FALSE | Unknown | Wind River | Tribal Service & Repair (Texaco) | Unknown | Fort Washakie | WY | 82514
8 | 6010019 | Tribal Service & Repair (Texaco) | Tank 2 | Tank 2 Compartment 1 | Permanently Out of Use | 8000 | TRUE |  | Gasoline (containing <=10% ethanol) | FALSE | Unknown | Wind River | Tribal Service & Repair (Texaco) | Unknown | Fort Washakie | WY | 82514
8 | 6010019 | Tribal Service & Repair (Texaco) | Tank 3 | Tank 3 Compartment 1 | Permanently Out of Use | 8000 | TRUE |  | Gasoline (containing <=10% ethanol) | FALSE | Unknown | Wind River | Tribal Service & Repair (Texaco) | Unknown | Fort Washakie | WY | 82514
8 | 6010020 | Riverton Regional Airport | Tank 1 | Tank 1 Compartment 1 | Permanently Out of Use | 3000 | TRUE |  | Gasoline (containing <=10% ethanol) | FALSE | Unknown | Wind River | Riverton Regional Airport | Riverview Route | Riverton | WY | 82501
8 | 6010020 | Riverton Regional Airport | Tank 2 | Tank 2 Compartment 1 | Permanently Out of Use | 3000 | TRUE |  | Gasoline (containing <=10% ethanol) | FALSE | Unknown | Wind River | Riverton Regional Airport | Riverview Route | Riverton | WY | 82501
8 | 6010022 | Arapahoe Post Office & Exchange | Tank 1 | Tank 1 Compartment 1 | Permanently Out of Use | 2000 | TRUE |  | Gasoline (containing <=10% ethanol) | FALSE | Unknown | Wind River | Arapahoe Post Office & Exchange | 160 Left Hand Ditch Road | Arapahoe | WY | 82510
8 | 6010022 | Arapahoe Post Office & Exchange | Tank 2 | Tank 2 Compartment 1 | Permanently Out of Use | 2000 | TRUE |  | Gasoline (containing <=10% ethanol) | FALSE | Unknown | Wind River | Arapahoe Post Office & Exchange | 160 Left Hand Ditch Road | Arapahoe | WY | 82510
8 | 6010022 | Arapahoe Post Office & Exchange | Tank 3 | Tank 3 Compartment 1 | Permanently Out of Use | 1000 | TRUE |  | Diesel | FALSE | Unknown | Wind River | Arapahoe Post Office & Exchange | 160 Left Hand Ditch Road | Arapahoe | WY | 82510
8 | 6010023 | Sacajawea Service | Tank 1 | Tank 1 Compartment 1 | Permanently Out of Use | 4000 | TRUE |  | Gasoline (containing <=10% ethanol) | FALSE | Unknown | Wind River | Sacajawea Service | Hwys. 287 & 137 | Fort Washakie | WY | 82514
8 | 6010023 | Sacajawea Service | Tank 2 | Tank 2 Compartment 1 | Permanently Out of Use | 4000 | TRUE |  | Gasoline (containing <=10% ethanol) | FALSE | Unknown | Wind River | Sacajawea Service | Hwys. 287 & 137 | Fort Washakie | WY | 82514
8 | 6010023 | Sacajawea Service | Tank 3 | Tank 3 Compartment 1 | Permanently Out of Use | 4000 | TRUE |  | Gasoline (containing <=10% ethanol) | FALSE | Unknown | Wind River | Sacajawea Service | Hwys. 287 & 137 | Fort Washakie | WY | 82514
8 | 6010023 | Sacajawea Service | Tank 4 | Tank 4 Compartment 1 | Permanently Out of Use | 4000 | TRUE |  | Gasoline (containing <=10% ethanol) | FALSE | Unknown | Wind River | Sacajawea Service | Hwys. 287 & 137 | Fort Washakie | WY | 82514
8 | 6010023 | Sacajawea Service | Tank 5 | Tank 5 Compartment 1 | Permanently Out of Use | 4000 | TRUE |  | Gasoline (containing <=10% ethanol) | FALSE | Unknown | Wind River | Sacajawea Service | Hwys. 287 & 137 | Fort Washakie | WY | 82514
8 | 6010026 | East Riverton Station | Tank 1 | Tank 1 Compartment 1 | Permanently Out of Use | 3829 | TRUE |  | Gasoline (containing <=10% ethanol) | FALSE | Unknown | Wind River | East Riverton Station | Nine miles East of Riverton on Hwy. 136 P.O. Box 1448 | Riverton | WY | 82501
8 | 6010027 | BIA Roads Department | Tank 1 | Tank 1 Compartment 1 | Permanently Out of Use | 2000 | TRUE |  | Gasoline (containing <=10% ethanol) | FALSE | Unknown | Wind River | BIA Roads Department | Wind River Agency | Fort Washakie | WY | 82514
8 | 6010027 | BIA Roads Department | Tank 2 | Tank 2 Compartment 1 | Permanently Out of Use | 2000 | TRUE |  | Diesel | FALSE | Unknown | Wind River | BIA Roads Department | Wind River Agency | Fort Washakie | WY | 82514
8 | 6010028 | Fort Washakie Irrigation (BIA) | Tank 1 | Tank 1 Compartment 1 | Permanently Out of Use | 1000 | TRUE |  | Gasoline (containing <=10% ethanol) | FALSE | Unknown | Wind River | Fort Washakie Irrigation (BIA) | Unknown | Fort Washakie | WY | 82514
8 | 6010028 | Fort Washakie Irrigation (BIA) | Tank 2 | Tank 2 Compartment 1 | Permanently Out of Use | 1000 | TRUE |  | Diesel | FALSE | Unknown | Wind River | Fort Washakie Irrigation (BIA) | Unknown | Fort Washakie | WY | 82514
8 | 6010029 | Crowheart Irrigation (BIA) | Tank 1 | Tank 1 Compartment 1 | Permanently Out of Use | 1000 | TRUE |  | Gasoline (containing <=10% ethanol) | FALSE | Unknown | Wind River | Crowheart Irrigation (BIA) | Unknown | Fort Washakie | WY | 82514
8 | 6010030 | Forest Service Building (BIA) | Tank 1 | Tank 1 Compartment 1 | Permanently Out of Use | 1000 | TRUE |  | Gasoline (containing <=10% ethanol) | FALSE | Unknown | Wind River | Forest Service Building (BIA) | Unknown | Fort Washakie | WY | 82514
8 | 6010031 | Law Enforcement (BIA) | Tank 1 | Tank 1 Compartment 1 | Permanently Out of Use | 1010 | TRUE |  | Gasoline (containing <=10% ethanol) | FALSE | Unknown | Wind River | Law Enforcement (BIA) | Unknown | Fort Washakie | WY | 82514
8 | 6010032 | South Elk Basin Conoco | Tank 1 | Tank 1 Compartment 1 | Permanently Out of Use | 115 | TRUE |  | Gasoline (containing <=10% ethanol) | FALSE | Unknown | Wind River | South Elk Basin Conoco | Unknown | Fort Washakie | WY | 82514
8 | 6010033 | Osborne Trucking Co. Inc. | Tank 1 | Tank 1 Compartment 1 | Permanently Out of Use | 1000 | TRUE |  | Used Oil | FALSE | Unknown | Wind River | Osborne Trucking Co. Inc. | 406 Paradise Valley Rd. | Riverton | WY | 82501
8 | 6010041 | Wind River Smoke Shop | Tank 3 DSL | Tank 3 DSL | Currently in Use | 10000 | TRUE |  | Diesel | TRUE | Spill Bucket | Wind River | Wind River Smoke Shop | 10369 Hwy. 789 | Riverton | WY | 82501
8 | 6010041 | Wind River Smoke Shop | Tank 1 RUL | Tank 1 RUL | Currently in Use | 7000 | TRUE |  | Gasoline (containing <=10% ethanol) | TRUE | Spill Bucket | Wind River | Wind River Smoke Shop | 10369 Hwy. 789 | Riverton | WY | 82501
8 | 6010041 | Wind River Smoke Shop | Tank 2 -Prem | Tank 2 PUL | Currently in Use | 5000 | TRUE |  | Gasoline (containing <=10% ethanol) | TRUE | Spill Bucket | Wind River | Wind River Smoke Shop | 10369 Hwy. 789 | Riverton | WY | 82501
8 | 6010041 | Wind River Smoke Shop | Tank 4 DSL | Tank 4 DSL | Currently in Use | 10000 | TRUE |  | Diesel | TRUE | Spill Bucket | Wind River | Wind River Smoke Shop | 10369 Hwy. 789 | Riverton | WY | 82501
8 | 6010043 | Facilities Management (BIA) | Tank 1 | Tank 1 Compartment 1 | Permanently Out of Use | 1500 | TRUE |  | Gasoline (containing <=10% ethanol) | FALSE | Unknown | Wind River | Facilities Management (BIA) | Unknown | Fort Washakie | WY | 82514
8 | 6010043 | Facilities Management (BIA) | Tank 2 | Tank 2 Compartment 1 | Permanently Out of Use | 2000 | TRUE |  | Gasoline (containing <=10% ethanol) | FALSE | Unknown | Wind River | Facilities Management (BIA) | Unknown | Fort Washakie | WY | 82514
8 | 6010044 | Soil & Moisture Conservation (BIA) | Tank 1 | Tank 1 Compartment 1 | Permanently Out of Use | 1000 | TRUE |  | Gasoline (containing <=10% ethanol) | FALSE | Unknown | Wind River | Soil & Moisture Conservation (BIA) | Unknown | Fort Washakie | WY | 82514
8 | 6010044 | Soil & Moisture Conservation (BIA) | Tank 2 | Tank 2 Compartment 1 | Permanently Out of Use | 1000 | TRUE |  | Gasoline (containing <=10% ethanol) | FALSE | Unknown | Wind River | Soil & Moisture Conservation (BIA) | Unknown | Fort Washakie | WY | 82514
8 | 6010050 | Rezoride | Tank 1 | Tank 1 Compartment 1 | Permanently Out of Use | 1000 | TRUE |  | Gasoline (containing <=10% ethanol) | FALSE | Unknown | Wind River | Rezoride | Hwy. 26 | Kinnear | WY | 82516
8 | 6010050 | Rezoride | Tank 2 | Tank 2 Compartment 1 | Permanently Out of Use | 500 | TRUE |  | Gasoline (containing <=10% ethanol) | FALSE | Unknown | Wind River | Rezoride | Hwy. 26 | Kinnear | WY | 82516
8 | 6010050 | Rezoride | Tank 3 | Tank 3 Compartment 1 | Permanently Out of Use | 500 | TRUE |  | Gasoline (containing <=10% ethanol) | FALSE | Unknown | Wind River | Rezoride | Hwy. 26 | Kinnear | WY | 82516
8 | 6010054 | Sheldon Dome Camp | Tank 1 | Tank 1 Compartment 1 | Permanently Out of Use | 1000 | TRUE |  | Gasoline (containing <=10% ethanol) | FALSE | Unknown | Wind River | Sheldon Dome Camp | Sec.15-T5N-R2W | Riverton | WY | 82501
8 | 6010060 | Abandoned Facility (Bull Lake Lodge) | Tank 1 | Tank 1 Compartment 1 | Permanently Out of Use | 115 | TRUE |  | Gasoline (containing <=10% ethanol) | FALSE | Unknown | Wind River | Abandoned Facility (Bull Lake Lodge) | 9550 Highway 26 | Kinnear | WY | 82516
8 | 6010062 | Great Plains Store | Tank 1 | Tank 1 Compartment 1 | Permanently Out of Use | 6000 | TRUE |  | Gasoline (containing <=10% ethanol) | TRUE | Spill Bucket | Wind River | Great Plains Store | 9 Great Plains Road | Arapahoe | WY | 82510
8 | 6010062 | Great Plains Store | Tank 2 | Tank 2 Compartment 1 | Permanently Out of Use | 10000 | TRUE |  | Gasoline (containing <=10% ethanol) | TRUE | Spill Bucket | Wind River | Great Plains Store | 9 Great Plains Road | Arapahoe | WY | 82510
8 | 6010062 | Great Plains Store | Tank 1 | Tank 1 Compartment 2 | Permanently Out of Use | 4000 | TRUE |  | Gasoline (containing <=10% ethanol) | TRUE | Spill Bucket | Wind River | Great Plains Store | 9 Great Plains Road | Arapahoe | WY | 82510
8 | 6010083 | Edson Express | Tank 1 | Tank 1 Compartment 1 | Permanently Out of Use | 115 | TRUE |  | Gasoline (containing <=10% ethanol) | FALSE | Unknown | Wind River | Edson Express | Junction Roads 789 & 137 | Riverton | WY | 82514
8 | 6010101 | Mr. A.B. Morris | Tank 1 | Tank 1 Compartment 1 | Permanently Out of Use | 115 | TRUE |  | Gasoline (containing <=10% ethanol) | FALSE | Unknown | Wind River | Mr. A.B. Morris | P.O. Box 2978 | Kinnear | WY | 82516
8 | 6010101 | Mr. A.B. Morris | Tank 2 | Tank 2 Compartment 1 | Permanently Out of Use | 115 | TRUE |  | Gasoline (containing <=10% ethanol) | FALSE | Unknown | Wind River | Mr. A.B. Morris | P.O. Box 2978 | Kinnear | WY | 82516
8 | 6010123 | Big Sand Draw Field/Amoco Production Co. | Tank 1 | Tank 1 Compartment 1 | Permanently Out of Use | 1500 | TRUE |  | Gasoline (containing <=10% ethanol) | FALSE | Unknown | Wind River | Big Sand Draw Field/Amoco Production Co. | Big Sand Draw | Riverton | WY | 82501
8 | 6010125 | Winkleman Dome | Tank 1 | Tank 1 Compartment 1 | Permanently Out of Use | 115 | TRUE |  | Gasoline (containing <=10% ethanol) | FALSE | Unknown | Wind River | Winkleman Dome | Winkleman Dome Field | Riverton | WY | 82501
8 | 6010138 | Abandoned Facility (Arapaho Station) | Tank 1 | Tank 1 Compartment 1 | Permanently Out of Use | 115 | TRUE |  | Gasoline (containing <=10% ethanol) | FALSE | Unknown | Wind River | Abandoned Facility (Arapaho Station) | Lefthand Road | Fort Washakie | WY | 82514
8 | 6010144 | Morton Store | Tank 1 | Tank 1 Compartment 1 | Permanently Out of Use | 1000 | TRUE |  | Gasoline (containing <=10% ethanol) | FALSE | Unknown | Wind River | Morton Store | Morton, Wyoming | Riverton | WY | 82501
8 | 6010145 | Trout Creek (Old Abnd. Game & Fish Facility) | Tank 1 | Tank 1 Compartment 1 | Permanently Out of Use | 1000 | TRUE |  | Gasoline (containing <=10% ethanol) | FALSE | Unknown | Wind River | Trout Creek (Old Abnd. Game & Fish Facility) | Trout Creek Road & Old Wind River Hwy. | Fort Washakie | WY | 82514
8 | 6010145 | Trout Creek (Old Abnd. Game & Fish Facility) | Tank 2 | Tank 2 Compartment 1 | Permanently Out of Use | 1000 | TRUE |  | Gasoline (containing <=10% ethanol) | FALSE | Unknown | Wind River | Trout Creek (Old Abnd. Game & Fish Facility) | Trout Creek Road & Old Wind River Hwy. | Fort Washakie | WY | 82514
8 | 6010147 | St Michael's Mission | Tank 1 | Tank 1 Compartment 1 | Permanently Out of Use | 1000 | TRUE | 1970-01-01 | Gasoline (containing <=10% ethanol) | FALSE | Unknown | Wind River | St Michael's Mission | Junction Ethete Rd. and Blue Shy Hwy. | Fort Washakie | WY | 82514
8 | 6010147 | St Michael's Mission | Tank 5 | Tank 5 Compartment 1 | Permanently Out of Use | 3000 | TRUE | 1970-01-01 | Gasoline (containing <=10% ethanol) | FALSE | Unknown | Wind River | St Michael's Mission | Junction Ethete Rd. and Blue Shy Hwy. | Fort Washakie | WY | 82514
8 | 6010147 | St Michael's Mission | Tank 3 | Tank 3 Compartment 1 | Permanently Out of Use | 3000 | TRUE | 1970-01-01 | Gasoline (containing <=10% ethanol) | FALSE | Unknown | Wind River | St Michael's Mission | Junction Ethete Rd. and Blue Shy Hwy. | Fort Washakie | WY | 82514
8 | 6010147 | St Michael's Mission | Tank 2 | Tank 2 Compartment 1 | Permanently Out of Use | 1000 | TRUE | 1970-01-01 | Gasoline (containing <=10% ethanol) | FALSE | Unknown | Wind River | St Michael's Mission | Junction Ethete Rd. and Blue Shy Hwy. | Fort Washakie | WY | 82514
8 | 6010149 | Herman's Place | Tank 1 | Tank 1 Compartment 1 | Permanently Out of Use | 115 | TRUE |  | Gasoline (containing <=10% ethanol) | FALSE | Unknown | Wind River | Herman's Place | 807 Riverview | Riverton | WY | 82501
8 | 6010151 | Ethete Gas Station | Tank 1 | Tank 1 Compartment 1 | Permanently Out of Use | 115 | TRUE |  | Gasoline (containing <=10% ethanol) | FALSE | Unknown | Wind River | Ethete Gas Station | Unknown | Fort Washakie | WY | 82514
8 | 6010151 | Ethete Gas Station | Tank 2 | Tank 2 Compartment 1 | Permanently Out of Use | 115 | TRUE |  | Gasoline (containing <=10% ethanol) | FALSE | Unknown | Wind River | Ethete Gas Station | Unknown | Fort Washakie | WY | 82514
8 | 6010152 | Equipment Building (BIA) | Tank 1 | Tank 1 Compartment 1 | Permanently Out of Use | 115 | TRUE |  | Gasoline (containing <=10% ethanol) | FALSE | Unknown | Wind River | Equipment Building (BIA) | Unknown | Fort Washakie | WY | 82514
8 | 6010152 | Equipment Building (BIA) | Tank 2 | Tank 2 Compartment 1 | Permanently Out of Use | 115 | TRUE |  | Gasoline (containing <=10% ethanol) | FALSE | Unknown | Wind River | Equipment Building (BIA) | Unknown | Fort Washakie | WY | 82514
8 | 6010153 | Little Wind Auto Store | Tank 1 | Tank 1 Compartment 1 | Permanently Out of Use | 115 | TRUE |  | Gasoline (containing <=10% ethanol) | FALSE | Unknown | Wind River | Little Wind Auto Store | Unknown | Fort Washakie | WY | 82514
8 | 6010153 | Little Wind Auto Store | Tank 2 | Tank 2 Compartment 1 | Permanently Out of Use | 115 | TRUE |  | Gasoline (containing <=10% ethanol) | FALSE | Unknown | Wind River | Little Wind Auto Store | Unknown | Fort Washakie | WY | 82514
8 | 6010153 | Little Wind Auto Store | Tank 3 | Tank 3 Compartment 1 | Permanently Out of Use | 115 | TRUE |  | Gasoline (containing <=10% ethanol) | FALSE | Unknown | Wind River | Little Wind Auto Store | Unknown | Fort Washakie | WY | 82514