## Region 8 Tribal UST data - Nov
Region | Location ID | Facility Name | Tank Name | Federally Regulated Tank | Tank Status Description | Date Of Tank Status Change | Tank Capacity | Substance Description | Date Installed | Tribe | Land Status | Locname | Street Address | City | State | Zip | Latitude | Longitude
8 | 1010001 | San Juan Marina | Tank 1 | TRUE | Permanently Out of Use |  | 2000 | Gasoline (containing <=10% ethanol) | 1971-07-01 | Southern Ute Indian Tribe of the Southern Ute Reservation, Colorado | Indian Land | San Juan Marina | Navajo State Park | Ignacio | CO | 81137 | 37.113 | -107.6335
8 | 1010001 | San Juan Marina | Tank 2 | TRUE | Permanently Out of Use |  | 2000 | Gasoline (containing <=10% ethanol) | 1971-07-01 | Southern Ute Indian Tribe of the Southern Ute Reservation, Colorado | Indian Land | San Juan Marina | Navajo State Park | Ignacio | CO | 81137 | 37.113 | -107.6335
8 | 1010001 | San Juan Marina | Tank 3 | TRUE | Permanently Out of Use |  | 8000 | Gasoline (containing <=10% ethanol) | 1966-07-01 | Southern Ute Indian Tribe of the Southern Ute Reservation, Colorado | Indian Land | San Juan Marina | Navajo State Park | Ignacio | CO | 81137 | 37.113 | -107.6335
8 | 1010001 | San Juan Marina | Tank 4 | TRUE | Permanently Out of Use |  | 1000 | Gasoline (containing <=10% ethanol) | 1971-07-01 | Southern Ute Indian Tribe of the Southern Ute Reservation, Colorado | Indian Land | San Juan Marina | Navajo State Park | Ignacio | CO | 81137 | 37.113 | -107.6335
8 | 1010002 | BIA Warehouse #40 | Tank 1 | TRUE | Permanently Out of Use | 2002-09-15 | 6000 | Diesel | 1983-07-01 | Southern Ute Indian Tribe of the Southern Ute Reservation, Colorado | Indian Land | BIA Warehouse #40 | CR 517 | Ignacio | CO | 81137 | 37.1579 | -107.6058
8 | 1010002 | BIA Warehouse #40 | Tank 2 | TRUE | Permanently Out of Use | 2000-09-15 | 4000 | Gasoline (containing <=10% ethanol) | 1983-02-01 | Southern Ute Indian Tribe of the Southern Ute Reservation, Colorado | Indian Land | BIA Warehouse #40 | CR 517 | Ignacio | CO | 81137 | 37.1579 | -107.6058
8 | 1010003 | Southern Ute Motor Pool | Tank 1 | TRUE | Permanently Out of Use | 2003-03-17 | 2000 | Gasoline (containing <=10% ethanol) | 1986-01-01 | Southern Ute Indian Tribe of the Southern Ute Reservation, Colorado | Indian Land | Southern Ute Motor Pool | 815 CR 517 | Ignacio | CO | 81137 | 37.1582 | -107.6058
8 | 1010003 | Southern Ute Motor Pool | Tank 2 | TRUE | Permanently Out of Use | 2003-03-17 | 2000 | Gasoline (containing <=10% ethanol) | 1986-01-01 | Southern Ute Indian Tribe of the Southern Ute Reservation, Colorado | Indian Land | Southern Ute Motor Pool | 815 CR 517 | Ignacio | CO | 81137 | 37.1582 | -107.6058
8 | 1010003 | Southern Ute Motor Pool | Tank 3 | TRUE | Permanently Out of Use | 2003-03-17 | 2000 | Diesel | 1986-01-01 | Southern Ute Indian Tribe of the Southern Ute Reservation, Colorado | Indian Land | Southern Ute Motor Pool | 815 CR 517 | Ignacio | CO | 81137 | 37.1582 | -107.6058
8 | 1010004 | Custom Farm Yard | Tank 1 | TRUE | Permanently Out of Use |  | 2000 | Gasoline (containing <=10% ethanol) | 1971-01-01 | Southern Ute Indian Tribe of the Southern Ute Reservation, Colorado | Indian Land | Custom Farm Yard | South of CR 516 | Ignacio | CO | 81137 | 37.1548 | -107.6235
8 | 1010004 | Custom Farm Yard | Tank 2 | TRUE | Permanently Out of Use |  | 2000 | Gasoline (containing <=10% ethanol) | 1971-01-01 | Southern Ute Indian Tribe of the Southern Ute Reservation, Colorado | Indian Land | Custom Farm Yard | South of CR 516 | Ignacio | CO | 81137 | 37.1548 | -107.6235
8 | 1010005 | Ignacio Texaco | Tank 1 | TRUE | Permanently Out of Use |  | 5000 | Gasoline (containing <=10% ethanol) | 1966-04-01 | Southern Ute Indian Tribe of the Southern Ute Reservation, Colorado | Indian Land | Ignacio Texaco | 580 Goddard St. | Ignacio | CO | 81137 | 37.1577 | -107.6058
8 | 1010005 | Ignacio Texaco | Tank 2 | TRUE | Permanently Out of Use |  | 5000 | Gasoline (containing <=10% ethanol) | 1966-04-01 | Southern Ute Indian Tribe of the Southern Ute Reservation, Colorado | Indian Land | Ignacio Texaco | 580 Goddard St. | Ignacio | CO | 81137 | 37.1577 | -107.6058
8 | 1010005 | Ignacio Texaco | Tank 3 | TRUE | Permanently Out of Use |  | 5000 | Gasoline (containing <=10% ethanol) | 1966-04-01 | Southern Ute Indian Tribe of the Southern Ute Reservation, Colorado | Indian Land | Ignacio Texaco | 580 Goddard St. | Ignacio | CO | 81137 | 37.1577 | -107.6058
8 | 1010005 | Ignacio Texaco | Tank 4 | TRUE | Permanently Out of Use |  | 5000 | Diesel | 1966-04-01 | Southern Ute Indian Tribe of the Southern Ute Reservation, Colorado | Indian Land | Ignacio Texaco | 580 Goddard St. | Ignacio | CO | 81137 | 37.1577 | -107.6058
8 | 1010006 | 7-2-11 #41 | Tank 1 | TRUE | Currently in Use |  | 6000 | Gasoline (containing <=10% ethanol) | 1983-03-01 | Southern Ute Indian Tribe of the Southern Ute Reservation, Colorado | Indian Land | 7-2-11 #41 | 435 Goddard | Ignacio | CO | 81137 | 37.1166 | -107.6333
8 | 1010006 | 7-2-11 #41 | Tank 2 | TRUE | Currently in Use |  | 6000 | Gasoline (containing <=10% ethanol) | 1983-03-01 | Southern Ute Indian Tribe of the Southern Ute Reservation, Colorado | Indian Land | 7-2-11 #41 | 435 Goddard | Ignacio | CO | 81137 | 37.1166 | -107.6333
8 | 1010006 | 7-2-11 #41 | Tank 3 | TRUE | Currently in Use |  | 6000 | Diesel | 1983-03-01 | Southern Ute Indian Tribe of the Southern Ute Reservation, Colorado | Indian Land | 7-2-11 #41 | 435 Goddard | Ignacio | CO | 81137 | 37.1166 | -107.6333
8 | 1010006 | 7-2-11 #41 | Tank 4 | TRUE | Currently in Use |  | 6000 | Gasoline (containing <=10% ethanol) | 1999-06-01 | Southern Ute Indian Tribe of the Southern Ute Reservation, Colorado | Indian Land | 7-2-11 #41 | 435 Goddard | Ignacio | CO | 81137 | 37.1166 | -107.6333
8 | 1010007 | Country Market | Tank 1 | TRUE | Permanently Out of Use |  | 1000 | Gasoline (containing <=10% ethanol) | 1971-05-01 | Southern Ute Indian Tribe of the Southern Ute Reservation, Colorado | Indian Land | Country Market | SE1/4 Sec. 10-T32N-R6W (Just NW of Jnct. of CO Hwy 151 & Rd. 329) | Ignacio | CO | 81137 | 37.1168 | -107.6223
8 | 1010007 | Country Market | Tank 2 | TRUE | Permanently Out of Use |  | 1000 | Gasoline (containing <=10% ethanol) | 1971-05-01 | Southern Ute Indian Tribe of the Southern Ute Reservation, Colorado | Indian Land | Country Market | SE1/4 Sec. 10-T32N-R6W (Just NW of Jnct. of CO Hwy 151 & Rd. 329) | Ignacio | CO | 81137 | 37.1168 | -107.6223
8 | 1010008 | Town of Ignacio Maintenance Yard | Tank 1 | TRUE | Permanently Out of Use |  | 1000 | Gasoline (containing <=10% ethanol) | 1987-06-01 | Southern Ute Indian Tribe of the Southern Ute Reservation, Colorado | Indian Land | Town of Ignacio Maintenance Yard | 175 Becker St. | Ignacio | CO | 81137 | 37.1221 | -107.6401
8 | 1010008 | Town of Ignacio Maintenance Yard | Tank 2 | TRUE | Permanently Out of Use |  | 1000 | Diesel | 1987-06-01 | Southern Ute Indian Tribe of the Southern Ute Reservation, Colorado | Indian Land | Town of Ignacio Maintenance Yard | 175 Becker St. | Ignacio | CO | 81137 | 37.1221 | -107.6401
8 | 1010009 | Ignacio United School District | Tank 1 | TRUE | Permanently Out of Use |  | 12000 | Diesel | 1981-04-01 | Southern Ute Indian Tribe of the Southern Ute Reservation, Colorado | Indian Land | Ignacio United School District | 315 Ignacio St | Ignacio | CO | 81137 | 37.1806 | -107.6306
8 | 1010009 | Ignacio United School District | Tank 2 | TRUE | Permanently Out of Use |  | 10000 | Gasoline (containing <=10% ethanol) | 1971-04-01 | Southern Ute Indian Tribe of the Southern Ute Reservation, Colorado | Indian Land | Ignacio United School District | 315 Ignacio St | Ignacio | CO | 81137 | 37.1806 | -107.6306
8 | 1010009 | Ignacio United School District | Tank 3 | TRUE | Permanently Out of Use |  | 20000 | Gasoline (containing <=10% ethanol) | 1974-04-01 | Southern Ute Indian Tribe of the Southern Ute Reservation, Colorado | Indian Land | Ignacio United School District | 315 Ignacio St | Ignacio | CO | 81137 | 37.1806 | -107.6306
8 | 1010010 | Twin Crossing Traiding Post | Tank 1 | TRUE | Permanently Out of Use |  | 1000 | Gasoline (containing <=10% ethanol) | 1967-01-01 | Southern Ute Indian Tribe of the Southern Ute Reservation, Colorado | Indian Land | Twin Crossing Traiding Post | 1929 U.S. Hwy 550 South | Durango | CO | 81301 | 37.2848 | -107.877
8 | 1010010 | Twin Crossing Traiding Post | Tank 2 | TRUE | Permanently Out of Use |  | 500 | Gasoline (containing <=10% ethanol) | 1967-06-01 | Southern Ute Indian Tribe of the Southern Ute Reservation, Colorado | Indian Land | Twin Crossing Traiding Post | 1929 U.S. Hwy 550 South | Durango | CO | 81301 | 37.2848 | -107.877
8 | 1010011 | Walkers | Tank 1 | TRUE | Permanently Out of Use |  | 115 | Gasoline (containing <=10% ethanol) | 1961-06-01 | Southern Ute Indian Tribe of the Southern Ute Reservation, Colorado | Indian Land | Walkers | 18003 Hwy. 151 | Arboles | CO | 81121 | 37.0321 | -107.4165
8 | 1010011 | Walkers | Tank 2 | TRUE | Permanently Out of Use |  | 115 | Gasoline (containing <=10% ethanol) | 1961-06-01 | Southern Ute Indian Tribe of the Southern Ute Reservation, Colorado | Indian Land | Walkers | 18003 Hwy. 151 | Arboles | CO | 81121 | 37.0321 | -107.4165
8 | 1010012 | Thriftway #274 | Tank 5 | TRUE | Currently in Use |  | 15000 | Gasoline (containing <=10% ethanol) | 2024-07-03 | Southern Ute Indian Tribe of the Southern Ute Reservation, Colorado | Indian Land | Thriftway #274 | 15051 State Hwy 172 West | Ignacio | CO | 81137 | 37.1135 | -107.6332
8 | 1010012 | Thriftway #274 | Tank 6 | TRUE | Currently in Use |  | 12000 | Gasoline (containing <=10% ethanol) | 2024-07-03 | Southern Ute Indian Tribe of the Southern Ute Reservation, Colorado | Indian Land | Thriftway #274 | 15051 State Hwy 172 West | Ignacio | CO | 81137 | 37.1135 | -107.6332
8 | 1010012 | Thriftway #274 | Tank 7 | TRUE | Currently in Use |  | 12000 | Diesel | 2024-07-03 | Southern Ute Indian Tribe of the Southern Ute Reservation, Colorado | Indian Land | Thriftway #274 | 15051 State Hwy 172 West | Ignacio | CO | 81137 | 37.1135 | -107.6332
8 | 1010012 | Thriftway #274 | Tank 1 | TRUE | Permanently Out of Use | 2024-07-31 | 6000 | Diesel | 1988-09-01 | Southern Ute Indian Tribe of the Southern Ute Reservation, Colorado | Indian Land | Thriftway #274 | 15051 State Hwy 172 West | Ignacio | CO | 81137 | 37.1135 | -107.6332
8 | 1010012 | Thriftway #274 | Tank 2 | TRUE | Permanently Out of Use | 2024-07-31 | 6000 | Gasoline (containing <=10% ethanol) | 1988-09-01 | Southern Ute Indian Tribe of the Southern Ute Reservation, Colorado | Indian Land | Thriftway #274 | 15051 State Hwy 172 West | Ignacio | CO | 81137 | 37.1135 | -107.6332
8 | 1010012 | Thriftway #274 | Tank 3 | TRUE | Permanently Out of Use | 2024-07-31 | 6000 | Gasoline (containing <=10% ethanol) | 1988-09-01 | Southern Ute Indian Tribe of the Southern Ute Reservation, Colorado | Indian Land | Thriftway #274 | 15051 State Hwy 172 West | Ignacio | CO | 81137 | 37.1135 | -107.6332
8 | 1010012 | Thriftway #274 | Tank 4 | TRUE | Permanently Out of Use | 2024-07-31 | 6000 | Gasoline (containing <=10% ethanol) | 1988-09-01 | Southern Ute Indian Tribe of the Southern Ute Reservation, Colorado | Indian Land | Thriftway #274 | 15051 State Hwy 172 West | Ignacio | CO | 81137 | 37.1135 | -107.6332
8 | 1010013 | Sister's 2 Stage Stop (aka. Y-Not-Stop) | Tank 1 | TRUE | Permanently Out of Use | 2008-07-30 | 6000 | Gasoline (containing <=10% ethanol) | 1989-12-01 | Southern Ute Indian Tribe of the Southern Ute Reservation, Colorado | Indian Land | Sister's 2 Stage Stop (aka. Y-Not-Stop) | 1106 Hwy 550 South | Durango | CO | 81301 | 37.0001 | -107.8691
8 | 1010013 | Sister's 2 Stage Stop (aka. Y-Not-Stop) | Tank 2 | TRUE | Permanently Out of Use |  | 6000 | Gasoline (containing <=10% ethanol) | 1989-12-01 | Southern Ute Indian Tribe of the Southern Ute Reservation, Colorado | Indian Land | Sister's 2 Stage Stop (aka. Y-Not-Stop) | 1106 Hwy 550 South | Durango | CO | 81301 | 37.0001 | -107.8691
8 | 1010013 | Sister's 2 Stage Stop (aka. Y-Not-Stop) | Tank 3 | TRUE | Permanently Out of Use |  | 115 | Gasoline (containing <=10% ethanol) | 1899-12-31 | Southern Ute Indian Tribe of the Southern Ute Reservation, Colorado | Indian Land | Sister's 2 Stage Stop (aka. Y-Not-Stop) | 1106 Hwy 550 South | Durango | CO | 81301 | 37.0001 | -107.8691
8 | 1010013 | Sister's 2 Stage Stop (aka. Y-Not-Stop) | Tank 4 | TRUE | Permanently Out of Use |  | 115 | Gasoline (containing <=10% ethanol) | 1899-12-31 | Southern Ute Indian Tribe of the Southern Ute Reservation, Colorado | Indian Land | Sister's 2 Stage Stop (aka. Y-Not-Stop) | 1106 Hwy 550 South | Durango | CO | 81301 | 37.0001 | -107.8691
8 | 1010014 | TBR Service | Tank 1 | TRUE | Permanently Out of Use |  | 6000 | Gasoline (containing <=10% ethanol) | 1983-06-01 | Southern Ute Indian Tribe of the Southern Ute Reservation, Colorado | Indian Land | TBR Service | 6740 Highway 140 | Hesperus | CO | 81326 | 37.0939 | -108.1703
8 | 1010014 | TBR Service | Tank 5 | TRUE | Permanently Out of Use | 2023-11-09 | 6000 | Diesel | 2000-10-01 | Southern Ute Indian Tribe of the Southern Ute Reservation, Colorado | Indian Land | TBR Service | 6740 Highway 140 | Hesperus | CO | 81326 | 37.0939 | -108.1703
8 | 1010014 | TBR Service | Tank 4 | TRUE | Permanently Out of Use | 2023-11-09 | 6000 | Diesel | 2000-10-01 | Southern Ute Indian Tribe of the Southern Ute Reservation, Colorado | Indian Land | TBR Service | 6740 Highway 140 | Hesperus | CO | 81326 | 37.0939 | -108.1703
8 | 1010014 | TBR Service | Tank 3 | TRUE | Permanently Out of Use | 2023-11-09 | 8000 | Gasoline (containing <=10% ethanol) | 2000-10-01 | Southern Ute Indian Tribe of the Southern Ute Reservation, Colorado | Indian Land | TBR Service | 6740 Highway 140 | Hesperus | CO | 81326 | 37.0939 | -108.1703
8 | 1010014 | TBR Service | Tank 2 | TRUE | Permanently Out of Use |  | 4000 | Gasoline (containing <=10% ethanol) | 1983-06-01 | Southern Ute Indian Tribe of the Southern Ute Reservation, Colorado | Indian Land | TBR Service | 6740 Highway 140 | Hesperus | CO | 81326 | 37.0939 | -108.1703
8 | 1010015 | Pagosa Junction | Tank 1 | TRUE | Permanently Out of Use |  | 115 | Gasoline (containing <=10% ethanol) | 1930-01-01 | Southern Ute Indian Tribe of the Southern Ute Reservation, Colorado | Indian Land | Pagosa Junction | Rt. #2 C.R. 500 | Ignacio | CO | 81137 | 37.1166 | -107.6356
8 | 1010015 | Pagosa Junction | Tank 2 | TRUE | Permanently Out of Use |  | 115 | Gasoline (containing <=10% ethanol) | 1930-01-01 | Southern Ute Indian Tribe of the Southern Ute Reservation, Colorado | Indian Land | Pagosa Junction | Rt. #2 C.R. 500 | Ignacio | CO | 81137 | 37.1166 | -107.6356
8 | 1010016 | Jiffy Stop | Tank 1 | TRUE | Permanently Out of Use |  | 4000 | Gasoline (containing <=10% ethanol) | 1961-03-01 | Southern Ute Indian Tribe of the Southern Ute Reservation, Colorado | Indian Land | Jiffy Stop | Goddard & Ignacio Streets | Durango | CO | 81302 | 37.2727 | -107.8829
8 | 1010016 | Jiffy Stop | Tank 2 | TRUE | Permanently Out of Use |  | 4000 | Gasoline (containing <=10% ethanol) | 1961-03-01 | Southern Ute Indian Tribe of the Southern Ute Reservation, Colorado | Indian Land | Jiffy Stop | Goddard & Ignacio Streets | Durango | CO | 81302 | 37.2727 | -107.8829
8 | 1010016 | Jiffy Stop | Tank 3 | TRUE | Permanently Out of Use |  | 6000 | Gasoline (containing <=10% ethanol) | 1961-03-01 | Southern Ute Indian Tribe of the Southern Ute Reservation, Colorado | Indian Land | Jiffy Stop | Goddard & Ignacio Streets | Durango | CO | 81302 | 37.2727 | -107.8829
8 | 1010016 | Jiffy Stop | Tank 4 | TRUE | Permanently Out of Use |  | 1000 | Diesel | 1961-03-01 | Southern Ute Indian Tribe of the Southern Ute Reservation, Colorado | Indian Land | Jiffy Stop | Goddard & Ignacio Streets | Durango | CO | 81302 | 37.2727 | -107.8829
8 | 1010017 | District I Maintenance Shop | Tank 1 | TRUE | Permanently Out of Use |  | 1000 | Diesel | 1945-05-01 | Southern Ute Indian Tribe of the Southern Ute Reservation, Colorado | Indian Land | District I Maintenance Shop | County Road 100 | Marvel | CO | 81329 | 37.1116 | -108.2179
8 | 1010017 | District I Maintenance Shop | Tank 2 | TRUE | Permanently Out of Use |  | 1000 | Gasoline (containing <=10% ethanol) | 1945-05-01 | Southern Ute Indian Tribe of the Southern Ute Reservation, Colorado | Indian Land | District I Maintenance Shop | County Road 100 | Marvel | CO | 81329 | 37.1116 | -108.2179
8 | 1010018 | Piedra Peak Plaza | Tank 1 | TRUE | Currently in Use |  | 10000 | Gasoline (containing <=10% ethanol) | 1984-06-01 | Southern Ute Indian Tribe of the Southern Ute Reservation, Colorado | Indian Land | Piedra Peak Plaza | 53 City Road 982 | Arboles | CO | 81121 | 37.024 | -107.4198
8 | 1010018 | Piedra Peak Plaza | Tank 2 | TRUE | Currently in Use |  | 3000 | Gasoline (containing <=10% ethanol) | 1984-06-01 | Southern Ute Indian Tribe of the Southern Ute Reservation, Colorado | Indian Land | Piedra Peak Plaza | 53 City Road 982 | Arboles | CO | 81121 | 37.024 | -107.4198
8 | 1010018 | Piedra Peak Plaza | Tank 3 | TRUE | Currently in Use |  | 3000 | Diesel | 1998-06-01 | Southern Ute Indian Tribe of the Southern Ute Reservation, Colorado | Indian Land | Piedra Peak Plaza | 53 City Road 982 | Arboles | CO | 81121 | 37.024 | -107.4198
8 | 1010019 | Ruth Candelaria | Tank 1 | TRUE | Permanently Out of Use |  | 500 | Gasoline (containing <=10% ethanol) | 1936-01-01 | Southern Ute Indian Tribe of the Southern Ute Reservation, Colorado | Indian Land | Ruth Candelaria | 10383 CR 100 | Marvel | CO | 81329 | 37.1114 | -108.1285
8 | 1010019 | Ruth Candelaria | Tank 2 | TRUE | Permanently Out of Use |  | 500 | Gasoline (containing <=10% ethanol) | 1936-01-01 | Southern Ute Indian Tribe of the Southern Ute Reservation, Colorado | Indian Land | Ruth Candelaria | 10383 CR 100 | Marvel | CO | 81329 | 37.1114 | -108.1285
8 | 1010020 | Ignacio Shell | Tank 1 | TRUE | Permanently Out of Use |  | 2500 | Gasoline (containing <=10% ethanol) | 1956-04-01 | Southern Ute Indian Tribe of the Southern Ute Reservation, Colorado | Indian Land | Ignacio Shell | U.S. Hwy. 151 | Ignacio | CO | 81137 | 37.0802 | -107.5327
8 | 1010020 | Ignacio Shell | Tank 2 | TRUE | Permanently Out of Use |  | 2500 | Gasoline (containing <=10% ethanol) | 1956-04-01 | Southern Ute Indian Tribe of the Southern Ute Reservation, Colorado | Indian Land | Ignacio Shell | U.S. Hwy. 151 | Ignacio | CO | 81137 | 37.0802 | -107.5327
8 | 1010020 | Ignacio Shell | Tank 3 | TRUE | Permanently Out of Use |  | 1000 | Gasoline (containing <=10% ethanol) | 1953-04-01 | Southern Ute Indian Tribe of the Southern Ute Reservation, Colorado | Indian Land | Ignacio Shell | U.S. Hwy. 151 | Ignacio | CO | 81137 | 37.0802 | -107.5327
8 | 1010020 | Ignacio Shell | Tank 4 | TRUE | Permanently Out of Use |  | 500 | Diesel | 1956-04-01 | Southern Ute Indian Tribe of the Southern Ute Reservation, Colorado | Indian Land | Ignacio Shell | U.S. Hwy. 151 | Ignacio | CO | 81137 | 37.0802 | -107.5327
8 | 1010020 | Ignacio Shell | Tank 5 | TRUE | Permanently Out of Use | 2019-07-10 | 0 | Unknown Petroleum | 1899-12-31 | Southern Ute Indian Tribe of the Southern Ute Reservation, Colorado | Indian Land | Ignacio Shell | U.S. Hwy. 151 | Ignacio | CO | 81137 | 37.0802 | -107.5327
8 | 1010020 | Ignacio Shell | Tank 6 | TRUE | Permanently Out of Use |  | 0 | Unknown Petroleum | 1899-12-31 | Southern Ute Indian Tribe of the Southern Ute Reservation, Colorado | Indian Land | Ignacio Shell | U.S. Hwy. 151 | Ignacio | CO | 81137 | 37.0802 | -107.5327
8 | 1010022 | Durango-La Plata Airport | Tank 1 | TRUE | Permanently Out of Use | 1992-07-19 | 12000 | Other | 1977-04-01 | Southern Ute Indian Tribe of the Southern Ute Reservation, Colorado | Indian Land | Durango-La Plata Airport | 1340 Airport Rd. | Durango | CO | 81301 | 37.1507 | -107.7547
8 | 1010022 | Durango-La Plata Airport | Tank 2 | TRUE | Permanently Out of Use | 1992-07-19 | 12000 | Other | 1977-04-01 | Southern Ute Indian Tribe of the Southern Ute Reservation, Colorado | Indian Land | Durango-La Plata Airport | 1340 Airport Rd. | Durango | CO | 81301 | 37.1507 | -107.7547
8 | 1010022 | Durango-La Plata Airport | Tank 3 | TRUE | Permanently Out of Use | 1992-07-19 | 4000 | Other | 1946-01-01 | Southern Ute Indian Tribe of the Southern Ute Reservation, Colorado | Indian Land | Durango-La Plata Airport | 1340 Airport Rd. | Durango | CO | 81301 | 37.1507 | -107.7547
8 | 1010022 | Durango-La Plata Airport | Tank 4 | TRUE | Permanently Out of Use | 1992-07-19 | 4000 | Other | 1946-01-01 | Southern Ute Indian Tribe of the Southern Ute Reservation, Colorado | Indian Land | Durango-La Plata Airport | 1340 Airport Rd. | Durango | CO | 81301 | 37.1507 | -107.7547
8 | 1010022 | Durango-La Plata Airport | Tank 5 | TRUE | Permanently Out of Use | 1992-07-19 | 5000 | Other | 1955-01-01 | Southern Ute Indian Tribe of the Southern Ute Reservation, Colorado | Indian Land | Durango-La Plata Airport | 1340 Airport Rd. | Durango | CO | 81301 | 37.1507 | -107.7547
8 | 1010022 | Durango-La Plata Airport | Tank 6 | TRUE | Permanently Out of Use | 1992-07-19 | 2000 | Gasoline (containing <=10% ethanol) | 1946-01-01 | Southern Ute Indian Tribe of the Southern Ute Reservation, Colorado | Indian Land | Durango-La Plata Airport | 1340 Airport Rd. | Durango | CO | 81301 | 37.1507 | -107.7547
8 | 1010022 | Durango-La Plata Airport | Tank 7 | TRUE | Permanently Out of Use | 2000-07-18 | 2000 | Diesel | 1977-04-01 | Southern Ute Indian Tribe of the Southern Ute Reservation, Colorado | Indian Land | Durango-La Plata Airport | 1340 Airport Rd. | Durango | CO | 81301 | 37.1507 | -107.7547
8 | 1010022 | Durango-La Plata Airport | Tank 8 | TRUE | Permanently Out of Use | 2000-07-18 | 2000 | Gasoline (containing <=10% ethanol) | 1986-04-01 | Southern Ute Indian Tribe of the Southern Ute Reservation, Colorado | Indian Land | Durango-La Plata Airport | 1340 Airport Rd. | Durango | CO | 81301 | 37.1507 | -107.7547
8 | 1010022 | Durango-La Plata Airport | Tank 9 | TRUE | Permanently Out of Use |  | 12000 | Other | 1989-11-01 | Southern Ute Indian Tribe of the Southern Ute Reservation, Colorado | Indian Land | Durango-La Plata Airport | 1340 Airport Rd. | Durango | CO | 81301 | 37.1507 | -107.7547
8 | 1010022 | Durango-La Plata Airport | Tank 10 | TRUE | Permanently Out of Use | 2009-09-30 | 12000 | Other | 1989-11-01 | Southern Ute Indian Tribe of the Southern Ute Reservation, Colorado | Indian Land | Durango-La Plata Airport | 1340 Airport Rd. | Durango | CO | 81301 | 37.1507 | -107.7547
8 | 1010022 | Durango-La Plata Airport | Tank 11 | TRUE | Permanently Out of Use | 2009-09-28 | 12000 | Other | 1989-11-01 | Southern Ute Indian Tribe of the Southern Ute Reservation, Colorado | Indian Land | Durango-La Plata Airport | 1340 Airport Rd. | Durango | CO | 81301 | 37.1507 | -107.7547
8 | 1010023 | Ignacio Field District Yard | Tank 1 | TRUE | Permanently Out of Use |  | 2000 | Gasoline (containing <=10% ethanol) | 1960-05-01 | Southern Ute Indian Tribe of the Southern Ute Reservation, Colorado | Indian Land | Ignacio Field District Yard | P.O. Box 316 Goddard Ave. South | Ignacio | CO | 81137 | 37.1143 | -107.6332
8 | 1010024 | District III Maintenance Shop | Tank 1 | TRUE | Permanently Out of Use |  | 1000 | Diesel | 1962-06-01 | Southern Ute Indian Tribe of the Southern Ute Reservation, Colorado | Indian Land | District III Maintenance Shop | 198 State Hwy. 151 | Ignacio | CO | 81137 | 37.115 | -107.628
8 | 1010024 | District III Maintenance Shop | Tank 2 | TRUE | Permanently Out of Use |  | 500 | Gasoline (containing <=10% ethanol) | 1959-06-01 | Southern Ute Indian Tribe of the Southern Ute Reservation, Colorado | Indian Land | District III Maintenance Shop | 198 State Hwy. 151 | Ignacio | CO | 81137 | 37.115 | -107.628
8 | 1010035 | Ignacio Patrol | Tank 1 | TRUE | Permanently Out of Use |  | 550 | Gasoline (containing <=10% ethanol) | 1974-01-01 | Southern Ute Indian Tribe of the Southern Ute Reservation, Colorado | Indian Land | Ignacio Patrol | State Hwy. 172A M.P. 892 | Ignacio | CO | 81137 | 37.1166 | -107.6356
8 | 1010035 | Ignacio Patrol | Tank 2 | TRUE | Permanently Out of Use |  | 550 | Diesel | 1974-01-01 | Southern Ute Indian Tribe of the Southern Ute Reservation, Colorado | Indian Land | Ignacio Patrol | State Hwy. 172A M.P. 892 | Ignacio | CO | 81137 | 37.1166 | -107.6356
8 | 1010036 | Allison Patrol | Tank 1 | TRUE | Permanently Out of Use |  | 115 | Gasoline (containing <=10% ethanol) | 1974-06-01 | Southern Ute Indian Tribe of the Southern Ute Reservation, Colorado | Indian Land | Allison Patrol | State Hwy. 151 A M.P.1245 (Allison, CO) | Ignacio | CO | 81137 | 37.0802 | -107.5327
8 | 1010036 | Allison Patrol | Tank 2 | TRUE | Permanently Out of Use |  | 115 | Diesel | 1974-06-01 | Southern Ute Indian Tribe of the Southern Ute Reservation, Colorado | Indian Land | Allison Patrol | State Hwy. 151 A M.P.1245 (Allison, CO) | Ignacio | CO | 81137 | 37.0802 | -107.5327
8 | 1010037 | Colo. Div. of Parks & Outdoor Rec. | Tank 1 | TRUE | Permanently Out of Use | 1987-04-01 | 500 | Diesel | 1950-05-01 | Southern Ute Indian Tribe of the Southern Ute Reservation, Colorado | Indian Land | Colo. Div. of Parks & Outdoor Rec. | Navajo SPA Box 1697 | Arboles | CO | 81121 | 37.2863 | -107.4815
8 | 1010038 | Navajo State Park Marina. | Tank 1 | TRUE | Currently in Use |  | 12000 | Gasoline (containing <=10% ethanol) | 2005-05-01 | Southern Ute Indian Tribe of the Southern Ute Reservation, Colorado | Indian Land | Navajo State Park Marina. | 1526 County Road 982 | Arboles | CO | 81121 | 37.0078 | -107.4146
8 | 1010039 | Gomez Store | Tank 1 | TRUE | Permanently Out of Use |  | 500 | Gasoline (containing <=10% ethanol) | 1950-01-01 | Southern Ute Indian Tribe of the Southern Ute Reservation, Colorado | Indian Land | Gomez Store | C.R. 500 | Pagosa Junction | CO | 81137 | 37.055 | -107.1005
8 | 1010039 | Gomez Store | Tank 2 | TRUE | Permanently Out of Use | 1990-07-09 | 0 | Unknown Petroleum | 1920-01-01 | Southern Ute Indian Tribe of the Southern Ute Reservation, Colorado | Indian Land | Gomez Store | C.R. 500 | Pagosa Junction | CO | 81137 | 37.055 | -107.1005
8 | 1020001 | Shell Oil | Tank 1 | TRUE | Permanently Out of Use |  | 115 | Gasoline (containing <=10% ethanol) | 1974-01-01 | Ute Mountain Ute Tribe | Indian Land | Shell Oil | unknown | Towaoc | CO | 81334 | 37.2068 | -108.7264
8 | 1020001 | Shell Oil | Tank 2 | TRUE | Permanently Out of Use |  | 115 | Gasoline (containing <=10% ethanol) | 1985-01-01 | Ute Mountain Ute Tribe | Indian Land | Shell Oil | unknown | Towaoc | CO | 81334 | 37.2068 | -108.7264
8 | 1020002 | Tribal Motor Pool | Tank 1 | TRUE | Permanently Out of Use | 2003-10-31 | 8000 | Gasoline (containing <=10% ethanol) | 1984-01-01 | Ute Mountain Ute Tribe | Indian Land | Tribal Motor Pool | P.O. Box 248 | Towaoc | CO | 81334 | 37.2018 | -108.7328
8 | 1020002 | Tribal Motor Pool | Tank 2 | TRUE | Permanently Out of Use | 2003-10-31 | 8000 | Gasoline (containing <=10% ethanol) | 1984-01-01 | Ute Mountain Ute Tribe | Indian Land | Tribal Motor Pool | P.O. Box 248 | Towaoc | CO | 81334 | 37.2018 | -108.7328
8 | 1020002 | Tribal Motor Pool | Tank 3 | TRUE | Permanently Out of Use | 2003-10-31 | 8000 | Diesel | 1984-01-01 | Ute Mountain Ute Tribe | Indian Land | Tribal Motor Pool | P.O. Box 248 | Towaoc | CO | 81334 | 37.2018 | -108.7328
8 | 1020003 | Ute Mountain Travel Center | Tank 1 | TRUE | Currently in Use |  | 10000 | Gasoline (containing <=10% ethanol) | 2000-06-08 | Ute Mountain Ute Tribe | Indian Land | Ute Mountain Travel Center | 1 East Mike Wash Road | Towaoc | CO | 81334 | 37.2015 | -108.6866
8 | 1020003 | Ute Mountain Travel Center | Tank 6 | TRUE | Currently in Use |  | 10000 | Diesel | 2000-11-01 | Ute Mountain Ute Tribe | Indian Land | Ute Mountain Travel Center | 1 East Mike Wash Road | Towaoc | CO | 81334 | 37.2015 | -108.6866
8 | 1020003 | Ute Mountain Travel Center | Tank 5 | TRUE | Currently in Use |  | 10000 | Diesel | 2000-11-01 | Ute Mountain Ute Tribe | Indian Land | Ute Mountain Travel Center | 1 East Mike Wash Road | Towaoc | CO | 81334 | 37.2015 | -108.6866
8 | 1020003 | Ute Mountain Travel Center | Tank 4 | TRUE | Currently in Use |  | 4000 | Diesel | 2000-06-08 | Ute Mountain Ute Tribe | Indian Land | Ute Mountain Travel Center | 1 East Mike Wash Road | Towaoc | CO | 81334 | 37.2015 | -108.6866
8 | 1020003 | Ute Mountain Travel Center | Tank 3 | TRUE | Currently in Use |  | 10000 | Gasoline (containing <=10% ethanol) | 2000-06-08 | Ute Mountain Ute Tribe | Indian Land | Ute Mountain Travel Center | 1 East Mike Wash Road | Towaoc | CO | 81334 | 37.2015 | -108.6866
8 | 1020003 | Ute Mountain Travel Center | Tank 2 | TRUE | Currently in Use |  | 10000 | Gasoline (containing <=10% ethanol) | 2000-06-08 | Ute Mountain Ute Tribe | Indian Land | Ute Mountain Travel Center | 1 East Mike Wash Road | Towaoc | CO | 81334 | 37.2015 | -108.6866
8 | 1020004 | Thriftway | Tank 1 | TRUE | Permanently Out of Use |  | 6000 | Gasoline (containing <=10% ethanol) | 1963-01-01 | Ute Mountain Ute Tribe | Indian Land | Thriftway | 101 South Hwy. 160 & 166 | Towaoc | CO | 81334 | 37.2092 | -108.6829
8 | 1020004 | Thriftway | Tank 2 | TRUE | Permanently Out of Use |  | 6000 | Gasoline (containing <=10% ethanol) | 1963-01-01 | Ute Mountain Ute Tribe | Indian Land | Thriftway | 101 South Hwy. 160 & 166 | Towaoc | CO | 81334 | 37.2092 | -108.6829
8 | 1020004 | Thriftway | Tank 3 | TRUE | Permanently Out of Use |  | 10000 | Gasoline (containing <=10% ethanol) | 1963-01-01 | Ute Mountain Ute Tribe | Indian Land | Thriftway | 101 South Hwy. 160 & 166 | Towaoc | CO | 81334 | 37.2092 | -108.6829
8 | 1020004 | Thriftway | Tank 4 | TRUE | Permanently Out of Use |  | 500 | Used Oil | 1963-01-01 | Ute Mountain Ute Tribe | Indian Land | Thriftway | 101 South Hwy. 160 & 166 | Towaoc | CO | 81334 | 37.2092 | -108.6829
8 | 1020006 | Tribal Shop | Tank 4 | TRUE | Permanently Out of Use |  | 115 | Diesel | 1964-01-01 | Ute Mountain Ute Tribe | Indian Land | Tribal Shop | P.O. Box 248 | Towaoc | CO | 81334 | 37.2068 | -108.7264
8 | 1020008 | Woody's #109 | Tank 1 | TRUE | Permanently Out of Use |  | 10000 | Gasoline (containing <=10% ethanol) | 1991-11-01 | Ute Mountain Ute Tribe | Indian Land | Woody's #109 | Hwy. 666 & Mike Wash Rd. | Towaoc | CO | 81334 | 37.1999 | -108.7015
8 | 1020008 | Woody's #109 | Tank 3 | TRUE | Permanently Out of Use |  | 10000 | Gasoline (containing <=10% ethanol) | 1991-11-01 | Ute Mountain Ute Tribe | Indian Land | Woody's #109 | Hwy. 666 & Mike Wash Rd. | Towaoc | CO | 81334 | 37.1999 | -108.7015
8 | 1020008 | Woody's #109 | Tank 2 | TRUE | Permanently Out of Use |  | 10000 | Gasoline (containing <=10% ethanol) | 1991-11-01 | Ute Mountain Ute Tribe | Indian Land | Woody's #109 | Hwy. 666 & Mike Wash Rd. | Towaoc | CO | 81334 | 37.1999 | -108.7015
8 | 2010001 | School District # 9 Transportation | Tank 3 - waste oil | TRUE | Currently in Use |  | 1000 | Used Oil | 1992-07-01 | Blackfeet Tribe of the Blackfeet Indian Reservation of Montana | Indian Land | School District # 9 Transportation | PO Box 610 | Saint Mary | MT | 59417 | 48.5568 | -113.0093
8 | 2010001 | School District # 9 Transportation | Tank 2 | TRUE | Currently in Use |  | 8000 | Diesel | 1992-07-01 | Blackfeet Tribe of the Blackfeet Indian Reservation of Montana | Indian Land | School District # 9 Transportation | PO Box 610 | Saint Mary | MT | 59417 | 48.5568 | -113.0093
8 | 2010001 | School District # 9 Transportation | Tank 1 | TRUE | Currently in Use |  | 8000 | Gasoline (containing <=10% ethanol) | 1992-07-01 | Blackfeet Tribe of the Blackfeet Indian Reservation of Montana | Indian Land | School District # 9 Transportation | PO Box 610 | Saint Mary | MT | 59417 | 48.5568 | -113.0093
8 | 2010002 | Warren Swenson | Tank 2 | TRUE | Permanently Out of Use |  | 2500 | Gasoline (containing <=10% ethanol) | 1981-04-12 | Blackfeet Tribe of the Blackfeet Indian Reservation of Montana | Indian Land | Warren Swenson | P.O. Box 2118 | Cut Bank | MT | 59427
8 | 2010003 | Heart Butte School District #1 | Tank 1 | TRUE | Currently in Use |  | 2000 | Gasoline (containing <=10% ethanol) | 1989-10-01 | Blackfeet Tribe of the Blackfeet Indian Reservation of Montana | Indian Land | Heart Butte School District #1 | 1 New School Road (P.O. Box 259) | Heart Butte | MT | 59448 | 44.4661 | -112.1431
8 | 2010003 | Heart Butte School District #1 | Tank 4 | TRUE | Permanently Out of Use |  | 2000 | Gasoline (containing <=10% ethanol) | 1981-05-01 | Blackfeet Tribe of the Blackfeet Indian Reservation of Montana | Indian Land | Heart Butte School District #1 | 1 New School Road (P.O. Box 259) | Heart Butte | MT | 59448 | 44.4661 | -112.1431
8 | 2010003 | Heart Butte School District #1 | Tank 3 | TRUE | Permanently Out of Use |  | 2000 | Gasoline (containing <=10% ethanol) | 1981-05-01 | Blackfeet Tribe of the Blackfeet Indian Reservation of Montana | Indian Land | Heart Butte School District #1 | 1 New School Road (P.O. Box 259) | Heart Butte | MT | 59448 | 44.4661 | -112.1431
8 | 2010003 | Heart Butte School District #1 | Tank 2 | TRUE | Currently in Use |  | 2000 | Diesel | 1989-10-01 | Blackfeet Tribe of the Blackfeet Indian Reservation of Montana | Indian Land | Heart Butte School District #1 | 1 New School Road (P.O. Box 259) | Heart Butte | MT | 59448 | 44.4661 | -112.1431
8 | 2010004 | Glacier Way C-Store | Tank 2 (tag 3426) | TRUE | Currently in Use |  | 15000 | Diesel | 1996-09-01 | Blackfeet Tribe of the Blackfeet Indian Reservation of Montana | Indian Land | Glacier Way Convenience Store | P.O. Box 1777 (Browning) | Saint Mary | MT | 59417 | 48.5753 | -113.0155
8 | 2010004 | Glacier Way C-Store | Tank 1 (tag 3425) | TRUE | Currently in Use |  | 20000 | Gasoline (containing <=10% ethanol) | 1996-09-01 | Blackfeet Tribe of the Blackfeet Indian Reservation of Montana | Indian Land | Glacier Way Convenience Store | P.O. Box 1777 (Browning) | Saint Mary | MT | 59417 | 48.5753 | -113.0155
8 | 2010004 | Glacier Way C-Store | Tank 3 (Tag 3427) | TRUE | Currently in Use |  | 10000 | Gasoline (containing <=10% ethanol) | 1996-09-01 | Blackfeet Tribe of the Blackfeet Indian Reservation of Montana | Indian Land | Glacier Way Convenience Store | P.O. Box 1777 (Browning) | Saint Mary | MT | 59417 | 48.5753 | -113.0155
8 | 2010005 | Cut Bank Municipal Airport | Tank removed (T-1) | TRUE | Permanently Out of Use |  | 10000 | Gasoline (containing <=10% ethanol) | 1981-02-19 | Blackfeet Tribe of the Blackfeet Indian Reservation of Montana | Indian Land | Cut Bank Municipal Airport | P.O. Box 130 | Cut Bank | MT | 59427 | 48.6192 | -112.3602
8 | 2010005 | Cut Bank Municipal Airport | Tank 9 | TRUE | Permanently Out of Use |  | 10000 | Gasoline (containing <=10% ethanol) | 1981-02-19 | Blackfeet Tribe of the Blackfeet Indian Reservation of Montana | Indian Land | Cut Bank Municipal Airport | P.O. Box 130 | Cut Bank | MT | 59427 | 48.6192 | -112.3602
8 | 2010005 | Cut Bank Municipal Airport | Tank 2 (tag 794) | TRUE | Currently in Use |  | 12000 | Av Gas | 1997-11-01 | Blackfeet Tribe of the Blackfeet Indian Reservation of Montana | Indian Land | Cut Bank Municipal Airport | P.O. Box 130 | Cut Bank | MT | 59427 | 48.6192 | -112.3602
8 | 2010005 | Cut Bank Municipal Airport | Tank 1 (Tag 793) | TRUE | Currently in Use |  | 12000 | Jet A | 1997-11-01 | Blackfeet Tribe of the Blackfeet Indian Reservation of Montana | Indian Land | Cut Bank Municipal Airport | P.O. Box 130 | Cut Bank | MT | 59427 | 48.6192 | -112.3602
8 | 2010005 | Cut Bank Municipal Airport | Tank 6 | TRUE | Permanently Out of Use |  | 2000 | Gasoline (containing <=10% ethanol) | 1960-02-20 | Blackfeet Tribe of the Blackfeet Indian Reservation of Montana | Indian Land | Cut Bank Municipal Airport | P.O. Box 130 | Cut Bank | MT | 59427 | 48.6192 | -112.3602
8 | 2010005 | Cut Bank Municipal Airport | Tank 5 | TRUE | Permanently Out of Use |  | 2000 | Gasoline (containing <=10% ethanol) | 1960-02-20 | Blackfeet Tribe of the Blackfeet Indian Reservation of Montana | Indian Land | Cut Bank Municipal Airport | P.O. Box 130 | Cut Bank | MT | 59427 | 48.6192 | -112.3602
8 | 2010005 | Cut Bank Municipal Airport | Tank 4 | TRUE | Permanently Out of Use |  | 8000 | Gasoline (containing <=10% ethanol) | 1984-02-20 | Blackfeet Tribe of the Blackfeet Indian Reservation of Montana | Indian Land | Cut Bank Municipal Airport | P.O. Box 130 | Cut Bank | MT | 59427 | 48.6192 | -112.3602
8 | 2010005 | Cut Bank Municipal Airport | Tank 3 | TRUE | Permanently Out of Use |  | 10000 | Gasoline (containing <=10% ethanol) | 1984-02-20 | Blackfeet Tribe of the Blackfeet Indian Reservation of Montana | Indian Land | Cut Bank Municipal Airport | P.O. Box 130 | Cut Bank | MT | 59427 | 48.6192 | -112.3602
8 | 2010005 | Cut Bank Municipal Airport | Tank Removed (T2) | TRUE | Permanently Out of Use |  | 500 | Gasoline (containing <=10% ethanol) | 1899-12-31 | Blackfeet Tribe of the Blackfeet Indian Reservation of Montana | Indian Land | Cut Bank Municipal Airport | P.O. Box 130 | Cut Bank | MT | 59427 | 48.6192 | -112.3602
8 | 2010006 | Kiowa Resort | Tank 1 | TRUE | Permanently Out of Use |  | 2000 | Gasoline (containing <=10% ethanol) | 1976-05-01 | Blackfeet Tribe of the Blackfeet Indian Reservation of Montana | Indian Land | Kiowa Resort | Hwy Junction 89 & 49 (Browning) | Saint Mary | MT | 59417 | 48.5549 | -113.0146
8 | 2010006 | Kiowa Resort | Tank 2 | TRUE | Permanently Out of Use |  | 3000 | Gasoline (containing <=10% ethanol) | 1976-05-01 | Blackfeet Tribe of the Blackfeet Indian Reservation of Montana | Indian Land | Kiowa Resort | Hwy Junction 89 & 49 (Browning) | Saint Mary | MT | 59417 | 48.5549 | -113.0146
8 | 2010010 | Dodd's Wholesalers, Inc. | Tank 1 | TRUE | Permanently Out of Use |  | 1000 | Gasoline (containing <=10% ethanol) | 1979-03-01 | Blackfeet Tribe of the Blackfeet Indian Reservation of Montana | Indian Land | Dodd's Wholesalers, Inc. | Hwy. 2 (Browning) | Saint Mary | MT | 59417 | 48.5549 | -113.0146
8 | 2010011 | Glendale Colony | Tank 1 | TRUE | Permanently Out of Use |  | 10000 | Gasoline (containing <=10% ethanol) | 1979-06-01 | Blackfeet Tribe of the Blackfeet Indian Reservation of Montana | Indian Land | Glendale Colony | P.O. Box 850 | Cut Bank | MT | 59427
8 | 2010011 | Glendale Colony | Tank 2 | TRUE | Permanently Out of Use |  | 10000 | Diesel | 1979-06-01 | Blackfeet Tribe of the Blackfeet Indian Reservation of Montana | Indian Land | Glendale Colony | P.O. Box 850 | Cut Bank | MT | 59427
8 | 2010012 | Resort At Glacier, LLC | Tank Removed Tank 1 | TRUE | Permanently Out of Use |  | 6000 | Gasoline (containing <=10% ethanol) | 1962-05-06 | Blackfeet Tribe of the Blackfeet Indian Reservation of Montana | Indian Land | Resort At Glacier, LLC | HC 72 Box 4. | Saint Mary | MT | 59417 | 48.7438 | -113.4309
8 | 2010012 | Resort At Glacier, LLC | Tank 20 | TRUE | Permanently Out of Use |  | 1000 | Used Oil | 1899-12-31 | Blackfeet Tribe of the Blackfeet Indian Reservation of Montana | Indian Land | Resort At Glacier, LLC | HC 72 Box 4. | Saint Mary | MT | 59417 | 48.7438 | -113.4309
8 | 2010012 | Resort At Glacier, LLC | Tank 19 | TRUE | Permanently Out of Use |  | 6000 | Gasoline (containing <=10% ethanol) | 1962-05-01 | Blackfeet Tribe of the Blackfeet Indian Reservation of Montana | Indian Land | Resort At Glacier, LLC | HC 72 Box 4. | Saint Mary | MT | 59417 | 48.7438 | -113.4309
8 | 2010012 | Resort At Glacier, LLC | Tank 18 | TRUE | Permanently Out of Use |  | 4000 | Gasoline (containing <=10% ethanol) | 1961-05-01 | Blackfeet Tribe of the Blackfeet Indian Reservation of Montana | Indian Land | Resort At Glacier, LLC | HC 72 Box 4. | Saint Mary | MT | 59417 | 48.7438 | -113.4309
8 | 2010012 | Resort At Glacier, LLC | Tank 17 | TRUE | Permanently Out of Use |  | 500 | Diesel | 1946-05-01 | Blackfeet Tribe of the Blackfeet Indian Reservation of Montana | Indian Land | Resort At Glacier, LLC | HC 72 Box 4. | Saint Mary | MT | 59417 | 48.7438 | -113.4309
8 | 2010012 | Resort At Glacier, LLC | Tank 15 | TRUE | Permanently Out of Use |  | 500 | Gasoline (containing <=10% ethanol) | 1946-05-01 | Blackfeet Tribe of the Blackfeet Indian Reservation of Montana | Indian Land | Resort At Glacier, LLC | HC 72 Box 4. | Saint Mary | MT | 59417 | 48.7438 | -113.4309
8 | 2010012 | Resort At Glacier, LLC | Tank 14 | TRUE | Permanently Out of Use |  | 4000 | Gasoline (containing <=10% ethanol) | 1971-05-01 | Blackfeet Tribe of the Blackfeet Indian Reservation of Montana | Indian Land | Resort At Glacier, LLC | HC 72 Box 4. | Saint Mary | MT | 59417 | 48.7438 | -113.4309
8 | 2010012 | Resort At Glacier, LLC | 452 UNL Tank N | TRUE | Currently in Use |  | 15000 | Gasoline (containing <=10% ethanol) | 1990-06-01 | Blackfeet Tribe of the Blackfeet Indian Reservation of Montana | Indian Land | Resort At Glacier, LLC | HC 72 Box 4. | Saint Mary | MT | 59417 | 48.7438 | -113.4309
8 | 2010012 | Resort At Glacier, LLC | 453 & 454 Tank | TRUE | Currently in Use |  | 10000 | Diesel; Gasoline (containing <=10% ethanol) | 1990-06-01 | Blackfeet Tribe of the Blackfeet Indian Reservation of Montana | Indian Land | Resort At Glacier, LLC | HC 72 Box 4. | Saint Mary | MT | 59417 | 48.7438 | -113.4309
8 | 2010012 | Resort At Glacier, LLC | Tank Removed Tank 11 | TRUE | Permanently Out of Use |  | 6000 | Gasoline (containing <=10% ethanol) | 1962-05-01 | Blackfeet Tribe of the Blackfeet Indian Reservation of Montana | Indian Land | Resort At Glacier, LLC | HC 72 Box 4. | Saint Mary | MT | 59417 | 48.7438 | -113.4309
8 | 2010012 | Resort At Glacier, LLC | 451 Tank UNL south | TRUE | Currently in Use |  | 15000 | Gasoline (containing <=10% ethanol) | 1990-06-01 | Blackfeet Tribe of the Blackfeet Indian Reservation of Montana | Indian Land | Resort At Glacier, LLC | HC 72 Box 4. | Saint Mary | MT | 59417 | 48.7438 | -113.4309
8 | 2010012 | Resort At Glacier, LLC | Tank 9 | TRUE | Permanently Out of Use |  | 4000 | Gasoline (containing <=10% ethanol) | 1991-05-01 | Blackfeet Tribe of the Blackfeet Indian Reservation of Montana | Indian Land | Resort At Glacier, LLC | HC 72 Box 4. | Saint Mary | MT | 59417 | 48.7438 | -113.4309
8 | 2010012 | Resort At Glacier, LLC | Tank 8 | TRUE | Permanently Out of Use |  | 4000 | Diesel | 1961-05-06 | Blackfeet Tribe of the Blackfeet Indian Reservation of Montana | Indian Land | Resort At Glacier, LLC | HC 72 Box 4. | Saint Mary | MT | 59417 | 48.7438 | -113.4309
8 | 2010012 | Resort At Glacier, LLC | Tank 7 | TRUE | Permanently Out of Use |  | 500 | Gasoline (containing <=10% ethanol) | 1971-06-01 | Blackfeet Tribe of the Blackfeet Indian Reservation of Montana | Indian Land | Resort At Glacier, LLC | HC 72 Box 4. | Saint Mary | MT | 59417 | 48.7438 | -113.4309
8 | 2010012 | Resort At Glacier, LLC | Tank 6 | TRUE | Permanently Out of Use |  | 4000 | Gasoline (containing <=10% ethanol) | 1971-05-07 | Blackfeet Tribe of the Blackfeet Indian Reservation of Montana | Indian Land | Resort At Glacier, LLC | HC 72 Box 4. | Saint Mary | MT | 59417 | 48.7438 | -113.4309
8 | 2010012 | Resort At Glacier, LLC | Tank 5 | TRUE | Permanently Out of Use |  | 4000 | Gasoline (containing <=10% ethanol) | 1971-05-07 | Blackfeet Tribe of the Blackfeet Indian Reservation of Montana | Indian Land | Resort At Glacier, LLC | HC 72 Box 4. | Saint Mary | MT | 59417 | 48.7438 | -113.4309
8 | 2010012 | Resort At Glacier, LLC | Tank 4 | TRUE | Permanently Out of Use |  | 8000 | Gasoline (containing <=10% ethanol) | 1980-05-06 | Blackfeet Tribe of the Blackfeet Indian Reservation of Montana | Indian Land | Resort At Glacier, LLC | HC 72 Box 4. | Saint Mary | MT | 59417 | 48.7438 | -113.4309
8 | 2010012 | Resort At Glacier, LLC | Tank 3 | TRUE | Permanently Out of Use |  | 8000 | Gasoline (containing <=10% ethanol) | 1980-05-06 | Blackfeet Tribe of the Blackfeet Indian Reservation of Montana | Indian Land | Resort At Glacier, LLC | HC 72 Box 4. | Saint Mary | MT | 59417 | 48.7438 | -113.4309
8 | 2010012 | Resort At Glacier, LLC | Tank 2 | TRUE | Permanently Out of Use |  | 1000 | Diesel | 1962-06-01 | Blackfeet Tribe of the Blackfeet Indian Reservation of Montana | Indian Land | Resort At Glacier, LLC | HC 72 Box 4. | Saint Mary | MT | 59417 | 48.7438 | -113.4309
8 | 2010013 | Anderson Land & Cattle Co. | Tank 1 | TRUE | Permanently Out of Use |  | 3000 | Gasoline (containing <=10% ethanol) | 1899-12-31 | Blackfeet Tribe of the Blackfeet Indian Reservation of Montana | Indian Land | Anderson Land & Cattle Co. | General Delivery E1/2 SE1/4 Sec.20-T37N-R1W | Cut Bank | MT | 59427 | 48.6351 | -112.3335
8 | 2010015 | Road Department (Cut Bank) | Tank 1 | TRUE | Permanently Out of Use |  | 4000 | Gasoline (containing <=10% ethanol) | 1981-12-01 | Blackfeet Tribe of the Blackfeet Indian Reservation of Montana | Indian Land | Road Department (Cut Bank) | 2705 Valier Road | Cut Bank | MT | 59427 | 48.6139 | -112.3596
8 | 2010015 | Road Department (Cut Bank) | Tank 7 | TRUE | Permanently Out of Use |  | 8000 | Gasoline (containing <=10% ethanol) | 1899-12-31 | Blackfeet Tribe of the Blackfeet Indian Reservation of Montana | Indian Land | Road Department (Cut Bank) | 2705 Valier Road | Cut Bank | MT | 59427 | 48.6139 | -112.3596
8 | 2010015 | Road Department (Cut Bank) | Tank 6 | TRUE | Permanently Out of Use |  | 8000 | Gasoline (containing <=10% ethanol) | 1984-12-01 | Blackfeet Tribe of the Blackfeet Indian Reservation of Montana | Indian Land | Road Department (Cut Bank) | 2705 Valier Road | Cut Bank | MT | 59427 | 48.6139 | -112.3596
8 | 2010015 | Road Department (Cut Bank) | Tank 5 | TRUE | Permanently Out of Use |  | 12000 | Diesel | 1988-12-01 | Blackfeet Tribe of the Blackfeet Indian Reservation of Montana | Indian Land | Road Department (Cut Bank) | 2705 Valier Road | Cut Bank | MT | 59427 | 48.6139 | -112.3596
8 | 2010015 | Road Department (Cut Bank) | Tank 4 | TRUE | Permanently Out of Use |  | 4000 | Gasoline (containing <=10% ethanol) | 1981-12-20 | Blackfeet Tribe of the Blackfeet Indian Reservation of Montana | Indian Land | Road Department (Cut Bank) | 2705 Valier Road | Cut Bank | MT | 59427 | 48.6139 | -112.3596
8 | 2010015 | Road Department (Cut Bank) | Tank 3 | TRUE | Permanently Out of Use |  | 4000 | Diesel | 1981-12-01 | Blackfeet Tribe of the Blackfeet Indian Reservation of Montana | Indian Land | Road Department (Cut Bank) | 2705 Valier Road | Cut Bank | MT | 59427 | 48.6139 | -112.3596
8 | 2010015 | Road Department (Cut Bank) | Tank 2 | TRUE | Permanently Out of Use |  | 4000 | Diesel | 1981-12-01 | Blackfeet Tribe of the Blackfeet Indian Reservation of Montana | Indian Land | Road Department (Cut Bank) | 2705 Valier Road | Cut Bank | MT | 59427 | 48.6139 | -112.3596
8 | 2010016 | Road Department (Browning) | Tank 1 | TRUE | Permanently Out of Use |  | 4000 | Diesel | 1984-12-01 | Blackfeet Tribe of the Blackfeet Indian Reservation of Montana | Indian Land | Road Department (Browning) | East Boundary Street (Browning) | Saint Mary | MT | 59417 | 48.5557 | -113.0102
8 | 2010016 | Road Department (Browning) | Tank 4 | TRUE | Permanently Out of Use |  | 300 | Kerosene | 1984-12-01 | Blackfeet Tribe of the Blackfeet Indian Reservation of Montana | Indian Land | Road Department (Browning) | East Boundary Street (Browning) | Saint Mary | MT | 59417 | 48.5557 | -113.0102
8 | 2010016 | Road Department (Browning) | Tank 3 | TRUE | Permanently Out of Use |  | 4000 | Diesel | 1984-12-01 | Blackfeet Tribe of the Blackfeet Indian Reservation of Montana | Indian Land | Road Department (Browning) | East Boundary Street (Browning) | Saint Mary | MT | 59417 | 48.5557 | -113.0102
8 | 2010016 | Road Department (Browning) | Tank 2 | TRUE | Permanently Out of Use |  | 2000 | Gasoline (containing <=10% ethanol) | 1984-12-01 | Blackfeet Tribe of the Blackfeet Indian Reservation of Montana | Indian Land | Road Department (Browning) | East Boundary Street (Browning) | Saint Mary | MT | 59417 | 48.5557 | -113.0102
8 | 2010021 | Glacial Well Service | Tank 1 | TRUE | Permanently Out of Use |  | 2000 | Gasoline (containing <=10% ethanol) | 1982-03-01 | Blackfeet Tribe of the Blackfeet Indian Reservation of Montana | Indian Land | Glacial Well Service | 14 Lewis Road | Cut Bank | MT | 59427 | 48.6293 | -112.3559
8 | 2010021 | Glacial Well Service | Tank 2 | TRUE | Permanently Out of Use |  | 2000 | Diesel | 1982-03-01 | Blackfeet Tribe of the Blackfeet Indian Reservation of Montana | Indian Land | Glacial Well Service | 14 Lewis Road | Cut Bank | MT | 59427 | 48.6293 | -112.3559
8 | 2010022 | Lariat Motel | Tank 1 | TRUE | Temporarily Out of Use |  | 4000 | Diesel | 1982-04-25 | Blackfeet Tribe of the Blackfeet Indian Reservation of Montana | Indian Land | Lariat Motel | Hwy. 89 | Babb | MT | 59411 | 48.8576 | -113.4362
8 | 2010022 | Lariat Motel | Tank 3 | TRUE | Temporarily Out of Use |  | 10000 | Gasoline (containing <=10% ethanol) | 1985-04-25 | Blackfeet Tribe of the Blackfeet Indian Reservation of Montana | Indian Land | Lariat Motel | Hwy. 89 | Babb | MT | 59411 | 48.8576 | -113.4362
8 | 2010022 | Lariat Motel | Tank 2 | TRUE | Temporarily Out of Use |  | 4000 | Gasoline (containing <=10% ethanol) | 1982-04-25 | Blackfeet Tribe of the Blackfeet Indian Reservation of Montana | Indian Land | Lariat Motel | Hwy. 89 | Babb | MT | 59411 | 48.8576 | -113.4362
8 | 2010023 | Thompson's Store | Tank 1 | TRUE | Permanently Out of Use |  | 2000 | Gasoline (containing <=10% ethanol) | 1979-02-01 | Blackfeet Tribe of the Blackfeet Indian Reservation of Montana | Indian Land | Thompson's Store | BIA Road #1 | Heart Butte | MT | 59448 | 48.2906 | -112.8373
8 | 2010023 | Thompson's Store | Tank 2 | TRUE | Permanently Out of Use |  | 2000 | Gasoline (containing <=10% ethanol) | 1979-02-01 | Blackfeet Tribe of the Blackfeet Indian Reservation of Montana | Indian Land | Thompson's Store | BIA Road #1 | Heart Butte | MT | 59448 | 48.2906 | -112.8373
8 | 2010024 | Facility Management (BIA ) | Tank 1 | TRUE | Permanently Out of Use |  | 10000 | Diesel | 1974-05-01 | Blackfeet Tribe of the Blackfeet Indian Reservation of Montana | Indian Land | Facility Management (BIA ) | Blackfeet Agency (Browning) | Saint Mary | MT | 59417 | 48.5625 | -113.012
8 | 2010027 | Jim's Bulk Plant | Tank 1 | TRUE | Permanently Out of Use |  | 12000 | Gasoline (containing <=10% ethanol) | 1974-05-03 | Blackfeet Tribe of the Blackfeet Indian Reservation of Montana | Indian Land | Jim's Bulk Plant | U.S. Hwy 2 & 89 (Browning) | Saint Mary | MT | 59417 | 48.5561 | -113.0224
8 | 2010027 | Jim's Bulk Plant | Tank 3 | TRUE | Permanently Out of Use |  | 12000 | Gasoline (containing <=10% ethanol) | 1974-05-03 | Blackfeet Tribe of the Blackfeet Indian Reservation of Montana | Indian Land | Jim's Bulk Plant | U.S. Hwy 2 & 89 (Browning) | Saint Mary | MT | 59417 | 48.5561 | -113.0224
8 | 2010027 | Jim's Bulk Plant | Tank 2 | TRUE | Permanently Out of Use |  | 6000 | Diesel | 1974-05-03 | Blackfeet Tribe of the Blackfeet Indian Reservation of Montana | Indian Land | Jim's Bulk Plant | U.S. Hwy 2 & 89 (Browning) | Saint Mary | MT | 59417 | 48.5561 | -113.0224
8 | 2010028 | Chief Mountain Junction | Tank 1 | TRUE | Permanently Out of Use |  | 2000 | Gasoline (containing <=10% ethanol) | 1974-03-01 | Blackfeet Tribe of the Blackfeet Indian Reservation of Montana | Indian Land | Chief Mountain Junction | Junction Hwys.89 & 17 | Babb | MT | 59411
8 | 2010028 | Chief Mountain Junction | Tank 5 | TRUE | Permanently Out of Use |  | 4000 | Gasoline (containing <=10% ethanol) | 1974-03-01 | Blackfeet Tribe of the Blackfeet Indian Reservation of Montana | Indian Land | Chief Mountain Junction | Junction Hwys.89 & 17 | Babb | MT | 59411
8 | 2010028 | Chief Mountain Junction | Tank 4 | TRUE | Permanently Out of Use |  | 500 | Gasoline (containing <=10% ethanol) | 1974-03-01 | Blackfeet Tribe of the Blackfeet Indian Reservation of Montana | Indian Land | Chief Mountain Junction | Junction Hwys.89 & 17 | Babb | MT | 59411
8 | 2010028 | Chief Mountain Junction | Tank 3 | TRUE | Permanently Out of Use |  | 1000 | Gasoline (containing <=10% ethanol) | 1974-03-01 | Blackfeet Tribe of the Blackfeet Indian Reservation of Montana | Indian Land | Chief Mountain Junction | Junction Hwys.89 & 17 | Babb | MT | 59411
8 | 2010028 | Chief Mountain Junction | Tank 2 | TRUE | Permanently Out of Use |  | 1000 | Diesel | 1974-03-01 | Blackfeet Tribe of the Blackfeet Indian Reservation of Montana | Indian Land | Chief Mountain Junction | Junction Hwys.89 & 17 | Babb | MT | 59411
8 | 2010031 | Montana DOT (Browning Site) | Tank 1 | TRUE | Permanently Out of Use |  | 1000 | Gasoline (containing <=10% ethanol) | 1974-04-30 | Blackfeet Tribe of the Blackfeet Indian Reservation of Montana | Indian Land | Montana DOT (Browning Site) | 2701 Prospect (Browning) | Saint Mary | MT | 59417 | 48.5549 | -113.0146
8 | 2010031 | Montana DOT (Browning Site) | Tank 2 | TRUE | Permanently Out of Use |  | 2500 | Diesel | 1974-04-30 | Blackfeet Tribe of the Blackfeet Indian Reservation of Montana | Indian Land | Montana DOT (Browning Site) | 2701 Prospect (Browning) | Saint Mary | MT | 59417 | 48.5549 | -113.0146
8 | 2010032 | Glacier Park Lodge | Tank 1 | TRUE | Permanently Out of Use |  | 10000 | Diesel | 1965-01-01 | Blackfeet Tribe of the Blackfeet Indian Reservation of Montana | Indian Land | Glacier Park Lodge | Glacier National Park | East Glacier Park | MT | 59434 | 48.4438 | -113.2201
8 | 2010032 | Glacier Park Lodge | Tank 4 | TRUE | Permanently Out of Use |  | 10000 | Gasoline (containing <=10% ethanol) | 1899-12-31 | Blackfeet Tribe of the Blackfeet Indian Reservation of Montana | Indian Land | Glacier Park Lodge | Glacier National Park | East Glacier Park | MT | 59434 | 48.4438 | -113.2201
8 | 2010032 | Glacier Park Lodge | Tank 3 | TRUE | Permanently Out of Use |  | 10000 | Gasoline (containing <=10% ethanol) | 1899-12-31 | Blackfeet Tribe of the Blackfeet Indian Reservation of Montana | Indian Land | Glacier Park Lodge | Glacier National Park | East Glacier Park | MT | 59434 | 48.4438 | -113.2201
8 | 2010032 | Glacier Park Lodge | Tank 2 | TRUE | Permanently Out of Use |  | 10000 | Gasoline (containing <=10% ethanol) | 1965-01-01 | Blackfeet Tribe of the Blackfeet Indian Reservation of Montana | Indian Land | Glacier Park Lodge | Glacier National Park | East Glacier Park | MT | 59434 | 48.4438 | -113.2201
8 | 2010033 | Corner Store (FKA Coop's) | Tank Removed Tank 1 | TRUE | Permanently Out of Use |  | 10000 | Gasoline (containing <=10% ethanol) | 1979-02-01 | Blackfeet Tribe of the Blackfeet Indian Reservation of Montana | Indian Land | Corner Store (FKA Coop's) | 330 Central Avenue West | Browning | MT | 59417 | 48.5559 | -113.0195
8 | 2010033 | Corner Store (FKA Coop's) | Tank 4443 (Prem) | TRUE | Currently in Use |  | 12000 | Gasoline (containing <=10% ethanol) | 1997-01-03 | Blackfeet Tribe of the Blackfeet Indian Reservation of Montana | Indian Land | Corner Store (FKA Coop's) | 330 Central Avenue West | Browning | MT | 59417 | 48.5559 | -113.0195
8 | 2010033 | Corner Store (FKA Coop's) | Tank Removed Tank 5 | TRUE | Permanently Out of Use |  | 10000 | Gasoline (containing <=10% ethanol) | 1979-02-01 | Blackfeet Tribe of the Blackfeet Indian Reservation of Montana | Indian Land | Corner Store (FKA Coop's) | 330 Central Avenue West | Browning | MT | 59417 | 48.5559 | -113.0195
8 | 2010033 | Corner Store (FKA Coop's) | Tank Removed Tank 4 | TRUE | Permanently Out of Use |  | 10000 | Gasoline (containing <=10% ethanol) | 1979-02-01 | Blackfeet Tribe of the Blackfeet Indian Reservation of Montana | Indian Land | Corner Store (FKA Coop's) | 330 Central Avenue West | Browning | MT | 59417 | 48.5559 | -113.0195
8 | 2010033 | Corner Store (FKA Coop's) | Tank 4441 UNL | TRUE | Currently in Use |  | 20000 | Gasoline (containing <=10% ethanol) | 1997-01-03 | Blackfeet Tribe of the Blackfeet Indian Reservation of Montana | Indian Land | Corner Store (FKA Coop's) | 330 Central Avenue West | Browning | MT | 59417 | 48.5559 | -113.0195
8 | 2010033 | Corner Store (FKA Coop's) | Tank 4442 (DSL) | TRUE | Currently in Use |  | 12000 | Diesel | 1997-01-03 | Blackfeet Tribe of the Blackfeet Indian Reservation of Montana | Indian Land | Corner Store (FKA Coop's) | 330 Central Avenue West | Browning | MT | 59417 | 48.5559 | -113.0195
8 | 2010034 | Blackfeet Community Hospital | Tank 1 | TRUE | Permanently Out of Use |  | 10000 | Diesel | 1961-03-01 | Blackfeet Tribe of the Blackfeet Indian Reservation of Montana | Indian Land | Blackfeet Community Hospital | Government Square (Browning) | Saint Mary | MT | 59417 | 48.5664 | -113.0164
8 | 2010034 | Blackfeet Community Hospital | Tank 6 | TRUE | Permanently Out of Use |  | 1000 | Diesel | 1961-03-01 | Blackfeet Tribe of the Blackfeet Indian Reservation of Montana | Indian Land | Blackfeet Community Hospital | Government Square (Browning) | Saint Mary | MT | 59417 | 48.5664 | -113.0164
8 | 2010034 | Blackfeet Community Hospital | Tank 5 | TRUE | Permanently Out of Use |  | 1500 | Diesel | 1960-01-01 | Blackfeet Tribe of the Blackfeet Indian Reservation of Montana | Indian Land | Blackfeet Community Hospital | Government Square (Browning) | Saint Mary | MT | 59417 | 48.5664 | -113.0164
8 | 2010034 | Blackfeet Community Hospital | Tank 4 | TRUE | Permanently Out of Use |  | 1000 | Diesel | 1961-03-01 | Blackfeet Tribe of the Blackfeet Indian Reservation of Montana | Indian Land | Blackfeet Community Hospital | Government Square (Browning) | Saint Mary | MT | 59417 | 48.5664 | -113.0164
8 | 2010034 | Blackfeet Community Hospital | Tank 3 | TRUE | Permanently Out of Use |  | 6000 | Diesel | 1985-03-01 | Blackfeet Tribe of the Blackfeet Indian Reservation of Montana | Indian Land | Blackfeet Community Hospital | Government Square (Browning) | Saint Mary | MT | 59417 | 48.5664 | -113.0164
8 | 2010034 | Blackfeet Community Hospital | Tank 2 | TRUE | Permanently Out of Use |  | 2000 | Diesel | 1985-03-01 | Blackfeet Tribe of the Blackfeet Indian Reservation of Montana | Indian Land | Blackfeet Community Hospital | Government Square (Browning) | Saint Mary | MT | 59417 | 48.5664 | -113.0164
8 | 2010035 | Joe's Conoco | Tank 1 | TRUE | Permanently Out of Use |  | 4000 | Gasoline (containing <=10% ethanol) | 1971-04-01 | Blackfeet Tribe of the Blackfeet Indian Reservation of Montana | Indian Land | Joe's Conoco | Hwy. 2 & 89 (Browning) | Saint Mary | MT | 59417 | 48.5566 | -113.0225
8 | 2010035 | Joe's Conoco | Tank 2 | TRUE | Permanently Out of Use |  | 2000 | Gasoline (containing <=10% ethanol) | 1991-04-01 | Blackfeet Tribe of the Blackfeet Indian Reservation of Montana | Indian Land | Joe's Conoco | Hwy. 2 & 89 (Browning) | Saint Mary | MT | 59417 | 48.5566 | -113.0225
8 | 2010036 | Schlumberger Well Service | Tank 1 | TRUE | Permanently Out of Use |  | 1000 | Diesel | 1983-04-01 | Blackfeet Tribe of the Blackfeet Indian Reservation of Montana | Indian Land | Schlumberger Well Service | Hwy. 2 West | Cut Bank | MT | 59427
8 | 2010038 | Charles R. King | Tank 1 | TRUE | Permanently Out of Use |  | 2000 | Gasoline (containing <=10% ethanol) | 1982-04-01 | Blackfeet Tribe of the Blackfeet Indian Reservation of Montana | Indian Land | Charles R. King | P.O. 850 | Valier | MT | 59486 | 48.3058 | -112.2542
8 | 2010040 | Park Cafe & Grocery | Tank 2 | TRUE | Currently in Use |  | 6000 | Gasoline (containing <=10% ethanol) | 1991-01-01 | Blackfeet Tribe of the Blackfeet Indian Reservation of Montana | Indian Land | Park Cafe & Grocery | Hwy. 89 (Browning) | Saint Mary | MT | 59417 | 48.7456 | -113.4296
8 | 2010040 | Park Cafe & Grocery | Tank 7 | TRUE | Permanently Out of Use |  | 2000 | Gasoline (containing <=10% ethanol) | 1966-04-01 | Blackfeet Tribe of the Blackfeet Indian Reservation of Montana | Indian Land | Park Cafe & Grocery | Hwy. 89 (Browning) | Saint Mary | MT | 59417 | 48.7456 | -113.4296
8 | 2010040 | Park Cafe & Grocery | Tank 3 | TRUE | Currently in Use |  | 2000 | Diesel | 1991-11-01 | Blackfeet Tribe of the Blackfeet Indian Reservation of Montana | Indian Land | Park Cafe & Grocery | Hwy. 89 (Browning) | Saint Mary | MT | 59417 | 48.7456 | -113.4296
8 | 2010040 | Park Cafe & Grocery | Tank 1 | TRUE | Currently in Use |  | 12000 | Gasoline (containing <=10% ethanol) | 1991-11-01 | Blackfeet Tribe of the Blackfeet Indian Reservation of Montana | Indian Land | Park Cafe & Grocery | Hwy. 89 (Browning) | Saint Mary | MT | 59417 | 48.7456 | -113.4296
8 | 2010040 | Park Cafe & Grocery | Tank Removed T4 | TRUE | Permanently Out of Use |  | 3000 | Gasoline (containing <=10% ethanol) | 1971-04-01 | Blackfeet Tribe of the Blackfeet Indian Reservation of Montana | Indian Land | Park Cafe & Grocery | Hwy. 89 (Browning) | Saint Mary | MT | 59417 | 48.7456 | -113.4296
8 | 2010040 | Park Cafe & Grocery | Tank Removed T3 | TRUE | Permanently Out of Use |  | 2000 | Gasoline (containing <=10% ethanol) | 1971-04-01 | Blackfeet Tribe of the Blackfeet Indian Reservation of Montana | Indian Land | Park Cafe & Grocery | Hwy. 89 (Browning) | Saint Mary | MT | 59417 | 48.7456 | -113.4296
8 | 2010040 | Park Cafe & Grocery | Tank Removed T 2 | TRUE | Permanently Out of Use |  | 1000 | Gasoline (containing <=10% ethanol) | 1966-04-01 | Blackfeet Tribe of the Blackfeet Indian Reservation of Montana | Indian Land | Park Cafe & Grocery | Hwy. 89 (Browning) | Saint Mary | MT | 59417 | 48.7456 | -113.4296
8 | 2010041 | City Shop | Tank 1 | TRUE | Permanently Out of Use |  | 1000 | Gasoline (containing <=10% ethanol) | 1978-05-01 | Blackfeet Tribe of the Blackfeet Indian Reservation of Montana | Indian Land | City Shop | 2 1/2 Blocks East of City (Browning) | Saint Mary | MT | 59417 | 48.5549 | -113.0146
8 | 2010042 | Evan's Chevron | Tank 1 | TRUE | Permanently Out of Use |  | 4000 | Gasoline (containing <=10% ethanol) | 1979-05-02 | Blackfeet Tribe of the Blackfeet Indian Reservation of Montana | Indian Land | Evan's Chevron | 216 SE Boundary (Browning) | Saint Mary | MT | 59417 | 48.5544 | -113.0036
8 | 2010042 | Evan's Chevron | Tank 3 | TRUE | Permanently Out of Use |  | 1000 | Gasoline (containing <=10% ethanol) | 1976-05-01 | Blackfeet Tribe of the Blackfeet Indian Reservation of Montana | Indian Land | Evan's Chevron | 216 SE Boundary (Browning) | Saint Mary | MT | 59417 | 48.5544 | -113.0036
8 | 2010042 | Evan's Chevron | Tank 2 | TRUE | Permanently Out of Use |  | 2000 | Gasoline (containing <=10% ethanol) | 1979-05-02 | Blackfeet Tribe of the Blackfeet Indian Reservation of Montana | Indian Land | Evan's Chevron | 216 SE Boundary (Browning) | Saint Mary | MT | 59417 | 48.5544 | -113.0036
8 | 2010043 | Circle R Services | Tank 1 | TRUE | Permanently Out of Use |  | 6000 | Gasoline (containing <=10% ethanol) | 1972-12-01 | Blackfeet Tribe of the Blackfeet Indian Reservation of Montana | Indian Land | Circle R Services | 402 South Hwy 2 | East Glacier Park | MT | 59434 | 48.4419 | -113.2168
8 | 2010043 | Circle R Services | Tank 5 | TRUE | Permanently Out of Use |  | 4000 | Gasoline (containing <=10% ethanol) | 1972-12-01 | Blackfeet Tribe of the Blackfeet Indian Reservation of Montana | Indian Land | Circle R Services | 402 South Hwy 2 | East Glacier Park | MT | 59434 | 48.4419 | -113.2168
8 | 2010043 | Circle R Services | Tank 4 | TRUE | Permanently Out of Use |  | 4000 | Gasoline (containing <=10% ethanol) | 1972-12-01 | Blackfeet Tribe of the Blackfeet Indian Reservation of Montana | Indian Land | Circle R Services | 402 South Hwy 2 | East Glacier Park | MT | 59434 | 48.4419 | -113.2168
8 | 2010043 | Circle R Services | Tank 3 | TRUE | Permanently Out of Use |  | 8000 | Gasoline (containing <=10% ethanol) | 1975-12-01 | Blackfeet Tribe of the Blackfeet Indian Reservation of Montana | Indian Land | Circle R Services | 402 South Hwy 2 | East Glacier Park | MT | 59434 | 48.4419 | -113.2168
8 | 2010043 | Circle R Services | Tank 2 | TRUE | Permanently Out of Use |  | 5000 | Diesel | 1972-12-01 | Blackfeet Tribe of the Blackfeet Indian Reservation of Montana | Indian Land | Circle R Services | 402 South Hwy 2 | East Glacier Park | MT | 59434 | 48.4419 | -113.2168
8 | 2010044 | Town Pump (Browning #1) | Tank 1 | TRUE | Permanently Out of Use |  | 4000 | Gasoline (containing <=10% ethanol) | 1981-04-01 | Blackfeet Tribe of the Blackfeet Indian Reservation of Montana | Indian Land | Town Pump (Browning #1) | Hwy. 89 (Browning) | Saint Mary | MT | 59417 | 48.5291 | -112.9624
8 | 2010044 | Town Pump (Browning #1) | Tank 3 | TRUE | Permanently Out of Use |  | 10000 | Gasoline (containing <=10% ethanol) | 1981-04-01 | Blackfeet Tribe of the Blackfeet Indian Reservation of Montana | Indian Land | Town Pump (Browning #1) | Hwy. 89 (Browning) | Saint Mary | MT | 59417 | 48.5291 | -112.9624
8 | 2010044 | Town Pump (Browning #1) | Tank 2 | TRUE | Permanently Out of Use |  | 3000 | Gasoline (containing <=10% ethanol) | 1981-04-01 | Blackfeet Tribe of the Blackfeet Indian Reservation of Montana | Indian Land | Town Pump (Browning #1) | Hwy. 89 (Browning) | Saint Mary | MT | 59417 | 48.5291 | -112.9624
8 | 2010045 | Town Pump Inc. (Browning #2) | Tank 5 (4888) UL | TRUE | Currently in Use |  | 12000 | Gasoline (containing <=10% ethanol) | 1995-06-01 | Blackfeet Tribe of the Blackfeet Indian Reservation of Montana | Indian Land | Town Pump Inc. (Browning #2) | 304 SE Boundary St. | Saint Mary | MT | 59417 | 48.5524 | -113.0097
8 | 2010045 | Town Pump Inc. (Browning #2) | Tank 6 / 7 | TRUE | Currently in Use |  | 15000 | Diesel | 2005-06-01 | Blackfeet Tribe of the Blackfeet Indian Reservation of Montana | Indian Land | Town Pump Inc. (Browning #2) | 304 SE Boundary St. | Saint Mary | MT | 59417 | 48.5524 | -113.0097
8 | 2010045 | Town Pump Inc. (Browning #2) | Tank 1 (4860) DSL | TRUE | Currently in Use |  | 12000 | Diesel | 1995-06-01 | Blackfeet Tribe of the Blackfeet Indian Reservation of Montana | Indian Land | Town Pump Inc. (Browning #2) | 304 SE Boundary St. | Saint Mary | MT | 59417 | 48.5524 | -113.0097
8 | 2010045 | Town Pump Inc. (Browning #2) | Tank Removed 13 | TRUE | Permanently Out of Use |  | 6000 | Gasoline (containing <=10% ethanol) | 1977-04-01 | Blackfeet Tribe of the Blackfeet Indian Reservation of Montana | Indian Land | Town Pump Inc. (Browning #2) | 304 SE Boundary St. | Saint Mary | MT | 59417 | 48.5524 | -113.0097
8 | 2010045 | Town Pump Inc. (Browning #2) | Tank 4 (2465) UL | TRUE | Currently in Use |  | 12000 | Gasoline (containing <=10% ethanol) | 1995-06-01 | Blackfeet Tribe of the Blackfeet Indian Reservation of Montana | Indian Land | Town Pump Inc. (Browning #2) | 304 SE Boundary St. | Saint Mary | MT | 59417 | 48.5524 | -113.0097
8 | 2010045 | Town Pump Inc. (Browning #2) | Tank Removed 11 | TRUE | Permanently Out of Use |  | 4000 | Diesel | 1977-04-01 | Blackfeet Tribe of the Blackfeet Indian Reservation of Montana | Indian Land | Town Pump Inc. (Browning #2) | 304 SE Boundary St. | Saint Mary | MT | 59417 | 48.5524 | -113.0097
8 | 2010045 | Town Pump Inc. (Browning #2) | Tank 2 (2467) DSL | TRUE | Currently in Use |  | 12000 | Diesel | 1995-06-01 | Blackfeet Tribe of the Blackfeet Indian Reservation of Montana | Indian Land | Town Pump Inc. (Browning #2) | 304 SE Boundary St. | Saint Mary | MT | 59417 | 48.5524 | -113.0097
8 | 2010045 | Town Pump Inc. (Browning #2) | Tank 3 (2463) Prem | TRUE | Currently in Use |  | 12000 | Gasoline (containing <=10% ethanol) | 1995-06-01 | Blackfeet Tribe of the Blackfeet Indian Reservation of Montana | Indian Land | Town Pump Inc. (Browning #2) | 304 SE Boundary St. | Saint Mary | MT | 59417 | 48.5524 | -113.0097
8 | 2010045 | Town Pump Inc. (Browning #2) | Tank removed 7 | TRUE | Permanently Out of Use |  | 12000 | Gasoline (containing <=10% ethanol) | 1981-07-01 | Blackfeet Tribe of the Blackfeet Indian Reservation of Montana | Indian Land | Town Pump Inc. (Browning #2) | 304 SE Boundary St. | Saint Mary | MT | 59417 | 48.5524 | -113.0097
8 | 2010045 | Town Pump Inc. (Browning #2) | Tank removed 6 | TRUE | Permanently Out of Use |  | 10000 | Gasoline (containing <=10% ethanol) | 1981-07-01 | Blackfeet Tribe of the Blackfeet Indian Reservation of Montana | Indian Land | Town Pump Inc. (Browning #2) | 304 SE Boundary St. | Saint Mary | MT | 59417 | 48.5524 | -113.0097
8 | 2010045 | Town Pump Inc. (Browning #2) | Tank removed 5 | TRUE | Permanently Out of Use |  | 12000 | Gasoline (containing <=10% ethanol) | 1984-07-01 | Blackfeet Tribe of the Blackfeet Indian Reservation of Montana | Indian Land | Town Pump Inc. (Browning #2) | 304 SE Boundary St. | Saint Mary | MT | 59417 | 48.5524 | -113.0097
8 | 2010045 | Town Pump Inc. (Browning #2) | Tank removed 4 | TRUE | Permanently Out of Use |  | 12000 | Gasoline (containing <=10% ethanol) | 1984-07-01 | Blackfeet Tribe of the Blackfeet Indian Reservation of Montana | Indian Land | Town Pump Inc. (Browning #2) | 304 SE Boundary St. | Saint Mary | MT | 59417 | 48.5524 | -113.0097
8 | 2010045 | Town Pump Inc. (Browning #2) | Tank Removed 3 | TRUE | Permanently Out of Use |  | 6000 | Diesel | 1994-07-19 | Blackfeet Tribe of the Blackfeet Indian Reservation of Montana | Indian Land | Town Pump Inc. (Browning #2) | 304 SE Boundary St. | Saint Mary | MT | 59417 | 48.5524 | -113.0097
8 | 2010045 | Town Pump Inc. (Browning #2) | Tank Removed 2 | TRUE | Permanently Out of Use |  | 4000 | Gasoline (containing <=10% ethanol) | 1977-04-01 | Blackfeet Tribe of the Blackfeet Indian Reservation of Montana | Indian Land | Town Pump Inc. (Browning #2) | 304 SE Boundary St. | Saint Mary | MT | 59417 | 48.5524 | -113.0097
8 | 2010046 | Big Sky Colony, Inc. | Tank 1 | TRUE | Permanently Out of Use |  | 10000 | Diesel | 1980-04-01 | Blackfeet Tribe of the Blackfeet Indian Reservation of Montana | Indian Land | Big Sky Colony, Inc. | Del Bonita Star Rt. | Cut Bank | MT | 59427 | 48.6351 | -112.3335
8 | 2010046 | Big Sky Colony, Inc. | Tank 2 | TRUE | Permanently Out of Use |  | 10000 | Gasoline (containing <=10% ethanol) | 1980-04-01 | Blackfeet Tribe of the Blackfeet Indian Reservation of Montana | Indian Land | Big Sky Colony, Inc. | Del Bonita Star Rt. | Cut Bank | MT | 59427 | 48.6351 | -112.3335
8 | 2010047 | Manley Farm | Tank 1 | TRUE | Permanently Out of Use |  | 2000 | Diesel | 1980-06-01 | Blackfeet Tribe of the Blackfeet Indian Reservation of Montana | Indian Land | Manley Farm | North of Cut Bank | Cut Bank | MT | 59427 | 48.6366 | -112.3327
8 | 2010048 | Lake View Husky | Tank 1 | TRUE | Permanently Out of Use |  | 2000 | Gasoline (containing <=10% ethanol) | 1977-02-01 | Blackfeet Tribe of the Blackfeet Indian Reservation of Montana | Indian Land | Lake View Husky | 4 miles North of St. Mary on Hwy. 89 | Babb | MT | 59411
8 | 2010048 | Lake View Husky | Tank 2 | TRUE | Permanently Out of Use |  | 1000 | Gasoline (containing <=10% ethanol) | 1977-02-01 | Blackfeet Tribe of the Blackfeet Indian Reservation of Montana | Indian Land | Lake View Husky | 4 miles North of St. Mary on Hwy. 89 | Babb | MT | 59411
8 | 2010049 | Sears Motel & Gift Shop | Tank 1 | TRUE | Permanently Out of Use |  | 1000 | Gasoline (containing <=10% ethanol) | 1963-03-01 | Blackfeet Tribe of the Blackfeet Indian Reservation of Montana | Indian Land | Sears Motel & Gift Shop | 1023 Hwy. 49 N | East Glacier Park | MT | 59434 | 48.27603162632893 | -112.8354
8 | 2010049 | Sears Motel & Gift Shop | Tank 4 | TRUE | Permanently Out of Use |  | 2000 | Gasoline (containing <=10% ethanol) | 1963-03-01 | Blackfeet Tribe of the Blackfeet Indian Reservation of Montana | Indian Land | Sears Motel & Gift Shop | 1023 Hwy. 49 N | East Glacier Park | MT | 59434 | 48.27603162632893 | -112.8354
8 | 2010049 | Sears Motel & Gift Shop | Tank 3 | TRUE | Temporarily Out of Use |  | 2000 | Gasoline (containing <=10% ethanol) | 1990-09-01 | Blackfeet Tribe of the Blackfeet Indian Reservation of Montana | Indian Land | Sears Motel & Gift Shop | 1023 Hwy. 49 N | East Glacier Park | MT | 59434 | 48.27603162632893 | -112.8354
8 | 2010049 | Sears Motel & Gift Shop | Tank 2 | TRUE | Temporarily Out of Use |  | 2000 | Gasoline (containing <=10% ethanol) | 1990-09-01 | Blackfeet Tribe of the Blackfeet Indian Reservation of Montana | Indian Land | Sears Motel & Gift Shop | 1023 Hwy. 49 N | East Glacier Park | MT | 59434 | 48.27603162632893 | -112.8354
8 | 2010051 | Oil West Services | Tank 1 | TRUE | Permanently Out of Use |  | 4000 | Gasoline (containing <=10% ethanol) | 1971-04-01 | Blackfeet Tribe of the Blackfeet Indian Reservation of Montana | Indian Land | Oil West Services | US Hwy 2 W | East Glacier Park | MT | 59434 | 48.4409 | -113.218
8 | 2010051 | Oil West Services | Tank 4 | TRUE | Permanently Out of Use |  | 500 | Used Oil | 1899-12-31 | Blackfeet Tribe of the Blackfeet Indian Reservation of Montana | Indian Land | Oil West Services | US Hwy 2 W | East Glacier Park | MT | 59434 | 48.4409 | -113.218
8 | 2010051 | Oil West Services | Tank 3 | TRUE | Permanently Out of Use |  | 4000 | Gasoline (containing <=10% ethanol) | 1971-04-01 | Blackfeet Tribe of the Blackfeet Indian Reservation of Montana | Indian Land | Oil West Services | US Hwy 2 W | East Glacier Park | MT | 59434 | 48.4409 | -113.218
8 | 2010051 | Oil West Services | Tank 2 | TRUE | Permanently Out of Use |  | 4000 | Gasoline (containing <=10% ethanol) | 1971-04-01 | Blackfeet Tribe of the Blackfeet Indian Reservation of Montana | Indian Land | Oil West Services | US Hwy 2 W | East Glacier Park | MT | 59434 | 48.4409 | -113.218
8 | 2010052 | Town Pump (Browning #3) | Tank 1 | TRUE | Permanently Out of Use |  | 6000 | Gasoline (containing <=10% ethanol) | 1977-04-01 | Blackfeet Tribe of the Blackfeet Indian Reservation of Montana | Indian Land | Town Pump (Browning #3) | Hwy. 89 (Browning) | Saint Mary | MT | 59417 | 48.5291 | -112.9624
8 | 2010052 | Town Pump (Browning #3) | Tank 5 | TRUE | Permanently Out of Use |  | 560 | Used Oil | 1899-12-31 | Blackfeet Tribe of the Blackfeet Indian Reservation of Montana | Indian Land | Town Pump (Browning #3) | Hwy. 89 (Browning) | Saint Mary | MT | 59417 | 48.5291 | -112.9624
8 | 2010052 | Town Pump (Browning #3) | Tank 4 | TRUE | Permanently Out of Use |  | 560 | Diesel | 1899-12-31 | Blackfeet Tribe of the Blackfeet Indian Reservation of Montana | Indian Land | Town Pump (Browning #3) | Hwy. 89 (Browning) | Saint Mary | MT | 59417 | 48.5291 | -112.9624
8 | 2010052 | Town Pump (Browning #3) | Tank 3 | TRUE | Permanently Out of Use |  | 4000 | Gasoline (containing <=10% ethanol) | 1977-04-01 | Blackfeet Tribe of the Blackfeet Indian Reservation of Montana | Indian Land | Town Pump (Browning #3) | Hwy. 89 (Browning) | Saint Mary | MT | 59417 | 48.5291 | -112.9624
8 | 2010052 | Town Pump (Browning #3) | Tank 2 | TRUE | Permanently Out of Use |  | 4000 | Gasoline (containing <=10% ethanol) | 1977-04-01 | Blackfeet Tribe of the Blackfeet Indian Reservation of Montana | Indian Land | Town Pump (Browning #3) | Hwy. 89 (Browning) | Saint Mary | MT | 59417 | 48.5291 | -112.9624
8 | 2010053 | Piegan Border Station | Tank 1 | TRUE | Permanently Out of Use |  | 115 | Gasoline (containing <=10% ethanol) | 1899-12-31 | Blackfeet Tribe of the Blackfeet Indian Reservation of Montana | Indian Land | Piegan Border Station | US Hwy 89 @ Border | Babb | MT | 59411 | 48.9962 | -113.3781
8 | 2010056 | Thronsons Store LLC | Tank 1/2/3 | TRUE | Currently in Use | 2021-09-01 | 18000 | Gasoline (containing <=10% ethanol) | 1989-12-01 | Blackfeet Tribe of the Blackfeet Indian Reservation of Montana | Indian Land | Thronsons Store LLC | P.O Box 169 | Babb | MT | 59411 | 48.8597 | -113.4361
8 | 2010056 | Thronsons Store LLC | Tank 7 | TRUE | Permanently Out of Use |  | 1000 | Gasoline (containing <=10% ethanol) | 1964-12-01 | Blackfeet Tribe of the Blackfeet Indian Reservation of Montana | Indian Land | Thronsons Store LLC | P.O Box 169 | Babb | MT | 59411 | 48.8597 | -113.4361
8 | 2010056 | Thronsons Store LLC | Tank 6 | TRUE | Permanently Out of Use |  | 1000 | Gasoline (containing <=10% ethanol) | 1965-12-01 | Blackfeet Tribe of the Blackfeet Indian Reservation of Montana | Indian Land | Thronsons Store LLC | P.O Box 169 | Babb | MT | 59411 | 48.8597 | -113.4361
8 | 2010056 | Thronsons Store LLC | Tank 5 | TRUE | Permanently Out of Use |  | 2000 | Gasoline (containing <=10% ethanol) | 1964-12-01 | Blackfeet Tribe of the Blackfeet Indian Reservation of Montana | Indian Land | Thronsons Store LLC | P.O Box 169 | Babb | MT | 59411 | 48.8597 | -113.4361
8 | 2010056 | Thronsons Store LLC | Tank 4 | TRUE | Permanently Out of Use |  | 3000 | Gasoline (containing <=10% ethanol) | 1969-12-01 | Blackfeet Tribe of the Blackfeet Indian Reservation of Montana | Indian Land | Thronsons Store LLC | P.O Box 169 | Babb | MT | 59411 | 48.8597 | -113.4361
8 | 2010056 | Thronsons Store LLC | Tank 3 | TRUE | Permanently Out of Use |  | 3000 | Gasoline (containing <=10% ethanol) | 1980-01-01 | Blackfeet Tribe of the Blackfeet Indian Reservation of Montana | Indian Land | Thronsons Store LLC | P.O Box 169 | Babb | MT | 59411 | 48.8597 | -113.4361
8 | 2010057 | Doris Teeple | Tank 1 | TRUE | Permanently Out of Use |  | 6000 | Gasoline (containing <=10% ethanol) | 1899-12-31 | Blackfeet Tribe of the Blackfeet Indian Reservation of Montana | Indian Land | Doris Teeple | F Street & Forth (Browning) | Saint Mary | MT | 59417 | 48.5549 | -113.0146
8 | 2010057 | Doris Teeple | Tank 5 | TRUE | Permanently Out of Use |  | 550 | Used Oil | 1899-12-31 | Blackfeet Tribe of the Blackfeet Indian Reservation of Montana | Indian Land | Doris Teeple | F Street & Forth (Browning) | Saint Mary | MT | 59417 | 48.5549 | -113.0146
8 | 2010057 | Doris Teeple | Tank 4 | TRUE | Permanently Out of Use |  | 6000 | Gasoline (containing <=10% ethanol) | 1899-12-31 | Blackfeet Tribe of the Blackfeet Indian Reservation of Montana | Indian Land | Doris Teeple | F Street & Forth (Browning) | Saint Mary | MT | 59417 | 48.5549 | -113.0146
8 | 2010057 | Doris Teeple | Tank 3 | TRUE | Permanently Out of Use |  | 6000 | Gasoline (containing <=10% ethanol) | 1899-12-31 | Blackfeet Tribe of the Blackfeet Indian Reservation of Montana | Indian Land | Doris Teeple | F Street & Forth (Browning) | Saint Mary | MT | 59417 | 48.5549 | -113.0146
8 | 2010057 | Doris Teeple | Tank 2 | TRUE | Permanently Out of Use |  | 6000 | Gasoline (containing <=10% ethanol) | 1899-12-31 | Blackfeet Tribe of the Blackfeet Indian Reservation of Montana | Indian Land | Doris Teeple | F Street & Forth (Browning) | Saint Mary | MT | 59417 | 48.5549 | -113.0146
8 | 2010066 | Rising Sun Boat Dock | Tank 1 | TRUE | Permanently Out of Use |  | 500 | Gasoline (containing <=10% ethanol) | 1954-06-01 | Blackfeet Tribe of the Blackfeet Indian Reservation of Montana | Indian Land | Rising Sun Boat Dock | Unknown | East Glacier Park | MT | 59434 | 48.4447 | -113.2177
8 | 2010068 | Tee Pee Auto Parts | Tank 1 | TRUE | Permanently Out of Use |  | 4000 | Gasoline (containing <=10% ethanol) | 1968-01-01 | Blackfeet Tribe of the Blackfeet Indian Reservation of Montana | Indian Land | Tee Pee Auto Parts | Hwy. 2 & 89 (Browning) | Saint Mary | MT | 59417 | 48.5561 | -113.0232
8 | 2010068 | Tee Pee Auto Parts | Tank 4 | TRUE | Permanently Out of Use |  | 1000 | Used Oil | 1968-01-01 | Blackfeet Tribe of the Blackfeet Indian Reservation of Montana | Indian Land | Tee Pee Auto Parts | Hwy. 2 & 89 (Browning) | Saint Mary | MT | 59417 | 48.5561 | -113.0232
8 | 2010068 | Tee Pee Auto Parts | Tank 3 | TRUE | Permanently Out of Use |  | 4000 | Gasoline (containing <=10% ethanol) | 1968-01-01 | Blackfeet Tribe of the Blackfeet Indian Reservation of Montana | Indian Land | Tee Pee Auto Parts | Hwy. 2 & 89 (Browning) | Saint Mary | MT | 59417 | 48.5561 | -113.0232
8 | 2010068 | Tee Pee Auto Parts | Tank 2 | TRUE | Permanently Out of Use |  | 4000 | Gasoline (containing <=10% ethanol) | 1968-01-01 | Blackfeet Tribe of the Blackfeet Indian Reservation of Montana | Indian Land | Tee Pee Auto Parts | Hwy. 2 & 89 (Browning) | Saint Mary | MT | 59417 | 48.5561 | -113.0232
8 | 2010071 | Former Big Sky Standard | Tank 1 | TRUE | Permanently Out of Use |  | 6000 | Gasoline (containing <=10% ethanol) | 1899-12-31 | Blackfeet Tribe of the Blackfeet Indian Reservation of Montana | Indian Land | Former Big Sky Standard | Hwy. 2 & 2nd Street NW (Browning) | Saint Mary | MT | 59417 | 48.5566 | -113.0185
8 | 2010071 | Former Big Sky Standard | Tank 5 | TRUE | Permanently Out of Use |  | 500 | Used Oil | 1899-12-31 | Blackfeet Tribe of the Blackfeet Indian Reservation of Montana | Indian Land | Former Big Sky Standard | Hwy. 2 & 2nd Street NW (Browning) | Saint Mary | MT | 59417 | 48.5566 | -113.0185
8 | 2010071 | Former Big Sky Standard | Tank 4 | TRUE | Permanently Out of Use |  | 6000 | Gasoline (containing <=10% ethanol) | 1899-12-31 | Blackfeet Tribe of the Blackfeet Indian Reservation of Montana | Indian Land | Former Big Sky Standard | Hwy. 2 & 2nd Street NW (Browning) | Saint Mary | MT | 59417 | 48.5566 | -113.0185
8 | 2010071 | Former Big Sky Standard | Tank 3 | TRUE | Permanently Out of Use |  | 4000 | Gasoline (containing <=10% ethanol) | 1899-12-31 | Blackfeet Tribe of the Blackfeet Indian Reservation of Montana | Indian Land | Former Big Sky Standard | Hwy. 2 & 2nd Street NW (Browning) | Saint Mary | MT | 59417 | 48.5566 | -113.0185
8 | 2010071 | Former Big Sky Standard | Tank 2 | TRUE | Permanently Out of Use |  | 4000 | Gasoline (containing <=10% ethanol) | 1899-12-31 | Blackfeet Tribe of the Blackfeet Indian Reservation of Montana | Indian Land | Former Big Sky Standard | Hwy. 2 & 2nd Street NW (Browning) | Saint Mary | MT | 59417 | 48.5566 | -113.0185
8 | 2010072 | School District #9 Maintenance Shop | Tank 1- UNL | TRUE | Currently in Use |  | 8000 | Gasoline (containing <=10% ethanol) | 1989-11-28 | Blackfeet Tribe of the Blackfeet Indian Reservation of Montana | Indian Land | School District #9 Maintenance Shop | P.O. Box 610 | Saint Mary | MT | 59417 | 48.558 | -113.0095
8 | 2010072 | School District #9 Maintenance Shop | Tank 2 DSL | TRUE | Currently in Use |  | 8000 | Diesel | 1986-11-29 | Blackfeet Tribe of the Blackfeet Indian Reservation of Montana | Indian Land | School District #9 Maintenance Shop | P.O. Box 610 | Saint Mary | MT | 59417 | 48.558 | -113.0095
8 | 2010072 | School District #9 Maintenance Shop | Tank 2 | TRUE | Permanently Out of Use |  | 6000 | Gasoline (containing <=10% ethanol) | 1979-11-29 | Blackfeet Tribe of the Blackfeet Indian Reservation of Montana | Indian Land | School District #9 Maintenance Shop | P.O. Box 610 | Saint Mary | MT | 59417 | 48.558 | -113.0095
8 | 2010076 | Montana DOT (Abandoned) ROW | Tank 1 | TRUE | Permanently Out of Use |  | 115 | Gasoline (containing <=10% ethanol) | 1899-12-31 | Blackfeet Tribe of the Blackfeet Indian Reservation of Montana | Indian Land | Montana DOT (Abandoned) ROW | Lot 4 (Browning) | Saint Mary | MT | 59417 | 48.5306 | -112.9583
8 | 2010076 | Montana DOT (Abandoned) ROW | Tank 2 | TRUE | Permanently Out of Use |  | 115 | Gasoline (containing <=10% ethanol) | 1899-12-31 | Blackfeet Tribe of the Blackfeet Indian Reservation of Montana | Indian Land | Montana DOT (Abandoned) ROW | Lot 4 (Browning) | Saint Mary | MT | 59417 | 48.5306 | -112.9583
8 | 2010077 | Former Husky Station | Tank 1 | TRUE | Permanently Out of Use |  | 1000 | Unknown Petroleum | 1899-12-31 | Blackfeet Tribe of the Blackfeet Indian Reservation of Montana | Indian Land | Former Husky Station | Intersection Hwy. 2 and MT. 49 | East Glacier Park | MT | 59434 | 48.4415 | -113.2184
8 | 2010077 | Former Husky Station | Tank 2 | TRUE | Permanently Out of Use |  | 1000 | Unknown Petroleum | 1899-12-31 | Blackfeet Tribe of the Blackfeet Indian Reservation of Montana | Indian Land | Former Husky Station | Intersection Hwy. 2 and MT. 49 | East Glacier Park | MT | 59434 | 48.4415 | -113.2184
8 | 2010078 | Del Bonita Radar Facility | Tank 1 | TRUE | Permanently Out of Use |  | 0 | Diesel | 1952-01-01 | Blackfeet Tribe of the Blackfeet Indian Reservation of Montana | Indian Land | Del Bonita Radar Facility | Travel 7 miles N from Cut Bank on Hwy 213; 24 miles NW on Hwy 483 to Radar Base Rd.; Facility is 3 miles W of Radar Base Rd. | CUT BANK | MT | 59427 | 48.9422 | -112.8064
8 | 2010078 | Del Bonita Radar Facility | Tank 19 | TRUE | Permanently Out of Use |  | 0 | Diesel | 1952-01-01 | Blackfeet Tribe of the Blackfeet Indian Reservation of Montana | Indian Land | Del Bonita Radar Facility | Travel 7 miles N from Cut Bank on Hwy 213; 24 miles NW on Hwy 483 to Radar Base Rd.; Facility is 3 miles W of Radar Base Rd. | CUT BANK | MT | 59427 | 48.9422 | -112.8064
8 | 2010078 | Del Bonita Radar Facility | Tank 18 | TRUE | Permanently Out of Use |  | 0 | Diesel | 1952-01-01 | Blackfeet Tribe of the Blackfeet Indian Reservation of Montana | Indian Land | Del Bonita Radar Facility | Travel 7 miles N from Cut Bank on Hwy 213; 24 miles NW on Hwy 483 to Radar Base Rd.; Facility is 3 miles W of Radar Base Rd. | CUT BANK | MT | 59427 | 48.9422 | -112.8064
8 | 2010078 | Del Bonita Radar Facility | Tank 17 | TRUE | Permanently Out of Use |  | 0 | Diesel | 1952-01-01 | Blackfeet Tribe of the Blackfeet Indian Reservation of Montana | Indian Land | Del Bonita Radar Facility | Travel 7 miles N from Cut Bank on Hwy 213; 24 miles NW on Hwy 483 to Radar Base Rd.; Facility is 3 miles W of Radar Base Rd. | CUT BANK | MT | 59427 | 48.9422 | -112.8064
8 | 2010078 | Del Bonita Radar Facility | Tank 16 | TRUE | Permanently Out of Use |  | 0 | Diesel | 1952-01-01 | Blackfeet Tribe of the Blackfeet Indian Reservation of Montana | Indian Land | Del Bonita Radar Facility | Travel 7 miles N from Cut Bank on Hwy 213; 24 miles NW on Hwy 483 to Radar Base Rd.; Facility is 3 miles W of Radar Base Rd. | CUT BANK | MT | 59427 | 48.9422 | -112.8064
8 | 2010078 | Del Bonita Radar Facility | Tank 15 | TRUE | Permanently Out of Use |  | 0 | Diesel | 1952-01-01 | Blackfeet Tribe of the Blackfeet Indian Reservation of Montana | Indian Land | Del Bonita Radar Facility | Travel 7 miles N from Cut Bank on Hwy 213; 24 miles NW on Hwy 483 to Radar Base Rd.; Facility is 3 miles W of Radar Base Rd. | CUT BANK | MT | 59427 | 48.9422 | -112.8064
8 | 2010078 | Del Bonita Radar Facility | Tank 14 | TRUE | Permanently Out of Use |  | 0 | Diesel | 1952-01-01 | Blackfeet Tribe of the Blackfeet Indian Reservation of Montana | Indian Land | Del Bonita Radar Facility | Travel 7 miles N from Cut Bank on Hwy 213; 24 miles NW on Hwy 483 to Radar Base Rd.; Facility is 3 miles W of Radar Base Rd. | CUT BANK | MT | 59427 | 48.9422 | -112.8064
8 | 2010078 | Del Bonita Radar Facility | Tank 13 | TRUE | Permanently Out of Use |  | 0 | Diesel | 1952-01-01 | Blackfeet Tribe of the Blackfeet Indian Reservation of Montana | Indian Land | Del Bonita Radar Facility | Travel 7 miles N from Cut Bank on Hwy 213; 24 miles NW on Hwy 483 to Radar Base Rd.; Facility is 3 miles W of Radar Base Rd. | CUT BANK | MT | 59427 | 48.9422 | -112.8064
8 | 2010078 | Del Bonita Radar Facility | Tank 12 | TRUE | Permanently Out of Use |  | 0 | Diesel | 1952-01-01 | Blackfeet Tribe of the Blackfeet Indian Reservation of Montana | Indian Land | Del Bonita Radar Facility | Travel 7 miles N from Cut Bank on Hwy 213; 24 miles NW on Hwy 483 to Radar Base Rd.; Facility is 3 miles W of Radar Base Rd. | CUT BANK | MT | 59427 | 48.9422 | -112.8064
8 | 2010078 | Del Bonita Radar Facility | Tank 11 | TRUE | Permanently Out of Use |  | 0 | Diesel | 1952-01-01 | Blackfeet Tribe of the Blackfeet Indian Reservation of Montana | Indian Land | Del Bonita Radar Facility | Travel 7 miles N from Cut Bank on Hwy 213; 24 miles NW on Hwy 483 to Radar Base Rd.; Facility is 3 miles W of Radar Base Rd. | CUT BANK | MT | 59427 | 48.9422 | -112.8064
8 | 2010078 | Del Bonita Radar Facility | Tank 10 | TRUE | Permanently Out of Use |  | 0 | Diesel | 1952-01-01 | Blackfeet Tribe of the Blackfeet Indian Reservation of Montana | Indian Land | Del Bonita Radar Facility | Travel 7 miles N from Cut Bank on Hwy 213; 24 miles NW on Hwy 483 to Radar Base Rd.; Facility is 3 miles W of Radar Base Rd. | CUT BANK | MT | 59427 | 48.9422 | -112.8064
8 | 2010078 | Del Bonita Radar Facility | Tank 9 | TRUE | Permanently Out of Use |  | 0 | Diesel | 1952-01-01 | Blackfeet Tribe of the Blackfeet Indian Reservation of Montana | Indian Land | Del Bonita Radar Facility | Travel 7 miles N from Cut Bank on Hwy 213; 24 miles NW on Hwy 483 to Radar Base Rd.; Facility is 3 miles W of Radar Base Rd. | CUT BANK | MT | 59427 | 48.9422 | -112.8064
8 | 2010078 | Del Bonita Radar Facility | Tank 8 | TRUE | Permanently Out of Use |  | 0 | Diesel | 1952-01-01 | Blackfeet Tribe of the Blackfeet Indian Reservation of Montana | Indian Land | Del Bonita Radar Facility | Travel 7 miles N from Cut Bank on Hwy 213; 24 miles NW on Hwy 483 to Radar Base Rd.; Facility is 3 miles W of Radar Base Rd. | CUT BANK | MT | 59427 | 48.9422 | -112.8064
8 | 2010078 | Del Bonita Radar Facility | Tank 7 | TRUE | Permanently Out of Use |  | 0 | Diesel | 1952-01-01 | Blackfeet Tribe of the Blackfeet Indian Reservation of Montana | Indian Land | Del Bonita Radar Facility | Travel 7 miles N from Cut Bank on Hwy 213; 24 miles NW on Hwy 483 to Radar Base Rd.; Facility is 3 miles W of Radar Base Rd. | CUT BANK | MT | 59427 | 48.9422 | -112.8064
8 | 2010078 | Del Bonita Radar Facility | Tank 6 | TRUE | Permanently Out of Use |  | 0 | Diesel | 1952-01-01 | Blackfeet Tribe of the Blackfeet Indian Reservation of Montana | Indian Land | Del Bonita Radar Facility | Travel 7 miles N from Cut Bank on Hwy 213; 24 miles NW on Hwy 483 to Radar Base Rd.; Facility is 3 miles W of Radar Base Rd. | CUT BANK | MT | 59427 | 48.9422 | -112.8064
8 | 2010078 | Del Bonita Radar Facility | Tank 5 | TRUE | Permanently Out of Use |  | 0 | Gasoline (containing <=10% ethanol) | 1952-01-01 | Blackfeet Tribe of the Blackfeet Indian Reservation of Montana | Indian Land | Del Bonita Radar Facility | Travel 7 miles N from Cut Bank on Hwy 213; 24 miles NW on Hwy 483 to Radar Base Rd.; Facility is 3 miles W of Radar Base Rd. | CUT BANK | MT | 59427 | 48.9422 | -112.8064
8 | 2010078 | Del Bonita Radar Facility | Tank 4 | TRUE | Permanently Out of Use |  | 0 | Gasoline (containing <=10% ethanol) | 1952-01-01 | Blackfeet Tribe of the Blackfeet Indian Reservation of Montana | Indian Land | Del Bonita Radar Facility | Travel 7 miles N from Cut Bank on Hwy 213; 24 miles NW on Hwy 483 to Radar Base Rd.; Facility is 3 miles W of Radar Base Rd. | CUT BANK | MT | 59427 | 48.9422 | -112.8064
8 | 2010078 | Del Bonita Radar Facility | Tank 3 | TRUE | Permanently Out of Use |  | 0 | Gasoline (containing <=10% ethanol) | 1952-01-01 | Blackfeet Tribe of the Blackfeet Indian Reservation of Montana | Indian Land | Del Bonita Radar Facility | Travel 7 miles N from Cut Bank on Hwy 213; 24 miles NW on Hwy 483 to Radar Base Rd.; Facility is 3 miles W of Radar Base Rd. | CUT BANK | MT | 59427 | 48.9422 | -112.8064
8 | 2010078 | Del Bonita Radar Facility | Tank 2 | TRUE | Permanently Out of Use |  | 0 | Gasoline (containing <=10% ethanol) | 1952-01-01 | Blackfeet Tribe of the Blackfeet Indian Reservation of Montana | Indian Land | Del Bonita Radar Facility | Travel 7 miles N from Cut Bank on Hwy 213; 24 miles NW on Hwy 483 to Radar Base Rd.; Facility is 3 miles W of Radar Base Rd. | CUT BANK | MT | 59427 | 48.9422 | -112.8064
8 | 2010079 | Firm Development / Blue Diamond Petroleum | Tank 1 | TRUE | Permanently Out of Use |  | 1000 | Gasoline (containing <=10% ethanol) | 1981-05-01 | Blackfeet Tribe of the Blackfeet Indian Reservation of Montana | Indian Land | Firm Development / Blue Diamond Petroleum | 501 E Main St. | Cut Bank | MT | 59427 | 48.633 | -112.3261
8 | 2010079 | Firm Development / Blue Diamond Petroleum | Tank 2 | TRUE | Permanently Out of Use |  | 1000 | Gasoline (containing <=10% ethanol) | 1981-05-01 | Blackfeet Tribe of the Blackfeet Indian Reservation of Montana | Indian Land | Firm Development / Blue Diamond Petroleum | 501 E Main St. | Cut Bank | MT | 59427 | 48.633 | -112.3261
8 | 2010080 | East Glacier Fuel Station | Tank 1 | TRUE | Permanently Out of Use |  | 2000 | Gasoline (containing <=10% ethanol) | 1975-05-01 | Blackfeet Tribe of the Blackfeet Indian Reservation of Montana | Indian Land | East Glacier Fuel Station |  | East Glacier Park | MT | 59434 | 48.4447 | -113.2177
8 | 2010081 | Reagan Field | Tank 1 | TRUE | Permanently Out of Use |  | 1000 | Gasoline (containing <=10% ethanol) | 1960-05-01 | Blackfeet Tribe of the Blackfeet Indian Reservation of Montana | Indian Land | Reagan Field | P.O. Box 2150 | Cut Bank | MT | 59427 | 48.6351 | -112.3335
8 | 2010082 | BN Cut Bank Section Tool House | Tank 1 | TRUE | Permanently Out of Use |  | 500 | Gasoline (containing <=10% ethanol) | 1966-05-01 | Blackfeet Tribe of the Blackfeet Indian Reservation of Montana | Indian Land | BN Cut Bank Section Tool House | US Highway 2 | Cut Bank | MT | 59427 | 48.6016 | -112.2521
8 | 2010083 | Glacier County International Airport | Tank 1 | TRUE | Permanently Out of Use |  | 275 | Gasoline (containing <=10% ethanol) | 1980-11-01 | Blackfeet Tribe of the Blackfeet Indian Reservation of Montana | Indian Land | Glacier County International Airport | South 1 Mile on Valier Highway | Cut Bank | MT | 59427 | 48.5548 | -112.3598
8 | 2010084 | MDOT Abandoned Site 1812821 | Tank 1 | TRUE | Permanently Out of Use |  | 1000 | Gasoline (containing <=10% ethanol) | 1899-12-31 | Blackfeet Tribe of the Blackfeet Indian Reservation of Montana | Indian Land | MDOT Abandoned Site 1812821 | Lot 4 | Saint Mary | MT | 59417 | 48.5306 | -112.9583
8 | 2010084 | MDOT Abandoned Site 1812821 | Tank 2 | TRUE | Permanently Out of Use |  | 1000 | Gasoline (containing <=10% ethanol) | 1899-12-31 | Blackfeet Tribe of the Blackfeet Indian Reservation of Montana | Indian Land | MDOT Abandoned Site 1812821 | Lot 4 | Saint Mary | MT | 59417 | 48.5306 | -112.9583
8 | 2010085 | New Post Office Location | Tank 1 | TRUE | Permanently Out of Use |  | 500 | Kerosene | 1899-12-31 | Blackfeet Tribe of the Blackfeet Indian Reservation of Montana | Indian Land | New Post Office Location | Southwest corner of Public Square & Piegan | Saint Mary | MT | 59417 | 48.5594 | -113.0146
8 | 2010085 | New Post Office Location | Tank 2 | TRUE | Permanently Out of Use |  | 500 | Kerosene | 1899-12-31 | Blackfeet Tribe of the Blackfeet Indian Reservation of Montana | Indian Land | New Post Office Location | Southwest corner of Public Square & Piegan | Saint Mary | MT | 59417 | 48.5594 | -113.0146
8 | 2010086 | Glacier Family Food | Tank 1/2 | TRUE | Currently in Use |  | 28000 | Gasoline (containing <=10% ethanol) | 2015-11-01 | Blackfeet Tribe of the Blackfeet Indian Reservation of Montana | Indian Land | Glacier Family Food | P.O. Box 1209 | Browning | MT | 59417 | 48.5549 | -113.0146
8 | 2010086 | Glacier Family Food | Tank 3/4 | TRUE | Currently in Use |  | 20000 | Diesel | 2015-11-01 | Blackfeet Tribe of the Blackfeet Indian Reservation of Montana | Indian Land | Glacier Family Food | P.O. Box 1209 | Browning | MT | 59417 | 48.5549 | -113.0146
8 | 2020001 | Farmers Union Oil Co. (CO-OP Service Center) | xx Tank 1 | TRUE | Permanently Out of Use |  | 8000 | Diesel | 1972-12-01 | Crow Tribe of Montana | Indian Land | Farmers Union Oil Co. (CO-OP Service Center) | Old Hwy. 87 | Lodge Grass | MT | 59050 | 45.3152 | -107.3589
8 | 2020001 | Farmers Union Oil Co. (CO-OP Service Center) | Tank 8 | TRUE | Permanently Out of Use |  | 1000 | Gasoline (containing <=10% ethanol) | 1972-12-01 | Crow Tribe of Montana | Indian Land | Farmers Union Oil Co. (CO-OP Service Center) | Old Hwy. 87 | Lodge Grass | MT | 59050 | 45.3152 | -107.3589
8 | 2020001 | Farmers Union Oil Co. (CO-OP Service Center) | Tank 7 | TRUE | Permanently Out of Use |  | 4000 | Diesel | 1972-12-01 | Crow Tribe of Montana | Indian Land | Farmers Union Oil Co. (CO-OP Service Center) | Old Hwy. 87 | Lodge Grass | MT | 59050 | 45.3152 | -107.3589
8 | 2020001 | Farmers Union Oil Co. (CO-OP Service Center) | Tank 5 | TRUE | Permanently Out of Use |  | 4000 | Gasoline (containing <=10% ethanol) | 1972-12-01 | Crow Tribe of Montana | Indian Land | Farmers Union Oil Co. (CO-OP Service Center) | Old Hwy. 87 | Lodge Grass | MT | 59050 | 45.3152 | -107.3589
8 | 2020001 | Farmers Union Oil Co. (CO-OP Service Center) | Tank 4 | TRUE | Permanently Out of Use |  | 10000 | Gasoline (containing <=10% ethanol) | 1972-12-01 | Crow Tribe of Montana | Indian Land | Farmers Union Oil Co. (CO-OP Service Center) | Old Hwy. 87 | Lodge Grass | MT | 59050 | 45.3152 | -107.3589
8 | 2020001 | Farmers Union Oil Co. (CO-OP Service Center) | Tank 3 | TRUE | Currently in Use |  | 8000 | Diesel; Gasoline (containing <=10% ethanol) | 1998-12-01 | Crow Tribe of Montana | Indian Land | Farmers Union Oil Co. (CO-OP Service Center) | Old Hwy. 87 | Lodge Grass | MT | 59050 | 45.3152 | -107.3589
8 | 2020001 | Farmers Union Oil Co. (CO-OP Service Center) | Tank 2 | TRUE | Currently in Use |  | 10000 | Gasoline (containing <=10% ethanol) | 1998-12-01 | Crow Tribe of Montana | Indian Land | Farmers Union Oil Co. (CO-OP Service Center) | Old Hwy. 87 | Lodge Grass | MT | 59050 | 45.3152 | -107.3589
8 | 2020002 | Crow Nation Express Center (FKA Battlefield Express Center) | XX Tank 1 | TRUE | Permanently Out of Use |  | 1000 | Used Oil | 1899-12-31 | Crow Tribe of Montana | Indian Land | Crow Nation Express Center (FKA Battlefield Express Center) | 42 Hospital Loop | Crow Agency | MT | 59022 | 45.5794 | -107.4473
8 | 2020002 | Crow Nation Express Center (FKA Battlefield Express Center) | xx Tank 11 | TRUE | Permanently Out of Use |  | 500 | Used Oil | 1899-12-31 | Crow Tribe of Montana | Indian Land | Crow Nation Express Center (FKA Battlefield Express Center) | 42 Hospital Loop | Crow Agency | MT | 59022 | 45.5794 | -107.4473
8 | 2020002 | Crow Nation Express Center (FKA Battlefield Express Center) | xx Tank 10 | TRUE | Permanently Out of Use |  | 4000 | Gasoline (containing <=10% ethanol) | 1899-12-31 | Crow Tribe of Montana | Indian Land | Crow Nation Express Center (FKA Battlefield Express Center) | 42 Hospital Loop | Crow Agency | MT | 59022 | 45.5794 | -107.4473
8 | 2020002 | Crow Nation Express Center (FKA Battlefield Express Center) | Tank 9 | TRUE | Permanently Out of Use |  | 8000 | Gasoline (containing <=10% ethanol) | 1899-12-31 | Crow Tribe of Montana | Indian Land | Crow Nation Express Center (FKA Battlefield Express Center) | 42 Hospital Loop | Crow Agency | MT | 59022 | 45.5794 | -107.4473
8 | 2020002 | Crow Nation Express Center (FKA Battlefield Express Center) | Tank 8 | TRUE | Permanently Out of Use |  | 4000 | Gasoline (containing <=10% ethanol) | 1899-12-31 | Crow Tribe of Montana | Indian Land | Crow Nation Express Center (FKA Battlefield Express Center) | 42 Hospital Loop | Crow Agency | MT | 59022 | 45.5794 | -107.4473
8 | 2020002 | Crow Nation Express Center (FKA Battlefield Express Center) | Tank 7 | TRUE | Permanently Out of Use |  | 2000 | Diesel | 1899-12-31 | Crow Tribe of Montana | Indian Land | Crow Nation Express Center (FKA Battlefield Express Center) | 42 Hospital Loop | Crow Agency | MT | 59022 | 45.5794 | -107.4473
8 | 2020002 | Crow Nation Express Center (FKA Battlefield Express Center) | Tank 1 - UNL | TRUE | Currently in Use |  | 10000 | Gasoline (containing <=10% ethanol) | 1999-06-01 | Crow Tribe of Montana | Indian Land | Crow Nation Express Center (FKA Battlefield Express Center) | 42 Hospital Loop | Crow Agency | MT | 59022 | 45.5794 | -107.4473
8 | 2020002 | Crow Nation Express Center (FKA Battlefield Express Center) | Tank 4/5 DSL/OffR | TRUE | Currently in Use |  | 10000 | Diesel | 1999-06-01 | Crow Tribe of Montana | Indian Land | Crow Nation Express Center (FKA Battlefield Express Center) | 42 Hospital Loop | Crow Agency | MT | 59022 | 45.5794 | -107.4473
8 | 2020002 | Crow Nation Express Center (FKA Battlefield Express Center) | Tank 2/3 DSL/Prem | TRUE | Currently in Use |  | 10000 | Diesel; Gasoline (containing <=10% ethanol) | 1999-06-01 | Crow Tribe of Montana | Indian Land | Crow Nation Express Center (FKA Battlefield Express Center) | 42 Hospital Loop | Crow Agency | MT | 59022 | 45.5794 | -107.4473
8 | 2020004 | Pryor Self Service | Tank 1 | TRUE | Permanently Out of Use |  | 1000 | Gasoline (containing <=10% ethanol) | 1971-01-01 | Crow Tribe of Montana | Indian Land | Pryor Self Service | 704 Makpua | Pryor | MT | 59066 | 45.4286 | -108.5347
8 | 2020004 | Pryor Self Service | Tank 3 | TRUE | Currently in Use |  | 2000 | Gasoline (containing <=10% ethanol) | 1998-10-01 | Crow Tribe of Montana | Indian Land | Pryor Self Service | 704 Makpua | Pryor | MT | 59066 | 45.4286 | -108.5347
8 | 2020004 | Pryor Self Service | Tank 2 | TRUE | Permanently Out of Use |  | 2000 | Gasoline (containing <=10% ethanol) | 1971-01-01 | Crow Tribe of Montana | Indian Land | Pryor Self Service | 704 Makpua | Pryor | MT | 59066 | 45.4286 | -108.5347
8 | 2020006 | H.S. Wilhelm | Tank 1 | TRUE | Permanently Out of Use |  | 2000 | Gasoline (containing <=10% ethanol) | 1961-06-01 | Crow Tribe of Montana | Indian Land | H.S. Wilhelm | 523 Makpua Ave. | Pryor | MT | 59066 | 45.433 | -108.5334
8 | 2020006 | H.S. Wilhelm | Tank 2 | TRUE | Permanently Out of Use |  | 2000 | Gasoline (containing <=10% ethanol) | 1961-06-01 | Crow Tribe of Montana | Indian Land | H.S. Wilhelm | 523 Makpua Ave. | Pryor | MT | 59066 | 45.433 | -108.5334
8 | 2020007 | Plenty Coups High School | X Tank 1 | TRUE | Permanently Out of Use |  | 1000 | Gasoline (containing <=10% ethanol) | 1980-04-01 | Crow Tribe of Montana | Indian Land | Plenty Coups High School | 1 High School Lane | Pryor | MT | 59066 | 45.4233 | -108.5265
8 | 2020007 | Plenty Coups High School | X Tank 6 | TRUE | Permanently Out of Use |  | 500 | Diesel | 1976-04-01 | Crow Tribe of Montana | Indian Land | Plenty Coups High School | 1 High School Lane | Pryor | MT | 59066 | 45.4233 | -108.5265
8 | 2020007 | Plenty Coups High School | X Tank 5 | TRUE | Permanently Out of Use |  | 500 | Gasoline (containing <=10% ethanol) | 1971-04-01 | Crow Tribe of Montana | Indian Land | Plenty Coups High School | 1 High School Lane | Pryor | MT | 59066 | 45.4233 | -108.5265
8 | 2020007 | Plenty Coups High School | X Tank 4 | TRUE | Permanently Out of Use |  | 2000 | Diesel | 1980-04-01 | Crow Tribe of Montana | Indian Land | Plenty Coups High School | 1 High School Lane | Pryor | MT | 59066 | 45.4233 | -108.5265
8 | 2020007 | Plenty Coups High School | Tank 1/2 (compartmentalized) | TRUE | Currently in Use |  | 3000 | Diesel; Gasoline (containing <=10% ethanol) | 1998-06-01 | Crow Tribe of Montana | Indian Land | Plenty Coups High School | 1 High School Lane | Pryor | MT | 59066 | 45.4233 | -108.5265
8 | 2020008 | Pryor Trading Post | Tank 1 | TRUE | Permanently Out of Use |  | 2000 | Gasoline (containing <=10% ethanol) | 1973-12-01 | Crow Tribe of Montana | Indian Land | Pryor Trading Post | Main Street | Pryor | MT | 59066 | 45.4349 | -108.5324
8 | 2020008 | Pryor Trading Post | Tank 4 | TRUE | Permanently Out of Use |  | 2000 | Gasoline (containing <=10% ethanol) | 1987-12-01 | Crow Tribe of Montana | Indian Land | Pryor Trading Post | Main Street | Pryor | MT | 59066 | 45.4349 | -108.5324
8 | 2020008 | Pryor Trading Post | Tank 3 | TRUE | Permanently Out of Use |  | 1000 | Gasoline (containing <=10% ethanol) | 1987-12-01 | Crow Tribe of Montana | Indian Land | Pryor Trading Post | Main Street | Pryor | MT | 59066 | 45.4349 | -108.5324
8 | 2020008 | Pryor Trading Post | Tank 2 | TRUE | Permanently Out of Use |  | 1000 | Gasoline (containing <=10% ethanol) | 1978-12-01 | Crow Tribe of Montana | Indian Land | Pryor Trading Post | Main Street | Pryor | MT | 59066 | 45.4349 | -108.5324
8 | 2020011 | Big Horn Co. Road Dept. | Tank 1 | TRUE | Permanently Out of Use |  | 1200 | Diesel | 1982-04-01 | Crow Tribe of Montana | Indian Land | Big Horn Co. Road Dept. | Main Street | Lodge Grass | MT | 59050
8 | 2020011 | Big Horn Co. Road Dept. | Tank 2 | TRUE | Permanently Out of Use |  | 1000 | Gasoline (containing <=10% ethanol) | 1982-04-01 | Crow Tribe of Montana | Indian Land | Big Horn Co. Road Dept. | Main Street | Lodge Grass | MT | 59050
8 | 2020013 | Pretty Eagle School | Tank 1 | TRUE | Currently in Use |  | 1000 | Gasoline (containing <=10% ethanol) | 1990-03-01 | Crow Tribe of Montana | Indian Land | Pretty Eagle School | 212 Mission Loop | Saint Xavier | MT | 59075 | 45.4629 | -107.73
8 | 2020013 | Pretty Eagle School | Tank 2 | TRUE | Permanently Out of Use |  | 750 | Gasoline (containing <=10% ethanol) | 1976-05-01 | Crow Tribe of Montana | Indian Land | Pretty Eagle School | 212 Mission Loop | Saint Xavier | MT | 59075 | 45.4629 | -107.73
8 | 2020014 | GarryOwen Conoco | Tank 1 | TRUE | Permanently Out of Use | 2025-07-24 | 20000 | Gasoline (containing <=10% ethanol) | 1996-06-01 | Crow Tribe of Montana | Indian Land | GarryOwen Conoco | GarryOwen Frontage Road- Townhall | Garryowen | MT | 59031 | 45.524 | -107.4142
8 | 2020014 | GarryOwen Conoco | Tank 3 | TRUE | Permanently Out of Use |  | 2000 | Gasoline (containing <=10% ethanol) | 1971-04-01 | Crow Tribe of Montana | Indian Land | GarryOwen Conoco | GarryOwen Frontage Road- Townhall | Garryowen | MT | 59031 | 45.524 | -107.4142
8 | 2020014 | GarryOwen Conoco | Tank 2 | TRUE | Permanently Out of Use |  | 1000 | Gasoline (containing <=10% ethanol) | 1966-04-01 | Crow Tribe of Montana | Indian Land | GarryOwen Conoco | GarryOwen Frontage Road- Townhall | Garryowen | MT | 59031 | 45.524 | -107.4142
8 | 2020015 | Saint Xavier Mercantile | Tank 1 | TRUE | Permanently Out of Use |  | 1000 | Gasoline (containing <=10% ethanol) | 1960-04-01 | Crow Tribe of Montana | Indian Land | Saint Xavier Mercantile | 103 Fort Smith Ave. | Saint Xavier | MT | 59075 | 45.4613 | -107.7218
8 | 2020015 | Saint Xavier Mercantile | Tank 2 | TRUE | Permanently Out of Use |  | 500 | Gasoline (containing <=10% ethanol) | 1960-04-01 | Crow Tribe of Montana | Indian Land | Saint Xavier Mercantile | 103 Fort Smith Ave. | Saint Xavier | MT | 59075 | 45.4613 | -107.7218
8 | 2020016 | Montana DOT (Lodge Grass Site) | Tank 1 | TRUE | Permanently Out of Use |  | 2000 | Gasoline (containing <=10% ethanol) | 1993-10-01 | Crow Tribe of Montana | Indian Land | Montana DOT (Lodge Grass Site) | I-90 Exit #530 East on Grey Blanket Rd. | Lodge Grass | MT | 59050 | 45.313 | -107.3428
8 | 2020016 | Montana DOT (Lodge Grass Site) | Tank 5 | TRUE | Permanently Out of Use |  | 10000 | Diesel | 1993-10-01 | Crow Tribe of Montana | Indian Land | Montana DOT (Lodge Grass Site) | I-90 Exit #530 East on Grey Blanket Rd. | Lodge Grass | MT | 59050 | 45.313 | -107.3428
8 | 2020016 | Montana DOT (Lodge Grass Site) | Tank 4 | TRUE | Permanently Out of Use |  | 12000 | Used Oil | 1982-05-01 | Crow Tribe of Montana | Indian Land | Montana DOT (Lodge Grass Site) | I-90 Exit #530 East on Grey Blanket Rd. | Lodge Grass | MT | 59050 | 45.313 | -107.3428
8 | 2020016 | Montana DOT (Lodge Grass Site) | Tank 3 | TRUE | Permanently Out of Use |  | 2000 | Gasoline (containing <=10% ethanol) | 1982-05-01 | Crow Tribe of Montana | Indian Land | Montana DOT (Lodge Grass Site) | I-90 Exit #530 East on Grey Blanket Rd. | Lodge Grass | MT | 59050 | 45.313 | -107.3428
8 | 2020016 | Montana DOT (Lodge Grass Site) | Tank 2 | TRUE | Permanently Out of Use |  | 1000 | Gasoline (containing <=10% ethanol) | 1982-05-01 | Crow Tribe of Montana | Indian Land | Montana DOT (Lodge Grass Site) | I-90 Exit #530 East on Grey Blanket Rd. | Lodge Grass | MT | 59050 | 45.313 | -107.3428
8 | 2020019 | Bureau of Indian Affairs | Tank 1 | TRUE | Permanently Out of Use |  | 2000 | Gasoline (containing <=10% ethanol) | 1980-05-01 | Crow Tribe of Montana | Indian Land | Bureau of Indian Affairs | Makawasha Ave. | Crow Agency | MT | 59022 | 45.6057 | -107.454
8 | 2020019 | Bureau of Indian Affairs | Tank 7 | TRUE | Permanently Out of Use |  | 2000 | Gasoline (containing <=10% ethanol) | 1980-05-01 | Crow Tribe of Montana | Indian Land | Bureau of Indian Affairs | Makawasha Ave. | Crow Agency | MT | 59022 | 45.6057 | -107.454
8 | 2020019 | Bureau of Indian Affairs | Tank 6 | TRUE | Permanently Out of Use |  | 4000 | Diesel | 1980-05-01 | Crow Tribe of Montana | Indian Land | Bureau of Indian Affairs | Makawasha Ave. | Crow Agency | MT | 59022 | 45.6057 | -107.454
8 | 2020019 | Bureau of Indian Affairs | Tank 5 | TRUE | Permanently Out of Use |  | 1000 | Gasoline (containing <=10% ethanol) | 1961-05-01 | Crow Tribe of Montana | Indian Land | Bureau of Indian Affairs | Makawasha Ave. | Crow Agency | MT | 59022 | 45.6057 | -107.454
8 | 2020019 | Bureau of Indian Affairs | Tank 4 | TRUE | Permanently Out of Use |  | 2000 | Diesel | 1961-05-01 | Crow Tribe of Montana | Indian Land | Bureau of Indian Affairs | Makawasha Ave. | Crow Agency | MT | 59022 | 45.6057 | -107.454
8 | 2020019 | Bureau of Indian Affairs | Tank 3 | TRUE | Permanently Out of Use |  | 1000 | Gasoline (containing <=10% ethanol) | 1961-05-01 | Crow Tribe of Montana | Indian Land | Bureau of Indian Affairs | Makawasha Ave. | Crow Agency | MT | 59022 | 45.6057 | -107.454
8 | 2020019 | Bureau of Indian Affairs | Tank 2 | TRUE | Permanently Out of Use |  | 1000 | Gasoline (containing <=10% ethanol) | 1961-05-01 | Crow Tribe of Montana | Indian Land | Bureau of Indian Affairs | Makawasha Ave. | Crow Agency | MT | 59022 | 45.6057 | -107.454
8 | 2020020 | Fort Smith Service Center | Tank 1 | TRUE | Permanently Out of Use |  | 3000 | Gasoline (containing <=10% ethanol) | 1982-05-01 | Crow Tribe of Montana | Indian Land | Fort Smith Service Center | Montana Hwy. 313 | Yellowtail | MT | 59035
8 | 2020020 | Fort Smith Service Center | Tank 4 | TRUE | Permanently Out of Use |  | 6000 | Diesel | 1961-05-01 | Crow Tribe of Montana | Indian Land | Fort Smith Service Center | Montana Hwy. 313 | Yellowtail | MT | 59035
8 | 2020020 | Fort Smith Service Center | Tank 3 | TRUE | Permanently Out of Use |  | 1000 | Diesel | 1966-05-01 | Crow Tribe of Montana | Indian Land | Fort Smith Service Center | Montana Hwy. 313 | Yellowtail | MT | 59035
8 | 2020020 | Fort Smith Service Center | Tank 2 | TRUE | Permanently Out of Use |  | 3000 | Gasoline (containing <=10% ethanol) | 1982-05-01 | Crow Tribe of Montana | Indian Land | Fort Smith Service Center | Montana Hwy. 313 | Yellowtail | MT | 59035
8 | 2020021 | St. Xavier Cafe | Tank 1 | TRUE | Permanently Out of Use |  | 1000 | Diesel | 1966-04-01 | Crow Tribe of Montana | Indian Land | St. Xavier Cafe | Hwy 313 | Saint Xavier | MT | 59075 | 45.5059 | -107.7015
8 | 2020021 | St. Xavier Cafe | Tank 2 | TRUE | Permanently Out of Use |  | 1000 | Diesel | 1986-04-01 | Crow Tribe of Montana | Indian Land | St. Xavier Cafe | Hwy 313 | Saint Xavier | MT | 59075 | 45.5059 | -107.7015
8 | 2020023 | Former Gas Station | Tank 1 | TRUE | Permanently Out of Use |  | 2000 | Gasoline (containing <=10% ethanol) | 1976-03-01 | Crow Tribe of Montana | Indian Land | Former Gas Station | Makpua Ave. | Pryor | MT | 59066 | 45.43 | -108.5338
8 | 2020023 | Former Gas Station | Tank 2 | TRUE | Permanently Out of Use |  | 2000 | Gasoline (containing <=10% ethanol) | 1983-03-01 | Crow Tribe of Montana | Indian Land | Former Gas Station | Makpua Ave. | Pryor | MT | 59066 | 45.43 | -108.5338
8 | 2020024 | HI Way Service | Tank 1 | TRUE | Permanently Out of Use |  | 2000 | Gasoline (containing <=10% ethanol) | 1956-06-01 | Crow Tribe of Montana | Indian Land | HI Way Service | I-90 Frontage Road | Wyola | MT | 59089
8 | 2020024 | HI Way Service | Tank 2 | TRUE | Permanently Out of Use |  | 2000 | Gasoline (containing <=10% ethanol) | 1966-06-01 | Crow Tribe of Montana | Indian Land | HI Way Service | I-90 Frontage Road | Wyola | MT | 59089
8 | 2020025 | The Station (Abandoned) | Tank 1 | TRUE | Permanently Out of Use | 1996-09-18 | 2000 | Gasoline (containing <=10% ethanol) | 1982-05-01 | Crow Tribe of Montana | Indian Land | The Station (Abandoned) | 250 Main Street | Lodge Grass | MT | 59050 | 45.3135 | -107.3636
8 | 2020025 | The Station (Abandoned) | Tank 3 | TRUE | Permanently Out of Use | 1996-09-18 | 1000 | Gasoline (containing <=10% ethanol) | 1979-05-01 | Crow Tribe of Montana | Indian Land | The Station (Abandoned) | 250 Main Street | Lodge Grass | MT | 59050 | 45.3135 | -107.3636
8 | 2020025 | The Station (Abandoned) | Tank 2 | TRUE | Permanently Out of Use | 1996-09-18 | 2000 | Gasoline (containing <=10% ethanol) | 1979-05-01 | Crow Tribe of Montana | Indian Land | The Station (Abandoned) | 250 Main Street | Lodge Grass | MT | 59050 | 45.3135 | -107.3636
8 | 2020026 | TeePee Service, Inc. | X Tank 1 | TRUE | Permanently Out of Use |  | 1000 | Gasoline (containing <=10% ethanol) | 1971-05-01 | Crow Tribe of Montana | Indian Land | TeePee Service, Inc. | 6959 E. Makuasha Ave. | Crow Agency | MT | 59022 | 45.6018 | -107.4617
8 | 2020026 | TeePee Service, Inc. | Tank 1 premium | TRUE | Currently in Use |  | 8000 | Gasoline (containing <=10% ethanol) | 1995-07-01 | Crow Tribe of Montana | Indian Land | TeePee Service, Inc. | 6959 E. Makuasha Ave. | Crow Agency | MT | 59022 | 45.6018 | -107.4617
8 | 2020026 | TeePee Service, Inc. | X Tank 8 | TRUE | Permanently Out of Use |  | 1000 | Gasoline (containing <=10% ethanol) | 1971-05-01 | Crow Tribe of Montana | Indian Land | TeePee Service, Inc. | 6959 E. Makuasha Ave. | Crow Agency | MT | 59022 | 45.6018 | -107.4617
8 | 2020026 | TeePee Service, Inc. | X Tank 7 | TRUE | Permanently Out of Use |  | 2000 | Gasoline (containing <=10% ethanol) | 1971-05-01 | Crow Tribe of Montana | Indian Land | TeePee Service, Inc. | 6959 E. Makuasha Ave. | Crow Agency | MT | 59022 | 45.6018 | -107.4617
8 | 2020026 | TeePee Service, Inc. | Tank 2 regular UNL | TRUE | Currently in Use |  | 12000 | Gasoline (containing <=10% ethanol) | 1995-07-01 | Crow Tribe of Montana | Indian Land | TeePee Service, Inc. | 6959 E. Makuasha Ave. | Crow Agency | MT | 59022 | 45.6018 | -107.4617
8 | 2020026 | TeePee Service, Inc. | X Tank 4 | TRUE | Permanently Out of Use |  | 800 | Gasoline (containing <=10% ethanol) | 1899-12-31 | Crow Tribe of Montana | Indian Land | TeePee Service, Inc. | 6959 E. Makuasha Ave. | Crow Agency | MT | 59022 | 45.6018 | -107.4617
8 | 2020026 | TeePee Service, Inc. | X Tank 3 | TRUE | Permanently Out of Use |  | 4000 | Gasoline (containing <=10% ethanol) | 1979-05-01 | Crow Tribe of Montana | Indian Land | TeePee Service, Inc. | 6959 E. Makuasha Ave. | Crow Agency | MT | 59022 | 45.6018 | -107.4617
8 | 2020026 | TeePee Service, Inc. | X Tank 2 | TRUE | Permanently Out of Use |  | 10000 | Gasoline (containing <=10% ethanol) | 1985-05-01 | Crow Tribe of Montana | Indian Land | TeePee Service, Inc. | 6959 E. Makuasha Ave. | Crow Agency | MT | 59022 | 45.6018 | -107.4617
8 | 2020027 | Little Horn Ranch | Tank 1 | TRUE | Permanently Out of Use |  | 3000 | Gasoline (containing <=10% ethanol) | 1976-03-01 | Crow Tribe of Montana | Indian Land | Little Horn Ranch | 10 miles W of Wyola on Hwy 418 | Wyola | MT | 59089 | 45.0593 | -107.5323
8 | 2020028 | OK-A-BEH Marina | Tank 1 | TRUE | Currently in Use |  | 2000 | Gasoline (containing <=10% ethanol) | 1990-05-01 | Crow Tribe of Montana | Indian Land | OK-A-BEH Marina | Ok-a-beh Road | Fort Smith | MT | 59035 | 45.3052 | -107.9729
8 | 2020028 | OK-A-BEH Marina | X Tank 3 | TRUE | Permanently Out of Use |  | 2000 | Gasoline (containing <=10% ethanol) | 1964-01-01 | Crow Tribe of Montana | Indian Land | OK-A-BEH Marina | Ok-a-beh Road | Fort Smith | MT | 59035 | 45.3052 | -107.9729
8 | 2020028 | OK-A-BEH Marina | X Tank 2 | TRUE | Permanently Out of Use |  | 2000 | Diesel | 1979-01-01 | Crow Tribe of Montana | Indian Land | OK-A-BEH Marina | Ok-a-beh Road | Fort Smith | MT | 59035 | 45.3052 | -107.9729
8 | 2020029 | Bear Creek Ranch | Tank 1 | TRUE | Permanently Out of Use |  | 3000 | Gasoline (containing <=10% ethanol) | 1971-05-01 | Crow Tribe of Montana | Indian Land | Bear Creek Ranch | Little Owl Creek Road | Lodge Grass | MT | 59050 | 45.14 | -107.1938
8 | 2020032 | Bighorn Canyon Maintenance Facility NRA | Tank 1 | TRUE | Currently in Use |  | 2000 | Gasoline (containing <=10% ethanol) | 1998-01-01 | Crow Tribe of Montana | Indian Land | Bighorn Canyon Maintenance Facility NRA | 5 Avenue B | Fort Smith | MT | 59035 | 45.3114 | -107.9371
8 | 2020032 | Bighorn Canyon Maintenance Facility NRA | X Tank 4 | TRUE | Permanently Out of Use |  | 2000 | Gasoline (containing <=10% ethanol) | 1964-05-01 | Crow Tribe of Montana | Indian Land | Bighorn Canyon Maintenance Facility NRA | 5 Avenue B | Fort Smith | MT | 59035 | 45.3114 | -107.9371
8 | 2020032 | Bighorn Canyon Maintenance Facility NRA | X Tank 3 | TRUE | Permanently Out of Use |  | 2000 | Gasoline (containing <=10% ethanol) | 1984-05-01 | Crow Tribe of Montana | Indian Land | Bighorn Canyon Maintenance Facility NRA | 5 Avenue B | Fort Smith | MT | 59035 | 45.3114 | -107.9371
8 | 2020032 | Bighorn Canyon Maintenance Facility NRA | Tank 2 | TRUE | Currently in Use |  | 2000 | Diesel | 1998-01-01 | Crow Tribe of Montana | Indian Land | Bighorn Canyon Maintenance Facility NRA | 5 Avenue B | Fort Smith | MT | 59035 | 45.3114 | -107.9371
8 | 2020034 | Custer Battlefield National Monument | Tank 1 | TRUE | Permanently Out of Use |  | 2000 | Diesel | 1975-06-01 | Crow Tribe of Montana | Indian Land | Custer Battlefield National Monument | P.O. Box 39 | Crow Agency | MT | 59022 | 45.6046 | -107.4622
8 | 2020034 | Custer Battlefield National Monument | Tank 8 | TRUE | Permanently Out of Use |  | 560 | Diesel | 1961-06-01 | Crow Tribe of Montana | Indian Land | Custer Battlefield National Monument | P.O. Box 39 | Crow Agency | MT | 59022 | 45.6046 | -107.4622
8 | 2020034 | Custer Battlefield National Monument | Tank 7 | TRUE | Permanently Out of Use |  | 560 | Diesel | 1979-06-01 | Crow Tribe of Montana | Indian Land | Custer Battlefield National Monument | P.O. Box 39 | Crow Agency | MT | 59022 | 45.6046 | -107.4622
8 | 2020034 | Custer Battlefield National Monument | Tank 6 | TRUE | Permanently Out of Use |  | 560 | Diesel | 1961-06-01 | Crow Tribe of Montana | Indian Land | Custer Battlefield National Monument | P.O. Box 39 | Crow Agency | MT | 59022 | 45.6046 | -107.4622
8 | 2020034 | Custer Battlefield National Monument | Tank 5 | TRUE | Permanently Out of Use |  | 1000 | Gasoline (containing <=10% ethanol) | 1961-06-01 | Crow Tribe of Montana | Indian Land | Custer Battlefield National Monument | P.O. Box 39 | Crow Agency | MT | 59022 | 45.6046 | -107.4622
8 | 2020034 | Custer Battlefield National Monument | Tank 4 | TRUE | Permanently Out of Use |  | 1000 | Gasoline (containing <=10% ethanol) | 1975-06-01 | Crow Tribe of Montana | Indian Land | Custer Battlefield National Monument | P.O. Box 39 | Crow Agency | MT | 59022 | 45.6046 | -107.4622
8 | 2020034 | Custer Battlefield National Monument | Tank 3 | TRUE | Permanently Out of Use |  | 1000 | Diesel | 1950-06-01 | Crow Tribe of Montana | Indian Land | Custer Battlefield National Monument | P.O. Box 39 | Crow Agency | MT | 59022 | 45.6046 | -107.4622
8 | 2020034 | Custer Battlefield National Monument | Tank 2 | TRUE | Permanently Out of Use |  | 1500 | Diesel | 1961-06-01 | Crow Tribe of Montana | Indian Land | Custer Battlefield National Monument | P.O. Box 39 | Crow Agency | MT | 59022 | 45.6046 | -107.4622
8 | 2020035 | Campbell Farming Corp. | Tank 1 | TRUE | Permanently Out of Use |  | 2000 | Gasoline (containing <=10% ethanol) | 1955-12-01 | Crow Tribe of Montana | Indian Land | Campbell Farming Corp. | 45 miles SW of Hardin | Hardin | MT | 59034 | 45.7277 | -107.6169
8 | 2020035 | Campbell Farming Corp. | Tank 2 | TRUE | Permanently Out of Use |  | 2000 | Gasoline (containing <=10% ethanol) | 1954-12-01 | Crow Tribe of Montana | Indian Land | Campbell Farming Corp. | 45 miles SW of Hardin | Hardin | MT | 59034 | 45.7277 | -107.6169
8 | 2020036 | Bighorn County Electric | Tank 1 | TRUE | Permanently Out of Use |  | 115 | Gasoline (containing <=10% ethanol) | 1899-12-31 | Crow Tribe of Montana | Indian Land | Bighorn County Electric | Unknown | Lodge Grass | MT | 59050 | 45.3158 | -107.3695
8 | 2020041 | Lower Pryor Ranch | Tank 1 | TRUE | Permanently Out of Use |  | 2000 | Diesel | 1971-04-01 | Crow Tribe of Montana | Indian Land | Lower Pryor Ranch | 18201 E. Pryor Rd. | Billings | MT | 59101 | 45.4675 | -108.4909
8 | 2020044 | Little Bighorn Camp | Tank 1 | TRUE | Permanently Out of Use |  | 10000 | Gasoline (containing <=10% ethanol) | 1982-06-01 | Crow Tribe of Montana | Indian Land | Little Bighorn Camp | Junction I-90 & Hwy. 212 | Crow Agency | MT | 59022 | 45.578 | -107.4558
8 | 2020044 | Little Bighorn Camp | Tank 4 | TRUE | Permanently Out of Use |  | 10000 | Gasoline (containing <=10% ethanol) | 1982-06-01 | Crow Tribe of Montana | Indian Land | Little Bighorn Camp | Junction I-90 & Hwy. 212 | Crow Agency | MT | 59022 | 45.578 | -107.4558
8 | 2020044 | Little Bighorn Camp | Tank 3 | TRUE | Temporarily Out of Use |  | 8000 | Gasoline (containing <=10% ethanol) | 1999-01-01 | Crow Tribe of Montana | Indian Land | Little Bighorn Camp | Junction I-90 & Hwy. 212 | Crow Agency | MT | 59022 | 45.578 | -107.4558
8 | 2020044 | Little Bighorn Camp | Tank 2 | TRUE | Temporarily Out of Use |  | 12000 | Gasoline (containing <=10% ethanol) | 1999-01-01 | Crow Tribe of Montana | Indian Land | Little Bighorn Camp | Junction I-90 & Hwy. 212 | Crow Agency | MT | 59022 | 45.578 | -107.4558
8 | 2020049 | Lodge Grass School | X Tank 2 | TRUE | Permanently Out of Use |  | 8000 | Diesel | 1980-04-01 | Crow Tribe of Montana | Indian Land | Lodge Grass School | 124 North George Road | Lodge Grass | MT | 59050 | 45.3167 | -107.37
8 | 2020049 | Lodge Grass School | Tank 1 | TRUE | Temporarily Out of Use |  | 8000 | Diesel | 1982-06-01 | Crow Tribe of Montana | Indian Land | Lodge Grass School | 124 North George Road | Lodge Grass | MT | 59050 | 45.3167 | -107.37
8 | 2020050 | Indian Health Services (Lodge Grass) | Tank 1 | TRUE | Permanently Out of Use |  | 560 | Diesel | 1984-01-01 | Crow Tribe of Montana | Indian Land | Indian Health Services (Lodge Grass) | Lodge Grass Health Station | Lodge Grass | MT | 59050 | 45.3158 | -107.3695
8 | 2020051 | Crow/Northern Cheyenne Hospital | Tank 1 | TRUE | Permanently Out of Use |  | 10149 | Diesel | 1993-06-01 | Crow Tribe of Montana | Indian Land | Crow/Northern Cheyenne Hospital | 1 Hospital Loop P.O. Box 9 | Crow Agency | MT | 59022 | 45.5786 | -107.4479
8 | 2020053 | Wyola Radio Site | Tank 1 | TRUE | Permanently Out of Use |  | 115 | Gasoline (containing <=10% ethanol) | 1899-12-31 | Crow Tribe of Montana | Indian Land | Wyola Radio Site | State Rd. 463 SW of Lodge Grass | Wyola | MT | 59089 | 45.1305 | -107.3963
8 | 2020064 | Yellowtail Market | Tank 1 | TRUE | Permanently Out of Use |  | 8000 | Gasoline (containing <=10% ethanol) | 1986-07-01 | Crow Tribe of Montana | Indian Land | Yellowtail Market | Park Dale Court | Fort Smith | MT | 59035 | 45.3075 | -107.9163
8 | 2020064 | Yellowtail Market | Tank 1 UNL | TRUE | Currently in Use |  | 8000 | Gasoline (containing <=10% ethanol) | 1998-03-01 | Crow Tribe of Montana | Indian Land | Yellowtail Market | Park Dale Court | Fort Smith | MT | 59035 | 45.3075 | -107.9163
8 | 2020064 | Yellowtail Market | Tank 3 | TRUE | Permanently Out of Use |  | 8000 | Gasoline (containing <=10% ethanol) | 1986-07-01 | Crow Tribe of Montana | Indian Land | Yellowtail Market | Park Dale Court | Fort Smith | MT | 59035 | 45.3075 | -107.9163
8 | 2020064 | Yellowtail Market | Tank 2 DSL | TRUE | Currently in Use |  | 8000 | Diesel | 1998-03-01 | Crow Tribe of Montana | Indian Land | Yellowtail Market | Park Dale Court | Fort Smith | MT | 59035 | 45.3075 | -107.9163
8 | 2020067 | GTA Feeds, A Harvest States Co. | Tank 1 | TRUE | Permanently Out of Use |  | 10000 | Diesel | 1980-04-01 | Crow Tribe of Montana | Indian Land | GTA Feeds, A Harvest States Co. | P.O. Box 435, E. Frontage Rd. | Hardin | MT | 59034 | 45.7095 | -107.5327
8 | 2020074 | T-P II | Tank 1 | TRUE | Permanently Out of Use |  | 1000 | Gasoline (containing <=10% ethanol) | 1975-12-01 | Crow Tribe of Montana | Indian Land | T-P II | P.O. Box 30 | Lodge Grass | MT | 59050 | 45.3158 | -107.3695
8 | 2020074 | T-P II | Tank 3 | TRUE | Permanently Out of Use |  | 2000 | Diesel | 1979-12-01 | Crow Tribe of Montana | Indian Land | T-P II | P.O. Box 30 | Lodge Grass | MT | 59050 | 45.3158 | -107.3695
8 | 2020074 | T-P II | Tank 2 | TRUE | Permanently Out of Use |  | 1000 | Gasoline (containing <=10% ethanol) | 1975-12-01 | Crow Tribe of Montana | Indian Land | T-P II | P.O. Box 30 | Lodge Grass | MT | 59050 | 45.3158 | -107.3695
8 | 2020076 | Hardin M/W Site | Tank 1 | TRUE | Permanently Out of Use |  | 115 | Gasoline (containing <=10% ethanol) | 1899-12-31 | Crow Tribe of Montana | Indian Land | Hardin M/W Site | Unknown | Hardin | MT | 59034 | 45.7667 | -107.5833
8 | 2020077 | St. Charles Mission School | Tank 1 | TRUE | Currently in Use |  | 1000 | Gasoline (containing <=10% ethanol) | 1991-06-01 | Crow Tribe of Montana | Indian Land | St. Charles Mission School | 21228 Pryor Gap Road | Pryor | MT | 59066 | 45.4284 | -108.5349
8 | 2020077 | St. Charles Mission School | Tank 2 | TRUE | Permanently Out of Use |  | 1500 | Gasoline (containing <=10% ethanol) | 1970-04-01 | Crow Tribe of Montana | Indian Land | St. Charles Mission School | 21228 Pryor Gap Road | Pryor | MT | 59066 | 45.4284 | -108.5349
8 | 2020078 | Ft. Custer Radio AT&T | Tank 1 | TRUE | Permanently Out of Use |  | 3000 | Diesel | 1966-04-01 | Crow Tribe of Montana | Indian Land | Ft. Custer Radio AT&T | NW of St. Xavier | Saint Xavier | MT | 59075 | 45.5631 | -107.6746
8 | 2020079 | AT&T Communication | Tank 1 | TRUE | Permanently Out of Use |  | 10000 | Diesel | 1965-04-01 | Crow Tribe of Montana | Indian Land | AT&T Communication | US Hwy 87 Billings Junction | Billings | MT | 59101 | 45.7427 | -108.5356
8 | 2020079 | AT&T Communication | Tank 3 | TRUE | Permanently Out of Use |  | 10000 | Diesel | 1965-04-01 | Crow Tribe of Montana | Indian Land | AT&T Communication | US Hwy 87 Billings Junction | Billings | MT | 59101 | 45.7427 | -108.5356
8 | 2020079 | AT&T Communication | Tank 2 | TRUE | Permanently Out of Use |  | 10000 | Diesel | 1965-04-01 | Crow Tribe of Montana | Indian Land | AT&T Communication | US Hwy 87 Billings Junction | Billings | MT | 59101 | 45.7427 | -108.5356
8 | 2020080 | Wyola Elementary School | X Tank 1 | TRUE | Permanently Out of Use |  | 1000 | Gasoline (containing <=10% ethanol) | 1983-09-01 | Crow Tribe of Montana | Indian Land | Wyola Elementary School | #1 Mondale Road | Wyola | MT | 59089 | 45.1281 | -107.3969
8 | 2020080 | Wyola Elementary School | Tank 1 diesel | TRUE | Currently in Use |  | 1000 | Diesel | 1999-07-01 | Crow Tribe of Montana | Indian Land | Wyola Elementary School | #1 Mondale Road | Wyola | MT | 59089 | 45.1281 | -107.3969
8 | 2020081 | T-Stop | Tank 1 | TRUE | Permanently Out of Use | 2007-05-01 | 12000 | Diesel; Gasoline (containing <=10% ethanol) | 1999-03-01 | Crow Tribe of Montana | Indian Land | T-Stop | 9230 Pryor Road | Billings | MT | 59101 | 45.6299 | -108.4033
8 | 2020082 | Carter Miklovich | Tank 1 | TRUE | Permanently Out of Use |  | 2500 | Diesel | 1971-04-01 | Crow Tribe of Montana | Indian Land | Carter Miklovich | P.O. Box 266 (Wolf Creek Ranch) | Lodge Grass | MT | 59050 | 45.3158 | -107.3695
8 | 2020083 | Old Crow Hospital | Tank 1 | TRUE | Permanently Out of Use |  | 550 | Diesel | 1965-01-01 | Crow Tribe of Montana | Indian Land | Old Crow Hospital | 2900 4th Avenue North | Billings | MT | 59101 | 45.6006 | -107.4545
8 | 2020085 | Custer Frontier Village | Tank 1 | TRUE | Permanently Out of Use |  | 4000 | Gasoline (containing <=10% ethanol) | 1973-12-01 | Crow Tribe of Montana | Indian Land | Custer Frontier Village | 212 Interchange | Hardin | MT | 59034 | 45.7436 | -107.7741
8 | 2020085 | Custer Frontier Village | Tank 2 | TRUE | Permanently Out of Use |  | 2000 | Gasoline (containing <=10% ethanol) | 1973-12-01 | Crow Tribe of Montana | Indian Land | Custer Frontier Village | 212 Interchange | Hardin | MT | 59034 | 45.7436 | -107.7741
8 | 2020086 | Connelly Camp | Tank 1 | TRUE | Permanently Out of Use |  | 2000 | Gasoline (containing <=10% ethanol) | 1961-05-01 | Crow Tribe of Montana | Indian Land | Connelly Camp | US Highway 212 (9 miles East of Custer Battle Field) | Crow Agency | MT | 59022 | 45.6046 | -107.4622
8 | 2030001 | Town of Hot Springs | Tank 1 | TRUE | Permanently Out of Use |  | 1000 | Gasoline (containing <=10% ethanol) | 1961-04-01 | Confederated Salish and Kootenai Tribes of the Flathead Reservation | Indian Land | Town of Hot Springs | P.O. Box 359 | Hot Springs | MT | 59845 | 47.6154 | -114.6581
8 | 2030003 | Blue Bay Resort | Tank 1 | TRUE | Permanently Out of Use |  | 1000 | Gasoline (containing <=10% ethanol) | 1966-05-01 | Confederated Salish and Kootenai Tribes of the Flathead Reservation | Indian Land | Blue Bay Resort | East Shore | Polson | MT | 59860 | 47.7654 | -114.0155
8 | 2030003 | Blue Bay Resort | Tank 2 | TRUE | Permanently Out of Use |  | 1000 | Gasoline (containing <=10% ethanol) | 1966-05-01 | Confederated Salish and Kootenai Tribes of the Flathead Reservation | Indian Land | Blue Bay Resort | East Shore | Polson | MT | 59860 | 47.7654 | -114.0155
8 | 2030004 | Ronan Airport | xxx Tank 1 | TRUE | Permanently Out of Use |  | 500 | Gasoline (containing <=10% ethanol) | 1956-05-01 | Confederated Salish and Kootenai Tribes of the Flathead Reservation | Indian Land | Ronan Airport | 2200 Old Hwy 93 | Ronan | MT | 59864 | 47.5682 | -114.1132
8 | 2030004 | Ronan Airport | Tank 1a | TRUE | Currently in Use |  | 12000 | Jet Fuel | 1999-04-01 | Confederated Salish and Kootenai Tribes of the Flathead Reservation | Indian Land | Ronan Airport | 2200 Old Hwy 93 | Ronan | MT | 59864 | 47.5682 | -114.1132
8 | 2030004 | Ronan Airport | Tank 2 | TRUE | Currently in Use |  | 12000 | Av Gas | 1999-04-01 | Confederated Salish and Kootenai Tribes of the Flathead Reservation | Indian Land | Ronan Airport | 2200 Old Hwy 93 | Ronan | MT | 59864 | 47.5682 | -114.1132
8 | 2030006 | Town Pump (Polson) | xx Tank 1 | TRUE | Permanently Out of Use |  | 4000 | Diesel | 1962-04-01 | Confederated Salish and Kootenai Tribes of the Flathead Reservation | Indian Land | Town Pump (Polson) | 50667 Hwy 93 | Polson | MT | 59860 | 47.6914 | -114.0975
8 | 2030006 | Town Pump (Polson) | Tank 13 (tag 5782) | TRUE | Currently in Use |  | 6000 | Diesel Exhaust Fluid; Gasoline (containing <=10% ethanol) | 2017-10-01 | Confederated Salish and Kootenai Tribes of the Flathead Reservation | Indian Land | Town Pump (Polson) | 50667 Hwy 93 | Polson | MT | 59860 | 47.6914 | -114.0975
8 | 2030006 | Town Pump (Polson) | Tank 12 (Tag 4820) | TRUE | Currently in Use |  | 5000 | Diesel | 2003-06-01 | Confederated Salish and Kootenai Tribes of the Flathead Reservation | Indian Land | Town Pump (Polson) | 50667 Hwy 93 | Polson | MT | 59860 | 47.6914 | -114.0975
8 | 2030006 | Town Pump (Polson) | Tank 11 (tag 4819) | TRUE | Currently in Use |  | 10000 | Diesel | 2003-06-01 | Confederated Salish and Kootenai Tribes of the Flathead Reservation | Indian Land | Town Pump (Polson) | 50667 Hwy 93 | Polson | MT | 59860 | 47.6914 | -114.0975
8 | 2030006 | Town Pump (Polson) | xx Tank 12 | TRUE | Permanently Out of Use |  | 10000 | Diesel | 1962-04-01 | Confederated Salish and Kootenai Tribes of the Flathead Reservation | Indian Land | Town Pump (Polson) | 50667 Hwy 93 | Polson | MT | 59860 | 47.6914 | -114.0975
8 | 2030006 | Town Pump (Polson) | Tank 05 (Tag 2494) | TRUE | Currently in Use |  | 12000 | Gasoline (containing <=10% ethanol) | 1983-06-01 | Confederated Salish and Kootenai Tribes of the Flathead Reservation | Indian Land | Town Pump (Polson) | 50667 Hwy 93 | Polson | MT | 59860 | 47.6914 | -114.0975
8 | 2030006 | Town Pump (Polson) | Tank 04 (tag 2493) | TRUE | Currently in Use |  | 12000 | Diesel | 1983-06-01 | Confederated Salish and Kootenai Tribes of the Flathead Reservation | Indian Land | Town Pump (Polson) | 50667 Hwy 93 | Polson | MT | 59860 | 47.6914 | -114.0975
8 | 2030006 | Town Pump (Polson) | Tank 03 (Tag 2492) | TRUE | Currently in Use |  | 12000 | Gasoline (containing <=10% ethanol) | 1983-06-01 | Confederated Salish and Kootenai Tribes of the Flathead Reservation | Indian Land | Town Pump (Polson) | 50667 Hwy 93 | Polson | MT | 59860 | 47.6914 | -114.0975
8 | 2030006 | Town Pump (Polson) | Tank 02 (tag 2491) | TRUE | Currently in Use |  | 12000 | Gasoline (containing <=10% ethanol) | 1983-06-01 | Confederated Salish and Kootenai Tribes of the Flathead Reservation | Indian Land | Town Pump (Polson) | 50667 Hwy 93 | Polson | MT | 59860 | 47.6914 | -114.0975
8 | 2030006 | Town Pump (Polson) | Tank 7 | TRUE | Permanently Out of Use |  | 10000 | Diesel | 1962-04-01 | Confederated Salish and Kootenai Tribes of the Flathead Reservation | Indian Land | Town Pump (Polson) | 50667 Hwy 93 | Polson | MT | 59860 | 47.6914 | -114.0975
8 | 2030006 | Town Pump (Polson) | Tank 6 | TRUE | Permanently Out of Use |  | 8000 | Gasoline (containing <=10% ethanol) | 1962-04-01 | Confederated Salish and Kootenai Tribes of the Flathead Reservation | Indian Land | Town Pump (Polson) | 50667 Hwy 93 | Polson | MT | 59860 | 47.6914 | -114.0975
8 | 2030006 | Town Pump (Polson) | Tank 5 | TRUE | Permanently Out of Use |  | 10000 | Diesel | 1962-04-01 | Confederated Salish and Kootenai Tribes of the Flathead Reservation | Indian Land | Town Pump (Polson) | 50667 Hwy 93 | Polson | MT | 59860 | 47.6914 | -114.0975
8 | 2030006 | Town Pump (Polson) | Tank 01 (tag 2490) | TRUE | Currently in Use |  | 12000 | Gasoline (containing <=10% ethanol) | 1983-06-01 | Confederated Salish and Kootenai Tribes of the Flathead Reservation | Indian Land | Town Pump (Polson) | 50667 Hwy 93 | Polson | MT | 59860 | 47.6914 | -114.0975
8 | 2030006 | Town Pump (Polson) | Tank 3 | TRUE | Permanently Out of Use |  | 10000 | Diesel | 1899-12-31 | Confederated Salish and Kootenai Tribes of the Flathead Reservation | Indian Land | Town Pump (Polson) | 50667 Hwy 93 | Polson | MT | 59860 | 47.6914 | -114.0975
8 | 2030006 | Town Pump (Polson) | Tank 2 | TRUE | Permanently Out of Use |  | 5000 | Diesel | 1899-12-31 | Confederated Salish and Kootenai Tribes of the Flathead Reservation | Indian Land | Town Pump (Polson) | 50667 Hwy 93 | Polson | MT | 59860 | 47.6914 | -114.0975
8 | 2030007 | Moiese Mercantile | Removed Tank 1 | TRUE | Permanently Out of Use |  | 1000 | Gasoline (containing <=10% ethanol) | 1996-04-01 | Confederated Salish and Kootenai Tribes of the Flathead Reservation | Indian Land | Moiese Mercantile | 64620 Hwy 212 | Charlo | MT | 59824 | 47.3718 | -114.2637
8 | 2030007 | Moiese Mercantile | Tank 1 | TRUE | Temporarily Out of Use |  | 1000 | Gasoline (containing <=10% ethanol) | 1999-03-01 | Confederated Salish and Kootenai Tribes of the Flathead Reservation | Indian Land | Moiese Mercantile | 64620 Hwy 212 | Charlo | MT | 59824 | 47.3718 | -114.2637
8 | 2030007 | Moiese Mercantile | Removed Tank 2 | TRUE | Permanently Out of Use |  | 500 | Gasoline (containing <=10% ethanol) | 1966-04-01 | Confederated Salish and Kootenai Tribes of the Flathead Reservation | Indian Land | Moiese Mercantile | 64620 Hwy 212 | Charlo | MT | 59824 | 47.3718 | -114.2637
8 | 2030008 | MOUNTAIN WEST CO-OP/CENEX /HARVEST STATES | Tank 5 (DyedDSL) | TRUE | Currently in Use |  | 6000 | Diesel | 1997-05-01 | Confederated Salish and Kootenai Tribes of the Flathead Reservation | Indian Land | MOUNTAIN WEST CO-OP/CENEX /HARVEST STATES | 63932 Highway 93 | Ronan | MT | 59864 | 47.5182 | -114.0968
8 | 2030008 | MOUNTAIN WEST CO-OP/CENEX /HARVEST STATES | xx Tank 13 | TRUE | Permanently Out of Use |  | 10000 | Diesel | 1976-06-01 | Confederated Salish and Kootenai Tribes of the Flathead Reservation | Indian Land | MOUNTAIN WEST CO-OP/CENEX /HARVEST STATES | 63932 Highway 93 | Ronan | MT | 59864 | 47.5182 | -114.0968
8 | 2030008 | MOUNTAIN WEST CO-OP/CENEX /HARVEST STATES | xx Tank 12 | TRUE | Permanently Out of Use |  | 10000 | Used Oil | 1976-06-01 | Confederated Salish and Kootenai Tribes of the Flathead Reservation | Indian Land | MOUNTAIN WEST CO-OP/CENEX /HARVEST STATES | 63932 Highway 93 | Ronan | MT | 59864 | 47.5182 | -114.0968
8 | 2030008 | MOUNTAIN WEST CO-OP/CENEX /HARVEST STATES | xx Tank 11 | TRUE | Permanently Out of Use |  | 12000 | Gasoline (containing <=10% ethanol) | 1976-06-01 | Confederated Salish and Kootenai Tribes of the Flathead Reservation | Indian Land | MOUNTAIN WEST CO-OP/CENEX /HARVEST STATES | 63932 Highway 93 | Ronan | MT | 59864 | 47.5182 | -114.0968
8 | 2030008 | MOUNTAIN WEST CO-OP/CENEX /HARVEST STATES | XX Tank 10 | TRUE | Permanently Out of Use |  | 10000 | Gasoline (containing <=10% ethanol) | 1976-06-01 | Confederated Salish and Kootenai Tribes of the Flathead Reservation | Indian Land | MOUNTAIN WEST CO-OP/CENEX /HARVEST STATES | 63932 Highway 93 | Ronan | MT | 59864 | 47.5182 | -114.0968
8 | 2030008 | MOUNTAIN WEST CO-OP/CENEX /HARVEST STATES | Tank 9 | TRUE | Permanently Out of Use |  | 6000 | Gasoline (containing <=10% ethanol) | 1976-06-01 | Confederated Salish and Kootenai Tribes of the Flathead Reservation | Indian Land | MOUNTAIN WEST CO-OP/CENEX /HARVEST STATES | 63932 Highway 93 | Ronan | MT | 59864 | 47.5182 | -114.0968
8 | 2030008 | MOUNTAIN WEST CO-OP/CENEX /HARVEST STATES | Tank 8 | TRUE | Permanently Out of Use |  | 12000 | Gasoline (containing <=10% ethanol) | 1976-06-01 | Confederated Salish and Kootenai Tribes of the Flathead Reservation | Indian Land | MOUNTAIN WEST CO-OP/CENEX /HARVEST STATES | 63932 Highway 93 | Ronan | MT | 59864 | 47.5182 | -114.0968
8 | 2030008 | MOUNTAIN WEST CO-OP/CENEX /HARVEST STATES | Tank 7 | TRUE | Permanently Out of Use |  | 6000 | Diesel | 1997-06-01 | Confederated Salish and Kootenai Tribes of the Flathead Reservation | Indian Land | MOUNTAIN WEST CO-OP/CENEX /HARVEST STATES | 63932 Highway 93 | Ronan | MT | 59864 | 47.5182 | -114.0968
8 | 2030008 | MOUNTAIN WEST CO-OP/CENEX /HARVEST STATES | Tank 1 (regUNL) | TRUE | Currently in Use |  | 10000 | Gasoline (containing <=10% ethanol) | 1997-05-01 | Confederated Salish and Kootenai Tribes of the Flathead Reservation | Indian Land | MOUNTAIN WEST CO-OP/CENEX /HARVEST STATES | 63932 Highway 93 | Ronan | MT | 59864 | 47.5182 | -114.0968
8 | 2030008 | MOUNTAIN WEST CO-OP/CENEX /HARVEST STATES | xx Tank 5 | TRUE | Permanently Out of Use |  | 6000 | Diesel | 1976-06-01 | Confederated Salish and Kootenai Tribes of the Flathead Reservation | Indian Land | MOUNTAIN WEST CO-OP/CENEX /HARVEST STATES | 63932 Highway 93 | Ronan | MT | 59864 | 47.5182 | -114.0968
8 | 2030008 | MOUNTAIN WEST CO-OP/CENEX /HARVEST STATES | Tank 3 (DSL) | TRUE | Currently in Use |  | 4000 | Diesel | 1997-05-01 | Confederated Salish and Kootenai Tribes of the Flathead Reservation | Indian Land | MOUNTAIN WEST CO-OP/CENEX /HARVEST STATES | 63932 Highway 93 | Ronan | MT | 59864 | 47.5182 | -114.0968
8 | 2030008 | MOUNTAIN WEST CO-OP/CENEX /HARVEST STATES | Tank 2 (Prem) | TRUE | Currently in Use |  | 4000 | Gasoline (containing <=10% ethanol) | 1997-05-01 | Confederated Salish and Kootenai Tribes of the Flathead Reservation | Indian Land | MOUNTAIN WEST CO-OP/CENEX /HARVEST STATES | 63932 Highway 93 | Ronan | MT | 59864 | 47.5182 | -114.0968
8 | 2030008 | MOUNTAIN WEST CO-OP/CENEX /HARVEST STATES | Tank 4 (DSL) | TRUE | Currently in Use |  | 5000 | Diesel | 1997-05-01 | Confederated Salish and Kootenai Tribes of the Flathead Reservation | Indian Land | MOUNTAIN WEST CO-OP/CENEX /HARVEST STATES | 63932 Highway 93 | Ronan | MT | 59864 | 47.5182 | -114.0968
8 | 2030009 | Kings Point Store | Tank 1 | TRUE | Permanently Out of Use |  | 1000 | Gasoline (containing <=10% ethanol) | 1976-04-01 | Confederated Salish and Kootenai Tribes of the Flathead Reservation | Indian Land | Kings Point Store | West Shore | Polson | MT | 59860 | 47.7231 | -114.1906
8 | 2030009 | Kings Point Store | Tank 2 | TRUE | Permanently Out of Use |  | 2000 | Gasoline (containing <=10% ethanol) | 1976-04-01 | Confederated Salish and Kootenai Tribes of the Flathead Reservation | Indian Land | Kings Point Store | West Shore | Polson | MT | 59860 | 47.7231 | -114.1906
8 | 2030011 | Jim's Marina | Tank 1 | TRUE | Permanently Out of Use |  | 500 | Gasoline (containing <=10% ethanol) | 1971-05-01 | Confederated Salish and Kootenai Tribes of the Flathead Reservation | Indian Land | Jim's Marina | Hwy 93 | Polson | MT | 59860 | 47.6209 | -114.1134
8 | 2030011 | Jim's Marina | Tank 3 | TRUE | Permanently Out of Use |  | 500 | Gasoline (containing <=10% ethanol) | 1971-05-01 | Confederated Salish and Kootenai Tribes of the Flathead Reservation | Indian Land | Jim's Marina | Hwy 93 | Polson | MT | 59860 | 47.6209 | -114.1134
8 | 2030011 | Jim's Marina | Tank 2 | TRUE | Permanently Out of Use |  | 500 | Gasoline (containing <=10% ethanol) | 1971-05-01 | Confederated Salish and Kootenai Tribes of the Flathead Reservation | Indian Land | Jim's Marina | Hwy 93 | Polson | MT | 59860 | 47.6209 | -114.1134
8 | 2030012 | Finley Point Marina | Tank 1 | TRUE | Permanently Out of Use |  | 500 | Gasoline (containing <=10% ethanol) | 1966-05-01 | Confederated Salish and Kootenai Tribes of the Flathead Reservation | Indian Land | Finley Point Marina | Finley Point | Polson | MT | 59860 | 47.7275 | -114.0492
8 | 2030012 | Finley Point Marina | Tank 3 | TRUE | Permanently Out of Use |  | 1000 | Gasoline (containing <=10% ethanol) | 1966-05-01 | Confederated Salish and Kootenai Tribes of the Flathead Reservation | Indian Land | Finley Point Marina | Finley Point | Polson | MT | 59860 | 47.7275 | -114.0492
8 | 2030012 | Finley Point Marina | Tank 2 | TRUE | Permanently Out of Use |  | 500 | Gasoline (containing <=10% ethanol) | 1966-05-01 | Confederated Salish and Kootenai Tribes of the Flathead Reservation | Indian Land | Finley Point Marina | Finley Point | Polson | MT | 59860 | 47.7275 | -114.0492
8 | 2030013 | Safeway Store #1646 | Tank 1 - REG | TRUE | Currently in Use |  | 20000 | Gasoline (containing <=10% ethanol) | 2008-05-01 | Confederated Salish and Kootenai Tribes of the Flathead Reservation | Indian Land | Safeway Store #1646 | 40772 MT Highway 56 | Polson | MT | 59860 | 47.6891 | -114.1235
8 | 2030013 | Safeway Store #1646 | Tank 2/3 | TRUE | Currently in Use |  | 20000 | Diesel; Gasoline (containing <=10% ethanol) | 2008-05-01 | Confederated Salish and Kootenai Tribes of the Flathead Reservation | Indian Land | Safeway Store #1646 | 40772 MT Highway 56 | Polson | MT | 59860 | 47.6891 | -114.1235
8 | 2030015 | Exxon 93 | Tank 1 | TRUE | Permanently Out of Use |  | 4000 | Gasoline (containing <=10% ethanol) | 1966-05-01 | Confederated Salish and Kootenai Tribes of the Flathead Reservation | Indian Land | Exxon 93 | 2nd Street East & Hwy 93 | Polson | MT | 59860 | 47.6944 | -114.1603
8 | 2030015 | Exxon 93 | Tank 4 | TRUE | Permanently Out of Use |  | 4000 | Gasoline (containing <=10% ethanol) | 1966-05-01 | Confederated Salish and Kootenai Tribes of the Flathead Reservation | Indian Land | Exxon 93 | 2nd Street East & Hwy 93 | Polson | MT | 59860 | 47.6944 | -114.1603
8 | 2030015 | Exxon 93 | Tank 3 | TRUE | Permanently Out of Use |  | 500 | Gasoline (containing <=10% ethanol) | 1966-05-01 | Confederated Salish and Kootenai Tribes of the Flathead Reservation | Indian Land | Exxon 93 | 2nd Street East & Hwy 93 | Polson | MT | 59860 | 47.6944 | -114.1603
8 | 2030015 | Exxon 93 | Tank 2 | TRUE | Permanently Out of Use |  | 2000 | Gasoline (containing <=10% ethanol) | 1966-05-01 | Confederated Salish and Kootenai Tribes of the Flathead Reservation | Indian Land | Exxon 93 | 2nd Street East & Hwy 93 | Polson | MT | 59860 | 47.6944 | -114.1603
8 | 2030016 | Polson Conoco | Tank 1 | TRUE | Permanently Out of Use |  | 6000 | Gasoline (containing <=10% ethanol) | 1976-05-01 | Confederated Salish and Kootenai Tribes of the Flathead Reservation | Indian Land | Polson Conoco | 1st Street East & Hwy. 93 | Polson | MT | 59860 | 47.6946 | -114.161
8 | 2030016 | Polson Conoco | Tank 6 | TRUE | Permanently Out of Use |  | 2000 | Gasoline (containing <=10% ethanol) | 1966-05-01 | Confederated Salish and Kootenai Tribes of the Flathead Reservation | Indian Land | Polson Conoco | 1st Street East & Hwy. 93 | Polson | MT | 59860 | 47.6946 | -114.161
8 | 2030016 | Polson Conoco | Tank 5 | TRUE | Permanently Out of Use |  | 2000 | Gasoline (containing <=10% ethanol) | 1966-05-01 | Confederated Salish and Kootenai Tribes of the Flathead Reservation | Indian Land | Polson Conoco | 1st Street East & Hwy. 93 | Polson | MT | 59860 | 47.6946 | -114.161
8 | 2030016 | Polson Conoco | Tank 4 | TRUE | Permanently Out of Use |  | 2000 | Gasoline (containing <=10% ethanol) | 1966-05-01 | Confederated Salish and Kootenai Tribes of the Flathead Reservation | Indian Land | Polson Conoco | 1st Street East & Hwy. 93 | Polson | MT | 59860 | 47.6946 | -114.161
8 | 2030016 | Polson Conoco | Tank 3 | TRUE | Permanently Out of Use |  | 2000 | Gasoline (containing <=10% ethanol) | 1966-05-01 | Confederated Salish and Kootenai Tribes of the Flathead Reservation | Indian Land | Polson Conoco | 1st Street East & Hwy. 93 | Polson | MT | 59860 | 47.6946 | -114.161
8 | 2030016 | Polson Conoco | Tank 2 | TRUE | Permanently Out of Use |  | 6000 | Gasoline (containing <=10% ethanol) | 1976-05-01 | Confederated Salish and Kootenai Tribes of the Flathead Reservation | Indian Land | Polson Conoco | 1st Street East & Hwy. 93 | Polson | MT | 59860 | 47.6946 | -114.161
8 | 2030017 | Frame Contruction | Tank 1 | TRUE | Permanently Out of Use |  | 1000 | Gasoline (containing <=10% ethanol) | 1981-03-01 | Confederated Salish and Kootenai Tribes of the Flathead Reservation | Indian Land | Frame Contruction | 210 Third Ave. East | Pablo | MT | 59855 | 47.5972 | -114.1191
8 | 2030018 | Bread Basket | Tank 1 | TRUE | Permanently Out of Use |  | 8000 | Gasoline (containing <=10% ethanol) | 1960-01-01 | Confederated Salish and Kootenai Tribes of the Flathead Reservation | Indian Land | Bread Basket | 6th Ave. West & Round Butte Rd. | Ronan | MT | 59864 | 47.5298 | -114.1062
8 | 2030018 | Bread Basket | Tank 3 | TRUE | Permanently Out of Use |  | 2700 | Diesel | 1960-01-01 | Confederated Salish and Kootenai Tribes of the Flathead Reservation | Indian Land | Bread Basket | 6th Ave. West & Round Butte Rd. | Ronan | MT | 59864 | 47.5298 | -114.1062
8 | 2030018 | Bread Basket | Tank 2 | TRUE | Permanently Out of Use |  | 2700 | Diesel | 1960-01-01 | Confederated Salish and Kootenai Tribes of the Flathead Reservation | Indian Land | Bread Basket | 6th Ave. West & Round Butte Rd. | Ronan | MT | 59864 | 47.5298 | -114.1062
8 | 2030019 | Dyno Mart | REG Tank (1315) | TRUE | Currently in Use |  | 10000 | Gasoline (containing <=10% ethanol) | 1984-11-01 | Confederated Salish and Kootenai Tribes of the Flathead Reservation | Indian Land | Dyno Mart | 303 Hwy. 93 North | Ronan | MT | 59864 | 47.5312 | -114.0974
8 | 2030019 | Dyno Mart | PREM Tank (1316) | TRUE | Currently in Use |  | 8000 | Gasoline (containing <=10% ethanol) | 1992-04-01 | Confederated Salish and Kootenai Tribes of the Flathead Reservation | Indian Land | Dyno Mart | 303 Hwy. 93 North | Ronan | MT | 59864 | 47.5312 | -114.0974
8 | 2030019 | Dyno Mart | DSL Tank (1317) | TRUE | Currently in Use |  | 10000 | Diesel | 1984-11-01 | Confederated Salish and Kootenai Tribes of the Flathead Reservation | Indian Land | Dyno Mart | 303 Hwy. 93 North | Ronan | MT | 59864 | 47.5312 | -114.0974
8 | 2030021 | Gray Wolf Peak Casino | Tank 1 | TRUE | Currently in Use |  | 12000 | Gasoline (containing <=10% ethanol) | 1978-05-01 | Confederated Salish and Kootenai Tribes of the Flathead Reservation | Indian Land | Gray Wolf Peak Casino | 20750 Hwy 93 North - Evaro | Arlee | MT | 59821 | 47.0267 | -114.107
8 | 2030021 | Gray Wolf Peak Casino | Tank 4 | TRUE | Currently in Use |  | 6000 | Gasoline (containing <=10% ethanol) | 1978-05-01 | Confederated Salish and Kootenai Tribes of the Flathead Reservation | Indian Land | Gray Wolf Peak Casino | 20750 Hwy 93 North - Evaro | Arlee | MT | 59821 | 47.0267 | -114.107
8 | 2030021 | Gray Wolf Peak Casino | Tank 3 | TRUE | Currently in Use |  | 6000 | Gasoline (containing <=10% ethanol) | 1978-05-01 | Confederated Salish and Kootenai Tribes of the Flathead Reservation | Indian Land | Gray Wolf Peak Casino | 20750 Hwy 93 North - Evaro | Arlee | MT | 59821 | 47.0267 | -114.107
8 | 2030021 | Gray Wolf Peak Casino | Tank 2 | TRUE | Currently in Use |  | 12000 | Diesel | 1978-05-01 | Confederated Salish and Kootenai Tribes of the Flathead Reservation | Indian Land | Gray Wolf Peak Casino | 20750 Hwy 93 North - Evaro | Arlee | MT | 59821 | 47.0267 | -114.107
8 | 2030022 | Finley Point Store | Tank 1 | TRUE | Permanently Out of Use |  | 4000 | Gasoline (containing <=10% ethanol) | 1980-03-01 | Confederated Salish and Kootenai Tribes of the Flathead Reservation | Indian Land | Finley Point Store | 6087 East Shore Rt. | Polson | MT | 59860 | 47.7261 | -114.0384
8 | 2030022 | Finley Point Store | Tank 2 | TRUE | Permanently Out of Use |  | 1000 | Gasoline (containing <=10% ethanol) | 1980-03-01 | Confederated Salish and Kootenai Tribes of the Flathead Reservation | Indian Land | Finley Point Store | 6087 East Shore Rt. | Polson | MT | 59860 | 47.7261 | -114.0384
8 | 2030024 | Stuart's Service Center | Tank 1 | TRUE | Permanently Out of Use |  | 4000 | Gasoline (containing <=10% ethanol) | 1956-01-01 | Confederated Salish and Kootenai Tribes of the Flathead Reservation | Indian Land | Stuart's Service Center | 153 N Main St. | Saint Ignatius | MT | 59865 | 47.3214 | -114.1004
8 | 2030024 | Stuart's Service Center | Tank 4 | TRUE | Permanently Out of Use |  | 500 | Used Oil | 1956-01-01 | Confederated Salish and Kootenai Tribes of the Flathead Reservation | Indian Land | Stuart's Service Center | 153 N Main St. | Saint Ignatius | MT | 59865 | 47.3214 | -114.1004
8 | 2030024 | Stuart's Service Center | Tank 3 | TRUE | Permanently Out of Use |  | 4000 | Gasoline (containing <=10% ethanol) | 1956-01-01 | Confederated Salish and Kootenai Tribes of the Flathead Reservation | Indian Land | Stuart's Service Center | 153 N Main St. | Saint Ignatius | MT | 59865 | 47.3214 | -114.1004
8 | 2030024 | Stuart's Service Center | Tank 2 | TRUE | Permanently Out of Use |  | 4000 | Gasoline (containing <=10% ethanol) | 1956-01-01 | Confederated Salish and Kootenai Tribes of the Flathead Reservation | Indian Land | Stuart's Service Center | 153 N Main St. | Saint Ignatius | MT | 59865 | 47.3214 | -114.1004
8 | 2030025 | Pablo Exxon | Tank 1 | TRUE | Permanently Out of Use |  | 500 | Gasoline (containing <=10% ethanol) | 1899-12-31 | Confederated Salish and Kootenai Tribes of the Flathead Reservation | Indian Land | Pablo Exxon | P.O. Box 114 | Pablo | MT | 59855 | 47.5986 | -114.1192
8 | 2030025 | Pablo Exxon | Tank 3 | TRUE | Permanently Out of Use |  | 1000 | Gasoline (containing <=10% ethanol) | 1899-12-31 | Confederated Salish and Kootenai Tribes of the Flathead Reservation | Indian Land | Pablo Exxon | P.O. Box 114 | Pablo | MT | 59855 | 47.5986 | -114.1192
8 | 2030025 | Pablo Exxon | Tank 2 | TRUE | Permanently Out of Use |  | 500 | Gasoline (containing <=10% ethanol) | 1899-12-31 | Confederated Salish and Kootenai Tribes of the Flathead Reservation | Indian Land | Pablo Exxon | P.O. Box 114 | Pablo | MT | 59855 | 47.5986 | -114.1192
8 | 2030026 | City of Polson | Tank 1 | TRUE | Permanently Out of Use |  | 500 | Used Oil | 1970-04-01 | Confederated Salish and Kootenai Tribes of the Flathead Reservation | Indian Land | City of Polson | 112 1st Street East | Polson | MT | 59860 | 47.6953 | -114.1619
8 | 2030026 | City of Polson | Tank 2 | TRUE | Permanently Out of Use |  | 500 | Gasoline (containing <=10% ethanol) | 1948-04-01 | Confederated Salish and Kootenai Tribes of the Flathead Reservation | Indian Land | City of Polson | 112 1st Street East | Polson | MT | 59860 | 47.6953 | -114.1619
8 | 2030029 | Flathead Lake Yacht Club | Tank 1 | TRUE | Permanently Out of Use |  | 2000 | Gasoline (containing <=10% ethanol) | 1976-04-01 | Confederated Salish and Kootenai Tribes of the Flathead Reservation | Indian Land | Flathead Lake Yacht Club | 32 Country Club Shores | Polson | MT | 59860 | 47.6944 | -114.1351
8 | 2030029 | Flathead Lake Yacht Club | Tank 2 | TRUE | Permanently Out of Use |  | 2000 | Gasoline (containing <=10% ethanol) | 1976-04-01 | Confederated Salish and Kootenai Tribes of the Flathead Reservation | Indian Land | Flathead Lake Yacht Club | 32 Country Club Shores | Polson | MT | 59860 | 47.6944 | -114.1351
8 | 2030030 | Polson Airport | Tank 1 | TRUE | Permanently Out of Use |  | 6000 | Gasoline (containing <=10% ethanol) | 1985-01-01 | Confederated Salish and Kootenai Tribes of the Flathead Reservation | Indian Land | Polson Airport | 106 4th Ave. East | Polson | MT | 59860 | 47.6937 | -114.188
8 | 2030030 | Polson Airport | Tank 2 | TRUE | Permanently Out of Use |  | 4000 | Diesel | 1985-01-01 | Confederated Salish and Kootenai Tribes of the Flathead Reservation | Indian Land | Polson Airport | 106 4th Ave. East | Polson | MT | 59860 | 47.6937 | -114.188
8 | 2030031 | City of Polson Country Club | Tank 1 | TRUE | Currently in Use |  | 500 | Gasoline (containing <=10% ethanol) | 1990-08-01 | Confederated Salish and Kootenai Tribes of the Flathead Reservation | Indian Land | City of Polson Country Club | 111 Bay View Dr. | Polson | MT | 59860 | 47.6939 | -114.1269
8 | 2030032 | Pier 93 (Conoco) | Tank 6 | TRUE | Currently in Use |  | 10000 | Gasoline (containing <=10% ethanol) | 1990-11-01 | Confederated Salish and Kootenai Tribes of the Flathead Reservation | Indian Land | Pier 93 (Conoco) | 9 Second Ave. West | Polson | MT | 59860 | 47.6942 | -114.1637
8 | 2030032 | Pier 93 (Conoco) | Tank 1 | TRUE | Currently in Use |  | 4000 | Diesel | 1986-04-01 | Confederated Salish and Kootenai Tribes of the Flathead Reservation | Indian Land | Pier 93 (Conoco) | 9 Second Ave. West | Polson | MT | 59860 | 47.6942 | -114.1637
8 | 2030032 | Pier 93 (Conoco) | Tank 2 | TRUE | Currently in Use |  | 6000 | Gasoline (containing <=10% ethanol) | 1986-04-01 | Confederated Salish and Kootenai Tribes of the Flathead Reservation | Indian Land | Pier 93 (Conoco) | 9 Second Ave. West | Polson | MT | 59860 | 47.6942 | -114.1637
8 | 2030032 | Pier 93 (Conoco) | xx Tank 3 | TRUE | Permanently Out of Use |  | 12000 | Gasoline (containing <=10% ethanol) | 1981-04-01 | Confederated Salish and Kootenai Tribes of the Flathead Reservation | Indian Land | Pier 93 (Conoco) | 9 Second Ave. West | Polson | MT | 59860 | 47.6942 | -114.1637
8 | 2030032 | Pier 93 (Conoco) | xx Tank 2 | TRUE | Permanently Out of Use |  | 500 | Used Oil | 1899-12-31 | Confederated Salish and Kootenai Tribes of the Flathead Reservation | Indian Land | Pier 93 (Conoco) | 9 Second Ave. West | Polson | MT | 59860 | 47.6942 | -114.1637
8 | 2030034 | Mission Valley Power | Tank 1 | TRUE | Permanently Out of Use |  | 115 | Gasoline (containing <=10% ethanol) | 1899-12-31 | Confederated Salish and Kootenai Tribes of the Flathead Reservation | Indian Land | Mission Valley Power | 500 6th Ave. East | Polson | MT | 59860 | 47.6902 | -114.1592
8 | 2030036 | Montana DOT (Ravalli Site) | Tank 1 | TRUE | Permanently Out of Use |  | 2000 | Diesel | 1985-05-01 | Confederated Salish and Kootenai Tribes of the Flathead Reservation | Indian Land | Montana DOT (Ravalli Site) | P.O. Box 7039 | Ravalli | MT | 59863 | 47.2786 | -114.1835
8 | 2030036 | Montana DOT (Ravalli Site) | Tank 5 | TRUE | Permanently Out of Use |  | 1000 | Gasoline (containing <=10% ethanol) | 1961-05-01 | Confederated Salish and Kootenai Tribes of the Flathead Reservation | Indian Land | Montana DOT (Ravalli Site) | P.O. Box 7039 | Ravalli | MT | 59863 | 47.2786 | -114.1835
8 | 2030036 | Montana DOT (Ravalli Site) | Tank 4 | TRUE | Permanently Out of Use |  | 2000 | Diesel | 1985-05-01 | Confederated Salish and Kootenai Tribes of the Flathead Reservation | Indian Land | Montana DOT (Ravalli Site) | P.O. Box 7039 | Ravalli | MT | 59863 | 47.2786 | -114.1835
8 | 2030036 | Montana DOT (Ravalli Site) | Tank 3 | TRUE | Permanently Out of Use |  | 1000 | Diesel | 1965-05-01 | Confederated Salish and Kootenai Tribes of the Flathead Reservation | Indian Land | Montana DOT (Ravalli Site) | P.O. Box 7039 | Ravalli | MT | 59863 | 47.2786 | -114.1835
8 | 2030036 | Montana DOT (Ravalli Site) | Tank 2 | TRUE | Permanently Out of Use |  | 2000 | Diesel | 1985-05-01 | Confederated Salish and Kootenai Tribes of the Flathead Reservation | Indian Land | Montana DOT (Ravalli Site) | P.O. Box 7039 | Ravalli | MT | 59863 | 47.2786 | -114.1835
8 | 2030038 | Montana DOT (Ronan Site) | Tank 1 | TRUE | Permanently Out of Use |  | 10000 | Gasoline (containing <=10% ethanol) | 1978-06-01 | Confederated Salish and Kootenai Tribes of the Flathead Reservation | Indian Land | Montana DOT (Ronan Site) | Hwy 93 Mile post 42.0 | Ronan | MT | 59864
8 | 2030038 | Montana DOT (Ronan Site) | Tank 3 | TRUE | Permanently Out of Use |  | 4000 | Diesel | 1978-06-01 | Confederated Salish and Kootenai Tribes of the Flathead Reservation | Indian Land | Montana DOT (Ronan Site) | Hwy 93 Mile post 42.0 | Ronan | MT | 59864
8 | 2030038 | Montana DOT (Ronan Site) | Tank 2 | TRUE | Permanently Out of Use |  | 10000 | Gasoline (containing <=10% ethanol) | 1978-06-01 | Confederated Salish and Kootenai Tribes of the Flathead Reservation | Indian Land | Montana DOT (Ronan Site) | Hwy 93 Mile post 42.0 | Ronan | MT | 59864
8 | 2030040 | Town Pump (Ronan) | Tank 1 | TRUE | Currently in Use |  | 12000 | Gasoline (containing <=10% ethanol) | 1972-04-01 | Confederated Salish and Kootenai Tribes of the Flathead Reservation | Indian Land | Town Pump (Ronan) | 63495 US Hwy 93 | Ronan | MT | 59864 | 47.5247 | -114.0975
8 | 2030040 | Town Pump (Ronan) | Tank 5 | TRUE | Currently in Use |  | 6000 | Diesel | 2007-06-01 | Confederated Salish and Kootenai Tribes of the Flathead Reservation | Indian Land | Town Pump (Ronan) | 63495 US Hwy 93 | Ronan | MT | 59864 | 47.5247 | -114.0975
8 | 2030040 | Town Pump (Ronan) | Tank 4 | TRUE | Currently in Use |  | 6000 | Diesel | 1980-04-01 | Confederated Salish and Kootenai Tribes of the Flathead Reservation | Indian Land | Town Pump (Ronan) | 63495 US Hwy 93 | Ronan | MT | 59864 | 47.5247 | -114.0975
8 | 2030040 | Town Pump (Ronan) | Tank 3 | TRUE | Currently in Use |  | 6000 | Gasoline (containing <=10% ethanol) | 1972-04-01 | Confederated Salish and Kootenai Tribes of the Flathead Reservation | Indian Land | Town Pump (Ronan) | 63495 US Hwy 93 | Ronan | MT | 59864 | 47.5247 | -114.0975
8 | 2030040 | Town Pump (Ronan) | Tank 2 | TRUE | Currently in Use |  | 12000 | Gasoline (containing <=10% ethanol) | 1972-04-01 | Confederated Salish and Kootenai Tribes of the Flathead Reservation | Indian Land | Town Pump (Ronan) | 63495 US Hwy 93 | Ronan | MT | 59864 | 47.5247 | -114.0975
8 | 2030041 | Allard's General Store #447 | Removed Tank 1 | TRUE | Permanently Out of Use | 2005-11-22 | 10000 | Gasoline (containing <=10% ethanol) | 1983-04-01 | Confederated Salish and Kootenai Tribes of the Flathead Reservation | Indian Land | Allard's General Store #447 | Hwy 93 North | Saint Ignatius | MT | 59865 | 47.3227 | -114.1021
8 | 2030041 | Allard's General Store #447 | Tank 2 - Prem | TRUE | Currently in Use |  | 10000 | Gasoline (containing <=10% ethanol) | 2005-11-01 | Confederated Salish and Kootenai Tribes of the Flathead Reservation | Indian Land | Allard's General Store #447 | Hwy 93 North | Saint Ignatius | MT | 59865 | 47.3227 | -114.1021
8 | 2030041 | Allard's General Store #447 | Tank 1 REG | TRUE | Currently in Use |  | 10000 | Gasoline (containing <=10% ethanol) | 2005-11-01 | Confederated Salish and Kootenai Tribes of the Flathead Reservation | Indian Land | Allard's General Store #447 | Hwy 93 North | Saint Ignatius | MT | 59865 | 47.3227 | -114.1021
8 | 2030041 | Allard's General Store #447 | Removed Tank 2 | TRUE | Permanently Out of Use | 2005-11-22 | 10000 | Gasoline (containing <=10% ethanol) | 1983-04-01 | Confederated Salish and Kootenai Tribes of the Flathead Reservation | Indian Land | Allard's General Store #447 | Hwy 93 North | Saint Ignatius | MT | 59865 | 47.3227 | -114.1021
8 | 2030042 | Polson Bay Grocery #425 | XX Tank 1 | TRUE | Permanently Out of Use |  | 10000 | Gasoline (containing <=10% ethanol) | 1985-11-01 | Confederated Salish and Kootenai Tribes of the Flathead Reservation | Indian Land | Polson Bay Grocery #425 | 1406 Hwy 93 East | Polson | MT | 59860 | 47.6923 | -114.1433
8 | 2030042 | Polson Bay Grocery #425 | Tank 3 DSL/DSL | TRUE | Currently in Use |  | 10000 | Diesel | 2002-05-01 | Confederated Salish and Kootenai Tribes of the Flathead Reservation | Indian Land | Polson Bay Grocery #425 | 1406 Hwy 93 East | Polson | MT | 59860 | 47.6923 | -114.1433
8 | 2030042 | Polson Bay Grocery #425 | Tank 2 PREM | TRUE | Currently in Use |  | 10000 | Gasoline (containing <=10% ethanol) | 2002-05-01 | Confederated Salish and Kootenai Tribes of the Flathead Reservation | Indian Land | Polson Bay Grocery #425 | 1406 Hwy 93 East | Polson | MT | 59860 | 47.6923 | -114.1433
8 | 2030042 | Polson Bay Grocery #425 | Tank 1 REG | TRUE | Currently in Use |  | 20000 | Gasoline (containing <=10% ethanol) | 2002-05-01 | Confederated Salish and Kootenai Tribes of the Flathead Reservation | Indian Land | Polson Bay Grocery #425 | 1406 Hwy 93 East | Polson | MT | 59860 | 47.6923 | -114.1433
8 | 2030042 | Polson Bay Grocery #425 | XX Tank 3 | TRUE | Permanently Out of Use |  | 4000 | Gasoline (containing <=10% ethanol) | 1988-11-01 | Confederated Salish and Kootenai Tribes of the Flathead Reservation | Indian Land | Polson Bay Grocery #425 | 1406 Hwy 93 East | Polson | MT | 59860 | 47.6923 | -114.1433
8 | 2030042 | Polson Bay Grocery #425 | XX Tank 2 | TRUE | Permanently Out of Use |  | 6000 | Gasoline (containing <=10% ethanol) | 1985-11-01 | Confederated Salish and Kootenai Tribes of the Flathead Reservation | Indian Land | Polson Bay Grocery #425 | 1406 Hwy 93 East | Polson | MT | 59860 | 47.6923 | -114.1433
8 | 2030043 | Jette Store (Your Store) | Removed Tank 1 | TRUE | Permanently Out of Use |  | 10000 | Gasoline (containing <=10% ethanol) | 1983-04-01 | Confederated Salish and Kootenai Tribes of the Flathead Reservation | Indian Land | Jette Store (Your Store) | 65811 Hwy 93 North | Polson | MT | 59860 | 47.7466 | -114.2307
8 | 2030043 | Jette Store (Your Store) | Tank 1 DSL | TRUE | Temporarily Out of Use | 2020-01-01 | 5000 | Diesel | 1996-04-01 | Confederated Salish and Kootenai Tribes of the Flathead Reservation | Indian Land | Jette Store (Your Store) | 65811 Hwy 93 North | Polson | MT | 59860 | 47.7466 | -114.2307
8 | 2030043 | Jette Store (Your Store) | Tank 3 REG | TRUE | Temporarily Out of Use | 2020-01-01 | 12000 | Gasoline (containing <=10% ethanol) | 1996-04-01 | Confederated Salish and Kootenai Tribes of the Flathead Reservation | Indian Land | Jette Store (Your Store) | 65811 Hwy 93 North | Polson | MT | 59860 | 47.7466 | -114.2307
8 | 2030043 | Jette Store (Your Store) | Tank 2 PREM | TRUE | Temporarily Out of Use | 2020-01-01 | 8000 | Gasoline (containing <=10% ethanol) | 1996-04-01 | Confederated Salish and Kootenai Tribes of the Flathead Reservation | Indian Land | Jette Store (Your Store) | 65811 Hwy 93 North | Polson | MT | 59860 | 47.7466 | -114.2307
8 | 2030043 | Jette Store (Your Store) | Removed Tank 3 | TRUE | Permanently Out of Use |  | 10000 | Diesel | 1983-04-01 | Confederated Salish and Kootenai Tribes of the Flathead Reservation | Indian Land | Jette Store (Your Store) | 65811 Hwy 93 North | Polson | MT | 59860 | 47.7466 | -114.2307
8 | 2030043 | Jette Store (Your Store) | Removed Tank 2 | TRUE | Permanently Out of Use |  | 10000 | Gasoline (containing <=10% ethanol) | 1983-04-01 | Confederated Salish and Kootenai Tribes of the Flathead Reservation | Indian Land | Jette Store (Your Store) | 65811 Hwy 93 North | Polson | MT | 59860 | 47.7466 | -114.2307
8 | 2030044 | Charlo Pump and Tow | Removed Tank 1 | TRUE | Permanently Out of Use |  | 3000 | Gasoline (containing <=10% ethanol) | 1952-04-01 | Confederated Salish and Kootenai Tribes of the Flathead Reservation | Indian Land | Coulter Automotive | 104 South Main St. | Charlo | MT | 59824 | 47.4367 | -114.1723
8 | 2030044 | Charlo Pump and Tow | Tank 2 | TRUE | Currently in Use |  | 4000 | Gasoline (containing <=10% ethanol) | 1995-07-01 | Confederated Salish and Kootenai Tribes of the Flathead Reservation | Indian Land | Coulter Automotive | 104 South Main St. | Charlo | MT | 59824 | 47.4367 | -114.1723
8 | 2030044 | Charlo Pump and Tow | Tank 1 REG | TRUE | Currently in Use |  | 6000 | Gasoline (containing <=10% ethanol) | 1995-07-01 | Confederated Salish and Kootenai Tribes of the Flathead Reservation | Indian Land | Coulter Automotive | 104 South Main St. | Charlo | MT | 59824 | 47.4367 | -114.1723
8 | 2030044 | Charlo Pump and Tow | Removed Tank 2 | TRUE | Permanently Out of Use |  | 3000 | Gasoline (containing <=10% ethanol) | 1952-04-01 | Confederated Salish and Kootenai Tribes of the Flathead Reservation | Indian Land | Coulter Automotive | 104 South Main St. | Charlo | MT | 59824 | 47.4367 | -114.1723
8 | 2030047 | Charlo School | Tank 1 | TRUE | Permanently Out of Use |  | 500 | Diesel | 1984-04-01 | Confederated Salish and Kootenai Tribes of the Flathead Reservation | Indian Land | Charlo School | 405 2nd Ave. East | Charlo | MT | 59824 | 47.4385 | -114.1699
8 | 2030048 | Pack River Lumber Co. | Tank 1 | TRUE | Permanently Out of Use |  | 8000 | Gasoline (containing <=10% ethanol) | 1971-04-01 | Confederated Salish and Kootenai Tribes of the Flathead Reservation | Indian Land | Pack River Lumber Co. | 58719 Hwy 93 | Polson | MT | 59860 | 47.5958 | -114.1133
8 | 2030048 | Pack River Lumber Co. | Tank 3 | TRUE | Permanently Out of Use |  | 10000 | Gasoline (containing <=10% ethanol) | 1978-04-01 | Confederated Salish and Kootenai Tribes of the Flathead Reservation | Indian Land | Pack River Lumber Co. | 58719 Hwy 93 | Polson | MT | 59860 | 47.5958 | -114.1133
8 | 2030048 | Pack River Lumber Co. | Tank 2 | TRUE | Permanently Out of Use |  | 10000 | Diesel | 1978-04-01 | Confederated Salish and Kootenai Tribes of the Flathead Reservation | Indian Land | Pack River Lumber Co. | 58719 Hwy 93 | Polson | MT | 59860 | 47.5958 | -114.1133
8 | 2030049 | Polson Ready Mix Concrete | Tank 2 | TRUE | Permanently Out of Use |  | 8000 | Diesel | 1976-04-01 | Confederated Salish and Kootenai Tribes of the Flathead Reservation | Indian Land | Polson Ready Mix Concrete | 57093 Hwy 93 | Polson | MT | 59860 | 47.6719 | -114.107
8 | 2030049 | Polson Ready Mix Concrete | Tank 4 | TRUE | Permanently Out of Use |  | 6000 | Gasoline (containing <=10% ethanol) | 1976-04-01 | Confederated Salish and Kootenai Tribes of the Flathead Reservation | Indian Land | Polson Ready Mix Concrete | 57093 Hwy 93 | Polson | MT | 59860 | 47.6719 | -114.107
8 | 2030049 | Polson Ready Mix Concrete | Tank 3 | TRUE | Permanently Out of Use |  | 500 | Used Oil | 1976-04-01 | Confederated Salish and Kootenai Tribes of the Flathead Reservation | Indian Land | Polson Ready Mix Concrete | 57093 Hwy 93 | Polson | MT | 59860 | 47.6719 | -114.107
8 | 2030050 | Kerr Plant | Tank 1 | TRUE | Permanently Out of Use |  | 1000 | Gasoline (containing <=10% ethanol) | 1948-04-01 | Confederated Salish and Kootenai Tribes of the Flathead Reservation | Indian Land | Kerr Plant | Rt. 1 P.O. Box 197 | Polson | MT | 59860 | 47.6879 | -114.1611
8 | 2030051 | Montana DOT (Dixon Bridge Project) | Tank 1 | TRUE | Permanently Out of Use |  | 550 | Gasoline (containing <=10% ethanol) | 1899-12-31 | Confederated Salish and Kootenai Tribes of the Flathead Reservation | Indian Land | Montana DOT (Dixon Bridge Project) | 3 Miles West of Dixon | Dixon | MT | 59831
8 | 2030051 | Montana DOT (Dixon Bridge Project) | Tank 2 | TRUE | Permanently Out of Use |  | 550 | Diesel | 1899-12-31 | Confederated Salish and Kootenai Tribes of the Flathead Reservation | Indian Land | Montana DOT (Dixon Bridge Project) | 3 Miles West of Dixon | Dixon | MT | 59831
8 | 2030052 | Kicking Horse Job Corps Center | Tank 1 | TRUE | Permanently Out of Use |  | 5000 | Diesel | 1966-02-01 | Confederated Salish and Kootenai Tribes of the Flathead Reservation | Indian Land | Kicking Horse Job Corps Center | 2000 Mollman Pass Trail | Ronan | MT | 59864 | 47.4778 | -114.0556
8 | 2030052 | Kicking Horse Job Corps Center | Tank 15 | TRUE | Permanently Out of Use |  | 1000 | Gasoline (containing <=10% ethanol) | 1966-02-01 | Confederated Salish and Kootenai Tribes of the Flathead Reservation | Indian Land | Kicking Horse Job Corps Center | 2000 Mollman Pass Trail | Ronan | MT | 59864 | 47.4778 | -114.0556
8 | 2030052 | Kicking Horse Job Corps Center | Tank 14 | TRUE | Permanently Out of Use |  | 1000 | Diesel | 1966-02-01 | Confederated Salish and Kootenai Tribes of the Flathead Reservation | Indian Land | Kicking Horse Job Corps Center | 2000 Mollman Pass Trail | Ronan | MT | 59864 | 47.4778 | -114.0556
8 | 2030052 | Kicking Horse Job Corps Center | Tank 13 | TRUE | Permanently Out of Use |  | 1000 | Gasoline (containing <=10% ethanol) | 1995-03-01 | Confederated Salish and Kootenai Tribes of the Flathead Reservation | Indian Land | Kicking Horse Job Corps Center | 2000 Mollman Pass Trail | Ronan | MT | 59864 | 47.4778 | -114.0556
8 | 2030052 | Kicking Horse Job Corps Center | Tank 12 | TRUE | Permanently Out of Use |  | 1000 | Diesel | 1995-03-01 | Confederated Salish and Kootenai Tribes of the Flathead Reservation | Indian Land | Kicking Horse Job Corps Center | 2000 Mollman Pass Trail | Ronan | MT | 59864 | 47.4778 | -114.0556
8 | 2030052 | Kicking Horse Job Corps Center | Tank 11 | TRUE | Permanently Out of Use |  | 1000 | Diesel | 1995-03-01 | Confederated Salish and Kootenai Tribes of the Flathead Reservation | Indian Land | Kicking Horse Job Corps Center | 2000 Mollman Pass Trail | Ronan | MT | 59864 | 47.4778 | -114.0556
8 | 2030052 | Kicking Horse Job Corps Center | Tank 10 | TRUE | Permanently Out of Use |  | 1000 | Gasoline (containing <=10% ethanol) | 1966-02-01 | Confederated Salish and Kootenai Tribes of the Flathead Reservation | Indian Land | Kicking Horse Job Corps Center | 2000 Mollman Pass Trail | Ronan | MT | 59864 | 47.4778 | -114.0556
8 | 2030052 | Kicking Horse Job Corps Center | Tank 9 | TRUE | Permanently Out of Use |  | 1000 | Diesel | 1966-02-01 | Confederated Salish and Kootenai Tribes of the Flathead Reservation | Indian Land | Kicking Horse Job Corps Center | 2000 Mollman Pass Trail | Ronan | MT | 59864 | 47.4778 | -114.0556
8 | 2030052 | Kicking Horse Job Corps Center | Tank 8 | TRUE | Permanently Out of Use |  | 5000 | Diesel | 1964-02-01 | Confederated Salish and Kootenai Tribes of the Flathead Reservation | Indian Land | Kicking Horse Job Corps Center | 2000 Mollman Pass Trail | Ronan | MT | 59864 | 47.4778 | -114.0556
8 | 2030052 | Kicking Horse Job Corps Center | Tank 7 | TRUE | Permanently Out of Use |  | 1000 | Diesel | 1975-02-01 | Confederated Salish and Kootenai Tribes of the Flathead Reservation | Indian Land | Kicking Horse Job Corps Center | 2000 Mollman Pass Trail | Ronan | MT | 59864 | 47.4778 | -114.0556
8 | 2030052 | Kicking Horse Job Corps Center | Tank 6 | TRUE | Permanently Out of Use |  | 5000 | Diesel | 1969-02-01 | Confederated Salish and Kootenai Tribes of the Flathead Reservation | Indian Land | Kicking Horse Job Corps Center | 2000 Mollman Pass Trail | Ronan | MT | 59864 | 47.4778 | -114.0556
8 | 2030052 | Kicking Horse Job Corps Center | Tank 5 | TRUE | Permanently Out of Use |  | 500 | Diesel | 1971-02-01 | Confederated Salish and Kootenai Tribes of the Flathead Reservation | Indian Land | Kicking Horse Job Corps Center | 2000 Mollman Pass Trail | Ronan | MT | 59864 | 47.4778 | -114.0556
8 | 2030052 | Kicking Horse Job Corps Center | Tank 4 | TRUE | Permanently Out of Use |  | 1500 | Diesel | 1969-02-01 | Confederated Salish and Kootenai Tribes of the Flathead Reservation | Indian Land | Kicking Horse Job Corps Center | 2000 Mollman Pass Trail | Ronan | MT | 59864 | 47.4778 | -114.0556
8 | 2030052 | Kicking Horse Job Corps Center | Tank 3 | TRUE | Permanently Out of Use |  | 1000 | Diesel | 1975-02-01 | Confederated Salish and Kootenai Tribes of the Flathead Reservation | Indian Land | Kicking Horse Job Corps Center | 2000 Mollman Pass Trail | Ronan | MT | 59864 | 47.4778 | -114.0556
8 | 2030052 | Kicking Horse Job Corps Center | Tank 2 | TRUE | Permanently Out of Use |  | 250 | Gasoline (containing <=10% ethanol) | 1966-02-01 | Confederated Salish and Kootenai Tribes of the Flathead Reservation | Indian Land | Kicking Horse Job Corps Center | 2000 Mollman Pass Trail | Ronan | MT | 59864 | 47.4778 | -114.0556
8 | 2030055 | Big Arm General Store | Tank 1 | TRUE | Permanently Out of Use |  | 12000 | Gasoline (containing <=10% ethanol) | 1998-05-01 | Confederated Salish and Kootenai Tribes of the Flathead Reservation | Indian Land | Big Arm General Store | 314 5th St. | Big Arm | MT | 59910 | 47.7983 | -114.2918
8 | 2030059 | Ravalli Cash Store | Tank 1 | TRUE | Permanently Out of Use | 2023-03-30 | 3000 | Diesel; Gasoline (containing <=10% ethanol) | 1989-09-01 | Confederated Salish and Kootenai Tribes of the Flathead Reservation | Indian Land | Ravalli Cash Store | 205 Buffalo St | Ravalli | MT | 59863 | 47.2761 | -114.1804
8 | 2030063 | OLD Union 76 Station | Tank 1 | TRUE | Permanently Out of Use |  | 8000 | Gasoline (containing <=10% ethanol) | 1976-05-01 | Confederated Salish and Kootenai Tribes of the Flathead Reservation | Indian Land | OLD Union 76 Station | 4th and West Main | Polson | MT | 59860 | 47.6924 | -114.1635
8 | 2030063 | OLD Union 76 Station | Tank 4 | TRUE | Permanently Out of Use |  | 1000 | Gasoline (containing <=10% ethanol) | 1976-05-01 | Confederated Salish and Kootenai Tribes of the Flathead Reservation | Indian Land | OLD Union 76 Station | 4th and West Main | Polson | MT | 59860 | 47.6924 | -114.1635
8 | 2030063 | OLD Union 76 Station | Tank 3 | TRUE | Permanently Out of Use |  | 1000 | Gasoline (containing <=10% ethanol) | 1976-05-01 | Confederated Salish and Kootenai Tribes of the Flathead Reservation | Indian Land | OLD Union 76 Station | 4th and West Main | Polson | MT | 59860 | 47.6924 | -114.1635
8 | 2030063 | OLD Union 76 Station | Tank 2 | TRUE | Permanently Out of Use |  | 500 | Diesel | 1976-05-01 | Confederated Salish and Kootenai Tribes of the Flathead Reservation | Indian Land | OLD Union 76 Station | 4th and West Main | Polson | MT | 59860 | 47.6924 | -114.1635
8 | 2030064 | Blue Bell Antiques | Tank 1 | TRUE | Permanently Out of Use |  | 10000 | Gasoline (containing <=10% ethanol) | 1972-04-01 | Confederated Salish and Kootenai Tribes of the Flathead Reservation | Indian Land | Blue Bell Antiques | 1/4 mile South of Hwy 200 on Hwy 93 | Ravalli | MT | 59863 | 47.2786 | -114.1835
8 | 2030064 | Blue Bell Antiques | Tank 2 | TRUE | Permanently Out of Use |  | 4000 | Gasoline (containing <=10% ethanol) | 1972-04-01 | Confederated Salish and Kootenai Tribes of the Flathead Reservation | Indian Land | Blue Bell Antiques | 1/4 mile South of Hwy 200 on Hwy 93 | Ravalli | MT | 59863 | 47.2786 | -114.1835
8 | 2030066 | Post Creek Store (Coffman) | Tank 1 | TRUE | Permanently Out of Use |  | 1000 | Gasoline (containing <=10% ethanol) | 1971-03-01 | Confederated Salish and Kootenai Tribes of the Flathead Reservation | Indian Land | Post Creek Store (Coffman) | 37052 Hwy 93 | Saint Ignatius | MT | 59865
8 | 2030066 | Post Creek Store (Coffman) | Tank 2 | TRUE | Permanently Out of Use |  | 500 | Gasoline (containing <=10% ethanol) | 1971-03-01 | Confederated Salish and Kootenai Tribes of the Flathead Reservation | Indian Land | Post Creek Store (Coffman) | 37052 Hwy 93 | Saint Ignatius | MT | 59865
8 | 2030069 | Flathead Health Center | Tank 1 | TRUE | Permanently Out of Use |  | 300 | Gasoline (containing <=10% ethanol) | 1954-06-01 | Confederated Salish and Kootenai Tribes of the Flathead Reservation | Indian Land | Flathead Health Center | P.O. Box 280 Mission Dr. | Saint Ignatius | MT | 59865
8 | 2030071 | Mountain View Cenex (fka Stuart's Service Center) | Tank 3 DSL | TRUE | Currently in Use |  | 6000 | Diesel | 1995-05-01 | Confederated Salish and Kootenai Tribes of the Flathead Reservation | Indian Land | Mountain View Cenex (fka Stuart's Service Center) | 240 Mountain View | Saint Ignatius | MT | 59865 | 47.3217 | -114.0993
8 | 2030071 | Mountain View Cenex (fka Stuart's Service Center) | Tank 4 UNL | TRUE | Currently in Use |  | 8000 | Gasoline (containing <=10% ethanol) | 2015-10-01 | Confederated Salish and Kootenai Tribes of the Flathead Reservation | Indian Land | Mountain View Cenex (fka Stuart's Service Center) | 240 Mountain View | Saint Ignatius | MT | 59865 | 47.3217 | -114.0993
8 | 2030071 | Mountain View Cenex (fka Stuart's Service Center) | Removed Tank 4 | TRUE | Permanently Out of Use |  | 1000 | Gasoline (containing <=10% ethanol) | 1986-01-01 | Confederated Salish and Kootenai Tribes of the Flathead Reservation | Indian Land | Mountain View Cenex (fka Stuart's Service Center) | 240 Mountain View | Saint Ignatius | MT | 59865 | 47.3217 | -114.0993
8 | 2030071 | Mountain View Cenex (fka Stuart's Service Center) | Tank 1 UNL | TRUE | Currently in Use |  | 8000 | Gasoline (containing <=10% ethanol) | 1995-05-01 | Confederated Salish and Kootenai Tribes of the Flathead Reservation | Indian Land | Mountain View Cenex (fka Stuart's Service Center) | 240 Mountain View | Saint Ignatius | MT | 59865 | 47.3217 | -114.0993
8 | 2030071 | Mountain View Cenex (fka Stuart's Service Center) | Tank 2 PREM | TRUE | Currently in Use |  | 8000 | Gasoline (containing <=10% ethanol) | 1995-05-01 | Confederated Salish and Kootenai Tribes of the Flathead Reservation | Indian Land | Mountain View Cenex (fka Stuart's Service Center) | 240 Mountain View | Saint Ignatius | MT | 59865 | 47.3217 | -114.0993
8 | 2030074 | Elmo Cash Store / Standing Arrow Trading Post | Tank 1 | TRUE | Permanently Out of Use |  | 1000 | Gasoline (containing <=10% ethanol) | 1965-01-01 | Confederated Salish and Kootenai Tribes of the Flathead Reservation | Indian Land | Elmo Cash Store / Standing Arrow Trading Post | 77070 Hwy 93 | Elmo | MT | 59915 | 47.8261 | -114.3496
8 | 2030074 | Elmo Cash Store / Standing Arrow Trading Post | Tank 3 | TRUE | Permanently Out of Use | 2010-05-10 | 12000 | Gasoline (containing <=10% ethanol) | 1995-05-01 | Confederated Salish and Kootenai Tribes of the Flathead Reservation | Indian Land | Elmo Cash Store / Standing Arrow Trading Post | 77070 Hwy 93 | Elmo | MT | 59915 | 47.8261 | -114.3496
8 | 2030074 | Elmo Cash Store / Standing Arrow Trading Post | Tank 2 | TRUE | Permanently Out of Use |  | 500 | Gasoline (containing <=10% ethanol) | 1965-01-01 | Confederated Salish and Kootenai Tribes of the Flathead Reservation | Indian Land | Elmo Cash Store / Standing Arrow Trading Post | 77070 Hwy 93 | Elmo | MT | 59915 | 47.8261 | -114.3496
8 | 2030075 | County Shop | Tank 1 | TRUE | Permanently Out of Use |  | 20000 | Diesel | 1980-04-01 | Confederated Salish and Kootenai Tribes of the Flathead Reservation | Indian Land | County Shop | 700 Round Butte Road | Ronan | MT | 59864 | 47.5298 | -114.1079
8 | 2030075 | County Shop | Tank 2 | TRUE | Permanently Out of Use |  | 2000 | Gasoline (containing <=10% ethanol) | 1980-04-01 | Confederated Salish and Kootenai Tribes of the Flathead Reservation | Indian Land | County Shop | 700 Round Butte Road | Ronan | MT | 59864 | 47.5298 | -114.1079
8 | 2030076 | Husky Station | Tank 1 | TRUE | Permanently Out of Use |  | 500 | Diesel | 1946-05-01 | Confederated Salish and Kootenai Tribes of the Flathead Reservation | Indian Land | Husky Station | 228 Main St. SW | Ronan | MT | 59864
8 | 2030076 | Husky Station | Tank 7 | TRUE | Permanently Out of Use |  | 14000 | Gasoline (containing <=10% ethanol) | 1974-05-01 | Confederated Salish and Kootenai Tribes of the Flathead Reservation | Indian Land | Husky Station | 228 Main St. SW | Ronan | MT | 59864
8 | 2030076 | Husky Station | Tank 6 | TRUE | Permanently Out of Use |  | 8000 | Diesel | 1971-05-01 | Confederated Salish and Kootenai Tribes of the Flathead Reservation | Indian Land | Husky Station | 228 Main St. SW | Ronan | MT | 59864
8 | 2030076 | Husky Station | Tank 5 | TRUE | Permanently Out of Use |  | 3000 | Gasoline (containing <=10% ethanol) | 1971-05-01 | Confederated Salish and Kootenai Tribes of the Flathead Reservation | Indian Land | Husky Station | 228 Main St. SW | Ronan | MT | 59864
8 | 2030076 | Husky Station | Tank 4 | TRUE | Permanently Out of Use |  | 1000 | Diesel | 1966-05-01 | Confederated Salish and Kootenai Tribes of the Flathead Reservation | Indian Land | Husky Station | 228 Main St. SW | Ronan | MT | 59864
8 | 2030076 | Husky Station | Tank 3 | TRUE | Permanently Out of Use |  | 500 | Gasoline (containing <=10% ethanol) | 1946-05-01 | Confederated Salish and Kootenai Tribes of the Flathead Reservation | Indian Land | Husky Station | 228 Main St. SW | Ronan | MT | 59864
8 | 2030076 | Husky Station | Tank 2 | TRUE | Permanently Out of Use |  | 500 | Gasoline (containing <=10% ethanol) | 1946-05-01 | Confederated Salish and Kootenai Tribes of the Flathead Reservation | Indian Land | Husky Station | 228 Main St. SW | Ronan | MT | 59864
8 | 2030077 | Montana DOT (Hot Springs Site) | Tank 1 | TRUE | Permanently Out of Use |  | 1000 | Gasoline (containing <=10% ethanol) | 1973-05-01 | Confederated Salish and Kootenai Tribes of the Flathead Reservation | Indian Land | Montana DOT (Hot Springs Site) | MT 28 & Hot Springs Rd. | Hot Springs | MT | 59845 | 47.6097 | -114.6275
8 | 2030077 | Montana DOT (Hot Springs Site) | Tank 4 | TRUE | Permanently Out of Use |  | 1000 | Diesel | 1973-05-01 | Confederated Salish and Kootenai Tribes of the Flathead Reservation | Indian Land | Montana DOT (Hot Springs Site) | MT 28 & Hot Springs Rd. | Hot Springs | MT | 59845 | 47.6097 | -114.6275
8 | 2030077 | Montana DOT (Hot Springs Site) | Tank 3 | TRUE | Permanently Out of Use |  | 2000 | Gasoline (containing <=10% ethanol) | 1992-09-01 | Confederated Salish and Kootenai Tribes of the Flathead Reservation | Indian Land | Montana DOT (Hot Springs Site) | MT 28 & Hot Springs Rd. | Hot Springs | MT | 59845 | 47.6097 | -114.6275
8 | 2030077 | Montana DOT (Hot Springs Site) | Tank 2 | TRUE | Permanently Out of Use |  | 2000 | Diesel | 1992-09-01 | Confederated Salish and Kootenai Tribes of the Flathead Reservation | Indian Land | Montana DOT (Hot Springs Site) | MT 28 & Hot Springs Rd. | Hot Springs | MT | 59845 | 47.6097 | -114.6275
8 | 2030079 | Lake County Weed Control District | Tank 1 | TRUE | Permanently Out of Use |  | 1000 | Gasoline (containing <=10% ethanol) | 1980-04-01 | Confederated Salish and Kootenai Tribes of the Flathead Reservation | Indian Land | Lake County Weed Control District | 1210 Round Butte Rd. West | Ronan | MT | 59864
8 | 2030080 | Montana DOT (Polson Site) | Tank 1 | TRUE | Permanently Out of Use |  | 1000 | Gasoline (containing <=10% ethanol) | 1988-10-01 | Confederated Salish and Kootenai Tribes of the Flathead Reservation | Indian Land | Montana DOT (Polson Site) | Hwy 93 | Polson | MT | 59860 | 47.6962 | -114.1742
8 | 2030080 | Montana DOT (Polson Site) | Tank 4 | TRUE | Permanently Out of Use |  | 1000 | Gasoline (containing <=10% ethanol) | 1972-10-01 | Confederated Salish and Kootenai Tribes of the Flathead Reservation | Indian Land | Montana DOT (Polson Site) | Hwy 93 | Polson | MT | 59860 | 47.6962 | -114.1742
8 | 2030080 | Montana DOT (Polson Site) | Tank 3 | TRUE | Permanently Out of Use |  | 1000 | Diesel | 1988-10-01 | Confederated Salish and Kootenai Tribes of the Flathead Reservation | Indian Land | Montana DOT (Polson Site) | Hwy 93 | Polson | MT | 59860 | 47.6962 | -114.1742
8 | 2030080 | Montana DOT (Polson Site) | Tank 2 | TRUE | Permanently Out of Use |  | 1000 | Diesel | 1972-10-01 | Confederated Salish and Kootenai Tribes of the Flathead Reservation | Indian Land | Montana DOT (Polson Site) | Hwy 93 | Polson | MT | 59860 | 47.6962 | -114.1742
8 | 2030081 | City of Ronan Shop | Tank 1 | TRUE | Permanently Out of Use |  | 1000 | Diesel | 1973-09-01 | Confederated Salish and Kootenai Tribes of the Flathead Reservation | Indian Land | City of Ronan Shop | 1010 Main St. SW | Ronan | MT | 59864 | 47.5286 | -114.1129
8 | 2030081 | City of Ronan Shop | Tank 2 | TRUE | Permanently Out of Use |  | 1000 | Gasoline (containing <=10% ethanol) | 1973-09-01 | Confederated Salish and Kootenai Tribes of the Flathead Reservation | Indian Land | City of Ronan Shop | 1010 Main St. SW | Ronan | MT | 59864 | 47.5286 | -114.1129
8 | 2030082 | Bayview Construction | Tank 1 | TRUE | Permanently Out of Use |  | 3000 | Diesel | 1978-06-01 | Confederated Salish and Kootenai Tribes of the Flathead Reservation | Indian Land | Bayview Construction | South Shore Hwy 35 | Polson | MT | 59860 | 47.6888 | -114.1051
8 | 2030083 | Jocko Valley Medical Center | Tank 1 | TRUE | Permanently Out of Use |  | 8000 | Gasoline (containing <=10% ethanol) | 1980-05-01 | Confederated Salish and Kootenai Tribes of the Flathead Reservation | Indian Land | Jocko Valley Medical Center | Hwy 93 | Arlee | MT | 59821 | 47.1541 | -114.0718
8 | 2030083 | Jocko Valley Medical Center | Tank 3 | TRUE | Permanently Out of Use |  | 500 | Used Oil | 1950-01-01 | Confederated Salish and Kootenai Tribes of the Flathead Reservation | Indian Land | Jocko Valley Medical Center | Hwy 93 | Arlee | MT | 59821 | 47.1541 | -114.0718
8 | 2030083 | Jocko Valley Medical Center | Tank 2 | TRUE | Permanently Out of Use |  | 4000 | Gasoline (containing <=10% ethanol) | 1980-05-01 | Confederated Salish and Kootenai Tribes of the Flathead Reservation | Indian Land | Jocko Valley Medical Center | Hwy 93 | Arlee | MT | 59821 | 47.1541 | -114.0718
8 | 2030084 | Bras Supply | Tank 1 | TRUE | Permanently Out of Use |  | 4000 | Unknown Petroleum | 1966-04-01 | Confederated Salish and Kootenai Tribes of the Flathead Reservation | Indian Land | Bras Supply | 2554 HIGHWAY 28 PO BOX 56 | LONEPINE | MT | 59848 | 47.7037 | -114.6261
8 | 2030084 | Bras Supply | Tank 5 | TRUE | Permanently Out of Use |  | 6500 | Unknown Petroleum | 1976-04-01 | Confederated Salish and Kootenai Tribes of the Flathead Reservation | Indian Land | Bras Supply | 2554 HIGHWAY 28 PO BOX 56 | LONEPINE | MT | 59848 | 47.7037 | -114.6261
8 | 2030084 | Bras Supply | Tank 4 | TRUE | Permanently Out of Use |  | 4000 | Unknown Petroleum | 1966-04-01 | Confederated Salish and Kootenai Tribes of the Flathead Reservation | Indian Land | Bras Supply | 2554 HIGHWAY 28 PO BOX 56 | LONEPINE | MT | 59848 | 47.7037 | -114.6261
8 | 2030084 | Bras Supply | Tank 3 | TRUE | Permanently Out of Use |  | 4000 | Unknown Petroleum | 1966-04-01 | Confederated Salish and Kootenai Tribes of the Flathead Reservation | Indian Land | Bras Supply | 2554 HIGHWAY 28 PO BOX 56 | LONEPINE | MT | 59848 | 47.7037 | -114.6261
8 | 2030084 | Bras Supply | Tank 2 | TRUE | Permanently Out of Use |  | 4000 | Unknown Petroleum | 1966-04-01 | Confederated Salish and Kootenai Tribes of the Flathead Reservation | Indian Land | Bras Supply | 2554 HIGHWAY 28 PO BOX 56 | LONEPINE | MT | 59848 | 47.7037 | -114.6261
8 | 2030086 | Mission Concrete/Bigfork Ready Mix | Tank 1 | TRUE | Permanently Out of Use | 2007-04-19 | 12000 | Diesel | 1994-03-01 | Confederated Salish and Kootenai Tribes of the Flathead Reservation | Indian Land | Mission Concrete/Bigfork Ready Mix | 42601 Old Highway 96 P.O. Box 395 | Pablo | MT | 59855 | 47.5972 | -114.1145
8 | 2030086 | Mission Concrete/Bigfork Ready Mix | Tank 3 | TRUE | Permanently Out of Use | 2007-04-19 | 2000 | Gasoline (containing <=10% ethanol) | 1994-03-01 | Confederated Salish and Kootenai Tribes of the Flathead Reservation | Indian Land | Mission Concrete/Bigfork Ready Mix | 42601 Old Highway 96 P.O. Box 395 | Pablo | MT | 59855 | 47.5972 | -114.1145
8 | 2030087 | Albert G. Walker | Tank 1 | TRUE | Permanently Out of Use |  | 4000 | Gasoline (containing <=10% ethanol) | 1976-05-01 | Confederated Salish and Kootenai Tribes of the Flathead Reservation | Indian Land | Albert G. Walker | Jocko Road 1.5 Miles East of Arlee | Arlee | MT | 59821 | 47.1641 | -114.0869
8 | 2030088 | Joe's Jiffy Stop | Tank 1 | TRUE | Permanently Out of Use |  | 8000 | Gasoline (containing <=10% ethanol) | 1981-05-01 | Confederated Salish and Kootenai Tribes of the Flathead Reservation | Indian Land | Joe's Jiffy Stop | 51356 Hwy 93 North, P.O. Box 277 | Ronan | MT | 59864 | 47.5969 | -114.1127
8 | 2030088 | Joe's Jiffy Stop | Tank 5 | TRUE | Permanently Out of Use | 2018-03-31 | 8000 | Gasoline (containing <=10% ethanol) | 1990-10-01 | Confederated Salish and Kootenai Tribes of the Flathead Reservation | Indian Land | Joe's Jiffy Stop | 51356 Hwy 93 North, P.O. Box 277 | Ronan | MT | 59864 | 47.5969 | -114.1127
8 | 2030088 | Joe's Jiffy Stop | Tank 4 | TRUE | Permanently Out of Use |  | 8000 | Gasoline (containing <=10% ethanol) | 1981-05-01 | Confederated Salish and Kootenai Tribes of the Flathead Reservation | Indian Land | Joe's Jiffy Stop | 51356 Hwy 93 North, P.O. Box 277 | Ronan | MT | 59864 | 47.5969 | -114.1127
8 | 2030088 | Joe's Jiffy Stop | Tank 3 | TRUE | Permanently Out of Use | 2018-03-31 | 8000 | Gasoline (containing <=10% ethanol) | 1990-10-01 | Confederated Salish and Kootenai Tribes of the Flathead Reservation | Indian Land | Joe's Jiffy Stop | 51356 Hwy 93 North, P.O. Box 277 | Ronan | MT | 59864 | 47.5969 | -114.1127
8 | 2030088 | Joe's Jiffy Stop | Tank 2 | TRUE | Permanently Out of Use | 2018-03-31 | 10000 | Gasoline (containing <=10% ethanol) | 1990-10-01 | Confederated Salish and Kootenai Tribes of the Flathead Reservation | Indian Land | Joe's Jiffy Stop | 51356 Hwy 93 North, P.O. Box 277 | Ronan | MT | 59864 | 47.5969 | -114.1127
8 | 2030089 | George's Conoco BP | Tank 1 | TRUE | Permanently Out of Use | 2010-02-22 | 16000 | Gasoline (containing <=10% ethanol) | 1983-05-01 | Confederated Salish and Kootenai Tribes of the Flathead Reservation | Indian Land | George's Conoco BP | 1018 Hwy 93 South | Ronan | MT | 59864 | 47.5207 | -114.0966
8 | 2030089 | George's Conoco BP | Tank 15 | TRUE | Permanently Out of Use |  | 8000 | Diesel | 1972-05-01 | Confederated Salish and Kootenai Tribes of the Flathead Reservation | Indian Land | George's Conoco BP | 1018 Hwy 93 South | Ronan | MT | 59864 | 47.5207 | -114.0966
8 | 2030089 | George's Conoco BP | Tank 14 | TRUE | Permanently Out of Use | 2010-03-23 | 12000 | Diesel | 1997-07-01 | Confederated Salish and Kootenai Tribes of the Flathead Reservation | Indian Land | George's Conoco BP | 1018 Hwy 93 South | Ronan | MT | 59864 | 47.5207 | -114.0966
8 | 2030089 | George's Conoco BP | Tank 13 | TRUE | Permanently Out of Use |  | 8000 | Gasoline (containing <=10% ethanol) | 1972-05-01 | Confederated Salish and Kootenai Tribes of the Flathead Reservation | Indian Land | George's Conoco BP | 1018 Hwy 93 South | Ronan | MT | 59864 | 47.5207 | -114.0966
8 | 2030089 | George's Conoco BP | Tank 12 | TRUE | Permanently Out of Use |  | 8000 | Diesel | 1972-05-01 | Confederated Salish and Kootenai Tribes of the Flathead Reservation | Indian Land | George's Conoco BP | 1018 Hwy 93 South | Ronan | MT | 59864 | 47.5207 | -114.0966
8 | 2030089 | George's Conoco BP | Tank 11 | TRUE | Permanently Out of Use |  | 8000 | Gasoline (containing <=10% ethanol) | 1972-05-01 | Confederated Salish and Kootenai Tribes of the Flathead Reservation | Indian Land | George's Conoco BP | 1018 Hwy 93 South | Ronan | MT | 59864 | 47.5207 | -114.0966
8 | 2030089 | George's Conoco BP | Tank 10 | TRUE | Permanently Out of Use |  | 8000 | Diesel | 1972-05-01 | Confederated Salish and Kootenai Tribes of the Flathead Reservation | Indian Land | George's Conoco BP | 1018 Hwy 93 South | Ronan | MT | 59864 | 47.5207 | -114.0966
8 | 2030089 | George's Conoco BP | Tank 9 | TRUE | Permanently Out of Use | 2010-02-22 | 8000 | Diesel | 1972-05-01 | Confederated Salish and Kootenai Tribes of the Flathead Reservation | Indian Land | George's Conoco BP | 1018 Hwy 93 South | Ronan | MT | 59864 | 47.5207 | -114.0966
8 | 2030089 | George's Conoco BP | Tank 8 | TRUE | Permanently Out of Use | 2010-02-22 | 8000 | Diesel | 1972-05-01 | Confederated Salish and Kootenai Tribes of the Flathead Reservation | Indian Land | George's Conoco BP | 1018 Hwy 93 South | Ronan | MT | 59864 | 47.5207 | -114.0966
8 | 2030089 | George's Conoco BP | Tank 7 | TRUE | Permanently Out of Use | 2010-02-22 | 1000 | Diesel | 1985-05-01 | Confederated Salish and Kootenai Tribes of the Flathead Reservation | Indian Land | George's Conoco BP | 1018 Hwy 93 South | Ronan | MT | 59864 | 47.5207 | -114.0966
8 | 2030089 | George's Conoco BP | Tank 6 | TRUE | Permanently Out of Use | 2010-02-23 | 8000 | Gasoline (containing <=10% ethanol) | 1997-07-01 | Confederated Salish and Kootenai Tribes of the Flathead Reservation | Indian Land | George's Conoco BP | 1018 Hwy 93 South | Ronan | MT | 59864 | 47.5207 | -114.0966
8 | 2030089 | George's Conoco BP | Tank 5 | TRUE | Permanently Out of Use | 2010-02-23 | 10000 | Diesel | 1997-07-01 | Confederated Salish and Kootenai Tribes of the Flathead Reservation | Indian Land | George's Conoco BP | 1018 Hwy 93 South | Ronan | MT | 59864 | 47.5207 | -114.0966
8 | 2030089 | George's Conoco BP | Tank 4 | TRUE | Permanently Out of Use | 2010-02-23 | 15000 | Gasoline (containing <=10% ethanol) | 1997-07-01 | Confederated Salish and Kootenai Tribes of the Flathead Reservation | Indian Land | George's Conoco BP | 1018 Hwy 93 South | Ronan | MT | 59864 | 47.5207 | -114.0966
8 | 2030089 | George's Conoco BP | Tank 3 | TRUE | Permanently Out of Use | 2010-02-23 | 10000 | Diesel | 1994-04-01 | Confederated Salish and Kootenai Tribes of the Flathead Reservation | Indian Land | George's Conoco BP | 1018 Hwy 93 South | Ronan | MT | 59864 | 47.5207 | -114.0966
8 | 2030089 | George's Conoco BP | Tank 2 | TRUE | Permanently Out of Use | 2010-02-23 | 8000 | Diesel | 1997-07-01 | Confederated Salish and Kootenai Tribes of the Flathead Reservation | Indian Land | George's Conoco BP | 1018 Hwy 93 South | Ronan | MT | 59864 | 47.5207 | -114.0966
8 | 2030090 | Dixon Country Store | Tank 1 | TRUE | Permanently Out of Use |  | 2000 | Gasoline (containing <=10% ethanol) | 1985-04-01 | Confederated Salish and Kootenai Tribes of the Flathead Reservation | Indian Land | Dixon Country Store | Hwy 200 | Dixon | MT | 59831 | 47.3257 | -114.4743
8 | 2030090 | Dixon Country Store | Tank 2 | TRUE | Permanently Out of Use |  | 1000 | Gasoline (containing <=10% ethanol) | 1982-04-01 | Confederated Salish and Kootenai Tribes of the Flathead Reservation | Indian Land | Dixon Country Store | Hwy 200 | Dixon | MT | 59831 | 47.3257 | -114.4743
8 | 2030092 | John's Fuel Farm Inc. | Tank 5 - MT Tag 3398 | TRUE | Currently in Use |  | 6000 | Gasoline (containing <=10% ethanol) | 1970-04-01 | Confederated Salish and Kootenai Tribes of the Flathead Reservation | Indian Land | John's Fuel Farm Inc. | 308 Hwy 93 South | Ronan | MT | 59864 | 47.5264 | -114.0965
8 | 2030092 | John's Fuel Farm Inc. | xx Tank 11 | TRUE | Permanently Out of Use |  | 1000 | Hazardous Substance | 1961-04-01 | Confederated Salish and Kootenai Tribes of the Flathead Reservation | Indian Land | John's Fuel Farm Inc. | 308 Hwy 93 South | Ronan | MT | 59864 | 47.5264 | -114.0965
8 | 2030092 | John's Fuel Farm Inc. | Tank 1 - MT tag 3394 | TRUE | Currently in Use |  | 10000 | Gasoline (containing <=10% ethanol) | 1960-01-01 | Confederated Salish and Kootenai Tribes of the Flathead Reservation | Indian Land | John's Fuel Farm Inc. | 308 Hwy 93 South | Ronan | MT | 59864 | 47.5264 | -114.0965
8 | 2030092 | John's Fuel Farm Inc. | Tank 2- MT Tag 3395 | TRUE | Currently in Use |  | 10000 | Diesel | 1960-01-01 | Confederated Salish and Kootenai Tribes of the Flathead Reservation | Indian Land | John's Fuel Farm Inc. | 308 Hwy 93 South | Ronan | MT | 59864 | 47.5264 | -114.0965
8 | 2030092 | John's Fuel Farm Inc. | Tank 3 - MT tag 3396 | TRUE | Currently in Use |  | 8000 | Diesel | 1970-04-01 | Confederated Salish and Kootenai Tribes of the Flathead Reservation | Indian Land | John's Fuel Farm Inc. | 308 Hwy 93 South | Ronan | MT | 59864 | 47.5264 | -114.0965
8 | 2030092 | John's Fuel Farm Inc. | Tank 6 - MT tag 3399 | TRUE | Currently in Use |  | 6000 | Gasoline (containing <=10% ethanol) | 1960-04-01 | Confederated Salish and Kootenai Tribes of the Flathead Reservation | Indian Land | John's Fuel Farm Inc. | 308 Hwy 93 South | Ronan | MT | 59864 | 47.5264 | -114.0965
8 | 2030092 | John's Fuel Farm Inc. | xx Tank 6 | TRUE | Permanently Out of Use |  | 4000 | Gasoline (containing <=10% ethanol) | 1967-01-01 | Confederated Salish and Kootenai Tribes of the Flathead Reservation | Indian Land | John's Fuel Farm Inc. | 308 Hwy 93 South | Ronan | MT | 59864 | 47.5264 | -114.0965
8 | 2030092 | John's Fuel Farm Inc. | xx Tank 5 | TRUE | Permanently Out of Use |  | 2000 | Gasoline (containing <=10% ethanol) | 1967-01-01 | Confederated Salish and Kootenai Tribes of the Flathead Reservation | Indian Land | John's Fuel Farm Inc. | 308 Hwy 93 South | Ronan | MT | 59864 | 47.5264 | -114.0965
8 | 2030092 | John's Fuel Farm Inc. | xx Tank 4 | TRUE | Permanently Out of Use |  | 1000 | Gasoline (containing <=10% ethanol) | 1978-01-01 | Confederated Salish and Kootenai Tribes of the Flathead Reservation | Indian Land | John's Fuel Farm Inc. | 308 Hwy 93 South | Ronan | MT | 59864 | 47.5264 | -114.0965
8 | 2030092 | John's Fuel Farm Inc. | xxTank 3 | TRUE | Permanently Out of Use |  | 300 | Used Oil | 1969-01-01 | Confederated Salish and Kootenai Tribes of the Flathead Reservation | Indian Land | John's Fuel Farm Inc. | 308 Hwy 93 South | Ronan | MT | 59864 | 47.5264 | -114.0965
8 | 2030092 | John's Fuel Farm Inc. | Tank 4- MT tag 3397 | TRUE | Currently in Use |  | 8000 | Diesel | 1970-04-01 | Confederated Salish and Kootenai Tribes of the Flathead Reservation | Indian Land | John's Fuel Farm Inc. | 308 Hwy 93 South | Ronan | MT | 59864 | 47.5264 | -114.0965
8 | 2030093 | Sanders County Road Shop | Tank 1 | TRUE | Permanently Out of Use |  | 6000 | Gasoline (containing <=10% ethanol) | 1976-04-01 | Confederated Salish and Kootenai Tribes of the Flathead Reservation | Indian Land | Sanders County Road Shop | Little Bitterroot Road | Hot Springs | MT | 59845 | 47.6125 | -114.6135
8 | 2030093 | Sanders County Road Shop | Tank 2 | TRUE | Permanently Out of Use |  | 10000 | Diesel | 1974-04-01 | Confederated Salish and Kootenai Tribes of the Flathead Reservation | Indian Land | Sanders County Road Shop | Little Bitterroot Road | Hot Springs | MT | 59845 | 47.6125 | -114.6135
8 | 2030095 | The Marta Corp. | Tank 1 | TRUE | Permanently Out of Use |  | 500 | Gasoline (containing <=10% ethanol) | 1973-05-01 | Confederated Salish and Kootenai Tribes of the Flathead Reservation | Indian Land | The Marta Corp. | Camas Rt. | Polson | MT | 59860 | 47.7038 | -114.2636
8 | 2030096 | Flathead Irrigation Project | Tank 1 | TRUE | Permanently Out of Use |  | 500 | Diesel | 1974-06-01 | Confederated Salish and Kootenai Tribes of the Flathead Reservation | Indian Land | Flathead Irrigation Project | 28 Project Dr. | Saint Ignatius | MT | 59865 | 47.3153 | -114.1001
8 | 2030098 | Pioneer Chevrolet-Olds-Pontiac | Tank 1 | TRUE | Permanently Out of Use |  | 1000 | Gasoline (containing <=10% ethanol) | 1983-12-01 | Confederated Salish and Kootenai Tribes of the Flathead Reservation | Indian Land | Pioneer Chevrolet-Olds-Pontiac | Hwy 93 South & Skyline Dr. | Polson | MT | 59860 | 47.6529 | -114.1133
8 | 2030098 | Pioneer Chevrolet-Olds-Pontiac | Tank 2 | TRUE | Permanently Out of Use |  | 1000 | Diesel | 1983-12-01 | Confederated Salish and Kootenai Tribes of the Flathead Reservation | Indian Land | Pioneer Chevrolet-Olds-Pontiac | Hwy 93 South & Skyline Dr. | Polson | MT | 59860 | 47.6529 | -114.1133
8 | 2030099 | Dumontier Oil Company | Tank 1 | TRUE | Permanently Out of Use |  | 6000 | Gasoline (containing <=10% ethanol) | 1990-10-01 | Confederated Salish and Kootenai Tribes of the Flathead Reservation | Indian Land | Dumontier Oil Company | 27060 Hwy 93 | Ravalli | MT | 59863 | 47.2724 | -114.1777
8 | 2030099 | Dumontier Oil Company | Tank 10 | TRUE | Permanently Out of Use |  | 8000 | Gasoline (containing <=10% ethanol) | 1990-10-01 | Confederated Salish and Kootenai Tribes of the Flathead Reservation | Indian Land | Dumontier Oil Company | 27060 Hwy 93 | Ravalli | MT | 59863 | 47.2724 | -114.1777
8 | 2030099 | Dumontier Oil Company | Tank 9 | TRUE | Permanently Out of Use |  | 6000 | Diesel | 1971-04-01 | Confederated Salish and Kootenai Tribes of the Flathead Reservation | Indian Land | Dumontier Oil Company | 27060 Hwy 93 | Ravalli | MT | 59863 | 47.2724 | -114.1777
8 | 2030099 | Dumontier Oil Company | Tank 8 | TRUE | Permanently Out of Use |  | 15000 | Diesel | 1971-04-01 | Confederated Salish and Kootenai Tribes of the Flathead Reservation | Indian Land | Dumontier Oil Company | 27060 Hwy 93 | Ravalli | MT | 59863 | 47.2724 | -114.1777
8 | 2030099 | Dumontier Oil Company | Tank 7 | TRUE | Permanently Out of Use |  | 6000 | Diesel | 1971-04-01 | Confederated Salish and Kootenai Tribes of the Flathead Reservation | Indian Land | Dumontier Oil Company | 27060 Hwy 93 | Ravalli | MT | 59863 | 47.2724 | -114.1777
8 | 2030099 | Dumontier Oil Company | Tank 6 | TRUE | Permanently Out of Use |  | 10000 | Gasoline (containing <=10% ethanol) | 1971-04-01 | Confederated Salish and Kootenai Tribes of the Flathead Reservation | Indian Land | Dumontier Oil Company | 27060 Hwy 93 | Ravalli | MT | 59863 | 47.2724 | -114.1777
8 | 2030099 | Dumontier Oil Company | Tank 5 | TRUE | Permanently Out of Use |  | 3000 | Gasoline (containing <=10% ethanol) | 1971-04-01 | Confederated Salish and Kootenai Tribes of the Flathead Reservation | Indian Land | Dumontier Oil Company | 27060 Hwy 93 | Ravalli | MT | 59863 | 47.2724 | -114.1777
8 | 2030099 | Dumontier Oil Company | Tank 4 | TRUE | Permanently Out of Use |  | 4000 | Diesel | 1990-10-01 | Confederated Salish and Kootenai Tribes of the Flathead Reservation | Indian Land | Dumontier Oil Company | 27060 Hwy 93 | Ravalli | MT | 59863 | 47.2724 | -114.1777
8 | 2030099 | Dumontier Oil Company | Tank 3 | TRUE | Permanently Out of Use |  | 6000 | Diesel | 1990-10-01 | Confederated Salish and Kootenai Tribes of the Flathead Reservation | Indian Land | Dumontier Oil Company | 27060 Hwy 93 | Ravalli | MT | 59863 | 47.2724 | -114.1777
8 | 2030099 | Dumontier Oil Company | Tank 2 | TRUE | Permanently Out of Use |  | 12000 | Gasoline (containing <=10% ethanol) | 1990-10-01 | Confederated Salish and Kootenai Tribes of the Flathead Reservation | Indian Land | Dumontier Oil Company | 27060 Hwy 93 | Ravalli | MT | 59863 | 47.2724 | -114.1777
8 | 2030100 | Tollefson's Garage | Tank 1 | TRUE | Permanently Out of Use |  | 1000 | Gasoline (containing <=10% ethanol) | 1966-06-01 | Confederated Salish and Kootenai Tribes of the Flathead Reservation | Indian Land | Tollefson's Garage | 25-23 Third Ave. East | Pablo | MT | 59855 | 47.5952 | -114.119
8 | 2030100 | Tollefson's Garage | Tank 2 | TRUE | Permanently Out of Use |  | 1000 | Gasoline (containing <=10% ethanol) | 1966-06-01 | Confederated Salish and Kootenai Tribes of the Flathead Reservation | Indian Land | Tollefson's Garage | 25-23 Third Ave. East | Pablo | MT | 59855 | 47.5952 | -114.119
8 | 2030101 | Plum Creek Manufacturing Co. | Tank 1 | TRUE | Permanently Out of Use |  | 4000 | Gasoline (containing <=10% ethanol) | 1962-02-01 | Confederated Salish and Kootenai Tribes of the Flathead Reservation | Indian Land | Plum Creek Manufacturing Co. | 121 Light Rd. | Pablo | MT | 59855 | 47.6166 | -114.1217
8 | 2030101 | Plum Creek Manufacturing Co. | Tank 6 | TRUE | Permanently Out of Use |  | 8000 | Diesel | 1962-02-01 | Confederated Salish and Kootenai Tribes of the Flathead Reservation | Indian Land | Plum Creek Manufacturing Co. | 121 Light Rd. | Pablo | MT | 59855 | 47.6166 | -114.1217
8 | 2030101 | Plum Creek Manufacturing Co. | Tank 5 | TRUE | Permanently Out of Use |  | 1000 | Gasoline (containing <=10% ethanol) | 1962-02-01 | Confederated Salish and Kootenai Tribes of the Flathead Reservation | Indian Land | Plum Creek Manufacturing Co. | 121 Light Rd. | Pablo | MT | 59855 | 47.6166 | -114.1217
8 | 2030101 | Plum Creek Manufacturing Co. | Tank 4 | TRUE | Permanently Out of Use |  | 400 | Hazardous Substance | 1988-02-01 | Confederated Salish and Kootenai Tribes of the Flathead Reservation | Indian Land | Plum Creek Manufacturing Co. | 121 Light Rd. | Pablo | MT | 59855 | 47.6166 | -114.1217
8 | 2030101 | Plum Creek Manufacturing Co. | Tank 3 | TRUE | Permanently Out of Use |  | 2000 | Diesel | 1974-02-01 | Confederated Salish and Kootenai Tribes of the Flathead Reservation | Indian Land | Plum Creek Manufacturing Co. | 121 Light Rd. | Pablo | MT | 59855 | 47.6166 | -114.1217
8 | 2030101 | Plum Creek Manufacturing Co. | Tank 2 | TRUE | Permanently Out of Use |  | 10000 | Diesel | 1977-02-01 | Confederated Salish and Kootenai Tribes of the Flathead Reservation | Indian Land | Plum Creek Manufacturing Co. | 121 Light Rd. | Pablo | MT | 59855 | 47.6166 | -114.1217
8 | 2030102 | Flathead Lake RV Resort | Tank 1 | TRUE | Permanently Out of Use |  | 1000 | Gasoline (containing <=10% ethanol) | 1981-06-01 | Confederated Salish and Kootenai Tribes of the Flathead Reservation | Indian Land | Flathead Lake RV Resort | East Shore Rt. | Polson | MT | 59860 | 47.7654 | -114.0155
8 | 2030102 | Flathead Lake RV Resort | Tank 2 | TRUE | Permanently Out of Use |  | 1000 | Gasoline (containing <=10% ethanol) | 1981-06-01 | Confederated Salish and Kootenai Tribes of the Flathead Reservation | Indian Land | Flathead Lake RV Resort | East Shore Rt. | Polson | MT | 59860 | 47.7654 | -114.0155
8 | 2030106 | Jocko River Trout Hatchery | Tank 1 | TRUE | Permanently Out of Use |  | 1000 | Gasoline (containing <=10% ethanol) | 1980-04-01 | Confederated Salish and Kootenai Tribes of the Flathead Reservation | Indian Land | Jocko River Trout Hatchery | Rt. 1, P.O. Box 4610 | Arlee | MT | 59821 | 47.1641 | -114.0869
8 | 2030107 | Loon Lake Ranch | Tank 3 | TRUE | Permanently Out of Use |  | 2000 | Kerosene | 1984-08-01 | Confederated Salish and Kootenai Tribes of the Flathead Reservation | Indian Land | Loon Lake Ranch | 1897 Buffalo Bridge Road | Big Arm | MT | 59910 | 47.7628 | -114.3223
8 | 2030108 | Arnie's Gas and Tire | Tank 4 DSL | TRUE | Currently in Use |  | 12000 | Diesel | 1978-05-01 | Confederated Salish and Kootenai Tribes of the Flathead Reservation | Indian Land | Arnie's Gas and Tire | 9 Hwy 93 South | Ronan | MT | 59864 | 47.5293 | -114.1004
8 | 2030108 | Arnie's Gas and Tire | Tank 1 UNL | TRUE | Currently in Use |  | 10000 | Gasoline (containing <=10% ethanol) | 1971-05-01 | Confederated Salish and Kootenai Tribes of the Flathead Reservation | Indian Land | Arnie's Gas and Tire | 9 Hwy 93 South | Ronan | MT | 59864 | 47.5293 | -114.1004
8 | 2030108 | Arnie's Gas and Tire | Tank 3 PREM | TRUE | Currently in Use |  | 6000 | Gasoline (containing <=10% ethanol) | 1971-05-01 | Confederated Salish and Kootenai Tribes of the Flathead Reservation | Indian Land | Arnie's Gas and Tire | 9 Hwy 93 South | Ronan | MT | 59864 | 47.5293 | -114.1004
8 | 2030108 | Arnie's Gas and Tire | Tank 2 Dyed DSL | TRUE | Currently in Use |  | 4000 | Diesel | 1971-05-01 | Confederated Salish and Kootenai Tribes of the Flathead Reservation | Indian Land | Arnie's Gas and Tire | 9 Hwy 93 South | Ronan | MT | 59864 | 47.5293 | -114.1004
8 | 2030108 | Arnie's Gas and Tire | REMOVED Tank 4 | TRUE | Permanently Out of Use |  | 2000 | Used Oil | 1985-05-01 | Confederated Salish and Kootenai Tribes of the Flathead Reservation | Indian Land | Arnie's Gas and Tire | 9 Hwy 93 South | Ronan | MT | 59864 | 47.5293 | -114.1004
8 | 2030108 | Arnie's Gas and Tire | REMOVED Tank 3 | TRUE | Permanently Out of Use |  | 1000 | Diesel | 1971-05-01 | Confederated Salish and Kootenai Tribes of the Flathead Reservation | Indian Land | Arnie's Gas and Tire | 9 Hwy 93 South | Ronan | MT | 59864 | 47.5293 | -114.1004
8 | 2030108 | Arnie's Gas and Tire | CLOSED Tank 2 | TRUE | Permanently Out of Use |  | 12000 | Gasoline (containing <=10% ethanol) | 1978-05-01 | Confederated Salish and Kootenai Tribes of the Flathead Reservation | Indian Land | Arnie's Gas and Tire | 9 Hwy 93 South | Ronan | MT | 59864 | 47.5293 | -114.1004
8 | 2030109 | Rolfson Building Supply | Tank 1 | TRUE | Permanently Out of Use |  | 500 | Gasoline (containing <=10% ethanol) | 1981-04-01 | Confederated Salish and Kootenai Tribes of the Flathead Reservation | Indian Land | Rolfson Building Supply | 915 1st Street East P.O. Box 1051 | Polson | MT | 59860 | 47.6871 | -114.1618
8 | 2030110 | Spring Street Exxon | Tank 1 | TRUE | Permanently Out of Use |  | 1500 | Diesel | 1956-04-01 | Confederated Salish and Kootenai Tribes of the Flathead Reservation | Indian Land | Spring Street Exxon | 104 Spring St | Hot Springs | MT | 59845 | 47.6087 | -114.6682
8 | 2030110 | Spring Street Exxon | Tank 16 | TRUE | Permanently Out of Use |  | 2000 | Used Oil | 1997-02-01 | Confederated Salish and Kootenai Tribes of the Flathead Reservation | Indian Land | Spring Street Exxon | 104 Spring St | Hot Springs | MT | 59845 | 47.6087 | -114.6682
8 | 2030110 | Spring Street Exxon | Tank 15 | TRUE | Permanently Out of Use |  | 3000 | Gasoline (containing <=10% ethanol) | 1966-04-01 | Confederated Salish and Kootenai Tribes of the Flathead Reservation | Indian Land | Spring Street Exxon | 104 Spring St | Hot Springs | MT | 59845 | 47.6087 | -114.6682
8 | 2030110 | Spring Street Exxon | Tank 14 | TRUE | Permanently Out of Use |  | 3000 | Gasoline (containing <=10% ethanol) | 1966-04-01 | Confederated Salish and Kootenai Tribes of the Flathead Reservation | Indian Land | Spring Street Exxon | 104 Spring St | Hot Springs | MT | 59845 | 47.6087 | -114.6682
8 | 2030110 | Spring Street Exxon | Tank 13 | TRUE | Permanently Out of Use |  | 4000 | Gasoline (containing <=10% ethanol) | 1966-04-01 | Confederated Salish and Kootenai Tribes of the Flathead Reservation | Indian Land | Spring Street Exxon | 104 Spring St | Hot Springs | MT | 59845 | 47.6087 | -114.6682
8 | 2030110 | Spring Street Exxon | Tank 12 | TRUE | Permanently Out of Use |  | 4000 | Gasoline (containing <=10% ethanol) | 1966-04-01 | Confederated Salish and Kootenai Tribes of the Flathead Reservation | Indian Land | Spring Street Exxon | 104 Spring St | Hot Springs | MT | 59845 | 47.6087 | -114.6682
8 | 2030110 | Spring Street Exxon | Tank 11 | TRUE | Permanently Out of Use |  | 3000 | Diesel | 1966-04-01 | Confederated Salish and Kootenai Tribes of the Flathead Reservation | Indian Land | Spring Street Exxon | 104 Spring St | Hot Springs | MT | 59845 | 47.6087 | -114.6682
8 | 2030110 | Spring Street Exxon | Tank 10 | TRUE | Permanently Out of Use |  | 3000 | Diesel | 1966-04-01 | Confederated Salish and Kootenai Tribes of the Flathead Reservation | Indian Land | Spring Street Exxon | 104 Spring St | Hot Springs | MT | 59845 | 47.6087 | -114.6682
8 | 2030110 | Spring Street Exxon | Tank 9 | TRUE | Permanently Out of Use |  | 3000 | Diesel | 1966-04-01 | Confederated Salish and Kootenai Tribes of the Flathead Reservation | Indian Land | Spring Street Exxon | 104 Spring St | Hot Springs | MT | 59845 | 47.6087 | -114.6682
8 | 2030110 | Spring Street Exxon | Tank 8 | TRUE | Permanently Out of Use |  | 1500 | Diesel | 1961-04-01 | Confederated Salish and Kootenai Tribes of the Flathead Reservation | Indian Land | Spring Street Exxon | 104 Spring St | Hot Springs | MT | 59845 | 47.6087 | -114.6682
8 | 2030110 | Spring Street Exxon | Tank 7 | TRUE | Permanently Out of Use |  | 1000 | Diesel | 1961-04-01 | Confederated Salish and Kootenai Tribes of the Flathead Reservation | Indian Land | Spring Street Exxon | 104 Spring St | Hot Springs | MT | 59845 | 47.6087 | -114.6682
8 | 2030110 | Spring Street Exxon | Tank 6 | TRUE | Permanently Out of Use |  | 1000 | Used Oil | 1956-07-01 | Confederated Salish and Kootenai Tribes of the Flathead Reservation | Indian Land | Spring Street Exxon | 104 Spring St | Hot Springs | MT | 59845 | 47.6087 | -114.6682
8 | 2030110 | Spring Street Exxon | Tank 4 | TRUE | Permanently Out of Use |  | 1000 | Diesel | 1956-04-01 | Confederated Salish and Kootenai Tribes of the Flathead Reservation | Indian Land | Spring Street Exxon | 104 Spring St | Hot Springs | MT | 59845 | 47.6087 | -114.6682
8 | 2030110 | Spring Street Exxon | Tank 3 | TRUE | Permanently Out of Use |  | 8000 | Diesel; Gasoline (containing <=10% ethanol) | 1996-05-01 | Confederated Salish and Kootenai Tribes of the Flathead Reservation | Indian Land | Spring Street Exxon | 104 Spring St | Hot Springs | MT | 59845 | 47.6087 | -114.6682
8 | 2030110 | Spring Street Exxon | Tank 2 | TRUE | Permanently Out of Use |  | 3000 | Diesel | 1966-04-01 | Confederated Salish and Kootenai Tribes of the Flathead Reservation | Indian Land | Spring Street Exxon | 104 Spring St | Hot Springs | MT | 59845 | 47.6087 | -114.6682
8 | 2030114 | Beacon Tire Center, Inc. | Tank 1 | TRUE | Permanently Out of Use |  | 4000 | Diesel | 1946-06-01 | Confederated Salish and Kootenai Tribes of the Flathead Reservation | Indian Land | Beacon Tire Center, Inc. | 14 2nd Ave. East | Polson | MT | 59860 | 47.6937 | -114.1609
8 | 2030114 | Beacon Tire Center, Inc. | Tank 4 | TRUE | Permanently Out of Use |  | 4000 | Gasoline (containing <=10% ethanol) | 1946-06-01 | Confederated Salish and Kootenai Tribes of the Flathead Reservation | Indian Land | Beacon Tire Center, Inc. | 14 2nd Ave. East | Polson | MT | 59860 | 47.6937 | -114.1609
8 | 2030114 | Beacon Tire Center, Inc. | Tank 3 | TRUE | Permanently Out of Use |  | 4000 | Gasoline (containing <=10% ethanol) | 1946-06-01 | Confederated Salish and Kootenai Tribes of the Flathead Reservation | Indian Land | Beacon Tire Center, Inc. | 14 2nd Ave. East | Polson | MT | 59860 | 47.6937 | -114.1609
8 | 2030114 | Beacon Tire Center, Inc. | Tank 2 | TRUE | Permanently Out of Use |  | 4000 | Gasoline (containing <=10% ethanol) | 1946-06-01 | Confederated Salish and Kootenai Tribes of the Flathead Reservation | Indian Land | Beacon Tire Center, Inc. | 14 2nd Ave. East | Polson | MT | 59860 | 47.6937 | -114.1609
8 | 2030116 | Lone Pine Store (formerly Bras Supply) | Tank 1 | TRUE | Currently in Use |  | 8000 | Diesel | 1992-06-01 | Confederated Salish and Kootenai Tribes of the Flathead Reservation | Indian Land | Lone Pine Store (formerly Bras Supply) | 2435 Hwy 28 | Lonepine | MT | 59848 | 47.7032 | -114.6425
8 | 2030116 | Lone Pine Store (formerly Bras Supply) | Tank 3 | TRUE | Currently in Use |  | 6000 | Gasoline (containing <=10% ethanol) | 1992-06-01 | Confederated Salish and Kootenai Tribes of the Flathead Reservation | Indian Land | Lone Pine Store (formerly Bras Supply) | 2435 Hwy 28 | Lonepine | MT | 59848 | 47.7032 | -114.6425
8 | 2030116 | Lone Pine Store (formerly Bras Supply) | Tank 2 | TRUE | Currently in Use |  | 8000 | Diesel | 1992-06-01 | Confederated Salish and Kootenai Tribes of the Flathead Reservation | Indian Land | Lone Pine Store (formerly Bras Supply) | 2435 Hwy 28 | Lonepine | MT | 59848 | 47.7032 | -114.6425
8 | 2030118 | Quick Silver Express | Tank 1 | TRUE | Currently in Use |  | 8000 | Gasoline (containing <=10% ethanol) | 1987-01-01 | Confederated Salish and Kootenai Tribes of the Flathead Reservation | Indian Land | Quick Silver Express | 52001 Hwy 93 | Pablo | MT | 59855 | 47.5973 | -114.1145
8 | 2030118 | Quick Silver Express | Tank 4 | TRUE | Currently in Use |  | 12000 | Gasoline (containing <=10% ethanol) | 2011-05-01 | Confederated Salish and Kootenai Tribes of the Flathead Reservation | Indian Land | Quick Silver Express | 52001 Hwy 93 | Pablo | MT | 59855 | 47.5973 | -114.1145
8 | 2030118 | Quick Silver Express | Tank 3 | TRUE | Currently in Use |  | 8000 | Diesel | 1987-01-01 | Confederated Salish and Kootenai Tribes of the Flathead Reservation | Indian Land | Quick Silver Express | 52001 Hwy 93 | Pablo | MT | 59855 | 47.5973 | -114.1145
8 | 2030118 | Quick Silver Express | Tank 2 | TRUE | Currently in Use |  | 8000 | Gasoline (containing <=10% ethanol) | 1987-01-01 | Confederated Salish and Kootenai Tribes of the Flathead Reservation | Indian Land | Quick Silver Express | 52001 Hwy 93 | Pablo | MT | 59855 | 47.5973 | -114.1145
8 | 2030119 | U of M Flathead Lake Biological Station | Tank 1 | TRUE | Permanently Out of Use |  | 600 | Gasoline (containing <=10% ethanol) | 1963-12-01 | Confederated Salish and Kootenai Tribes of the Flathead Reservation | Indian Land | U of M Flathead Lake Biological Station | 32125 Bio Station Lane | Polson | MT | 59860 | 47.8764 | -114.0317
8 | 2030119 | U of M Flathead Lake Biological Station | Tank 5 | TRUE | Permanently Out of Use | 2020-05-01 | 1000 | Gasoline (containing <=10% ethanol) | 1989-03-01 | Confederated Salish and Kootenai Tribes of the Flathead Reservation | Indian Land | U of M Flathead Lake Biological Station | 32125 Bio Station Lane | Polson | MT | 59860 | 47.8764 | -114.0317
8 | 2030119 | U of M Flathead Lake Biological Station | Tank 4 | TRUE | Permanently Out of Use |  | 1000 | Gasoline (containing <=10% ethanol) | 1927-12-01 | Confederated Salish and Kootenai Tribes of the Flathead Reservation | Indian Land | U of M Flathead Lake Biological Station | 32125 Bio Station Lane | Polson | MT | 59860 | 47.8764 | -114.0317
8 | 2030119 | U of M Flathead Lake Biological Station | Tank 3 | TRUE | Permanently Out of Use |  | 1500 | Diesel | 1949-12-01 | Confederated Salish and Kootenai Tribes of the Flathead Reservation | Indian Land | U of M Flathead Lake Biological Station | 32125 Bio Station Lane | Polson | MT | 59860 | 47.8764 | -114.0317
8 | 2030119 | U of M Flathead Lake Biological Station | Tank 2 | TRUE | Permanently Out of Use |  | 1000 | Gasoline (containing <=10% ethanol) | 1955-12-01 | Confederated Salish and Kootenai Tribes of the Flathead Reservation | Indian Land | U of M Flathead Lake Biological Station | 32125 Bio Station Lane | Polson | MT | 59860 | 47.8764 | -114.0317
8 | 2030120 | Moonrise at Yellow Bay | Tank 1 | TRUE | Permanently Out of Use | 2009-09-16 | 1000 | Gasoline (containing <=10% ethanol) | 1964-05-01 | Confederated Salish and Kootenai Tribes of the Flathead Reservation | Indian Land | Moonrise at Yellow Bay | 17998 E. Shore | Bigfork | MT | 59911 | 47.8814 | -114.0295
8 | 2030120 | Moonrise at Yellow Bay | Tank 3 | TRUE | Permanently Out of Use | 2009-09-16 | 500 | Gasoline (containing <=10% ethanol) | 1964-05-01 | Confederated Salish and Kootenai Tribes of the Flathead Reservation | Indian Land | Moonrise at Yellow Bay | 17998 E. Shore | Bigfork | MT | 59911 | 47.8814 | -114.0295
8 | 2030120 | Moonrise at Yellow Bay | Tank 2 | TRUE | Permanently Out of Use | 2002-02-20 | 8000 | Gasoline (containing <=10% ethanol) | 1994-11-01 | Confederated Salish and Kootenai Tribes of the Flathead Reservation | Indian Land | Moonrise at Yellow Bay | 17998 E. Shore | Bigfork | MT | 59911 | 47.8814 | -114.0295
8 | 2030121 | Cornerstone Convenience (FKA Y Quick) | Tank 1 | TRUE | Currently in Use |  | 12000 | Diesel; Gasoline (containing <=10% ethanol) | 1996-05-01 | Confederated Salish and Kootenai Tribes of the Flathead Reservation | Indian Land | Cornerstone Convenience (FKA Y Quick) | Hwy. 28 | Hot Springs | MT | 59845 | 47.6084 | -114.6264
8 | 2030121 | Cornerstone Convenience (FKA Y Quick) | Tank 6 | TRUE | Permanently Out of Use |  | 500 | Gasoline (containing <=10% ethanol) | 1950-01-01 | Confederated Salish and Kootenai Tribes of the Flathead Reservation | Indian Land | Cornerstone Convenience (FKA Y Quick) | Hwy. 28 | Hot Springs | MT | 59845 | 47.6084 | -114.6264
8 | 2030121 | Cornerstone Convenience (FKA Y Quick) | Tank 5 | TRUE | Permanently Out of Use |  | 500 | Gasoline (containing <=10% ethanol) | 1950-01-01 | Confederated Salish and Kootenai Tribes of the Flathead Reservation | Indian Land | Cornerstone Convenience (FKA Y Quick) | Hwy. 28 | Hot Springs | MT | 59845 | 47.6084 | -114.6264
8 | 2030121 | Cornerstone Convenience (FKA Y Quick) | Tank 3 | TRUE | Currently in Use |  | 12000 | Diesel; Gasoline (containing <=10% ethanol) | 1996-05-01 | Confederated Salish and Kootenai Tribes of the Flathead Reservation | Indian Land | Cornerstone Convenience (FKA Y Quick) | Hwy. 28 | Hot Springs | MT | 59845 | 47.6084 | -114.6264
8 | 2030122 | Wilson Foods | Removed Tank 1 | TRUE | Permanently Out of Use |  | 8000 | Diesel | 1982-05-01 | Confederated Salish and Kootenai Tribes of the Flathead Reservation | Indian Land | Wilson Foods | Hwy 93 North | Arlee | MT | 59821 | 47.1636 | -114.0866
8 | 2030122 | Wilson Foods | Tank 2 PREM | TRUE | Currently in Use |  | 4000 | Gasoline (containing <=10% ethanol) | 1998-11-01 | Confederated Salish and Kootenai Tribes of the Flathead Reservation | Indian Land | Wilson Foods | Hwy 93 North | Arlee | MT | 59821 | 47.1636 | -114.0866
8 | 2030122 | Wilson Foods | Removed Tank 11 | TRUE | Permanently Out of Use |  | 2000 | Diesel | 1980-05-01 | Confederated Salish and Kootenai Tribes of the Flathead Reservation | Indian Land | Wilson Foods | Hwy 93 North | Arlee | MT | 59821 | 47.1636 | -114.0866
8 | 2030122 | Wilson Foods | Closed Tank 10 | TRUE | Permanently Out of Use |  | 8000 | Gasoline (containing <=10% ethanol) | 1980-05-01 | Confederated Salish and Kootenai Tribes of the Flathead Reservation | Indian Land | Wilson Foods | Hwy 93 North | Arlee | MT | 59821 | 47.1636 | -114.0866
8 | 2030122 | Wilson Foods | Removed Tank 9 | TRUE | Permanently Out of Use |  | 8000 | Gasoline (containing <=10% ethanol) | 1980-05-01 | Confederated Salish and Kootenai Tribes of the Flathead Reservation | Indian Land | Wilson Foods | Hwy 93 North | Arlee | MT | 59821 | 47.1636 | -114.0866
8 | 2030122 | Wilson Foods | Closed Tank 8 | TRUE | Permanently Out of Use |  | 8000 | Gasoline (containing <=10% ethanol) | 1976-05-01 | Confederated Salish and Kootenai Tribes of the Flathead Reservation | Indian Land | Wilson Foods | Hwy 93 North | Arlee | MT | 59821 | 47.1636 | -114.0866
8 | 2030122 | Wilson Foods | Removed Tank 7 | TRUE | Permanently Out of Use |  | 4000 | Gasoline (containing <=10% ethanol) | 1976-05-01 | Confederated Salish and Kootenai Tribes of the Flathead Reservation | Indian Land | Wilson Foods | Hwy 93 North | Arlee | MT | 59821 | 47.1636 | -114.0866
8 | 2030122 | Wilson Foods | Removed Tank 6 | TRUE | Permanently Out of Use |  | 5000 | Diesel | 1976-05-01 | Confederated Salish and Kootenai Tribes of the Flathead Reservation | Indian Land | Wilson Foods | Hwy 93 North | Arlee | MT | 59821 | 47.1636 | -114.0866
8 | 2030122 | Wilson Foods | Removed Tank 5 | TRUE | Permanently Out of Use |  | 6000 | Diesel | 1982-05-01 | Confederated Salish and Kootenai Tribes of the Flathead Reservation | Indian Land | Wilson Foods | Hwy 93 North | Arlee | MT | 59821 | 47.1636 | -114.0866
8 | 2030122 | Wilson Foods | Removed Tank 4 | TRUE | Permanently Out of Use |  | 6000 | Gasoline (containing <=10% ethanol) | 1982-05-01 | Confederated Salish and Kootenai Tribes of the Flathead Reservation | Indian Land | Wilson Foods | Hwy 93 North | Arlee | MT | 59821 | 47.1636 | -114.0866
8 | 2030122 | Wilson Foods | Tank 1 REG | TRUE | Currently in Use |  | 10000 | Gasoline (containing <=10% ethanol) | 1998-11-01 | Confederated Salish and Kootenai Tribes of the Flathead Reservation | Indian Land | Wilson Foods | Hwy 93 North | Arlee | MT | 59821 | 47.1636 | -114.0866
8 | 2030122 | Wilson Foods | Tank 3 DSL | TRUE | Currently in Use |  | 4000 | Diesel | 1998-11-01 | Confederated Salish and Kootenai Tribes of the Flathead Reservation | Indian Land | Wilson Foods | Hwy 93 North | Arlee | MT | 59821 | 47.1636 | -114.0866
8 | 2030123 | Former Moon Creek Store | Tank 1 | TRUE | Permanently Out of Use |  | 4000 | Gasoline (containing <=10% ethanol) | 1974-01-01 | Confederated Salish and Kootenai Tribes of the Flathead Reservation | Indian Land | Former Moon Creek Store | 53140 Hwy 93 North | Pablo | MT | 59855 | 47.6646 | -114.1104
8 | 2030123 | Former Moon Creek Store | Tank 2 | TRUE | Permanently Out of Use |  | 2000 | Gasoline (containing <=10% ethanol) | 1971-05-01 | Confederated Salish and Kootenai Tribes of the Flathead Reservation | Indian Land | Former Moon Creek Store | 53140 Hwy 93 North | Pablo | MT | 59855 | 47.6646 | -114.1104
8 | 2030124 | Frank Mutch | Tank 1 | TRUE | Permanently Out of Use |  | 3000 | Gasoline (containing <=10% ethanol) | 1899-12-31 | Confederated Salish and Kootenai Tribes of the Flathead Reservation | Indian Land | Frank Mutch | 11 3rd Ave. West | Polson | MT | 59860 | 47.6931 | -114.1645
8 | 2030124 | Frank Mutch | Tank 3 | TRUE | Permanently Out of Use |  | 12000 | Gasoline (containing <=10% ethanol) | 1964-01-01 | Confederated Salish and Kootenai Tribes of the Flathead Reservation | Indian Land | Frank Mutch | 11 3rd Ave. West | Polson | MT | 59860 | 47.6931 | -114.1645
8 | 2030124 | Frank Mutch | Tank 2 | TRUE | Permanently Out of Use |  | 3000 | Gasoline (containing <=10% ethanol) | 1899-12-31 | Confederated Salish and Kootenai Tribes of the Flathead Reservation | Indian Land | Frank Mutch | 11 3rd Ave. West | Polson | MT | 59860 | 47.6931 | -114.1645
8 | 2030125 | Former Tradewinds Realty | Tank 1 | TRUE | Permanently Out of Use |  | 8000 | Gasoline (containing <=10% ethanol) | 1968-01-01 | Confederated Salish and Kootenai Tribes of the Flathead Reservation | Indian Land | Former Tradewinds Realty | Junction Hwys 93 & 35 | Polson | MT | 59860 | 47.6209 | -114.1134
8 | 2030125 | Former Tradewinds Realty | Tank 3 | TRUE | Permanently Out of Use |  | 8000 | Gasoline (containing <=10% ethanol) | 1968-01-01 | Confederated Salish and Kootenai Tribes of the Flathead Reservation | Indian Land | Former Tradewinds Realty | Junction Hwys 93 & 35 | Polson | MT | 59860 | 47.6209 | -114.1134
8 | 2030125 | Former Tradewinds Realty | Tank 2 | TRUE | Permanently Out of Use |  | 8000 | Gasoline (containing <=10% ethanol) | 1968-01-01 | Confederated Salish and Kootenai Tribes of the Flathead Reservation | Indian Land | Former Tradewinds Realty | Junction Hwys 93 & 35 | Polson | MT | 59860 | 47.6209 | -114.1134
8 | 2030126 | Ronan Auto Body Sales & Service | Tank 1 | TRUE | Permanently Out of Use |  | 550 | Gasoline (containing <=10% ethanol) | 1971-01-01 | Confederated Salish and Kootenai Tribes of the Flathead Reservation | Indian Land | Ronan Auto Body Sales & Service | 703 Hwy 93 | Ronan | MT | 59864 | 47.5367 | -114.1009
8 | 2030126 | Ronan Auto Body Sales & Service | Tank 2 | TRUE | Permanently Out of Use |  | 500 | Diesel | 1974-04-01 | Confederated Salish and Kootenai Tribes of the Flathead Reservation | Indian Land | Ronan Auto Body Sales & Service | 703 Hwy 93 | Ronan | MT | 59864 | 47.5367 | -114.1009
8 | 2030128 | Former Twite Ranch | Tank 1 | TRUE | Permanently Out of Use |  | 6000 | Diesel | 1980-04-01 | Confederated Salish and Kootenai Tribes of the Flathead Reservation | Indian Land | Former Twite Ranch | 2864 Hwy 28 | Hot Springs | MT | 59845 | 47.7463 | -114.6137
8 | 2030128 | Former Twite Ranch | Tank 2 | TRUE | Permanently Out of Use |  | 4000 | Gasoline (containing <=10% ethanol) | 1980-04-01 | Confederated Salish and Kootenai Tribes of the Flathead Reservation | Indian Land | Former Twite Ranch | 2864 Hwy 28 | Hot Springs | MT | 59845 | 47.7463 | -114.6137
8 | 2030129 | Jocko Hollow Campground & Bar | Tank 1 | TRUE | Permanently Out of Use |  | 115 | Gasoline (containing <=10% ethanol) | 1899-12-31 | Confederated Salish and Kootenai Tribes of the Flathead Reservation | Indian Land | Jocko Hollow Campground & Bar | Jocko Hollow ( 1 mile North of Arlee) | Arlee | MT | 59821 | 47.1641 | -114.0869
8 | 2030130 | Montana DOT (Elmo Site) | Tank 1 | TRUE | Permanently Out of Use |  | 1000 | Gasoline (containing <=10% ethanol) | 1988-10-01 | Confederated Salish and Kootenai Tribes of the Flathead Reservation | Indian Land | Montana DOT (Elmo Site) | MT Hwy 28 | Elmo | MT | 59915 | 47.8341 | -114.3471
8 | 2030130 | Montana DOT (Elmo Site) | Tank 4 | TRUE | Permanently Out of Use |  | 1000 | Gasoline (containing <=10% ethanol) | 1968-10-01 | Confederated Salish and Kootenai Tribes of the Flathead Reservation | Indian Land | Montana DOT (Elmo Site) | MT Hwy 28 | Elmo | MT | 59915 | 47.8341 | -114.3471
8 | 2030130 | Montana DOT (Elmo Site) | Tank 3 | TRUE | Permanently Out of Use |  | 1000 | Diesel | 1968-10-01 | Confederated Salish and Kootenai Tribes of the Flathead Reservation | Indian Land | Montana DOT (Elmo Site) | MT Hwy 28 | Elmo | MT | 59915 | 47.8341 | -114.3471
8 | 2030130 | Montana DOT (Elmo Site) | Tank 2 | TRUE | Permanently Out of Use |  | 1000 | Diesel | 1988-10-01 | Confederated Salish and Kootenai Tribes of the Flathead Reservation | Indian Land | Montana DOT (Elmo Site) | MT Hwy 28 | Elmo | MT | 59915 | 47.8341 | -114.3471
8 | 2030131 | Mae Naffziger | Tank 1 | TRUE | Permanently Out of Use |  | 500 | Diesel | 1899-12-31 | Confederated Salish and Kootenai Tribes of the Flathead Reservation | Indian Land | Mae Naffziger | 202 North Main St. | Saint Ignatius | MT | 59865 | 47.3198 | -114.0966
8 | 2030131 | Mae Naffziger | Tank 2 | TRUE | Permanently Out of Use |  | 500 | Gasoline (containing <=10% ethanol) | 1899-12-31 | Confederated Salish and Kootenai Tribes of the Flathead Reservation | Indian Land | Mae Naffziger | 202 North Main St. | Saint Ignatius | MT | 59865 | 47.3198 | -114.0966
8 | 2030132 | Starvin Marvins | Tank 1 | TRUE | Permanently Out of Use |  | 4500 | Diesel | 1962-01-01 | Confederated Salish and Kootenai Tribes of the Flathead Reservation | Indian Land | Starvin Marvins | Hwy 93 & Main Ave. | Saint Ignatius | MT | 59865 | 47.3254 | -114.0977
8 | 2030132 | Starvin Marvins | Tank 4 | TRUE | Permanently Out of Use |  | 3500 | Gasoline (containing <=10% ethanol) | 1962-01-01 | Confederated Salish and Kootenai Tribes of the Flathead Reservation | Indian Land | Starvin Marvins | Hwy 93 & Main Ave. | Saint Ignatius | MT | 59865 | 47.3254 | -114.0977
8 | 2030132 | Starvin Marvins | Tank 3 | TRUE | Permanently Out of Use |  | 3500 | Gasoline (containing <=10% ethanol) | 1962-01-01 | Confederated Salish and Kootenai Tribes of the Flathead Reservation | Indian Land | Starvin Marvins | Hwy 93 & Main Ave. | Saint Ignatius | MT | 59865 | 47.3254 | -114.0977
8 | 2030132 | Starvin Marvins | Tank 2 | TRUE | Permanently Out of Use |  | 3500 | Diesel | 1962-01-01 | Confederated Salish and Kootenai Tribes of the Flathead Reservation | Indian Land | Starvin Marvins | Hwy 93 & Main Ave. | Saint Ignatius | MT | 59865 | 47.3254 | -114.0977
8 | 2030133 | BN Ravalli Microwave | Tank 1 | TRUE | Permanently Out of Use |  | 1000 | Diesel | 1969-05-01 | Confederated Salish and Kootenai Tribes of the Flathead Reservation | Indian Land | BN Ravalli Microwave | Approx. .8 miles from Ravalli @ 96.2' | Ravalli | MT | 59863 | 47.2786 | -114.1835
8 | 2030134 | Montana DOT (Perma Parcel 12) | Tank 1 | TRUE | Permanently Out of Use |  | 2000 | Gasoline (containing <=10% ethanol) | 1960-01-01 | Confederated Salish and Kootenai Tribes of the Flathead Reservation | Indian Land | Montana DOT (Perma Parcel 12) | Lot 2, Block 5, townsite of Perma | Plains | MT | 59859 | 47.3583 | -114.5833
8 | 2030134 | Montana DOT (Perma Parcel 12) | Tank 2 | TRUE | Permanently Out of Use |  | 2000 | Gasoline (containing <=10% ethanol) | 1960-01-01 | Confederated Salish and Kootenai Tribes of the Flathead Reservation | Indian Land | Montana DOT (Perma Parcel 12) | Lot 2, Block 5, townsite of Perma | Plains | MT | 59859 | 47.3583 | -114.5833
8 | 2030135 | Knerr Residence | Tank 1 | TRUE | Permanently Out of Use |  | 2000 | Diesel | 1970-01-01 | Confederated Salish and Kootenai Tribes of the Flathead Reservation | Indian Land | Knerr Residence | #68 Knerr Lain | Plains | MT | 59859 | 47.3648 | -114.5854
8 | 2030136 | National Bison Range | Tank 1 | TRUE | Permanently Out of Use |  | 500 | Diesel | 1966-07-01 | Confederated Salish and Kootenai Tribes of the Flathead Reservation | Indian Land | National Bison Range | 132 Bison Range Rd. | Charlo | MT | 59824 | 47.3716 | -114.2621
8 | 2030136 | National Bison Range | Tank 7 | TRUE | Permanently Out of Use |  | 1050 | Gasoline (containing <=10% ethanol) | 1956-07-01 | Confederated Salish and Kootenai Tribes of the Flathead Reservation | Indian Land | National Bison Range | 132 Bison Range Rd. | Charlo | MT | 59824 | 47.3716 | -114.2621
8 | 2030136 | National Bison Range | Tank 6 | TRUE | Permanently Out of Use |  | 1500 | Diesel | 1981-07-01 | Confederated Salish and Kootenai Tribes of the Flathead Reservation | Indian Land | National Bison Range | 132 Bison Range Rd. | Charlo | MT | 59824 | 47.3716 | -114.2621
8 | 2030136 | National Bison Range | Tank 5 | TRUE | Permanently Out of Use |  | 500 | Diesel | 1966-07-01 | Confederated Salish and Kootenai Tribes of the Flathead Reservation | Indian Land | National Bison Range | 132 Bison Range Rd. | Charlo | MT | 59824 | 47.3716 | -114.2621
8 | 2030136 | National Bison Range | Tank 4 | TRUE | Permanently Out of Use |  | 500 | Diesel | 1966-07-01 | Confederated Salish and Kootenai Tribes of the Flathead Reservation | Indian Land | National Bison Range | 132 Bison Range Rd. | Charlo | MT | 59824 | 47.3716 | -114.2621
8 | 2030136 | National Bison Range | Tank 3 | TRUE | Permanently Out of Use |  | 1000 | Gasoline (containing <=10% ethanol) | 1989-07-01 | Confederated Salish and Kootenai Tribes of the Flathead Reservation | Indian Land | National Bison Range | 132 Bison Range Rd. | Charlo | MT | 59824 | 47.3716 | -114.2621
8 | 2030136 | National Bison Range | Tank 2 | TRUE | Permanently Out of Use |  | 500 | Diesel | 1989-07-01 | Confederated Salish and Kootenai Tribes of the Flathead Reservation | Indian Land | National Bison Range | 132 Bison Range Rd. | Charlo | MT | 59824 | 47.3716 | -114.2621
8 | 2030137 | Cenex Supply & Marketing | Tank 1 | TRUE | Currently in Use |  | 6000 | Diesel | 2000-01-01 | Confederated Salish and Kootenai Tribes of the Flathead Reservation | Indian Land | Cenex Supply & Marketing | 808 Main Street | Polson | MT | 59860 | 47.6846 | -114.1641
8 | 2030137 | Cenex Supply & Marketing | Tank 4 | TRUE | Currently in Use |  | 5000 | Diesel | 2000-01-01 | Confederated Salish and Kootenai Tribes of the Flathead Reservation | Indian Land | Cenex Supply & Marketing | 808 Main Street | Polson | MT | 59860 | 47.6846 | -114.1641
8 | 2030137 | Cenex Supply & Marketing | Tank 3 | TRUE | Currently in Use |  | 10000 | Gasoline (containing <=10% ethanol) | 2000-01-01 | Confederated Salish and Kootenai Tribes of the Flathead Reservation | Indian Land | Cenex Supply & Marketing | 808 Main Street | Polson | MT | 59860 | 47.6846 | -114.1641
8 | 2030137 | Cenex Supply & Marketing | Tank 2 | TRUE | Currently in Use |  | 5000 | Gasoline (containing <=10% ethanol) | 2000-01-01 | Confederated Salish and Kootenai Tribes of the Flathead Reservation | Indian Land | Cenex Supply & Marketing | 808 Main Street | Polson | MT | 59860 | 47.6846 | -114.1641
8 | 2030138 | Melvin Nelson | Tank 1 | TRUE | Permanently Out of Use |  | 10000 | Gasoline (containing <=10% ethanol) | 1899-12-31 | Confederated Salish and Kootenai Tribes of the Flathead Reservation | Indian Land | Melvin Nelson | 201 North Main | Saint Ignatius | MT | 59865 | 47.3194 | -114.0972
8 | 2030138 | Melvin Nelson | Tank 3 | TRUE | Permanently Out of Use |  | 560 | Diesel | 1899-12-31 | Confederated Salish and Kootenai Tribes of the Flathead Reservation | Indian Land | Melvin Nelson | 201 North Main | Saint Ignatius | MT | 59865 | 47.3194 | -114.0972
8 | 2030138 | Melvin Nelson | Tank 2 | TRUE | Permanently Out of Use |  | 2000 | Gasoline (containing <=10% ethanol) | 1899-12-31 | Confederated Salish and Kootenai Tribes of the Flathead Reservation | Indian Land | Melvin Nelson | 201 North Main | Saint Ignatius | MT | 59865 | 47.3194 | -114.0972
8 | 2030139 | Safeway, Inc. | Tank 1 | TRUE | Permanently Out of Use |  | 4000 | Gasoline (containing <=10% ethanol) | 1899-12-31 | Confederated Salish and Kootenai Tribes of the Flathead Reservation | Indian Land | Safeway, Inc. | 104 2nd Ave. East | Polson | MT | 59860 | 47.6944 | -114.1616
8 | 2030139 | Safeway, Inc. | Tank 2 | TRUE | Permanently Out of Use |  | 4000 | Gasoline (containing <=10% ethanol) | 1899-12-31 | Confederated Salish and Kootenai Tribes of the Flathead Reservation | Indian Land | Safeway, Inc. | 104 2nd Ave. East | Polson | MT | 59860 | 47.6944 | -114.1616
8 | 2030140 | KERR Radio | Tank 1 | TRUE | Permanently Out of Use |  | 5000 | Diesel | 1990-06-01 | Confederated Salish and Kootenai Tribes of the Flathead Reservation | Indian Land | KERR Radio | 581 North Reserve | Polson | MT | 59860 | 47.6879 | -114.1611
8 | 2030140 | KERR Radio | Tank 2 | TRUE | Permanently Out of Use |  | 5000 | Diesel | 1987-06-01 | Confederated Salish and Kootenai Tribes of the Flathead Reservation | Indian Land | KERR Radio | 581 North Reserve | Polson | MT | 59860 | 47.6879 | -114.1611
8 | 2030142 | Post & Poll Yard | Tank 1 | TRUE | Permanently Out of Use |  | 1080 | Gasoline (containing <=10% ethanol) | 1954-06-01 | Confederated Salish and Kootenai Tribes of the Flathead Reservation | Indian Land | Post & Poll Yard | Unknown | Pablo | MT | 59855 | 47.5986 | -114.1192
8 | 2030143 | Dixon Machine Shop | Tank 4 | TRUE | Permanently Out of Use |  | 500 | Diesel | 1997-05-22 | Confederated Salish and Kootenai Tribes of the Flathead Reservation | Indian Land | Dixon Machine Shop | Hwy 200 & 2nd Street | Dixon | MT | 59831 | 47.3164 | -114.3146
8 | 2030143 | Dixon Machine Shop | Tank 3 | TRUE | Permanently Out of Use |  | 500 | Gasoline (containing <=10% ethanol) | 1997-05-22 | Confederated Salish and Kootenai Tribes of the Flathead Reservation | Indian Land | Dixon Machine Shop | Hwy 200 & 2nd Street | Dixon | MT | 59831 | 47.3164 | -114.3146
8 | 2030143 | Dixon Machine Shop | Tank 2 | TRUE | Permanently Out of Use |  | 500 | Gasoline (containing <=10% ethanol) | 1997-05-22 | Confederated Salish and Kootenai Tribes of the Flathead Reservation | Indian Land | Dixon Machine Shop | Hwy 200 & 2nd Street | Dixon | MT | 59831 | 47.3164 | -114.3146
8 | 2030143 | Dixon Machine Shop | Tank 1 | TRUE | Permanently Out of Use |  | 1000 | Gasoline (containing <=10% ethanol) | 1997-05-22 | Confederated Salish and Kootenai Tribes of the Flathead Reservation | Indian Land | Dixon Machine Shop | Hwy 200 & 2nd Street | Dixon | MT | 59831 | 47.3164 | -114.3146
8 | 2030143 | Dixon Machine Shop | Tank 5 | TRUE | Permanently Out of Use |  | 500 | Diesel | 1997-05-22 | Confederated Salish and Kootenai Tribes of the Flathead Reservation | Indian Land | Dixon Machine Shop | Hwy 200 & 2nd Street | Dixon | MT | 59831 | 47.3164 | -114.3146
8 | 2030144 | Remax Realty | Tank 1 | TRUE | Permanently Out of Use |  | 1000 | Gasoline (containing <=10% ethanol) | 1968-01-01 | Confederated Salish and Kootenai Tribes of the Flathead Reservation | Indian Land | Remax Realty | Junction Hwys 93 & 35 | Polson | MT | 59860 | 47.6209 | -114.1134
8 | 2030144 | Remax Realty | Tank 2 | TRUE | Permanently Out of Use |  | 1000 | Gasoline (containing <=10% ethanol) | 1968-01-01 | Confederated Salish and Kootenai Tribes of the Flathead Reservation | Indian Land | Remax Realty | Junction Hwys 93 & 35 | Polson | MT | 59860 | 47.6209 | -114.1134
8 | 2030145 | Longhorn Cafe | Tank 1 | TRUE | Permanently Out of Use |  | 115 | Gasoline (containing <=10% ethanol) | 1950-01-01 | Confederated Salish and Kootenai Tribes of the Flathead Reservation | Indian Land | Longhorn Cafe | Hwy 93 | Arlee | MT | 59821 | 47.1541 | -114.0718
8 | 2030146 | Reinertson's Garage | Tank 1 | TRUE | Permanently Out of Use |  | 3000 | Gasoline (containing <=10% ethanol) | 1946-01-01 | Confederated Salish and Kootenai Tribes of the Flathead Reservation | Indian Land | Reinertson's Garage | Spring St. & Broadway | Hot Springs | MT | 59845 | 47.6089 | -114.6688
8 | 2030146 | Reinertson's Garage | Tank 2 | TRUE | Permanently Out of Use |  | 3000 | Gasoline (containing <=10% ethanol) | 1946-01-01 | Confederated Salish and Kootenai Tribes of the Flathead Reservation | Indian Land | Reinertson's Garage | Spring St. & Broadway | Hot Springs | MT | 59845 | 47.6089 | -114.6688
8 | 2030147 | Professional Building Facility | Tank 1 | TRUE | Permanently Out of Use | 2009-03-23 | 1000 | Used Oil | 1899-12-31 | Confederated Salish and Kootenai Tribes of the Flathead Reservation | Indian Land | Professional Building Facility | 316 1st Street | Polson | MT |  | 47.6927 | 114.1621
8 | 2030147 | Professional Building Facility | Tank 2 | TRUE | Permanently Out of Use | 2003-10-23 | 5000 | Gasoline (containing <=10% ethanol) | 1899-12-31 | Confederated Salish and Kootenai Tribes of the Flathead Reservation | Indian Land | Professional Building Facility | 316 1st Street | Polson | MT |  | 47.6927 | 114.1621
8 | 2030149 | Former Riverside Bar & Grill | Tank 1 | TRUE | Permanently Out of Use |  | 1000 | Gasoline (containing <=10% ethanol) | 1899-12-31 | Confederated Salish and Kootenai Tribes of the Flathead Reservation | Fee Land | Former Riverside Bar & Grill | 52 Old Hwy 93 Road | Arlee | MT | 59821 | 47.1607 | -114.0833
8 | 2030149 | Former Riverside Bar & Grill | Tank 2 | TRUE | Permanently Out of Use |  | 1000 | Gasoline (containing <=10% ethanol) | 1899-12-31 | Confederated Salish and Kootenai Tribes of the Flathead Reservation | Fee Land | Former Riverside Bar & Grill | 52 Old Hwy 93 Road | Arlee | MT | 59821 | 47.1607 | -114.0833
8 | 2030168 | Kwataqnuk Resort | Tank 1 | TRUE | Currently in Use |  | 10000 | Gasoline (containing <=10% ethanol) | 1991-06-01 | Confederated Salish and Kootenai Tribes of the Flathead Reservation | Indian Land | Kwataqnuk Resort | 303 Hwy 93 East | Polson | MT | 59860 | 47.6945 | -114.1588
8 | 2030169 | Dufords Tire / Bjork Distributing Inc 1st Street East | Tank 1 | TRUE | Permanently Out of Use |  | 0 | Gasoline (containing <=10% ethanol) | 1899-12-31 | Confederated Salish and Kootenai Tribes of the Flathead Reservation | Indian Land | Dufords Tire / Bjork Distributing Inc 1st Street East | 801 1ST ST E | POLSON | MT | 59860 | 47.6879 | -114.1618
8 | 2030170 | Newgard Oil Co Inc. | Tank 1 | TRUE | Permanently Out of Use |  | 0 | Gasoline (containing <=10% ethanol) | 1899-12-31 | Confederated Salish and Kootenai Tribes of the Flathead Reservation | Indian Land | Newgard Oil Co Inc. | 610 MAIN ST | POLSON | MT | 59860 | 47.6896 | -114.1637
8 | 2030170 | Newgard Oil Co Inc. | Tank 8 | TRUE | Permanently Out of Use |  | 0 | Diesel | 1899-12-31 | Confederated Salish and Kootenai Tribes of the Flathead Reservation | Indian Land | Newgard Oil Co Inc. | 610 MAIN ST | POLSON | MT | 59860 | 47.6896 | -114.1637
8 | 2030170 | Newgard Oil Co Inc. | Tank 7 | TRUE | Permanently Out of Use |  | 0 | Gasoline (containing <=10% ethanol) | 1899-12-31 | Confederated Salish and Kootenai Tribes of the Flathead Reservation | Indian Land | Newgard Oil Co Inc. | 610 MAIN ST | POLSON | MT | 59860 | 47.6896 | -114.1637
8 | 2030170 | Newgard Oil Co Inc. | Tank 6 | TRUE | Permanently Out of Use |  | 0 | Gasoline (containing <=10% ethanol) | 1899-12-31 | Confederated Salish and Kootenai Tribes of the Flathead Reservation | Indian Land | Newgard Oil Co Inc. | 610 MAIN ST | POLSON | MT | 59860 | 47.6896 | -114.1637
8 | 2030170 | Newgard Oil Co Inc. | Tank 5 | TRUE | Permanently Out of Use |  | 0 | Gasoline (containing <=10% ethanol) | 1899-12-31 | Confederated Salish and Kootenai Tribes of the Flathead Reservation | Indian Land | Newgard Oil Co Inc. | 610 MAIN ST | POLSON | MT | 59860 | 47.6896 | -114.1637
8 | 2030170 | Newgard Oil Co Inc. | Tank 4 | TRUE | Permanently Out of Use |  | 0 | Used Oil | 1899-12-31 | Confederated Salish and Kootenai Tribes of the Flathead Reservation | Indian Land | Newgard Oil Co Inc. | 610 MAIN ST | POLSON | MT | 59860 | 47.6896 | -114.1637
8 | 2030170 | Newgard Oil Co Inc. | Tank 3 | TRUE | Permanently Out of Use |  | 0 | Gasoline (containing <=10% ethanol) | 1899-12-31 | Confederated Salish and Kootenai Tribes of the Flathead Reservation | Indian Land | Newgard Oil Co Inc. | 610 MAIN ST | POLSON | MT | 59860 | 47.6896 | -114.1637
8 | 2030170 | Newgard Oil Co Inc. | Tank 2 | TRUE | Permanently Out of Use |  | 0 | Gasoline (containing <=10% ethanol) | 1899-12-31 | Confederated Salish and Kootenai Tribes of the Flathead Reservation | Indian Land | Newgard Oil Co Inc. | 610 MAIN ST | POLSON | MT | 59860 | 47.6896 | -114.1637
8 | 2030173 | Big Sky Paint Mfg | Tank 1 | TRUE | Permanently Out of Use |  | 3000 | Hazardous Substance | 1981-05-01 | Confederated Salish and Kootenai Tribes of the Flathead Reservation | Indian Land | Big Sky Paint Mfg | 505 Main St. SW | Ronan | MT | 59864 | 47.5284 | -114.1051
8 | 2030173 | Big Sky Paint Mfg | Tank 2 | TRUE | Permanently Out of Use |  | 4000 | Hazardous Substance | 1976-07-01 | Confederated Salish and Kootenai Tribes of the Flathead Reservation | Indian Land | Big Sky Paint Mfg | 505 Main St. SW | Ronan | MT | 59864 | 47.5284 | -114.1051
8 | 2030174 | BN Perma Microwave | Tank 1 | TRUE | Permanently Out of Use |  | 1000 | Diesel | 1969-05-01 | Confederated Salish and Kootenai Tribes of the Flathead Reservation | Indian Land | BN Perma Microwave | 5.6 Mi SW of Jctn of Grvl Rd. w/ Hwy 104 | Plains | MT | 59859 | 47.4599 | -114.886
8 | 2030175 | Your Choice Video | Tank 1 | TRUE | Permanently Out of Use |  | 500 | Kerosene | 1948-01-01 | Confederated Salish and Kootenai Tribes of the Flathead Reservation | Indian Land | Your Choice Video | Old US Highway 93 | Saint Ignatius | MT | 59865 | 47.3086 | -114.1133
8 | 2030177 | Big Arm Marina | X Removed Tank 1 | TRUE | Permanently Out of Use |  | 550 | Gasoline (containing <=10% ethanol) | 1971-08-01 | Confederated Salish and Kootenai Tribes of the Flathead Reservation | Indian Land | Big Arm Marina | 509 A St. | Big Arm | MT | 59910 | 47.7999 | -114.2894
8 | 2030177 | Big Arm Marina | Tank 1 | TRUE | Currently in Use |  | 10000 | Gasoline (containing <=10% ethanol) | 2016-12-01 | Confederated Salish and Kootenai Tribes of the Flathead Reservation | Indian Land | Big Arm Marina | 509 A St. | Big Arm | MT | 59910 | 47.7999 | -114.2894
8 | 2030177 | Big Arm Marina | X Removed Tank 2 | TRUE | Permanently Out of Use |  | 550 | Gasoline (containing <=10% ethanol) | 1971-08-01 | Confederated Salish and Kootenai Tribes of the Flathead Reservation | Indian Land | Big Arm Marina | 509 A St. | Big Arm | MT | 59910 | 47.7999 | -114.2894
8 | 2030178 | Hot Springs High School | Tank 1 | TRUE | Permanently Out of Use |  | 550 | Gasoline (containing <=10% ethanol) | 1980-11-01 | Confederated Salish and Kootenai Tribes of the Flathead Reservation | Indian Land | Hot Springs High School | 325 Broadway St. | Hot Springs | MT | 59845 | 47.6085 | -114.6647
8 | 2030179 | Foust Farms | Tank 1 | TRUE | Permanently Out of Use |  | 3000 | Gasoline (containing <=10% ethanol) | 1973-03-01 | Confederated Salish and Kootenai Tribes of the Flathead Reservation | Indian Land | Foust Farms | 45513 Foust Lane | Charlo | MT | 59824 | 47.3771 | -114.3207
8 | 2030180 | Mosley Shrider Funeral Home | Tank 1 | TRUE | Permanently Out of Use |  | 500 | Gasoline (containing <=10% ethanol) | 1970-04-01 | Confederated Salish and Kootenai Tribes of the Flathead Reservation | Indian Land | Mosley Shrider Funeral Home | 101 6th Avenue E | Polson | MT | 59860 | 47.6905 | -114.1616
8 | 2030181 | Goods Muffler | Tank 1 | TRUE | Permanently Out of Use |  | 2000 | Gasoline (containing <=10% ethanol) | 1899-12-31 | Confederated Salish and Kootenai Tribes of the Flathead Reservation | Indian Land | Goods Muffler | P.O. Box 1042 / US Highway 93 | Ravalli | MT | 59863 | 47.2649 | -114.1724
8 | 2030181 | Goods Muffler | Tank 2 | TRUE | Permanently Out of Use |  | 4000 | Gasoline (containing <=10% ethanol) | 1899-12-31 | Confederated Salish and Kootenai Tribes of the Flathead Reservation | Indian Land | Goods Muffler | P.O. Box 1042 / US Highway 93 | Ravalli | MT | 59863 | 47.2649 | -114.1724
8 | 2030182 | Meulis Truck Stop | Tank 1 | TRUE | Permanently Out of Use |  | 10000 | Diesel | 1899-12-31 | Confederated Salish and Kootenai Tribes of the Flathead Reservation | Indian Land | Meulis Truck Stop | P.O. Box 277 | Hot Springs | MT | 59845 | 47.6154 | -114.6581
8 | 2030182 | Meulis Truck Stop | Tank 4 | TRUE | Permanently Out of Use |  | 5500 | Gasoline (containing <=10% ethanol) | 1899-12-31 | Confederated Salish and Kootenai Tribes of the Flathead Reservation | Indian Land | Meulis Truck Stop | P.O. Box 277 | Hot Springs | MT | 59845 | 47.6154 | -114.6581
8 | 2030182 | Meulis Truck Stop | Tank 3 | TRUE | Permanently Out of Use |  | 5500 | Diesel | 1899-12-31 | Confederated Salish and Kootenai Tribes of the Flathead Reservation | Indian Land | Meulis Truck Stop | P.O. Box 277 | Hot Springs | MT | 59845 | 47.6154 | -114.6581
8 | 2030182 | Meulis Truck Stop | Tank 2 | TRUE | Permanently Out of Use |  | 20000 | Gasoline (containing <=10% ethanol) | 1899-12-31 | Confederated Salish and Kootenai Tribes of the Flathead Reservation | Indian Land | Meulis Truck Stop | P.O. Box 277 | Hot Springs | MT | 59845 | 47.6154 | -114.6581
8 | 2030183 | Woods Farm & Garden Center | Tank 1 | TRUE | Permanently Out of Use |  | 500 | Gasoline (containing <=10% ethanol) | 1899-12-31 | Confederated Salish and Kootenai Tribes of the Flathead Reservation | Indian Land | Woods Farm & Garden Center | 3rd Avenue NW | Ronan | MT | 59864 | 47.5331 | -114.1023
8 | 2030184 | West Shore Pump Station | Tank 1 | TRUE | Permanently Out of Use |  | 500 | Diesel | 1984-07-01 | Confederated Salish and Kootenai Tribes of the Flathead Reservation | Indian Land | West Shore Pump Station | 61 500 US Highway 93 | Polson | MT | 59860 | 47.6941 | -114.1562
8 | 2030185 | Montana DOT (Perma Parcel 14) | Tank 1 | TRUE | Permanently Out of Use |  | 2000 | Gasoline (containing <=10% ethanol) | 1960-01-01 | Confederated Salish and Kootenai Tribes of the Flathead Reservation | Indian Land | Montana DOT (Perma Parcel 14) | Tract A, C.O.S. #11, Townsite of Perma | Plains | MT | 59859 | 47.3583 | -114.5833
8 | 2030185 | Montana DOT (Perma Parcel 14) | Tank 2 | TRUE | Permanently Out of Use |  | 2000 | Gasoline (containing <=10% ethanol) | 1960-01-01 | Confederated Salish and Kootenai Tribes of the Flathead Reservation | Indian Land | Montana DOT (Perma Parcel 14) | Tract A, C.O.S. #11, Townsite of Perma | Plains | MT | 59859 | 47.3583 | -114.5833
8 | 2030186 | Mac-Mont Warehouse | Tank 1 | TRUE | Permanently Out of Use |  | 1000 | Diesel | 1899-12-31 | Confederated Salish and Kootenai Tribes of the Flathead Reservation | Indian Land | Mac-Mont Warehouse | 801 5th St East | Polson | MT | 59860 | 47.6884 | -114.156
8 | 2030187 | Ronan State Bank | Tank 1 | TRUE | Permanently Out of Use |  | 2000 | Diesel | 1971-04-01 | Confederated Salish and Kootenai Tribes of the Flathead Reservation | Indian Land | Ronan State Bank | P.O. Box B | Ronan | MT | 59864 | 47.5261 | -114.0999
8 | 2030187 | Ronan State Bank | Tank 2 | TRUE | Permanently Out of Use |  | 500 | Diesel | 1966-04-01 | Confederated Salish and Kootenai Tribes of the Flathead Reservation | Indian Land | Ronan State Bank | P.O. Box B | Ronan | MT | 59864 | 47.5261 | -114.0999
8 | 2030188 | Stedje Brothers | Tank 1 | TRUE | Permanently Out of Use |  | 500 | Gasoline (containing <=10% ethanol) | 1970-01-01 | Confederated Salish and Kootenai Tribes of the Flathead Reservation | Indian Land | Stedje Brothers | 1124 US Hwy 93 S | Ronan | MT | 59864 | 47.5202 | -114.0969
8 | 2030189 | Hot Springs Substation | Tank 1 | TRUE | Permanently Out of Use |  | 1700 | Gasoline (containing <=10% ethanol) | 1954-04-01 | Confederated Salish and Kootenai Tribes of the Flathead Reservation | Indian Land | Hot Springs Substation | MT Hwy 28 | Hot Springs | MT | 59845 | 47.5871 | -114.626
8 | 2030189 | Hot Springs Substation | Tank 2 | TRUE | Permanently Out of Use |  | 2000 | Diesel | 1979-04-01 | Confederated Salish and Kootenai Tribes of the Flathead Reservation | Indian Land | Hot Springs Substation | MT Hwy 28 | Hot Springs | MT | 59845 | 47.5871 | -114.626
8 | 2030190 | Timberline | Tank 1 | TRUE | Permanently Out of Use |  | 150 | Diesel | 1952-01-01 | Confederated Salish and Kootenai Tribes of the Flathead Reservation | Indian Land | Timberline | 513 3rd St NW | Hot Springs | MT | 59845 | 47.6117 | -114.6674
8 | 2030193 | Mountain West Ronan 00-32579 | Tank 7 | TRUE | Currently in Use |  | 20000 | Diesel | 2025-04-15 | Confederated Salish and Kootenai Tribes of the Flathead Reservation | Fee Land | Mountain West Ronan 00-32579 | 63980 U.S. Highway 93 | Ronan | MT | 59864 | 47.51736510594024 | -114.0965
8 | 2030193 | Mountain West Ronan 00-32579 | T1 UNL | TRUE | Currently in Use |  | 20000 | Gasoline (containing <=10% ethanol) | 2025-04-15 | Confederated Salish and Kootenai Tribes of the Flathead Reservation | Fee Land | Mountain West Ronan 00-32579 | 63980 U.S. Highway 93 | Ronan | MT | 59864 | 47.51736510594024 | -114.0965
8 | 2030193 | Mountain West Ronan 00-32579 | Tank 2/3 | TRUE | Currently in Use |  | 20000 | Diesel; Gasoline (containing <=10% ethanol) | 2025-04-15 | Confederated Salish and Kootenai Tribes of the Flathead Reservation | Fee Land | Mountain West Ronan 00-32579 | 63980 U.S. Highway 93 | Ronan | MT | 59864 | 47.51736510594024 | -114.0965
8 | 2030193 | Mountain West Ronan 00-32579 | Tank 4 (Field DSL) | TRUE | Currently in Use |  | 20000 | Diesel | 2025-04-15 | Confederated Salish and Kootenai Tribes of the Flathead Reservation | Fee Land | Mountain West Ronan 00-32579 | 63980 U.S. Highway 93 | Ronan | MT | 59864 | 47.51736510594024 | -114.0965
8 | 2030193 | Mountain West Ronan 00-32579 | Tank 5 (Dyed) | TRUE | Currently in Use |  | 20000 | Diesel | 2025-04-15 | Confederated Salish and Kootenai Tribes of the Flathead Reservation | Fee Land | Mountain West Ronan 00-32579 | 63980 U.S. Highway 93 | Ronan | MT | 59864 | 47.51736510594024 | -114.0965
8 | 2030193 | Mountain West Ronan 00-32579 | Tank 6 (#2 DSL) | TRUE | Currently in Use |  | 20000 | Diesel | 2025-04-15 | Confederated Salish and Kootenai Tribes of the Flathead Reservation | Fee Land | Mountain West Ronan 00-32579 | 63980 U.S. Highway 93 | Ronan | MT | 59864 | 47.51736510594024 | -114.0965
8 | 2040001 | Valley Grocery #2 (Abandoned) | Tank 1 | TRUE | Permanently Out of Use | 2021-10-15 | 4000 | Gasoline (containing <=10% ethanol) | 1976-05-01 | Fort Belknap Indian Community of the Fort Belknap Reservation of Montana | Indian Land | Valley Grocery #2 (Abandoned) | Hwy 66 | Hays | MT | 59527 | 47.9951 | -108.7096
8 | 2040001 | Valley Grocery #2 (Abandoned) | Tank 6 | TRUE | Permanently Out of Use | 2021-10-15 | 6000 | Gasoline (containing <=10% ethanol) | 1976-05-01 | Fort Belknap Indian Community of the Fort Belknap Reservation of Montana | Indian Land | Valley Grocery #2 (Abandoned) | Hwy 66 | Hays | MT | 59527 | 47.9951 | -108.7096
8 | 2040001 | Valley Grocery #2 (Abandoned) | Tank 5 | TRUE | Permanently Out of Use | 2021-10-15 | 4000 | Gasoline (containing <=10% ethanol) | 1976-05-01 | Fort Belknap Indian Community of the Fort Belknap Reservation of Montana | Indian Land | Valley Grocery #2 (Abandoned) | Hwy 66 | Hays | MT | 59527 | 47.9951 | -108.7096
8 | 2040001 | Valley Grocery #2 (Abandoned) | Tank 4 | TRUE | Permanently Out of Use | 2021-10-15 | 2000 | Diesel | 1976-05-01 | Fort Belknap Indian Community of the Fort Belknap Reservation of Montana | Indian Land | Valley Grocery #2 (Abandoned) | Hwy 66 | Hays | MT | 59527 | 47.9951 | -108.7096
8 | 2040001 | Valley Grocery #2 (Abandoned) | Tank 3 | TRUE | Permanently Out of Use | 2021-10-15 | 4000 | Gasoline (containing <=10% ethanol) | 1976-05-01 | Fort Belknap Indian Community of the Fort Belknap Reservation of Montana | Indian Land | Valley Grocery #2 (Abandoned) | Hwy 66 | Hays | MT | 59527 | 47.9951 | -108.7096
8 | 2040001 | Valley Grocery #2 (Abandoned) | Tank 2 | TRUE | Permanently Out of Use | 2021-10-15 | 4000 | Diesel | 1976-05-01 | Fort Belknap Indian Community of the Fort Belknap Reservation of Montana | Indian Land | Valley Grocery #2 (Abandoned) | Hwy 66 | Hays | MT | 59527 | 47.9951 | -108.7096
8 | 2040002 | Hays High School | Tank 1 | TRUE | Permanently Out of Use |  | 1000 | Gasoline (containing <=10% ethanol) | 1982-01-01 | Fort Belknap Indian Community of the Fort Belknap Reservation of Montana | Indian Land | Hays High School | Hwy 66 | Hays | MT | 59527 | 48.257 | -108.7145
8 | 2040004 | Lodgepole Store | Tank 1 | TRUE | Permanently Out of Use | 2004-07-14 | 1000 | Gasoline (containing <=10% ethanol) | 1986-04-01 | Fort Belknap Indian Community of the Fort Belknap Reservation of Montana | Indian Land | Lodgepole Store | General Delivery | Dodson | MT | 59524 | 48.0317 | -108.5336
8 | 2040004 | Lodgepole Store | Tank 2 | TRUE | Permanently Out of Use | 2004-07-14 | 2000 | Gasoline (containing <=10% ethanol) | 1971-04-01 | Fort Belknap Indian Community of the Fort Belknap Reservation of Montana | Indian Land | Lodgepole Store | General Delivery | Dodson | MT | 59524 | 48.0317 | -108.5336
8 | 2040005 | Little River Trading Post | Tank 5 | TRUE | Currently in Use |  | 10000 | Gasoline (containing <=10% ethanol) | 2025-06-23 | Fort Belknap Indian Community of the Fort Belknap Reservation of Montana | Indian Land | Little River Trading Post | 102 Assiniboine St. | Harlem | MT | 59526 | 48.4809 | -108.7563
8 | 2040005 | Little River Trading Post | XX Tank 2 (REG UNL) | TRUE | Permanently Out of Use | 2025-07-07 | 10000 | Gasoline (containing <=10% ethanol) | 1988-08-01 | Fort Belknap Indian Community of the Fort Belknap Reservation of Montana | Indian Land | Little River Trading Post | 102 Assiniboine St. | Harlem | MT | 59526 | 48.4809 | -108.7563
8 | 2040005 | Little River Trading Post | XX Tank 1 (REG UNL) | TRUE | Permanently Out of Use | 2025-07-07 | 10000 | Gasoline (containing <=10% ethanol) | 1988-08-01 | Fort Belknap Indian Community of the Fort Belknap Reservation of Montana | Indian Land | Little River Trading Post | 102 Assiniboine St. | Harlem | MT | 59526 | 48.4809 | -108.7563
8 | 2040005 | Little River Trading Post | XX Tank 4 (Prem) | TRUE | Permanently Out of Use | 2025-07-07 | 6000 | Gasoline (containing <=10% ethanol) | 1988-08-01 | Fort Belknap Indian Community of the Fort Belknap Reservation of Montana | Indian Land | Little River Trading Post | 102 Assiniboine St. | Harlem | MT | 59526 | 48.4809 | -108.7563
8 | 2040005 | Little River Trading Post | XX Tank 3 DSL | TRUE | Permanently Out of Use | 2025-07-07 | 10000 | Diesel | 1988-08-02 | Fort Belknap Indian Community of the Fort Belknap Reservation of Montana | Indian Land | Little River Trading Post | 102 Assiniboine St. | Harlem | MT | 59526 | 48.4809 | -108.7563
8 | 2040005 | Little River Trading Post | Tank 6/7 | TRUE | Currently in Use |  | 10000 | Diesel; Gasoline (containing <=10% ethanol) | 2025-06-23 | Fort Belknap Indian Community of the Fort Belknap Reservation of Montana | Indian Land | Little River Trading Post | 102 Assiniboine St. | Harlem | MT | 59526 | 48.4809 | -108.7563
8 | 2040006 | Lodgepole Elementary School | Tank 1 | TRUE | Permanently Out of Use |  | 1000 | Gasoline (containing <=10% ethanol) | 1982-01-01 | Fort Belknap Indian Community of the Fort Belknap Reservation of Montana | Indian Land | Lodgepole Elementary School | Hwy 66 | Hays | MT | 59527 | 48.257 | -108.7145
8 | 2040007 | Becks General Store | Tank 1 | TRUE | Permanently Out of Use |  | 1020 | Gasoline (containing <=10% ethanol) | 1986-05-01 | Fort Belknap Indian Community of the Fort Belknap Reservation of Montana | Indian Land | Becks General Store | Unknown (Lodgepole, MT) | Hays | MT | 59527
8 | 2040007 | Becks General Store | Tank 2 | TRUE | Permanently Out of Use |  | 1020 | Gasoline (containing <=10% ethanol) | 1986-05-01 | Fort Belknap Indian Community of the Fort Belknap Reservation of Montana | Indian Land | Becks General Store | Unknown (Lodgepole, MT) | Hays | MT | 59527
8 | 2040008 | St. Paul Mission | Tank 1 | TRUE | Permanently Out of Use |  | 1000 | Gasoline (containing <=10% ethanol) | 1899-12-31 | Fort Belknap Indian Community of the Fort Belknap Reservation of Montana | Indian Land | St. Paul Mission | 100 Stevens St. | Hays | MT | 59527
8 | 2040008 | St. Paul Mission | Tank 2 | TRUE | Permanently Out of Use |  | 1000 | Gasoline (containing <=10% ethanol) | 1899-12-31 | Fort Belknap Indian Community of the Fort Belknap Reservation of Montana | Indian Land | St. Paul Mission | 100 Stevens St. | Hays | MT | 59527
8 | 2040009 | BN Harlem Microwave | Tank 1 | TRUE | Permanently Out of Use |  | 300 | Diesel | 1974-06-01 | Fort Belknap Indian Community of the Fort Belknap Reservation of Montana | Indian Land | BN Harlem Microwave | Junction Hwy 2 & 367 4.4 miles South | Harlem | MT | 59526 | 48.5313 | -108.7847
8 | 2040010 | Building 77 | Tank 1 | TRUE | Permanently Out of Use | 2003-10-21 | 5000 | Gasoline (containing <=10% ethanol) | 1899-12-31 | Fort Belknap Indian Community of the Fort Belknap Reservation of Montana | Indian Land | Building 77 |  | Fort Belknap | MT |  | 48.4824 | -108.758
8 | 2050001 | City of Poplar | Tank 1 | TRUE | Permanently Out of Use |  | 1000 | Gasoline (containing <=10% ethanol) | 1961-03-01 | Assiniboine and Sioux Tribes of the Fort Peck Indian Reservation, Montana | Indian Land | City of Poplar | 106 A Street East | Poplar | MT | 59255 | 48.1078 | -105.1939
8 | 2050002 | Moe Chevrolet-Olds-Cadillac | Tank 1 | TRUE | Permanently Out of Use |  | 500 | Used Oil | 1977-05-01 | Assiniboine and Sioux Tribes of the Fort Peck Indian Reservation, Montana | Indian Land | Moe Chevrolet-Olds-Cadillac | 115 First Ave. P.O. Box 98 | Poplar | MT | 59255 | 48.1086 | -105.1955
8 | 2050004 | Butch's Exxon | Tank 1 | TRUE | Permanently Out of Use |  | 1000 | Diesel | 1961-04-01 | Assiniboine and Sioux Tribes of the Fort Peck Indian Reservation, Montana | Indian Land | Butch's Exxon | 401 F Street | Poplar | MT | 59255 | 48.1125 | -105.2022
8 | 2050004 | Butch's Exxon | Tank 13 | TRUE | Permanently Out of Use | 2017-04-10 | 500 | Gasoline (containing <=10% ethanol) | 1977-12-01 | Assiniboine and Sioux Tribes of the Fort Peck Indian Reservation, Montana | Indian Land | Butch's Exxon | 401 F Street | Poplar | MT | 59255 | 48.1125 | -105.2022
8 | 2050004 | Butch's Exxon | Tank 10 | TRUE | Permanently Out of Use |  | 4000 | Diesel | 1961-04-01 | Assiniboine and Sioux Tribes of the Fort Peck Indian Reservation, Montana | Indian Land | Butch's Exxon | 401 F Street | Poplar | MT | 59255 | 48.1125 | -105.2022
8 | 2050004 | Butch's Exxon | Tank 9 | TRUE | Permanently Out of Use | 2013-05-01 | 12000 | Gasoline (containing <=10% ethanol) | 1991-01-01 | Assiniboine and Sioux Tribes of the Fort Peck Indian Reservation, Montana | Indian Land | Butch's Exxon | 401 F Street | Poplar | MT | 59255 | 48.1125 | -105.2022
8 | 2050004 | Butch's Exxon | Tank 8 | TRUE | Permanently Out of Use |  | 4000 | Gasoline (containing <=10% ethanol) | 1961-04-01 | Assiniboine and Sioux Tribes of the Fort Peck Indian Reservation, Montana | Indian Land | Butch's Exxon | 401 F Street | Poplar | MT | 59255 | 48.1125 | -105.2022
8 | 2050004 | Butch's Exxon | Tank 7 | TRUE | Permanently Out of Use |  | 4000 | Gasoline (containing <=10% ethanol) | 1961-04-01 | Assiniboine and Sioux Tribes of the Fort Peck Indian Reservation, Montana | Indian Land | Butch's Exxon | 401 F Street | Poplar | MT | 59255 | 48.1125 | -105.2022
8 | 2050004 | Butch's Exxon | Tank 6 | TRUE | Permanently Out of Use |  | 3000 | Gasoline (containing <=10% ethanol) | 1961-04-01 | Assiniboine and Sioux Tribes of the Fort Peck Indian Reservation, Montana | Indian Land | Butch's Exxon | 401 F Street | Poplar | MT | 59255 | 48.1125 | -105.2022
8 | 2050004 | Butch's Exxon | Tank 3 | TRUE | Permanently Out of Use |  | 4000 | Gasoline (containing <=10% ethanol) | 1961-04-01 | Assiniboine and Sioux Tribes of the Fort Peck Indian Reservation, Montana | Indian Land | Butch's Exxon | 401 F Street | Poplar | MT | 59255 | 48.1125 | -105.2022
8 | 2050004 | Butch's Exxon | Tank 2 | TRUE | Permanently Out of Use |  | 4000 | Gasoline (containing <=10% ethanol) | 1961-04-01 | Assiniboine and Sioux Tribes of the Fort Peck Indian Reservation, Montana | Indian Land | Butch's Exxon | 401 F Street | Poplar | MT | 59255 | 48.1125 | -105.2022
8 | 2050006 | Fort Peck Agency Irrigation Department | Tank 1 | TRUE | Permanently Out of Use |  | 1500 | Diesel | 1971-04-01 | Assiniboine and Sioux Tribes of the Fort Peck Indian Reservation, Montana | Indian Land | Fort Peck Agency Irrigation Department | 602 6th Ave. North | Wolf Point | MT | 59201 | 48.0955 | -105.6468
8 | 2050006 | Fort Peck Agency Irrigation Department | Tank 3 | TRUE | Permanently Out of Use |  | 3000 | Diesel | 1982-04-01 | Assiniboine and Sioux Tribes of the Fort Peck Indian Reservation, Montana | Indian Land | Fort Peck Agency Irrigation Department | 602 6th Ave. North | Wolf Point | MT | 59201 | 48.0955 | -105.6468
8 | 2050006 | Fort Peck Agency Irrigation Department | Tank 2 | TRUE | Permanently Out of Use |  | 1250 | Gasoline (containing <=10% ethanol) | 1961-04-01 | Assiniboine and Sioux Tribes of the Fort Peck Indian Reservation, Montana | Indian Land | Fort Peck Agency Irrigation Department | 602 6th Ave. North | Wolf Point | MT | 59201 | 48.0955 | -105.6468
8 | 2050007 | Bill's Conoco Service | Tank 1 | TRUE | Permanently Out of Use |  | 3000 | Gasoline (containing <=10% ethanol) | 1956-05-01 | Assiniboine and Sioux Tribes of the Fort Peck Indian Reservation, Montana | Indian Land | Bill's Conoco Service | Hwy 2 & 5th Ave. North | Wolf Point | MT | 59201 | 48.0932 | -105.6453
8 | 2050007 | Bill's Conoco Service | Tank 6 | TRUE | Permanently Out of Use |  | 4000 | Gasoline (containing <=10% ethanol) | 1956-05-01 | Assiniboine and Sioux Tribes of the Fort Peck Indian Reservation, Montana | Indian Land | Bill's Conoco Service | Hwy 2 & 5th Ave. North | Wolf Point | MT | 59201 | 48.0932 | -105.6453
8 | 2050007 | Bill's Conoco Service | Tank 5 | TRUE | Permanently Out of Use |  | 4000 | Gasoline (containing <=10% ethanol) | 1956-05-01 | Assiniboine and Sioux Tribes of the Fort Peck Indian Reservation, Montana | Indian Land | Bill's Conoco Service | Hwy 2 & 5th Ave. North | Wolf Point | MT | 59201 | 48.0932 | -105.6453
8 | 2050007 | Bill's Conoco Service | Tank 4 | TRUE | Permanently Out of Use |  | 6000 | Gasoline (containing <=10% ethanol) | 1975-05-01 | Assiniboine and Sioux Tribes of the Fort Peck Indian Reservation, Montana | Indian Land | Bill's Conoco Service | Hwy 2 & 5th Ave. North | Wolf Point | MT | 59201 | 48.0932 | -105.6453
8 | 2050007 | Bill's Conoco Service | Tank 3 | TRUE | Permanently Out of Use |  | 300 | Used Oil | 1952-05-01 | Assiniboine and Sioux Tribes of the Fort Peck Indian Reservation, Montana | Indian Land | Bill's Conoco Service | Hwy 2 & 5th Ave. North | Wolf Point | MT | 59201 | 48.0932 | -105.6453
8 | 2050007 | Bill's Conoco Service | Tank 2 | TRUE | Permanently Out of Use |  | 550 | Gasoline (containing <=10% ethanol) | 1956-05-01 | Assiniboine and Sioux Tribes of the Fort Peck Indian Reservation, Montana | Indian Land | Bill's Conoco Service | Hwy 2 & 5th Ave. North | Wolf Point | MT | 59201 | 48.0932 | -105.6453
8 | 2050008 | Poplar Westland | Tank 1 | TRUE | Permanently Out of Use |  | 2000 | Diesel | 1961-05-01 | Assiniboine and Sioux Tribes of the Fort Peck Indian Reservation, Montana | Indian Land | Poplar Westland | 200 First St. West | Poplar | MT | 59255 | 48.1117 | -105.1975
8 | 2050008 | Poplar Westland | Tank 4 | TRUE | Permanently Out of Use |  | 1000 | Gasoline (containing <=10% ethanol) | 1961-05-01 | Assiniboine and Sioux Tribes of the Fort Peck Indian Reservation, Montana | Indian Land | Poplar Westland | 200 First St. West | Poplar | MT | 59255 | 48.1117 | -105.1975
8 | 2050008 | Poplar Westland | Tank 3 | TRUE | Permanently Out of Use |  | 8000 | Gasoline (containing <=10% ethanol) | 1961-05-01 | Assiniboine and Sioux Tribes of the Fort Peck Indian Reservation, Montana | Indian Land | Poplar Westland | 200 First St. West | Poplar | MT | 59255 | 48.1117 | -105.1975
8 | 2050008 | Poplar Westland | Tank 2 | TRUE | Permanently Out of Use |  | 6000 | Gasoline (containing <=10% ethanol) | 1961-05-01 | Assiniboine and Sioux Tribes of the Fort Peck Indian Reservation, Montana | Indian Land | Poplar Westland | 200 First St. West | Poplar | MT | 59255 | 48.1117 | -105.1975
8 | 2050009 | Rick's Exxon | Tank 1 | TRUE | Permanently Out of Use |  | 8000 | Gasoline (containing <=10% ethanol) | 1976-04-01 | Assiniboine and Sioux Tribes of the Fort Peck Indian Reservation, Montana | Indian Land | Rick's Exxon | 330 Hwy 2 | Wolf Point | MT | 59201 | 48.1262 | -105.4591
8 | 2050009 | Rick's Exxon | Tank 5 | TRUE | Permanently Out of Use |  | 1000 | Used Oil | 1899-12-31 | Assiniboine and Sioux Tribes of the Fort Peck Indian Reservation, Montana | Indian Land | Rick's Exxon | 330 Hwy 2 | Wolf Point | MT | 59201 | 48.1262 | -105.4591
8 | 2050009 | Rick's Exxon | Tank 4 | TRUE | Permanently Out of Use |  | 4000 | Diesel | 1961-04-01 | Assiniboine and Sioux Tribes of the Fort Peck Indian Reservation, Montana | Indian Land | Rick's Exxon | 330 Hwy 2 | Wolf Point | MT | 59201 | 48.1262 | -105.4591
8 | 2050009 | Rick's Exxon | Tank 3 | TRUE | Permanently Out of Use |  | 8000 | Diesel | 1976-04-01 | Assiniboine and Sioux Tribes of the Fort Peck Indian Reservation, Montana | Indian Land | Rick's Exxon | 330 Hwy 2 | Wolf Point | MT | 59201 | 48.1262 | -105.4591
8 | 2050009 | Rick's Exxon | Tank 2 | TRUE | Permanently Out of Use |  | 2000 | Diesel | 1961-04-01 | Assiniboine and Sioux Tribes of the Fort Peck Indian Reservation, Montana | Indian Land | Rick's Exxon | 330 Hwy 2 | Wolf Point | MT | 59201 | 48.1262 | -105.4591
8 | 2050010 | Peters Auto Service | Tank 1 | TRUE | Permanently Out of Use |  | 1000 | Gasoline (containing <=10% ethanol) | 1956-04-01 | Assiniboine and Sioux Tribes of the Fort Peck Indian Reservation, Montana | Indian Land | Peters Auto Service | 225 Hwy 2 | Wolf Point | MT | 59201 | 48.1268 | -105.4523
8 | 2050010 | Peters Auto Service | Tank 2 | TRUE | Permanently Out of Use |  | 2000 | Gasoline (containing <=10% ethanol) | 1956-04-01 | Assiniboine and Sioux Tribes of the Fort Peck Indian Reservation, Montana | Indian Land | Peters Auto Service | 225 Hwy 2 | Wolf Point | MT | 59201 | 48.1268 | -105.4523
8 | 2050011 | Larrys Conoco | Tank 1 | TRUE | Permanently Out of Use |  | 5000 | Diesel | 1960-05-01 | Assiniboine and Sioux Tribes of the Fort Peck Indian Reservation, Montana | Indian Land | Larrys Conoco | 301 F St. West | Poplar | MT | 59255 | 48.1129 | -105.1996
8 | 2050011 | Larrys Conoco | Tank 3 | TRUE | Permanently Out of Use |  | 6000 | Gasoline (containing <=10% ethanol) | 1975-05-01 | Assiniboine and Sioux Tribes of the Fort Peck Indian Reservation, Montana | Indian Land | Larrys Conoco | 301 F St. West | Poplar | MT | 59255 | 48.1129 | -105.1996
8 | 2050011 | Larrys Conoco | Tank 2 | TRUE | Permanently Out of Use |  | 5000 | Gasoline (containing <=10% ethanol) | 1960-05-01 | Assiniboine and Sioux Tribes of the Fort Peck Indian Reservation, Montana | Indian Land | Larrys Conoco | 301 F St. West | Poplar | MT | 59255 | 48.1129 | -105.1996
8 | 2050013 | J & R Service | UNL | TRUE | Currently in Use |  | 2000 | Gasoline (containing <=10% ethanol) | 1991-05-01 | Assiniboine and Sioux Tribes of the Fort Peck Indian Reservation, Montana | Indian Land | J & R Service | 101 Main Street | Reserve | MT | 59258 | 48.6057 | -104.4617
8 | 2050013 | J & R Service | DSL | TRUE | Currently in Use |  | 2000 | Diesel | 2000-07-01 | Assiniboine and Sioux Tribes of the Fort Peck Indian Reservation, Montana | Indian Land | J & R Service | 101 Main Street | Reserve | MT | 59258 | 48.6057 | -104.4617
8 | 2050013 | J & R Service | X Tank 4 | TRUE | Permanently Out of Use |  | 550 | Gasoline (containing <=10% ethanol) | 1978-03-01 | Assiniboine and Sioux Tribes of the Fort Peck Indian Reservation, Montana | Indian Land | J & R Service | 101 Main Street | Reserve | MT | 59258 | 48.6057 | -104.4617
8 | 2050013 | J & R Service | X Tank 3 | TRUE | Permanently Out of Use |  | 550 | Gasoline (containing <=10% ethanol) | 1978-03-01 | Assiniboine and Sioux Tribes of the Fort Peck Indian Reservation, Montana | Indian Land | J & R Service | 101 Main Street | Reserve | MT | 59258 | 48.6057 | -104.4617
8 | 2050013 | J & R Service | X Tank 2 | TRUE | Permanently Out of Use |  | 2000 | Diesel | 1991-05-01 | Assiniboine and Sioux Tribes of the Fort Peck Indian Reservation, Montana | Indian Land | J & R Service | 101 Main Street | Reserve | MT | 59258 | 48.6057 | -104.4617
8 | 2050014 | Town Pump #8946 (Wolf Point) | Tank 1 | TRUE | Currently in Use |  | 12000 | Gasoline (containing <=10% ethanol) | 1985-04-01 | Assiniboine and Sioux Tribes of the Fort Peck Indian Reservation, Montana | Indian Land | Town Pump #8946 (Wolf Point) | 401 Cascade Street | Wolf Point | MT | 59201 | 48.0933 | -105.6435
8 | 2050014 | Town Pump #8946 (Wolf Point) | Tank 6 | TRUE | Currently in Use |  | 12000 | Diesel | 2002-06-01 | Assiniboine and Sioux Tribes of the Fort Peck Indian Reservation, Montana | Indian Land | Town Pump #8946 (Wolf Point) | 401 Cascade Street | Wolf Point | MT | 59201 | 48.0933 | -105.6435
8 | 2050014 | Town Pump #8946 (Wolf Point) | Tank 3 | TRUE | Currently in Use |  | 12000 | Diesel | 1985-04-01 | Assiniboine and Sioux Tribes of the Fort Peck Indian Reservation, Montana | Indian Land | Town Pump #8946 (Wolf Point) | 401 Cascade Street | Wolf Point | MT | 59201 | 48.0933 | -105.6435
8 | 2050014 | Town Pump #8946 (Wolf Point) | Tank 5 RD | TRUE | Currently in Use |  | 10000 | Diesel | 1986-04-01 | Assiniboine and Sioux Tribes of the Fort Peck Indian Reservation, Montana | Indian Land | Town Pump #8946 (Wolf Point) | 401 Cascade Street | Wolf Point | MT | 59201 | 48.0933 | -105.6435
8 | 2050014 | Town Pump #8946 (Wolf Point) | Tank 4 DSL | TRUE | Currently in Use |  | 6000 | Diesel | 1986-04-01 | Assiniboine and Sioux Tribes of the Fort Peck Indian Reservation, Montana | Indian Land | Town Pump #8946 (Wolf Point) | 401 Cascade Street | Wolf Point | MT | 59201 | 48.0933 | -105.6435
8 | 2050014 | Town Pump #8946 (Wolf Point) | Tank 2 | TRUE | Currently in Use |  | 12000 | Gasoline (containing <=10% ethanol) | 1985-04-01 | Assiniboine and Sioux Tribes of the Fort Peck Indian Reservation, Montana | Indian Land | Town Pump #8946 (Wolf Point) | 401 Cascade Street | Wolf Point | MT | 59201 | 48.0933 | -105.6435
8 | 2050015 | Dallas Aero & Sales | Tank 1 | TRUE | Permanently Out of Use |  | 4000 | Gasoline (containing <=10% ethanol) | 1983-04-01 | Assiniboine and Sioux Tribes of the Fort Peck Indian Reservation, Montana | Indian Land | Dallas Aero & Sales | Airport Road, P.O. Box 128 | Poplar | MT | 59255 | 48.1144 | -105.1889
8 | 2050015 | Dallas Aero & Sales | Tank 3 | TRUE | Permanently Out of Use |  | 1000 | Gasoline (containing <=10% ethanol) | 1985-04-01 | Assiniboine and Sioux Tribes of the Fort Peck Indian Reservation, Montana | Indian Land | Dallas Aero & Sales | Airport Road, P.O. Box 128 | Poplar | MT | 59255 | 48.1144 | -105.1889
8 | 2050015 | Dallas Aero & Sales | Tank 2 | TRUE | Permanently Out of Use |  | 1000 | Gasoline (containing <=10% ethanol) | 1983-04-01 | Assiniboine and Sioux Tribes of the Fort Peck Indian Reservation, Montana | Indian Land | Dallas Aero & Sales | Airport Road, P.O. Box 128 | Poplar | MT | 59255 | 48.1144 | -105.1889
8 | 2050016 | Montana DOT (Wolf Point Site) | Tank 1 | TRUE | Permanently Out of Use |  | 10000 | Gasoline (containing <=10% ethanol) | 1971-04-01 | Assiniboine and Sioux Tribes of the Fort Peck Indian Reservation, Montana | Indian Land | Montana DOT (Wolf Point Site) | Hwy 25 West | Wolf Point | MT | 59201 | 48.0924 | -105.6337
8 | 2050016 | Montana DOT (Wolf Point Site) | Tank 6 | TRUE | Permanently Out of Use |  | 2000 | Diesel | 1971-04-01 | Assiniboine and Sioux Tribes of the Fort Peck Indian Reservation, Montana | Indian Land | Montana DOT (Wolf Point Site) | Hwy 25 West | Wolf Point | MT | 59201 | 48.0924 | -105.6337
8 | 2050016 | Montana DOT (Wolf Point Site) | Tank 5 | TRUE | Permanently Out of Use | 2004-10-14 | 6000 | Gasoline (containing <=10% ethanol) | 1991-11-01 | Assiniboine and Sioux Tribes of the Fort Peck Indian Reservation, Montana | Indian Land | Montana DOT (Wolf Point Site) | Hwy 25 West | Wolf Point | MT | 59201 | 48.0924 | -105.6337
8 | 2050016 | Montana DOT (Wolf Point Site) | Tank 4 | TRUE | Permanently Out of Use | 2004-10-13 | 10000 | Diesel | 1991-11-01 | Assiniboine and Sioux Tribes of the Fort Peck Indian Reservation, Montana | Indian Land | Montana DOT (Wolf Point Site) | Hwy 25 West | Wolf Point | MT | 59201 | 48.0924 | -105.6337
8 | 2050016 | Montana DOT (Wolf Point Site) | Tank 3 | TRUE | Permanently Out of Use |  | 550 | Used Oil | 1981-04-01 | Assiniboine and Sioux Tribes of the Fort Peck Indian Reservation, Montana | Indian Land | Montana DOT (Wolf Point Site) | Hwy 25 West | Wolf Point | MT | 59201 | 48.0924 | -105.6337
8 | 2050016 | Montana DOT (Wolf Point Site) | Tank 2 | TRUE | Permanently Out of Use |  | 6000 | Diesel | 1971-04-01 | Assiniboine and Sioux Tribes of the Fort Peck Indian Reservation, Montana | Indian Land | Montana DOT (Wolf Point Site) | Hwy 25 West | Wolf Point | MT | 59201 | 48.0924 | -105.6337
8 | 2050017 | Trinder Farms | Tank 1 | TRUE | Permanently Out of Use |  | 4000 | Diesel | 1976-05-01 | Assiniboine and Sioux Tribes of the Fort Peck Indian Reservation, Montana | Indian Land | Trinder Farms | 1 mile East of Poplar | Poplar | MT | 59255 | 48.1108 | -105.1982
8 | 2050017 | Trinder Farms | Tank 2 | TRUE | Permanently Out of Use |  | 4000 | Gasoline (containing <=10% ethanol) | 1976-05-01 | Assiniboine and Sioux Tribes of the Fort Peck Indian Reservation, Montana | Indian Land | Trinder Farms | 1 mile East of Poplar | Poplar | MT | 59255 | 48.1108 | -105.1982
8 | 2050019 | Clifford Hagadone | Tank 1 | TRUE | Permanently Out of Use |  | 8000 | Used Oil | 1976-04-01 | Assiniboine and Sioux Tribes of the Fort Peck Indian Reservation, Montana | Indian Land | Clifford Hagadone | 6192 Hwy. 250 West | Wolf Point | MT | 59201 | 48.0886 | -105.6426
8 | 2050020 | Toews Farm Inc. | Tank 1 | TRUE | Permanently Out of Use |  | 3000 | Gasoline (containing <=10% ethanol) | 1971-06-01 | Assiniboine and Sioux Tribes of the Fort Peck Indian Reservation, Montana | Indian Land | Toews Farm Inc. | P.O. Box 2127 | Wolf Point | MT | 59201 | 48.0919 | -105.6418
8 | 2050021 | Lustre Bible Academy Society | Tank 1 | TRUE | Permanently Out of Use |  | 2000 | Diesel | 1975-04-01 | Assiniboine and Sioux Tribes of the Fort Peck Indian Reservation, Montana | Indian Land | Lustre Bible Academy Society | Rural Route 1, P.O. Box 57 | Frazer | MT | 59225
8 | 2050022 | Triple H Farms Inc. | Tank 1 | TRUE | Permanently Out of Use |  | 4000 | Diesel | 1980-05-05 | Assiniboine and Sioux Tribes of the Fort Peck Indian Reservation, Montana | Indian Land | Triple H Farms Inc. | P.O. Box 2187 | Wolf Point | MT | 59201 | 48.0919 | -105.6418
8 | 2050022 | Triple H Farms Inc. | Tank 2 | TRUE | Permanently Out of Use |  | 4000 | Gasoline (containing <=10% ethanol) | 1980-05-01 | Assiniboine and Sioux Tribes of the Fort Peck Indian Reservation, Montana | Indian Land | Triple H Farms Inc. | P.O. Box 2187 | Wolf Point | MT | 59201 | 48.0919 | -105.6418
8 | 2050023 | Roosevelt County Shop | Tank 4 | TRUE | Permanently Out of Use |  | 1000 | Diesel | 1976-04-01 | Assiniboine and Sioux Tribes of the Fort Peck Indian Reservation, Montana | Indian Land | Roosevelt County Shop | Third & E Street | Poplar | MT | 59255 | 48.1114 | -105.1889
8 | 2050023 | Roosevelt County Shop | Tank 5 | TRUE | Permanently Out of Use |  | 1000 | Gasoline (containing <=10% ethanol) | 1976-04-01 | Assiniboine and Sioux Tribes of the Fort Peck Indian Reservation, Montana | Indian Land | Roosevelt County Shop | Third & E Street | Poplar | MT | 59255 | 48.1114 | -105.1889
8 | 2050024 | Wolf Point Site | Tank 1 | TRUE | Permanently Out of Use |  | 1000 | Gasoline (containing <=10% ethanol) | 1976-04-01 | Assiniboine and Sioux Tribes of the Fort Peck Indian Reservation, Montana | Indian Land | Wolf Point Site | Hwy 2 (1 mile east of Wolf Point) | Wolf Point | MT | 59201
8 | 2050024 | Wolf Point Site | Tank 3 | TRUE | Permanently Out of Use |  | 1000 | Diesel | 1976-04-01 | Assiniboine and Sioux Tribes of the Fort Peck Indian Reservation, Montana | Indian Land | Wolf Point Site | Hwy 2 (1 mile east of Wolf Point) | Wolf Point | MT | 59201
8 | 2050024 | Wolf Point Site | Tank 2 | TRUE | Permanently Out of Use |  | 1000 | Gasoline (containing <=10% ethanol) | 1981-04-01 | Assiniboine and Sioux Tribes of the Fort Peck Indian Reservation, Montana | Indian Land | Wolf Point Site | Hwy 2 (1 mile east of Wolf Point) | Wolf Point | MT | 59201
8 | 2050025 | Houg Farm | Tank 1 | TRUE | Permanently Out of Use |  | 2000 | Gasoline (containing <=10% ethanol) | 1978-04-01 | Assiniboine and Sioux Tribes of the Fort Peck Indian Reservation, Montana | Indian Land | Houg Farm | P.O. Box 2238 | Wolf Point | MT | 59201 | 48.0919 | -105.6418
8 | 2050026 | Wolf Point Airport | Tank 1 | TRUE | Permanently Out of Use |  | 1000 | Gasoline (containing <=10% ethanol) | 1986-04-01 | Assiniboine and Sioux Tribes of the Fort Peck Indian Reservation, Montana | Indian Land | Wolf Point Airport | Airport Road | Wolf Point | MT | 59201 | 48.0919 | -105.6418
8 | 2050027 | Dave & Berniece Tollefson | Tank 1 | TRUE | Permanently Out of Use |  | 2000 | Diesel | 1974-05-01 | Assiniboine and Sioux Tribes of the Fort Peck Indian Reservation, Montana | Indian Land | Dave & Berniece Tollefson | P.O. Box 5014 Remote Location | Wolf Point | MT | 59201 | 48.0919 | -105.6418
8 | 2050029 | Honeyland, Inc. | Tank 1 | TRUE | Permanently Out of Use |  | 1000 | Diesel | 1978-04-01 | Assiniboine and Sioux Tribes of the Fort Peck Indian Reservation, Montana | Indian Land | Honeyland, Inc. | P.O. Box 3135 | Wolf Point | MT | 59201 | 48.0919 | -105.6418
8 | 2050029 | Honeyland, Inc. | Tank 2 | TRUE | Permanently Out of Use |  | 1000 | Gasoline (containing <=10% ethanol) | 1971-04-01 | Assiniboine and Sioux Tribes of the Fort Peck Indian Reservation, Montana | Indian Land | Honeyland, Inc. | P.O. Box 3135 | Wolf Point | MT | 59201 | 48.0919 | -105.6418
8 | 2050031 | B & S Quick Stop | Tank 1 | TRUE | Permanently Out of Use |  | 500 | Gasoline (containing <=10% ethanol) | 1899-12-31 | Assiniboine and Sioux Tribes of the Fort Peck Indian Reservation, Montana | Indian Land | B & S Quick Stop | Hwy 2 & Main Street | Brockton | MT | 59213 | 48.1489 | -104.9175
8 | 2050031 | B & S Quick Stop | Tank 6 | TRUE | Permanently Out of Use |  | 4000 | Gasoline (containing <=10% ethanol) | 1981-03-01 | Assiniboine and Sioux Tribes of the Fort Peck Indian Reservation, Montana | Indian Land | B & S Quick Stop | Hwy 2 & Main Street | Brockton | MT | 59213 | 48.1489 | -104.9175
8 | 2050031 | B & S Quick Stop | Tank 4 | TRUE | Currently in Use |  | 12000 | Gasoline (containing <=10% ethanol) | 1995-06-01 | Assiniboine and Sioux Tribes of the Fort Peck Indian Reservation, Montana | Indian Land | B & S Quick Stop | Hwy 2 & Main Street | Brockton | MT | 59213 | 48.1489 | -104.9175
8 | 2050031 | B & S Quick Stop | Tank 3 | TRUE | Permanently Out of Use |  | 1000 | Gasoline (containing <=10% ethanol) | 1981-03-01 | Assiniboine and Sioux Tribes of the Fort Peck Indian Reservation, Montana | Indian Land | B & S Quick Stop | Hwy 2 & Main Street | Brockton | MT | 59213 | 48.1489 | -104.9175
8 | 2050031 | B & S Quick Stop | Tank 2 | TRUE | Permanently Out of Use |  | 1000 | Gasoline (containing <=10% ethanol) | 1899-12-31 | Assiniboine and Sioux Tribes of the Fort Peck Indian Reservation, Montana | Indian Land | B & S Quick Stop | Hwy 2 & Main Street | Brockton | MT | 59213 | 48.1489 | -104.9175
8 | 2050034 | Anderson Oil Co. | Tank 1 | TRUE | Permanently Out of Use |  | 10000 | Gasoline (containing <=10% ethanol) | 1976-03-01 | Assiniboine and Sioux Tribes of the Fort Peck Indian Reservation, Montana | Indian Land | Anderson Oil Co. | Hwy. 2 | Poplar | MT | 59255 | 48.111 | -105.129
8 | 2050034 | Anderson Oil Co. | Tank 4 | TRUE | Permanently Out of Use |  | 10000 | Diesel | 1976-03-01 | Assiniboine and Sioux Tribes of the Fort Peck Indian Reservation, Montana | Indian Land | Anderson Oil Co. | Hwy. 2 | Poplar | MT | 59255 | 48.111 | -105.129
8 | 2050034 | Anderson Oil Co. | Tank 3 | TRUE | Permanently Out of Use |  | 4000 | Gasoline (containing <=10% ethanol) | 1976-03-01 | Assiniboine and Sioux Tribes of the Fort Peck Indian Reservation, Montana | Indian Land | Anderson Oil Co. | Hwy. 2 | Poplar | MT | 59255 | 48.111 | -105.129
8 | 2050034 | Anderson Oil Co. | Tank 2 | TRUE | Permanently Out of Use |  | 12000 | Gasoline (containing <=10% ethanol) | 1981-03-01 | Assiniboine and Sioux Tribes of the Fort Peck Indian Reservation, Montana | Indian Land | Anderson Oil Co. | Hwy. 2 | Poplar | MT | 59255 | 48.111 | -105.129
8 | 2050036 | BN Reserve Depot | Tank 1 | TRUE | Permanently Out of Use |  | 2000 | Diesel | 1950-05-01 | Assiniboine and Sioux Tribes of the Fort Peck Indian Reservation, Montana | Indian Land | BN Reserve Depot | Railroad Ave. & A Street | Reserve | MT | 59258 | 48.6065 | -104.4621
8 | 2050037 | Bill Rathert (a.k.a. Rathert Fox Ford) | Tank 2 | TRUE | Permanently Out of Use |  | 500 | Gasoline (containing <=10% ethanol) | 1954-06-01 | Assiniboine and Sioux Tribes of the Fort Peck Indian Reservation, Montana | Indian Land | Bill Rathert (a.k.a. Rathert Fox Ford) | 924 Fifth Ave. North | Wolf Point | MT | 59201 | 48.0992 | -105.6445
8 | 2050037 | Bill Rathert (a.k.a. Rathert Fox Ford) | Tank 7 | TRUE | Permanently Out of Use | 1990-03-30 | 500 | Gasoline (containing <=10% ethanol) | 1950-01-01 | Assiniboine and Sioux Tribes of the Fort Peck Indian Reservation, Montana | Indian Land | Bill Rathert (a.k.a. Rathert Fox Ford) | 924 Fifth Ave. North | Wolf Point | MT | 59201 | 48.0992 | -105.6445
8 | 2050037 | Bill Rathert (a.k.a. Rathert Fox Ford) | Tank 6 | TRUE | Permanently Out of Use |  | 4000 | Gasoline (containing <=10% ethanol) | 1954-06-01 | Assiniboine and Sioux Tribes of the Fort Peck Indian Reservation, Montana | Indian Land | Bill Rathert (a.k.a. Rathert Fox Ford) | 924 Fifth Ave. North | Wolf Point | MT | 59201 | 48.0992 | -105.6445
8 | 2050037 | Bill Rathert (a.k.a. Rathert Fox Ford) | Tank 5 | TRUE | Permanently Out of Use |  | 4000 | Gasoline (containing <=10% ethanol) | 1954-06-01 | Assiniboine and Sioux Tribes of the Fort Peck Indian Reservation, Montana | Indian Land | Bill Rathert (a.k.a. Rathert Fox Ford) | 924 Fifth Ave. North | Wolf Point | MT | 59201 | 48.0992 | -105.6445
8 | 2050037 | Bill Rathert (a.k.a. Rathert Fox Ford) | Tank 4 | TRUE | Permanently Out of Use |  | 4000 | Gasoline (containing <=10% ethanol) | 1954-06-01 | Assiniboine and Sioux Tribes of the Fort Peck Indian Reservation, Montana | Indian Land | Bill Rathert (a.k.a. Rathert Fox Ford) | 924 Fifth Ave. North | Wolf Point | MT | 59201 | 48.0992 | -105.6445
8 | 2050037 | Bill Rathert (a.k.a. Rathert Fox Ford) | Tank 3 | TRUE | Permanently Out of Use |  | 500 | Used Oil | 1954-06-01 | Assiniboine and Sioux Tribes of the Fort Peck Indian Reservation, Montana | Indian Land | Bill Rathert (a.k.a. Rathert Fox Ford) | 924 Fifth Ave. North | Wolf Point | MT | 59201 | 48.0992 | -105.6445
8 | 2050038 | BN Poplar Old Signal | Tank 1 | TRUE | Permanently Out of Use |  | 1000 | Diesel | 1962-06-01 | Assiniboine and Sioux Tribes of the Fort Peck Indian Reservation, Montana | Indian Land | BN Poplar Old Signal | Sioux & 5th Street | Poplar | MT | 59255 | 48.1085 | -105.2043
8 | 2050039 | Brockton Facility | Tank 1 | TRUE | Permanently Out of Use |  | 1200 | Diesel | 1953-05-01 | Assiniboine and Sioux Tribes of the Fort Peck Indian Reservation, Montana | Indian Land | Brockton Facility | A Street | Brockton | MT | 59213
8 | 2050041 | Former Farmex Grain Co-Op | Tank 1 | TRUE | Permanently Out of Use |  | 500 | Gasoline (containing <=10% ethanol) | 1971-01-01 | Assiniboine and Sioux Tribes of the Fort Peck Indian Reservation, Montana | Indian Land | Former Farmex Grain Co-Op | Front Street Burlington Northern Tracks | Wolf Point | MT | 59201 | 48.091 | -105.6431
8 | 2050041 | Former Farmex Grain Co-Op | Tank 2 | TRUE | Permanently Out of Use |  | 500 | Gasoline (containing <=10% ethanol) | 1971-01-01 | Assiniboine and Sioux Tribes of the Fort Peck Indian Reservation, Montana | Indian Land | Former Farmex Grain Co-Op | Front Street Burlington Northern Tracks | Wolf Point | MT | 59201 | 48.091 | -105.6431
8 | 2050042 | Nordwick Farm, Donald | Tank 1 | TRUE | Permanently Out of Use |  | 4000 | Diesel | 1981-01-01 | Assiniboine and Sioux Tribes of the Fort Peck Indian Reservation, Montana | Indian Land | Nordwick Farm, Donald | P.O. Box 2029 | Poplar | MT | 59255 | 48.1108 | -105.1982
8 | 2050044 | L. M. Clayton Airport | Tank 1 | TRUE | Currently in Use |  | 12000 | Av Gas; Diesel | 1992-11-01 | Assiniboine and Sioux Tribes of the Fort Peck Indian Reservation, Montana | Indian Land | L. M. Clayton Airport | 5727 Hwy. 25 | Wolf Point | MT | 59201 | 48.0929 | -105.6287
8 | 2050044 | L. M. Clayton Airport | Tank 6 | TRUE | Permanently Out of Use |  | 4000 | Gasoline (containing <=10% ethanol) | 1992-12-01 | Assiniboine and Sioux Tribes of the Fort Peck Indian Reservation, Montana | Indian Land | L. M. Clayton Airport | 5727 Hwy. 25 | Wolf Point | MT | 59201 | 48.0929 | -105.6287
8 | 2050044 | L. M. Clayton Airport | Tank 5 | TRUE | Permanently Out of Use |  | 4000 | Gasoline (containing <=10% ethanol) | 1984-04-01 | Assiniboine and Sioux Tribes of the Fort Peck Indian Reservation, Montana | Indian Land | L. M. Clayton Airport | 5727 Hwy. 25 | Wolf Point | MT | 59201 | 48.0929 | -105.6287
8 | 2050044 | L. M. Clayton Airport | Tank 4 | TRUE | Permanently Out of Use |  | 8000 | Gasoline (containing <=10% ethanol) | 1992-12-01 | Assiniboine and Sioux Tribes of the Fort Peck Indian Reservation, Montana | Indian Land | L. M. Clayton Airport | 5727 Hwy. 25 | Wolf Point | MT | 59201 | 48.0929 | -105.6287
8 | 2050044 | L. M. Clayton Airport | Tank 3 | TRUE | Permanently Out of Use |  | 4000 | Gasoline (containing <=10% ethanol) | 1980-04-01 | Assiniboine and Sioux Tribes of the Fort Peck Indian Reservation, Montana | Indian Land | L. M. Clayton Airport | 5727 Hwy. 25 | Wolf Point | MT | 59201 | 48.0929 | -105.6287
8 | 2050046 | Pankratz Brothers | Tank 1 | TRUE | Permanently Out of Use |  | 1200 | Gasoline (containing <=10% ethanol) | 1974-01-01 | Assiniboine and Sioux Tribes of the Fort Peck Indian Reservation, Montana | Indian Land | Pankratz Brothers | P.O. Box 37 | Frazer | MT | 59225 | 48.0585 | -106.0441
8 | 2050047 | Olfert Farm | Tank 1 | TRUE | Permanently Out of Use |  | 4000 | Gasoline (containing <=10% ethanol) | 1976-05-01 | Assiniboine and Sioux Tribes of the Fort Peck Indian Reservation, Montana | Indian Land | Olfert Farm | SR 266 P.O. Box 28 | Frazer | MT | 59225 | 48.0585 | -106.0441
8 | 2050048 | Lorrain Ruffato Shop | Tank 1 | TRUE | Permanently Out of Use |  | 1000 | Gasoline (containing <=10% ethanol) | 1948-01-01 | Assiniboine and Sioux Tribes of the Fort Peck Indian Reservation, Montana | Indian Land | Lorrain Ruffato Shop | Lots 3,4,5,6,7 of Block 4 | Poplar | MT | 59255 | 48.1068 | -105.1845
8 | 2050049 | Tande Grocery | Tank 1 | TRUE | Permanently Out of Use |  | 1000 | Gasoline (containing <=10% ethanol) | 1954-01-01 | Assiniboine and Sioux Tribes of the Fort Peck Indian Reservation, Montana | Indian Land | Tande Grocery | 1st Ave. North P.O. Box 607 | Poplar | MT | 59255 | 48.1128 | -105.1956
8 | 2050049 | Tande Grocery | Tank 2 | TRUE | Permanently Out of Use |  | 1000 | Gasoline (containing <=10% ethanol) | 1954-01-01 | Assiniboine and Sioux Tribes of the Fort Peck Indian Reservation, Montana | Indian Land | Tande Grocery | 1st Ave. North P.O. Box 607 | Poplar | MT | 59255 | 48.1128 | -105.1956
8 | 2050050 | Kelsey's Store | Tank 1 | TRUE | Permanently Out of Use |  | 250 | Kerosene | 1920-01-01 | Assiniboine and Sioux Tribes of the Fort Peck Indian Reservation, Montana | Indian Land | Kelsey's Store | 236 2nd Ave. West | Poplar | MT | 59255 | 48.1095 | -105.1971
8 | 2050050 | Kelsey's Store | Tank 3 | TRUE | Permanently Out of Use |  | 500 | Gasoline (containing <=10% ethanol) | 1920-01-01 | Assiniboine and Sioux Tribes of the Fort Peck Indian Reservation, Montana | Indian Land | Kelsey's Store | 236 2nd Ave. West | Poplar | MT | 59255 | 48.1095 | -105.1971
8 | 2050050 | Kelsey's Store | Tank 2 | TRUE | Permanently Out of Use |  | 500 | Gasoline (containing <=10% ethanol) | 1920-01-01 | Assiniboine and Sioux Tribes of the Fort Peck Indian Reservation, Montana | Indian Land | Kelsey's Store | 236 2nd Ave. West | Poplar | MT | 59255 | 48.1095 | -105.1971
8 | 2050051 | Vine Flying Service | Tank 1 | TRUE | Permanently Out of Use |  | 1000 | Gasoline (containing <=10% ethanol) | 1983-04-01 | Assiniboine and Sioux Tribes of the Fort Peck Indian Reservation, Montana | Indian Land | Vine Flying Service | Roosevelt Co. Airport | Wolf Point | MT | 59201
8 | 2050052 | Triple Supply | Tank 1 | TRUE | Permanently Out of Use |  | 500 | Gasoline (containing <=10% ethanol) | 1930-01-01 | Assiniboine and Sioux Tribes of the Fort Peck Indian Reservation, Montana | Indian Land | Triple Supply | 408 2nd Ave. West | Poplar | MT | 59255 | 48.111 | -105.1972
8 | 2050052 | Triple Supply | Tank 2 | TRUE | Permanently Out of Use |  | 500 | Gasoline (containing <=10% ethanol) | 1930-01-01 | Assiniboine and Sioux Tribes of the Fort Peck Indian Reservation, Montana | Indian Land | Triple Supply | 408 2nd Ave. West | Poplar | MT | 59255 | 48.111 | -105.1972
8 | 2050054 | High School Bus Garage | Tank 1 | TRUE | Permanently Out of Use |  | 500 | Gasoline (containing <=10% ethanol) | 1954-08-01 | Assiniboine and Sioux Tribes of the Fort Peck Indian Reservation, Montana | Indian Land | High School Bus Garage | 315 E Street West | Poplar | MT | 59255 | 48.112 | -105.2009
8 | 2050054 | High School Bus Garage | Tank 3 | TRUE | Permanently Out of Use |  | 500 | Gasoline (containing <=10% ethanol) | 1954-08-01 | Assiniboine and Sioux Tribes of the Fort Peck Indian Reservation, Montana | Indian Land | High School Bus Garage | 315 E Street West | Poplar | MT | 59255 | 48.112 | -105.2009
8 | 2050054 | High School Bus Garage | Tank 2 | TRUE | Permanently Out of Use |  | 500 | Gasoline (containing <=10% ethanol) | 1954-08-01 | Assiniboine and Sioux Tribes of the Fort Peck Indian Reservation, Montana | Indian Land | High School Bus Garage | 315 E Street West | Poplar | MT | 59255 | 48.112 | -105.2009
8 | 2050055 | TJ's Quick Stop | Tank 3 | TRUE | Temporarily Out of Use |  | 12000 | Gasoline (containing <=10% ethanol) | 1996-09-01 | Assiniboine and Sioux Tribes of the Fort Peck Indian Reservation, Montana | Indian Land | TJ's Quick Stop | 302 F Street West P.O. Box 6 | Poplar | MT | 59255 | 48.1125 | -105.1994
8 | 2050055 | TJ's Quick Stop | Tank 5 | TRUE | Permanently Out of Use |  | 10000 | Gasoline (containing <=10% ethanol) | 1984-04-01 | Assiniboine and Sioux Tribes of the Fort Peck Indian Reservation, Montana | Indian Land | TJ's Quick Stop | 302 F Street West P.O. Box 6 | Poplar | MT | 59255 | 48.1125 | -105.1994
8 | 2050055 | TJ's Quick Stop | Tank 4 | TRUE | Permanently Out of Use |  | 6000 | Gasoline (containing <=10% ethanol) | 1984-04-01 | Assiniboine and Sioux Tribes of the Fort Peck Indian Reservation, Montana | Indian Land | TJ's Quick Stop | 302 F Street West P.O. Box 6 | Poplar | MT | 59255 | 48.1125 | -105.1994
8 | 2050056 | Peavey Company | Tank 1 | TRUE | Permanently Out of Use |  | 8000 | Diesel | 1966-03-01 | Assiniboine and Sioux Tribes of the Fort Peck Indian Reservation, Montana | Indian Land | Peavey Company | 106 Front Street | Wolf Point | MT | 59201 | 48.092 | -105.6375
8 | 2050056 | Peavey Company | Tank 3 | TRUE | Permanently Out of Use |  | 8000 | Gasoline (containing <=10% ethanol) | 1966-03-01 | Assiniboine and Sioux Tribes of the Fort Peck Indian Reservation, Montana | Indian Land | Peavey Company | 106 Front Street | Wolf Point | MT | 59201 | 48.092 | -105.6375
8 | 2050056 | Peavey Company | Tank 2 | TRUE | Permanently Out of Use |  | 10000 | Gasoline (containing <=10% ethanol) | 1966-03-01 | Assiniboine and Sioux Tribes of the Fort Peck Indian Reservation, Montana | Indian Land | Peavey Company | 106 Front Street | Wolf Point | MT | 59201 | 48.092 | -105.6375
8 | 2050057 | French Aviation (@ Wolfpoint Int'l Airport) | Tank 1 | TRUE | Permanently Out of Use |  | 1000 | Gasoline (containing <=10% ethanol) | 1983-03-01 | Assiniboine and Sioux Tribes of the Fort Peck Indian Reservation, Montana | Indian Land | French Aviation (@ Wolfpoint Int'l Airport) | P.O. Box 878 | Wolf Point | MT | 59201 | 48.0919 | -105.6418
8 | 2050057 | French Aviation (@ Wolfpoint Int'l Airport) | Tank 2 | TRUE | Permanently Out of Use |  | 4000 | Gasoline (containing <=10% ethanol) | 1990-01-01 | Assiniboine and Sioux Tribes of the Fort Peck Indian Reservation, Montana | Indian Land | French Aviation (@ Wolfpoint Int'l Airport) | P.O. Box 878 | Wolf Point | MT | 59201 | 48.0919 | -105.6418
8 | 2050058 | Albert Walikonis | Tank 1 | TRUE | Permanently Out of Use |  | 2000 | Gasoline (containing <=10% ethanol) | 1959-06-01 | Assiniboine and Sioux Tribes of the Fort Peck Indian Reservation, Montana | Indian Land | Albert Walikonis | Rt. 2 P.O. Box 9 | Reserve | MT | 59258 | 48.6049 | -104.4642
8 | 2050061 | Wolf Point Sand & Gravel | Tank 1 | TRUE | Permanently Out of Use |  | 1000 | Gasoline (containing <=10% ethanol) | 1966-06-01 | Assiniboine and Sioux Tribes of the Fort Peck Indian Reservation, Montana | Indian Land | Wolf Point Sand & Gravel | Hwy. 2 East P.O. Box 326 | Wolf Point | MT | 59201 | 48.0966 | -105.6352
8 | 2050062 | Mechanical Systems | Tank 1 | TRUE | Permanently Out of Use |  | 2000 | Diesel | 1982-05-01 | Assiniboine and Sioux Tribes of the Fort Peck Indian Reservation, Montana | Indian Land | Mechanical Systems | Hwy 2 West | Wolf Point | MT | 59201 | 48.0911 | -105.6498
8 | 2050067 | Clifford Holm | Tank 1 | TRUE | Permanently Out of Use |  | 1000 | Gasoline (containing <=10% ethanol) | 1971-06-01 | Assiniboine and Sioux Tribes of the Fort Peck Indian Reservation, Montana | Indian Land | Clifford Holm | 740 Knapp St. | Frazer | MT | 59225 | 48.0585 | -106.0441
8 | 2050067 | Clifford Holm | Tank 2 | TRUE | Permanently Out of Use |  | 2000 | Gasoline (containing <=10% ethanol) | 1971-06-01 | Assiniboine and Sioux Tribes of the Fort Peck Indian Reservation, Montana | Indian Land | Clifford Holm | 740 Knapp St. | Frazer | MT | 59225 | 48.0585 | -106.0441
8 | 2050069 | Western National Bank | Tank 1 | TRUE | Permanently Out of Use |  | 250 | Gasoline (containing <=10% ethanol) | 1978-04-01 | Assiniboine and Sioux Tribes of the Fort Peck Indian Reservation, Montana | Indian Land | Western National Bank | 220 Eureka | Wolf Point | MT | 59201 | 48.0957 | -105.6399
8 | 2050069 | Western National Bank | Tank 2 | TRUE | Permanently Out of Use |  | 250 | Gasoline (containing <=10% ethanol) | 1978-04-01 | Assiniboine and Sioux Tribes of the Fort Peck Indian Reservation, Montana | Indian Land | Western National Bank | 220 Eureka | Wolf Point | MT | 59201 | 48.0957 | -105.6399
8 | 2050070 | Zerbe Bros Inc. & Parts Service | Tank 1 | TRUE | Permanently Out of Use |  | 500 | Gasoline (containing <=10% ethanol) | 1982-04-01 | Assiniboine and Sioux Tribes of the Fort Peck Indian Reservation, Montana | Indian Land | Zerbe Bros Inc. & Parts Service | P.O. Box 1 | Frazer | MT | 59225 | 48.0585 | -106.0441
8 | 2050070 | Zerbe Bros Inc. & Parts Service | Tank 3 | TRUE | Permanently Out of Use |  | 700 | Gasoline (containing <=10% ethanol) | 1982-04-01 | Assiniboine and Sioux Tribes of the Fort Peck Indian Reservation, Montana | Indian Land | Zerbe Bros Inc. & Parts Service | P.O. Box 1 | Frazer | MT | 59225 | 48.0585 | -106.0441
8 | 2050070 | Zerbe Bros Inc. & Parts Service | Tank 2 | TRUE | Permanently Out of Use |  | 2000 | Gasoline (containing <=10% ethanol) | 1982-04-01 | Assiniboine and Sioux Tribes of the Fort Peck Indian Reservation, Montana | Indian Land | Zerbe Bros Inc. & Parts Service | P.O. Box 1 | Frazer | MT | 59225 | 48.0585 | -106.0441
8 | 2050071 | Agland East (FKA FUO East) | Tank 1 | TRUE | Permanently Out of Use |  | 1000 | Diesel | 1965-07-01 | Assiniboine and Sioux Tribes of the Fort Peck Indian Reservation, Montana | Indian Land | Agland East C-Store (FKA FUO East) | 300 Hwy 2 East | Wolf Point | MT | 59201 | 48.0981 | -105.6325
8 | 2050071 | Agland East (FKA FUO East) | Tank 2 UNL (tag # 1001) | TRUE | Currently in Use |  | 20000 | Gasoline (containing <=10% ethanol) | 1996-08-01 | Assiniboine and Sioux Tribes of the Fort Peck Indian Reservation, Montana | Indian Land | Agland East C-Store (FKA FUO East) | 300 Hwy 2 East | Wolf Point | MT | 59201 | 48.0981 | -105.6325
8 | 2050071 | Agland East (FKA FUO East) | Tank 13 | TRUE | Permanently Out of Use |  | 10000 | Gasoline (containing <=10% ethanol) | 1982-10-01 | Assiniboine and Sioux Tribes of the Fort Peck Indian Reservation, Montana | Indian Land | Agland East C-Store (FKA FUO East) | 300 Hwy 2 East | Wolf Point | MT | 59201 | 48.0981 | -105.6325
8 | 2050071 | Agland East (FKA FUO East) | Tank 12 | TRUE | Permanently Out of Use |  | 10000 | Diesel | 1982-10-01 | Assiniboine and Sioux Tribes of the Fort Peck Indian Reservation, Montana | Indian Land | Agland East C-Store (FKA FUO East) | 300 Hwy 2 East | Wolf Point | MT | 59201 | 48.0981 | -105.6325
8 | 2050071 | Agland East (FKA FUO East) | Tank 11 | TRUE | Permanently Out of Use |  | 10000 | Gasoline (containing <=10% ethanol) | 1982-10-01 | Assiniboine and Sioux Tribes of the Fort Peck Indian Reservation, Montana | Indian Land | Agland East C-Store (FKA FUO East) | 300 Hwy 2 East | Wolf Point | MT | 59201 | 48.0981 | -105.6325
8 | 2050071 | Agland East (FKA FUO East) | Tank 10 | TRUE | Permanently Out of Use |  | 8000 | Diesel | 1986-10-01 | Assiniboine and Sioux Tribes of the Fort Peck Indian Reservation, Montana | Indian Land | Agland East C-Store (FKA FUO East) | 300 Hwy 2 East | Wolf Point | MT | 59201 | 48.0981 | -105.6325
8 | 2050071 | Agland East (FKA FUO East) | Tank 9 | TRUE | Permanently Out of Use |  | 4000 | Gasoline (containing <=10% ethanol) | 1986-10-01 | Assiniboine and Sioux Tribes of the Fort Peck Indian Reservation, Montana | Indian Land | Agland East C-Store (FKA FUO East) | 300 Hwy 2 East | Wolf Point | MT | 59201 | 48.0981 | -105.6325
8 | 2050071 | Agland East (FKA FUO East) | Tank 8 | TRUE | Permanently Out of Use |  | 2000 | Used Oil | 1968-10-01 | Assiniboine and Sioux Tribes of the Fort Peck Indian Reservation, Montana | Indian Land | Agland East C-Store (FKA FUO East) | 300 Hwy 2 East | Wolf Point | MT | 59201 | 48.0981 | -105.6325
8 | 2050071 | Agland East (FKA FUO East) | Tank 7 | TRUE | Permanently Out of Use |  | 1000 | Gasoline (containing <=10% ethanol) | 1965-07-01 | Assiniboine and Sioux Tribes of the Fort Peck Indian Reservation, Montana | Indian Land | Agland East C-Store (FKA FUO East) | 300 Hwy 2 East | Wolf Point | MT | 59201 | 48.0981 | -105.6325
8 | 2050071 | Agland East (FKA FUO East) | Tank 6 and 7 (DSL/DSL) | TRUE | Currently in Use |  | 20000 | Diesel | 1996-08-01 | Assiniboine and Sioux Tribes of the Fort Peck Indian Reservation, Montana | Indian Land | Agland East C-Store (FKA FUO East) | 300 Hwy 2 East | Wolf Point | MT | 59201 | 48.0981 | -105.6325
8 | 2050071 | Agland East (FKA FUO East) | Tank 3 and 5 (UNL/DSL) | TRUE | Currently in Use |  | 20000 | Diesel; Gasoline (containing <=10% ethanol) | 1996-08-01 | Assiniboine and Sioux Tribes of the Fort Peck Indian Reservation, Montana | Indian Land | Agland East C-Store (FKA FUO East) | 300 Hwy 2 East | Wolf Point | MT | 59201 | 48.0981 | -105.6325
8 | 2050071 | Agland East (FKA FUO East) | Tank 4 (Tag# 999) | TRUE | Currently in Use |  | 30000 | Diesel | 1996-08-01 | Assiniboine and Sioux Tribes of the Fort Peck Indian Reservation, Montana | Indian Land | Agland East C-Store (FKA FUO East) | 300 Hwy 2 East | Wolf Point | MT | 59201 | 48.0981 | -105.6325
8 | 2050071 | Agland East (FKA FUO East) | Tank 1 (UNL) Tag # 1000 | TRUE | Currently in Use |  | 30000 | Gasoline (containing <=10% ethanol) | 1996-08-01 | Assiniboine and Sioux Tribes of the Fort Peck Indian Reservation, Montana | Indian Land | Agland East C-Store (FKA FUO East) | 300 Hwy 2 East | Wolf Point | MT | 59201 | 48.0981 | -105.6325
8 | 2050072 | Agland- Poplar | Tank 1 (Tag 993) | TRUE | Currently in Use |  | 10000 | Diesel | 1994-06-01 | Assiniboine and Sioux Tribes of the Fort Peck Indian Reservation, Montana | Indian Land | Farmers Union Oil Company - Poplar (Agland) | 213 F Street West | Poplar | MT | 59255 | 48.113 | -105.1964
8 | 2050072 | Agland- Poplar | Tank 6 (tag 998) | TRUE | Currently in Use |  | 10000 | Diesel | 1984-10-01 | Assiniboine and Sioux Tribes of the Fort Peck Indian Reservation, Montana | Indian Land | Farmers Union Oil Company - Poplar (Agland) | 213 F Street West | Poplar | MT | 59255 | 48.113 | -105.1964
8 | 2050072 | Agland- Poplar | Tank 5 (tag 997) | TRUE | Currently in Use |  | 10000 | Diesel | 1984-10-01 | Assiniboine and Sioux Tribes of the Fort Peck Indian Reservation, Montana | Indian Land | Farmers Union Oil Company - Poplar (Agland) | 213 F Street West | Poplar | MT | 59255 | 48.113 | -105.1964
8 | 2050072 | Agland- Poplar | Tank 4 (tag 996) | TRUE | Currently in Use |  | 10000 | Gasoline (containing <=10% ethanol) | 1984-10-01 | Assiniboine and Sioux Tribes of the Fort Peck Indian Reservation, Montana | Indian Land | Farmers Union Oil Company - Poplar (Agland) | 213 F Street West | Poplar | MT | 59255 | 48.113 | -105.1964
8 | 2050072 | Agland- Poplar | Tank 3 (tag 995) | TRUE | Currently in Use |  | 10000 | Gasoline (containing <=10% ethanol) | 1994-06-01 | Assiniboine and Sioux Tribes of the Fort Peck Indian Reservation, Montana | Indian Land | Farmers Union Oil Company - Poplar (Agland) | 213 F Street West | Poplar | MT | 59255 | 48.113 | -105.1964
8 | 2050072 | Agland- Poplar | Tank 2 (tag 994) | TRUE | Currently in Use |  | 10000 | Diesel | 1994-06-01 | Assiniboine and Sioux Tribes of the Fort Peck Indian Reservation, Montana | Indian Land | Farmers Union Oil Company - Poplar (Agland) | 213 F Street West | Poplar | MT | 59255 | 48.113 | -105.1964
8 | 2050073 | Arden Nichols | Tank 1 | TRUE | Permanently Out of Use |  | 2000 | Diesel | 1979-04-01 | Assiniboine and Sioux Tribes of the Fort Peck Indian Reservation, Montana | Indian Land | Arden Nichols | 903 7th Ave. North | Glasgow | MT | 59230 | 48.2031 | -106.6386
8 | 2050074 | Agland Wolf Point-West | Tank 1 (tag 4829) | TRUE | Currently in Use |  | 12000 | Diesel | 1994-06-01 | Assiniboine and Sioux Tribes of the Fort Peck Indian Reservation, Montana | Indian Land | Farmers Union Oil Company (Agland)-West | 603 Hwy 2 West | Wolf Point | MT | 59201 | 48.0918 | -105.6473
8 | 2050074 | Agland Wolf Point-West | Tank 6 (tag 990) | TRUE | Currently in Use |  | 12000 | Diesel | 1994-06-01 | Assiniboine and Sioux Tribes of the Fort Peck Indian Reservation, Montana | Indian Land | Farmers Union Oil Company (Agland)-West | 603 Hwy 2 West | Wolf Point | MT | 59201 | 48.0918 | -105.6473
8 | 2050074 | Agland Wolf Point-West | Tank 5 (tag 4328) | TRUE | Currently in Use |  | 12000 | Diesel | 1994-06-01 | Assiniboine and Sioux Tribes of the Fort Peck Indian Reservation, Montana | Indian Land | Farmers Union Oil Company (Agland)-West | 603 Hwy 2 West | Wolf Point | MT | 59201 | 48.0918 | -105.6473
8 | 2050074 | Agland Wolf Point-West | Tank 4 (tag 4327) | TRUE | Currently in Use |  | 12000 | Gasoline (containing <=10% ethanol) | 1994-06-01 | Assiniboine and Sioux Tribes of the Fort Peck Indian Reservation, Montana | Indian Land | Farmers Union Oil Company (Agland)-West | 603 Hwy 2 West | Wolf Point | MT | 59201 | 48.0918 | -105.6473
8 | 2050074 | Agland Wolf Point-West | Tank 3 (tag 988) | TRUE | Currently in Use |  | 12000 | Gasoline (containing <=10% ethanol) | 1994-06-01 | Assiniboine and Sioux Tribes of the Fort Peck Indian Reservation, Montana | Indian Land | Farmers Union Oil Company (Agland)-West | 603 Hwy 2 West | Wolf Point | MT | 59201 | 48.0918 | -105.6473
8 | 2050074 | Agland Wolf Point-West | Tank 2 (tag 992) | TRUE | Currently in Use |  | 12000 | Diesel | 1994-06-01 | Assiniboine and Sioux Tribes of the Fort Peck Indian Reservation, Montana | Indian Land | Farmers Union Oil Company (Agland)-West | 603 Hwy 2 West | Wolf Point | MT | 59201 | 48.0918 | -105.6473
8 | 2050075 | Lee Ann's Motel | Tank 1 | TRUE | Permanently Out of Use |  | 3000 | Gasoline (containing <=10% ethanol) | 1963-01-01 | Assiniboine and Sioux Tribes of the Fort Peck Indian Reservation, Montana | Indian Land | Lee Ann's Motel | Unknown | Poplar | MT | 59255 | 48.1127 | -105.1957
8 | 2050075 | Lee Ann's Motel | Tank 3 | TRUE | Permanently Out of Use |  | 3000 | Gasoline (containing <=10% ethanol) | 1963-01-01 | Assiniboine and Sioux Tribes of the Fort Peck Indian Reservation, Montana | Indian Land | Lee Ann's Motel | Unknown | Poplar | MT | 59255 | 48.1127 | -105.1957
8 | 2050075 | Lee Ann's Motel | Tank 2 | TRUE | Permanently Out of Use |  | 4000 | Used Oil | 1963-01-01 | Assiniboine and Sioux Tribes of the Fort Peck Indian Reservation, Montana | Indian Land | Lee Ann's Motel | Unknown | Poplar | MT | 59255 | 48.1127 | -105.1957
8 | 2050076 | Dahl Corporation | Tank 1 | TRUE | Permanently Out of Use |  | 2000 | Diesel | 1973-05-01 | Assiniboine and Sioux Tribes of the Fort Peck Indian Reservation, Montana | Indian Land | Dahl Corporation | El Swego Rd. (24 miles northeast) | Frazer | MT | 59225 | 48.0585 | -106.0441
8 | 2050076 | Dahl Corporation | Tank 4 | TRUE | Permanently Out of Use | 1996-10-23 | 2000 | Gasoline (containing <=10% ethanol) | 1973-05-01 | Assiniboine and Sioux Tribes of the Fort Peck Indian Reservation, Montana | Indian Land | Dahl Corporation | El Swego Rd. (24 miles northeast) | Frazer | MT | 59225 | 48.0585 | -106.0441
8 | 2050076 | Dahl Corporation | Tank 3 | TRUE | Permanently Out of Use | 1993-11-13 | 1000 | Gasoline (containing <=10% ethanol) | 1951-05-01 | Assiniboine and Sioux Tribes of the Fort Peck Indian Reservation, Montana | Indian Land | Dahl Corporation | El Swego Rd. (24 miles northeast) | Frazer | MT | 59225 | 48.0585 | -106.0441
8 | 2050076 | Dahl Corporation | Tank 2 | TRUE | Permanently Out of Use |  | 10000 | Diesel | 1981-05-01 | Assiniboine and Sioux Tribes of the Fort Peck Indian Reservation, Montana | Indian Land | Dahl Corporation | El Swego Rd. (24 miles northeast) | Frazer | MT | 59225 | 48.0585 | -106.0441
8 | 2050077 | Richard Shrader | Tank 1 | TRUE | Permanently Out of Use |  | 4000 | Gasoline (containing <=10% ethanol) | 1969-06-01 | Assiniboine and Sioux Tribes of the Fort Peck Indian Reservation, Montana | Indian Land | Richard Shrader | 1200 6th Ave. North | Wolf Point | MT | 59201 | 48.1017 | -105.6471
8 | 2050078 | BN Poplar Microwave | Tank 1 | TRUE | Permanently Out of Use |  | 300 | Diesel | 1972-04-01 | Assiniboine and Sioux Tribes of the Fort Peck Indian Reservation, Montana | Indian Land | BN Poplar Microwave | Hwy 514 | Poplar | MT | 59255 | 48.1108 | -105.1982
8 | 2050079 | Treasure State Grain | Tank 1 | TRUE | Permanently Out of Use |  | 1000 | Gasoline (containing <=10% ethanol) | 1976-06-01 | Assiniboine and Sioux Tribes of the Fort Peck Indian Reservation, Montana | Indian Land | Treasure State Grain | Star Route P.O. Box 288 | Brockton | MT | 59213
8 | 2050080 | Lustre Grade School | Tank 1 | TRUE | Permanently Out of Use |  | 1000 | Gasoline (containing <=10% ethanol) | 1985-04-01 | Assiniboine and Sioux Tribes of the Fort Peck Indian Reservation, Montana | Indian Land | Lustre Grade School | Unknown | Frazer | MT | 59225 | 48.0585 | -106.0441
8 | 2050080 | Lustre Grade School | Tank 2 | TRUE | Permanently Out of Use |  | 1000 | Diesel | 1985-04-01 | Assiniboine and Sioux Tribes of the Fort Peck Indian Reservation, Montana | Indian Land | Lustre Grade School | Unknown | Frazer | MT | 59225 | 48.0585 | -106.0441
8 | 2050081 | Simensens Plumbing & Heating | Tank 1 | TRUE | Permanently Out of Use |  | 1000 | Gasoline (containing <=10% ethanol) | 1976-04-01 | Assiniboine and Sioux Tribes of the Fort Peck Indian Reservation, Montana | Indian Land | Simensens Plumbing & Heating | 420 Hwy 2 & Cascade St. | Wolf Point | MT | 59201 | 48.0939 | -105.6423
8 | 2050083 | Road Department | Tank 1 | TRUE | Permanently Out of Use |  | 2000 | Diesel | 1972-03-01 | Assiniboine and Sioux Tribes of the Fort Peck Indian Reservation, Montana | Indian Land | Road Department | P.O. Box 506 | Poplar | MT | 59255 | 48.1108 | -105.1982
8 | 2050083 | Road Department | Tank 2 | TRUE | Permanently Out of Use |  | 2000 | Gasoline (containing <=10% ethanol) | 1972-03-01 | Assiniboine and Sioux Tribes of the Fort Peck Indian Reservation, Montana | Indian Land | Road Department | P.O. Box 506 | Poplar | MT | 59255 | 48.1108 | -105.1982
8 | 2050086 | Roosevelt County/Abandoned Lot | Tank 1 | TRUE | Permanently Out of Use |  | 500 | Gasoline (containing <=10% ethanol) | 1920-01-01 | Assiniboine and Sioux Tribes of the Fort Peck Indian Reservation, Montana | Indian Land | Roosevelt County/Abandoned Lot | 100 C St. West | Poplar | MT | 59255 | 48.11 | -105.1942
8 | 2050086 | Roosevelt County/Abandoned Lot | Tank 3 | TRUE | Permanently Out of Use |  | 500 | Gasoline (containing <=10% ethanol) | 1920-01-01 | Assiniboine and Sioux Tribes of the Fort Peck Indian Reservation, Montana | Indian Land | Roosevelt County/Abandoned Lot | 100 C St. West | Poplar | MT | 59255 | 48.11 | -105.1942
8 | 2050086 | Roosevelt County/Abandoned Lot | Tank 2 | TRUE | Permanently Out of Use |  | 500 | Gasoline (containing <=10% ethanol) | 1920-01-01 | Assiniboine and Sioux Tribes of the Fort Peck Indian Reservation, Montana | Indian Land | Roosevelt County/Abandoned Lot | 100 C St. West | Poplar | MT | 59255 | 48.11 | -105.1942
8 | 2050087 | Peterson Farms | Tank 1 | TRUE | Permanently Out of Use |  | 2000 | Gasoline (containing <=10% ethanol) | 1976-04-01 | Assiniboine and Sioux Tribes of the Fort Peck Indian Reservation, Montana | Indian Land | Peterson Farms | Bolt Rd. Hwy 250 | Wolf Point | MT | 59201 | 48.1735 | -105.6687
8 | 2050087 | Peterson Farms | Tank 2 | TRUE | Permanently Out of Use |  | 4000 | Diesel | 1976-04-01 | Assiniboine and Sioux Tribes of the Fort Peck Indian Reservation, Montana | Indian Land | Peterson Farms | Bolt Rd. Hwy 250 | Wolf Point | MT | 59201 | 48.1735 | -105.6687
8 | 2050089 | Agri-Basics Reserve | Tank 1 | TRUE | Permanently Out of Use |  | 1000 | Gasoline (containing <=10% ethanol) | 1979-06-01 | Assiniboine and Sioux Tribes of the Fort Peck Indian Reservation, Montana | Indian Land | Agri-Basics Reserve |  | Reserve | MT | 59258 | 48.6065 | -104.4621
8 | 2050092 | Git N Go | Tank 1 | TRUE | Permanently Out of Use |  | 500 | Used Oil | 1899-12-31 | Assiniboine and Sioux Tribes of the Fort Peck Indian Reservation, Montana | Indian Land | Git N Go | 401 Cascade | Wolf Point | MT | 59201 | 48.0934 | -105.6436
8 | 2050092 | Git N Go | Tank 5 | TRUE | Permanently Out of Use |  | 6000 | Gasoline (containing <=10% ethanol) | 1982-04-01 | Assiniboine and Sioux Tribes of the Fort Peck Indian Reservation, Montana | Indian Land | Git N Go | 401 Cascade | Wolf Point | MT | 59201 | 48.0934 | -105.6436
8 | 2050092 | Git N Go | Tank 4 | TRUE | Permanently Out of Use |  | 6000 | Gasoline (containing <=10% ethanol) | 1982-04-01 | Assiniboine and Sioux Tribes of the Fort Peck Indian Reservation, Montana | Indian Land | Git N Go | 401 Cascade | Wolf Point | MT | 59201 | 48.0934 | -105.6436
8 | 2050092 | Git N Go | Tank 3 | TRUE | Permanently Out of Use |  | 6000 | Gasoline (containing <=10% ethanol) | 1982-04-01 | Assiniboine and Sioux Tribes of the Fort Peck Indian Reservation, Montana | Indian Land | Git N Go | 401 Cascade | Wolf Point | MT | 59201 | 48.0934 | -105.6436
8 | 2050092 | Git N Go | Tank 2 | TRUE | Permanently Out of Use |  | 4000 | Diesel | 1982-04-01 | Assiniboine and Sioux Tribes of the Fort Peck Indian Reservation, Montana | Indian Land | Git N Go | 401 Cascade | Wolf Point | MT | 59201 | 48.0934 | -105.6436
8 | 2050094 | Miner Farms Inc. | Tank 1 | TRUE | Permanently Out of Use |  | 5000 | Diesel | 1971-04-01 | Assiniboine and Sioux Tribes of the Fort Peck Indian Reservation, Montana | Indian Land | Miner Farms Inc. | Unknown | Richland | MT | 59260 | 48.8213 | -106.0495
8 | 2050094 | Miner Farms Inc. | Tank 2 | TRUE | Permanently Out of Use |  | 3000 | Gasoline (containing <=10% ethanol) | 1971-04-01 | Assiniboine and Sioux Tribes of the Fort Peck Indian Reservation, Montana | Indian Land | Miner Farms Inc. | Unknown | Richland | MT | 59260 | 48.8213 | -106.0495
8 | 2050095 | Wolf Point Center | Tank 1 | TRUE | Permanently Out of Use |  | 10000 | Gasoline (containing <=10% ethanol) | 1979-03-01 | Assiniboine and Sioux Tribes of the Fort Peck Indian Reservation, Montana | Indian Land | Wolf Point Center | Hwy 2 East | Wolf Point | MT | 59201 | 48.0966 | -105.6352
8 | 2050098 | Kenco Refining | Tank 1 | TRUE | Permanently Out of Use |  | 1000 | Diesel | 1980-06-01 | Assiniboine and Sioux Tribes of the Fort Peck Indian Reservation, Montana | Indian Land | Kenco Refining | P.O. Box 699 | Wolf Point | MT | 59201 | 48.0919 | -105.6418
8 | 2050098 | Kenco Refining | Tank 4 | TRUE | Permanently Out of Use |  | 4000 | Diesel | 1980-06-01 | Assiniboine and Sioux Tribes of the Fort Peck Indian Reservation, Montana | Indian Land | Kenco Refining | P.O. Box 699 | Wolf Point | MT | 59201 | 48.0919 | -105.6418
8 | 2050098 | Kenco Refining | Tank 3 | TRUE | Permanently Out of Use |  | 2000 | Diesel | 1981-06-01 | Assiniboine and Sioux Tribes of the Fort Peck Indian Reservation, Montana | Indian Land | Kenco Refining | P.O. Box 699 | Wolf Point | MT | 59201 | 48.0919 | -105.6418
8 | 2050098 | Kenco Refining | Tank 2 | TRUE | Permanently Out of Use |  | 2000 | Diesel | 1981-06-01 | Assiniboine and Sioux Tribes of the Fort Peck Indian Reservation, Montana | Indian Land | Kenco Refining | P.O. Box 699 | Wolf Point | MT | 59201 | 48.0919 | -105.6418
8 | 2050099 | Tribal Express | Tank 3 | TRUE | Currently in Use | 2015-02-01 | 10000 | Gasoline (containing <=10% ethanol) | 1992-10-01 | Assiniboine and Sioux Tribes of the Fort Peck Indian Reservation, Montana | Indian Land | Tribal Express | Hwy 2 East | Poplar | MT | 59255 | 48.1135 | -105.1857
8 | 2050099 | Tribal Express | Tank 1/2 | TRUE | Currently in Use | 2015-02-01 | 12000 | Diesel; Gasoline (containing <=10% ethanol) | 1992-10-01 | Assiniboine and Sioux Tribes of the Fort Peck Indian Reservation, Montana | Indian Land | Tribal Express | Hwy 2 East | Poplar | MT | 59255 | 48.1135 | -105.1857
8 | 2050100 | Tribal Express II | Diesel Tank (tag 6214) | TRUE | Temporarily Out of Use | 2025-03-25 | 1000 | Diesel | 1997-12-01 | Assiniboine and Sioux Tribes of the Fort Peck Indian Reservation, Montana | Indian Land | Tribal Express II | Main and 2nd Street | Frazer | MT | 59225 | 48.0601 | -106.0381
8 | 2050100 | Tribal Express II | Gasoline Tank (tag 6215) | TRUE | Temporarily Out of Use | 2025-03-25 | 2000 | Gasoline (containing <=10% ethanol) | 1997-12-01 | Assiniboine and Sioux Tribes of the Fort Peck Indian Reservation, Montana | Indian Land | Tribal Express II | Main and 2nd Street | Frazer | MT | 59225 | 48.0601 | -106.0381
8 | 2050101 | Brockton Elevator | Tank 1 | TRUE | Currently in Use |  | 20000 | Diesel | 1983-01-01 | Assiniboine and Sioux Tribes of the Fort Peck Indian Reservation, Montana | Indian Land | Brockton Elevator | 600 S. Track Rd., P.O. Box 56 | Brockton | MT | 59213 | 48.1475 | -104.9167
8 | 2050101 | Brockton Elevator | Tank 4 | TRUE | Currently in Use |  | 12000 | Diesel | 1999-08-01 | Assiniboine and Sioux Tribes of the Fort Peck Indian Reservation, Montana | Indian Land | Brockton Elevator | 600 S. Track Rd., P.O. Box 56 | Brockton | MT | 59213 | 48.1475 | -104.9167
8 | 2050101 | Brockton Elevator | Tank 3 | TRUE | Currently in Use |  | 20000 | Diesel | 1999-08-01 | Assiniboine and Sioux Tribes of the Fort Peck Indian Reservation, Montana | Indian Land | Brockton Elevator | 600 S. Track Rd., P.O. Box 56 | Brockton | MT | 59213 | 48.1475 | -104.9167
8 | 2050101 | Brockton Elevator | Tank 2 | TRUE | Currently in Use |  | 10000 | Gasoline (containing <=10% ethanol) | 1983-01-01 | Assiniboine and Sioux Tribes of the Fort Peck Indian Reservation, Montana | Indian Land | Brockton Elevator | 600 S. Track Rd., P.O. Box 56 | Brockton | MT | 59213 | 48.1475 | -104.9167
8 | 2050102 | City Shop | Tank 1 | TRUE | Permanently Out of Use |  | 5000 | Gasoline (containing <=10% ethanol) | 1982-06-01 | Assiniboine and Sioux Tribes of the Fort Peck Indian Reservation, Montana | Indian Land | City Shop | 215 Cascade St. | Wolf Point | MT | 59201 | 48.0938 | -105.6405
8 | 2050104 | Roosevelt County | Tank 1 | TRUE | Permanently Out of Use |  | 1000 | Gasoline (containing <=10% ethanol) | 1980-04-01 | Assiniboine and Sioux Tribes of the Fort Peck Indian Reservation, Montana | Indian Land | Roosevelt County | 1st Ave & Custer St. | Wolf Point | MT | 59201 | 48.0883 | -105.6369
8 | 2050105 | Swank & Son | Tank 1 | TRUE | Permanently Out of Use |  | 2000 | Diesel | 1976-04-01 | Assiniboine and Sioux Tribes of the Fort Peck Indian Reservation, Montana | Indian Land | Swank & Son | P.O. Box 486 | Poplar | MT | 59255 | 48.1108 | -105.1982
8 | 2050106 | Community Hospital | Tank 1 | TRUE | Permanently Out of Use |  | 360 | Diesel | 1985-04-01 | Assiniboine and Sioux Tribes of the Fort Peck Indian Reservation, Montana | Indian Land | Community Hospital | H Street & Court Ave. | Poplar | MT | 59255 | 48.115 | -105.1917
8 | 2050107 | Verne E Gibbs Health Center | Tank 1 | TRUE | Permanently Out of Use |  | 500 | Diesel | 1979-01-01 | Assiniboine and Sioux Tribes of the Fort Peck Indian Reservation, Montana | Indian Land | Verne E Gibbs Health Center | 209 H Street | Poplar | MT | 59255 | 48.1151 | -105.1885
8 | 2050108 | Nick Pankratz | Tank 1 | TRUE | Permanently Out of Use |  | 4000 | Gasoline (containing <=10% ethanol) | 1982-12-01 | Assiniboine and Sioux Tribes of the Fort Peck Indian Reservation, Montana | Indian Land | Nick Pankratz | Valley Co.; T33, R43, Sect 35, SE (1/4), S (1/2) | Richland | MT | 59260 | 48.8213 | -106.0495
8 | 2050109 | Farmex Grain Coop | Tank 1 | TRUE | Permanently Out of Use |  | 550 | Diesel | 1961-03-01 | Assiniboine and Sioux Tribes of the Fort Peck Indian Reservation, Montana | Indian Land | Farmex Grain Coop | US Highway 2 W (Box 4-86) | Wolf Point | MT | 59201 | 48.0911 | -105.6498
8 | 2050109 | Farmex Grain Coop | Tank 2 | TRUE | Permanently Out of Use |  | 550 | Diesel | 1961-03-01 | Assiniboine and Sioux Tribes of the Fort Peck Indian Reservation, Montana | Indian Land | Farmex Grain Coop | US Highway 2 W (Box 4-86) | Wolf Point | MT | 59201 | 48.0911 | -105.6498
8 | 2050110 | Robert N Hauge | Tank 1 | TRUE | Permanently Out of Use |  | 2000 | Diesel | 1975-05-01 | Assiniboine and Sioux Tribes of the Fort Peck Indian Reservation, Montana | Indian Land | Robert N Hauge | SE (1/4), SW (1/4), Sect 2, T30N, R47E | Wolf Point | MT | 59201 | 48.0919 | -105.6418
8 | 2050111 | Old Cenex Lots | Tank 1 | TRUE | Permanently Out of Use |  | 2000 | Gasoline (containing <=10% ethanol) | 1899-12-31 | Assiniboine and Sioux Tribes of the Fort Peck Indian Reservation, Montana | Indian Land | Old Cenex Lots | 3rd & C Street S | Poplar | MT | 59255 | 48.1101 | -105.189
8 | 2050111 | Old Cenex Lots | Tank 3 | TRUE | Permanently Out of Use |  | 1000 | Diesel | 1899-12-31 | Assiniboine and Sioux Tribes of the Fort Peck Indian Reservation, Montana | Indian Land | Old Cenex Lots | 3rd & C Street S | Poplar | MT | 59255 | 48.1101 | -105.189
8 | 2050111 | Old Cenex Lots | Tank 2 | TRUE | Permanently Out of Use |  | 3000 | Gasoline (containing <=10% ethanol) | 1899-12-31 | Assiniboine and Sioux Tribes of the Fort Peck Indian Reservation, Montana | Indian Land | Old Cenex Lots | 3rd & C Street S | Poplar | MT | 59255 | 48.1101 | -105.189
8 | 2050112 | Milo Stangleland Jr. | Tank 1 | TRUE | Permanently Out of Use |  | 4000 | Diesel | 1981-06-01 | Assiniboine and Sioux Tribes of the Fort Peck Indian Reservation, Montana | Indian Land | Milo Stangleland Jr. | P.O. Box 94 | Brockton | MT | 59213
8 | 2050112 | Milo Stangleland Jr. | Tank 3 | TRUE | Permanently Out of Use |  | 2000 | Diesel | 1981-06-01 | Assiniboine and Sioux Tribes of the Fort Peck Indian Reservation, Montana | Indian Land | Milo Stangleland Jr. | P.O. Box 94 | Brockton | MT | 59213
8 | 2050112 | Milo Stangleland Jr. | Tank 2 | TRUE | Permanently Out of Use |  | 2000 | Kerosene | 1981-06-01 | Assiniboine and Sioux Tribes of the Fort Peck Indian Reservation, Montana | Indian Land | Milo Stangleland Jr. | P.O. Box 94 | Brockton | MT | 59213
8 | 2050113 | Agri Basics Wolf Point | Tank 1 | TRUE | Permanently Out of Use |  | 4000 | Gasoline (containing <=10% ethanol) | 1976-02-01 | Assiniboine and Sioux Tribes of the Fort Peck Indian Reservation, Montana | Indian Land | Agri Basics Wolf Point | BN Tracks | Wolf Point | MT | 59201 | 48.0919 | -105.6418
8 | 2050114 | United Grain Corp | Tank 1 | TRUE | Permanently Out of Use |  | 500 | Diesel | 1979-06-01 | Assiniboine and Sioux Tribes of the Fort Peck Indian Reservation, Montana | Indian Land | United Grain Corp |  | Poplar | MT | 59255 | 48.1108 | -105.1982
8 | 2050115 | Fort Peck Detention Center | Tank 1 | TRUE | Temporarily Out of Use | 2014-05-27 | 3000 | Diesel | 2013-09-01 | Assiniboine and Sioux Tribes of the Fort Peck Indian Reservation, Montana | Indian Land | Fort Peck Detention Center | 6020 George Washington Street | Poplar | MT | 59255 | 48.1255 | -105.1847
8 | 2050116 | John Sorley | Tank 1 | TRUE | Permanently Out of Use |  | 2000 | Gasoline (containing <=10% ethanol) | 1980-05-01 | Assiniboine and Sioux Tribes of the Fort Peck Indian Reservation, Montana | Indian Land | John Sorley | 218 Mendenhall Rd, HC 32 Box 4083 | Wolf Point | MT | 59201
8 | 2060003 | Montana DOT (Busby Site 3) | Tank 1 | TRUE | Permanently Out of Use |  | 2000 | Gasoline (containing <=10% ethanol) | 1980-05-01 | Northern Cheyenne Tribe of the Northern Cheyenne Indian Reservation, Montana | Indian Land | Montana DOT (Busby Site 3) | Hwy 212 District Maintenance Office | Busby | MT | 59016 | 45.5281 | -106.9624
8 | 2060003 | Montana DOT (Busby Site 3) | Tank 4 | TRUE | Permanently Out of Use |  | 1000 | Diesel | 1980-05-01 | Northern Cheyenne Tribe of the Northern Cheyenne Indian Reservation, Montana | Indian Land | Montana DOT (Busby Site 3) | Hwy 212 District Maintenance Office | Busby | MT | 59016 | 45.5281 | -106.9624
8 | 2060003 | Montana DOT (Busby Site 3) | Tank 3 | TRUE | Permanently Out of Use |  | 2000 | Gasoline (containing <=10% ethanol) | 1993-10-01 | Northern Cheyenne Tribe of the Northern Cheyenne Indian Reservation, Montana | Indian Land | Montana DOT (Busby Site 3) | Hwy 212 District Maintenance Office | Busby | MT | 59016 | 45.5281 | -106.9624
8 | 2060003 | Montana DOT (Busby Site 3) | Tank 2 | TRUE | Permanently Out of Use |  | 2000 | Diesel | 1993-10-01 | Northern Cheyenne Tribe of the Northern Cheyenne Indian Reservation, Montana | Indian Land | Montana DOT (Busby Site 3) | Hwy 212 District Maintenance Office | Busby | MT | 59016 | 45.5281 | -106.9624
8 | 2060005 | Montana DOT (Busby Site) | Tank 1 | TRUE | Permanently Out of Use |  | 1000 | Diesel | 1899-12-31 | Northern Cheyenne Tribe of the Northern Cheyenne Indian Reservation, Montana | Indian Land | Montana DOT (Busby Site) | Hwy 12 & 3rd Street | Busby | MT | 59016 | 45.5371 | -106.9516
8 | 2060005 | Montana DOT (Busby Site) | Tank 2 | TRUE | Permanently Out of Use |  | 1000 | Gasoline (containing <=10% ethanol) | 1899-12-31 | Northern Cheyenne Tribe of the Northern Cheyenne Indian Reservation, Montana | Indian Land | Montana DOT (Busby Site) | Hwy 12 & 3rd Street | Busby | MT | 59016 | 45.5371 | -106.9516
8 | 2060007 | Lame Deer Public School District 6 | Tank 1 | TRUE | Permanently Out of Use |  | 500 | Gasoline (containing <=10% ethanol) | 1985-01-01 | Northern Cheyenne Tribe of the Northern Cheyenne Indian Reservation, Montana | Indian Land | Lame Deer Public School District 6 | 4th Street and West Boundary Street | Lame Deer | MT | 59043 | 45.62 | -106.669
8 | 2060008 | Cheyenne Depot | Tank 1 | TRUE | Permanently Out of Use | 2021-01-01 | 12000 | Gasoline (containing <=10% ethanol) | 1987-01-01 | Northern Cheyenne Tribe of the Northern Cheyenne Indian Reservation, Montana | Indian Land | Cheyenne Depot | Cheyenne Ave. & 4th Street | Lame Deer | MT | 59043 | 45.6209 | -106.6643
8 | 2060008 | Cheyenne Depot | Tank 8 DSL | TRUE | Currently in Use |  | 12000 | Diesel | 2021-02-01 | Northern Cheyenne Tribe of the Northern Cheyenne Indian Reservation, Montana | Indian Land | Cheyenne Depot | Cheyenne Ave. & 4th Street | Lame Deer | MT | 59043 | 45.6209 | -106.6643
8 | 2060008 | Cheyenne Depot | Tank 7 - Prem | TRUE | Currently in Use |  | 12000 | Gasoline (containing <=10% ethanol) | 2021-02-01 | Northern Cheyenne Tribe of the Northern Cheyenne Indian Reservation, Montana | Indian Land | Cheyenne Depot | Cheyenne Ave. & 4th Street | Lame Deer | MT | 59043 | 45.6209 | -106.6643
8 | 2060008 | Cheyenne Depot | Tank 6 - RUL | TRUE | Currently in Use |  | 12000 | Gasoline (containing <=10% ethanol) | 2021-02-01 | Northern Cheyenne Tribe of the Northern Cheyenne Indian Reservation, Montana | Indian Land | Cheyenne Depot | Cheyenne Ave. & 4th Street | Lame Deer | MT | 59043 | 45.6209 | -106.6643
8 | 2060008 | Cheyenne Depot | Tank 5- Reg | TRUE | Currently in Use |  | 10000 | Gasoline (containing <=10% ethanol) | 2021-02-01 | Northern Cheyenne Tribe of the Northern Cheyenne Indian Reservation, Montana | Indian Land | Cheyenne Depot | Cheyenne Ave. & 4th Street | Lame Deer | MT | 59043 | 45.6209 | -106.6643
8 | 2060008 | Cheyenne Depot | Tank 4 | TRUE | Permanently Out of Use | 2021-01-01 | 12000 | Gasoline (containing <=10% ethanol) | 1987-01-01 | Northern Cheyenne Tribe of the Northern Cheyenne Indian Reservation, Montana | Indian Land | Cheyenne Depot | Cheyenne Ave. & 4th Street | Lame Deer | MT | 59043 | 45.6209 | -106.6643
8 | 2060008 | Cheyenne Depot | Tank 3 | TRUE | Permanently Out of Use | 2021-01-01 | 12000 | Gasoline (containing <=10% ethanol) | 1987-01-01 | Northern Cheyenne Tribe of the Northern Cheyenne Indian Reservation, Montana | Indian Land | Cheyenne Depot | Cheyenne Ave. & 4th Street | Lame Deer | MT | 59043 | 45.6209 | -106.6643
8 | 2060008 | Cheyenne Depot | Tank 2 | TRUE | Permanently Out of Use | 2021-01-01 | 12000 | Diesel | 1987-01-01 | Northern Cheyenne Tribe of the Northern Cheyenne Indian Reservation, Montana | Indian Land | Cheyenne Depot | Cheyenne Ave. & 4th Street | Lame Deer | MT | 59043 | 45.6209 | -106.6643
8 | 2060010 | Custer's Last Camp (TP) | Tank 1 | TRUE | Permanently Out of Use |  | 1000 | Gasoline (containing <=10% ethanol) | 1985-01-01 | Northern Cheyenne Tribe of the Northern Cheyenne Indian Reservation, Montana | Indian Land | Custer's Last Camp (TP) | South side of Hwy 212 | Busby | MT | 59016 | 45.5296 | -106.9583
8 | 2060010 | Custer's Last Camp (TP) | Tank 3 | TRUE | Permanently Out of Use |  | 560 | Kerosene | 1940-01-01 | Northern Cheyenne Tribe of the Northern Cheyenne Indian Reservation, Montana | Indian Land | Custer's Last Camp (TP) | South side of Hwy 212 | Busby | MT | 59016 | 45.5296 | -106.9583
8 | 2060010 | Custer's Last Camp (TP) | Tank 2 | TRUE | Permanently Out of Use |  | 3000 | Gasoline (containing <=10% ethanol) | 1985-01-01 | Northern Cheyenne Tribe of the Northern Cheyenne Indian Reservation, Montana | Indian Land | Custer's Last Camp (TP) | South side of Hwy 212 | Busby | MT | 59016 | 45.5296 | -106.9583
8 | 2060012 | Montana DOT (Busby Site 2) | Tank 1 | TRUE | Permanently Out of Use |  | 1000 | Gasoline (containing <=10% ethanol) | 1899-12-31 | Northern Cheyenne Tribe of the Northern Cheyenne Indian Reservation, Montana | Indian Land | Montana DOT (Busby Site 2) | Hwy 12 MP 1346 + 64 @ 3rd Street | Busby | MT | 59016 | 45.5281 | -106.9624
8 | 2060012 | Montana DOT (Busby Site 2) | Tank 2 | TRUE | Permanently Out of Use |  | 450 | Gasoline (containing <=10% ethanol) | 1899-12-31 | Northern Cheyenne Tribe of the Northern Cheyenne Indian Reservation, Montana | Indian Land | Montana DOT (Busby Site 2) | Hwy 12 MP 1346 + 64 @ 3rd Street | Busby | MT | 59016 | 45.5281 | -106.9624
8 | 2060013 | Montana DOT (Busby Site 4) | Tank 1 | TRUE | Permanently Out of Use |  | 1000 | Gasoline (containing <=10% ethanol) | 1899-12-31 | Northern Cheyenne Tribe of the Northern Cheyenne Indian Reservation, Montana | Indian Land | Montana DOT (Busby Site 4) | Hwy 212 MP 1312.25 | Busby | MT | 59016 | 45.5281 | -106.9624
8 | 2060013 | Montana DOT (Busby Site 4) | Tank 3 | TRUE | Permanently Out of Use |  | 500 | Gasoline (containing <=10% ethanol) | 1899-12-31 | Northern Cheyenne Tribe of the Northern Cheyenne Indian Reservation, Montana | Indian Land | Montana DOT (Busby Site 4) | Hwy 212 MP 1312.25 | Busby | MT | 59016 | 45.5281 | -106.9624
8 | 2060013 | Montana DOT (Busby Site 4) | Tank 2 | TRUE | Permanently Out of Use |  | 1700 | Diesel | 1899-12-31 | Northern Cheyenne Tribe of the Northern Cheyenne Indian Reservation, Montana | Indian Land | Montana DOT (Busby Site 4) | Hwy 212 MP 1312.25 | Busby | MT | 59016 | 45.5281 | -106.9624
8 | 2060014 | Indian Health Services | Tank 1 | TRUE | Permanently Out of Use |  | 4000 | Diesel | 1985-04-01 | Northern Cheyenne Tribe of the Northern Cheyenne Indian Reservation, Montana | Indian Land | Indian Health Services | Eagle Feathers St. P.O. Box 70 | Lame Deer | MT | 59043 | 45.6251 | -106.6668
8 | 2060015 | Morning Star Enterprises | Tank 1 | TRUE | Permanently Out of Use |  | 1000 | Diesel | 1966-03-01 | Northern Cheyenne Tribe of the Northern Cheyenne Indian Reservation, Montana | Indian Land | Morning Star Enterprises | 328 South Main | Lame Deer | MT | 59043 | 45.6212 | -106.665
8 | 2060015 | Morning Star Enterprises | Tank 2 | TRUE | Permanently Out of Use |  | 500 | Gasoline (containing <=10% ethanol) | 1966-03-01 | Northern Cheyenne Tribe of the Northern Cheyenne Indian Reservation, Montana | Indian Land | Morning Star Enterprises | 328 South Main | Lame Deer | MT | 59043 | 45.6212 | -106.665
8 | 2060016 | Our Station | Tank 4 | TRUE | Permanently Out of Use |  | 10000 | Gasoline (containing <=10% ethanol) | 1982-05-01 | Northern Cheyenne Tribe of the Northern Cheyenne Indian Reservation, Montana | Indian Land | Our Station | Hwy 212 South | Lame Deer | MT | 59043 | 45.6234 | -106.6663
8 | 2060016 | Our Station | Tank 3 | TRUE | Permanently Out of Use |  | 10000 | Gasoline (containing <=10% ethanol) | 1982-05-01 | Northern Cheyenne Tribe of the Northern Cheyenne Indian Reservation, Montana | Indian Land | Our Station | Hwy 212 South | Lame Deer | MT | 59043 | 45.6234 | -106.6663
8 | 2060016 | Our Station | Tank 2 | TRUE | Permanently Out of Use |  | 4000 | Diesel | 1982-05-01 | Northern Cheyenne Tribe of the Northern Cheyenne Indian Reservation, Montana | Indian Land | Our Station | Hwy 212 South | Lame Deer | MT | 59043 | 45.6234 | -106.6663
8 | 2060016 | Our Station | Tank 1 | TRUE | Permanently Out of Use |  | 6000 | Diesel | 1982-05-01 | Northern Cheyenne Tribe of the Northern Cheyenne Indian Reservation, Montana | Indian Land | Our Station | Hwy 212 South | Lame Deer | MT | 59043 | 45.6234 | -106.6663
8 | 2060018 | Cady's Gas | Tank 1 | TRUE | Permanently Out of Use |  | 6000 | Gasoline (containing <=10% ethanol) | 1980-05-01 | Northern Cheyenne Tribe of the Northern Cheyenne Indian Reservation, Montana | Indian Land | Cady's Gas | Hwy 212 South (Westside of Cheyenne Ave.) | Lame Deer | MT | 59043 | 45.6233 | -106.6664
8 | 2060018 | Cady's Gas | Tank 5 | TRUE | Permanently Out of Use |  | 10000 | Gasoline (containing <=10% ethanol) | 1980-05-01 | Northern Cheyenne Tribe of the Northern Cheyenne Indian Reservation, Montana | Indian Land | Cady's Gas | Hwy 212 South (Westside of Cheyenne Ave.) | Lame Deer | MT | 59043 | 45.6233 | -106.6664
8 | 2060018 | Cady's Gas | Tank 4 | TRUE | Permanently Out of Use |  | 1000 | Diesel | 1973-05-01 | Northern Cheyenne Tribe of the Northern Cheyenne Indian Reservation, Montana | Indian Land | Cady's Gas | Hwy 212 South (Westside of Cheyenne Ave.) | Lame Deer | MT | 59043 | 45.6233 | -106.6664
8 | 2060018 | Cady's Gas | Tank 3 | TRUE | Permanently Out of Use |  | 2000 | Diesel | 1973-05-01 | Northern Cheyenne Tribe of the Northern Cheyenne Indian Reservation, Montana | Indian Land | Cady's Gas | Hwy 212 South (Westside of Cheyenne Ave.) | Lame Deer | MT | 59043 | 45.6233 | -106.6664
8 | 2060018 | Cady's Gas | Tank 2 | TRUE | Permanently Out of Use |  | 6000 | Gasoline (containing <=10% ethanol) | 1978-05-01 | Northern Cheyenne Tribe of the Northern Cheyenne Indian Reservation, Montana | Indian Land | Cady's Gas | Hwy 212 South (Westside of Cheyenne Ave.) | Lame Deer | MT | 59043 | 45.6233 | -106.6664
8 | 2060021 | BIA Northern Cheyenne Agency Bldg 41 | Tank 1 | TRUE | Permanently Out of Use |  | 300 | Gasoline (containing <=10% ethanol) | 1970-04-01 | Northern Cheyenne Tribe of the Northern Cheyenne Indian Reservation, Montana | Indian Land | BIA Northern Cheyenne Agency Bldg 41 | Highway 315 N?? | Lame Deer | MT | 59043 | 45.6194 | -106.6658
8 | 2060021 | BIA Northern Cheyenne Agency Bldg 41 | Tank 4 | TRUE | Permanently Out of Use |  | 1000 | Gasoline (containing <=10% ethanol) | 1976-04-01 | Northern Cheyenne Tribe of the Northern Cheyenne Indian Reservation, Montana | Indian Land | BIA Northern Cheyenne Agency Bldg 41 | Highway 315 N?? | Lame Deer | MT | 59043 | 45.6194 | -106.6658
8 | 2060021 | BIA Northern Cheyenne Agency Bldg 41 | Tank 3 | TRUE | Permanently Out of Use |  | 500 | Diesel | 1983-04-01 | Northern Cheyenne Tribe of the Northern Cheyenne Indian Reservation, Montana | Indian Land | BIA Northern Cheyenne Agency Bldg 41 | Highway 315 N?? | Lame Deer | MT | 59043 | 45.6194 | -106.6658
8 | 2060021 | BIA Northern Cheyenne Agency Bldg 41 | Tank 2 | TRUE | Permanently Out of Use |  | 300 | Diesel | 1970-04-01 | Northern Cheyenne Tribe of the Northern Cheyenne Indian Reservation, Montana | Indian Land | BIA Northern Cheyenne Agency Bldg 41 | Highway 315 N?? | Lame Deer | MT | 59043 | 45.6194 | -106.6658
8 | 2070002 | Village Grocery | Tank 1 | TRUE | Permanently Out of Use | 2000-06-15 | 8000 | Gasoline (containing <=10% ethanol) | 1978-04-01 | Chippewa Cree Indians of the Rocky Boy's Reservation, Montana | Indian Land | Village Grocery | Rocky Boy Route 518 | Box Elder | MT | 59521 | 48.1793 | -110.1155
8 | 2070002 | Village Grocery | Tank 2 | TRUE | Permanently Out of Use | 2000-06-15 | 6000 | Gasoline (containing <=10% ethanol) | 1978-04-01 | Chippewa Cree Indians of the Rocky Boy's Reservation, Montana | Indian Land | Village Grocery | Rocky Boy Route 518 | Box Elder | MT | 59521 | 48.1793 | -110.1155
8 | 2070004 | Rocky Boy Agency Shop (BIA) | Tank 1 | TRUE | Permanently Out of Use |  | 1000 | Gasoline (containing <=10% ethanol) | 1951-04-01 | Chippewa Cree Indians of the Rocky Boy's Reservation, Montana | Indian Land | Rocky Boy Agency Shop (BIA) | Rocky Boy's Agency RT 1 | Box Elder | MT | 59521 | 48.2557 | -109.7886
8 | 2070006 | Squaw Butte M/W Site | Tank 1 | TRUE | Permanently Out of Use |  | 250 | Gasoline (containing <=10% ethanol) | 1957-04-01 | Chippewa Cree Indians of the Rocky Boy's Reservation, Montana | Indian Land | Squaw Butte M/W Site | Unknown | Box Elder | MT | 59521 | 48.2534 | -109.7881
8 | 2070014 | LaMere's Station | Tank 1 | TRUE | Permanently Out of Use |  | 2000 | Gasoline (containing <=10% ethanol) | 1899-12-31 | Chippewa Cree Indians of the Rocky Boy's Reservation, Montana | Indian Land | LaMere's Station | Rocky Boy Route | Box Elder | MT | 59521 | 48.3223 | -109.8806
8 | 2070014 | LaMere's Station | Tank 2 | TRUE | Permanently Out of Use |  | 1200 | Gasoline (containing <=10% ethanol) | 1899-12-31 | Chippewa Cree Indians of the Rocky Boy's Reservation, Montana | Indian Land | LaMere's Station | Rocky Boy Route | Box Elder | MT | 59521 | 48.3223 | -109.8806
8 | 2070015 | Old Past Time Grocery | Tank 1 | TRUE | Permanently Out of Use |  | 0 | Gasoline (containing <=10% ethanol) | 1899-12-31 | Chippewa Cree Indians of the Rocky Boy's Reservation, Montana | Indian Land | Old Past Time Grocery | Unknown | Box Elder | MT | 59521 | 48.2534 | -109.7881
8 | 2070015 | Old Past Time Grocery | Tank 2 | TRUE | Permanently Out of Use |  | 0 | Gasoline (containing <=10% ethanol) | 1899-12-31 | Chippewa Cree Indians of the Rocky Boy's Reservation, Montana | Indian Land | Old Past Time Grocery | Unknown | Box Elder | MT | 59521 | 48.2534 | -109.7881
8 | 2070016 | Friedes Hwy Market | Tank 1 | TRUE | Permanently Out of Use |  | 0 | Gasoline (containing <=10% ethanol) | 1899-12-31 | Chippewa Cree Indians of the Rocky Boy's Reservation, Montana | Indian Land | Friedes Hwy Market | US Highway 87 | Box Elder | MT | 59521 | 48.3566 | -109.9625
8 | 2070016 | Friedes Hwy Market | Tank 2 | TRUE | Permanently Out of Use |  | 0 | Gasoline (containing <=10% ethanol) | 1899-12-31 | Chippewa Cree Indians of the Rocky Boy's Reservation, Montana | Indian Land | Friedes Hwy Market | US Highway 87 | Box Elder | MT | 59521 | 48.3566 | -109.9625
8 | 2070017 | Perrys Bear Paw Hotel Bar | Tank 1 | TRUE | Permanently Out of Use |  | 1000 | Gasoline (containing <=10% ethanol) | 1975-01-01 | Chippewa Cree Indians of the Rocky Boy's Reservation, Montana | Indian Land | Perrys Bear Paw Hotel Bar | Main St. (Box 175) | Box Elder | MT | 59521
8 | 2070017 | Perrys Bear Paw Hotel Bar | Tank 2 | TRUE | Permanently Out of Use |  | 1000 | Gasoline (containing <=10% ethanol) | 1985-01-01 | Chippewa Cree Indians of the Rocky Boy's Reservation, Montana | Indian Land | Perrys Bear Paw Hotel Bar | Main St. (Box 175) | Box Elder | MT | 59521
8 | 2070018 | Rocky Boy Elementary School | Tank 1 | TRUE | Permanently Out of Use |  | 1000 | Gasoline (containing <=10% ethanol) | 1980-05-01 | Chippewa Cree Indians of the Rocky Boy's Reservation, Montana | Indian Land | Rocky Boy Elementary School | RR 1 Box 620 | Box Elder | MT | 59521 | 48.2534 | -109.7881
8 | 2070018 | Rocky Boy Elementary School | Tank 2 | TRUE | Permanently Out of Use |  | 1000 | Gasoline (containing <=10% ethanol) | 1980-05-01 | Chippewa Cree Indians of the Rocky Boy's Reservation, Montana | Indian Land | Rocky Boy Elementary School | RR 1 Box 620 | Box Elder | MT | 59521 | 48.2534 | -109.7881
8 | 3010001 | Brindle's ETC | Tank 1 | TRUE | Permanently Out of Use |  | 2000 | Gasoline (containing <=10% ethanol) | 1983-01-01 | Three Affiliated Tribes of the Fort Berthold Reservation, North Dakota | Indian Land | Brindle's ETC | RR 1 Box 54 | Parshall | ND | 58770 | 47.9549 | -102.135
8 | 3010001 | Brindle's ETC | Tank 2 | TRUE | Permanently Out of Use |  | 2000 | Gasoline (containing <=10% ethanol) | 1983-01-01 | Three Affiliated Tribes of the Fort Berthold Reservation, North Dakota | Indian Land | Brindle's ETC | RR 1 Box 54 | Parshall | ND | 58770 | 47.9549 | -102.135
8 | 3010002 | Lakeside Convenience | Tank 1 | TRUE | Permanently Out of Use |  | 115 | Gasoline (containing <=10% ethanol) | 1899-12-31 | Three Affiliated Tribes of the Fort Berthold Reservation, North Dakota | Indian Land | Lakeside Convenience | RR 1 Box 65 | Halliday | ND | 58636 | 47.3512 | -102.336
8 | 3010002 | Lakeside Convenience | Tank 2 | TRUE | Permanently Out of Use |  | 115 | Gasoline (containing <=10% ethanol) | 1899-12-31 | Three Affiliated Tribes of the Fort Berthold Reservation, North Dakota | Indian Land | Lakeside Convenience | RR 1 Box 65 | Halliday | ND | 58636 | 47.3512 | -102.336
8 | 3010003 | Van Hook Park | Tank 1 | TRUE | Permanently Out of Use | 2004-03-01 | 1000 | Gasoline (containing <=10% ethanol) | 1988-01-01 | Three Affiliated Tribes of the Fort Berthold Reservation, North Dakota | Indian Land | Van Hook Park | 1801 Van Hook P.O. Box 92 | New Town | ND | 58763 | 47.948 | -102.3534
8 | 3010003 | Van Hook Park | Tank 2 | TRUE | Permanently Out of Use | 2004-03-01 | 2000 | Gasoline (containing <=10% ethanol) | 1988-01-01 | Three Affiliated Tribes of the Fort Berthold Reservation, North Dakota | Indian Land | Van Hook Park | 1801 Van Hook P.O. Box 92 | New Town | ND | 58763 | 47.948 | -102.3534
8 | 3010004 | Reservation Telephone Coop | Tank 1 | TRUE | Permanently Out of Use |  | 4000 | Diesel | 1963-11-01 | Three Affiliated Tribes of the Fort Berthold Reservation, North Dakota | Indian Land | Reservation Telephone Coop | Main St. | Parshall | ND | 58770 | 47.9514 | -102.1334
8 | 3010004 | Reservation Telephone Coop | Tank 2 | TRUE | Permanently Out of Use |  | 4000 | Gasoline (containing <=10% ethanol) | 1963-11-01 | Three Affiliated Tribes of the Fort Berthold Reservation, North Dakota | Indian Land | Reservation Telephone Coop | Main St. | Parshall | ND | 58770 | 47.9514 | -102.1334
8 | 3010004 | Reservation Telephone Coop | Tank 3 | TRUE | Permanently Out of Use |  | 10000 | Gasoline (containing <=10% ethanol) | 1963-11-01 | Three Affiliated Tribes of the Fort Berthold Reservation, North Dakota | Indian Land | Reservation Telephone Coop | Main St. | Parshall | ND | 58770 | 47.9514 | -102.1334
8 | 3010005 | MLF H-4 | Tank 1 | TRUE | Permanently Out of Use |  | 14500 | Diesel | 1963-06-01 | Three Affiliated Tribes of the Fort Berthold Reservation, North Dakota | Indian Land | MLF H-4 | Sec.19-T152N-R88W | Plaza | ND | 58771 | 47.9776 | -101.9971
8 | 3010005 | MLF H-4 | Tank 2 | TRUE | Currently in Use |  | 4000 | Diesel | 1996-09-30 | Three Affiliated Tribes of the Fort Berthold Reservation, North Dakota | Indian Land | MLF H-4 | Sec.19-T152N-R88W | Plaza | ND | 58771 | 47.9776 | -101.9971
8 | 3010006 | Chuck's Conoco (FKA Mac's One Stop) | Tank 1 | TRUE | Permanently Out of Use |  | 10000 | Gasoline (containing <=10% ethanol) | 1976-08-01 | Three Affiliated Tribes of the Fort Berthold Reservation, North Dakota | Indian Land | Chuck's Conoco (FKA Mac's One Stop) | 16 East Central Avenue P.O. Box 535 | Parshall | ND | 58770 | 47.9538 | -102.1399
8 | 3010006 | Chuck's Conoco (FKA Mac's One Stop) | Tank 2 | TRUE | Permanently Out of Use |  | 10000 | Gasoline (containing <=10% ethanol) | 1976-08-01 | Three Affiliated Tribes of the Fort Berthold Reservation, North Dakota | Indian Land | Chuck's Conoco (FKA Mac's One Stop) | 16 East Central Avenue P.O. Box 535 | Parshall | ND | 58770 | 47.9538 | -102.1399
8 | 3010006 | Chuck's Conoco (FKA Mac's One Stop) | Tank 3 | TRUE | Permanently Out of Use |  | 2000 | Diesel | 1949-06-01 | Three Affiliated Tribes of the Fort Berthold Reservation, North Dakota | Indian Land | Chuck's Conoco (FKA Mac's One Stop) | 16 East Central Avenue P.O. Box 535 | Parshall | ND | 58770 | 47.9538 | -102.1399
8 | 3010006 | Chuck's Conoco (FKA Mac's One Stop) | Tank 4 | TRUE | Permanently Out of Use |  | 1000 | Diesel | 1949-06-01 | Three Affiliated Tribes of the Fort Berthold Reservation, North Dakota | Indian Land | Chuck's Conoco (FKA Mac's One Stop) | 17 East Central Avenue P.O. Box 535 | Parshall | ND | 58770 | 47.9538 | -102.1399
8 | 3010007 | Farmers Union Oil Co. - Main Office | Tank 1 | TRUE | Permanently Out of Use | 2017-06-12 | 8000 | Gasoline (containing <=10% ethanol) | 1989-06-15 | Three Affiliated Tribes of the Fort Berthold Reservation, North Dakota | Indian Land | Farmers Union Oil Co. - Main Office | 241 W. Main Street P.O. Box 340 | New Town | ND | 58763 | 47.9789 | -102.489
8 | 3010007 | Farmers Union Oil Co. - Main Office | Tank 2 | TRUE | Permanently Out of Use | 2017-06-12 | 8000 | Diesel | 1989-01-01 | Three Affiliated Tribes of the Fort Berthold Reservation, North Dakota | Indian Land | Farmers Union Oil Co. - Main Office | 242 W. Main Street P.O. Box 340 | New Town | ND | 58763 | 47.9789 | -102.489
8 | 3010007 | Farmers Union Oil Co. - Main Office | Tank 3 | TRUE | Permanently Out of Use | 2017-06-12 | 8000 | Gasoline (containing <=10% ethanol) | 1989-01-01 | Three Affiliated Tribes of the Fort Berthold Reservation, North Dakota | Indian Land | Farmers Union Oil Co. - Main Office | 243 W. Main Street P.O. Box 340 | New Town | ND | 58763 | 47.9789 | -102.489
8 | 3010007 | Farmers Union Oil Co. - Main Office | Tank 4 | TRUE | Permanently Out of Use | 2017-06-12 | 8000 | Diesel | 1989-01-01 | Three Affiliated Tribes of the Fort Berthold Reservation, North Dakota | Indian Land | Farmers Union Oil Co. - Main Office | 244 W. Main Street P.O. Box 340 | New Town | ND | 58763 | 47.9789 | -102.489
8 | 3010007 | Farmers Union Oil Co. - Main Office | Tank 5 | TRUE | Permanently Out of Use |  | 10000 | Gasoline (containing <=10% ethanol) | 1965-06-01 | Three Affiliated Tribes of the Fort Berthold Reservation, North Dakota | Indian Land | Farmers Union Oil Co. - Main Office | 245 W. Main Street P.O. Box 340 | New Town | ND | 58763 | 47.9789 | -102.489
8 | 3010007 | Farmers Union Oil Co. - Main Office | Tank 6 | TRUE | Permanently Out of Use |  | 2000 | Diesel | 1965-06-01 | Three Affiliated Tribes of the Fort Berthold Reservation, North Dakota | Indian Land | Farmers Union Oil Co. - Main Office | 246 W. Main Street P.O. Box 340 | New Town | ND | 58763 | 47.9789 | -102.489
8 | 3010007 | Farmers Union Oil Co. - Main Office | Tank 7 | TRUE | Permanently Out of Use |  | 2000 | Hazardous Substance | 1985-06-01 | Three Affiliated Tribes of the Fort Berthold Reservation, North Dakota | Indian Land | Farmers Union Oil Co. - Main Office | 247 W. Main Street P.O. Box 340 | New Town | ND | 58763 | 47.9789 | -102.489
8 | 3010007 | Farmers Union Oil Co. - Main Office | Tank 8 | TRUE | Permanently Out of Use |  | 2000 | Diesel | 1965-06-01 | Three Affiliated Tribes of the Fort Berthold Reservation, North Dakota | Indian Land | Farmers Union Oil Co. - Main Office | 248 W. Main Street P.O. Box 340 | New Town | ND | 58763 | 47.9789 | -102.489
8 | 3010007 | Farmers Union Oil Co. - Main Office | Tank 9 | TRUE | Permanently Out of Use |  | 2000 | Gasoline (containing <=10% ethanol) | 1965-06-01 | Three Affiliated Tribes of the Fort Berthold Reservation, North Dakota | Indian Land | Farmers Union Oil Co. - Main Office | 249 W. Main Street P.O. Box 340 | New Town | ND | 58763 | 47.9789 | -102.489
8 | 3010007 | Farmers Union Oil Co. - Main Office | Tank 10 | TRUE | Permanently Out of Use |  | 300 | Used Oil | 1965-06-01 | Three Affiliated Tribes of the Fort Berthold Reservation, North Dakota | Indian Land | Farmers Union Oil Co. - Main Office | 250 W. Main Street P.O. Box 340 | New Town | ND | 58763 | 47.9789 | -102.489
8 | 3010007 | Farmers Union Oil Co. - Main Office | Tank 12 | TRUE | Permanently Out of Use | 2017-06-12 | 6000 | Gasoline (containing <=10% ethanol) | 2004-10-01 | Three Affiliated Tribes of the Fort Berthold Reservation, North Dakota | Indian Land | Farmers Union Oil Co. - Main Office | 251 W. Main Street P.O. Box 340 | New Town | ND | 58763 | 47.9789 | -102.489
8 | 3010008 | Olson Vocational Center | Tank 1 | TRUE | Permanently Out of Use |  | 2000 | Gasoline (containing <=10% ethanol) | 1978-04-01 | Three Affiliated Tribes of the Fort Berthold Reservation, North Dakota | Indian Land | Olson Vocational Center | 501 Main Street | New Town | ND | 58763
8 | 3010009 | Mandaree BIA Roads | Tank 1 | TRUE | Permanently Out of Use |  | 2000 | Gasoline (containing <=10% ethanol) | 1978-08-01 | Three Affiliated Tribes of the Fort Berthold Reservation, North Dakota | Indian Land | Mandaree BIA Roads | Main Street, Bldg. 235 | Mandaree | ND | 58757 | 47.7287 | -102.6728
8 | 3010009 | Mandaree BIA Roads | Tank 3 | TRUE | Permanently Out of Use |  | 1000 | Gasoline (containing <=10% ethanol) | 1944-08-01 | Three Affiliated Tribes of the Fort Berthold Reservation, North Dakota | Indian Land | Mandaree BIA Roads | Main Street, Bldg. 235 | Mandaree | ND | 58757 | 47.7287 | -102.6728
8 | 3010010 | Twin Buttes School (BIA) | Tank 2 | TRUE | Permanently Out of Use |  | 1000 | Gasoline (containing <=10% ethanol) | 1976-09-01 | Three Affiliated Tribes of the Fort Berthold Reservation, North Dakota | Indian Land | Twin Buttes School (BIA) | RR 1 Box 65, Bldg. 318 (Sec 30-T147N-R91W) | Halliday | ND | 58636 | 47.5167 | -102.25
8 | 3010011 | West Dakota Service | Tank 1 | TRUE | Permanently Out of Use | 2008-04-22 | 6000 | Gasoline (containing <=10% ethanol) | 1989-07-01 | Three Affiliated Tribes of the Fort Berthold Reservation, North Dakota | Indian Land | West Dakota Service | 227 West Main | New Town | ND | 58763 | 47.9792 | -102.4925
8 | 3010011 | West Dakota Service | Tank 2 | TRUE | Permanently Out of Use | 2008-04-22 | 6000 | Gasoline (containing <=10% ethanol) | 1989-07-01 | Three Affiliated Tribes of the Fort Berthold Reservation, North Dakota | Indian Land | West Dakota Service | 227 West Main | New Town | ND | 58763 | 47.9792 | -102.4925
8 | 3010011 | West Dakota Service | Tank 3 | TRUE | Permanently Out of Use | 2008-04-22 | 4000 | Diesel | 1987-07-01 | Three Affiliated Tribes of the Fort Berthold Reservation, North Dakota | Indian Land | West Dakota Service | 227 West Main | New Town | ND | 58763 | 47.9792 | -102.4925
8 | 3010011 | West Dakota Service | Tank 4 | TRUE | Permanently Out of Use |  | 1000 | Unknown Petroleum | 1961-03-01 | Three Affiliated Tribes of the Fort Berthold Reservation, North Dakota | Indian Land | West Dakota Service | 227 West Main | New Town | ND | 58763 | 47.9792 | -102.4925
8 | 3010011 | West Dakota Service | Tank 5 | TRUE | Permanently Out of Use |  | 2000 | Unknown Petroleum | 1961-03-01 | Three Affiliated Tribes of the Fort Berthold Reservation, North Dakota | Indian Land | West Dakota Service | 227 West Main | New Town | ND | 58763 | 47.9792 | -102.4925
8 | 3010011 | West Dakota Service | Tank 6 | TRUE | Permanently Out of Use |  | 4000 | Unknown Petroleum | 1972-01-01 | Three Affiliated Tribes of the Fort Berthold Reservation, North Dakota | Indian Land | West Dakota Service | 227 West Main | New Town | ND | 58763 | 47.9792 | -102.4925
8 | 3010011 | West Dakota Service | Tank 7 | TRUE | Permanently Out of Use |  | 5000 | Unknown Petroleum | 1972-01-01 | Three Affiliated Tribes of the Fort Berthold Reservation, North Dakota | Indian Land | West Dakota Service | 227 West Main | New Town | ND | 58763 | 47.9792 | -102.4925
8 | 3010011 | West Dakota Service | Tank 8 | TRUE | Permanently Out of Use |  | 6000 | Unknown Petroleum | 1982-03-01 | Three Affiliated Tribes of the Fort Berthold Reservation, North Dakota | Indian Land | West Dakota Service | 227 West Main | New Town | ND | 58763 | 47.9792 | -102.4925
8 | 3010012 | United Quality Coop - C-Store East | Tank 3 | TRUE | Temporarily Out of Use |  | 2000 | Gasoline (containing <=10% ethanol) | 1993-05-01 | Three Affiliated Tribes of the Fort Berthold Reservation, North Dakota | Indian Land | United Quality Coop - C-Store East | 712 First St. North P.O. Box 340 | New Town | ND | 58763 | 47.9807 | -102.4739
8 | 3010012 | United Quality Coop - C-Store East | Tank 2 | TRUE | Currently in Use |  | 8000 | Gasoline (containing <=10% ethanol) | 1993-05-01 | Three Affiliated Tribes of the Fort Berthold Reservation, North Dakota | Indian Land | United Quality Coop - C-Store East | 712 First St. North P.O. Box 340 | New Town | ND | 58763 | 47.9807 | -102.4739
8 | 3010012 | United Quality Coop - C-Store East | Tank 1 | TRUE | Currently in Use |  | 8000 | Gasoline (containing <=10% ethanol) | 1993-05-01 | Three Affiliated Tribes of the Fort Berthold Reservation, North Dakota | Indian Land | United Quality Coop - C-Store East | 712 First St. North P.O. Box 340 | New Town | ND | 58763 | 47.9807 | -102.4739
8 | 3010012 | United Quality Coop - C-Store East | R-1 (FKA Tank 4) | TRUE | Permanently Out of Use |  | 8000 | Gasoline (containing <=10% ethanol) | 1985-03-01 | Three Affiliated Tribes of the Fort Berthold Reservation, North Dakota | Indian Land | United Quality Coop - C-Store East | 712 First St. North P.O. Box 340 | New Town | ND | 58763 | 47.9807 | -102.4739
8 | 3010012 | United Quality Coop - C-Store East | R-2 (FKA Tank 5) | TRUE | Permanently Out of Use |  | 8000 | Gasoline (containing <=10% ethanol) | 1985-03-01 | Three Affiliated Tribes of the Fort Berthold Reservation, North Dakota | Indian Land | United Quality Coop - C-Store East | 712 First St. North P.O. Box 340 | New Town | ND | 58763 | 47.9807 | -102.4739
8 | 3010012 | United Quality Coop - C-Store East | R-3 (FKA Tank 6) | TRUE | Permanently Out of Use |  | 2000 | Diesel | 1985-03-01 | Three Affiliated Tribes of the Fort Berthold Reservation, North Dakota | Indian Land | United Quality Coop - C-Store East | 712 First St. North P.O. Box 340 | New Town | ND | 58763 | 47.9807 | -102.4739
8 | 3010012 | United Quality Coop - C-Store East | Tank 6/7 | TRUE | Currently in Use |  | 12000 | Diesel | 1999-11-01 | Three Affiliated Tribes of the Fort Berthold Reservation, North Dakota | Indian Land | United Quality Coop - C-Store East | 712 First St. North P.O. Box 340 | New Town | ND | 58763 | 47.9807 | -102.4739
8 | 3010012 | United Quality Coop - C-Store East | Tank 8/9 | TRUE | Currently in Use |  | 12000 | Diesel | 2002-07-01 | Three Affiliated Tribes of the Fort Berthold Reservation, North Dakota | Indian Land | United Quality Coop - C-Store East | 712 First St. North P.O. Box 340 | New Town | ND | 58763 | 47.9807 | -102.4739
8 | 3010012 | United Quality Coop - C-Store East | Tank 4 | TRUE | Currently in Use |  | 8000 | Gasoline (containing <=10% ethanol) | 2008-10-01 | Three Affiliated Tribes of the Fort Berthold Reservation, North Dakota | Indian Land | United Quality Coop - C-Store East | 712 First St. North P.O. Box 340 | New Town | ND | 58763 | 47.9807 | -102.4739
8 | 3010012 | United Quality Coop - C-Store East | Tank 5 | TRUE | Currently in Use |  | 20000 | Diesel | 2011-06-01 | Three Affiliated Tribes of the Fort Berthold Reservation, North Dakota | Indian Land | United Quality Coop - C-Store East | 712 First St. North P.O. Box 340 | New Town | ND | 58763 | 47.9807 | -102.4739
8 | 3010012 | United Quality Coop - C-Store East | Tank 10 | TRUE | Currently in Use |  | 20000 | Diesel | 2011-06-01 | Three Affiliated Tribes of the Fort Berthold Reservation, North Dakota | Indian Land | United Quality Coop - C-Store East | 712 First St. North P.O. Box 340 | New Town | ND | 58763 | 47.9807 | -102.4739
8 | 3010013 | White Shield Compound (Multiple BIA sites) | Tank 4 | TRUE | Permanently Out of Use |  | 1000 | Gasoline (containing <=10% ethanol) | 1899-12-31 | Three Affiliated Tribes of the Fort Berthold Reservation, North Dakota | Indian Land | White Shield Compound (Multiple BIA sites) | HC Box 45 (White Shield, ND) | Roseglen | ND | 58775 | 47.6725 | -101.8863
8 | 3010013 | White Shield Compound (Multiple BIA sites) | Tank 5 | TRUE | Permanently Out of Use |  | 1000 | Gasoline (containing <=10% ethanol) | 1899-12-31 | Three Affiliated Tribes of the Fort Berthold Reservation, North Dakota | Indian Land | White Shield Compound (Multiple BIA sites) | HC Box 45 (White Shield, ND) | Roseglen | ND | 58775 | 47.6725 | -101.8863
8 | 3010013 | White Shield Compound (Multiple BIA sites) | Tank 6 | TRUE | Permanently Out of Use |  | 1000 | Gasoline (containing <=10% ethanol) | 1899-12-31 | Three Affiliated Tribes of the Fort Berthold Reservation, North Dakota | Indian Land | White Shield Compound (Multiple BIA sites) | HC Box 45 (White Shield, ND) | Roseglen | ND | 58775 | 47.6725 | -101.8863
8 | 3010013 | White Shield Compound (Multiple BIA sites) | Tank 1 | TRUE | Permanently Out of Use |  | 2000 | Gasoline (containing <=10% ethanol) | 1899-12-31 | Three Affiliated Tribes of the Fort Berthold Reservation, North Dakota | Indian Land | White Shield Compound (Multiple BIA sites) | HC Box 45 (White Shield, ND) | Roseglen | ND | 58775 | 47.6725 | -101.8863
8 | 3010013 | White Shield Compound (Multiple BIA sites) | Tank 2 | TRUE | Permanently Out of Use |  | 2000 | Gasoline (containing <=10% ethanol) | 1899-12-31 | Three Affiliated Tribes of the Fort Berthold Reservation, North Dakota | Indian Land | White Shield Compound (Multiple BIA sites) | HC Box 45 (White Shield, ND) | Roseglen | ND | 58775 | 47.6725 | -101.8863
8 | 3010013 | White Shield Compound (Multiple BIA sites) | Tank 3 | TRUE | Permanently Out of Use |  | 1500 | Diesel | 1899-12-31 | Three Affiliated Tribes of the Fort Berthold Reservation, North Dakota | Indian Land | White Shield Compound (Multiple BIA sites) | HC Box 45 (White Shield, ND) | Roseglen | ND | 58775 | 47.6725 | -101.8863
8 | 3010014 | MLF F-10 | Tank 1 | TRUE | Permanently Out of Use | 1999-06-15 | 14300 | Diesel | 1963-08-01 | Three Affiliated Tribes of the Fort Berthold Reservation, North Dakota | Indian Land | MLF F-10 | Sec. 14 - T152N - R88W | Makoti | ND | 58756 | 47.9786 | -101.8961
8 | 3010014 | MLF F-10 | Tank 2 | TRUE | Currently in Use |  | 4000 | Diesel | 1996-10-02 | Three Affiliated Tribes of the Fort Berthold Reservation, North Dakota | Indian Land | MLF F-10 | Sec. 14 - T152N - R88W | Makoti | ND | 58756 | 47.9786 | -101.8961
8 | 3010015 | Indian Hills Resort | Tank 1 | TRUE | Permanently Out of Use |  | 2000 | Gasoline (containing <=10% ethanol) | 1985-09-01 | Three Affiliated Tribes of the Fort Berthold Reservation, North Dakota | Indian Land | Indian Hills Resort | 7302 14th Street NW | Garrison | ND | 58540 | 47.606 | -102.0957
8 | 3010015 | Indian Hills Resort | Tank 2 | TRUE | Currently in Use |  | 2000 | Gasoline (containing <=10% ethanol) | 1997-05-02 | Three Affiliated Tribes of the Fort Berthold Reservation, North Dakota | Indian Land | Indian Hills Resort | 7302 14th Street NW | Garrison | ND | 58540 | 47.606 | -102.0957
8 | 3010016 | Parshall Facility | Tank 1 | TRUE | Permanently Out of Use |  | 1000 | Gasoline (containing <=10% ethanol) | 1964-12-01 | Three Affiliated Tribes of the Fort Berthold Reservation, North Dakota | Indian Land | Parshall Facility | Sec 19 - T152N - R89W | Parshall | ND | 58770 | 47.9549 | -102.135
8 | 3010016 | Parshall Facility | Tank 2 | TRUE | Permanently Out of Use |  | 1000 | Diesel | 1974-12-01 | Three Affiliated Tribes of the Fort Berthold Reservation, North Dakota | Indian Land | Parshall Facility | Sec 19 - T152N - R89W | Parshall | ND | 58770 | 47.9549 | -102.135
8 | 3010017 | Amoco Pipeline Office | Tank 1 | TRUE | Permanently Out of Use |  | 1000 | Gasoline (containing <=10% ethanol) | 1981-04-01 | Three Affiliated Tribes of the Fort Berthold Reservation, North Dakota | Indian Land | Amoco Pipeline Office | 217 Third Street South | New Town | ND | 58763
8 | 3010018 | Deep Water Bait & Tackle | Tank 1 | TRUE | Permanently Out of Use |  | 2000 | Gasoline (containing <=10% ethanol) | 1983-11-01 | Three Affiliated Tribes of the Fort Berthold Reservation, North Dakota | Indian Land | Deep Water Bait & Tackle | RR 1 Box 108 | Parshall | ND | 58770 | 47.9549 | -102.135
8 | 3010018 | Deep Water Bait & Tackle | Tank 2 | TRUE | Permanently Out of Use |  | 2000 | Gasoline (containing <=10% ethanol) | 1983-11-01 | Three Affiliated Tribes of the Fort Berthold Reservation, North Dakota | Indian Land | Deep Water Bait & Tackle | RR 1 Box 108 | Parshall | ND | 58770 | 47.9549 | -102.135
8 | 3010019 | Al's Standard | Tank 1 | TRUE | Permanently Out of Use |  | 2000 | Gasoline (containing <=10% ethanol) | 1960-06-01 | Three Affiliated Tribes of the Fort Berthold Reservation, North Dakota | Indian Land | Al's Standard | Main Street | Parshall | ND | 58770 | 47.9514 | -102.1334
8 | 3010019 | Al's Standard | Tank 2 | TRUE | Permanently Out of Use |  | 1200 | Gasoline (containing <=10% ethanol) | 1960-06-01 | Three Affiliated Tribes of the Fort Berthold Reservation, North Dakota | Indian Land | Al's Standard | Main Street | Parshall | ND | 58770 | 47.9514 | -102.1334
8 | 3010019 | Al's Standard | Tank 3 | TRUE | Permanently Out of Use |  | 1000 | Diesel | 1960-06-01 | Three Affiliated Tribes of the Fort Berthold Reservation, North Dakota | Indian Land | Al's Standard | Main Street | Parshall | ND | 58770 | 47.9514 | -102.1334
8 | 3010019 | Al's Standard | Tank 4 | TRUE | Permanently Out of Use |  | 2000 | Gasoline (containing <=10% ethanol) | 1987-06-01 | Three Affiliated Tribes of the Fort Berthold Reservation, North Dakota | Indian Land | Al's Standard | Main Street | Parshall | ND | 58770 | 47.9514 | -102.1334
8 | 3010020 | Kum & Go Food Store # 810 (FKA Superpumper #20) | Tank 1 | TRUE | Permanently Out of Use |  | 12000 | Gasoline (containing <=10% ethanol) | 1994-08-01 | Three Affiliated Tribes of the Fort Berthold Reservation, North Dakota | Indian Land | Kum & Go Food Store # 810 (FKA Superpumper #20) | 242 Main Street P.O. Box 416 | New Town | ND | 58763 | 47.9798 | -102.4892
8 | 3010020 | Kum & Go Food Store # 810 (FKA Superpumper #20) | Tank 2 | TRUE | Permanently Out of Use |  | 12000 | Gasoline (containing <=10% ethanol) | 1984-08-01 | Three Affiliated Tribes of the Fort Berthold Reservation, North Dakota | Indian Land | Kum & Go Food Store # 810 (FKA Superpumper #20) | 242 Main Street P.O. Box 416 | New Town | ND | 58763 | 47.9798 | -102.4892
8 | 3010020 | Kum & Go Food Store # 810 (FKA Superpumper #20) | Tank 3 | TRUE | Permanently Out of Use |  | 12000 | Gasoline (containing <=10% ethanol) | 1984-08-01 | Three Affiliated Tribes of the Fort Berthold Reservation, North Dakota | Indian Land | Kum & Go Food Store # 810 (FKA Superpumper #20) | 242 Main Street P.O. Box 416 | New Town | ND | 58763 | 47.9798 | -102.4892
8 | 3010020 | Kum & Go Food Store # 810 (FKA Superpumper #20) | Tank 4 | TRUE | Permanently Out of Use |  | 10000 | Gasoline (containing <=10% ethanol) | 1997-07-01 | Three Affiliated Tribes of the Fort Berthold Reservation, North Dakota | Indian Land | Kum & Go Food Store # 810 (FKA Superpumper #20) | 242 Main Street P.O. Box 416 | New Town | ND | 58763 | 47.9798 | -102.4892
8 | 3010020 | Kum & Go Food Store # 810 (FKA Superpumper #20) | Tank 5 | TRUE | Permanently Out of Use |  | 12000 | Gasoline (containing <=10% ethanol) | 1997-07-01 | Three Affiliated Tribes of the Fort Berthold Reservation, North Dakota | Indian Land | Kum & Go Food Store # 810 (FKA Superpumper #20) | 242 Main Street P.O. Box 416 | New Town | ND | 58763 | 47.9798 | -102.4892
8 | 3010020 | Kum & Go Food Store # 810 (FKA Superpumper #20) | Tank 6 | TRUE | Permanently Out of Use |  | 9000 | Unknown Petroleum | 1966-09-01 | Three Affiliated Tribes of the Fort Berthold Reservation, North Dakota | Indian Land | Kum & Go Food Store # 810 (FKA Superpumper #20) | 242 Main Street P.O. Box 416 | New Town | ND | 58763 | 47.9798 | -102.4892
8 | 3010020 | Kum & Go Food Store # 810 (FKA Superpumper #20) | Tank 7 | TRUE | Permanently Out of Use |  | 4500 | Unknown Petroleum | 1966-09-01 | Three Affiliated Tribes of the Fort Berthold Reservation, North Dakota | Indian Land | Kum & Go Food Store # 810 (FKA Superpumper #20) | 242 Main Street P.O. Box 416 | New Town | ND | 58763 | 47.9798 | -102.4892
8 | 3010020 | Kum & Go Food Store # 810 (FKA Superpumper #20) | Tank 8 | TRUE | Permanently Out of Use |  | 2000 | Unknown Petroleum | 1966-09-01 | Three Affiliated Tribes of the Fort Berthold Reservation, North Dakota | Indian Land | Kum & Go Food Store # 810 (FKA Superpumper #20) | 242 Main Street P.O. Box 416 | New Town | ND | 58763 | 47.9798 | -102.4892
8 | 3010020 | Kum & Go Food Store # 810 (FKA Superpumper #20) | Tank 9 | TRUE | Permanently Out of Use |  | 1000 | Unknown Petroleum | 1966-09-01 | Three Affiliated Tribes of the Fort Berthold Reservation, North Dakota | Indian Land | Kum & Go Food Store # 810 (FKA Superpumper #20) | 242 Main Street P.O. Box 416 | New Town | ND | 58763 | 47.9798 | -102.4892
8 | 3010021 | Kum & Go Food Store #803 | Tank 1 | TRUE | Permanently Out of Use |  | 2000 | Gasoline (containing <=10% ethanol) | 1984-08-01 | Three Affiliated Tribes of the Fort Berthold Reservation, North Dakota | Indian Land | Kum & Go Food Store #803 | East Main Box 905 | New Town | ND | 58763
8 | 3010021 | Kum & Go Food Store #803 | Tank 2 | TRUE | Permanently Out of Use |  | 8000 | Gasoline (containing <=10% ethanol) | 1982-08-01 | Three Affiliated Tribes of the Fort Berthold Reservation, North Dakota | Indian Land | Kum & Go Food Store #803 | East Main Box 906 | New Town | ND | 58763
8 | 3010021 | Kum & Go Food Store #803 | Tank 3 | TRUE | Permanently Out of Use |  | 8000 | Gasoline (containing <=10% ethanol) | 1989-08-01 | Three Affiliated Tribes of the Fort Berthold Reservation, North Dakota | Indian Land | Kum & Go Food Store #803 | East Main Box 907 | New Town | ND | 58763
8 | 3010021 | Kum & Go Food Store #803 | Tank 4 | TRUE | Permanently Out of Use |  | 1500 | Unknown Petroleum | 1966-05-01 | Three Affiliated Tribes of the Fort Berthold Reservation, North Dakota | Indian Land | Kum & Go Food Store #803 | East Main Box 908 | New Town | ND | 58763
8 | 3010021 | Kum & Go Food Store #803 | Tank 5 | TRUE | Permanently Out of Use |  | 1500 | Unknown Petroleum | 1966-05-01 | Three Affiliated Tribes of the Fort Berthold Reservation, North Dakota | Indian Land | Kum & Go Food Store #803 | East Main Box 909 | New Town | ND | 58763
8 | 3010021 | Kum & Go Food Store #803 | Tank 6 | TRUE | Permanently Out of Use |  | 2000 | Unknown Petroleum | 1966-05-01 | Three Affiliated Tribes of the Fort Berthold Reservation, North Dakota | Indian Land | Kum & Go Food Store #803 | East Main Box 910 | New Town | ND | 58763
8 | 3010022 | New Town Airport Authority | Tank 1 | TRUE | Permanently Out of Use |  | 2000 | Gasoline (containing <=10% ethanol) | 1980-03-01 | Three Affiliated Tribes of the Fort Berthold Reservation, North Dakota | Indian Land | New Town Airport Authority | Sec. 20 - T152n R92W | New Town | ND | 58763
8 | 3010022 | New Town Airport Authority | Tank 2 | TRUE | Permanently Out of Use |  | 2000 | Gasoline (containing <=10% ethanol) | 1984-03-01 | Three Affiliated Tribes of the Fort Berthold Reservation, North Dakota | Indian Land | New Town Airport Authority | Sec. 20 - T152n R92W | New Town | ND | 58763
8 | 3010023 | Roseglen Store | Tank 1 | TRUE | Permanently Out of Use |  | 1000 | Gasoline (containing <=10% ethanol) | 1974-11-01 | Three Affiliated Tribes of the Fort Berthold Reservation, North Dakota | Indian Land | Roseglen Store | HC3 Box 24B | Roseglen | ND | 58775 | 47.6672 | -101.8427
8 | 3010023 | Roseglen Store | Tank 2 | TRUE | Permanently Out of Use |  | 500 | Gasoline (containing <=10% ethanol) | 1974-11-01 | Three Affiliated Tribes of the Fort Berthold Reservation, North Dakota | Indian Land | Roseglen Store | HC3 Box 24B | Roseglen | ND | 58775 | 47.6672 | -101.8427
8 | 3010024 | MLF H-10 | Tank 1 | TRUE | Permanently Out of Use |  | 14500 | Diesel | 1962-08-01 | Three Affiliated Tribes of the Fort Berthold Reservation, North Dakota | Indian Land | MLF H-10 | Sec. 16 - T152N - R91W | New Town | ND | 58763 | 47.9799 | -102.3427
8 | 3010024 | MLF H-10 | Tank 2 | TRUE | Currently in Use |  | 4000 | Diesel | 1996-09-04 | Three Affiliated Tribes of the Fort Berthold Reservation, North Dakota | Indian Land | MLF H-10 | Sec. 16 - T152N - R91W | New Town | ND | 58763 | 47.9799 | -102.3427
8 | 3010025 | BIA Roads (New Road Shop) | Tank 1 | TRUE | Permanently Out of Use |  | 2000 | Diesel | 1984-06-01 | Three Affiliated Tribes of the Fort Berthold Reservation, North Dakota | Indian Land | BIA Roads (New Road Shop) | Unknown Whiteshield, ND | Garrison | ND | 58540 | 47.6603 | -101.8429
8 | 3010025 | BIA Roads (New Road Shop) | Tank 2 | TRUE | Permanently Out of Use |  | 2000 | Gasoline (containing <=10% ethanol) | 1985-06-01 | Three Affiliated Tribes of the Fort Berthold Reservation, North Dakota | Indian Land | BIA Roads (New Road Shop) | Unknown Whiteshield, ND | Garrison | ND | 58540 | 47.6603 | -101.8429
8 | 3010026 | Mandaree School Bus Garage (BIA) | Tank 1 | TRUE | Permanently Out of Use |  | 1000 | Gasoline (containing <=10% ethanol) | 1978-06-01 | Three Affiliated Tribes of the Fort Berthold Reservation, North Dakota | Indian Land | Mandaree School Bus Garage (BIA) | Mandaree, Bldg. 213 | Mandaree | ND | 58757 | 47.7288 | -102.6773
8 | 3010027 | Parshall Bulk | Tank 1 | TRUE | Permanently Out of Use |  | 10000 | Gasoline (containing <=10% ethanol) | 1978-05-01 | Three Affiliated Tribes of the Fort Berthold Reservation, North Dakota | Indian Land | Parshall Bulk | P. O. Box 327 | Parshall | ND | 58770 | 47.9549 | -102.135
8 | 3010027 | Parshall Bulk | Tank 2 | TRUE | Permanently Out of Use |  | 2500 | Gasoline (containing <=10% ethanol) | 1978-05-01 | Three Affiliated Tribes of the Fort Berthold Reservation, North Dakota | Indian Land | Parshall Bulk | P. O. Box 327 | Parshall | ND | 58770 | 47.9549 | -102.135
8 | 3010027 | Parshall Bulk | Tank 3 | TRUE | Permanently Out of Use |  | 2500 | Gasoline (containing <=10% ethanol) | 1978-05-01 | Three Affiliated Tribes of the Fort Berthold Reservation, North Dakota | Indian Land | Parshall Bulk | P. O. Box 327 | Parshall | ND | 58770 | 47.9549 | -102.135
8 | 3010027 | Parshall Bulk | Tank 4 | TRUE | Permanently Out of Use |  | 500 | Unknown Petroleum | 1984-01-01 | Three Affiliated Tribes of the Fort Berthold Reservation, North Dakota | Indian Land | Parshall Bulk | P. O. Box 327 | Parshall | ND | 58770 | 47.9549 | -102.135
8 | 3010028 | Hankin Field (Parshall Airport) | Tank 1 | TRUE | Permanently Out of Use |  | 2000 | Gasoline (containing <=10% ethanol) | 1966-06-01 | Three Affiliated Tribes of the Fort Berthold Reservation, North Dakota | Indian Land | Hankin Field (Parshall Airport) | Sec 36 T152N - R90W | Parshall | ND | 58770 | 47.9549 | -102.135
8 | 3010028 | Hankin Field (Parshall Airport) | Tank 2 | TRUE | Permanently Out of Use |  | 2000 | Gasoline (containing <=10% ethanol) | 1966-06-01 | Three Affiliated Tribes of the Fort Berthold Reservation, North Dakota | Indian Land | Hankin Field (Parshall Airport) | Sec 36 T152N - R90W | Parshall | ND | 58770 | 47.9549 | -102.135
8 | 3010028 | Hankin Field (Parshall Airport) | Tank 3 | TRUE | Permanently Out of Use |  | 1000 | Unknown Petroleum | 1982-04-01 | Three Affiliated Tribes of the Fort Berthold Reservation, North Dakota | Indian Land | Hankin Field (Parshall Airport) | Sec 36 T152N - R90W | Parshall | ND | 58770 | 47.9549 | -102.135
8 | 3010028 | Hankin Field (Parshall Airport) | Tank 4 | TRUE | Permanently Out of Use |  | 1000 | Unknown Petroleum | 1982-04-01 | Three Affiliated Tribes of the Fort Berthold Reservation, North Dakota | Indian Land | Hankin Field (Parshall Airport) | Sec 36 T152N - R90W | Parshall | ND | 58770 | 47.9549 | -102.135
8 | 3010029 | Twin Buttes Road (BIA) | Tank 1 | TRUE | Permanently Out of Use |  | 1000 | Gasoline (containing <=10% ethanol) | 1899-12-31 | Three Affiliated Tribes of the Fort Berthold Reservation, North Dakota | Indian Land | Twin Buttes Road (BIA) | Twin Buttes, Bldg. 312 (Sec 30-T147N-R91W) | Halliday | ND | 58636 | 47.5167 | -102.25
8 | 3010029 | Twin Buttes Road (BIA) | Tank 2 | TRUE | Permanently Out of Use |  | 1000 | Gasoline (containing <=10% ethanol) | 1899-12-31 | Three Affiliated Tribes of the Fort Berthold Reservation, North Dakota | Indian Land | Twin Buttes Road (BIA) | Twin Buttes, Bldg. 312 (Sec 30-T147N-R91W) | Halliday | ND | 58636 | 47.5167 | -102.25
8 | 3010030 | Four Bear Marina | Tank 1 | TRUE | Permanently Out of Use |  | 115 | Gasoline (containing <=10% ethanol) | 1899-12-31 | Three Affiliated Tribes of the Fort Berthold Reservation, North Dakota | Indian Land | Four Bear Marina | Unknown | New Town | ND | 58763 | 47.9828 | -102.4836
8 | 3010030 | Four Bear Marina | Tank 2 | TRUE | Permanently Out of Use |  | 115 | Diesel | 1899-12-31 | Three Affiliated Tribes of the Fort Berthold Reservation, North Dakota | Indian Land | Four Bear Marina | Unknown | New Town | ND | 58763 | 47.9828 | -102.4836
8 | 3010031 | United Tribes Technical College | Tank 1 | TRUE | Permanently Out of Use |  | 300 | Used Oil | 1969-06-01 | United Tribes Technical College (Jointly operated by: Three Affiliated Tribes of Fort Berthold, the Spirit Lake Tribe, the Sisseton-Wahpeton Oyate, the Standing Rock Sioux Tribe, and the Turtle Mountain Band of Chippewa Indians) | Indian Land | United Tribes Technical College | 3315 University Dr. Bldg. 48 | Bismarck | ND | 58504 | 46.7842 | -100.7718
8 | 3010031 | United Tribes Technical College | Tank 7 | TRUE | Permanently Out of Use |  | 560 | Used Oil | 1978-06-01 | United Tribes Technical College (Jointly operated by: Three Affiliated Tribes of Fort Berthold, the Spirit Lake Tribe, the Sisseton-Wahpeton Oyate, the Standing Rock Sioux Tribe, and the Turtle Mountain Band of Chippewa Indians) | Indian Land | United Tribes Technical College | 3315 University Dr. Bldg. 48 | Bismarck | ND | 58504 | 46.7842 | -100.7718
8 | 3010031 | United Tribes Technical College | Tank 6 | TRUE | Permanently Out of Use |  | 560 | Used Oil | 1969-06-01 | United Tribes Technical College (Jointly operated by: Three Affiliated Tribes of Fort Berthold, the Spirit Lake Tribe, the Sisseton-Wahpeton Oyate, the Standing Rock Sioux Tribe, and the Turtle Mountain Band of Chippewa Indians) | Indian Land | United Tribes Technical College | 3315 University Dr. Bldg. 48 | Bismarck | ND | 58504 | 46.7842 | -100.7718
8 | 3010031 | United Tribes Technical College | Tank 5 | TRUE | Permanently Out of Use |  | 1000 | Diesel | 1976-06-01 | United Tribes Technical College (Jointly operated by: Three Affiliated Tribes of Fort Berthold, the Spirit Lake Tribe, the Sisseton-Wahpeton Oyate, the Standing Rock Sioux Tribe, and the Turtle Mountain Band of Chippewa Indians) | Indian Land | United Tribes Technical College | 3315 University Dr. Bldg. 48 | Bismarck | ND | 58504 | 46.7842 | -100.7718
8 | 3010031 | United Tribes Technical College | Tank 4 | TRUE | Permanently Out of Use |  | 300 | Hazardous Substance | 1969-06-01 | United Tribes Technical College (Jointly operated by: Three Affiliated Tribes of Fort Berthold, the Spirit Lake Tribe, the Sisseton-Wahpeton Oyate, the Standing Rock Sioux Tribe, and the Turtle Mountain Band of Chippewa Indians) | Indian Land | United Tribes Technical College | 3315 University Dr. Bldg. 48 | Bismarck | ND | 58504 | 46.7842 | -100.7718
8 | 3010031 | United Tribes Technical College | Tank 3 | TRUE | Permanently Out of Use |  | 300 | Kerosene | 1969-06-01 | United Tribes Technical College (Jointly operated by: Three Affiliated Tribes of Fort Berthold, the Spirit Lake Tribe, the Sisseton-Wahpeton Oyate, the Standing Rock Sioux Tribe, and the Turtle Mountain Band of Chippewa Indians) | Indian Land | United Tribes Technical College | 3315 University Dr. Bldg. 48 | Bismarck | ND | 58504 | 46.7842 | -100.7718
8 | 3010031 | United Tribes Technical College | Tank 2 | TRUE | Permanently Out of Use |  | 4000 | Diesel | 1994-08-10 | United Tribes Technical College (Jointly operated by: Three Affiliated Tribes of Fort Berthold, the Spirit Lake Tribe, the Sisseton-Wahpeton Oyate, the Standing Rock Sioux Tribe, and the Turtle Mountain Band of Chippewa Indians) | Indian Land | United Tribes Technical College | 3315 University Dr. Bldg. 48 | Bismarck | ND | 58504 | 46.7842 | -100.7718
8 | 3010032 | New Town Facility, ND DOT | Tank 1 | TRUE | Permanently Out of Use |  | 1000 | Gasoline (containing <=10% ethanol) | 1972-06-01 | Three Affiliated Tribes of the Fort Berthold Reservation, North Dakota | Indian Land | New Town Facility, ND DOT | District Shop | New Town | ND | 58763 | 47.9828 | -102.4836
8 | 3010032 | New Town Facility, ND DOT | Tank 2 | TRUE | Permanently Out of Use |  | 1000 | Diesel | 1972-06-01 | Three Affiliated Tribes of the Fort Berthold Reservation, North Dakota | Indian Land | New Town Facility, ND DOT | District Shop | New Town | ND | 58763 | 47.9828 | -102.4836
8 | 3010033 | MAF H-1 | Tank 1 | TRUE | Currently in Use |  | 14300 | Diesel | 1963-06-01 | Three Affiliated Tribes of the Fort Berthold Reservation, North Dakota | Indian Land | MAF H-1 | Sec 20-T152N-R90W | Parshall | ND | 58770 | 47.9741 | -102.2197
8 | 3010033 | MAF H-1 | Tank 4 | TRUE | Currently in Use |  | 2500 | Diesel | 1998-06-02 | Three Affiliated Tribes of the Fort Berthold Reservation, North Dakota | Indian Land | MAF H-1 | Sec 20-T152N-R90W | Parshall | ND | 58770 | 47.9741 | -102.2197
8 | 3010033 | MAF H-1 | Tank 3 | TRUE | Permanently Out of Use |  | 1000 | Diesel | 1963-06-01 | Three Affiliated Tribes of the Fort Berthold Reservation, North Dakota | Indian Land | MAF H-1 | Sec 20-T152N-R90W | Parshall | ND | 58770 | 47.9741 | -102.2197
8 | 3010033 | MAF H-1 | Tank 2 | TRUE | Permanently Out of Use |  | 2500 | Diesel | 1963-06-01 | Three Affiliated Tribes of the Fort Berthold Reservation, North Dakota | Indian Land | MAF H-1 | Sec 20-T152N-R90W | Parshall | ND | 58770 | 47.9741 | -102.2197
8 | 3010034 | Pocket Aces (former Four Bears C-Store) | Tank 1 | TRUE | Permanently Out of Use |  | 6000 | Gasoline (containing <=10% ethanol) | 1986-01-01 | Three Affiliated Tribes of the Fort Berthold Reservation, North Dakota | Indian Land | Pocket Aces (former Four Bears C-Store) | 202 Frontage Rd. P.O. Box 579 | New Town | ND | 58763 | 47.9806 | -102.5748
8 | 3010034 | Pocket Aces (former Four Bears C-Store) | Tank 2 | TRUE | Permanently Out of Use |  | 4000 | Gasoline (containing <=10% ethanol) | 1986-01-01 | Three Affiliated Tribes of the Fort Berthold Reservation, North Dakota | Indian Land | Pocket Aces (former Four Bears C-Store) | 202 Frontage Rd. P.O. Box 579 | New Town | ND | 58763 | 47.9806 | -102.5748
8 | 3010034 | Pocket Aces (former Four Bears C-Store) | Tank 3 | TRUE | Permanently Out of Use |  | 6000 | Gasoline (containing <=10% ethanol) | 1986-01-01 | Three Affiliated Tribes of the Fort Berthold Reservation, North Dakota | Indian Land | Pocket Aces (former Four Bears C-Store) | 202 Frontage Rd. P.O. Box 579 | New Town | ND | 58763 | 47.9806 | -102.5748
8 | 3010034 | Pocket Aces (former Four Bears C-Store) | Tank 4 | TRUE | Permanently Out of Use |  | 4000 | Diesel | 1986-01-01 | Three Affiliated Tribes of the Fort Berthold Reservation, North Dakota | Indian Land | Pocket Aces (former Four Bears C-Store) | 202 Frontage Rd. P.O. Box 579 | New Town | ND | 58763 | 47.9806 | -102.5748
8 | 3010034 | Pocket Aces (former Four Bears C-Store) | Tank 5 | TRUE | Permanently Out of Use |  | 10000 | Gasoline (containing <=10% ethanol) | 1998-10-19 | Three Affiliated Tribes of the Fort Berthold Reservation, North Dakota | Indian Land | Pocket Aces (former Four Bears C-Store) | 202 Frontage Rd. P.O. Box 579 | New Town | ND | 58763 | 47.9806 | -102.5748
8 | 3010034 | Pocket Aces (former Four Bears C-Store) | Tank 6 | TRUE | Permanently Out of Use |  | 10000 | Gasoline (containing <=10% ethanol) | 1998-10-19 | Three Affiliated Tribes of the Fort Berthold Reservation, North Dakota | Indian Land | Pocket Aces (former Four Bears C-Store) | 202 Frontage Rd. P.O. Box 579 | New Town | ND | 58763 | 47.9806 | -102.5748
8 | 3010035 | Lone-Fight Store | Tank 1 | TRUE | Permanently Out of Use |  | 115 | Gasoline (containing <=10% ethanol) | 1899-12-31 | Three Affiliated Tribes of the Fort Berthold Reservation, North Dakota | Indian Land | Lone-Fight Store | HCO Rt 2 Box 2 | Mandaree | ND | 58757 | 47.7289 | -102.675
8 | 3010035 | Lone-Fight Store | Tank 2 | TRUE | Permanently Out of Use |  | 115 | Gasoline (containing <=10% ethanol) | 1899-12-31 | Three Affiliated Tribes of the Fort Berthold Reservation, North Dakota | Indian Land | Lone-Fight Store | HCO Rt 2 Box 2 | Mandaree | ND | 58757 | 47.7289 | -102.675
8 | 3010036 | Eagles Landing | Tank 4 DSL | TRUE | Currently in Use |  | 6000 | Diesel | 2006-06-01 | Three Affiliated Tribes of the Fort Berthold Reservation, North Dakota | Indian Land | Eagles Landing | 404 Frontage Rd. | New Town | ND | 58763 | 47.9806 | -102.5797
8 | 3010036 | Eagles Landing | Tank 1 PREM | TRUE | Currently in Use |  | 6000 | Gasoline (containing <=10% ethanol) | 2006-06-01 | Three Affiliated Tribes of the Fort Berthold Reservation, North Dakota | Indian Land | Eagles Landing | 404 Frontage Rd. | New Town | ND | 58763 | 47.9806 | -102.5797
8 | 3010036 | Eagles Landing | Tank 2 mid | TRUE | Currently in Use |  | 10000 | Gasoline (containing <=10% ethanol) | 2006-06-01 | Three Affiliated Tribes of the Fort Berthold Reservation, North Dakota | Indian Land | Eagles Landing | 404 Frontage Rd. | New Town | ND | 58763 | 47.9806 | -102.5797
8 | 3010036 | Eagles Landing | Tank 3 REG | TRUE | Currently in Use |  | 12000 | Gasoline (containing <=10% ethanol) | 2006-06-01 | Three Affiliated Tribes of the Fort Berthold Reservation, North Dakota | Indian Land | Eagles Landing | 404 Frontage Rd. | New Town | ND | 58763 | 47.9806 | -102.5797
8 | 3010037 | Y-B's Convenience Store | Tank 1 | TRUE | Permanently Out of Use | 2006-09-15 | 1000 | Gasoline (containing <=10% ethanol) | 1990-06-01 | Three Affiliated Tribes of the Fort Berthold Reservation, North Dakota | Indian Land | Y-B's Convenience Store | 7 East North 1st Street, White Shield, ND | Roseglen | ND | 58775 | 47.6674 | -101.8423
8 | 3010038 | Spotted Horn Store | Tank 1 | TRUE | Permanently Out of Use |  | 115 | Gasoline (containing <=10% ethanol) | 1899-12-31 | Three Affiliated Tribes of the Fort Berthold Reservation, North Dakota | Indian Land | Spotted Horn Store | Box 575 | Mandaree | ND | 58757 | 47.7445 | -102.7008
8 | 3010038 | Spotted Horn Store | Tank 2 | TRUE | Permanently Out of Use |  | 115 | Gasoline (containing <=10% ethanol) | 1899-12-31 | Three Affiliated Tribes of the Fort Berthold Reservation, North Dakota | Indian Land | Spotted Horn Store | Box 575 | Mandaree | ND | 58757 | 47.7445 | -102.7008
8 | 3010039 | 1804 C-Store (formerly Nishu/White Shield Ree) | Tank 1/2 | TRUE | Currently in Use |  | 12000 | Diesel | 2002-11-01 | Three Affiliated Tribes of the Fort Berthold Reservation, North Dakota | Indian Land | 1804 C-Store (FKA Nishu/White Shield Ree) | 2 2nd Avenue (White Shield, ND) | Garrison | ND | 58540 | 47.647 | -101.8402
8 | 3010039 | 1804 C-Store (formerly Nishu/White Shield Ree) | Tank 3 | TRUE | Currently in Use | 2015-04-07 | 10000 | Gasoline (containing <=10% ethanol) | 2015-04-01 | Three Affiliated Tribes of the Fort Berthold Reservation, North Dakota | Indian Land | 1804 C-Store (FKA Nishu/White Shield Ree) | 2 2nd Avenue (White Shield, ND) | Garrison | ND | 58540 | 47.647 | -101.8402
8 | 3010040 | South Shore C-Store (formerly Twin Buttes) | Tank 1/2 | TRUE | Currently in Use |  | 12000 | Gasoline (containing <=10% ethanol) | 2002-11-06 | Three Affiliated Tribes of the Fort Berthold Reservation, North Dakota | Indian Land | South Shore C-Store (formerly Twin Buttes) | 8098 BIA Route 22 (Twin Buttes) | Halliday | ND | 58636 | 47.516 | -102.265
8 | 3010041 | Mandaree One Stope (former MEC) | Tank 1 | TRUE | Currently in Use |  | 10000 | Gasoline (containing <=10% ethanol) | 2004-12-01 | Three Affiliated Tribes of the Fort Berthold Reservation, North Dakota | Indian Land | Mandaree One Stop (formerly MEC) | 101 4th Ave. NE | Mandaree | ND | 58757 | 47.7409 | -102.6682
8 | 3010041 | Mandaree One Stope (former MEC) | Tank 2 | TRUE | Currently in Use |  | 10000 | Diesel | 2004-12-01 | Three Affiliated Tribes of the Fort Berthold Reservation, North Dakota | Indian Land | Mandaree One Stop (formerly MEC) | 101 4th Ave. NE | Mandaree | ND | 58757 | 47.7409 | -102.6682
8 | 3010044 | MLF F-8 | Tank 1 | TRUE | Permanently Out of Use | 1999-06-15 | 14300 | Diesel | 1963-08-01 | Three Affiliated Tribes of the Fort Berthold Reservation, North Dakota | Indian Land | MLF F-8 | Sec 16 - T151N - R88W | Parshall | ND | 58770 | 47.8905 | -101.9461
8 | 3010044 | MLF F-8 | Tank 2 | TRUE | Currently in Use |  | 4000 | Diesel | 1996-10-07 | Three Affiliated Tribes of the Fort Berthold Reservation, North Dakota | Indian Land | MLF F-8 | Sec 16 - T151N - R88W | Parshall | ND | 58770 | 47.8905 | -101.9461
8 | 3010045 | MLF F-9 | Tank 1 | TRUE | Permanently Out of Use |  | 14300 | Diesel | 1963-08-01 | Three Affiliated Tribes of the Fort Berthold Reservation, North Dakota | Indian Land | MLF F-9 | Sec 8 - T151N- R87W | Makoti | ND | 58756 | 47.9192 | -101.8458
8 | 3010045 | MLF F-9 | Tank 2 | TRUE | Currently in Use |  | 4000 | Diesel | 1996-10-09 | Three Affiliated Tribes of the Fort Berthold Reservation, North Dakota | Indian Land | MLF F-9 | Sec 8 - T151N- R87W | Makoti | ND | 58756 | 47.9192 | -101.8458
8 | 3010046 | MLF H-3 | Tank 1 | TRUE | Permanently Out of Use |  | 14300 | Diesel | 1963-08-01 | Three Affiliated Tribes of the Fort Berthold Reservation, North Dakota | Indian Land | MLF H-3 | Sec. 7 - T152N - R89W | Parshall | ND | 58770 | 47.995 | -102.1279
8 | 3010046 | MLF H-3 | Tank 2 | TRUE | Currently in Use |  | 4000 | Diesel | 1996-08-19 | Three Affiliated Tribes of the Fort Berthold Reservation, North Dakota | Indian Land | MLF H-3 | Sec. 7 - T152N - R89W | Parshall | ND | 58770 | 47.995 | -102.1279
8 | 3010047 | MLF H-5 | Tank 1 | TRUE | Permanently Out of Use | 1999-06-15 | 14300 | Diesel | 1963-08-01 | Three Affiliated Tribes of the Fort Berthold Reservation, North Dakota | Indian Land | MLF H-5 | Sec. 23 -T151N-R89W | Parshall | ND | 58770 | 47.891 | -102.0392
8 | 3010047 | MLF H-5 | Tank 2 | TRUE | Currently in Use |  | 4000 | Diesel | 1996-09-25 | Three Affiliated Tribes of the Fort Berthold Reservation, North Dakota | Indian Land | MLF H-5 | Sec. 23 -T151N-R89W | Parshall | ND | 58770 | 47.891 | -102.0392
8 | 3010048 | MLF H-6 | Tank 1 | TRUE | Permanently Out of Use |  | 14300 | Diesel | 1963-08-01 | Three Affiliated Tribes of the Fort Berthold Reservation, North Dakota | Indian Land | MLF H-6 | Sec 1-T151N-R90W | Parshall | ND | 58770 | 47.9219 | -102.1281
8 | 3010048 | MLF H-6 | Tank 2 | TRUE | Currently in Use |  | 4000 | Diesel | 1996-09-11 | Three Affiliated Tribes of the Fort Berthold Reservation, North Dakota | Indian Land | MLF H-6 | Sec 1-T151N-R90W | Parshall | ND | 58770 | 47.9219 | -102.1281
8 | 3010049 | MLF H-7 | Tank 1 | TRUE | Permanently Out of Use |  | 14300 | Diesel | 1963-08-01 | Three Affiliated Tribes of the Fort Berthold Reservation, North Dakota | Indian Land | MLF H-7 | Sec 31-T151N-R89W | Parshall | ND | 58770 | 47.8531 | -102.1448
8 | 3010049 | MLF H-7 | Tank 2 | TRUE | Currently in Use |  | 4000 | Diesel | 1996-09-18 | Three Affiliated Tribes of the Fort Berthold Reservation, North Dakota | Indian Land | MLF H-7 | Sec 31-T151N-R89W | Parshall | ND | 58770 | 47.8531 | -102.1448
8 | 3010050 | MLF H-8 | Tank 1 | TRUE | Permanently Out of Use |  | 14300 | Diesel | 1963-08-01 | Three Affiliated Tribes of the Fort Berthold Reservation, North Dakota | Indian Land | MLF H-8 | Sec 20- T151N-R90W | Parshall | ND | 58770 | 47.8887 | -102.2158
8 | 3010050 | MLF H-8 | Tank 2 | TRUE | Currently in Use |  | 4000 | Diesel | 1996-09-13 | Three Affiliated Tribes of the Fort Berthold Reservation, North Dakota | Indian Land | MLF H-8 | Sec 20- T151N-R90W | Parshall | ND | 58770 | 47.8887 | -102.2158
8 | 3010051 | MLF E-10 | Tank 1 | TRUE | Permanently Out of Use |  | 14300 | Diesel | 1963-08-01 | Three Affiliated Tribes of the Fort Berthold Reservation, North Dakota | Indian Land | MLF E-10 | Sec 1-T149N-R88W | Roseglen | ND | 58775 | 47.7469 | -101.8857
8 | 3010051 | MLF E-10 | Tank 2 | TRUE | Currently in Use |  | 4000 | Diesel | 1997-07-14 | Three Affiliated Tribes of the Fort Berthold Reservation, North Dakota | Indian Land | MLF E-10 | Sec 1-T149N-R88W | Roseglen | ND | 58775 | 47.7469 | -101.8857
8 | 3010052 | MLF F-7 | Tank 1 | TRUE | Permanently Out of Use |  | 14300 | Diesel | 1963-08-01 | Three Affiliated Tribes of the Fort Berthold Reservation, North Dakota | Indian Land | MLF F-7 | Sec 1-T150N-R88W | Ryder | ND | 58779 | 47.8353 | -101.8789
8 | 3010052 | MLF F-7 | Tank 2 | TRUE | Currently in Use |  | 4000 | Diesel | 1997-06-30 | Three Affiliated Tribes of the Fort Berthold Reservation, North Dakota | Indian Land | MLF F-7 | Sec 1-T150N-R88W | Ryder | ND | 58779 | 47.8353 | -101.8789
8 | 3010053 | MLF E-8 | Tank 1 | TRUE | Permanently Out of Use |  | 14300 | Diesel | 1963-08-01 | Three Affiliated Tribes of the Fort Berthold Reservation, North Dakota | Indian Land | MLF E-8 | Sec 32-T149N-R87W | Garrison | ND | 58540 | 47.6876 | -101.8371
8 | 3010053 | MLF E-8 | Tank 2 | TRUE | Currently in Use |  | 4000 | Diesel | 1997-07-23 | Three Affiliated Tribes of the Fort Berthold Reservation, North Dakota | Indian Land | MLF E-8 | Sec 32-T149N-R87W | Garrison | ND | 58540 | 47.6876 | -101.8371
8 | 3010054 | MLF E-9 | Tank 1 | TRUE | Permanently Out of Use |  | 14300 | Diesel | 1963-08-01 | Three Affiliated Tribes of the Fort Berthold Reservation, North Dakota | Indian Land | MLF E-9 | Sec 27-T149N-R88W | Garrison | ND | 58540 | 47.6888 | -101.9334
8 | 3010054 | MLF E-9 | Tank 2 | TRUE | Currently in Use |  | 4000 | Diesel | 1997-07-21 | Three Affiliated Tribes of the Fort Berthold Reservation, North Dakota | Indian Land | MLF E-9 | Sec 27-T149N-R88W | Garrison | ND | 58540 | 47.6888 | -101.9334
8 | 3010056 | MLF H-9 | Tank 1 | TRUE | Permanently Out of Use |  | 14300 | Diesel | 1963-08-01 | Three Affiliated Tribes of the Fort Berthold Reservation, North Dakota | Indian Land | MLF H-9 | Sec 22-T152N-R92W | New Town | ND | 58763 | 47.9773 | -102.446
8 | 3010056 | MLF H-9 | Tank 2 | TRUE | Currently in Use |  | 4000 | Diesel | 1996-09-09 | Three Affiliated Tribes of the Fort Berthold Reservation, North Dakota | Indian Land | MLF H-9 | Sec 22-T152N-R92W | New Town | ND | 58763 | 47.9773 | -102.446
8 | 3010057 | Law Enforcement (BIA) | Tank 1 | TRUE | Permanently Out of Use |  | 2000 | Gasoline (containing <=10% ethanol) | 1954-06-01 | Three Affiliated Tribes of the Fort Berthold Reservation, North Dakota | Indian Land | Law Enforcement (BIA) | Ft. Berthold, Bldg. 221 | Mandaree | ND | 58757 | 47.7275 | -102.6719
8 | 3010058 | United Quality Co-op Parshall Store | Tank 9 | TRUE | Currently in Use |  | 30000 | Gasoline (containing <=10% ethanol) | 2012-12-01 | Three Affiliated Tribes of the Fort Berthold Reservation, North Dakota | Indian Land | United Quality Co-op Parshall Store | 3798 72nd Ave. NWP.O. Box 128 | Parshall | ND | 58770 | 47.9623 | -102.128
8 | 3010058 | United Quality Co-op Parshall Store | Tank 10/11 | TRUE | Currently in Use |  | 30000 | Diesel | 2017-11-01 | Three Affiliated Tribes of the Fort Berthold Reservation, North Dakota | Indian Land | United Quality Co-op Parshall Store | 3798 72nd Ave. NWP.O. Box 128 | Parshall | ND | 58770 | 47.9623 | -102.128
8 | 3010058 | United Quality Co-op Parshall Store | Tank 7/8 | TRUE | Currently in Use |  | 30000 | Diesel; Gasoline (containing <=10% ethanol) | 2012-12-01 | Three Affiliated Tribes of the Fort Berthold Reservation, North Dakota | Indian Land | United Quality Co-op Parshall Store | 3798 72nd Ave. NWP.O. Box 128 | Parshall | ND | 58770 | 47.9623 | -102.128
8 | 3010059 | United Quality Coop - Used oil | Tank 1 | TRUE | Currently in Use |  | 4000 | Used Oil | 2011-10-01 | Three Affiliated Tribes of the Fort Berthold Reservation, North Dakota | Indian Land | Farmers Union Oil Co. - Service Center | 101 W Main St. | New Town | ND | 58763 | 47.97965117010715 | -102.496
8 | 3010060 | On The Run Travel Center | Tank 1/2 | TRUE | Currently in Use | 2014-06-28 | 20000 | Diesel; Gasoline (containing <=10% ethanol) | 2014-04-01 | Three Affiliated Tribes of the Fort Berthold Reservation, North Dakota | Indian Land | On The Run Travel Center | 8258 39th St. NW | New Town | ND | 58763 | 47.9778 | -102.3506
8 | 3010060 | On The Run Travel Center | Tank 4 | TRUE | Currently in Use | 2014-06-28 | 30000 | Diesel | 2014-04-01 | Three Affiliated Tribes of the Fort Berthold Reservation, North Dakota | Indian Land | On The Run Travel Center | 8258 39th St. NW | New Town | ND | 58763 | 47.9778 | -102.3506
8 | 3010060 | On The Run Travel Center | Tank 3 | TRUE | Currently in Use | 2014-06-28 | 20000 | Gasoline (containing <=10% ethanol) | 2014-04-01 | Three Affiliated Tribes of the Fort Berthold Reservation, North Dakota | Indian Land | On The Run Travel Center | 8258 39th St. NW | New Town | ND | 58763 | 47.9778 | -102.3506
8 | 3010061 | White Shield School Bus Garage | Tank 1 | TRUE | Permanently Out of Use |  | 1000 | Gasoline (containing <=10% ethanol) | 1955-09-01 | Three Affiliated Tribes of the Fort Berthold Reservation, North Dakota | Indian Land | White Shield School Bus Garage |  | Garrison | ND | 58540 | 47.6534 | -101.414
8 | 3020001 | Warwick Oil Co. | Tank 1 | TRUE | Permanently Out of Use | 2021-10-21 | 560 | Gasoline (containing <=10% ethanol) | 1990-04-24 | Spirit Lake Tribe, North Dakota | Indian Land | Warwick Oil Co. | 115 Main St. | Warwick | ND | 58381 | 47.8542 | -98.7095
8 | 3020001 | Warwick Oil Co. | Tank 2 | TRUE | Permanently Out of Use | 2021-10-21 | 560 | Gasoline (containing <=10% ethanol) | 1990-04-24 | Spirit Lake Tribe, North Dakota | Indian Land | Warwick Oil Co. | 115 Main St. | Warwick | ND | 58381 | 47.8542 | -98.7095
8 | 3020001 | Warwick Oil Co. | Tank 3 | TRUE | Permanently Out of Use |  | 550 | Gasoline (containing <=10% ethanol) | 1899-12-31 | Spirit Lake Tribe, North Dakota | Indian Land | Warwick Oil Co. | 115 Main St. | Warwick | ND | 58381 | 47.8542 | -98.7095
8 | 3020001 | Warwick Oil Co. | Tank 4 | TRUE | Permanently Out of Use |  | 550 | Gasoline (containing <=10% ethanol) | 1899-12-31 | Spirit Lake Tribe, North Dakota | Indian Land | Warwick Oil Co. | 115 Main St. | Warwick | ND | 58381 | 47.8542 | -98.7095
8 | 3020002 | Fort Totten Public School District 30 (BIA) | Tank 1 | TRUE | Permanently Out of Use |  | 4000 | Diesel | 1980-06-01 | Spirit Lake Tribe, North Dakota | Indian Land | Fort Totten Public School District 30 (BIA) | P.O. Box 239, Bldg. 302 | Fort Totten | ND | 58335 | 47.9833 | -98.9947
8 | 3020003 | BIA Road Shop (Facility Management) | Tank 1 | TRUE | Permanently Out of Use |  | 1500 | Gasoline (containing <=10% ethanol) | 1972-01-01 | Spirit Lake Tribe, North Dakota | Indian Land | BIA Road Shop (Facility Management) | Fort Totten Agency, Bldg. 114 | Fort Totten | ND | 58335 | 47.9748 | -98.993
8 | 3020003 | BIA Road Shop (Facility Management) | Tank 2 | TRUE | Permanently Out of Use |  | 1000 | Gasoline (containing <=10% ethanol) | 1972-01-01 | Spirit Lake Tribe, North Dakota | Indian Land | BIA Road Shop (Facility Management) | Fort Totten Agency, Bldg. 114 | Fort Totten | ND | 58335 | 47.9748 | -98.993
8 | 3020003 | BIA Road Shop (Facility Management) | Tank 4 | TRUE | Permanently Out of Use |  | 10000 | Gasoline (containing <=10% ethanol) | 1974-01-01 | Spirit Lake Tribe, North Dakota | Indian Land | BIA Road Shop (Facility Management) | Fort Totten Agency, Bldg. 114 | Fort Totten | ND | 58335 | 47.9748 | -98.993
8 | 3020003 | BIA Road Shop (Facility Management) | Tank 5 | TRUE | Permanently Out of Use |  | 10000 | Diesel | 1974-01-01 | Spirit Lake Tribe, North Dakota | Indian Land | BIA Road Shop (Facility Management) | Fort Totten Agency, Bldg. 114 | Fort Totten | ND | 58335 | 47.9748 | -98.993
8 | 3020003 | BIA Road Shop (Facility Management) | Tank 6 | TRUE | Permanently Out of Use |  | 10000 | Gasoline (containing <=10% ethanol) | 1972-01-01 | Spirit Lake Tribe, North Dakota | Indian Land | BIA Road Shop (Facility Management) | Fort Totten Agency, Bldg. 114 | Fort Totten | ND | 58335 | 47.9748 | -98.993
8 | 3020004 | Concrete Sectional Culvert Co. | Tank 1 | TRUE | Permanently Out of Use |  | 10000 | Gasoline (containing <=10% ethanol) | 1899-12-31 | Spirit Lake Tribe, North Dakota | Indian Land | Concrete Sectional Culvert Co. | Highway 57 South | Saint Michael | ND | 58370 | 48.0018 | -98.9124
8 | 3020005 | Bell Isle Store | Tank 1 | TRUE | Permanently Out of Use |  | 550 | Gasoline (containing <=10% ethanol) | 1986-01-01 | Spirit Lake Tribe, North Dakota | Indian Land | Bell Isle Store | 818 Bell Isle Street, P.O. Box 180 | Saint Michael | ND | 58370 | 47.9843 | -98.8728
8 | 3020005 | Bell Isle Store | Tank 2 | TRUE | Permanently Out of Use |  | 550 | Gasoline (containing <=10% ethanol) | 1986-01-01 | Spirit Lake Tribe, North Dakota | Indian Land | Bell Isle Store | 818 Bell Isle Street, P.O. Box 180 | Saint Michael | ND | 58370 | 47.9843 | -98.8728
8 | 3020005 | Bell Isle Store | Tank 3 | TRUE | Permanently Out of Use |  | 1000 | Gasoline (containing <=10% ethanol) | 1995-05-01 | Spirit Lake Tribe, North Dakota | Indian Land | Bell Isle Store | 818 Bell Isle Street, P.O. Box 180 | Saint Michael | ND | 58370 | 47.9843 | -98.8728
8 | 3020006 | Sully's Hill National Game Preserve | Tank 1 | TRUE | Permanently Out of Use |  | 1000 | Gasoline (containing <=10% ethanol) | 1982-06-01 | Spirit Lake Tribe, North Dakota | Indian Land | Sully's Hill National Game Preserve | Sec 15 - T152N - R65W | Fort Totten | ND | 58335 | 47.9833 | -98.9947
8 | 3020006 | Sully's Hill National Game Preserve | Tank 2 | TRUE | Permanently Out of Use |  | 560 | Diesel | 1982-01-01 | Spirit Lake Tribe, North Dakota | Indian Land | Sully's Hill National Game Preserve | Sec 15 - T152N - R65W | Fort Totten | ND | 58335 | 47.9833 | -98.9947
8 | 3020006 | Sully's Hill National Game Preserve | Tank 3 | TRUE | Permanently Out of Use |  | 560 | Diesel | 1982-01-01 | Spirit Lake Tribe, North Dakota | Indian Land | Sully's Hill National Game Preserve | Sec 15 - T152N - R65W | Fort Totten | ND | 58335 | 47.9833 | -98.9947
8 | 3020007 | Sioux Manufacturing Corp. | Tank 1 | TRUE | Permanently Out of Use |  | 6000 | Hazardous Substance | 1984-08-01 | Spirit Lake Tribe, North Dakota | Indian Land | Sioux Manufacturing Corp. | Main Street, P.O. Box 400 | Fort Totten | ND | 58335 | 48 | -99.3333
8 | 3020007 | Sioux Manufacturing Corp. | Tank 2 | TRUE | Permanently Out of Use |  | 6000 | Hazardous Substance | 1984-05-21 | Spirit Lake Tribe, North Dakota | Indian Land | Sioux Manufacturing Corp. | Main Street, P.O. Box 400 | Fort Totten | ND | 58335 | 48 | -99.3333
8 | 3020008 | Cap's South Shore | Tank 1 | TRUE | Permanently Out of Use |  | 1000 | Gasoline (containing <=10% ethanol) | 1958-04-01 | Spirit Lake Tribe, North Dakota | Indian Land | Cap's South Shore | Route 2 Box 43 | Saint Michael | ND | 58370 | 47.9849 | -98.9246
8 | 3020008 | Cap's South Shore | Tank 2 | TRUE | Permanently Out of Use |  | 550 | Gasoline (containing <=10% ethanol) | 1958-04-01 | Spirit Lake Tribe, North Dakota | Indian Land | Cap's South Shore | Route 2 Box 43 | Saint Michael | ND | 58370 | 47.9849 | -98.9246
8 | 3020009 | Tokio General Store | Tank 1 | TRUE | Permanently Out of Use |  | 115 | Gasoline (containing <=10% ethanol) | 1899-12-31 | Spirit Lake Tribe, North Dakota | Indian Land | Tokio General Store | Unknown | Tokio | ND | 58379 | 47.9261 | -98.816
8 | 3020009 | Tokio General Store | Tank 2 | TRUE | Permanently Out of Use |  | 115 | Gasoline (containing <=10% ethanol) | 1899-12-31 | Spirit Lake Tribe, North Dakota | Indian Land | Tokio General Store | Unknown | Tokio | ND | 58379 | 47.9261 | -98.816
8 | 3020009 | Tokio General Store | Tank 3 | TRUE | Permanently Out of Use |  | 115 | Gasoline (containing <=10% ethanol) | 1899-12-31 | Spirit Lake Tribe, North Dakota | Indian Land | Tokio General Store | Unknown | Tokio | ND | 58379 | 47.9261 | -98.816
8 | 3020010 | Warwick Public School Disitrict 29 | Tank 1 | TRUE | Permanently Out of Use |  | 115 | Gasoline (containing <=10% ethanol) | 1899-12-31 | Spirit Lake Tribe, North Dakota | Indian Land | Warwick Public School Disitrict 29 | P. O. Box 7 North Main Street | Warwick | ND | 58381 | 47.8524 | -98.7095
8 | 3020011 | Mission Bay Market | Tank 1 | TRUE | Permanently Out of Use |  | 115 | Gasoline (containing <=10% ethanol) | 1899-12-31 | Spirit Lake Tribe, North Dakota | Indian Land | Mission Bay Market | St. Michael | Saint Michael | ND | 58370 | 47.9849 | -98.9246
8 | 3020011 | Mission Bay Market | Tank 2 | TRUE | Permanently Out of Use |  | 115 | Gasoline (containing <=10% ethanol) | 1899-12-31 | Spirit Lake Tribe, North Dakota | Indian Land | Mission Bay Market | St. Michael | Saint Michael | ND | 58370 | 47.9849 | -98.9246
8 | 3020012 | Spirit Lake Marina | Tank 1 - RUL | TRUE | Currently in Use |  | 12000 | Gasoline (containing <=10% ethanol) | 1999-07-20 | Spirit Lake Tribe, North Dakota | Indian Land | Spirit Lake Marina | 7889 Hwy. 57 | Saint Michael | ND | 58370 | 48.0176 | -98.9063
8 | 3020012 | Spirit Lake Marina | Tank 3 DSL | TRUE | Currently in Use |  | 12000 | Diesel | 1999-07-20 | Spirit Lake Tribe, North Dakota | Indian Land | Spirit Lake Marina | 7889 Hwy. 57 | Saint Michael | ND | 58370 | 48.0176 | -98.9063
8 | 3020012 | Spirit Lake Marina | Tank 2 PREM | TRUE | Currently in Use |  | 12000 | Gasoline (containing <=10% ethanol) | 1999-07-20 | Spirit Lake Tribe, North Dakota | Indian Land | Spirit Lake Marina | 7889 Hwy. 57 | Saint Michael | ND | 58370 | 48.0176 | -98.9063
8 | 3020013 | Dakota Trading Post | Tank 1 | TRUE | Permanently Out of Use |  | 115 | Gasoline (containing <=10% ethanol) | 1899-12-31 | Spirit Lake Tribe, North Dakota | Indian Land | Dakota Trading Post | Fort Totten | Saint Michael | ND | 58370 | 47.9849 | -98.9246
8 | 3020013 | Dakota Trading Post | Tank 2 | TRUE | Permanently Out of Use |  | 115 | Gasoline (containing <=10% ethanol) | 1899-12-31 | Spirit Lake Tribe, North Dakota | Indian Land | Dakota Trading Post | Fort Totten | Saint Michael | ND | 58370 | 47.9849 | -98.9246
8 | 3020014 | Gannon Portable Welding Service | Tank 1 | TRUE | Permanently Out of Use |  | 500 | Gasoline (containing <=10% ethanol) | 1964-09-01 | Spirit Lake Tribe, North Dakota | Indian Land | Gannon Portable Welding Service | Box 92 | Warwick | ND | 58381 | 47.8558 | -98.7096
8 | 3020014 | Gannon Portable Welding Service | Tank 2 | TRUE | Permanently Out of Use |  | 500 | Gasoline (containing <=10% ethanol) | 1964-09-01 | Spirit Lake Tribe, North Dakota | Indian Land | Gannon Portable Welding Service | Box 92 | Warwick | ND | 58381 | 47.8558 | -98.7096
8 | 3020014 | Gannon Portable Welding Service | Tank 3 | TRUE | Permanently Out of Use |  | 1000 | Gasoline (containing <=10% ethanol) | 1964-09-01 | Spirit Lake Tribe, North Dakota | Indian Land | Gannon Portable Welding Service | Box 92 | Warwick | ND | 58381 | 47.8558 | -98.7096
8 | 3020015 | Abandoned Facility | Tank 1 | TRUE | Permanently Out of Use |  | 115 | Gasoline (containing <=10% ethanol) | 1899-12-31 | Spirit Lake Tribe, North Dakota | Indian Land | Abandoned Facility | Tokio | Tokio | ND | 58379 | 47.9261 | -98.816
8 | 3020015 | Abandoned Facility | Tank 2 | TRUE | Permanently Out of Use |  | 115 | Gasoline (containing <=10% ethanol) | 1899-12-31 | Spirit Lake Tribe, North Dakota | Indian Land | Abandoned Facility | Tokio | Tokio | ND | 58379 | 47.9261 | -98.816
8 | 3020017 | Fort Totten Historic Site | Tank 1 | TRUE | Permanently Out of Use |  | 250 | Gasoline (containing <=10% ethanol) | 1977-11-01 | Spirit Lake Tribe, North Dakota | Indian Land | Fort Totten Historic Site | Fort Totten | Fort Totten | ND | 58335 | 47.9775 | -98.9925
8 | 3020018 | Old Clinic | Tank 1 | TRUE | Permanently Out of Use |  | 2001 | Unknown Petroleum | 1899-12-31 | Spirit Lake Tribe, North Dakota | Indian Land | Old Clinic | BIA 6.5 | Fort Totten | ND | 58335 | 47.9791 | -98.9933
8 | 3030002 | Dakota Magic C-Store & Fuel | X Tank 1 (removed) | TRUE | Permanently Out of Use | 2023-05-08 | 20000 | Gasoline (containing <=10% ethanol) | 2001-08-01 | Sisseton-Wahpeton Oyate of the Lake Traverse Reservation, South Dakota | Indian Land | Dakota Magic C-Store & Fuel | 16845 102 Street SE | Hankinson | ND | 58041 | 45.9359 | -96.8456
8 | 3030002 | Dakota Magic C-Store & Fuel | Tank 5 (Diesel 2) | TRUE | Currently in Use |  | 8000 | Gasoline (containing <=10% ethanol) | 2023-05-09 | Sisseton-Wahpeton Oyate of the Lake Traverse Reservation, South Dakota | Indian Land | Dakota Magic C-Store & Fuel | 16845 102 Street SE | Hankinson | ND | 58041 | 45.9359 | -96.8456
8 | 3030002 | Dakota Magic C-Store & Fuel | Tank 4 (Roadmaster) | TRUE | Currently in Use |  | 12000 | Diesel | 2023-05-09 | Sisseton-Wahpeton Oyate of the Lake Traverse Reservation, South Dakota | Indian Land | Dakota Magic C-Store & Fuel | 16845 102 Street SE | Hankinson | ND | 58041 | 45.9359 | -96.8456
8 | 3030002 | Dakota Magic C-Store & Fuel | Tank 3 (91) | TRUE | Currently in Use |  | 12000 | Gasoline (containing <=10% ethanol) | 2023-05-09 | Sisseton-Wahpeton Oyate of the Lake Traverse Reservation, South Dakota | Indian Land | Dakota Magic C-Store & Fuel | 16845 102 Street SE | Hankinson | ND | 58041 | 45.9359 | -96.8456
8 | 3030002 | Dakota Magic C-Store & Fuel | Tank 2 (89) | TRUE | Currently in Use |  | 12000 | Gasoline (containing <=10% ethanol) | 2023-05-09 | Sisseton-Wahpeton Oyate of the Lake Traverse Reservation, South Dakota | Indian Land | Dakota Magic C-Store & Fuel | 16845 102 Street SE | Hankinson | ND | 58041 | 45.9359 | -96.8456
8 | 3030002 | Dakota Magic C-Store & Fuel | Tank 1 (87) | TRUE | Currently in Use |  | 20000 | Gasoline (containing <=10% ethanol) | 2023-05-09 | Sisseton-Wahpeton Oyate of the Lake Traverse Reservation, South Dakota | Indian Land | Dakota Magic C-Store & Fuel | 16845 102 Street SE | Hankinson | ND | 58041 | 45.9359 | -96.8456
8 | 3030002 | Dakota Magic C-Store & Fuel | X Tank 5 (removed) | TRUE | Permanently Out of Use | 2023-05-08 | 8000 | Diesel | 2001-08-01 | Sisseton-Wahpeton Oyate of the Lake Traverse Reservation, South Dakota | Indian Land | Dakota Magic C-Store & Fuel | 16845 102 Street SE | Hankinson | ND | 58041 | 45.9359 | -96.8456
8 | 3030002 | Dakota Magic C-Store & Fuel | X Tank 4 (removed) | TRUE | Permanently Out of Use | 2023-05-08 | 12000 | Diesel | 2001-08-01 | Sisseton-Wahpeton Oyate of the Lake Traverse Reservation, South Dakota | Indian Land | Dakota Magic C-Store & Fuel | 16845 102 Street SE | Hankinson | ND | 58041 | 45.9359 | -96.8456
8 | 3030002 | Dakota Magic C-Store & Fuel | X Tank 3 (removed) | TRUE | Permanently Out of Use | 2023-05-08 | 12000 | Gasoline (containing <=10% ethanol) | 2001-08-01 | Sisseton-Wahpeton Oyate of the Lake Traverse Reservation, South Dakota | Indian Land | Dakota Magic C-Store & Fuel | 16845 102 Street SE | Hankinson | ND | 58041 | 45.9359 | -96.8456
8 | 3030002 | Dakota Magic C-Store & Fuel | X Tank 2 (removed) | TRUE | Permanently Out of Use | 2023-05-08 | 12000 | Gasoline (containing <=10% ethanol) | 2001-08-01 | Sisseton-Wahpeton Oyate of the Lake Traverse Reservation, South Dakota | Indian Land | Dakota Magic C-Store & Fuel | 16845 102 Street SE | Hankinson | ND | 58041 | 45.9359 | -96.8456
8 | 3040001 | Rock Energy (FKA Tim's) | Tank 1 | TRUE | Currently in Use |  | 8000 | Gasoline (containing <=10% ethanol) | 1992-08-01 | Standing Rock Sioux Tribe of North & South Dakota | Indian Land | Rock Energy (FKA Tim's) | 300 Yates Street | Fort Yates | ND | 58538 | 46.0884 | -100.631
8 | 3040001 | Rock Energy (FKA Tim's) | Tank 2 | TRUE | Currently in Use |  | 6000 | Gasoline (containing <=10% ethanol) | 1992-08-01 | Standing Rock Sioux Tribe of North & South Dakota | Indian Land | Rock Energy (FKA Tim's) | 300 Yates Street | Fort Yates | ND | 58538 | 46.0884 | -100.631
8 | 3040001 | Rock Energy (FKA Tim's) | Tank 3 | TRUE | Currently in Use |  | 2000 | Diesel | 1992-08-01 | Standing Rock Sioux Tribe of North & South Dakota | Indian Land | Rock Energy (FKA Tim's) | 300 Yates Street | Fort Yates | ND | 58538 | 46.0884 | -100.631
8 | 3040001 | Rock Energy (FKA Tim's) | X Tank 4 | TRUE | Permanently Out of Use |  | 4000 | Gasoline (containing <=10% ethanol) | 1973-06-01 | Standing Rock Sioux Tribe of North & South Dakota | Indian Land | Rock Energy (FKA Tim's) | 300 Yates Street | Fort Yates | ND | 58538 | 46.0884 | -100.631
8 | 3040001 | Rock Energy (FKA Tim's) | X Tank 5 | TRUE | Permanently Out of Use |  | 2000 | Gasoline (containing <=10% ethanol) | 1973-06-01 | Standing Rock Sioux Tribe of North & South Dakota | Indian Land | Rock Energy (FKA Tim's) | 300 Yates Street | Fort Yates | ND | 58538 | 46.0884 | -100.631
8 | 3040001 | Rock Energy (FKA Tim's) | X Tank 6 | TRUE | Permanently Out of Use |  | 500 | Used Oil | 1899-12-31 | Standing Rock Sioux Tribe of North & South Dakota | Indian Land | Rock Energy (FKA Tim's) | 300 Yates Street | Fort Yates | ND | 58538 | 46.0884 | -100.631
8 | 3040001 | Rock Energy (FKA Tim's) | X Tank 7 | TRUE | Permanently Out of Use |  | 6000 | Gasoline (containing <=10% ethanol) | 1984-06-01 | Standing Rock Sioux Tribe of North & South Dakota | Indian Land | Rock Energy (FKA Tim's) | 300 Yates Street | Fort Yates | ND | 58538 | 46.0884 | -100.631
8 | 3040002 | Hagel's Service | X Tank 1 | TRUE | Permanently Out of Use |  | 14000 | Gasoline (containing <=10% ethanol) | 1986-09-01 | Standing Rock Sioux Tribe of North & South Dakota | Indian Land | Hagel's Service | 100 Yates St. | Fort Yates | ND | 58538 | 46.0884 | -100.6281
8 | 3040002 | Hagel's Service | X Tank 2 | TRUE | Permanently Out of Use |  | 10000 | Gasoline (containing <=10% ethanol) | 1986-08-01 | Standing Rock Sioux Tribe of North & South Dakota | Indian Land | Hagel's Service | 100 Yates St. | Fort Yates | ND | 58538 | 46.0884 | -100.6281
8 | 3040002 | Hagel's Service | X Tank 3 | TRUE | Permanently Out of Use |  | 2000 | Diesel | 1988-08-01 | Standing Rock Sioux Tribe of North & South Dakota | Indian Land | Hagel's Service | 100 Yates St. | Fort Yates | ND | 58538 | 46.0884 | -100.6281
8 | 3040002 | Hagel's Service | X Tank 4 | TRUE | Permanently Out of Use |  | 560 | Gasoline (containing <=10% ethanol) | 1899-12-31 | Standing Rock Sioux Tribe of North & South Dakota | Indian Land | Hagel's Service | 100 Yates St. | Fort Yates | ND | 58538 | 46.0884 | -100.6281
8 | 3040002 | Hagel's Service | Tank 1 | TRUE | Currently in Use |  | 10000 | Gasoline (containing <=10% ethanol) | 1999-12-20 | Standing Rock Sioux Tribe of North & South Dakota | Indian Land | Hagel's Service | 100 Yates St. | Fort Yates | ND | 58538 | 46.0884 | -100.6281
8 | 3040002 | Hagel's Service | Tank 2/3 | TRUE | Currently in Use |  | 10000 | Diesel; Gasoline (containing <=10% ethanol) | 1999-12-20 | Standing Rock Sioux Tribe of North & South Dakota | Indian Land | Hagel's Service | 100 Yates St. | Fort Yates | ND | 58538 | 46.0884 | -100.6281
8 | 3040002 | Hagel's Service | X Tank 8 | TRUE | Permanently Out of Use |  | 560 | Used Oil | 1899-12-31 | Standing Rock Sioux Tribe of North & South Dakota | Indian Land | Hagel's Service | 100 Yates St. | Fort Yates | ND | 58538 | 46.0884 | -100.6281
8 | 3040003 | Farmer's Union Oil of Selfridge | Tank 1 | TRUE | Currently in Use |  | 1000 | Gasoline (containing <=10% ethanol) | 1990-06-01 | Standing Rock Sioux Tribe of North & South Dakota | Indian Land | Farmer's Union Oil of Selfridge | 42 South Main Street Box 6 | Selfridge | ND | 58568 | 46.0472 | -100.9218
8 | 3040003 | Farmer's Union Oil of Selfridge | Tank 2 | TRUE | Currently in Use |  | 1000 | Gasoline (containing <=10% ethanol) | 1990-06-01 | Standing Rock Sioux Tribe of North & South Dakota | Indian Land | Farmer's Union Oil of Selfridge | 42 South Main Street Box 6 | Selfridge | ND | 58568 | 46.0472 | -100.9218
8 | 3040003 | Farmer's Union Oil of Selfridge | Tank 3 | TRUE | Currently in Use |  | 1000 | Diesel | 1990-06-01 | Standing Rock Sioux Tribe of North & South Dakota | Indian Land | Farmer's Union Oil of Selfridge | 42 South Main Street Box 6 | Selfridge | ND | 58568 | 46.0472 | -100.9218
8 | 3040003 | Farmer's Union Oil of Selfridge | Tank 4 | TRUE | Currently in Use |  | 1000 | Diesel | 1990-06-01 | Standing Rock Sioux Tribe of North & South Dakota | Indian Land | Farmer's Union Oil of Selfridge | 42 South Main Street Box 6 | Selfridge | ND | 58568 | 46.0472 | -100.9218
8 | 3040003 | Farmer's Union Oil of Selfridge | X Tank 5 | TRUE | Permanently Out of Use |  | 1000 | Gasoline (containing <=10% ethanol) | 1977-06-01 | Standing Rock Sioux Tribe of North & South Dakota | Indian Land | Farmer's Union Oil of Selfridge | 42 South Main Street Box 6 | Selfridge | ND | 58568 | 46.0472 | -100.9218
8 | 3040003 | Farmer's Union Oil of Selfridge | X Tank 6 | TRUE | Permanently Out of Use |  | 1000 | Gasoline (containing <=10% ethanol) | 1974-06-01 | Standing Rock Sioux Tribe of North & South Dakota | Indian Land | Farmer's Union Oil of Selfridge | 42 South Main Street Box 6 | Selfridge | ND | 58568 | 46.0472 | -100.9218
8 | 3040003 | Farmer's Union Oil of Selfridge | X Tank 7 | TRUE | Permanently Out of Use |  | 1000 | Diesel | 1974-06-01 | Standing Rock Sioux Tribe of North & South Dakota | Indian Land | Farmer's Union Oil of Selfridge | 42 South Main Street Box 6 | Selfridge | ND | 58568 | 46.0472 | -100.9218
8 | 3040003 | Farmer's Union Oil of Selfridge | X Tank 8 | TRUE | Permanently Out of Use |  | 1000 | Diesel | 1979-02-01 | Standing Rock Sioux Tribe of North & South Dakota | Indian Land | Farmer's Union Oil of Selfridge | 42 South Main Street Box 6 | Selfridge | ND | 58568 | 46.0472 | -100.9218
8 | 3040004 | Henry's Service | Tank 1 | TRUE | Permanently Out of Use |  | 6000 | Diesel | 1971-04-01 | Standing Rock Sioux Tribe of North & South Dakota | Indian Land | Henry's Service | Main Street Box F | Fort Yates | ND | 58538 | 46.0884 | -100.6308
8 | 3040004 | Henry's Service | Tank 2 | TRUE | Permanently Out of Use |  | 8000 | Gasoline (containing <=10% ethanol) | 1971-04-01 | Standing Rock Sioux Tribe of North & South Dakota | Indian Land | Henry's Service | Main Street Box F | Fort Yates | ND | 58538 | 46.0884 | -100.6308
8 | 3040004 | Henry's Service | Tank 3 | TRUE | Permanently Out of Use |  | 10000 | Gasoline (containing <=10% ethanol) | 1974-04-01 | Standing Rock Sioux Tribe of North & South Dakota | Indian Land | Henry's Service | Main Street Box F | Fort Yates | ND | 58538 | 46.0884 | -100.6308
8 | 3040004 | Henry's Service | Tank 4 | TRUE | Permanently Out of Use | 2022-06-09 | 10000 | Gasoline (containing <=10% ethanol) | 1999-06-01 | Standing Rock Sioux Tribe of North & South Dakota | Indian Land | Henry's Service | Main Street Box F | Fort Yates | ND | 58538 | 46.0884 | -100.6308
8 | 3040004 | Henry's Service | Tank 5 | TRUE | Permanently Out of Use | 2022-06-09 | 10000 | Diesel; Gasoline (containing <=10% ethanol) | 1999-06-01 | Standing Rock Sioux Tribe of North & South Dakota | Indian Land | Henry's Service | Main Street Box F | Fort Yates | ND | 58538 | 46.0884 | -100.6308
8 | 3040005 | Sioux County Shop | Tank 1 | TRUE | Permanently Out of Use |  | 1000 | Diesel | 1968-06-01 | Standing Rock Sioux Tribe of North & South Dakota | Indian Land | Sioux County Shop | Block 1 Gayton's Addition to Selfridge | Fort Yates | ND | 58538 | 46.0884 | -100.6581
8 | 3040005 | Sioux County Shop | Tank 2 | TRUE | Permanently Out of Use |  | 1000 | Gasoline (containing <=10% ethanol) | 1968-06-01 | Standing Rock Sioux Tribe of North & South Dakota | Indian Land | Sioux County Shop | Block 1 Gayton's Addition to Selfridge | Fort Yates | ND | 58538 | 46.0884 | -100.6581
8 | 3040006 | Facility Management (BIA) | Tank 2 | TRUE | Permanently Out of Use |  | 12000 | Gasoline (containing <=10% ethanol) | 1967-01-01 | Standing Rock Sioux Tribe of North & South Dakota | Indian Land | Facility Management (BIA) | Building 98 | Fort Yates | ND | 58538 | 46.0884 | -100.6581
8 | 3040007 | Cannonball Pitstop | Tank 1 | TRUE | Permanently Out of Use |  | 4000 | Gasoline (containing <=10% ethanol) | 1980-08-01 | Standing Rock Sioux Tribe of North & South Dakota | Indian Land | Cannonball Pitstop | 7908 Hwy. 1806 (Cannonball, ND) | Fort Yates | ND | 58528 | 46.3863 | -100.6297
8 | 3040007 | Cannonball Pitstop | Tank 2 | TRUE | Permanently Out of Use |  | 9000 | Gasoline (containing <=10% ethanol) | 1980-06-01 | Standing Rock Sioux Tribe of North & South Dakota | Indian Land | Cannonball Pitstop | 7908 Hwy. 1806 (Cannonball, ND) | Fort Yates | ND | 58528 | 46.3863 | -100.6297
8 | 3040007 | Cannonball Pitstop | Tank 3 | TRUE | Permanently Out of Use | 2018-08-07 | 3000 | Gasoline (containing <=10% ethanol) | 1998-07-15 | Standing Rock Sioux Tribe of North & South Dakota | Indian Land | Cannonball Pitstop | 7908 Hwy. 1806 (Cannonball, ND) | Fort Yates | ND | 58528 | 46.3863 | -100.6297
8 | 3040007 | Cannonball Pitstop | Tank 4 | TRUE | Permanently Out of Use |  | 6000 | Diesel | 1980-06-01 | Standing Rock Sioux Tribe of North & South Dakota | Indian Land | Cannonball Pitstop | 7908 Hwy. 1806 (Cannonball, ND) | Fort Yates | ND | 58528 | 46.3863 | -100.6297
8 | 3040008 | Hoffman's Garage | X Tank 1 | TRUE | Permanently Out of Use |  | 1000 | Gasoline (containing <=10% ethanol) | 1974-09-01 | Standing Rock Sioux Tribe of North & South Dakota | Indian Land | Hoffman's Garage | 100 N. Main St. | Solen | ND | 58570 | 46.3871 | -100.7968
8 | 3040008 | Hoffman's Garage | X Tank 2 | TRUE | Permanently Out of Use |  | 1000 | Gasoline (containing <=10% ethanol) | 1974-09-01 | Standing Rock Sioux Tribe of North & South Dakota | Indian Land | Hoffman's Garage | 100 N. Main St. | Solen | ND | 58570 | 46.3871 | -100.7968
8 | 3040008 | Hoffman's Garage | X Tank 3 | TRUE | Permanently Out of Use |  | 1000 | Diesel | 1974-09-01 | Standing Rock Sioux Tribe of North & South Dakota | Indian Land | Hoffman's Garage | 100 N. Main St. | Solen | ND | 58570 | 46.3871 | -100.7968
8 | 3040008 | Hoffman's Garage | X Tank 4 | TRUE | Permanently Out of Use |  | 500 | Diesel | 1974-09-01 | Standing Rock Sioux Tribe of North & South Dakota | Indian Land | Hoffman's Garage | 100 N. Main St. | Solen | ND | 58570 | 46.3871 | -100.7968
8 | 3040008 | Hoffman's Garage | X Tank 5 | TRUE | Permanently Out of Use |  | 250 | Used Oil | 1974-09-01 | Standing Rock Sioux Tribe of North & South Dakota | Indian Land | Hoffman's Garage | 100 N. Main St. | Solen | ND | 58570 | 46.3871 | -100.7968
8 | 3040008 | Hoffman's Garage | Tank 1/2 | TRUE | Currently in Use |  | 4000 | Diesel; Gasoline (containing <=10% ethanol) | 1997-06-01 | Standing Rock Sioux Tribe of North & South Dakota | Indian Land | Hoffman's Garage | 100 N. Main St. | Solen | ND | 58570 | 46.3871 | -100.7968
8 | 3040009 | Selfridge Facility | Tank 1 | TRUE | Permanently Out of Use |  | 1000 | Diesel | 1982-12-01 | Standing Rock Sioux Tribe of North & South Dakota | Indian Land | Selfridge Facility | District Shop BISEL 10 Sec 35 - T130N - R82W | Selfridge | ND | 58568 | 46.0307 | -100.9305
8 | 3040009 | Selfridge Facility | Tank 2 | TRUE | Permanently Out of Use |  | 1000 | Gasoline (containing <=10% ethanol) | 1961-12-01 | Standing Rock Sioux Tribe of North & South Dakota | Indian Land | Selfridge Facility | District Shop BISEL 10 Sec 35 - T130N - R82W | Selfridge | ND | 58568 | 46.0307 | -100.9305
8 | 3040010 | Fort Yates High School | Tank 1 | TRUE | Permanently Out of Use |  | 115 | Gasoline (containing <=10% ethanol) | 1899-12-31 | Standing Rock Sioux Tribe of North & South Dakota | Indian Land | Fort Yates High School | Fort Yates | Fort Yates | ND | 58538 | 46.0885 | -100.6324
8 | 3040011 | Prairie Knights Quik Mart | X Tank 1 | TRUE | Permanently Out of Use | 2022-08-17 | 5200 | Diesel | 1994-01-01 | Standing Rock Sioux Tribe of North & South Dakota | Indian Land | Prairie Knights Quik Mart | 7932 Hwy. 24 ( 7 miles S of Cannonball) | Fort Yates | ND | 58538 | 46.1203 | -100.6758
8 | 3040011 | Prairie Knights Quik Mart | X Tank 2 | TRUE | Permanently Out of Use | 2022-08-17 | 8000 | Gasoline (containing <=10% ethanol) | 1994-01-01 | Standing Rock Sioux Tribe of North & South Dakota | Indian Land | Prairie Knights Quik Mart | 7932 Hwy. 24 ( 7 miles S of Cannonball) | Fort Yates | ND | 58538 | 46.1203 | -100.6758
8 | 3040011 | Prairie Knights Quik Mart | X Tank 3 | TRUE | Permanently Out of Use | 2022-08-17 | 8000 | Gasoline (containing <=10% ethanol) | 1994-01-01 | Standing Rock Sioux Tribe of North & South Dakota | Indian Land | Prairie Knights Quik Mart | 7932 Hwy. 24 ( 7 miles S of Cannonball) | Fort Yates | ND | 58538 | 46.1203 | -100.6758
8 | 3040011 | Prairie Knights Quik Mart | X Tank 4 | TRUE | Permanently Out of Use | 2022-08-17 | 10000 | Gasoline (containing <=10% ethanol) | 1994-01-01 | Standing Rock Sioux Tribe of North & South Dakota | Indian Land | Prairie Knights Quik Mart | 7932 Hwy. 24 ( 7 miles S of Cannonball) | Fort Yates | ND | 58538 | 46.1203 | -100.6758
8 | 3040011 | Prairie Knights Quik Mart | Tank 1 | TRUE | Currently in Use |  | 15000 | Gasoline (containing <=10% ethanol) | 2022-05-10 | Standing Rock Sioux Tribe of North & South Dakota | Indian Land | Prairie Knights Quik Mart | 7932 Hwy. 24 ( 7 miles S of Cannonball) | Fort Yates | ND | 58538 | 46.1203 | -100.6758
8 | 3040011 | Prairie Knights Quik Mart | Tank 2 | TRUE | Currently in Use |  | 10000 | Gasoline (containing <=10% ethanol) | 2022-05-10 | Standing Rock Sioux Tribe of North & South Dakota | Indian Land | Prairie Knights Quik Mart | 7932 Hwy. 24 ( 7 miles S of Cannonball) | Fort Yates | ND | 58538 | 46.1203 | -100.6758
8 | 3040011 | Prairie Knights Quik Mart | Tank 3 | TRUE | Currently in Use |  | 8000 | Diesel | 2022-05-10 | Standing Rock Sioux Tribe of North & South Dakota | Indian Land | Prairie Knights Quik Mart | 7932 Hwy. 24 ( 7 miles S of Cannonball) | Fort Yates | ND | 58538 | 46.1203 | -100.6758
8 | 3040012 | Walkers Welding & Greenhouse | Tank 1 | TRUE | Permanently Out of Use |  | 115 | Gasoline (containing <=10% ethanol) | 1899-12-31 | Standing Rock Sioux Tribe of North & South Dakota | Indian Land | Walkers Welding & Greenhouse | unknown | Selfridge | ND | 58568 | 46.0307 | -100.9305
8 | 3040012 | Walkers Welding & Greenhouse | Tank 2 | TRUE | Permanently Out of Use |  | 115 | Gasoline (containing <=10% ethanol) | 1899-12-31 | Standing Rock Sioux Tribe of North & South Dakota | Indian Land | Walkers Welding & Greenhouse | unknown | Selfridge | ND | 58568 | 46.0307 | -100.9305
8 | 3040013 | Law Enforcement (BIA) | Tank 1 | TRUE | Permanently Out of Use |  | 5000 | Gasoline (containing <=10% ethanol) | 1987-01-01 | Standing Rock Sioux Tribe of North & South Dakota | Indian Land | Law Enforcement (BIA) | Proposal Ave., Bldg. 51 | Fort Yates | ND | 58538 | 46.0946 | -100.6307
8 | 3040014 | BIA Roads Shop - Fort Yates | Tank 1 | TRUE | Permanently Out of Use |  | 10000 | Gasoline (containing <=10% ethanol) | 1987-01-01 | Standing Rock Sioux Tribe of North & South Dakota | Indian Land | BIA Roads Shop - Fort Yates | Proposal Ave. Bldg. 187 | Fort Yates | ND | 58538 | 46.0886 | -100.6307
8 | 3040014 | BIA Roads Shop - Fort Yates | Tank 2 | TRUE | Permanently Out of Use |  | 10000 | Diesel | 1983-01-01 | Standing Rock Sioux Tribe of North & South Dakota | Indian Land | BIA Roads Shop - Fort Yates | Proposal Ave. Bldg. 187 | Fort Yates | ND | 58538 | 46.0886 | -100.6307
8 | 3040015 | Land Operations (BIA) | Tank 1 | TRUE | Permanently Out of Use |  | 12000 | Gasoline (containing <=10% ethanol) | 1899-12-31 | Standing Rock Sioux Tribe of North & South Dakota | Indian Land | Land Operations (BIA) | Bldg. 98 | Fort Yates | ND | 58528 | 46.0885 | -100.6285
8 | 3040016 | Standing Rock School (BIA) | Tank 1 | TRUE | Permanently Out of Use |  | 500 | Used Oil | 1899-12-31 | Standing Rock Sioux Tribe of North & South Dakota | Indian Land | Standing Rock School (BIA) | Bldg. 183 | Fort Yates | ND | 58528 | 46.0885 | -100.6285
8 | 3040016 | Standing Rock School (BIA) | Tank 2 | TRUE | Permanently Out of Use |  | 1000 | Gasoline (containing <=10% ethanol) | 1899-12-31 | Standing Rock Sioux Tribe of North & South Dakota | Indian Land | Standing Rock School (BIA) | Bldg. 183 | Fort Yates | ND | 58528 | 46.0885 | -100.6285
8 | 3040017 | BIA Bus Garage | Tank 1 | TRUE | Permanently Out of Use |  | 10000 | Diesel | 1899-12-31 | Standing Rock Sioux Tribe of North & South Dakota | Indian Land | BIA Bus Garage | Bldg. 145 | Fort Yates | ND | 58538 | 46.0884 | -100.6581
8 | 3040019 | Standing Rock Gaming Authority | Tank 1 | TRUE | Permanently Out of Use |  | 115 | Gasoline (containing <=10% ethanol) | 1926-06-01 | Standing Rock Sioux Tribe of North & South Dakota | Indian Land | Standing Rock Gaming Authority | Third Avenue and Yates Street | Fort Yates | ND | 58538 | 46.0887 | -100.6324
8 | 3040019 | Standing Rock Gaming Authority | Tank 2 | TRUE | Permanently Out of Use |  | 115 | Gasoline (containing <=10% ethanol) | 1926-06-01 | Standing Rock Sioux Tribe of North & South Dakota | Indian Land | Standing Rock Gaming Authority | Third Avenue and Yates Street | Fort Yates | ND | 58538 | 46.0887 | -100.6324
8 | 3040020 | Pete Looking Horse Garage | Tank 1 | TRUE | Permanently Out of Use |  | 500 | Gasoline (containing <=10% ethanol) | 1899-12-31 | Standing Rock Sioux Tribe of North & South Dakota | Indian Land | Pete Looking Horse Garage | Unknown | Fort Yates | ND | 58528 | 46.0885 | -100.6285
8 | 3040020 | Pete Looking Horse Garage | Tank 2 | TRUE | Permanently Out of Use |  | 500 | Gasoline (containing <=10% ethanol) | 1899-12-31 | Standing Rock Sioux Tribe of North & South Dakota | Indian Land | Pete Looking Horse Garage | Unknown | Fort Yates | ND | 58528 | 46.0885 | -100.6285
8 | 3040021 | St. Bernard's Catholic School | Tank 1 | TRUE | Permanently Out of Use |  | 560 | Gasoline (containing <=10% ethanol) | 1992-06-01 | Standing Rock Sioux Tribe of North & South Dakota | Indian Land | St. Bernard's Catholic School | 1 Mission Rd. P.O. Box 172 | Fort Yates | ND | 58528 | 46.0954 | -100.631
8 | 3040022 | Standing Rock Housing Authority | X Tank 1 | TRUE | Permanently Out of Use |  | 300 | Gasoline (containing <=10% ethanol) | 1974-06-01 | Standing Rock Sioux Tribe of North & South Dakota | Indian Land | Standing Rock Housing Authority | 1333 92nd St. P.O. Box 484 | Fort Yates | ND | 58538 | 46.0886 | -100.6561
8 | 3040022 | Standing Rock Housing Authority | Tank 2 | TRUE | Currently in Use |  | 560 | Gasoline (containing <=10% ethanol) | 1998-12-01 | Standing Rock Sioux Tribe of North & South Dakota | Indian Land | Standing Rock Housing Authority | 1333 92nd St. P.O. Box 484 | Fort Yates | ND | 58538 | 46.0886 | -100.6561
8 | 3040023 | Red & White Trading Company | Tank 1 | TRUE | Currently in Use |  | 10000 | Diesel | 2012-05-01 | Standing Rock Sioux Tribe of North & South Dakota | Indian Land | Red & White Trading Company | 100 Bald Eagle Ave. P.O. Box 800 | Fort Yates | ND | 58538 | 46.0889 | -100.6536
8 | 3040023 | Red & White Trading Company | Tank 3 | TRUE | Currently in Use |  | 10000 | Gasoline (containing <=10% ethanol) | 2012-05-01 | Standing Rock Sioux Tribe of North & South Dakota | Indian Land | Red & White Trading Company | 101 Bald Eagle Ave. P.O. Box 800 | Fort Yates | ND | 58538 | 46.0889 | -100.6536
8 | 3040023 | Red & White Trading Company | Tank 2 | TRUE | Currently in Use |  | 10000 | Gasoline (containing <=10% ethanol) | 2012-05-01 | Standing Rock Sioux Tribe of North & South Dakota | Indian Land | Red & White Trading Company | 102 Bald Eagle Ave. P.O. Box 800 | Fort Yates | ND | 58538 | 46.0889 | -100.6536
8 | 3050001 | Facility Management (BIA) | Tank 1 | TRUE | Permanently Out of Use |  | 6000 | Gasoline (containing <=10% ethanol) | 1972-06-01 | Turtle Mountain Band of Chippewa Indians of North Dakota | Indian Land | Facility Management (BIA) | P.O. Box 60, Bldg.133 | Belcourt | ND | 58316 | 48.8433 | -99.745
8 | 3050002 | Utter Stop | Tank 1 RUL | TRUE | Currently in Use |  | 15000 | Gasoline (containing <=10% ethanol) | 1994-11-01 | Turtle Mountain Band of Chippewa Indians of North Dakota | Indian Land | Utter Stop | 1 Utter Stop Road | Belcourt | ND | 58316 | 48.8388 | -99.7441
8 | 3050002 | Utter Stop | Tank 2 -Prem | TRUE | Currently in Use |  | 12000 | Gasoline (containing <=10% ethanol) | 1994-11-01 | Turtle Mountain Band of Chippewa Indians of North Dakota | Indian Land | Utter Stop | 1 Utter Stop Road | Belcourt | ND | 58316 | 48.8388 | -99.7441
8 | 3050002 | Utter Stop | Tank 3 | TRUE | Permanently Out of Use |  | 12000 | Unknown Petroleum | 1986-04-01 | Turtle Mountain Band of Chippewa Indians of North Dakota | Indian Land | Utter Stop | 1 Utter Stop Road | Belcourt | ND | 58316 | 48.8388 | -99.7441
8 | 3050002 | Utter Stop | Tank 4 | TRUE | Permanently Out of Use |  | 8000 | Unknown Petroleum | 1984-04-01 | Turtle Mountain Band of Chippewa Indians of North Dakota | Indian Land | Utter Stop | 1 Utter Stop Road | Belcourt | ND | 58316 | 48.8388 | -99.7441
8 | 3050003 | Davis Hillside Station | Tank 1 | TRUE | Permanently Out of Use |  | 8000 | Gasoline (containing <=10% ethanol) | 1986-09-01 | Turtle Mountain Band of Chippewa Indians of North Dakota | Indian Land | Davis Hillside Station | Belcourt, RR 2 | Belcourt | ND | 58316 | 48.8471 | -99.7264
8 | 3050003 | Davis Hillside Station | Tank 2 | TRUE | Permanently Out of Use |  | 8000 | Gasoline (containing <=10% ethanol) | 1986-09-01 | Turtle Mountain Band of Chippewa Indians of North Dakota | Indian Land | Davis Hillside Station | Belcourt, RR 2 | Belcourt | ND | 58316 | 48.8471 | -99.7264
8 | 3050004 | Belcourt Oil Co. | Tank 1 | TRUE | Permanently Out of Use |  | 8000 | Gasoline (containing <=10% ethanol) | 1973-06-01 | Turtle Mountain Band of Chippewa Indians of North Dakota | Indian Land | Belcourt Oil Co. | Box 750 | Belcourt | ND | 58316 | 48.8471 | -99.7264
8 | 3050004 | Belcourt Oil Co. | Tank 2 | TRUE | Permanently Out of Use |  | 8000 | Gasoline (containing <=10% ethanol) | 1977-06-01 | Turtle Mountain Band of Chippewa Indians of North Dakota | Indian Land | Belcourt Oil Co. | Box 750 | Belcourt | ND | 58316 | 48.8471 | -99.7264
8 | 3050004 | Belcourt Oil Co. | Tank 3 | TRUE | Permanently Out of Use |  | 8000 | Gasoline (containing <=10% ethanol) | 1973-06-01 | Turtle Mountain Band of Chippewa Indians of North Dakota | Indian Land | Belcourt Oil Co. | Box 750 | Belcourt | ND | 58316 | 48.8471 | -99.7264
8 | 3050004 | Belcourt Oil Co. | Tank 4 | TRUE | Permanently Out of Use |  | 3000 | Diesel | 1973-06-01 | Turtle Mountain Band of Chippewa Indians of North Dakota | Indian Land | Belcourt Oil Co. | Box 750 | Belcourt | ND | 58316 | 48.8471 | -99.7264
8 | 3050005 | Azure's Store | Tank 1 | TRUE | Permanently Out of Use |  | 1000 | Gasoline (containing <=10% ethanol) | 1899-12-31 | Turtle Mountain Band of Chippewa Indians of North Dakota | Indian Land | Azure's Store | Junction BIA #10 and BIA #13 | Belcourt | ND | 58316 | 48.8349 | -99.8994
8 | 3050005 | Azure's Store | Tank 2 | TRUE | Permanently Out of Use |  | 1000 | Gasoline (containing <=10% ethanol) | 1899-12-31 | Turtle Mountain Band of Chippewa Indians of North Dakota | Indian Land | Azure's Store | Junction BIA #10 and BIA #13 | Belcourt | ND | 58316 | 48.8349 | -99.8994
8 | 3050005 | Azure's Store | Tank 3 | TRUE | Temporarily Out of Use |  | 1000 | Gasoline (containing <=10% ethanol) | 1998-09-21 | Turtle Mountain Band of Chippewa Indians of North Dakota | Indian Land | Azure's Store | Junction BIA #10 and BIA #13 | Belcourt | ND | 58316 | 48.8349 | -99.8994
8 | 3050005 | Azure's Store | Tank 4 | TRUE | Temporarily Out of Use |  | 1000 | Gasoline (containing <=10% ethanol) | 1998-09-21 | Turtle Mountain Band of Chippewa Indians of North Dakota | Indian Land | Azure's Store | Junction BIA #10 and BIA #13 | Belcourt | ND | 58316 | 48.8349 | -99.8994
8 | 3050006 | Harris Oil & Propane | Tank 1 | TRUE | Currently in Use |  | 10000 | Gasoline (containing <=10% ethanol) | 1986-06-01 | Turtle Mountain Band of Chippewa Indians of North Dakota | Indian Land | Harris Oil & Propane | BIA Road #7 South | Belcourt | ND | 58316 | 48.8356 | -99.745
8 | 3050006 | Harris Oil & Propane | Tank 2 | TRUE | Currently in Use |  | 10000 | Gasoline (containing <=10% ethanol) | 1986-06-01 | Turtle Mountain Band of Chippewa Indians of North Dakota | Indian Land | Harris Oil & Propane | BIA Road #7 South | Belcourt | ND | 58316 | 48.8356 | -99.745
8 | 3050007 | Phillips 66 | Tank 1 | TRUE | Permanently Out of Use |  | 115 | Gasoline (containing <=10% ethanol) | 1899-12-31 | Turtle Mountain Band of Chippewa Indians of North Dakota | Indian Land | Phillips 66 | unknown | Belcourt | ND | 58316 | 48.8471 | -99.7264
8 | 3050007 | Phillips 66 | Tank 2 | TRUE | Permanently Out of Use |  | 115 | Gasoline (containing <=10% ethanol) | 1899-12-31 | Turtle Mountain Band of Chippewa Indians of North Dakota | Indian Land | Phillips 66 | unknown | Belcourt | ND | 58316 | 48.8471 | -99.7264
8 | 3050008 | Alfrand LaFountain | Tank 1 | TRUE | Permanently Out of Use |  | 115 | Gasoline (containing <=10% ethanol) | 1899-12-31 | Turtle Mountain Band of Chippewa Indians of North Dakota | Indian Land | Alfrand LaFountain | Box 332 | Belcourt | ND | 58316 | 48.8471 | -99.7264
8 | 3050008 | Alfrand LaFountain | Tank 2 | TRUE | Permanently Out of Use |  | 115 | Gasoline (containing <=10% ethanol) | 1899-12-31 | Turtle Mountain Band of Chippewa Indians of North Dakota | Indian Land | Alfrand LaFountain | Box 332 | Belcourt | ND | 58316 | 48.8471 | -99.7264
8 | 3050009 | Redmens Service | Tank 1 | TRUE | Permanently Out of Use |  | 12000 | Gasoline (containing <=10% ethanol) | 1985-06-01 | Turtle Mountain Band of Chippewa Indians of North Dakota | Indian Land | Redmens Service | Hwy. 5 | Belcourt | ND | 58316 | 48.8201 | -99.7955
8 | 3050009 | Redmens Service | Tank 2 | TRUE | Permanently Out of Use |  | 4000 | Gasoline (containing <=10% ethanol) | 1985-06-01 | Turtle Mountain Band of Chippewa Indians of North Dakota | Indian Land | Redmens Service | Hwy. 5 | Belcourt | ND | 58316 | 48.8201 | -99.7955
8 | 3050010 | Belcourt Eastside Service | Tank 1 | TRUE | Permanently Out of Use |  | 1000 | Used Oil | 1987-06-01 | Turtle Mountain Band of Chippewa Indians of North Dakota | Indian Land | Belcourt Eastside Service | P.O. 1050 | Belcourt | ND | 58316 | 48.8471 | -99.7264
8 | 3050011 | LaDots | Tank 1 | TRUE | Permanently Out of Use |  | 4000 | Gasoline (containing <=10% ethanol) | 1989-06-01 | Turtle Mountain Band of Chippewa Indians of North Dakota | Indian Land | LaDots | P.O. Box 663, Hwy 5 & Hospital Rd. | Belcourt | ND | 58316 | 48.8385 | -99.7498
8 | 3050011 | LaDots | Tank 2 | TRUE | Permanently Out of Use |  | 12000 | Gasoline (containing <=10% ethanol) | 1989-06-01 | Turtle Mountain Band of Chippewa Indians of North Dakota | Indian Land | LaDots | P.O. Box 663, Hwy 5 & Hospital Rd. | Belcourt | ND | 58316 | 48.8385 | -99.7498
8 | 3050011 | LaDots | Tank 3 | TRUE | Permanently Out of Use |  | 12000 | Gasoline (containing <=10% ethanol) | 1989-06-01 | Turtle Mountain Band of Chippewa Indians of North Dakota | Indian Land | LaDots | P.O. Box 663, Hwy 5 & Hospital Rd. | Belcourt | ND | 58316 | 48.8385 | -99.7498
8 | 3050011 | LaDots | Tank 4 | TRUE | Permanently Out of Use |  | 4000 | Diesel | 1989-06-01 | Turtle Mountain Band of Chippewa Indians of North Dakota | Indian Land | LaDots | P.O. Box 663, Hwy 5 & Hospital Rd. | Belcourt | ND | 58316 | 48.8385 | -99.7498
8 | 3050012 | Trenton School (Eight Mile School Dist. #6) (BIA) | Tank 1 | TRUE | Permanently Out of Use |  | 1000 | Diesel | 1980-06-01 | Turtle Mountain Band of Chippewa Indians of North Dakota | Indian Land | Trenton School (Eight Mile School Dist. #6) (BIA) | P.O. Box 239 (6 miles W of Williston on Hwy 2 & 6 miles S on #1804) | Trenton | ND | 58853 | 48.0725 | -103.8363
8 | 3050012 | Trenton School (Eight Mile School Dist. #6) (BIA) | Tank 3 (DSL/UNL) | TRUE | Currently in Use |  | 2000 | Diesel; Gasoline (containing <=10% ethanol) | 1997-11-01 | Turtle Mountain Band of Chippewa Indians of North Dakota | Indian Land | Trenton School (Eight Mile School Dist. #6) (BIA) | P.O. Box 239 (6 miles W of Williston on Hwy 2 & 6 miles S on #1804) | Trenton | ND | 58853 | 48.0725 | -103.8363
8 | 3050012 | Trenton School (Eight Mile School Dist. #6) (BIA) | Tank 2 | TRUE | Permanently Out of Use |  | 500 | Gasoline (containing <=10% ethanol) | 1980-06-01 | Turtle Mountain Band of Chippewa Indians of North Dakota | Indian Land | Trenton School (Eight Mile School Dist. #6) (BIA) | P.O. Box 239 (6 miles W of Williston on Hwy 2 & 6 miles S on #1804) | Trenton | ND | 58853 | 48.0725 | -103.8363
8 | 3050013 | Law Enforcement (BIA) | Tank 1 | TRUE | Permanently Out of Use |  | 10000 | Gasoline (containing <=10% ethanol) | 1970-06-01 | Turtle Mountain Band of Chippewa Indians of North Dakota | Indian Land | Law Enforcement (BIA) | P.O. Box 60 | Belcourt | ND | 58316 | 48.8433 | -99.745
8 | 3050014 | BIE - Bus Garage | Tank 2 | TRUE | Permanently Out of Use |  | 6000 | Gasoline (containing <=10% ethanol) | 1899-12-31 | Turtle Mountain Band of Chippewa Indians of North Dakota | Indian Land | BIE - Bus Garage | Fish Lake Road North | Belcourt | ND | 58316 | 48.8449 | -99.7441
8 | 3050014 | BIE - Bus Garage | Tank 6 | TRUE | Permanently Out of Use |  | 6000 | Gasoline (containing <=10% ethanol) | 1972-06-01 | Turtle Mountain Band of Chippewa Indians of North Dakota | Indian Land | BIE - Bus Garage | Fish Lake Road North | Belcourt | ND | 58316 | 48.8449 | -99.7441
8 | 3050014 | BIE - Bus Garage | Tank 5 | TRUE | Permanently Out of Use | 2020-06-10 | 10000 | Diesel | 1997-07-01 | Turtle Mountain Band of Chippewa Indians of North Dakota | Indian Land | BIE - Bus Garage | Fish Lake Road North | Belcourt | ND | 58316 | 48.8449 | -99.7441
8 | 3050014 | BIE - Bus Garage | Tank 4 | TRUE | Permanently Out of Use | 2020-06-10 | 10000 | Gasoline (containing <=10% ethanol) | 1997-07-01 | Turtle Mountain Band of Chippewa Indians of North Dakota | Indian Land | BIE - Bus Garage | Fish Lake Road North | Belcourt | ND | 58316 | 48.8449 | -99.7441
8 | 3050014 | BIE - Bus Garage | Tank 3 | TRUE | Permanently Out of Use |  | 12000 | Diesel | 1899-12-31 | Turtle Mountain Band of Chippewa Indians of North Dakota | Indian Land | BIE - Bus Garage | Fish Lake Road North | Belcourt | ND | 58316 | 48.8449 | -99.7441
8 | 3050015 | BIA Roads Shop - Belcourt | Tank 1 | TRUE | Permanently Out of Use |  | 2000 | Diesel | 1973-06-01 | Turtle Mountain Band of Chippewa Indians of North Dakota | Indian Land | BIA Roads Shop - Belcourt | Main Street, Bldg. 169 | Belcourt | ND | 58316 | 48.8457 | -99.7454
8 | 3050015 | BIA Roads Shop - Belcourt | Tank 3 | TRUE | Permanently Out of Use |  | 8000 | Gasoline (containing <=10% ethanol) | 1973-06-01 | Turtle Mountain Band of Chippewa Indians of North Dakota | Indian Land | BIA Roads Shop - Belcourt | Main Street, Bldg. 169 | Belcourt | ND | 58316 | 48.8457 | -99.7454
8 | 3050015 | BIA Roads Shop - Belcourt | Tank 2 | TRUE | Permanently Out of Use |  | 8000 | Diesel | 1973-06-01 | Turtle Mountain Band of Chippewa Indians of North Dakota | Indian Land | BIA Roads Shop - Belcourt | Main Street, Bldg. 169 | Belcourt | ND | 58316 | 48.8457 | -99.7454
8 | 3050016 | Dunseith Day School (BIA) | Tank 1 | TRUE | Permanently Out of Use |  | 1000 | Gasoline (containing <=10% ethanol) | 1899-12-31 | Turtle Mountain Band of Chippewa Indians of North Dakota | Indian Land | Dunseith Day School (BIA) | Building 301, 3 miles north on Hwy 281 | Dunseith | ND | 58329 | 48.84 | -100.0058
8 | 3050017 | Viv's C-Store | Tank 1 | TRUE | Temporarily Out of Use |  | 1000 | Gasoline (containing <=10% ethanol) | 1998-10-21 | Turtle Mountain Band of Chippewa Indians of North Dakota | Indian Land | Viv's C-Store | 9930 BIA 25 | Dunseith | ND | 58329 | 48.8492 | -100.0286
8 | 3050017 | Viv's C-Store | Tank 2 | TRUE | Temporarily Out of Use |  | 1000 | Gasoline (containing <=10% ethanol) | 1998-10-21 | Turtle Mountain Band of Chippewa Indians of North Dakota | Indian Land | Viv's C-Store | 9930 BIA 25 | Dunseith | ND | 58329 | 48.8492 | -100.0286
8 | 3050018 | Decoteau C Store | Tank 1 | TRUE | Permanently Out of Use |  | 3000 | Gasoline (containing <=10% ethanol) | 1998-11-30 | Turtle Mountain Band of Chippewa Indians of North Dakota | Indian Land | Decoteau C Store | Hwy 3 North | Dunseith | ND | 58329 | 48.8496 | -100.0494
8 | 4010001 | Big Bend Project/U.S. Army Corp of Engineers | Tank 1 | TRUE | Currently in Use |  | 8000 | Gasoline (containing <=10% ethanol) | 1991-09-01 | Crow Creek Sioux Tribe of the Crow Creek Reservation, South Dakota | Indian Land | Big Bend Project/U.S. Army Corp of Engineers | 33573 N. Shore Rd. | Fort Thompson | SD | 57339 | 44.065 | -99.4597
8 | 4010001 | Big Bend Project/U.S. Army Corp of Engineers | Tank 2 | TRUE | Currently in Use |  | 8000 | Diesel | 1991-09-01 | Crow Creek Sioux Tribe of the Crow Creek Reservation, South Dakota | Indian Land | Big Bend Project/U.S. Army Corp of Engineers | 33573 N. Shore Rd. | Fort Thompson | SD | 57339 | 44.065 | -99.4597
8 | 4010002 | Roads Department (BIA)/Crow Creek Police | Tank 1 | TRUE | Permanently Out of Use |  | 2000 | Diesel | 1961-09-01 | Crow Creek Sioux Tribe of the Crow Creek Reservation, South Dakota | Indian Land | Roads Department (BIA)/Crow Creek Police | Bldg. 105 | Fort Thompson | SD | 57339 | 44.074 | -99.4389
8 | 4010002 | Roads Department (BIA)/Crow Creek Police | Tank 2 | TRUE | Permanently Out of Use |  | 1000 | Diesel | 1961-09-01 | Crow Creek Sioux Tribe of the Crow Creek Reservation, South Dakota | Indian Land | Roads Department (BIA)/Crow Creek Police | Bldg. 105 | Fort Thompson | SD | 57339 | 44.074 | -99.4389
8 | 4010002 | Roads Department (BIA)/Crow Creek Police | Tank 3 | TRUE | Permanently Out of Use |  | 10000 | Diesel | 1899-12-31 | Crow Creek Sioux Tribe of the Crow Creek Reservation, South Dakota | Indian Land | Roads Department (BIA)/Crow Creek Police | Bldg. 105 | Fort Thompson | SD | 57339 | 44.074 | -99.4389
8 | 4010003 | Gingway's Store | Tank 1 | TRUE | Permanently Out of Use |  | 1000 | Gasoline (containing <=10% ethanol) | 1969-09-01 | Crow Creek Sioux Tribe of the Crow Creek Reservation, South Dakota | Indian Land | Gingway's Store | Main Street, P.O. Box 257 | Fort Thompson | SD | 57339 | 44.0589 | -99.4369
8 | 4010003 | Gingway's Store | Tank 2 | TRUE | Permanently Out of Use |  | 550 | Gasoline (containing <=10% ethanol) | 1969-09-01 | Crow Creek Sioux Tribe of the Crow Creek Reservation, South Dakota | Indian Land | Gingway's Store | Main Street, P.O. Box 257 | Fort Thompson | SD | 57339 | 44.0589 | -99.4369
8 | 4010004 | Rank's Service | Tank 1 | TRUE | Permanently Out of Use |  | 3000 | Gasoline (containing <=10% ethanol) | 1975-01-01 | Crow Creek Sioux Tribe of the Crow Creek Reservation, South Dakota | Indian Land | Rank's Service | Main Street, P.O. Box 187 | Fort Thompson | SD | 57339 | 44.0697 | -99.4364
8 | 4010004 | Rank's Service | Tank 2 | TRUE | Permanently Out of Use |  | 3000 | Gasoline (containing <=10% ethanol) | 1975-01-01 | Crow Creek Sioux Tribe of the Crow Creek Reservation, South Dakota | Indian Land | Rank's Service | Main Street, P.O. Box 187 | Fort Thompson | SD | 57339 | 44.0697 | -99.4364
8 | 4010004 | Rank's Service | Tank 3 | TRUE | Permanently Out of Use |  | 3000 | Gasoline (containing <=10% ethanol) | 1975-01-01 | Crow Creek Sioux Tribe of the Crow Creek Reservation, South Dakota | Indian Land | Rank's Service | Main Street, P.O. Box 187 | Fort Thompson | SD | 57339 | 44.0697 | -99.4364
8 | 4010005 | Crow Creek C-Store (FKA HunkPATI) | Tank 2 UNL E-10 | TRUE | Currently in Use | 2006-08-15 | 12000 | Gasoline (containing <=10% ethanol) | 1997-12-02 | Crow Creek Sioux Tribe of the Crow Creek Reservation, South Dakota | Indian Land | Crow Creek C-Store (formerly HunkPati) | Hwy. 34 & 47 (NW Corner) | Fort Thompson | SD | 57339 | 44.0672 | -99.4417
8 | 4010005 | Crow Creek C-Store (FKA HunkPATI) | Tank 3 Premium | TRUE | Currently in Use | 2006-08-15 | 12000 | Gasoline (containing <=10% ethanol) | 1998-10-01 | Crow Creek Sioux Tribe of the Crow Creek Reservation, South Dakota | Indian Land | Crow Creek C-Store (formerly HunkPati) | Hwy. 34 & 47 (NW Corner) | Fort Thompson | SD | 57339 | 44.0672 | -99.4417
8 | 4010005 | Crow Creek C-Store (FKA HunkPATI) | Tank 1 Diesel | TRUE | Currently in Use | 2006-08-15 | 8000 | Diesel | 1997-12-02 | Crow Creek Sioux Tribe of the Crow Creek Reservation, South Dakota | Indian Land | Crow Creek C-Store (formerly HunkPati) | Hwy. 34 & 47 (NW Corner) | Fort Thompson | SD | 57339 | 44.0672 | -99.4417
8 | 4010006 | Facility Management (BIA) | Tank 1 | TRUE | Permanently Out of Use |  | 1000 | Gasoline (containing <=10% ethanol) | 1899-12-31 | Crow Creek Sioux Tribe of the Crow Creek Reservation, South Dakota | Indian Land | Facility Management (BIA) | Bldg. 119 | Fort Thompson | SD | 57339 | 44.0767 | -99.4389
8 | 4010008 | Abandoned Facility (Tribal Liquor Store) | Tank 1 | TRUE | Permanently Out of Use |  | 115 | Gasoline (containing <=10% ethanol) | 1899-12-31 | Crow Creek Sioux Tribe of the Crow Creek Reservation, South Dakota | Indian Land | Abandoned Facility (Tribal Liquor Store) | Unknown (Tribal Liquor Store) | Fort Thompson | SD | 57339 | 44.0669 | -99.4406
8 | 4010010 | Lynn's Dakota Mart | Tank 1 | TRUE | Currently in Use |  | 10000 | Gasoline (containing <=10% ethanol) | 1998-06-01 | Crow Creek Sioux Tribe of the Crow Creek Reservation, South Dakota | Indian Land | Lynn's Dakota Mart | Hwys. 34 & 47 (SW Corner) | Fort Thompson | SD | 57339 | 44.0681 | -99.4372
8 | 4010010 | Lynn's Dakota Mart | Tank 3 | TRUE | Currently in Use |  | 6000 | Diesel | 1998-06-01 | Crow Creek Sioux Tribe of the Crow Creek Reservation, South Dakota | Indian Land | Lynn's Dakota Mart | Hwys. 34 & 47 (SW Corner) | Fort Thompson | SD | 57339 | 44.0681 | -99.4372
8 | 4010010 | Lynn's Dakota Mart | Tank 2 | TRUE | Currently in Use |  | 10000 | Gasoline (containing <=10% ethanol) | 1998-06-01 | Crow Creek Sioux Tribe of the Crow Creek Reservation, South Dakota | Indian Land | Lynn's Dakota Mart | Hwys. 34 & 47 (SW Corner) | Fort Thompson | SD | 57339 | 44.0681 | -99.4372
8 | 4010011 | Shelby's Minimart | Tank 1 | TRUE | Currently in Use |  | 6000 | Gasoline (containing <=10% ethanol) | 1996-10-01 | Crow Creek Sioux Tribe of the Crow Creek Reservation, South Dakota | Indian Land | Shelby's Minimart | 302 Highway 249 | Fort Thompson | SD | 57339 | 44.0714 | -99.4339
8 | 4010012 | Fort Thompson Indian Health Center (EP) | Tank 1 | TRUE | Permanently Out of Use |  | 1000 | Diesel | 1988-06-01 | Crow Creek Sioux Tribe of the Crow Creek Reservation, South Dakota | Indian Land | Fort Thompson Indian Health Center (EP) | Hwy. 34 & 47 | Fort Thompson | SD | 57339 | 44.0656 | -99.4394
8 | 4010013 | Mac's Corner | Tank 1/2 | TRUE | Currently in Use |  | 16000 | Gasoline (containing <=10% ethanol) | 2011-11-01 | Crow Creek Sioux Tribe of the Crow Creek Reservation, South Dakota | Indian Land | Mac's Corner | 21695 SD Hwy 47 | Stephan | SD | 57346 | 44.2519 | -99.4415
8 | 4010013 | Mac's Corner | Tank 3/4 | TRUE | Currently in Use |  | 16000 | Diesel | 2011-11-01 | Crow Creek Sioux Tribe of the Crow Creek Reservation, South Dakota | Indian Land | Mac's Corner | 21695 SD Hwy 47 | Stephan | SD | 57346 | 44.2519 | -99.4415
8 | 4020001 | Pete's Service & Repair | Tank 1 | TRUE | Permanently Out of Use |  | 1000 | Gasoline (containing <=10% ethanol) | 1950-06-01 | Cheyenne River Sioux Tribe of the Cheyenne River Reservation, South Dakota | Indian Land | Pete's Service & Repair | SW Corner Main & Pioneer St. P.O. 97 | Eagle Butte | SD | 57625 | 48.1656 | -118.9794
8 | 4020001 | Pete's Service & Repair | Tank 2 | TRUE | Permanently Out of Use |  | 500 | Gasoline (containing <=10% ethanol) | 1950-06-01 | Cheyenne River Sioux Tribe of the Cheyenne River Reservation, South Dakota | Indian Land | Pete's Service & Repair | SW Corner Main & Pioneer St. P.O. 97 | Eagle Butte | SD | 57625 | 48.1656 | -118.9794
8 | 4020002 | Dupree Facility-Ziebach Co. Hwy Shop | Tank 1 | TRUE | Permanently Out of Use |  | 1000 | Diesel | 1983-09-01 | Cheyenne River Sioux Tribe of the Cheyenne River Reservation, South Dakota | Indian Land | Dupree Facility-Ziebach Co. Hwy Shop | P.O. Box 68 / Lots 15-16 Block 9 | Dupree | SD | 57623 | 48.1449 | -119.0019
8 | 4020002 | Dupree Facility-Ziebach Co. Hwy Shop | Tank 2 | TRUE | Permanently Out of Use |  | 1500 | Diesel | 1983-09-01 | Cheyenne River Sioux Tribe of the Cheyenne River Reservation, South Dakota | Indian Land | Dupree Facility-Ziebach Co. Hwy Shop | P.O. Box 68 / Lots 15-16 Block 9 | Dupree | SD | 57623 | 48.1449 | -119.0019
8 | 4020002 | Dupree Facility-Ziebach Co. Hwy Shop | Tank 3 | TRUE | Permanently Out of Use |  | 10000 | Kerosene | 1981-09-01 | Cheyenne River Sioux Tribe of the Cheyenne River Reservation, South Dakota | Indian Land | Dupree Facility-Ziebach Co. Hwy Shop | P.O. Box 68 / Lots 15-16 Block 9 | Dupree | SD | 57623 | 48.1449 | -119.0019
8 | 4020002 | Dupree Facility-Ziebach Co. Hwy Shop | Tank 4 | TRUE | Permanently Out of Use |  | 10000 | Diesel | 1976-09-01 | Cheyenne River Sioux Tribe of the Cheyenne River Reservation, South Dakota | Indian Land | Dupree Facility-Ziebach Co. Hwy Shop | P.O. Box 68 / Lots 15-16 Block 9 | Dupree | SD | 57623 | 48.1449 | -119.0019
8 | 4020003 | BIA Roads Department/Eagle Butte Road Shop | Tank 1 | TRUE | Permanently Out of Use |  | 10000 | Diesel | 1959-06-01 | Cheyenne River Sioux Tribe of the Cheyenne River Reservation, South Dakota | Indian Land | BIA Roads Department/Eagle Butte Road Shop | P.O. Box 325, Bldg. 2011 | Eagle Butte | SD | 57625 | 48.1664 | -118.9767
8 | 4020003 | BIA Roads Department/Eagle Butte Road Shop | Tank 2 | TRUE | Permanently Out of Use |  | 10000 | Gasoline (containing <=10% ethanol) | 1959-06-01 | Cheyenne River Sioux Tribe of the Cheyenne River Reservation, South Dakota | Indian Land | BIA Roads Department/Eagle Butte Road Shop | P.O. Box 325, Bldg. 2011 | Eagle Butte | SD | 57625 | 48.1664 | -118.9767
8 | 4020004 | Old Implement/Former Implement Dealer | Tank 1 | TRUE | Permanently Out of Use |  | 575 | Gasoline (containing <=10% ethanol) | 1925-06-01 | Cheyenne River Sioux Tribe of the Cheyenne River Reservation, South Dakota | Indian Land | Old Implement/Former Implement Dealer | Main Street Lot 15, Block 5 | Isabel | SD | 57633 | 45.3947 | -101.4292
8 | 4020005 | SDDOT Eagle Butte Facility | X Tank 1 | TRUE | Permanently Out of Use |  | 1000 | Diesel | 1968-11-01 | Cheyenne River Sioux Tribe of the Cheyenne River Reservation, South Dakota | Indian Land | Eagle Butte Facility (SDDOT Shop) | Highway 212 at Main St., P.O. Box 291 | Eagle Butte | SD | 57625 | 48.0841 | -118.2629
8 | 4020005 | SDDOT Eagle Butte Facility | X Tank 2 | TRUE | Permanently Out of Use |  | 1500 | Gasoline (containing <=10% ethanol) | 1972-11-01 | Cheyenne River Sioux Tribe of the Cheyenne River Reservation, South Dakota | Indian Land | Eagle Butte Facility (SDDOT Shop) | Highway 212 at Main St., P.O. Box 291 | Eagle Butte | SD | 57625 | 48.0841 | -118.2629
8 | 4020005 | SDDOT Eagle Butte Facility | X Tank 3 | TRUE | Permanently Out of Use | 2022-04-18 | 1500 | Diesel | 1990-09-01 | Cheyenne River Sioux Tribe of the Cheyenne River Reservation, South Dakota | Indian Land | Eagle Butte Facility (SDDOT Shop) | Highway 212 at Main St., P.O. Box 291 | Eagle Butte | SD | 57625 | 48.0841 | -118.2629
8 | 4020005 | SDDOT Eagle Butte Facility | X Tank 4 | TRUE | Permanently Out of Use | 2022-04-18 | 1000 | Gasoline (containing <=10% ethanol) | 1990-09-01 | Cheyenne River Sioux Tribe of the Cheyenne River Reservation, South Dakota | Indian Land | Eagle Butte Facility (SDDOT Shop) | Highway 212 at Main St., P.O. Box 291 | Eagle Butte | SD | 57625 | 48.0841 | -118.2629
8 | 4020005 | SDDOT Eagle Butte Facility | X Tank 5 | TRUE | Permanently Out of Use | 2002-09-24 | 560 | Used Oil | 1990-09-01 | Cheyenne River Sioux Tribe of the Cheyenne River Reservation, South Dakota | Indian Land | Eagle Butte Facility (SDDOT Shop) | Highway 212 at Main St., P.O. Box 291 | Eagle Butte | SD | 57625 | 48.0841 | -118.2629
8 | 4020005 | SDDOT Eagle Butte Facility | Tank 1 RUL | TRUE | Currently in Use |  | 2500 | Gasoline (containing <=10% ethanol) | 2022-10-03 | Cheyenne River Sioux Tribe of the Cheyenne River Reservation, South Dakota | Indian Land | Eagle Butte Facility (SDDOT Shop) | Highway 212 at Main St., P.O. Box 291 | Eagle Butte | SD | 57625 | 48.0841 | -118.2629
8 | 4020005 | SDDOT Eagle Butte Facility | Tank 2 diesel | TRUE | Currently in Use |  | 3000 | Diesel | 2022-10-03 | Cheyenne River Sioux Tribe of the Cheyenne River Reservation, South Dakota | Indian Land | Eagle Butte Facility (SDDOT Shop) | Highway 212 at Main St., P.O. Box 291 | Eagle Butte | SD | 57625 | 48.0841 | -118.2629
8 | 4020006 | U S West Facility | Tank 1 | TRUE | Permanently Out of Use |  | 3000 | Diesel | 1899-12-31 | Cheyenne River Sioux Tribe of the Cheyenne River Reservation, South Dakota | Indian Land | U S West Facility | 8th Street | Timber Lake | SD | 57656 | 48.4027 | -118.3543
8 | 4020007 | Swiftbird School (BIA) | Tank 1 | TRUE | Permanently Out of Use |  | 750 | Gasoline (containing <=10% ethanol) | 1899-12-31 | Cheyenne River Sioux Tribe of the Cheyenne River Reservation, South Dakota | Indian Land | Swiftbird School (BIA) | Cheyenne River Reservation Bldg. 2202 | Ridgeview | SD | 57652 | 45.0985 | -100.4222
8 | 4020008 | Cheyenne River Tribe South Shop Facility | Tank 1 | TRUE | Permanently Out of Use |  | 1000 | Gasoline (containing <=10% ethanol) | 1980-09-01 | Cheyenne River Sioux Tribe of the Cheyenne River Reservation, South Dakota | Indian Land | Cheyenne River Tribe South Shop Facility | 401 South Main St. | Eagle Butte | SD | 57625 | 48.1664 | -118.9767
8 | 4020008 | Cheyenne River Tribe South Shop Facility | Tank 2 | TRUE | Permanently Out of Use |  | 1000 | Gasoline (containing <=10% ethanol) | 1980-09-01 | Cheyenne River Sioux Tribe of the Cheyenne River Reservation, South Dakota | Indian Land | Cheyenne River Tribe South Shop Facility | 401 South Main St. | Eagle Butte | SD | 57625 | 48.1664 | -118.9767
8 | 4020009 | Larry's Service / Dale's Service (Sinclair) | Tank 1 | TRUE | Permanently Out of Use |  | 8000 | Gasoline (containing <=10% ethanol) | 1993-10-01 | Cheyenne River Sioux Tribe of the Cheyenne River Reservation, South Dakota | Indian Land | Larry's Service / Dale's Service (Sinclair) | Hwy. 212 & Main St. P.O. Box 683 | Eagle Butte | SD | 57625 | 48.1798 | -118.7093
8 | 4020009 | Larry's Service / Dale's Service (Sinclair) | Tank 2 | TRUE | Permanently Out of Use |  | 2000 | Diesel | 1993-10-01 | Cheyenne River Sioux Tribe of the Cheyenne River Reservation, South Dakota | Indian Land | Larry's Service / Dale's Service (Sinclair) | Hwy. 212 & Main St. P.O. Box 683 | Eagle Butte | SD | 57625 | 48.1798 | -118.7093
8 | 4020009 | Larry's Service / Dale's Service (Sinclair) | Tank 3 | TRUE | Permanently Out of Use |  | 8000 | Gasoline (containing <=10% ethanol) | 1993-10-01 | Cheyenne River Sioux Tribe of the Cheyenne River Reservation, South Dakota | Indian Land | Larry's Service / Dale's Service (Sinclair) | Hwy. 212 & Main St. P.O. Box 683 | Eagle Butte | SD | 57625 | 48.1798 | -118.7093
8 | 4020009 | Larry's Service / Dale's Service (Sinclair) | Tank 4 | TRUE | Permanently Out of Use |  | 10000 | Diesel | 1960-06-01 | Cheyenne River Sioux Tribe of the Cheyenne River Reservation, South Dakota | Indian Land | Larry's Service / Dale's Service (Sinclair) | Hwy. 212 & Main St. P.O. Box 683 | Eagle Butte | SD | 57625 | 48.1798 | -118.7093
8 | 4020009 | Larry's Service / Dale's Service (Sinclair) | Tank 5 | TRUE | Permanently Out of Use |  | 6000 | Gasoline (containing <=10% ethanol) | 1974-06-01 | Cheyenne River Sioux Tribe of the Cheyenne River Reservation, South Dakota | Indian Land | Larry's Service / Dale's Service (Sinclair) | Hwy. 212 & Main St. P.O. Box 683 | Eagle Butte | SD | 57625 | 48.1798 | -118.7093
8 | 4020009 | Larry's Service / Dale's Service (Sinclair) | Tank 6 | TRUE | Permanently Out of Use |  | 2000 | Gasoline (containing <=10% ethanol) | 1974-06-01 | Cheyenne River Sioux Tribe of the Cheyenne River Reservation, South Dakota | Indian Land | Larry's Service / Dale's Service (Sinclair) | Hwy. 212 & Main St. P.O. Box 683 | Eagle Butte | SD | 57625 | 48.1798 | -118.7093
8 | 4020009 | Larry's Service / Dale's Service (Sinclair) | Tank 7 | TRUE | Permanently Out of Use |  | 4000 | Gasoline (containing <=10% ethanol) | 1960-06-01 | Cheyenne River Sioux Tribe of the Cheyenne River Reservation, South Dakota | Indian Land | Larry's Service / Dale's Service (Sinclair) | Hwy. 212 & Main St. P.O. Box 683 | Eagle Butte | SD | 57625 | 48.1798 | -118.7093
8 | 4020010 | Isabel Coal Mine (Abandoned) (DOT) | Tank 1 | TRUE | Permanently Out of Use |  | 500 | Gasoline (containing <=10% ethanol) | 1899-12-31 | Cheyenne River Sioux Tribe of the Cheyenne River Reservation, South Dakota | Indian Land | Isabel Coal Mine (Abandoned) (DOT) | 1.7 miles South of Junction Hwys. 65 & 20 | Isabel | SD | 57633 | 45.3937 | -101.4298
8 | 4020011 | Promise Day School (BIA) | Tank 1 | TRUE | Permanently Out of Use |  | 1500 | Gasoline (containing <=10% ethanol) | 1985-06-01 | Cheyenne River Sioux Tribe of the Cheyenne River Reservation, South Dakota | Indian Land | Promise Day School (BIA) | Bldg. 2304 | Ridgeview | SD | 57652 | 48.2889 | -118.268
8 | 4020012 | Dupree Oil Co. | Tank 1 | TRUE | Permanently Out of Use |  | 12000 | Gasoline (containing <=10% ethanol) | 1958-06-01 | Cheyenne River Sioux Tribe of the Cheyenne River Reservation, South Dakota | Indian Land | Dupree Oil Co. | Main Street, Hwy. 212 | Dupree | SD | 57623 | 45.0441 | -101.5887
8 | 4020012 | Dupree Oil Co. | Tank 2 | TRUE | Permanently Out of Use |  | 4000 | Gasoline (containing <=10% ethanol) | 1958-06-01 | Cheyenne River Sioux Tribe of the Cheyenne River Reservation, South Dakota | Indian Land | Dupree Oil Co. | Main Street, Hwy. 212 | Dupree | SD | 57623 | 45.0441 | -101.5887
8 | 4020012 | Dupree Oil Co. | Tank 3 | TRUE | Permanently Out of Use |  | 10000 | Gasoline (containing <=10% ethanol) | 1971-06-01 | Cheyenne River Sioux Tribe of the Cheyenne River Reservation, South Dakota | Indian Land | Dupree Oil Co. | Main Street, Hwy. 212 | Dupree | SD | 57623 | 45.0441 | -101.5887
8 | 4020012 | Dupree Oil Co. | Tank 4 | TRUE | Permanently Out of Use |  | 10000 | Diesel | 1971-06-01 | Cheyenne River Sioux Tribe of the Cheyenne River Reservation, South Dakota | Indian Land | Dupree Oil Co. | Main Street, Hwy. 212 | Dupree | SD | 57623 | 45.0441 | -101.5887
8 | 4020012 | Dupree Oil Co. | Tank 5 | TRUE | Permanently Out of Use |  | 7000 | Diesel | 1958-06-01 | Cheyenne River Sioux Tribe of the Cheyenne River Reservation, South Dakota | Indian Land | Dupree Oil Co. | Main Street, Hwy. 212 | Dupree | SD | 57623 | 45.0441 | -101.5887
8 | 4020012 | Dupree Oil Co. | Tank 6 | TRUE | Permanently Out of Use |  | 3000 | Diesel | 1946-06-01 | Cheyenne River Sioux Tribe of the Cheyenne River Reservation, South Dakota | Indian Land | Dupree Oil Co. | Main Street, Hwy. 212 | Dupree | SD | 57623 | 45.0441 | -101.5887
8 | 4020012 | Dupree Oil Co. | Tank 7 | TRUE | Permanently Out of Use |  | 2000 | Gasoline (containing <=10% ethanol) | 1983-06-01 | Cheyenne River Sioux Tribe of the Cheyenne River Reservation, South Dakota | Indian Land | Dupree Oil Co. | Main Street, Hwy. 212 | Dupree | SD | 57623 | 45.0441 | -101.5887
8 | 4020012 | Dupree Oil Co. | Tank 8 | TRUE | Permanently Out of Use |  | 2000 | Gasoline (containing <=10% ethanol) | 1983-06-01 | Cheyenne River Sioux Tribe of the Cheyenne River Reservation, South Dakota | Indian Land | Dupree Oil Co. | Main Street, Hwy. 212 | Dupree | SD | 57623 | 45.0441 | -101.5887
8 | 4020012 | Dupree Oil Co. | Tank 9 | TRUE | Permanently Out of Use |  | 2000 | Diesel | 1983-06-01 | Cheyenne River Sioux Tribe of the Cheyenne River Reservation, South Dakota | Indian Land | Dupree Oil Co. | Main Street, Hwy. 212 | Dupree | SD | 57623 | 45.0441 | -101.5887
8 | 4020012 | Dupree Oil Co. | Tank 10 | TRUE | Permanently Out of Use |  | 3000 | Diesel; Gasoline (containing <=10% ethanol) | 1998-10-05 | Cheyenne River Sioux Tribe of the Cheyenne River Reservation, South Dakota | Indian Land | Dupree Oil Co. | Main Street, Hwy. 212 | Dupree | SD | 57623 | 45.0441 | -101.5887
8 | 4020013 | Dave's Philips 66 / Isabel Ambulance Service (Abn'd) | Tank 1 | TRUE | Permanently Out of Use |  | 1016 | Diesel | 1989-06-01 | Cheyenne River Sioux Tribe of the Cheyenne River Reservation, South Dakota | Indian Land | Dave's Philips 66 / Isabel Ambulance Service (Abn'd) | 118 N. Main | Isabel | SD | 57633 | 48.1664 | -118.9767
8 | 4020013 | Dave's Philips 66 / Isabel Ambulance Service (Abn'd) | Tank 2 | TRUE | Permanently Out of Use |  | 1016 | Gasoline (containing <=10% ethanol) | 1989-06-01 | Cheyenne River Sioux Tribe of the Cheyenne River Reservation, South Dakota | Indian Land | Dave's Philips 66 / Isabel Ambulance Service (Abn'd) | 118 N. Main | Isabel | SD | 57633 | 48.1664 | -118.9767
8 | 4020013 | Dave's Philips 66 / Isabel Ambulance Service (Abn'd) | Tank 3 | TRUE | Permanently Out of Use |  | 1016 | Gasoline (containing <=10% ethanol) | 1989-06-01 | Cheyenne River Sioux Tribe of the Cheyenne River Reservation, South Dakota | Indian Land | Dave's Philips 66 / Isabel Ambulance Service (Abn'd) | 118 N. Main | Isabel | SD | 57633 | 48.1664 | -118.9767
8 | 4020013 | Dave's Philips 66 / Isabel Ambulance Service (Abn'd) | Tank 4 | TRUE | Permanently Out of Use |  | 500 | Gasoline (containing <=10% ethanol) | 1899-12-31 | Cheyenne River Sioux Tribe of the Cheyenne River Reservation, South Dakota | Indian Land | Dave's Philips 66 / Isabel Ambulance Service (Abn'd) | 118 N. Main | Isabel | SD | 57633 | 48.1664 | -118.9767
8 | 4020013 | Dave's Philips 66 / Isabel Ambulance Service (Abn'd) | Tank 5 | TRUE | Permanently Out of Use |  | 500 | Gasoline (containing <=10% ethanol) | 1899-12-31 | Cheyenne River Sioux Tribe of the Cheyenne River Reservation, South Dakota | Indian Land | Dave's Philips 66 / Isabel Ambulance Service (Abn'd) | 118 N. Main | Isabel | SD | 57633 | 48.1664 | -118.9767
8 | 4020014 | Herman's Service | X Tank 1 | TRUE | Permanently Out of Use |  | 125 | Diesel | 1958-06-01 | Cheyenne River Sioux Tribe of the Cheyenne River Reservation, South Dakota | Indian Land | Herman's Service | 711 North Main Street, P.O. Box 310 | Timber Lake | SD | 57656 | 48.1657 | -118.9779
8 | 4020014 | Herman's Service | X Tank 2 | TRUE | Permanently Out of Use |  | 1000 | Gasoline (containing <=10% ethanol) | 1939-06-01 | Cheyenne River Sioux Tribe of the Cheyenne River Reservation, South Dakota | Indian Land | Herman's Service | 711 North Main Street, P.O. Box 310 | Timber Lake | SD | 57656 | 48.1657 | -118.9779
8 | 4020014 | Herman's Service | X Tank 3 | TRUE | Permanently Out of Use |  | 560 | Diesel | 1939-06-01 | Cheyenne River Sioux Tribe of the Cheyenne River Reservation, South Dakota | Indian Land | Herman's Service | 711 North Main Street, P.O. Box 310 | Timber Lake | SD | 57656 | 48.1657 | -118.9779
8 | 4020014 | Herman's Service | X Tank 4 | TRUE | Permanently Out of Use |  | 1000 | Gasoline (containing <=10% ethanol) | 1981-09-01 | Cheyenne River Sioux Tribe of the Cheyenne River Reservation, South Dakota | Indian Land | Herman's Service | 711 North Main Street, P.O. Box 310 | Timber Lake | SD | 57656 | 48.1657 | -118.9779
8 | 4020014 | Herman's Service | Tank 1 | TRUE | Currently in Use |  | 3000 | Diesel; Gasoline (containing <=10% ethanol) | 1998-09-01 | Cheyenne River Sioux Tribe of the Cheyenne River Reservation, South Dakota | Indian Land | Herman's Service | 711 North Main Street, P.O. Box 310 | Timber Lake | SD | 57656 | 48.1657 | -118.9779
8 | 4020015 | Jerry's Oil Co. | Tank 1 | TRUE | Permanently Out of Use |  | 115 | Gasoline (containing <=10% ethanol) | 1899-12-31 | Cheyenne River Sioux Tribe of the Cheyenne River Reservation, South Dakota | Indian Land | Jerry's Oil Co. | P.O. Box 104 | Trail City | SD | 57657
8 | 4020015 | Jerry's Oil Co. | Tank 2 | TRUE | Permanently Out of Use |  | 115 | Gasoline (containing <=10% ethanol) | 1899-12-31 | Cheyenne River Sioux Tribe of the Cheyenne River Reservation, South Dakota | Indian Land | Jerry's Oil Co. | P.O. Box 104 | Trail City | SD | 57657
8 | 4020015 | Jerry's Oil Co. | Tank 3 | TRUE | Permanently Out of Use |  | 550 | Gasoline (containing <=10% ethanol) | 1984-06-01 | Cheyenne River Sioux Tribe of the Cheyenne River Reservation, South Dakota | Indian Land | Jerry's Oil Co. | P.O. Box 104 | Trail City | SD | 57657
8 | 4020015 | Jerry's Oil Co. | Tank 4 | TRUE | Permanently Out of Use |  | 550 | Diesel | 1899-12-31 | Cheyenne River Sioux Tribe of the Cheyenne River Reservation, South Dakota | Indian Land | Jerry's Oil Co. | P.O. Box 104 | Trail City | SD | 57657
8 | 4020016 | Lantry Oil Company | Tank 1 | TRUE | Permanently Out of Use |  | 1000 | Gasoline (containing <=10% ethanol) | 1993-10-01 | Cheyenne River Sioux Tribe of the Cheyenne River Reservation, South Dakota | Indian Land | Lantry Oil Company | P.O. Box 32, North Hwy. 212 | Lantry | SD | 57636 | 48.0787 | -118.6847
8 | 4020016 | Lantry Oil Company | Tank 2 | TRUE | Permanently Out of Use |  | 115 | Gasoline (containing <=10% ethanol) | 1984-08-01 | Cheyenne River Sioux Tribe of the Cheyenne River Reservation, South Dakota | Indian Land | Lantry Oil Company | P.O. Box 32, North Hwy. 212 | Lantry | SD | 57636 | 48.0787 | -118.6847
8 | 4020016 | Lantry Oil Company | Tank 3 | TRUE | Permanently Out of Use |  | 115 | Gasoline (containing <=10% ethanol) | 1988-09-01 | Cheyenne River Sioux Tribe of the Cheyenne River Reservation, South Dakota | Indian Land | Lantry Oil Company | P.O. Box 32, North Hwy. 212 | Lantry | SD | 57636 | 48.0787 | -118.6847
8 | 4020016 | Lantry Oil Company | Tank 4 | TRUE | Permanently Out of Use |  | 1000 | Diesel | 1958-06-01 | Cheyenne River Sioux Tribe of the Cheyenne River Reservation, South Dakota | Indian Land | Lantry Oil Company | P.O. Box 32, North Hwy. 212 | Lantry | SD | 57636 | 48.0787 | -118.6847
8 | 4020016 | Lantry Oil Company | Tank 5 | TRUE | Permanently Out of Use |  | 1000 | Diesel | 1958-08-01 | Cheyenne River Sioux Tribe of the Cheyenne River Reservation, South Dakota | Indian Land | Lantry Oil Company | P.O. Box 32, North Hwy. 212 | Lantry | SD | 57636 | 48.0787 | -118.6847
8 | 4020016 | Lantry Oil Company | Tank 6 | TRUE | Permanently Out of Use |  | 500 | Diesel | 1958-08-01 | Cheyenne River Sioux Tribe of the Cheyenne River Reservation, South Dakota | Indian Land | Lantry Oil Company | P.O. Box 32, North Hwy. 212 | Lantry | SD | 57636 | 48.0787 | -118.6847
8 | 4020016 | Lantry Oil Company | Tank 7 | TRUE | Permanently Out of Use |  | 2000 | Diesel | 1958-08-01 | Cheyenne River Sioux Tribe of the Cheyenne River Reservation, South Dakota | Indian Land | Lantry Oil Company | P.O. Box 32, North Hwy. 212 | Lantry | SD | 57636 | 48.0787 | -118.6847
8 | 4020017 | Timber Lake Service | Tank 1 | TRUE | Currently in Use |  | 2000 | Gasoline (containing <=10% ethanol) | 1990-09-01 | Cheyenne River Sioux Tribe of the Cheyenne River Reservation, South Dakota | Indian Land | Timber Lake Service | 825 Main Street | Timber Lake | SD | 57656 | 45.4302 | -101.0737
8 | 4020017 | Timber Lake Service | Tank 2 | TRUE | Currently in Use |  | 2000 | Gasoline (containing <=10% ethanol) | 1990-09-01 | Cheyenne River Sioux Tribe of the Cheyenne River Reservation, South Dakota | Indian Land | Timber Lake Service | 825 Main Street | Timber Lake | SD | 57656 | 45.4302 | -101.0737
8 | 4020017 | Timber Lake Service | Tank 3 | TRUE | Currently in Use |  | 2000 | Diesel | 1990-09-01 | Cheyenne River Sioux Tribe of the Cheyenne River Reservation, South Dakota | Indian Land | Timber Lake Service | 825 Main Street | Timber Lake | SD | 57656 | 45.4302 | -101.0737
8 | 4020017 | Timber Lake Service | Tank 4 | TRUE | Currently in Use |  | 2000 | Diesel | 1990-09-01 | Cheyenne River Sioux Tribe of the Cheyenne River Reservation, South Dakota | Indian Land | Timber Lake Service | 825 Main Street | Timber Lake | SD | 57656 | 45.4302 | -101.0737
8 | 4020017 | Timber Lake Service | X Tank 5 | TRUE | Permanently Out of Use |  | 550 | Gasoline (containing <=10% ethanol) | 1948-01-01 | Cheyenne River Sioux Tribe of the Cheyenne River Reservation, South Dakota | Indian Land | Timber Lake Service | 825 Main Street | Timber Lake | SD | 57656 | 45.4302 | -101.0737
8 | 4020017 | Timber Lake Service | X Tank 7 | TRUE | Permanently Out of Use |  | 550 | Gasoline (containing <=10% ethanol) | 1948-01-01 | Cheyenne River Sioux Tribe of the Cheyenne River Reservation, South Dakota | Indian Land | Timber Lake Service | 825 Main Street | Timber Lake | SD | 57656 | 45.4302 | -101.0737
8 | 4020017 | Timber Lake Service | X Tank 8 | TRUE | Permanently Out of Use |  | 250 | Diesel | 1948-01-01 | Cheyenne River Sioux Tribe of the Cheyenne River Reservation, South Dakota | Indian Land | Timber Lake Service | 825 Main Street | Timber Lake | SD | 57656 | 45.4302 | -101.0737
8 | 4020017 | Timber Lake Service | X Tank 9 | TRUE | Permanently Out of Use |  | 550 | Diesel | 1976-08-01 | Cheyenne River Sioux Tribe of the Cheyenne River Reservation, South Dakota | Indian Land | Timber Lake Service | 825 Main Street | Timber Lake | SD | 57656 | 45.4302 | -101.0737
8 | 4020019 | West Side Garage | Tank 1 | TRUE | Permanently Out of Use |  | 115 | Gasoline (containing <=10% ethanol) | 1899-12-31 | Cheyenne River Sioux Tribe of the Cheyenne River Reservation, South Dakota | Indian Land | West Side Garage | Main Street | Dupree | SD | 57623
8 | 4020019 | West Side Garage | Tank 2 | TRUE | Permanently Out of Use |  | 115 | Gasoline (containing <=10% ethanol) | 1899-12-31 | Cheyenne River Sioux Tribe of the Cheyenne River Reservation, South Dakota | Indian Land | West Side Garage | Main Street | Dupree | SD | 57623
8 | 4020020 | Farmers Union Oil Co. - Dupree | Tank 1 | TRUE | Currently in Use |  | 4000 | Gasoline (containing <=10% ethanol) | 1988-04-01 | Cheyenne River Sioux Tribe of the Cheyenne River Reservation, South Dakota | Indian Land | Farmers Union Oil Co. - Dupree | Main Street | Dupree | SD | 57623 | 48.1798 | -118.7093
8 | 4020020 | Farmers Union Oil Co. - Dupree | Tank 2 | TRUE | Currently in Use |  | 4000 | Gasoline (containing <=10% ethanol) | 1988-04-01 | Cheyenne River Sioux Tribe of the Cheyenne River Reservation, South Dakota | Indian Land | Farmers Union Oil Co. - Dupree | Main Street | Dupree | SD | 57623 | 48.1798 | -118.7093
8 | 4020020 | Farmers Union Oil Co. - Dupree | Tank 3 | TRUE | Currently in Use |  | 2000 | Diesel | 1988-04-01 | Cheyenne River Sioux Tribe of the Cheyenne River Reservation, South Dakota | Indian Land | Farmers Union Oil Co. - Dupree | Main Street | Dupree | SD | 57623 | 48.1798 | -118.7093
8 | 4020020 | Farmers Union Oil Co. - Dupree | Tank 4 | TRUE | Currently in Use |  | 4000 | Diesel | 1988-04-01 | Cheyenne River Sioux Tribe of the Cheyenne River Reservation, South Dakota | Indian Land | Farmers Union Oil Co. - Dupree | Main Street | Dupree | SD | 57623 | 48.1798 | -118.7093
8 | 4020020 | Farmers Union Oil Co. - Dupree | X Tank 5 | TRUE | Permanently Out of Use |  | 2000 | Gasoline (containing <=10% ethanol) | 1979-02-01 | Cheyenne River Sioux Tribe of the Cheyenne River Reservation, South Dakota | Indian Land | Farmers Union Oil Co. - Dupree | Main Street | Dupree | SD | 57623 | 48.1798 | -118.7093
8 | 4020020 | Farmers Union Oil Co. - Dupree | X Tank 6 | TRUE | Permanently Out of Use |  | 1000 | Gasoline (containing <=10% ethanol) | 1979-02-01 | Cheyenne River Sioux Tribe of the Cheyenne River Reservation, South Dakota | Indian Land | Farmers Union Oil Co. - Dupree | Main Street | Dupree | SD | 57623 | 48.1798 | -118.7093
8 | 4020020 | Farmers Union Oil Co. - Dupree | X Tank 7 | TRUE | Permanently Out of Use |  | 1000 | Diesel | 1979-02-01 | Cheyenne River Sioux Tribe of the Cheyenne River Reservation, South Dakota | Indian Land | Farmers Union Oil Co. - Dupree | Main Street | Dupree | SD | 57623 | 48.1798 | -118.7093
8 | 4020020 | Farmers Union Oil Co. - Dupree | X Tank 8 | TRUE | Permanently Out of Use |  | 1000 | Diesel | 1979-02-01 | Cheyenne River Sioux Tribe of the Cheyenne River Reservation, South Dakota | Indian Land | Farmers Union Oil Co. - Dupree | Main Street | Dupree | SD | 57623 | 48.1798 | -118.7093
8 | 4020020 | Farmers Union Oil Co. - Dupree | X Tank 9 | TRUE | Permanently Out of Use |  | 2000 | Gasoline (containing <=10% ethanol) | 1971-02-01 | Cheyenne River Sioux Tribe of the Cheyenne River Reservation, South Dakota | Indian Land | Farmers Union Oil Co. - Dupree | Main Street | Dupree | SD | 57623 | 48.1798 | -118.7093
8 | 4020020 | Farmers Union Oil Co. - Dupree | X Tank 10 | TRUE | Permanently Out of Use |  | 2000 | Gasoline (containing <=10% ethanol) | 1974-02-01 | Cheyenne River Sioux Tribe of the Cheyenne River Reservation, South Dakota | Indian Land | Farmers Union Oil Co. - Dupree | Main Street | Dupree | SD | 57623 | 48.1798 | -118.7093
8 | 4020020 | Farmers Union Oil Co. - Dupree | X Tank 11 | TRUE | Permanently Out of Use |  | 2000 | Diesel | 1971-02-01 | Cheyenne River Sioux Tribe of the Cheyenne River Reservation, South Dakota | Indian Land | Farmers Union Oil Co. - Dupree | Main Street | Dupree | SD | 57623 | 48.1798 | -118.7093
8 | 4020021 | Abandoned Facility | Tank 1 | TRUE | Permanently Out of Use |  | 115 | Gasoline (containing <=10% ethanol) | 1899-12-31 | Cheyenne River Sioux Tribe of the Cheyenne River Reservation, South Dakota | Indian Land | Abandoned Facility | Main & Pioneer Streets | Eagle Butte | SD | 57625 | 48.3802 | -118.1993
8 | 4020021 | Abandoned Facility | Tank 2 | TRUE | Permanently Out of Use |  | 115 | Gasoline (containing <=10% ethanol) | 1899-12-31 | Cheyenne River Sioux Tribe of the Cheyenne River Reservation, South Dakota | Indian Land | Abandoned Facility | Main & Pioneer Streets | Eagle Butte | SD | 57625 | 48.3802 | -118.1993
8 | 4020022 | Pit Stop (Zacher) | Tank 1 | TRUE | Permanently Out of Use |  | 1000 | Gasoline (containing <=10% ethanol) | 1975-06-01 | Cheyenne River Sioux Tribe of the Cheyenne River Reservation, South Dakota | Indian Land | Pit Stop (Zacher) | 312 Main Street, P.O. Box 572 | Eagle Butte | SD | 57625 | 48.3623 | -119.576
8 | 4020022 | Pit Stop (Zacher) | Tank 2 | TRUE | Permanently Out of Use |  | 500 | Gasoline (containing <=10% ethanol) | 1975-06-01 | Cheyenne River Sioux Tribe of the Cheyenne River Reservation, South Dakota | Indian Land | Pit Stop (Zacher) | 312 Main Street, P.O. Box 572 | Eagle Butte | SD | 57625 | 48.3623 | -119.576
8 | 4020022 | Pit Stop (Zacher) | Tank 3 | TRUE | Permanently Out of Use |  | 400 | Gasoline (containing <=10% ethanol) | 1955-06-01 | Cheyenne River Sioux Tribe of the Cheyenne River Reservation, South Dakota | Indian Land | Pit Stop (Zacher) | 312 Main Street, P.O. Box 572 | Eagle Butte | SD | 57625 | 48.3623 | -119.576
8 | 4020023 | Ridgeview Store & Post Office | Tank 1 | TRUE | Permanently Out of Use | 2001-07-16 | 1000 | Gasoline (containing <=10% ethanol) | 1979-06-01 | Cheyenne River Sioux Tribe of the Cheyenne River Reservation, South Dakota | Indian Land | Ridgeview Store & Post Office | P.O. box 322 | Ridgeview | SD | 57652
8 | 4020024 | Takini School (BIA) | Tank 1 | TRUE | Permanently Out of Use |  | 5000 | Diesel | 1990-07-27 | Cheyenne River Sioux Tribe of the Cheyenne River Reservation, South Dakota | Indian Land | Takini School (BIA) | Howes, Bldg. 502 | Howes | SD | 57748 | 44.6141 | -102.129
8 | 4020025 | Isabel Facility (DOT) | X Tank 1 | TRUE | Permanently Out of Use | 2007-06-19 | 2500 | Diesel | 1990-01-01 | Cheyenne River Sioux Tribe of the Cheyenne River Reservation, South Dakota | Indian Land | Isabel Facility (DOT) | 201 Hillsview Road | Isabel | SD | 57633 | 48.4115 | -119.53
8 | 4020025 | Isabel Facility (DOT) | X Tank 2 | TRUE | Permanently Out of Use | 2007-06-19 | 1000 | Gasoline (containing <=10% ethanol) | 1990-01-01 | Cheyenne River Sioux Tribe of the Cheyenne River Reservation, South Dakota | Indian Land | Isabel Facility (DOT) | 201 Hillsview Road | Isabel | SD | 57633 | 48.4115 | -119.53
8 | 4020025 | Isabel Facility (DOT) | X Tank 3 | TRUE | Permanently Out of Use |  | 1200 | Diesel | 1961-06-01 | Cheyenne River Sioux Tribe of the Cheyenne River Reservation, South Dakota | Indian Land | Isabel Facility (DOT) | 201 Hillsview Road | Isabel | SD | 57633 | 48.4115 | -119.53
8 | 4020025 | Isabel Facility (DOT) | X Tank 4 | TRUE | Permanently Out of Use |  | 2500 | Gasoline (containing <=10% ethanol) | 1968-06-01 | Cheyenne River Sioux Tribe of the Cheyenne River Reservation, South Dakota | Indian Land | Isabel Facility (DOT) | 201 Hillsview Road | Isabel | SD | 57633 | 48.4115 | -119.53
8 | 4020025 | Isabel Facility (DOT) | Tank 1 | TRUE | Currently in Use |  | 3000 | Diesel | 2006-10-01 | Cheyenne River Sioux Tribe of the Cheyenne River Reservation, South Dakota | Indian Land | Isabel Facility (DOT) | 201 Hillsview Road | Isabel | SD | 57633 | 48.4115 | -119.53
8 | 4020025 | Isabel Facility (DOT) | Tank 2 | TRUE | Currently in Use |  | 1000 | Gasoline (containing <=10% ethanol) | 2006-10-01 | Cheyenne River Sioux Tribe of the Cheyenne River Reservation, South Dakota | Indian Land | Isabel Facility (DOT) | 201 Hillsview Road | Isabel | SD | 57633 | 48.4115 | -119.53
8 | 4020026 | Little Dakota Truck Stop | Tank 1 | TRUE | Permanently Out of Use | 2001-07-17 | 5000 | Gasoline (containing <=10% ethanol) | 1899-12-31 | Cheyenne River Sioux Tribe of the Cheyenne River Reservation, South Dakota | Indian Land | Little Dakota Truck Stop | Hwy. 212 | Eagle Butte | SD | 57625 | 48.0526 | -119.5592
8 | 4020027 | VORTAC Facility | Tank 1 | TRUE | Permanently Out of Use |  | 560 | Gasoline (containing <=10% ethanol) | 1959-06-01 | Cheyenne River Sioux Tribe of the Cheyenne River Reservation, South Dakota | Indian Land | VORTAC Facility | NE1/4 Sec 19-T13N-R20E | Dupree | SD | 57623 | 45.2242 | -101.4925
8 | 4020028 | Eagle Stop | X Tank 1 | TRUE | Permanently Out of Use |  | 10000 | Gasoline (containing <=10% ethanol) | 1989-06-01 | Cheyenne River Sioux Tribe of the Cheyenne River Reservation, South Dakota | Indian Land | Eagle Stop | P.O. Box 290, Hwy. 212 & Main | Eagle Butte | SD | 57625 | 48.1656 | -118.9794
8 | 4020028 | Eagle Stop | X Tank 2 | TRUE | Permanently Out of Use |  | 12000 | Gasoline (containing <=10% ethanol) | 1989-06-01 | Cheyenne River Sioux Tribe of the Cheyenne River Reservation, South Dakota | Indian Land | Eagle Stop | P.O. Box 290, Hwy. 212 & Main | Eagle Butte | SD | 57625 | 48.1656 | -118.9794
8 | 4020028 | Eagle Stop | Tank 1 | TRUE | Currently in Use |  | 12000 | Diesel; Gasoline (containing <=10% ethanol) | 2017-10-01 | Cheyenne River Sioux Tribe of the Cheyenne River Reservation, South Dakota | Indian Land | Eagle Stop | P.O. Box 290, Hwy. 212 & Main | Eagle Butte | SD | 57625 | 48.1656 | -118.9794
8 | 4020028 | Eagle Stop | Tank 2 | TRUE | Currently in Use |  | 12000 | Gasoline (containing <=10% ethanol) | 2017-10-01 | Cheyenne River Sioux Tribe of the Cheyenne River Reservation, South Dakota | Indian Land | Eagle Stop | P.O. Box 290, Hwy. 212 & Main | Eagle Butte | SD | 57625 | 48.1656 | -118.9794
8 | 4020029 | Farmers Union Oil Co. - Dupree (2) | Tank 1 | TRUE | Currently in Use |  | 4000 | Gasoline (containing <=10% ethanol) | 1989-11-08 | Cheyenne River Sioux Tribe of the Cheyenne River Reservation, South Dakota | Indian Land | Farmers Union Oil Co. - Dupree (2) | Hwy. 212 | Dupree | SD | 57623 | 45.0532 | -101.6063
8 | 4020029 | Farmers Union Oil Co. - Dupree (2) | Tank 2 | TRUE | Currently in Use |  | 4000 | Gasoline (containing <=10% ethanol) | 1989-11-08 | Cheyenne River Sioux Tribe of the Cheyenne River Reservation, South Dakota | Indian Land | Farmers Union Oil Co. - Dupree (2) | Hwy. 212 | Dupree | SD | 57623 | 45.0532 | -101.6063
8 | 4020029 | Farmers Union Oil Co. - Dupree (2) | Tank 3 | TRUE | Currently in Use |  | 4000 | Diesel | 1989-11-08 | Cheyenne River Sioux Tribe of the Cheyenne River Reservation, South Dakota | Indian Land | Farmers Union Oil Co. - Dupree (2) | Hwy. 212 | Dupree | SD | 57623 | 45.0532 | -101.6063
8 | 4020029 | Farmers Union Oil Co. - Dupree (2) | X Tank 4 | TRUE | Permanently Out of Use |  | 1000 | Gasoline (containing <=10% ethanol) | 1899-12-31 | Cheyenne River Sioux Tribe of the Cheyenne River Reservation, South Dakota | Indian Land | Farmers Union Oil Co. - Dupree (2) | Hwy. 212 | Dupree | SD | 57623 | 45.0532 | -101.6063
8 | 4020030 | Witte's General Store | Tank 1 | TRUE | Permanently Out of Use |  | 115 | Gasoline (containing <=10% ethanol) | 1899-12-31 | Cheyenne River Sioux Tribe of the Cheyenne River Reservation, South Dakota | Indian Land | Witte's General Store | Glad Valley | Glad Valley | SD | 57629 | 45.3997 | -101.7775
8 | 4020031 | Locken Oil LLC. | X Tank 1 | TRUE | Permanently Out of Use |  | 8000 | Gasoline (containing <=10% ethanol) | 1962-06-01 | Cheyenne River Sioux Tribe of the Cheyenne River Reservation, South Dakota | Indian Land | Locken Oil LLC. | Idaho & Main Street Hwy 65 and 20 | Isabel | SD | 57633 | 45.3762 | -101.4303
8 | 4020031 | Locken Oil LLC. | X Tank 2 | TRUE | Permanently Out of Use |  | 1000 | Gasoline (containing <=10% ethanol) | 1958-06-01 | Cheyenne River Sioux Tribe of the Cheyenne River Reservation, South Dakota | Indian Land | Locken Oil LLC. | Idaho & Main Street Hwy 65 and 20 | Isabel | SD | 57633 | 45.3762 | -101.4303
8 | 4020031 | Locken Oil LLC. | X Tank 3 | TRUE | Permanently Out of Use |  | 2000 | Gasoline (containing <=10% ethanol) | 1958-06-01 | Cheyenne River Sioux Tribe of the Cheyenne River Reservation, South Dakota | Indian Land | Locken Oil LLC. | Idaho & Main Street Hwy 65 and 20 | Isabel | SD | 57633 | 45.3762 | -101.4303
8 | 4020031 | Locken Oil LLC. | Tank 1 | TRUE | Currently in Use |  | 1000 | Gasoline (containing <=10% ethanol) | 1997-01-01 | Cheyenne River Sioux Tribe of the Cheyenne River Reservation, South Dakota | Indian Land | Locken Oil LLC. | Idaho & Main Street Hwy 65 and 20 | Isabel | SD | 57633 | 45.3762 | -101.4303
8 | 4020031 | Locken Oil LLC. | Tank 2 | TRUE | Currently in Use |  | 1000 | Gasoline (containing <=10% ethanol) | 1997-01-01 | Cheyenne River Sioux Tribe of the Cheyenne River Reservation, South Dakota | Indian Land | Locken Oil LLC. | Idaho & Main Street Hwy 65 and 20 | Isabel | SD | 57633 | 45.3762 | -101.4303
8 | 4020031 | Locken Oil LLC. | Tank 3 | TRUE | Currently in Use |  | 1000 | Diesel | 1997-01-01 | Cheyenne River Sioux Tribe of the Cheyenne River Reservation, South Dakota | Indian Land | Locken Oil LLC. | Idaho & Main Street Hwy 65 and 20 | Isabel | SD | 57633 | 45.3762 | -101.4303
8 | 4020033 | Timber Lake Facility | Tank 1 | TRUE | Permanently Out of Use |  | 8600 | Diesel | 1986-03-01 | Cheyenne River Sioux Tribe of the Cheyenne River Reservation, South Dakota | Indian Land | Timber Lake Facility | Hwy 20 | Timber Lake | SD | 57656 | 47.966 | -118.9778
8 | 4020033 | Timber Lake Facility | Tank 2 | TRUE | Permanently Out of Use |  | 8600 | Gasoline (containing <=10% ethanol) | 1986-03-01 | Cheyenne River Sioux Tribe of the Cheyenne River Reservation, South Dakota | Indian Land | Timber Lake Facility | Hwy 20 | Timber Lake | SD | 57656 | 47.966 | -118.9778
8 | 4020034 | Ted's Service | Tank 1 | TRUE | Permanently Out of Use |  | 1000 | Diesel | 1956-06-01 | Cheyenne River Sioux Tribe of the Cheyenne River Reservation, South Dakota | Indian Land | Ted's Service | Hwy. 212 | Ridgeview | SD | 57652 | 45.0937 | -100.4615
8 | 4020034 | Ted's Service | Tank 2 | TRUE | Permanently Out of Use |  | 2000 | Gasoline (containing <=10% ethanol) | 1956-06-01 | Cheyenne River Sioux Tribe of the Cheyenne River Reservation, South Dakota | Indian Land | Ted's Service | Hwy. 212 | Ridgeview | SD | 57652 | 45.0937 | -100.4615
8 | 4020034 | Ted's Service | Tank 3 | TRUE | Permanently Out of Use |  | 2000 | Gasoline (containing <=10% ethanol) | 1956-06-01 | Cheyenne River Sioux Tribe of the Cheyenne River Reservation, South Dakota | Indian Land | Ted's Service | Hwy. 212 | Ridgeview | SD | 57652 | 45.0937 | -100.4615
8 | 4020035 | Jack's Service | X Tank 1 | TRUE | Permanently Out of Use |  | 1000 | Gasoline (containing <=10% ethanol) | 1950-06-01 | Cheyenne River Sioux Tribe of the Cheyenne River Reservation, South Dakota | Indian Land | Jack's (FKA D & D Oil Co. Inc.) | 404 North Main | Isabel | SD | 57633 | 45.394 | -101.4298
8 | 4020035 | Jack's Service | X Tank 2 | TRUE | Permanently Out of Use |  | 500 | Gasoline (containing <=10% ethanol) | 1950-06-01 | Cheyenne River Sioux Tribe of the Cheyenne River Reservation, South Dakota | Indian Land | Jack's (FKA D & D Oil Co. Inc.) | 404 North Main | Isabel | SD | 57633 | 45.394 | -101.4298
8 | 4020035 | Jack's Service | X Tank 3 | TRUE | Permanently Out of Use |  | 420 | Diesel | 1950-06-01 | Cheyenne River Sioux Tribe of the Cheyenne River Reservation, South Dakota | Indian Land | Jack's (FKA D & D Oil Co. Inc.) | 404 North Main | Isabel | SD | 57633 | 45.394 | -101.4298
8 | 4020035 | Jack's Service | X Tank 4 | TRUE | Permanently Out of Use |  | 115 | Gasoline (containing <=10% ethanol) | 1950-01-01 | Cheyenne River Sioux Tribe of the Cheyenne River Reservation, South Dakota | Indian Land | Jack's (FKA D & D Oil Co. Inc.) | 404 North Main | Isabel | SD | 57633 | 45.394 | -101.4298
8 | 4020035 | Jack's Service | X Tank 5 | TRUE | Permanently Out of Use |  | 115 | Kerosene | 1950-01-01 | Cheyenne River Sioux Tribe of the Cheyenne River Reservation, South Dakota | Indian Land | Jack's (FKA D & D Oil Co. Inc.) | 404 North Main | Isabel | SD | 57633 | 45.394 | -101.4298
8 | 4020035 | Jack's Service | X Tank 6 | TRUE | Permanently Out of Use |  | 115 | Other | 1950-01-01 | Cheyenne River Sioux Tribe of the Cheyenne River Reservation, South Dakota | Indian Land | Jack's (FKA D & D Oil Co. Inc.) | 404 North Main | Isabel | SD | 57633 | 45.394 | -101.4298
8 | 4020035 | Jack's Service | Tank 1 | TRUE | Currently in Use |  | 3000 | Diesel; Gasoline (containing <=10% ethanol) | 1998-10-01 | Cheyenne River Sioux Tribe of the Cheyenne River Reservation, South Dakota | Indian Land | Jack's (FKA D & D Oil Co. Inc.) | 404 North Main | Isabel | SD | 57633 | 45.394 | -101.4298
8 | 4020036 | Cheyenne River Tribe Roads Dept. | Tank 1 | TRUE | Permanently Out of Use |  | 115 | Gasoline (containing <=10% ethanol) | 1899-12-31 | Cheyenne River Sioux Tribe of the Cheyenne River Reservation, South Dakota | Indian Land | Cheyenne River Tribe Roads Dept. | Property and Supply Dept. P.O. Box 590 | Eagle Butte | SD | 57625 | 45.0563 | -101.2003
8 | 4020036 | Cheyenne River Tribe Roads Dept. | Tank 2 | TRUE | Permanently Out of Use |  | 115 | Gasoline (containing <=10% ethanol) | 1899-12-31 | Cheyenne River Sioux Tribe of the Cheyenne River Reservation, South Dakota | Indian Land | Cheyenne River Tribe Roads Dept. | Property and Supply Dept. P.O. Box 591 | Eagle Butte | SD | 57625 | 45.0563 | -101.2003
8 | 4020036 | Cheyenne River Tribe Roads Dept. | Tank 3 | TRUE | Permanently Out of Use |  | 115 | Gasoline (containing <=10% ethanol) | 1899-12-31 | Cheyenne River Sioux Tribe of the Cheyenne River Reservation, South Dakota | Indian Land | Cheyenne River Tribe Roads Dept. | Property and Supply Dept. P.O. Box 592 | Eagle Butte | SD | 57625 | 45.0563 | -101.2003
8 | 4020036 | Cheyenne River Tribe Roads Dept. | Tank 4 | TRUE | Permanently Out of Use |  | 115 | Gasoline (containing <=10% ethanol) | 1899-12-31 | Cheyenne River Sioux Tribe of the Cheyenne River Reservation, South Dakota | Indian Land | Cheyenne River Tribe Roads Dept. | Property and Supply Dept. P.O. Box 593 | Eagle Butte | SD | 57625 | 45.0563 | -101.2003
8 | 4020037 | Whitehorse School (BIA) | Tank 1 | TRUE | Permanently Out of Use |  | 1500 | Gasoline (containing <=10% ethanol) | 1899-12-31 | Cheyenne River Sioux Tribe of the Cheyenne River Reservation, South Dakota | Indian Land | Whitehorse School (BIA) | Bldg. 321 | Whitehorse | SD | 57661 | 48.4079 | -119.5236
8 | 4020039 | Abandoned Facility (Farlee Service Station) | Tank 1 | TRUE | Permanently Out of Use |  | 500 | Gasoline (containing <=10% ethanol) | 1899-12-31 | Cheyenne River Sioux Tribe of the Cheyenne River Reservation, South Dakota | Indian Land | Abandoned Facility (Farlee Service Station) | D Street | Dupree | SD | 57623 | 45.0507 | -101.6033
8 | 4020039 | Abandoned Facility (Farlee Service Station) | Tank 3 | TRUE | Permanently Out of Use |  | 1000 | Kerosene | 1899-12-31 | Cheyenne River Sioux Tribe of the Cheyenne River Reservation, South Dakota | Indian Land | Abandoned Facility (Farlee Service Station) | D Street | Dupree | SD | 57623 | 45.0507 | -101.6033
8 | 4020039 | Abandoned Facility (Farlee Service Station) | Tank 2 | TRUE | Permanently Out of Use |  | 500 | Gasoline (containing <=10% ethanol) | 1899-12-31 | Cheyenne River Sioux Tribe of the Cheyenne River Reservation, South Dakota | Indian Land | Abandoned Facility (Farlee Service Station) | D Street | Dupree | SD | 57623 | 45.0507 | -101.6033
8 | 4020040 | Lindskov Ford Implement / Old Super Value Store | Tank 1 | TRUE | Permanently Out of Use |  | 550 | Gasoline (containing <=10% ethanol) | 1942-06-01 | Cheyenne River Sioux Tribe of the Cheyenne River Reservation, South Dakota | Indian Land | Lindskov Ford Implement / Old Super Value Store | Parcel #A15, Lot 9, Block 10 Main Street | Isabel | SD | 57633 | 45.0046 | -101.2348
8 | 4020041 | DOT Right of Way/Tank in the street | Tank 1 | TRUE | Permanently Out of Use |  | 575 | Gasoline (containing <=10% ethanol) | 1942-06-01 | Cheyenne River Sioux Tribe of the Cheyenne River Reservation, South Dakota | Indian Land | DOT Right of Way/Tank in the street | Main Street | Isabel | SD | 57633 | 48.3748 | -119.451
8 | 4020042 | Former Holloway Garage | Tank 1 | TRUE | Permanently Out of Use | 2000-03-01 | 1000 | Gasoline (containing <=10% ethanol) | 1966-05-01 | Cheyenne River Sioux Tribe of the Cheyenne River Reservation, South Dakota | Indian Land | Former Holloway Garage | SE Corner Main St. and Pioneer Avenue | Eagle Butte | SD | 57625 | 44.998 | -101.2348
8 | 4020042 | Former Holloway Garage | Tank 2 | TRUE | Permanently Out of Use | 2000-03-01 | 560 | Gasoline (containing <=10% ethanol) | 1966-05-01 | Cheyenne River Sioux Tribe of the Cheyenne River Reservation, South Dakota | Indian Land | Former Holloway Garage | SE Corner Main St. and Pioneer Avenue | Eagle Butte | SD | 57625 | 44.998 | -101.2348
8 | 4020043 | Former Red Elm Store | Tank 1 | TRUE | Permanently Out of Use |  | 1000 | Unknown Petroleum | 1899-12-31 | Cheyenne River Sioux Tribe of the Cheyenne River Reservation, South Dakota | Indian Land | Former Red Elm Store | Main Street | Cherry Creek | SD | 57622 | 48.3625 | -119.5756
8 | 4020043 | Former Red Elm Store | Tank 2 | TRUE | Permanently Out of Use |  | 650 | Unknown Petroleum | 1899-12-31 | Cheyenne River Sioux Tribe of the Cheyenne River Reservation, South Dakota | Indian Land | Former Red Elm Store | Main Street | Cherry Creek | SD | 57622 | 48.3625 | -119.5756
8 | 4020044 | DOT Maintenance Shop | Tank 1 | TRUE | Permanently Out of Use | 2007-06-19 | 1000 | Gasoline (containing <=10% ethanol) | 1899-12-31 | Cheyenne River Sioux Tribe of the Cheyenne River Reservation, South Dakota | Indian Land | DOT Maintenance Shop | 400 South Main Street | Isabel | SD | 57633 | 45.3883 | -101.4303
8 | 4020044 | DOT Maintenance Shop | Tank 2 | TRUE | Permanently Out of Use | 2007-06-19 | 2500 | Diesel | 1899-12-31 | Cheyenne River Sioux Tribe of the Cheyenne River Reservation, South Dakota | Indian Land | DOT Maintenance Shop | 400 South Main Street | Isabel | SD | 57633 | 45.3883 | -101.4303
8 | 4020045 | Automotive Company Inc. | Tank 1 | TRUE | Permanently Out of Use | 2007-06-18 | 560 | Gasoline (containing <=10% ethanol) | 1899-12-31 | Cheyenne River Sioux Tribe of the Cheyenne River Reservation, South Dakota | Indian Land | Automotive Company Inc. | PO Box 56 | Isabel | SD | 57633 | 45.3922 | -101.4301
8 | 4020045 | Automotive Company Inc. | Tank 2 | TRUE | Permanently Out of Use | 2007-06-18 | 540 | Gasoline (containing <=10% ethanol) | 1899-12-31 | Cheyenne River Sioux Tribe of the Cheyenne River Reservation, South Dakota | Indian Land | Automotive Company Inc. | PO Box 56 | Isabel | SD | 57633 | 45.3922 | -101.4301
8 | 4020046 | Eagle Butte Coop | Tank 1 | TRUE | Currently in Use |  | 30000 | Gasoline (containing <=10% ethanol) | 2015-05-01 | Cheyenne River Sioux Tribe of the Cheyenne River Reservation, South Dakota | Indian Land | Eagle Butte Coop | 24271 US Hwy 212 | Eagle Butte | SD | 57625 | 48.3869 | -119.5335
8 | 4020046 | Eagle Butte Coop | Tank 4 | TRUE | Currently in Use |  | 30000 | Diesel | 2021-07-05 | Cheyenne River Sioux Tribe of the Cheyenne River Reservation, South Dakota | Indian Land | Eagle Butte Coop | 24271 US Hwy 212 | Eagle Butte | SD | 57625 | 48.3869 | -119.5335
8 | 4020046 | Eagle Butte Coop | Tank 3 | TRUE | Currently in Use |  | 30000 | Gasoline (containing <=10% ethanol) | 2021-07-05 | Cheyenne River Sioux Tribe of the Cheyenne River Reservation, South Dakota | Indian Land | Eagle Butte Coop | 24271 US Hwy 212 | Eagle Butte | SD | 57625 | 48.3869 | -119.5335
8 | 4020046 | Eagle Butte Coop | Tank 2 | TRUE | Currently in Use |  | 30000 | Gasoline (containing <=10% ethanol) | 2015-05-01 | Cheyenne River Sioux Tribe of the Cheyenne River Reservation, South Dakota | Indian Land | Eagle Butte Coop | 24271 US Hwy 212 | Eagle Butte | SD | 57625 | 48.3869 | -119.5335
8 | 4030002 | Dakota Sioux Casino & C-Store | Tank 1 | TRUE | Currently in Use |  | 15000 | Gasoline (containing <=10% ethanol) | 2007-12-01 | Sisseton-Wahpeton Oyate of the Lake Traverse Reservation, South Dakota | Indian Land | Dakota Sioux Casino & C-Store | 16405 Conifer Road | Watertown | SD | 57201 | 45.0052 | -97.1474
8 | 4030002 | Dakota Sioux Casino & C-Store | Tank 3 | TRUE | Currently in Use |  | 15000 | Diesel | 2007-12-01 | Sisseton-Wahpeton Oyate of the Lake Traverse Reservation, South Dakota | Indian Land | Dakota Sioux Casino & C-Store | 16405 Conifer Road | Watertown | SD | 57201 | 45.0052 | -97.1474
8 | 4030002 | Dakota Sioux Casino & C-Store | Tank 2 | TRUE | Currently in Use |  | 15000 | Gasoline (containing <=10% ethanol) | 2007-12-01 | Sisseton-Wahpeton Oyate of the Lake Traverse Reservation, South Dakota | Indian Land | Dakota Sioux Casino & C-Store | 16405 Conifer Road | Watertown | SD | 57201 | 45.0052 | -97.1474
8 | 4030025 | Dakota Connection | Tank 1 | TRUE | Currently in Use |  | 15000 | Gasoline (containing <=10% ethanol) | 1995-06-01 | Sisseton-Wahpeton Oyate of the Lake Traverse Reservation, South Dakota | Indian Land | Dakota Connection | 46102 S.D. Hwy 10 | Sisseton | SD | 57262 | 45.6596 | -96.9852
8 | 4030025 | Dakota Connection | Tank 2 | TRUE | Currently in Use |  | 15000 | Diesel | 1995-06-01 | Sisseton-Wahpeton Oyate of the Lake Traverse Reservation, South Dakota | Indian Land | Dakota Connection | 46102 S.D. Hwy 10 | Sisseton | SD | 57262 | 45.6596 | -96.9852
8 | 4030025 | Dakota Connection | Tank 3 | TRUE | Currently in Use |  | 15000 | Gasoline (containing <=10% ethanol) | 1995-06-01 | Sisseton-Wahpeton Oyate of the Lake Traverse Reservation, South Dakota | Indian Land | Dakota Connection | 46102 S.D. Hwy 10 | Sisseton | SD | 57262 | 45.6596 | -96.9852
8 | 4030025 | Dakota Connection | Tank 4 | TRUE | Currently in Use |  | 10000 | Gasoline (containing <=10% ethanol) | 1995-06-01 | Sisseton-Wahpeton Oyate of the Lake Traverse Reservation, South Dakota | Indian Land | Dakota Connection | 46102 S.D. Hwy 10 | Sisseton | SD | 57262 | 45.6596 | -96.9852
8 | 4030025 | Dakota Connection | Tank 5 | TRUE | Currently in Use |  | 10000 | Gasoline (containing <=10% ethanol) | 1995-06-01 | Sisseton-Wahpeton Oyate of the Lake Traverse Reservation, South Dakota | Indian Land | Dakota Connection | 46102 S.D. Hwy 10 | Sisseton | SD | 57262 | 45.6596 | -96.9852
8 | 4030062 | Fuel Inc. (aka Agency Village C-Store) | Tank 3 DSL | TRUE | Currently in Use |  | 4000 | Diesel | 2002-06-01 | Sisseton-Wahpeton Oyate of the Lake Traverse Reservation, South Dakota | Indian Land | Fuel Inc. (aka Agency Village C-Store) | 45680 Veterans Memorial Drive | Sisseton | SD | 57262 | 45.5681 | -97.0667
8 | 4030062 | Fuel Inc. (aka Agency Village C-Store) | Tank 5 | TRUE | Permanently Out of Use |  | 3000 | Gasoline (containing <=10% ethanol) | 1899-12-31 | Sisseton-Wahpeton Oyate of the Lake Traverse Reservation, South Dakota | Indian Land | Fuel Inc. (aka Agency Village C-Store) | 45680 Veterans Memorial Drive | Sisseton | SD | 57262 | 45.5681 | -97.0667
8 | 4030062 | Fuel Inc. (aka Agency Village C-Store) | Tank 4 | TRUE | Permanently Out of Use |  | 3000 | Gasoline (containing <=10% ethanol) | 1899-12-31 | Sisseton-Wahpeton Oyate of the Lake Traverse Reservation, South Dakota | Indian Land | Fuel Inc. (aka Agency Village C-Store) | 45680 Veterans Memorial Drive | Sisseton | SD | 57262 | 45.5681 | -97.0667
8 | 4030062 | Fuel Inc. (aka Agency Village C-Store) | Tank 1 UNL | TRUE | Currently in Use |  | 8000 | Gasoline (containing <=10% ethanol) | 2002-06-01 | Sisseton-Wahpeton Oyate of the Lake Traverse Reservation, South Dakota | Indian Land | Fuel Inc. (aka Agency Village C-Store) | 45680 Veterans Memorial Drive | Sisseton | SD | 57262 | 45.5681 | -97.0667
8 | 4030062 | Fuel Inc. (aka Agency Village C-Store) | Tank 2 PREM | TRUE | Currently in Use |  | 6000 | Gasoline (containing <=10% ethanol) | 2002-06-01 | Sisseton-Wahpeton Oyate of the Lake Traverse Reservation, South Dakota | Indian Land | Fuel Inc. (aka Agency Village C-Store) | 45680 Veterans Memorial Drive | Sisseton | SD | 57262 | 45.5681 | -97.0667
8 | 4030063 | Dakota Crossing | Tank 1 | TRUE | Currently in Use |  | 15000 | Gasoline (containing <=10% ethanol) | 2017-06-01 | Sisseton-Wahpeton Oyate of the Lake Traverse Reservation, South Dakota | Indian Land | Dakota Crossing | 2410 E SD Hwy 10 | Sisseton | SD | 57262 | 45.6597 | -97.0174
8 | 4030063 | Dakota Crossing | Tank 2 | TRUE | Currently in Use |  | 15000 | Diesel; Gasoline (containing <=10% ethanol) | 2017-06-01 | Sisseton-Wahpeton Oyate of the Lake Traverse Reservation, South Dakota | Indian Land | Dakota Crossing | 2410 E SD Hwy 10 | Sisseton | SD | 57262 | 45.6597 | -97.0174
8 | 4040001 | McLaughlin Facility | Tank 1 | TRUE | Permanently Out of Use |  | 300 | Gasoline (containing <=10% ethanol) | 1959-06-01 | Standing Rock Sioux Tribe of North & South Dakota | Indian Land | McLaughlin Facility | Hwys. 12 & 63 | Mc Laughlin | SD | 57642 | 45.7552 | -100.7307
8 | 4040002 | Hugo Ploog | Tank 1 | TRUE | Permanently Out of Use |  | 2000 | Diesel | 1981-03-01 | Standing Rock Sioux Tribe of North & South Dakota | Indian Land | Hugo Ploog | 204 W. 7th Ave. Thunder Hawk, SD | Lemmon | SD | 57638 | 45.9425 | -102.1691
8 | 4040002 | Hugo Ploog | Tank 2 | TRUE | Permanently Out of Use |  | 2000 | Gasoline (containing <=10% ethanol) | 1981-03-01 | Standing Rock Sioux Tribe of North & South Dakota | Indian Land | Hugo Ploog | 204 W. 7th Ave. Thunder Hawk, SD | Lemmon | SD | 57638 | 45.9425 | -102.1691
8 | 4040003 | Smee School | Tank 1 | TRUE | Permanently Out of Use |  | 1000 | Gasoline (containing <=10% ethanol) | 1987-06-01 | Standing Rock Sioux Tribe of North & South Dakota | Indian Land | Smee School | 101 Indian Street, P.O. Box B | Wakpala | SD | 57658 | 45.6576 | -100.5332
8 | 4040004 | Rock Creek School (BIA) | Tank 1 | TRUE | Permanently Out of Use |  | 1000 | Gasoline (containing <=10% ethanol) | 1964-06-01 | Standing Rock Sioux Tribe of North & South Dakota | Indian Land | Rock Creek School (BIA) | Bldg. 401 | Bullhead | SD | 57621 | 45.7658 | -101.0807
8 | 4040005 | McIntosh Facility (Corson Co.) | Tank 1 | TRUE | Permanently Out of Use |  | 4000 | Diesel | 1975-06-01 | Standing Rock Sioux Tribe of North & South Dakota | Indian Land | McIntosh Facility (Corson Co.) | McIntosh | Mc Intosh | SD | 57641 | 45.9206 | -101.3474
8 | 4040005 | McIntosh Facility (Corson Co.) | Tank 2 | TRUE | Permanently Out of Use |  | 4000 | Gasoline (containing <=10% ethanol) | 1986-06-01 | Standing Rock Sioux Tribe of North & South Dakota | Indian Land | McIntosh Facility (Corson Co.) | McIntosh | Mc Intosh | SD | 57641 | 45.9206 | -101.3474
8 | 4040005 | McIntosh Facility (Corson Co.) | Tank 3 | TRUE | Permanently Out of Use |  | 10000 | Diesel | 1986-06-01 | Standing Rock Sioux Tribe of North & South Dakota | Indian Land | McIntosh Facility (Corson Co.) | McIntosh | Mc Intosh | SD | 57641 | 45.9206 | -101.3474
8 | 4040005 | McIntosh Facility (Corson Co.) | Tank 4 | TRUE | Permanently Out of Use |  | 500 | Gasoline (containing <=10% ethanol) | 1899-12-31 | Standing Rock Sioux Tribe of North & South Dakota | Indian Land | McIntosh Facility (Corson Co.) | McIntosh | Mc Intosh | SD | 57641 | 45.9206 | -101.3474
8 | 4040006 | School Bus Shed | Tank 1 | TRUE | Permanently Out of Use |  | 3000 | Gasoline (containing <=10% ethanol) | 1984-06-01 | Standing Rock Sioux Tribe of North & South Dakota | Indian Land | School Bus Shed | 130 Main Street | Mc Intosh | SD | 57641 | 45.9231 | -101.3505
8 | 4040006 | School Bus Shed | Tank 2 | TRUE | Permanently Out of Use |  | 20000 | Diesel | 1959-06-01 | Standing Rock Sioux Tribe of North & South Dakota | Indian Land | School Bus Shed | 130 Main Street | Mc Intosh | SD | 57641 | 45.9231 | -101.3505
8 | 4040007 | Standing Rock Housing Authority | Tank 1 | TRUE | Currently in Use |  | 560 | Gasoline (containing <=10% ethanol) | 1998-12-01 | Standing Rock Sioux Tribe of North & South Dakota | Indian Land | Standing Rock Housing Authority | 2000 West 5th Street | Mc Laughlin | SD | 57642 | 45.8097 | -100.8149
8 | 4040007 | Standing Rock Housing Authority | Tank 2 | TRUE | Permanently Out of Use |  | 300 | Diesel | 1974-06-01 | Standing Rock Sioux Tribe of North & South Dakota | Indian Land | Standing Rock Housing Authority | 2000 West 5th Street | Mc Laughlin | SD | 57642 | 45.8097 | -100.8149
8 | 4040008 | Clyde Rische | Tank 1 | TRUE | Permanently Out of Use |  | 10000 | Gasoline (containing <=10% ethanol) | 1984-10-15 | Standing Rock Sioux Tribe of North & South Dakota | Indian Land | Clyde Rische | P.O. Box 848 | Mc Laughlin | SD | 57642 | 45.813 | -100.8122
8 | 4040008 | Clyde Rische | Tank 2 | TRUE | Permanently Out of Use |  | 1000 | Gasoline (containing <=10% ethanol) | 1978-06-01 | Standing Rock Sioux Tribe of North & South Dakota | Indian Land | Clyde Rische | P.O. Box 848 | Mc Laughlin | SD | 57642 | 45.813 | -100.8122
8 | 4040008 | Clyde Rische | Tank 3 | TRUE | Permanently Out of Use |  | 1000 | Gasoline (containing <=10% ethanol) | 1981-06-01 | Standing Rock Sioux Tribe of North & South Dakota | Indian Land | Clyde Rische | P.O. Box 848 | Mc Laughlin | SD | 57642 | 45.813 | -100.8122
8 | 4040009 | Procida Conoco/Farmers Union Oil Company | Tank 1 | TRUE | Permanently Out of Use |  | 2800 | Gasoline (containing <=10% ethanol) | 1964-06-01 | Standing Rock Sioux Tribe of North & South Dakota | Indian Land | Procida Conoco/Farmers Union Oil Company | Hwys. 12 & 63, P.O. Box 233 | Mc Laughlin | SD | 57642 | 45.7552 | -100.7307
8 | 4040009 | Procida Conoco/Farmers Union Oil Company | Tank 2 | TRUE | Permanently Out of Use |  | 3000 | Gasoline (containing <=10% ethanol) | 1964-06-01 | Standing Rock Sioux Tribe of North & South Dakota | Indian Land | Procida Conoco/Farmers Union Oil Company | Hwys. 12 & 63, P.O. Box 233 | Mc Laughlin | SD | 57642 | 45.7552 | -100.7307
8 | 4040009 | Procida Conoco/Farmers Union Oil Company | Tank 3 | TRUE | Permanently Out of Use |  | 550 | Gasoline (containing <=10% ethanol) | 1963-06-01 | Standing Rock Sioux Tribe of North & South Dakota | Indian Land | Procida Conoco/Farmers Union Oil Company | Hwys. 12 & 63, P.O. Box 233 | Mc Laughlin | SD | 57642 | 45.7552 | -100.7307
8 | 4040009 | Procida Conoco/Farmers Union Oil Company | Tank 4 | TRUE | Permanently Out of Use |  | 115 | Gasoline (containing <=10% ethanol) | 1899-12-31 | Standing Rock Sioux Tribe of North & South Dakota | Indian Land | Procida Conoco/Farmers Union Oil Company | Hwys. 12 & 63, P.O. Box 233 | Mc Laughlin | SD | 57642 | 45.7552 | -100.7307
8 | 4040009 | Procida Conoco/Farmers Union Oil Company | Tank 5 | TRUE | Permanently Out of Use |  | 115 | Gasoline (containing <=10% ethanol) | 1899-12-31 | Standing Rock Sioux Tribe of North & South Dakota | Indian Land | Procida Conoco/Farmers Union Oil Company | Hwys. 12 & 63, P.O. Box 233 | Mc Laughlin | SD | 57642 | 45.7552 | -100.7307
8 | 4040009 | Procida Conoco/Farmers Union Oil Company | Tank 6 | TRUE | Permanently Out of Use |  | 115 | Gasoline (containing <=10% ethanol) | 1899-12-31 | Standing Rock Sioux Tribe of North & South Dakota | Indian Land | Procida Conoco/Farmers Union Oil Company | Hwys. 12 & 63, P.O. Box 233 | Mc Laughlin | SD | 57642 | 45.7552 | -100.7307
8 | 4040010 | Thunderhawk Facility | Tank 1 | TRUE | Permanently Out of Use |  | 1500 | Gasoline (containing <=10% ethanol) | 1971-06-01 | Standing Rock Sioux Tribe of North & South Dakota | Indian Land | Thunderhawk Facility | NENE Sec. 23-T23N-R17E Thunderhawk, SD | Lemmon | SD | 57638 | 45.9389 | -102.1631
8 | 4040010 | Thunderhawk Facility | Tank 2 | TRUE | Permanently Out of Use |  | 1000 | Gasoline (containing <=10% ethanol) | 1971-06-01 | Standing Rock Sioux Tribe of North & South Dakota | Indian Land | Thunderhawk Facility | NENE Sec. 23-T23N-R17E Thunderhawk, SD | Lemmon | SD | 57638 | 45.9389 | -102.1631
8 | 4040010 | Thunderhawk Facility | Tank 3 | TRUE | Permanently Out of Use |  | 1000 | Diesel | 1971-06-01 | Standing Rock Sioux Tribe of North & South Dakota | Indian Land | Thunderhawk Facility | NENE Sec. 23-T23N-R17E Thunderhawk, SD | Lemmon | SD | 57638 | 45.9389 | -102.1631
8 | 4040010 | Thunderhawk Facility | Tank 4 | TRUE | Permanently Out of Use |  | 2000 | Gasoline (containing <=10% ethanol) | 1975-06-01 | Standing Rock Sioux Tribe of North & South Dakota | Indian Land | Thunderhawk Facility | NENE Sec. 23-T23N-R17E Thunderhawk, SD | Lemmon | SD | 57638 | 45.9389 | -102.1631
8 | 4040010 | Thunderhawk Facility | Tank 5 | TRUE | Permanently Out of Use |  | 550 | Used Oil | 1971-06-01 | Standing Rock Sioux Tribe of North & South Dakota | Indian Land | Thunderhawk Facility | NENE Sec. 23-T23N-R17E Thunderhawk, SD | Lemmon | SD | 57638 | 45.9389 | -102.1631
8 | 4040011 | Farmers Union Oil, Farm Store (former Jundt's Amoco) | Tank 1 | TRUE | Permanently Out of Use |  | 4000 | Diesel | 1976-06-01 | Standing Rock Sioux Tribe of North & South Dakota | Indian Land | Farmers Union Oil, Farm Store (former Jundt's Amoco) | 102 First Ave. West, P.O. Box 560 | Mc Laughlin | SD | 57642 | 45.8151 | -100.811
8 | 4040011 | Farmers Union Oil, Farm Store (former Jundt's Amoco) | Tank 2 | TRUE | Permanently Out of Use |  | 6000 | Gasoline (containing <=10% ethanol) | 1976-06-01 | Standing Rock Sioux Tribe of North & South Dakota | Indian Land | Farmers Union Oil, Farm Store (former Jundt's Amoco) | 102 First Ave. West, P.O. Box 560 | Mc Laughlin | SD | 57642 | 45.8151 | -100.811
8 | 4040011 | Farmers Union Oil, Farm Store (former Jundt's Amoco) | Tank 3 | TRUE | Permanently Out of Use |  | 10000 | Gasoline (containing <=10% ethanol) | 1976-06-01 | Standing Rock Sioux Tribe of North & South Dakota | Indian Land | Farmers Union Oil, Farm Store (former Jundt's Amoco) | 102 First Ave. West, P.O. Box 560 | Mc Laughlin | SD | 57642 | 45.8151 | -100.811
8 | 4040012 | Bullhead Trading Post | Tank 1 | TRUE | Permanently Out of Use |  | 1000 | Gasoline (containing <=10% ethanol) | 1969-06-01 | Standing Rock Sioux Tribe of North & South Dakota | Indian Land | Bullhead Trading Post | P.O. Box 72 | Bullhead | SD | 57621 | 45.7658 | -101.0807
8 | 4040013 | Abandoned Facility | Tank 1 | TRUE | Permanently Out of Use |  | 115 | Diesel | 1899-12-31 | Standing Rock Sioux Tribe of North & South Dakota | Indian Land | Abandoned Facility | 1 Block East of Hwy. 63 | Mc Laughlin | SD | 57642 | 45.813 | -100.8122
8 | 4040013 | Abandoned Facility | Tank 2 | TRUE | Permanently Out of Use |  | 115 | Diesel | 1899-12-31 | Standing Rock Sioux Tribe of North & South Dakota | Indian Land | Abandoned Facility | 1 Block East of Hwy. 63 | Mc Laughlin | SD | 57642 | 45.813 | -100.8122
8 | 4040013 | Abandoned Facility | Tank 3 | TRUE | Permanently Out of Use |  | 115 | Gasoline (containing <=10% ethanol) | 1899-12-31 | Standing Rock Sioux Tribe of North & South Dakota | Indian Land | Abandoned Facility | 1 Block East of Hwy. 63 | Mc Laughlin | SD | 57642 | 45.813 | -100.8122
8 | 4040013 | Abandoned Facility | Tank 4 | TRUE | Permanently Out of Use |  | 115 | Gasoline (containing <=10% ethanol) | 1899-12-31 | Standing Rock Sioux Tribe of North & South Dakota | Indian Land | Abandoned Facility | 1 Block East of Hwy. 63 | Mc Laughlin | SD | 57642 | 45.813 | -100.8122
8 | 4040013 | Abandoned Facility | Tank 5 | TRUE | Permanently Out of Use |  | 115 | Gasoline (containing <=10% ethanol) | 1899-12-31 | Standing Rock Sioux Tribe of North & South Dakota | Indian Land | Abandoned Facility | 1 Block East of Hwy. 63 | Mc Laughlin | SD | 57642 | 45.813 | -100.8122
8 | 4040014 | Wayne's Standard & Repair/McIntosh Standard | Tank 1 | TRUE | Permanently Out of Use |  | 4000 | Gasoline (containing <=10% ethanol) | 1979-06-01 | Standing Rock Sioux Tribe of North & South Dakota | Indian Land | Wayne's Standard & Repair/McIntosh Standard | 100 North Main Street | Mc Intosh | SD | 57641 | 45.9253 | -101.3517
8 | 4040014 | Wayne's Standard & Repair/McIntosh Standard | Tank 3 | TRUE | Permanently Out of Use |  | 1000 | Diesel | 1979-06-01 | Standing Rock Sioux Tribe of North & South Dakota | Indian Land | Wayne's Standard & Repair/McIntosh Standard | 100 North Main Street | Mc Intosh | SD | 57641 | 45.9253 | -101.3517
8 | 4040015 | McLaughlin Public School | Tank 1 | TRUE | Permanently Out of Use |  | 1000 | Gasoline (containing <=10% ethanol) | 1966-02-01 | Standing Rock Sioux Tribe of North & South Dakota | Indian Land | McLaughlin Public School | 601 South Main Street | Mc Laughlin | SD | 57642 | 45.8104 | -100.811
8 | 4040016 | McIntosh Facility (DOT) | X Tank 1 | TRUE | Permanently Out of Use | 2020-10-14 | 2500 | Diesel | 1990-06-01 | Standing Rock Sioux Tribe of North & South Dakota | Indian Land | McIntosh Facility (DOT) | 106 N. Hwy. 12 | Mc Intosh | SD | 57641 | 45.9262 | -101.3495
8 | 4040016 | McIntosh Facility (DOT) | Tank 7 | TRUE | Currently in Use |  | 2000 | Gasoline (containing <=10% ethanol) | 2021-01-01 | Standing Rock Sioux Tribe of North & South Dakota | Indian Land | McIntosh Facility (DOT) | 106 N. Hwy. 12 | Mc Intosh | SD | 57641 | 45.9262 | -101.3495
8 | 4040016 | McIntosh Facility (DOT) | Tank 6 | TRUE | Currently in Use |  | 3000 | Diesel | 2021-01-01 | Standing Rock Sioux Tribe of North & South Dakota | Indian Land | McIntosh Facility (DOT) | 106 N. Hwy. 12 | Mc Intosh | SD | 57641 | 45.9262 | -101.3495
8 | 4040016 | McIntosh Facility (DOT) | X Tank 5 | TRUE | Permanently Out of Use | 2017-08-24 | 550 | Used Oil | 1998-03-01 | Standing Rock Sioux Tribe of North & South Dakota | Indian Land | McIntosh Facility (DOT) | 106 N. Hwy. 12 | Mc Intosh | SD | 57641 | 45.9262 | -101.3495
8 | 4040016 | McIntosh Facility (DOT) | X Tank 4 | TRUE | Permanently Out of Use |  | 1500 | Gasoline (containing <=10% ethanol) | 1972-06-01 | Standing Rock Sioux Tribe of North & South Dakota | Indian Land | McIntosh Facility (DOT) | 106 N. Hwy. 12 | Mc Intosh | SD | 57641 | 45.9262 | -101.3495
8 | 4040016 | McIntosh Facility (DOT) | X Tank 3 | TRUE | Permanently Out of Use |  | 1000 | Diesel | 1962-06-01 | Standing Rock Sioux Tribe of North & South Dakota | Indian Land | McIntosh Facility (DOT) | 106 N. Hwy. 12 | Mc Intosh | SD | 57641 | 45.9262 | -101.3495
8 | 4040016 | McIntosh Facility (DOT) | X Tank 2 | TRUE | Permanently Out of Use | 2020-10-14 | 1000 | Gasoline (containing <=10% ethanol) | 1990-06-01 | Standing Rock Sioux Tribe of North & South Dakota | Indian Land | McIntosh Facility (DOT) | 106 N. Hwy. 12 | Mc Intosh | SD | 57641 | 45.9262 | -101.3495
8 | 4040017 | Little Eagle Trading Post | Tank 1 | TRUE | Permanently Out of Use |  | 1000 | Gasoline (containing <=10% ethanol) | 1983-06-01 | Standing Rock Sioux Tribe of North & South Dakota | Indian Land | Little Eagle Trading Post | Unknown | Little Eagle | SD | 57639 | 45.6862 | -100.8022
8 | 4040017 | Little Eagle Trading Post | Tank 2 | TRUE | Permanently Out of Use |  | 1000 | Gasoline (containing <=10% ethanol) | 1987-06-01 | Standing Rock Sioux Tribe of North & South Dakota | Indian Land | Little Eagle Trading Post | Unknown | Little Eagle | SD | 57639 | 45.6862 | -100.8022
8 | 4040018 | McIntosh Co-op Inc. | Tank 1 | TRUE | Permanently Out of Use |  | 8500 | Gasoline (containing <=10% ethanol) | 1956-06-01 | Standing Rock Sioux Tribe of North & South Dakota | Indian Land | McIntosh Co-op Inc. | West Hwy. 12 | Mc Intosh | SD | 57641 | 45.9227 | -101.3317
8 | 4040018 | McIntosh Co-op Inc. | Tank 2 | TRUE | Permanently Out of Use |  | 7000 | Gasoline (containing <=10% ethanol) | 1956-02-01 | Standing Rock Sioux Tribe of North & South Dakota | Indian Land | McIntosh Co-op Inc. | West Hwy. 12 | Mc Intosh | SD | 57641 | 45.9227 | -101.3317
8 | 4040018 | McIntosh Co-op Inc. | Tank 3 | TRUE | Permanently Out of Use |  | 3000 | Diesel | 1969-06-01 | Standing Rock Sioux Tribe of North & South Dakota | Indian Land | McIntosh Co-op Inc. | West Hwy. 12 | Mc Intosh | SD | 57641 | 45.9227 | -101.3317
8 | 4040018 | McIntosh Co-op Inc. | Tank 4 | TRUE | Permanently Out of Use |  | 3000 | Diesel | 1969-06-01 | Standing Rock Sioux Tribe of North & South Dakota | Indian Land | McIntosh Co-op Inc. | West Hwy. 12 | Mc Intosh | SD | 57641 | 45.9227 | -101.3317
8 | 4040019 | St. Bernards Catholic School | Tank 1 | TRUE | Permanently Out of Use |  | 115 | Gasoline (containing <=10% ethanol) | 1899-12-31 | Standing Rock Sioux Tribe of North & South Dakota | Indian Land | St. Bernards Catholic School | P.O. Box 572 | Mc Laughlin | SD | 57642 | 45.813 | -100.8122
8 | 4040020 | Rock Energy (FKA FUO McLaughlin) | UNL87 E10 | TRUE | Currently in Use |  | 20000 | Gasoline (containing <=10% ethanol) | 2024-11-05 | Standing Rock Sioux Tribe of North & South Dakota | Indian Land | Rock Energy (FKA FUO McLaughlin) | 101 Main Street P.O. Box 260 | Mc Laughlin | SD | 57642 | 45.8152 | -100.8103
8 | 4040020 | Rock Energy (FKA FUO McLaughlin) | Tank 9 | TRUE | Permanently Out of Use |  | 3000 | Gasoline (containing <=10% ethanol) | 1951-06-01 | Standing Rock Sioux Tribe of North & South Dakota | Indian Land | Rock Energy (FKA FUO McLaughlin) | 101 Main Street P.O. Box 260 | Mc Laughlin | SD | 57642 | 45.8152 | -100.8103
8 | 4040020 | Rock Energy (FKA FUO McLaughlin) | Tank 8 | TRUE | Permanently Out of Use |  | 1000 | Diesel | 1976-06-01 | Standing Rock Sioux Tribe of North & South Dakota | Indian Land | Rock Energy (FKA FUO McLaughlin) | 101 Main Street P.O. Box 260 | Mc Laughlin | SD | 57642 | 45.8152 | -100.8103
8 | 4040020 | Rock Energy (FKA FUO McLaughlin) | Tank 7 | TRUE | Permanently Out of Use |  | 5000 | Gasoline (containing <=10% ethanol) | 1966-06-01 | Standing Rock Sioux Tribe of North & South Dakota | Indian Land | Rock Energy (FKA FUO McLaughlin) | 101 Main Street P.O. Box 260 | Mc Laughlin | SD | 57642 | 45.8152 | -100.8103
8 | 4040020 | Rock Energy (FKA FUO McLaughlin) | Tank 6 (removed) | TRUE | Permanently Out of Use |  | 10000 | Diesel | 1967-06-01 | Standing Rock Sioux Tribe of North & South Dakota | Indian Land | Rock Energy (FKA FUO McLaughlin) | 101 Main Street P.O. Box 260 | Mc Laughlin | SD | 57642 | 45.8152 | -100.8103
8 | 4040020 | Rock Energy (FKA FUO McLaughlin) | Tank 5 (removed) | TRUE | Permanently Out of Use |  | 10000 | Gasoline (containing <=10% ethanol) | 1967-06-01 | Standing Rock Sioux Tribe of North & South Dakota | Indian Land | Rock Energy (FKA FUO McLaughlin) | 101 Main Street P.O. Box 260 | Mc Laughlin | SD | 57642 | 45.8152 | -100.8103
8 | 4040020 | Rock Energy (FKA FUO McLaughlin) | Tank 4 | TRUE | Permanently Out of Use | 2024-06-12 | 10000 | Gasoline (containing <=10% ethanol) | 1990-05-01 | Standing Rock Sioux Tribe of North & South Dakota | Indian Land | Rock Energy (FKA FUO McLaughlin) | 101 Main Street P.O. Box 260 | Mc Laughlin | SD | 57642 | 45.8152 | -100.8103
8 | 4040020 | Rock Energy (FKA FUO McLaughlin) | Tank 3 | TRUE | Permanently Out of Use | 2024-06-12 | 10000 | Diesel | 1990-05-01 | Standing Rock Sioux Tribe of North & South Dakota | Indian Land | Rock Energy (FKA FUO McLaughlin) | 101 Main Street P.O. Box 260 | Mc Laughlin | SD | 57642 | 45.8152 | -100.8103
8 | 4040020 | Rock Energy (FKA FUO McLaughlin) | Tank 2 | TRUE | Permanently Out of Use | 2024-06-12 | 6000 | Gasoline (containing <=10% ethanol) | 1990-05-01 | Standing Rock Sioux Tribe of North & South Dakota | Indian Land | Rock Energy (FKA FUO McLaughlin) | 101 Main Street P.O. Box 260 | Mc Laughlin | SD | 57642 | 45.8152 | -100.8103
8 | 4040020 | Rock Energy (FKA FUO McLaughlin) | Tank 1 | TRUE | Permanently Out of Use | 2024-06-12 | 2000 | Diesel | 1990-05-01 | Standing Rock Sioux Tribe of North & South Dakota | Indian Land | Rock Energy (FKA FUO McLaughlin) | 101 Main Street P.O. Box 260 | Mc Laughlin | SD | 57642 | 45.8152 | -100.8103
8 | 4040020 | Rock Energy (FKA FUO McLaughlin) | Tank 5 (active) | TRUE | Currently in Use |  | 4000 | Diesel | 1998-08-01 | Standing Rock Sioux Tribe of North & South Dakota | Indian Land | Rock Energy (FKA FUO McLaughlin) | 101 Main Street P.O. Box 260 | Mc Laughlin | SD | 57642 | 45.8152 | -100.8103
8 | 4040020 | Rock Energy (FKA FUO McLaughlin) | Tank 6 (active) | TRUE | Currently in Use |  | 10000 | Diesel | 1998-08-01 | Standing Rock Sioux Tribe of North & South Dakota | Indian Land | Rock Energy (FKA FUO McLaughlin) | 101 Main Street P.O. Box 260 | Mc Laughlin | SD | 57642 | 45.8152 | -100.8103
8 | 4040020 | Rock Energy (FKA FUO McLaughlin) | DSL | TRUE | Currently in Use |  | 10000 | Diesel | 2024-11-05 | Standing Rock Sioux Tribe of North & South Dakota | Indian Land | Rock Energy (FKA FUO McLaughlin) | 101 Main Street P.O. Box 260 | Mc Laughlin | SD | 57642 | 45.8152 | -100.8103
8 | 4040020 | Rock Energy (FKA FUO McLaughlin) | UNL 91/87 NO E | TRUE | Currently in Use |  | 20000 | Gasoline (containing <=10% ethanol) | 2024-11-05 | Standing Rock Sioux Tribe of North & South Dakota | Indian Land | Rock Energy (FKA FUO McLaughlin) | 101 Main Street P.O. Box 260 | Mc Laughlin | SD | 57642 | 45.8152 | -100.8103
8 | 4040021 | US West Communications/US West Radio Repeater Facility | Tank 1 | TRUE | Permanently Out of Use |  | 560 | Diesel | 1899-12-31 | Standing Rock Sioux Tribe of North & South Dakota | Indian Land | US West Communications/US West Radio Repeater Facility | Hwy 63 | Mc Laughlin | SD | 57642 | 45.6363 | -100.8177
8 | 4040023 | Walker Facility | Tank 1 | TRUE | Permanently Out of Use |  | 300 | Gasoline (containing <=10% ethanol) | 1959-06-01 | Standing Rock Sioux Tribe of North & South Dakota | Indian Land | Walker Facility | Hwy. 12 Walker, SD | Mobridge | SD | 57601 | 45.5372 | -100.3665
8 | 4040024 | Keldron Store | Tank 1 | TRUE | Permanently Out of Use |  | 1000 | Gasoline (containing <=10% ethanol) | 1978-06-01 | Standing Rock Sioux Tribe of North & South Dakota | Indian Land | Keldron Store | Hwy. 12 | Keldron | SD | 57634 | 45.9365 | -101.8268
8 | 4040024 | Keldron Store | Tank 3 | TRUE | Permanently Out of Use |  | 500 | Diesel | 1961-06-01 | Standing Rock Sioux Tribe of North & South Dakota | Indian Land | Keldron Store | Hwy. 12 | Keldron | SD | 57634 | 45.9365 | -101.8268
8 | 4040024 | Keldron Store | Tank 2 | TRUE | Permanently Out of Use |  | 500 | Diesel | 1961-06-01 | Standing Rock Sioux Tribe of North & South Dakota | Indian Land | Keldron Store | Hwy. 12 | Keldron | SD | 57634 | 45.9365 | -101.8268
8 | 4040025 | Burlington Northern Railroad | Tank 1 | TRUE | Permanently Out of Use |  | 300 | Gasoline (containing <=10% ethanol) | 1959-01-01 | Standing Rock Sioux Tribe of North & South Dakota | Indian Land | Burlington Northern Railroad | Hwy. 12 & 65 | Mc Intosh | SD | 57641 | 45.9227 | -101.3317
8 | 4040025 | Burlington Northern Railroad | Tank 2 | TRUE | Permanently Out of Use |  | 550 | Gasoline (containing <=10% ethanol) | 1959-01-01 | Standing Rock Sioux Tribe of North & South Dakota | Indian Land | Burlington Northern Railroad | Hwy. 12 & 65 | Mc Intosh | SD | 57641 | 45.9227 | -101.3317
8 | 4040026 | McLaughlin Facility (Corson County) | Tank 1 | TRUE | Permanently Out of Use |  | 1500 | Diesel | 1975-06-01 | Standing Rock Sioux Tribe of North & South Dakota | Indian Land | McLaughlin Facility (Corson County) | Hwy. 12 East | Mc Laughlin | SD | 57642 | 45.7552 | -100.7307
8 | 4040026 | McLaughlin Facility (Corson County) | Tank 2 | TRUE | Permanently Out of Use |  | 1500 | Gasoline (containing <=10% ethanol) | 1975-06-01 | Standing Rock Sioux Tribe of North & South Dakota | Indian Land | McLaughlin Facility (Corson County) | Hwy. 12 East | Mc Laughlin | SD | 57642 | 45.7552 | -100.7307
8 | 4040026 | McLaughlin Facility (Corson County) | Tank 3 | TRUE | Permanently Out of Use |  | 1000 | Gasoline (containing <=10% ethanol) | 1958-06-01 | Standing Rock Sioux Tribe of North & South Dakota | Indian Land | McLaughlin Facility (Corson County) | Hwy. 12 East | Mc Laughlin | SD | 57642 | 45.7552 | -100.7307
8 | 4040027 | Robert Goldsmith | Tank 1 | TRUE | Permanently Out of Use |  | 1000 | Gasoline (containing <=10% ethanol) | 1979-06-01 | Standing Rock Sioux Tribe of North & South Dakota | Indian Land | Robert Goldsmith | Unknown | Morristown | SD | 57645 | 45.8623 | -101.7108
8 | 4040030 | Uhrig Service | Tank 1 | TRUE | Permanently Out of Use |  | 1000 | Gasoline (containing <=10% ethanol) | 1979-06-01 | Standing Rock Sioux Tribe of North & South Dakota | Indian Land | Uhrig Service | HWY 12 | Morristown | SD | 57645 | 45.9363 | -101.7187
8 | 4040030 | Uhrig Service | Tank 2 | TRUE | Permanently Out of Use |  | 550 | Gasoline (containing <=10% ethanol) | 1979-06-01 | Standing Rock Sioux Tribe of North & South Dakota | Indian Land | Uhrig Service | HWY 12 | Morristown | SD | 57645 | 45.9363 | -101.7187
8 | 4040031 | Old Little Eagle School Bus Barn (Abandoned) | Tank 1 | TRUE | Permanently Out of Use |  | 1000 | Diesel | 1953-03-01 | Standing Rock Sioux Tribe of North & South Dakota | Indian Land | Old Little Eagle School Bus Barn (Abandoned) | Unknown | Little Eagle | SD | 57639 | 45.6862 | -100.8022
8 | 4040033 | Little Eagle Day School | Tank 1 | TRUE | Permanently Out of Use |  | 1000 | Gasoline (containing <=10% ethanol) | 1899-12-31 | Standing Rock Sioux Tribe of North & South Dakota | Indian Land | Little Eagle Day School | P.O. Box 26 | Little Eagle | SD | 57639 | 45.6742 | -100.8068
8 | 4040034 | Joe's Place | Tank 1 | TRUE | Permanently Out of Use | 2005-06-15 | 1000 | Gasoline (containing <=10% ethanol) | 1991-06-01 | Standing Rock Sioux Tribe of North & South Dakota | Indian Land | Joe's Place | 22870 U.S. Hwy. 12 | Watauga | SD | 57660 | 45.9218 | -101.5393
8 | 4040034 | Joe's Place | Tank 2 | TRUE | Permanently Out of Use |  | 1000 | Unknown Petroleum | 1950-01-01 | Standing Rock Sioux Tribe of North & South Dakota | Indian Land | Joe's Place | 22870 U.S. Hwy. 12 | Watauga | SD | 57660 | 45.9218 | -101.5393
8 | 4040034 | Joe's Place | Tank 3 | TRUE | Permanently Out of Use |  | 560 | Unknown Petroleum | 1950-01-01 | Standing Rock Sioux Tribe of North & South Dakota | Indian Land | Joe's Place | 22870 U.S. Hwy. 12 | Watauga | SD | 57660 | 45.9218 | -101.5393
8 | 4040034 | Joe's Place | Tank 4 | TRUE | Permanently Out of Use |  | 560 | Unknown Petroleum | 1968-01-01 | Standing Rock Sioux Tribe of North & South Dakota | Indian Land | Joe's Place | 22870 U.S. Hwy. 12 | Watauga | SD | 57660 | 45.9218 | -101.5393
8 | 4040035 | McIntosh Gap Filler Annex TM-177C | Tank 1 | TRUE | Permanently Out of Use |  | 5000 | Gasoline (containing <=10% ethanol) | 1957-06-01 | Standing Rock Sioux Tribe of North & South Dakota | Indian Land | McIntosh Gap Filler Annex TM-177C | 4 miles northwest of McIntosh, SD | Mc Intosh | SD | 57641 | 45.9228 | -101.3504
8 | 4040036 | Hartwell Repair | Tank 1 | TRUE | Permanently Out of Use |  | 500 | Unknown Petroleum | 1899-12-31 | Standing Rock Sioux Tribe of North & South Dakota | Indian Land | Hartwell Repair | Hartwell Repair | Morristown | SD | 57645 | 45.9371 | -101.7172
8 | 4040037 | Klaudt Oil Company | Tank 1 | TRUE | Permanently Out of Use |  | 560 | Unknown Petroleum | 1899-12-31 | Standing Rock Sioux Tribe of North & South Dakota | Indian Land | Klaudt Oil Company | North of Elevator, South side of Town | McIntosh | SD | 57641 | 45.9198 | -101.3476
8 | 4040037 | Klaudt Oil Company | Tank 6 | TRUE | Permanently Out of Use |  | 1500 | Unknown Petroleum | 1899-12-31 | Standing Rock Sioux Tribe of North & South Dakota | Indian Land | Klaudt Oil Company | North of Elevator, South side of Town | McIntosh | SD | 57641 | 45.9198 | -101.3476
8 | 4040037 | Klaudt Oil Company | Tank 5 | TRUE | Permanently Out of Use |  | 5000 | Unknown Petroleum | 1899-12-31 | Standing Rock Sioux Tribe of North & South Dakota | Indian Land | Klaudt Oil Company | North of Elevator, South side of Town | McIntosh | SD | 57641 | 45.9198 | -101.3476
8 | 4040037 | Klaudt Oil Company | Tank 4 | TRUE | Permanently Out of Use |  | 5000 | Unknown Petroleum | 1899-12-31 | Standing Rock Sioux Tribe of North & South Dakota | Indian Land | Klaudt Oil Company | North of Elevator, South side of Town | McIntosh | SD | 57641 | 45.9198 | -101.3476
8 | 4040037 | Klaudt Oil Company | Tank 3 | TRUE | Permanently Out of Use |  | 10000 | Unknown Petroleum | 1899-12-31 | Standing Rock Sioux Tribe of North & South Dakota | Indian Land | Klaudt Oil Company | North of Elevator, South side of Town | McIntosh | SD | 57641 | 45.9198 | -101.3476
8 | 4040037 | Klaudt Oil Company | Tank 2 | TRUE | Permanently Out of Use |  | 10000 | Unknown Petroleum | 1899-12-31 | Standing Rock Sioux Tribe of North & South Dakota | Indian Land | Klaudt Oil Company | North of Elevator, South side of Town | McIntosh | SD | 57641 | 45.9198 | -101.3476
8 | 4040038 | Jed's Landing | Tank 1 | TRUE | Permanently Out of Use |  | 3000 | Gasoline (containing <=10% ethanol) | 1982-01-01 | Standing Rock Sioux Tribe of North & South Dakota | Indian Land | Jed's Landing | West bank of Lake Oahe, North of Mobridge | Mobridge | SD | 57601 | 45.5404 | -100.4346
8 | 4040039 | Leo Erz Hardware & Implement | Tank 1 | TRUE | Permanently Out of Use | 2001-07-20 | 564 | Gasoline (containing <=10% ethanol) | 1899-12-31 | Standing Rock Sioux Tribe of North & South Dakota | Indian Land | Leo Erz Hardware & Implement | Main and Highway 212 | Watauga | SD | 57660 | 45.9229 | -101.5417
8 | 4040039 | Leo Erz Hardware & Implement | Tank 3 | TRUE | Permanently Out of Use | 2001-07-20 | 1034 | Gasoline (containing <=10% ethanol) | 1899-12-31 | Standing Rock Sioux Tribe of North & South Dakota | Indian Land | Leo Erz Hardware & Implement | Main and Highway 212 | Watauga | SD | 57660 | 45.9229 | -101.5417
8 | 4040039 | Leo Erz Hardware & Implement | Tank 2 | TRUE | Permanently Out of Use | 2001-07-20 | 423 | Gasoline (containing <=10% ethanol) | 1899-12-31 | Standing Rock Sioux Tribe of North & South Dakota | Indian Land | Leo Erz Hardware & Implement | Main and Highway 212 | Watauga | SD | 57660 | 45.9229 | -101.5417
8 | 4040040 | Turner Service | Tank 1 | TRUE | Permanently Out of Use | 2001-07-19 | 450 | Gasoline (containing <=10% ethanol) | 1899-12-31 | Standing Rock Sioux Tribe of North & South Dakota | Indian Land | Turner Service |  | Watauga | SD | 57660 | 45.9229 | -101.5417
8 | 4040040 | Turner Service | Tank 2 | TRUE | Permanently Out of Use | 2001-07-19 | 450 | Gasoline (containing <=10% ethanol) | 1899-12-31 | Standing Rock Sioux Tribe of North & South Dakota | Indian Land | Turner Service |  | Watauga | SD | 57660 | 45.9229 | -101.5417
8 | 4050001 | Flandreau Indian School (BIE) | Tank 1 | TRUE | Permanently Out of Use |  | 2500 | Gasoline (containing <=10% ethanol) | 1975-01-01 | Flandreau Santee Sioux Tribe of South Dakota | Indian Land | Flandreau Indian School (BIE) | 1132 N. Crescent Street | Flandreau | SD | 57028 | 44.0588 | -96.5932
8 | 4050001 | Flandreau Indian School (BIE) | Tank 2 | TRUE | Permanently Out of Use |  | 550 | Used Oil | 1992-06-01 | Flandreau Santee Sioux Tribe of South Dakota | Indian Land | Flandreau Indian School (BIE) | 1132 N. Crescent Street | Flandreau | SD | 57028 | 44.0588 | -96.5932
8 | 4050001 | Flandreau Indian School (BIE) | Tank 3 | TRUE | Permanently Out of Use |  | 2000 | Diesel | 1992-06-01 | Flandreau Santee Sioux Tribe of South Dakota | Indian Land | Flandreau Indian School (BIE) | 1132 N. Crescent Street | Flandreau | SD | 57028 | 44.0588 | -96.5932
8 | 4050001 | Flandreau Indian School (BIE) | Tank 4 | TRUE | Currently in Use | 2010-08-01 | 2500 | Diesel | 2010-08-01 | Flandreau Santee Sioux Tribe of South Dakota | Indian Land | Flandreau Indian School (BIE) | 1132 N. Crescent Street | Flandreau | SD | 57028 | 44.0588 | -96.5932
8 | 4050002 | First American Mart | Tank 1 | TRUE | Currently in Use |  | 12000 | Gasoline (containing <=10% ethanol) | 1993-01-01 | Flandreau Santee Sioux Tribe of South Dakota | Indian Land | First American Mart | S. Veterans Street | Flandreau | SD | 57028 | 44.0222 | -96.6078
8 | 4050002 | First American Mart | Tank 2 | TRUE | Currently in Use |  | 12000 | Gasoline (containing <=10% ethanol) | 1993-01-01 | Flandreau Santee Sioux Tribe of South Dakota | Indian Land | First American Mart | S. Veterans Street | Flandreau | SD | 57028 | 44.0222 | -96.6078
8 | 4050002 | First American Mart | Tank 3 | TRUE | Currently in Use |  | 6000 | Diesel | 1993-01-01 | Flandreau Santee Sioux Tribe of South Dakota | Indian Land | First American Mart | S. Veterans Street | Flandreau | SD | 57028 | 44.0222 | -96.6078
8 | 4050003 | Flandreau Farm Station | Tank 1 | TRUE | Permanently Out of Use |  | 8000 | Diesel | 1986-06-01 | Flandreau Santee Sioux Tribe of South Dakota | Indian Land | Flandreau Farm Station | Broad Ave. | Flandreau | SD | 57028
8 | 4050003 | Flandreau Farm Station | Tank 2 | TRUE | Permanently Out of Use |  | 8000 | Diesel | 1986-06-01 | Flandreau Santee Sioux Tribe of South Dakota | Indian Land | Flandreau Farm Station | Broad Ave. | Flandreau | SD | 57028
8 | 4050004 | Old Maintenance Shop (Flandreau Santee Sioux Tribe) | Tank 1 | TRUE | Permanently Out of Use |  | 115 | Used Oil | 1899-12-31 | Flandreau Santee Sioux Tribe of South Dakota | Indian Land | Old Maintenance Shop (Flandreau Santee Sioux Tribe) | 601 West Broad Avenue (Sec 5-T107N-R48W) | Flandreau | SD | 57028 | 44.0488 | -96.5947
8 | 4060001 | BIA Roads Department | Tank 2 | TRUE | Permanently Out of Use |  | 12000 | Gasoline (containing <=10% ethanol) | 1974-06-01 | Lower Brule Sioux Tribe of the Lower Brule Reservation, South Dakota | Indian Land | BIA Roads Department | Roads Complex Bldg. 343 | Lower Brule | SD | 57548 | 44.0686 | -99.5816
8 | 4060001 | BIA Roads Department | Tank 3 | TRUE | Permanently Out of Use |  | 12000 | Diesel | 1974-06-01 | Lower Brule Sioux Tribe of the Lower Brule Reservation, South Dakota | Indian Land | BIA Roads Department | Roads Complex Bldg. 343 | Lower Brule | SD | 57548 | 44.0686 | -99.5816
8 | 4060001 | BIA Roads Department | Tank 4 | TRUE | Permanently Out of Use |  | 4000 | Gasoline (containing <=10% ethanol) | 1974-06-01 | Lower Brule Sioux Tribe of the Lower Brule Reservation, South Dakota | Indian Land | BIA Roads Department | Roads Complex Bldg. 343 | Lower Brule | SD | 57548 | 44.0686 | -99.5816
8 | 4060001 | BIA Roads Department | Tank 5 | TRUE | Permanently Out of Use |  | 2000 | Gasoline (containing <=10% ethanol) | 1899-12-31 | Lower Brule Sioux Tribe of the Lower Brule Reservation, South Dakota | Indian Land | BIA Roads Department | Roads Complex Bldg. 343 | Lower Brule | SD | 57548 | 44.0686 | -99.5816
8 | 4060002 | Lower Brule Farm Corp. (Clark Unit) | Tank 1 | TRUE | Permanently Out of Use |  | 10000 | Diesel | 1986-06-01 | Lower Brule Sioux Tribe of the Lower Brule Reservation, South Dakota | Indian Land | Lower Brule Farm Corp. (Clark Unit) | 6 mi. S. & 22 mi. E. of Fort Pierre. | Lower Brule | SD | 57548 | 44.0741 | -99.5786
8 | 4060003 | Suds-n-Grub | Tank 1 | TRUE | Temporarily Out of Use | 2010-12-03 | 8000 | Diesel | 1998-07-01 | Lower Brule Sioux Tribe of the Lower Brule Reservation, South Dakota | Indian Land | Suds-n-Grub | 32908 Iron Nation Road P.O. Box 454 | Lower Brule | SD | 57548 | 44.0681 | -99.5689
8 | 4060003 | Suds-n-Grub | Tank 2 | TRUE | Temporarily Out of Use | 2010-12-03 | 2000 | Gasoline (containing <=10% ethanol) | 1998-07-01 | Lower Brule Sioux Tribe of the Lower Brule Reservation, South Dakota | Indian Land | Suds-n-Grub | 32908 Iron Nation Road P.O. Box 454 | Lower Brule | SD | 57548 | 44.0681 | -99.5689
8 | 4060003 | Suds-n-Grub | Tank 3 | TRUE | Temporarily Out of Use | 2010-12-03 | 8000 | Gasoline (containing <=10% ethanol) | 1998-07-01 | Lower Brule Sioux Tribe of the Lower Brule Reservation, South Dakota | Indian Land | Suds-n-Grub | 32908 Iron Nation Road P.O. Box 454 | Lower Brule | SD | 57548 | 44.0681 | -99.5689
8 | 4060004 | Lower Brule Farm Coop. (Grassrope Unit) | Tank 1 | TRUE | Permanently Out of Use |  | 3000 | Diesel | 1899-12-31 | Lower Brule Sioux Tribe of the Lower Brule Reservation, South Dakota | Indian Land | Lower Brule Farm Coop. (Grassrope Unit) | HC 85 P.O. box B3 | Lower Brule | SD | 57548 | 44.0741 | -99.5786
8 | 4060005 | Tribal Commodity Store (Abandoned) | Tank 1 | TRUE | Permanently Out of Use |  | 2000 | Gasoline (containing <=10% ethanol) | 1899-12-31 | Lower Brule Sioux Tribe of the Lower Brule Reservation, South Dakota | Indian Land | Tribal Commodity Store (Abandoned) | Crazy Horse St. & BIA Hwy. 3 | Lower Brule | SD | 57548 | 44.0751 | -99.5802
8 | 4060005 | Tribal Commodity Store (Abandoned) | Tank 2 | TRUE | Permanently Out of Use |  | 300 | Gasoline (containing <=10% ethanol) | 1899-12-31 | Lower Brule Sioux Tribe of the Lower Brule Reservation, South Dakota | Indian Land | Tribal Commodity Store (Abandoned) | Crazy Horse St. & BIA Hwy. 3 | Lower Brule | SD | 57548 | 44.0751 | -99.5802
8 | 4060006 | Lake Sharpe Service | Tank 1 | TRUE | Permanently Out of Use |  | 6000 | Gasoline (containing <=10% ethanol) | 1899-12-31 | Lower Brule Sioux Tribe of the Lower Brule Reservation, South Dakota | Indian Land | Lake Sharpe Service | P.O. Box 244 | Lower Brule | SD | 57548 | 44.0706 | -99.5771
8 | 4060006 | Lake Sharpe Service | Tank 2 | TRUE | Permanently Out of Use |  | 4000 | Gasoline (containing <=10% ethanol) | 1899-12-31 | Lower Brule Sioux Tribe of the Lower Brule Reservation, South Dakota | Indian Land | Lake Sharpe Service | P.O. Box 244 | Lower Brule | SD | 57548 | 44.0706 | -99.5771
8 | 4060007 | Lower Brule - Employment Enterprise | Tank 1 | TRUE | Permanently Out of Use |  | 1000 | Gasoline (containing <=10% ethanol) | 1899-12-31 | Lower Brule Sioux Tribe of the Lower Brule Reservation, South Dakota | Indian Land | Lower Brule - Employment Enterprise | 1870 Oyate Circle (Industrial Plot - 3) | Lower Brule | SD | 57548 | 44.0779 | -99.6075
8 | 4060007 | Lower Brule - Employment Enterprise | Tank 2 | TRUE | Permanently Out of Use |  | 1000 | Gasoline (containing <=10% ethanol) | 1899-12-31 | Lower Brule Sioux Tribe of the Lower Brule Reservation, South Dakota | Indian Land | Lower Brule - Employment Enterprise | 1870 Oyate Circle (Industrial Plot - 3) | Lower Brule | SD | 57548 | 44.0779 | -99.6075
8 | 4060008 | Kul Wicasa Oyate Trading Post | Tank 1 | TRUE | Currently in Use |  | 12000 | Gasoline (containing <=10% ethanol) | 2010-10-01 | Lower Brule Sioux Tribe of the Lower Brule Reservation, South Dakota | Indian Land | Kul Wicasa Oyate Trading Post | 32615 Medicine Bull Memorial Hwy. | Lower Brule | SD | 57548 | 44.0693 | -99.5748
8 | 4060008 | Kul Wicasa Oyate Trading Post | Tank 3 | TRUE | Currently in Use |  | 8000 | Diesel | 2010-10-01 | Lower Brule Sioux Tribe of the Lower Brule Reservation, South Dakota | Indian Land | Kul Wicasa Oyate Trading Post | 32615 Medicine Bull Memorial Hwy. | Lower Brule | SD | 57548 | 44.0693 | -99.5748
8 | 4060008 | Kul Wicasa Oyate Trading Post | Tank 2 | TRUE | Currently in Use |  | 10000 | Gasoline (containing <=10% ethanol) | 2010-10-01 | Lower Brule Sioux Tribe of the Lower Brule Reservation, South Dakota | Indian Land | Kul Wicasa Oyate Trading Post | 32615 Medicine Bull Memorial Hwy. | Lower Brule | SD | 57548 | 44.0693 | -99.5748
8 | 4070001 | Porcupine Trading Post | Tank 1 | TRUE | Temporarily Out of Use |  | 2000 | Gasoline (containing <=10% ethanol) | 1992-06-01 | Oglala Sioux Tribe | Indian Land | Porcupine Trading Post | 100 North Main St. | Porcupine | SD | 57772 | 43.2376 | -102.3288
8 | 4070001 | Porcupine Trading Post | X Tank 2 | TRUE | Permanently Out of Use |  | 2000 | Gasoline (containing <=10% ethanol) | 1976-06-01 | Oglala Sioux Tribe | Indian Land | Porcupine Trading Post | 100 North Main St. | Porcupine | SD | 57772 | 43.2376 | -102.3288
8 | 4070001 | Porcupine Trading Post | X Tank 3 | TRUE | Permanently Out of Use |  | 560 | Gasoline (containing <=10% ethanol) | 1976-06-01 | Oglala Sioux Tribe | Indian Land | Porcupine Trading Post | 100 North Main St. | Porcupine | SD | 57772 | 43.2376 | -102.3288
8 | 4070001 | Porcupine Trading Post | X Tank 4 | TRUE | Permanently Out of Use |  | 1000 | Gasoline (containing <=10% ethanol) | 1899-12-31 | Oglala Sioux Tribe | Indian Land | Porcupine Trading Post | 100 North Main St. | Porcupine | SD | 57772 | 43.2376 | -102.3288
8 | 4070001 | Porcupine Trading Post | X Tank 5 | TRUE | Permanently Out of Use |  | 560 | Gasoline (containing <=10% ethanol) | 1899-12-31 | Oglala Sioux Tribe | Indian Land | Porcupine Trading Post | 100 North Main St. | Porcupine | SD | 57772 | 43.2376 | -102.3288
8 | 4070001 | Porcupine Trading Post | X Tank 6 | TRUE | Permanently Out of Use |  | 1000 | Gasoline (containing <=10% ethanol) | 1899-12-31 | Oglala Sioux Tribe | Indian Land | Porcupine Trading Post | 100 North Main St. | Porcupine | SD | 57772 | 43.2376 | -102.3288
8 | 4070002 | Red Cloud Indian School | X Tank 1 | TRUE | Permanently Out of Use |  | 4000 | Gasoline (containing <=10% ethanol) | 1988-06-01 | Oglala Sioux Tribe | Indian Land | Red Cloud Indian School | 100 Mission Dr. | Pine Ridge | SD | 57770 | 48.7952 | -122.6247
8 | 4070002 | Red Cloud Indian School | Tank 2 | TRUE | Currently in Use |  | 4000 | Diesel | 1999-08-20 | Oglala Sioux Tribe | Indian Land | Red Cloud Indian School | 100 Mission Dr. | Pine Ridge | SD | 57770 | 48.7952 | -122.6247
8 | 4070002 | Red Cloud Indian School | Tank 1 | TRUE | Currently in Use | 2023-08-10 | 4800 | Gasoline (containing <=10% ethanol) | 2023-08-02 | Oglala Sioux Tribe | Indian Land | Red Cloud Indian School | 100 Mission Dr. | Pine Ridge | SD | 57770 | 48.7952 | -122.6247
8 | 4070003 | Dixon Relay Station | Tank 1 | TRUE | Permanently Out of Use |  | 1000 | Gasoline (containing <=10% ethanol) | 1985-02-01 | Oglala Sioux Tribe | Indian Land | Dixon Relay Station | RR 1 P.O. Box 58 | Batesland | SD | 57716 | 43.1282 | -102.1002
8 | 4070003 | Dixon Relay Station | Tank 2 | TRUE | Permanently Out of Use |  | 580 | Gasoline (containing <=10% ethanol) | 1899-12-31 | Oglala Sioux Tribe | Indian Land | Dixon Relay Station | RR 1 P.O. Box 59 | Batesland | SD | 57716 | 43.1282 | -102.1002
8 | 4070003 | Dixon Relay Station | Tank 3 | TRUE | Permanently Out of Use |  | 560 | Gasoline (containing <=10% ethanol) | 1899-12-31 | Oglala Sioux Tribe | Indian Land | Dixon Relay Station | RR 1 P.O. Box 60 | Batesland | SD | 57716 | 43.1282 | -102.1002
8 | 4070004 | Little Warrior Store | Tank 1 | TRUE | Permanently Out of Use |  | 6000 | Gasoline (containing <=10% ethanol) | 1983-06-01 | Oglala Sioux Tribe | Indian Land | Little Warrior Store | Unknown | Wounded Knee | SD | 57794 | 43.1469 | -102.3739
8 | 4070004 | Little Warrior Store | Tank 2 | TRUE | Permanently Out of Use |  | 6000 | Gasoline (containing <=10% ethanol) | 1983-06-01 | Oglala Sioux Tribe | Indian Land | Little Warrior Store | Unknown | Wounded Knee | SD | 57794 | 43.1469 | -102.3739
8 | 4070005 | BIA Road Maintenance Facility | Tank 1 | TRUE | Permanently Out of Use |  | 3000 | Gasoline (containing <=10% ethanol) | 1963-06-01 | Oglala Sioux Tribe | Indian Land | BIA Road Maintenance Facility | Hwy. 27 Bldg. 1091 | Porcupine | SD | 57772 | 43.2371 | -102.3051
8 | 4070005 | BIA Road Maintenance Facility | Tank 2 | TRUE | Permanently Out of Use |  | 3000 | Diesel | 1963-06-01 | Oglala Sioux Tribe | Indian Land | BIA Road Maintenance Facility | Hwy. 27 Bldg. 1091 | Porcupine | SD | 57772 | 43.2371 | -102.3051
8 | 4070006 | Lot 2, South Hwy. 18 (Center of Batesland) | Tank 1 | TRUE | Permanently Out of Use |  | 1000 | Gasoline (containing <=10% ethanol) | 1962-06-01 | Oglala Sioux Tribe | Indian Land | Lot 2, South Hwy. 18 (Center of Batesland) | South Hwy. 18 (Center of Batesland) | Batesland | SD | 57716 | 43.1293 | -102.1023
8 | 4070007 | Lil' Angel's | X Tank 1 | TRUE | Permanently Out of Use | 2017-08-14 | 10000 | Gasoline (containing <=10% ethanol) | 1992-06-01 | Oglala Sioux Tribe | Indian Land | Lil' Angel's | 101 Main St. | Kyle | SD | 57752 | 43.4238 | -102.1796
8 | 4070007 | Lil' Angel's | X Tank 2 | TRUE | Permanently Out of Use | 2017-08-14 | 12000 | Diesel; Gasoline (containing <=10% ethanol) | 2003-06-26 | Oglala Sioux Tribe | Indian Land | Lil' Angel's | 101 Main St. | Kyle | SD | 57752 | 43.4238 | -102.1796
8 | 4070007 | Lil' Angel's | Tank 1 | TRUE | Currently in Use |  | 16000 | Gasoline (containing <=10% ethanol) | 2017-08-01 | Oglala Sioux Tribe | Indian Land | Lil' Angel's | 101 Main St. | Kyle | SD | 57752 | 43.4238 | -102.1796
8 | 4070007 | Lil' Angel's | Tank 2 | TRUE | Currently in Use |  | 5000 | Diesel | 2017-06-01 | Oglala Sioux Tribe | Indian Land | Lil' Angel's | 101 Main St. | Kyle | SD | 57752 | 43.4238 | -102.1796
8 | 4070008 | U.S. Post Office | Tank 1 | TRUE | Permanently Out of Use |  | 115 | Gasoline (containing <=10% ethanol) | 1961-06-01 | Oglala Sioux Tribe | Indian Land | U.S. Post Office | Unknown | Manderson | SD | 57756 | 43.2354 | -102.4707
8 | 4070009 | Big Bat's | Tank 1 | TRUE | Currently in Use |  | 12000 | Gasoline (containing <=10% ethanol) | 1990-11-01 | Oglala Sioux Tribe | Indian Land | Big Bat's | Hwy. 18 & 407 | Pine Ridge | SD | 57770 | 43.0254 | -102.5568
8 | 4070009 | Big Bat's | Tank 2 | TRUE | Currently in Use |  | 12000 | Gasoline (containing <=10% ethanol) | 1990-11-01 | Oglala Sioux Tribe | Indian Land | Big Bat's | Hwy. 18 & 407 | Pine Ridge | SD | 57770 | 43.0254 | -102.5568
8 | 4070009 | Big Bat's | Tank 3 | TRUE | Currently in Use |  | 6000 | Gasoline (containing <=10% ethanol) | 1990-11-01 | Oglala Sioux Tribe | Indian Land | Big Bat's | Hwy. 18 & 407 | Pine Ridge | SD | 57770 | 43.0254 | -102.5568
8 | 4070009 | Big Bat's | Tank 4 | TRUE | Currently in Use |  | 6000 | Diesel | 1990-11-01 | Oglala Sioux Tribe | Indian Land | Big Bat's | Hwy. 18 & 407 | Pine Ridge | SD | 57770 | 43.0254 | -102.5568
8 | 4070010 | Vocu Store | Tank 1 | TRUE | Permanently Out of Use |  | 1000 | Gasoline (containing <=10% ethanol) | 1899-12-31 | Oglala Sioux Tribe | Indian Land | Vocu Store | unknown | Kyle | SD | 57752 | 43.4436 | -102.1107
8 | 4070010 | Vocu Store | Tank 3 | TRUE | Permanently Out of Use |  | 2000 | Gasoline (containing <=10% ethanol) | 1899-12-31 | Oglala Sioux Tribe | Indian Land | Vocu Store | unknown | Kyle | SD | 57752 | 43.4436 | -102.1107
8 | 4070010 | Vocu Store | Tank 2 | TRUE | Permanently Out of Use |  | 1000 | Gasoline (containing <=10% ethanol) | 1899-12-31 | Oglala Sioux Tribe | Indian Land | Vocu Store | unknown | Kyle | SD | 57752 | 43.4436 | -102.1107
8 | 4070011 | Manderson Service Station | Tank 1 | TRUE | Permanently Out of Use |  | 115 | Gasoline (containing <=10% ethanol) | 1899-12-31 | Oglala Sioux Tribe | Indian Land | Manderson Service Station | Unknown | Manderson | SD | 57756 | 43.2475 | -102.4706
8 | 4070011 | Manderson Service Station | Tank 2 | TRUE | Permanently Out of Use |  | 115 | Gasoline (containing <=10% ethanol) | 1899-12-31 | Oglala Sioux Tribe | Indian Land | Manderson Service Station | Unknown | Manderson | SD | 57756 | 43.2475 | -102.4706
8 | 4070012 | Denby Store - LUST Trust | Tank 1 | TRUE | Permanently Out of Use |  | 1000 | Gasoline (containing <=10% ethanol) | 1899-12-31 | Oglala Sioux Tribe | Indian Land | Denby Store - LUST Trust | RR 1 | Denby | SD | 57733 | 43.0608 | -102.3386
8 | 4070012 | Denby Store - LUST Trust | Tank 4 | TRUE | Permanently Out of Use |  | 1000 | Gasoline (containing <=10% ethanol) | 1899-12-31 | Oglala Sioux Tribe | Indian Land | Denby Store - LUST Trust | RR 1 | Denby | SD | 57733 | 43.0608 | -102.3386
8 | 4070012 | Denby Store - LUST Trust | Tank 3 | TRUE | Permanently Out of Use |  | 1000 | Gasoline (containing <=10% ethanol) | 1899-12-31 | Oglala Sioux Tribe | Indian Land | Denby Store - LUST Trust | RR 1 | Denby | SD | 57733 | 43.0608 | -102.3386
8 | 4070012 | Denby Store - LUST Trust | Tank 2 | TRUE | Permanently Out of Use |  | 1000 | Gasoline (containing <=10% ethanol) | 1899-12-31 | Oglala Sioux Tribe | Indian Land | Denby Store - LUST Trust | RR 1 | Denby | SD | 57733 | 43.0608 | -102.3386
8 | 4070013 | Former DOT Pine Ridge Shop (Abn'd) | Tank 1 | TRUE | Permanently Out of Use |  | 115 | Gasoline (containing <=10% ethanol) | 1978-06-01 | Oglala Sioux Tribe | Indian Land | Former DOT Pine Ridge Shop (Abn'd) | 1st Dirt Rd. South of Intersection of Hwys 18 & 87 | Pine Ridge | SD | 57770 | 43.0224 | -102.54
8 | 4070013 | Former DOT Pine Ridge Shop (Abn'd) | Tank 2 | TRUE | Permanently Out of Use |  | 115 | Gasoline (containing <=10% ethanol) | 1978-06-01 | Oglala Sioux Tribe | Indian Land | Former DOT Pine Ridge Shop (Abn'd) | 1st Dirt Rd. South of Intersection of Hwys 18 & 87 | Pine Ridge | SD | 57770 | 43.0224 | -102.54
8 | 4070014 | Kyle Correction Facility (BIA) | Tank 1 | TRUE | Permanently Out of Use |  | 5000 | Gasoline (containing <=10% ethanol) | 1980-06-01 | Oglala Sioux Tribe | Indian Land | Kyle Correction Facility (BIA) | Kyle Police Dept., Bldg. 354 | Kyle | SD | 57752 | 43.4206 | -102.1811
8 | 4070015 | Pine Ridge Correctional Facility (BIA) | Tank 1 | TRUE | Permanently Out of Use |  | 5000 | Gasoline (containing <=10% ethanol) | 1982-06-01 | Oglala Sioux Tribe | Indian Land | Pine Ridge Correctional Facility (BIA) | P.O. Box 300, Bldg 346 | Pine Ridge | SD | 57770 | 43.0224 | -102.54
8 | 4070016 | BIA Roads - Kyle | Tank 1 | TRUE | Permanently Out of Use |  | 8000 | Diesel | 1985-06-01 | Oglala Sioux Tribe | Indian Land | BIA Roads - Kyle | Bldg. 375 | Kyle | SD | 57752 | 43.4436 | -102.1107
8 | 4070016 | BIA Roads - Kyle | Tank 2 | TRUE | Permanently Out of Use |  | 8000 | Diesel | 1987-06-01 | Oglala Sioux Tribe | Indian Land | BIA Roads - Kyle | Bldg. 375 | Kyle | SD | 57752 | 43.4436 | -102.1107
8 | 4070016 | BIA Roads - Kyle | Tank 3 | TRUE | Permanently Out of Use |  | 8000 | Gasoline (containing <=10% ethanol) | 1987-06-01 | Oglala Sioux Tribe | Indian Land | BIA Roads - Kyle | Bldg. 375 | Kyle | SD | 57752 | 43.4436 | -102.1107
8 | 4070017 | Buche's Gus Stop (Wanblee Mart) | Tank 1 | TRUE | Currently in Use |  | 12000 | Gasoline (containing <=10% ethanol) | 1995-11-01 | Oglala Sioux Tribe | Indian Land | Buche's Gus Stop (FKA Wanblee) | 22285 SD highway 44 | Wanblee | SD | 57577 | 43.5772 | -101.6549
8 | 4070018 | Law Enforcement (BIA) | Tank 1 | TRUE | Permanently Out of Use |  | 1000 | Gasoline (containing <=10% ethanol) | 1899-12-31 | Oglala Sioux Tribe | Indian Land | Law Enforcement (BIA) | Bldg. 976, | Oglala | SD | 57764 | 43.2 | -102.769
8 | 4070019 | Pine Ridge Oil Co. Inc. | X Tank 1 | TRUE | Permanently Out of Use |  | 2000 | Kerosene | 1971-06-01 | Oglala Sioux Tribe | Indian Land | Pine Ridge Oil Co. Inc. | Hwy. 18 P.O. Box 339 | Pine Ridge | SD | 57770 | 43.0265 | -102.554
8 | 4070019 | Pine Ridge Oil Co. Inc. | X Tank 2 | TRUE | Permanently Out of Use |  | 1000 | Diesel | 1971-06-01 | Oglala Sioux Tribe | Indian Land | Pine Ridge Oil Co. Inc. | Hwy. 18 P.O. Box 339 | Pine Ridge | SD | 57770 | 43.0265 | -102.554
8 | 4070019 | Pine Ridge Oil Co. Inc. | X Tank 3 | TRUE | Permanently Out of Use |  | 15000 | Gasoline (containing <=10% ethanol) | 1971-06-01 | Oglala Sioux Tribe | Indian Land | Pine Ridge Oil Co. Inc. | Hwy. 18 P.O. Box 339 | Pine Ridge | SD | 57770 | 43.0265 | -102.554
8 | 4070019 | Pine Ridge Oil Co. Inc. | X Tank 4 | TRUE | Permanently Out of Use |  | 8000 | Gasoline (containing <=10% ethanol) | 1971-06-01 | Oglala Sioux Tribe | Indian Land | Pine Ridge Oil Co. Inc. | Hwy. 18 P.O. Box 339 | Pine Ridge | SD | 57770 | 43.0265 | -102.554
8 | 4070019 | Pine Ridge Oil Co. Inc. | X Tank 5 | TRUE | Permanently Out of Use |  | 8000 | Gasoline (containing <=10% ethanol) | 1971-06-01 | Oglala Sioux Tribe | Indian Land | Pine Ridge Oil Co. Inc. | Hwy. 18 P.O. Box 339 | Pine Ridge | SD | 57770 | 43.0265 | -102.554
8 | 4070019 | Pine Ridge Oil Co. Inc. | X Tank 6 | TRUE | Permanently Out of Use |  | 8000 | Gasoline (containing <=10% ethanol) | 1971-06-01 | Oglala Sioux Tribe | Indian Land | Pine Ridge Oil Co. Inc. | Hwy. 18 P.O. Box 339 | Pine Ridge | SD | 57770 | 43.0265 | -102.554
8 | 4070019 | Pine Ridge Oil Co. Inc. | X Tank 7 | TRUE | Permanently Out of Use |  | 8000 | Gasoline (containing <=10% ethanol) | 1971-06-01 | Oglala Sioux Tribe | Indian Land | Pine Ridge Oil Co. Inc. | Hwy. 18 P.O. Box 339 | Pine Ridge | SD | 57770 | 43.0265 | -102.554
8 | 4070019 | Pine Ridge Oil Co. Inc. | X Tank 8 | TRUE | Permanently Out of Use |  | 4000 | Diesel | 1971-06-01 | Oglala Sioux Tribe | Indian Land | Pine Ridge Oil Co. Inc. | Hwy. 18 P.O. Box 339 | Pine Ridge | SD | 57770 | 43.0265 | -102.554
8 | 4070019 | Pine Ridge Oil Co. Inc. | X Tank 9 | TRUE | Permanently Out of Use |  | 8000 | Gasoline (containing <=10% ethanol) | 1971-06-01 | Oglala Sioux Tribe | Indian Land | Pine Ridge Oil Co. Inc. | Hwy. 18 P.O. Box 339 | Pine Ridge | SD | 57770 | 43.0265 | -102.554
8 | 4070019 | Pine Ridge Oil Co. Inc. | Tank 1 | TRUE | Currently in Use |  | 10000 | Diesel | 1996-01-01 | Oglala Sioux Tribe | Indian Land | Pine Ridge Oil Co. Inc. | Hwy. 18 P.O. Box 339 | Pine Ridge | SD | 57770 | 43.0265 | -102.554
8 | 4070019 | Pine Ridge Oil Co. Inc. | Tank 2 | TRUE | Currently in Use |  | 10000 | Gasoline (containing <=10% ethanol) | 1996-01-01 | Oglala Sioux Tribe | Indian Land | Pine Ridge Oil Co. Inc. | Hwy. 18 P.O. Box 339 | Pine Ridge | SD | 57770 | 43.0265 | -102.554
8 | 4070019 | Pine Ridge Oil Co. Inc. | Tank 3 | TRUE | Currently in Use |  | 10000 | Gasoline (containing <=10% ethanol) | 1996-01-01 | Oglala Sioux Tribe | Indian Land | Pine Ridge Oil Co. Inc. | Hwy. 18 P.O. Box 339 | Pine Ridge | SD | 57770 | 43.0265 | -102.554
8 | 4070019 | Pine Ridge Oil Co. Inc. | Tank 4 | TRUE | Currently in Use |  | 4080 | Diesel | 1996-01-01 | Oglala Sioux Tribe | Indian Land | Pine Ridge Oil Co. Inc. | Hwy. 18 P.O. Box 339 | Pine Ridge | SD | 57770 | 43.0265 | -102.554
8 | 4070020 | Building & Utility Shop (BIA) | Tank 1 | TRUE | Permanently Out of Use |  | 15000 | Gasoline (containing <=10% ethanol) | 1960-06-01 | Oglala Sioux Tribe | Indian Land | Building & Utility Shop (BIA) | Bldg. 50 | Pine Ridge | SD | 57770 | 43.0271 | -102.5542
8 | 4070020 | Building & Utility Shop (BIA) | Tank 3 | TRUE | Permanently Out of Use |  | 10000 | Gasoline (containing <=10% ethanol) | 1960-06-01 | Oglala Sioux Tribe | Indian Land | Building & Utility Shop (BIA) | Bldg. 50 | Pine Ridge | SD | 57770 | 43.0271 | -102.5542
8 | 4070020 | Building & Utility Shop (BIA) | Tank 2 | TRUE | Permanently Out of Use |  | 8000 | Gasoline (containing <=10% ethanol) | 1960-06-01 | Oglala Sioux Tribe | Indian Land | Building & Utility Shop (BIA) | Bldg. 50 | Pine Ridge | SD | 57770 | 43.0271 | -102.5542
8 | 4070021 | Kyle Grocery | X Tank 2 | TRUE | Permanently Out of Use |  | 5000 | Gasoline (containing <=10% ethanol) | 1899-12-31 | Oglala Sioux Tribe | Indian Land | Kyle Grocery | P.O. Box 249 | Kyle | SD | 57752 | 43.4251 | -102.1751
8 | 4070021 | Kyle Grocery | X Tank 3 | TRUE | Permanently Out of Use |  | 550 | Gasoline (containing <=10% ethanol) | 1899-12-31 | Oglala Sioux Tribe | Indian Land | Kyle Grocery | P.O. Box 249 | Kyle | SD | 57752 | 43.4251 | -102.1751
8 | 4070021 | Kyle Grocery | Tank 1 | TRUE | Currently in Use |  | 10000 | Gasoline (containing <=10% ethanol) | 1994-06-01 | Oglala Sioux Tribe | Indian Land | Kyle Grocery | P.O. Box 249 | Kyle | SD | 57752 | 43.4251 | -102.1751
8 | 4070022 | Wanblee Corner | Tank 1 | TRUE | Permanently Out of Use |  | 9000 | Gasoline (containing <=10% ethanol) | 1975-06-01 | Oglala Sioux Tribe | Indian Land | Wanblee Corner | P.O. Box 265 | Wanblee | SD | 57577 | 43.5696 | -101.6617
8 | 4070022 | Wanblee Corner | Tank 2 | TRUE | Permanently Out of Use |  | 2000 | Gasoline (containing <=10% ethanol) | 1977-06-01 | Oglala Sioux Tribe | Indian Land | Wanblee Corner | P.O. Box 265 | Wanblee | SD | 57577 | 43.5696 | -101.6617
8 | 4070022 | Wanblee Corner | Tank 3 | TRUE | Permanently Out of Use |  | 9000 | Gasoline (containing <=10% ethanol) | 1992-06-01 | Oglala Sioux Tribe | Indian Land | Wanblee Corner | P.O. Box 265 | Wanblee | SD | 57577 | 43.5696 | -101.6617
8 | 4070023 | Wolf Creek Elementary School | Tank 1 | TRUE | Permanently Out of Use |  | 1000 | Gasoline (containing <=10% ethanol) | 1981-06-01 | Oglala Sioux Tribe | Indian Land | Wolf Creek Elementary School | Hwy. 18 | Pine Ridge | SD | 57770 | 43.1883 | -102.7935
8 | 4070023 | Wolf Creek Elementary School | Tank 2 | TRUE | Permanently Out of Use |  | 1000 | Gasoline (containing <=10% ethanol) | 1981-06-01 | Oglala Sioux Tribe | Indian Land | Wolf Creek Elementary School | Hwy. 18 | Pine Ridge | SD | 57770 | 43.1883 | -102.7935
8 | 4070023 | Wolf Creek Elementary School | Tank 3 | TRUE | Permanently Out of Use |  | 1000 | Diesel | 1986-06-01 | Oglala Sioux Tribe | Indian Land | Wolf Creek Elementary School | Hwy. 18 | Pine Ridge | SD | 57770 | 43.1883 | -102.7935
8 | 4070024 | Cole Lange Ranch | Tank 1 | TRUE | Permanently Out of Use |  | 2000 | Gasoline (containing <=10% ethanol) | 1984-06-01 | Oglala Sioux Tribe | Indian Land | Cole Lange Ranch | P.O. Box 169 | Oglala | SD | 57764 | 43.1867 | -102.7362
8 | 4070025 | Former Mobil Station | Tank 1 | TRUE | Permanently Out of Use | 1980-06-01 | 500 | Gasoline (containing <=10% ethanol) | 1950-06-01 | Oglala Sioux Tribe | Indian Land | Former Mobil Station | South Highway 18 Lot 15, Block 4 | Batesland | SD | 57716 | 43.1282 | -102.1002
8 | 4070025 | Former Mobil Station | Tank 9 | TRUE | Permanently Out of Use | 1980-06-01 | 1000 | Gasoline (containing <=10% ethanol) | 1950-06-01 | Oglala Sioux Tribe | Indian Land | Former Mobil Station | South Highway 18 Lot 15, Block 4 | Batesland | SD | 57716 | 43.1282 | -102.1002
8 | 4070025 | Former Mobil Station | Tank 8 | TRUE | Permanently Out of Use | 1980-06-01 | 2000 | Gasoline (containing <=10% ethanol) | 1950-06-01 | Oglala Sioux Tribe | Indian Land | Former Mobil Station | South Highway 18 Lot 15, Block 4 | Batesland | SD | 57716 | 43.1282 | -102.1002
8 | 4070025 | Former Mobil Station | Tank 7 | TRUE | Permanently Out of Use | 1980-06-01 | 2000 | Gasoline (containing <=10% ethanol) | 1950-06-01 | Oglala Sioux Tribe | Indian Land | Former Mobil Station | South Highway 18 Lot 15, Block 4 | Batesland | SD | 57716 | 43.1282 | -102.1002
8 | 4070025 | Former Mobil Station | Tank 6 | TRUE | Permanently Out of Use | 1980-06-01 | 2000 | Gasoline (containing <=10% ethanol) | 1950-06-01 | Oglala Sioux Tribe | Indian Land | Former Mobil Station | South Highway 18 Lot 15, Block 4 | Batesland | SD | 57716 | 43.1282 | -102.1002
8 | 4070025 | Former Mobil Station | Tank 5 | TRUE | Permanently Out of Use | 1980-06-01 | 2000 | Gasoline (containing <=10% ethanol) | 1950-06-01 | Oglala Sioux Tribe | Indian Land | Former Mobil Station | South Highway 18 Lot 15, Block 4 | Batesland | SD | 57716 | 43.1282 | -102.1002
8 | 4070025 | Former Mobil Station | Tank 4 | TRUE | Permanently Out of Use | 1980-06-01 | 2000 | Gasoline (containing <=10% ethanol) | 1950-06-01 | Oglala Sioux Tribe | Indian Land | Former Mobil Station | South Highway 18 Lot 15, Block 4 | Batesland | SD | 57716 | 43.1282 | -102.1002
8 | 4070025 | Former Mobil Station | Tank 3 | TRUE | Permanently Out of Use | 1980-06-01 | 500 | Gasoline (containing <=10% ethanol) | 1950-06-01 | Oglala Sioux Tribe | Indian Land | Former Mobil Station | South Highway 18 Lot 15, Block 4 | Batesland | SD | 57716 | 43.1282 | -102.1002
8 | 4070025 | Former Mobil Station | Tank 2 | TRUE | Permanently Out of Use | 1980-06-01 | 500 | Gasoline (containing <=10% ethanol) | 1950-06-01 | Oglala Sioux Tribe | Indian Land | Former Mobil Station | South Highway 18 Lot 15, Block 4 | Batesland | SD | 57716 | 43.1282 | -102.1002
8 | 4070026 | Batesland Bus Garage | Tank 1 | TRUE | Permanently Out of Use | 1995-09-20 | 1000 | Gasoline (containing <=10% ethanol) | 1976-06-01 | Oglala Sioux Tribe | Indian Land | Batesland Bus Garage | Unknown/N43.127943 w102.098457 | Batesland | SD | 57716 | 43.1282 | -102.1002
8 | 4070026 | Batesland Bus Garage | Tank 2 | TRUE | Permanently Out of Use | 1995-09-20 | 2000 | Gasoline (containing <=10% ethanol) | 1985-06-01 | Oglala Sioux Tribe | Indian Land | Batesland Bus Garage | Unknown/N43.127943 w102.098457 | Batesland | SD | 57716 | 43.1282 | -102.1002
8 | 4070027 | Oglala Trading Post | Tank 1 | TRUE | Permanently Out of Use |  | 1000 | Gasoline (containing <=10% ethanol) | 1969-06-01 | Oglala Sioux Tribe | Indian Land | Oglala Trading Post | #1 Hwy. 18 West | Oglala | SD | 57764 | 43.188 | -102.7402
8 | 4070027 | Oglala Trading Post | Tank 2 | TRUE | Permanently Out of Use |  | 2000 | Gasoline (containing <=10% ethanol) | 1969-06-01 | Oglala Sioux Tribe | Indian Land | Oglala Trading Post | #1 Hwy. 18 West | Oglala | SD | 57764 | 43.188 | -102.7402
8 | 4070028 | Oyate/Oglala General Store | Tank 1 | TRUE | Currently in Use |  | 12000 | Gasoline (containing <=10% ethanol) | 1999-11-01 | Oglala Sioux Tribe | Indian Land | Oyate/Oglala General Store | P.O. Box 1501 | Pine Ridge | SD | 57770 | 43.1879 | -102.752
8 | 4070029 | Our Lady of Lourdes | X Tank 1 | TRUE | Permanently Out of Use |  | 2000 | Gasoline (containing <=10% ethanol) | 1966-06-01 | Oglala Sioux Tribe | Indian Land | Our Lady of Lourdes | 500 Lourdes Lane ( P.O. Box 7) | Porcupine | SD | 57772 | 43.2397 | -102.3288
8 | 4070029 | Our Lady of Lourdes | Tank 1 | TRUE | Currently in Use |  | 2500 | Gasoline (containing <=10% ethanol) | 1986-08-01 | Oglala Sioux Tribe | Indian Land | Our Lady of Lourdes | 500 Lourdes Lane ( P.O. Box 7) | Porcupine | SD | 57772 | 43.2397 | -102.3288
8 | 4070030 | BIA Land Operations | Tank 1 | TRUE | Permanently Out of Use |  | 10000 | Gasoline (containing <=10% ethanol) | 1899-12-31 | Oglala Sioux Tribe | Indian Land | BIA Land Operations | Bldg. 60 | Pine Ridge | SD | 57770 | 43.0224 | -102.54
8 | 4070031 | Long Valley Store | Tank 1 | TRUE | Permanently Out of Use |  | 1000 | Gasoline (containing <=10% ethanol) | 1991-06-01 | Oglala Sioux Tribe | Indian Land | Long Valley Store | Unknown | Long Valley | SD | 57547
8 | 4070032 | Stadnick's Store | Tank 1 | TRUE | Permanently Out of Use |  | 8000 | Gasoline (containing <=10% ethanol) | 1899-12-31 | Oglala Sioux Tribe | Indian Land | Stadnick's Store | Kyle Dam Road | Kyle | SD | 57752 | 43.4226 | -102.1789
8 | 4070032 | Stadnick's Store | Tank 2 | TRUE | Permanently Out of Use |  | 5000 | Gasoline (containing <=10% ethanol) | 1899-12-31 | Oglala Sioux Tribe | Indian Land | Stadnick's Store | Kyle Dam Road | Kyle | SD | 57752 | 43.4226 | -102.1789
8 | 4070033 | Ivan's Hwy. 18 Store | Tank 1 | TRUE | Permanently Out of Use |  | 1000 | Gasoline (containing <=10% ethanol) | 1986-06-01 | Oglala Sioux Tribe | Indian Land | Ivan's Hwy. 18 Store | RR 1 P.O. Box 3A | Oglala | SD | 57764 | 43.1867 | -102.7362
8 | 4070034 | Abandoned Facility | Tank 1 | TRUE | Permanently Out of Use |  | 115 | Gasoline (containing <=10% ethanol) | 1899-12-31 | Oglala Sioux Tribe | Indian Land | Abandoned Facility | Unknown | Long Valley | SD | 57547
8 | 4070035 | Old Porcupine Day School | Tank 1 | TRUE | Permanently Out of Use |  | 1000 | Gasoline (containing <=10% ethanol) | 1899-12-31 | Oglala Sioux Tribe | Indian Land | Old Porcupine Day School | Unknown | Porcupine | SD | 57772 | 43.2371 | -102.3051
8 | 4070036 | Yellow Birds | X Tank 1 | TRUE | Permanently Out of Use |  | 12000 | Gasoline (containing <=10% ethanol) | 1974-06-01 | Oglala Sioux Tribe | Indian Land | Yellow Birds | Hwy. 18 East | Pine Ridge | SD | 57770 | 43.0262 | -102.5512
8 | 4070036 | Yellow Birds | Tank 1 | TRUE | Temporarily Out of Use | 2021-06-16 | 12000 | Gasoline (containing <=10% ethanol) | 1998-10-01 | Oglala Sioux Tribe | Indian Land | Yellow Birds | Hwy. 18 East | Pine Ridge | SD | 57770 | 43.0262 | -102.5512
8 | 4070036 | Yellow Birds | Tank 2 | TRUE | Temporarily Out of Use | 2021-06-16 | 6000 | Gasoline (containing <=10% ethanol) | 1998-10-01 | Oglala Sioux Tribe | Indian Land | Yellow Birds | Hwy. 18 East | Pine Ridge | SD | 57770 | 43.0262 | -102.5512
8 | 4070036 | Yellow Birds | X Tank 3 | TRUE | Permanently Out of Use |  | 4000 | Gasoline (containing <=10% ethanol) | 1974-06-01 | Oglala Sioux Tribe | Indian Land | Yellow Birds | Hwy. 18 East | Pine Ridge | SD | 57770 | 43.0262 | -102.5512
8 | 4070036 | Yellow Birds | X Tank 2 | TRUE | Permanently Out of Use |  | 6000 | Gasoline (containing <=10% ethanol) | 1974-06-01 | Oglala Sioux Tribe | Indian Land | Yellow Birds | Hwy. 18 East | Pine Ridge | SD | 57770 | 43.0262 | -102.5512
8 | 4070037 | Facility Management (BIA) | Tank 1 | TRUE | Permanently Out of Use |  | 15000 | Gasoline (containing <=10% ethanol) | 1899-12-31 | Oglala Sioux Tribe | Indian Land | Facility Management (BIA) | Bldg. 59 | Pine Ridge | SD | 57770 | 43.0271 | -102.5542
8 | 4070038 | Little Wound School (BIA) | Tank 1 | TRUE | Permanently Out of Use |  | 10000 | Diesel | 1980-06-01 | Oglala Sioux Tribe | Indian Land | Little Wound School (BIA) | P.O. Box 500, Bldg. 352 | Kyle | SD | 57752 | 43.425 | -102.175
8 | 4070038 | Little Wound School (BIA) | Tank 2 | TRUE | Permanently Out of Use |  | 4000 | Gasoline (containing <=10% ethanol) | 1980-06-01 | Oglala Sioux Tribe | Indian Land | Little Wound School (BIA) | P.O. Box 500, Bldg. 352 | Kyle | SD | 57752 | 43.425 | -102.175
8 | 4070039 | Abandoned Facility (Pinkys) | Tank 1 | TRUE | Permanently Out of Use |  | 1000 | Gasoline (containing <=10% ethanol) | 1982-06-01 | Oglala Sioux Tribe | Indian Land | Abandoned Facility (Pinkys) | 101 Main St. | Manderson | SD | 57756 | 43.2475 | -102.4706
8 | 4070039 | Abandoned Facility (Pinkys) | Tank 2 | TRUE | Permanently Out of Use |  | 1000 | Gasoline (containing <=10% ethanol) | 1982-06-01 | Oglala Sioux Tribe | Indian Land | Abandoned Facility (Pinkys) | 101 Main St. | Manderson | SD | 57756 | 43.2475 | -102.4706
8 | 4070040 | Maldonado's | Tank 1 | TRUE | Permanently Out of Use |  | 115 | Gasoline (containing <=10% ethanol) | 1899-12-31 | Oglala Sioux Tribe | Indian Land | Maldonado's | Unknown | Wanblee | SD | 57577 | 43.5696 | -101.6617
8 | 4070041 | Rick's Ready Mart (Reddy Mart) | Tank 1 | TRUE | Temporarily Out of Use | 2014-01-23 | 12000 | Gasoline (containing <=10% ethanol) | 2008-04-01 | Oglala Sioux Tribe | Indian Land | Rick's Ready Mart (Reddy Mart) | PO Box 297 | Pine Ridge | SD | 57770 | 43.027 | -102.519
8 | 4070041 | Rick's Ready Mart (Reddy Mart) | Tank 2 | TRUE | Temporarily Out of Use | 2014-01-23 | 8000 | Diesel | 2008-04-01 | Oglala Sioux Tribe | Indian Land | Rick's Ready Mart (Reddy Mart) | PO Box 297 | Pine Ridge | SD | 57770 | 43.027 | -102.519
8 | 4070042 | Porcupine School Bus Shack (BIA) | Tank 1 | TRUE | Permanently Out of Use |  | 550 | Gasoline (containing <=10% ethanol) | 1899-12-31 | Oglala Sioux Tribe | Indian Land | Porcupine School Bus Shack (BIA) | Near Building 663 | Porcupine | SD | 57772 | 43.2455 | -102.3308
8 | 4070043 | Oblaya Community Store | Tank 1 | TRUE | Permanently Out of Use |  | 4000 | Gasoline (containing <=10% ethanol) | 1979-06-01 | Oglala Sioux Tribe | Indian Land | Oblaya Community Store | H.C. 49 P.O. Box 65 | Porcupine | SD | 57772 | 43.2371 | -102.3051
8 | 4070043 | Oblaya Community Store | Tank 2 | TRUE | Permanently Out of Use |  | 1000 | Diesel | 1979-06-01 | Oglala Sioux Tribe | Indian Land | Oblaya Community Store | H.C. 49 P.O. Box 66 | Porcupine | SD | 57772 | 43.2371 | -102.3051
8 | 4070043 | Oblaya Community Store | Tank 3 | TRUE | Permanently Out of Use |  | 500 | Diesel | 1979-06-01 | Oglala Sioux Tribe | Indian Land | Oblaya Community Store | H.C. 49 P.O. Box 67 | Porcupine | SD | 57772 | 43.2371 | -102.3051
8 | 4070044 | Sub-Station (BIA) (Law Enforcement ) | Tank 1 | TRUE | Permanently Out of Use |  | 1000 | Gasoline (containing <=10% ethanol) | 1899-12-31 | Oglala Sioux Tribe | Indian Land | Sub-Station (BIA) (Law Enforcement ) | Bldg. 663 | Porcupine | SD | 57772 | 43.2371 | -102.3051
8 | 4070045 | Abandoned Facility (Little Lakota Store) | Tank 1 | TRUE | Permanently Out of Use | 2022-12-20 | 115 | Gasoline (containing <=10% ethanol) | 1899-12-31 | Oglala Sioux Tribe | Indian Land | Abandoned Facility (Little Lakota Store) | BIA Road 41, Red Shirt, SD | Oglala | SD | 57764 | 43.5496 | -102.8828
8 | 4070046 | Abandoned Facility (Cross Garage & Service) | Tank 1 | TRUE | Permanently Out of Use |  | 6000 | Gasoline (containing <=10% ethanol) | 1899-12-31 | Oglala Sioux Tribe | Indian Land | Abandoned Facility (Cross Garage & Service) | Unknown (Cross Garage & Service Station) | Kyle | SD | 57752 | 43.4436 | -102.1107
8 | 4070046 | Abandoned Facility (Cross Garage & Service) | Tank 2 | TRUE | Permanently Out of Use |  | 6000 | Gasoline (containing <=10% ethanol) | 1899-12-31 | Oglala Sioux Tribe | Indian Land | Abandoned Facility (Cross Garage & Service) | Unknown (Cross Garage & Service Station) | Kyle | SD | 57752 | 43.4436 | -102.1107
8 | 4070047 | Common Cents Grocery Store | X Tank 1 | TRUE | Permanently Out of Use |  | 2000 | Gasoline (containing <=10% ethanol) | 1979-06-01 | Oglala Sioux Tribe | Indian Land | Common Cents Grocery Store | HC 49, P.O. Box 83 | Porcupine | SD | 57772 | 43.3897 | -102.3988
8 | 4070047 | Common Cents Grocery Store | X Tank 2 | TRUE | Permanently Out of Use |  | 10000 | Gasoline (containing <=10% ethanol) | 1979-06-01 | Oglala Sioux Tribe | Indian Land | Common Cents Grocery Store | HC 49, P.O. Box 83 | Porcupine | SD | 57772 | 43.3897 | -102.3988
8 | 4070047 | Common Cents Grocery Store | Tank 1 | TRUE | Currently in Use |  | 12000 | Gasoline (containing <=10% ethanol) | 1997-08-01 | Oglala Sioux Tribe | Indian Land | Common Cents Grocery Store | HC 49, P.O. Box 83 | Porcupine | SD | 57772 | 43.3897 | -102.3988
8 | 4070048 | Abandoned Facility (Standard Station) | Tank 1 | TRUE | Permanently Out of Use |  | 115 | Gasoline (containing <=10% ethanol) | 1899-12-31 | Oglala Sioux Tribe | Indian Land | Abandoned Facility (Standard Station) | Unknown (Standard Station) | Long Valley | SD | 57547
8 | 4070048 | Abandoned Facility (Standard Station) | Tank 2 | TRUE | Permanently Out of Use |  | 115 | Gasoline (containing <=10% ethanol) | 1899-12-31 | Oglala Sioux Tribe | Indian Land | Abandoned Facility (Standard Station) | Unknown (Standard Station) | Long Valley | SD | 57547
8 | 4070049 | Porcupine Head Start (BIA) | Tank 1 | TRUE | Permanently Out of Use |  | 500 | Diesel | 1899-12-31 | Oglala Sioux Tribe | Indian Land | Porcupine Head Start (BIA) | .25 MILES N OF BIG FOOT RD & HWY 23 JCT | Porcupine | SD | 57772 | 43.2371 | -102.3051
8 | 4070053 | Zephier Video & Gas | Tank 1 | TRUE | Permanently Out of Use |  | 1000 | Gasoline (containing <=10% ethanol) | 1979-06-01 | Oglala Sioux Tribe | Indian Land | Zephier Video & Gas | P.O. Box 425 | Kyle | SD | 57752 | 43.4245 | -102.1752
8 | 4070060 | Sioux Nation Gas | Tank 1 | TRUE | Permanently Out of Use | 2001-10-16 | 12000 | Gasoline (containing <=10% ethanol) | 1986-06-01 | Oglala Sioux Tribe | Indian Land | Sioux Nation Gas | P.O. Box B | Pine Ridge | SD | 57770 | 43.0258 | -102.5543
8 | 4070060 | Sioux Nation Gas | Tank 2 | TRUE | Permanently Out of Use | 2001-10-16 | 10000 | Gasoline (containing <=10% ethanol) | 1986-06-01 | Oglala Sioux Tribe | Indian Land | Sioux Nation Gas | P.O. Box B | Pine Ridge | SD | 57770 | 43.0258 | -102.5543
8 | 4070061 | S & J Mart | Tank 1 | TRUE | Permanently Out of Use |  | 115 | Gasoline (containing <=10% ethanol) | 1899-12-31 | Oglala Sioux Tribe | Indian Land | S & J Mart | Unknown | Kyle | SD | 57752 | 43.4436 | -102.1107
8 | 4070061 | S & J Mart | Tank 2 | TRUE | Permanently Out of Use |  | 115 | Gasoline (containing <=10% ethanol) | 1899-12-31 | Oglala Sioux Tribe | Indian Land | S & J Mart | Unknown | Kyle | SD | 57752 | 43.4436 | -102.1107
8 | 4070062 | Rockyford Elementary School | Tank 1 | TRUE | Permanently Out of Use |  | 500 | Gasoline (containing <=10% ethanol) | 1966-06-01 | Oglala Sioux Tribe | Indian Land | Rockyford Elementary School | HCR 49 P.O. Box 17 | Porcupine | SD | 57772 | 43.2401 | -102.3278
8 | 4070062 | Rockyford Elementary School | Tank 2 | TRUE | Permanently Out of Use |  | 500 | Gasoline (containing <=10% ethanol) | 1966-06-01 | Oglala Sioux Tribe | Indian Land | Rockyford Elementary School | HCR 49 P.O. Box 18 | Porcupine | SD | 57772 | 43.2401 | -102.3278
8 | 4070062 | Rockyford Elementary School | Tank 3 | TRUE | Permanently Out of Use |  | 1000 | Diesel | 1966-06-01 | Oglala Sioux Tribe | Indian Land | Rockyford Elementary School | HCR 49 P.O. Box 19 | Porcupine | SD | 57772 | 43.2401 | -102.3278
8 | 4070064 | Law Enforcement (BIA)/Wanblee Substation | Tank 1 | TRUE | Permanently Out of Use |  | 1000 | Gasoline (containing <=10% ethanol) | 1899-12-31 | Oglala Sioux Tribe | Indian Land | Law Enforcement (BIA)/Wanblee Substation | Bldg. 552 | Wanblee | SD | 57577 | 43.5696 | -101.6617
8 | 4070065 | BIA - Roads | Tank 1 | TRUE | Permanently Out of Use |  | 22000 | Gasoline (containing <=10% ethanol) | 1974-06-01 | Oglala Sioux Tribe | Indian Land | BIA - Roads | Pine Ridge Agency, Bldg. 163 | Pine Ridge | SD | 57770 | 43.0255 | -102.5309
8 | 4070065 | BIA - Roads | Tank 2 | TRUE | Permanently Out of Use |  | 22000 | Gasoline (containing <=10% ethanol) | 1974-06-01 | Oglala Sioux Tribe | Indian Land | BIA - Roads | Pine Ridge Agency, Bldg. 163 | Pine Ridge | SD | 57770 | 43.0255 | -102.5309
8 | 4070065 | BIA - Roads | Tank 3 | TRUE | Permanently Out of Use |  | 22000 | Gasoline (containing <=10% ethanol) | 1974-06-01 | Oglala Sioux Tribe | Indian Land | BIA - Roads | Pine Ridge Agency, Bldg. 163 | Pine Ridge | SD | 57770 | 43.0255 | -102.5309
8 | 4070065 | BIA - Roads | Tank 4 | TRUE | Permanently Out of Use |  | 22000 | Gasoline (containing <=10% ethanol) | 1974-06-01 | Oglala Sioux Tribe | Indian Land | BIA - Roads | Pine Ridge Agency, Bldg. 163 | Pine Ridge | SD | 57770 | 43.0255 | -102.5309
8 | 4070066 | Loneman School (BIA) | Tank 1 | TRUE | Permanently Out of Use |  | 10000 | Gasoline (containing <=10% ethanol) | 1971-06-01 | Oglala Sioux Tribe | Indian Land | Loneman School (BIA) | P.O. Box 50, Bldg. 971 | Oglala | SD | 57764 | 43.1867 | -102.7362
8 | 4070066 | Loneman School (BIA) | Tank 2 | TRUE | Permanently Out of Use |  | 1000 | Diesel | 1979-06-01 | Oglala Sioux Tribe | Indian Land | Loneman School (BIA) | P.O. Box 50, Bldg. 971 | Oglala | SD | 57764 | 43.1867 | -102.7362
8 | 4070067 | American Horse School (BIA) | Tank 1 | TRUE | Permanently Out of Use |  | 10000 | Diesel | 1984-06-01 | Oglala Sioux Tribe | Indian Land | American Horse School (BIA) | Main Street, Bldg. 435 | Allen | SD | 57714
8 | 4070068 | Crazy Horse School (BIA) | Tank 1 | TRUE | Permanently Out of Use |  | 10000 | Gasoline (containing <=10% ethanol) | 1972-06-01 | Oglala Sioux Tribe | Indian Land | Crazy Horse School (BIA) | P.O. Box 260, Bldg. 526 | Wanblee | SD | 57577 | 43.5696 | -101.6617
8 | 4070069 | Porcupine Day School (BIA) | Tank 1 | TRUE | Permanently Out of Use |  | 10000 | Gasoline (containing <=10% ethanol) | 1970-06-01 | Oglala Sioux Tribe | Indian Land | Porcupine Day School (BIA) | P.O. Box 180, Bldg. 662 | Porcupine | SD | 57772 | 43.2391 | -102.328
8 | 4070070 | Wounded Knee School (BIA) | Tank 1 | TRUE | Permanently Out of Use |  | 10000 | Diesel | 1983-06-01 | Oglala Sioux Tribe | Indian Land | Wounded Knee School (BIA) | P.O. Box 350, Bldg. 2301 | Manderson | SD | 57756 | 43.2475 | -102.4706
8 | 4070070 | Wounded Knee School (BIA) | Tank 2 | TRUE | Permanently Out of Use |  | 1500 | Gasoline (containing <=10% ethanol) | 1963-06-01 | Oglala Sioux Tribe | Indian Land | Wounded Knee School (BIA) | P.O. Box 350, Bldg. 2301 | Manderson | SD | 57756 | 43.2475 | -102.4706
8 | 4070071 | Pass Creek Market (FKA Allen Store) | X Tank 1 | TRUE | Permanently Out of Use |  | 500 | Gasoline (containing <=10% ethanol) | 1975-06-01 | Oglala Sioux Tribe | Indian Land | Pass Creek Market (FKA Allen Store) | 104 E. Dance Road | Allen | SD | 57714
8 | 4070071 | Pass Creek Market (FKA Allen Store) | Tank 1 | TRUE | Currently in Use |  | 12000 | Diesel; Gasoline (containing <=10% ethanol) | 2021-05-01 | Oglala Sioux Tribe | Indian Land | Pass Creek Market (FKA Allen Store) | 104 E. Dance Road | Allen | SD | 57714
8 | 4070071 | Pass Creek Market (FKA Allen Store) | X Tank 3 | TRUE | Permanently Out of Use |  | 500 | Gasoline (containing <=10% ethanol) | 1975-06-01 | Oglala Sioux Tribe | Indian Land | Pass Creek Market (FKA Allen Store) | 104 E. Dance Road | Allen | SD | 57714
8 | 4070071 | Pass Creek Market (FKA Allen Store) | X Tank 2 | TRUE | Permanently Out of Use |  | 500 | Gasoline (containing <=10% ethanol) | 1975-06-01 | Oglala Sioux Tribe | Indian Land | Pass Creek Market (FKA Allen Store) | 104 E. Dance Road | Allen | SD | 57714
8 | 4070072 | Oglala Community School (BIA) | Tank 1 | TRUE | Permanently Out of Use |  | 12000 | Gasoline (containing <=10% ethanol) | 1960-06-01 | Oglala Sioux Tribe | Indian Land | Oglala Community School (BIA) | Tanks at Bldgs. 338 & 204 | Pine Ridge | SD | 57770 | 43.0224 | -102.54
8 | 4070072 | Oglala Community School (BIA) | Tank 2 | TRUE | Permanently Out of Use |  | 12000 | Gasoline (containing <=10% ethanol) | 1899-12-31 | Oglala Sioux Tribe | Indian Land | Oglala Community School (BIA) | Tanks at Bldgs. 338 & 204 | Pine Ridge | SD | 57770 | 43.0224 | -102.54
8 | 4070073 | Porch Farm | Tank 1 | TRUE | Permanently Out of Use | 2001-10-31 | 4000 | Diesel | 1899-12-31 | Oglala Sioux Tribe | Indian Land | Porch Farm | HC1 Box 50 | Wanblee | SD | 57577 | 43.5696 | -101.6617
8 | 4080001 | Law Enforcement (BIA) | Tank 1 | TRUE | Permanently Out of Use |  | 5000 | Gasoline (containing <=10% ethanol) | 1985-06-01 | Rosebud Sioux Tribe of the Rosebud Indian Reservation, South Dakota | Indian Land | Law Enforcement (BIA) | P.O. Box 550, Bldg. 140 | Rosebud | SD | 57570 | 48.3675 | -124.5838
8 | 4080001 | Law Enforcement (BIA) | Tank 2 | TRUE | Permanently Out of Use |  | 1000 | Diesel | 1899-12-31 | Rosebud Sioux Tribe of the Rosebud Indian Reservation, South Dakota | Indian Land | Law Enforcement (BIA) | P.O. Box 550, Bldg. 140 | Rosebud | SD | 57570 | 48.3675 | -124.5838
8 | 4080002 | Mission Facility (DOT) | X Tank 1 | TRUE | Permanently Out of Use |  | 1000 | Gasoline (containing <=10% ethanol) | 1979-06-01 | Rosebud Sioux Tribe of the Rosebud Indian Reservation, South Dakota | Indian Land | Mission Facility (DOT) | Hwy. 18 (@ west city limits, north side) | Mission | SD | 57555 | 43.307 | -100.6473
8 | 4080002 | Mission Facility (DOT) | Tank 1-diesel | TRUE | Currently in Use |  | 3000 | Diesel | 2012-11-01 | Rosebud Sioux Tribe of the Rosebud Indian Reservation, South Dakota | Indian Land | Mission Facility (DOT) | Hwy. 18 (@ west city limits, north side) | Mission | SD | 57555 | 43.307 | -100.6473
8 | 4080002 | Mission Facility (DOT) | Tank 2-RUL | TRUE | Currently in Use |  | 2500 | Gasoline (containing <=10% ethanol) | 2012-11-01 | Rosebud Sioux Tribe of the Rosebud Indian Reservation, South Dakota | Indian Land | Mission Facility (DOT) | Hwy. 18 (@ west city limits, north side) | Mission | SD | 57555 | 43.307 | -100.6473
8 | 4080002 | Mission Facility (DOT) | X Tank 4 | TRUE | Permanently Out of Use | 2012-10-29 | 1500 | Diesel | 1993-12-01 | Rosebud Sioux Tribe of the Rosebud Indian Reservation, South Dakota | Indian Land | Mission Facility (DOT) | Hwy. 18 (@ west city limits, north side) | Mission | SD | 57555 | 43.307 | -100.6473
8 | 4080002 | Mission Facility (DOT) | X Tank 3 | TRUE | Permanently Out of Use | 2012-10-29 | 1000 | Gasoline (containing <=10% ethanol) | 1993-12-01 | Rosebud Sioux Tribe of the Rosebud Indian Reservation, South Dakota | Indian Land | Mission Facility (DOT) | Hwy. 18 (@ west city limits, north side) | Mission | SD | 57555 | 43.307 | -100.6473
8 | 4080002 | Mission Facility (DOT) | X Tank 2 | TRUE | Permanently Out of Use |  | 1500 | Diesel | 1979-06-01 | Rosebud Sioux Tribe of the Rosebud Indian Reservation, South Dakota | Indian Land | Mission Facility (DOT) | Hwy. 18 (@ west city limits, north side) | Mission | SD | 57555 | 43.307 | -100.6473
8 | 4080003 | Gas N Git | Tank 1 | TRUE | Permanently Out of Use |  | 10000 | Gasoline (containing <=10% ethanol) | 1982-06-01 | Rosebud Sioux Tribe of the Rosebud Indian Reservation, South Dakota | Indian Land | Gas N Git | 179 Marge St. N, West Hwy. 18 | Mission | SD | 57555 | 43.3065 | -100.6679
8 | 4080003 | Gas N Git | Tank 3 | TRUE | Permanently Out of Use |  | 8000 | Diesel | 1982-06-01 | Rosebud Sioux Tribe of the Rosebud Indian Reservation, South Dakota | Indian Land | Gas N Git | 179 Marge St. N, West Hwy. 18 | Mission | SD | 57555 | 43.3065 | -100.6679
8 | 4080003 | Gas N Git | Tank 2 | TRUE | Permanently Out of Use |  | 10000 | Gasoline (containing <=10% ethanol) | 1982-06-01 | Rosebud Sioux Tribe of the Rosebud Indian Reservation, South Dakota | Indian Land | Gas N Git | 179 Marge St. N, West Hwy. 18 | Mission | SD | 57555 | 43.3065 | -100.6679
8 | 4080004 | Kon's Service | Tank 1 | TRUE | Permanently Out of Use |  | 8000 | Diesel | 1975-06-01 | Rosebud Sioux Tribe of the Rosebud Indian Reservation, South Dakota | Indian Land | Kon's Service | Hwy. 18 and Main St. | Mission | SD | 57555
8 | 4080005 | Bison State Telephone Co. | Tank 1 | TRUE | Permanently Out of Use |  | 260 | Diesel | 1980-06-01 | Rosebud Sioux Tribe of the Rosebud Indian Reservation, South Dakota | Indian Land | Bison State Telephone Co. | Legion Ave. | Rosebud | SD | 57570 | 43.2313 | -100.8537
8 | 4080006 | Kary's | X Tank 1 | TRUE | Permanently Out of Use |  | 1000 | Gasoline (containing <=10% ethanol) | 1899-12-31 | Rosebud Sioux Tribe of the Rosebud Indian Reservation, South Dakota | Indian Land | Kary's | 502 Main Street | Parmelee | SD | 57566 | 48.3672 | -124.6251
8 | 4080006 | Kary's | Tank 1 RUL | TRUE | Temporarily Out of Use | 2024-06-24 | 1000 | Gasoline (containing <=10% ethanol) | 1999-04-12 | Rosebud Sioux Tribe of the Rosebud Indian Reservation, South Dakota | Indian Land | Kary's | 502 Main Street | Parmelee | SD | 57566 | 48.3672 | -124.6251
8 | 4080006 | Kary's | Tank 2 RUL | TRUE | Temporarily Out of Use |  | 1000 | Gasoline (containing <=10% ethanol) | 1999-04-12 | Rosebud Sioux Tribe of the Rosebud Indian Reservation, South Dakota | Indian Land | Kary's | 502 Main Street | Parmelee | SD | 57566 | 48.3672 | -124.6251
8 | 4080006 | Kary's | X Tank 3 | TRUE | Permanently Out of Use |  | 1000 | Gasoline (containing <=10% ethanol) | 1899-12-31 | Rosebud Sioux Tribe of the Rosebud Indian Reservation, South Dakota | Indian Land | Kary's | 502 Main Street | Parmelee | SD | 57566 | 48.3672 | -124.6251
8 | 4080006 | Kary's | X Tank 2 | TRUE | Permanently Out of Use |  | 1000 | Gasoline (containing <=10% ethanol) | 1899-12-31 | Rosebud Sioux Tribe of the Rosebud Indian Reservation, South Dakota | Indian Land | Kary's | 502 Main Street | Parmelee | SD | 57566 | 48.3672 | -124.6251
8 | 4080007 | Valandra's II | X Tank 1 | TRUE | Permanently Out of Use |  | 6000 | Gasoline (containing <=10% ethanol) | 1984-06-01 | Rosebud Sioux Tribe of the Rosebud Indian Reservation, South Dakota | Indian Land | Valandra's II | 120 North Main | Saint Francis | SD | 57572 | 43.1466 | -100.9049
8 | 4080007 | Valandra's II | Tank 1 RUL | TRUE | Currently in Use |  | 12000 | Gasoline (containing <=10% ethanol) | 1997-11-01 | Rosebud Sioux Tribe of the Rosebud Indian Reservation, South Dakota | Indian Land | Valandra's II | 120 North Main | Saint Francis | SD | 57572 | 43.1466 | -100.9049
8 | 4080007 | Valandra's II | X Tank 3 | TRUE | Permanently Out of Use |  | 1000 | Gasoline (containing <=10% ethanol) | 1984-06-01 | Rosebud Sioux Tribe of the Rosebud Indian Reservation, South Dakota | Indian Land | Valandra's II | 120 North Main | Saint Francis | SD | 57572 | 43.1466 | -100.9049
8 | 4080007 | Valandra's II | X Tank 2 | TRUE | Permanently Out of Use |  | 4000 | Gasoline (containing <=10% ethanol) | 1984-06-01 | Rosebud Sioux Tribe of the Rosebud Indian Reservation, South Dakota | Indian Land | Valandra's II | 120 North Main | Saint Francis | SD | 57572 | 43.1466 | -100.9049
8 | 4080008 | Dakota Pride Cooperative/Former Farmers Union Coop Service Station | Tank 1 | TRUE | Permanently Out of Use |  | 2000 | Gasoline (containing <=10% ethanol) | 1966-06-01 | Rosebud Sioux Tribe of the Rosebud Indian Reservation, South Dakota | Indian Land | Dakota Pride Cooperative/Former Farmers Union Coop Service Station | Hwy. 18 and Main St. or 115 N Main | Mission | SD | 57555 | 43.3057 | -100.6595
8 | 4080008 | Dakota Pride Cooperative/Former Farmers Union Coop Service Station | Tank 6 | TRUE | Permanently Out of Use |  | 115 | Gasoline (containing <=10% ethanol) | 1899-12-31 | Rosebud Sioux Tribe of the Rosebud Indian Reservation, South Dakota | Indian Land | Dakota Pride Cooperative/Former Farmers Union Coop Service Station | Hwy. 18 and Main St. or 115 N Main | Mission | SD | 57555 | 43.3057 | -100.6595
8 | 4080008 | Dakota Pride Cooperative/Former Farmers Union Coop Service Station | Tank 5 | TRUE | Permanently Out of Use |  | 115 | Gasoline (containing <=10% ethanol) | 1899-12-31 | Rosebud Sioux Tribe of the Rosebud Indian Reservation, South Dakota | Indian Land | Dakota Pride Cooperative/Former Farmers Union Coop Service Station | Hwy. 18 and Main St. or 115 N Main | Mission | SD | 57555 | 43.3057 | -100.6595
8 | 4080008 | Dakota Pride Cooperative/Former Farmers Union Coop Service Station | Tank 4 | TRUE | Permanently Out of Use |  | 1000 | Diesel | 1966-06-01 | Rosebud Sioux Tribe of the Rosebud Indian Reservation, South Dakota | Indian Land | Dakota Pride Cooperative/Former Farmers Union Coop Service Station | Hwy. 18 and Main St. or 115 N Main | Mission | SD | 57555 | 43.3057 | -100.6595
8 | 4080008 | Dakota Pride Cooperative/Former Farmers Union Coop Service Station | Tank 3 | TRUE | Permanently Out of Use |  | 1000 | Diesel | 1966-06-01 | Rosebud Sioux Tribe of the Rosebud Indian Reservation, South Dakota | Indian Land | Dakota Pride Cooperative/Former Farmers Union Coop Service Station | Hwy. 18 and Main St. or 115 N Main | Mission | SD | 57555 | 43.3057 | -100.6595
8 | 4080008 | Dakota Pride Cooperative/Former Farmers Union Coop Service Station | Tank 2 | TRUE | Permanently Out of Use |  | 2000 | Gasoline (containing <=10% ethanol) | 1966-06-01 | Rosebud Sioux Tribe of the Rosebud Indian Reservation, South Dakota | Indian Land | Dakota Pride Cooperative/Former Farmers Union Coop Service Station | Hwy. 18 and Main St. or 115 N Main | Mission | SD | 57555 | 43.3057 | -100.6595
8 | 4080009 | Cato Valandra Property | Tank 1 | TRUE | Permanently Out of Use |  | 1000 | Unknown Petroleum | 1899-12-31 | Rosebud Sioux Tribe of the Rosebud Indian Reservation, South Dakota | Indian Land | Cato Valandra Property | PO Box 140 | Saint Francis | SD | 57572 | 43.1174 | -101.0331
8 | 4080009 | Cato Valandra Property | Tank 4 | TRUE | Permanently Out of Use |  | 2000 | Unknown Petroleum | 1899-12-31 | Rosebud Sioux Tribe of the Rosebud Indian Reservation, South Dakota | Indian Land | Cato Valandra Property | PO Box 140 | Saint Francis | SD | 57572 | 43.1174 | -101.0331
8 | 4080009 | Cato Valandra Property | Tank 3 | TRUE | Permanently Out of Use |  | 500 | Unknown Petroleum | 1899-12-31 | Rosebud Sioux Tribe of the Rosebud Indian Reservation, South Dakota | Indian Land | Cato Valandra Property | PO Box 140 | Saint Francis | SD | 57572 | 43.1174 | -101.0331
8 | 4080009 | Cato Valandra Property | Tank 2 | TRUE | Permanently Out of Use |  | 1000 | Unknown Petroleum | 1899-12-31 | Rosebud Sioux Tribe of the Rosebud Indian Reservation, South Dakota | Indian Land | Cato Valandra Property | PO Box 140 | Saint Francis | SD | 57572 | 43.1174 | -101.0331
8 | 4080010 | Mission Bus Garage/Todd County School District - Bus Storage Facility | Tank 1 | TRUE | Permanently Out of Use |  | 10000 | Diesel | 1980-06-01 | Rosebud Sioux Tribe of the Rosebud Indian Reservation, South Dakota | Indian Land | Mission Bus Garage/Todd County School District - Bus Storage Facility | 204 S. Lincoln | Mission | SD | 57555 | 43.3037 | -100.6604
8 | 4080010 | Mission Bus Garage/Todd County School District - Bus Storage Facility | Tank 3 | TRUE | Permanently Out of Use |  | 2000 | Gasoline (containing <=10% ethanol) | 1967-06-01 | Rosebud Sioux Tribe of the Rosebud Indian Reservation, South Dakota | Indian Land | Mission Bus Garage/Todd County School District - Bus Storage Facility | 204 S. Lincoln | Mission | SD | 57555 | 43.3037 | -100.6604
8 | 4080010 | Mission Bus Garage/Todd County School District - Bus Storage Facility | Tank 2 | TRUE | Permanently Out of Use |  | 10000 | Gasoline (containing <=10% ethanol) | 1980-06-01 | Rosebud Sioux Tribe of the Rosebud Indian Reservation, South Dakota | Indian Land | Mission Bus Garage/Todd County School District - Bus Storage Facility | 204 S. Lincoln | Mission | SD | 57555 | 43.3037 | -100.6604
8 | 4080011 | He Dog Elementary School | Tank 1 | TRUE | Permanently Out of Use |  | 1000 | Gasoline (containing <=10% ethanol) | 1977-06-01 | Rosebud Sioux Tribe of the Rosebud Indian Reservation, South Dakota | Indian Land | He Dog Elementary School | Bldg. 515 | Parmelee | SD | 57566 | 48.3675 | -124.5838
8 | 4080011 | He Dog Elementary School | Tank 2 | TRUE | Permanently Out of Use |  | 1000 | Diesel | 1985-06-01 | Rosebud Sioux Tribe of the Rosebud Indian Reservation, South Dakota | Indian Land | He Dog Elementary School | Bldg. 515 | Parmelee | SD | 57566 | 48.3675 | -124.5838
8 | 4080012 | Rosebud Elementary School | Tank 1 | TRUE | Permanently Out of Use |  | 1000 | Diesel | 1984-04-01 | Rosebud Sioux Tribe of the Rosebud Indian Reservation, South Dakota | Indian Land | Rosebud Elementary School | Unknown | Rosebud | SD | 57570 | 48.2942 | -124.665
8 | 4080012 | Rosebud Elementary School | Tank 2 | TRUE | Permanently Out of Use |  | 1000 | Gasoline (containing <=10% ethanol) | 1971-06-01 | Rosebud Sioux Tribe of the Rosebud Indian Reservation, South Dakota | Indian Land | Rosebud Elementary School | Unknown | Rosebud | SD | 57570 | 48.2942 | -124.665
8 | 4080013 | Spring Creek Elementary School | Tank 1 | TRUE | Permanently Out of Use |  | 1000 | Gasoline (containing <=10% ethanol) | 1980-06-01 | Rosebud Sioux Tribe of the Rosebud Indian Reservation, South Dakota | Indian Land | Spring Creek Elementary School | Bldg. 1101 | Saint Francis | SD | 57572 | 43.1174 | -101.0331
8 | 4080014 | O'Kreek Elementary School | Tank 1 | TRUE | Permanently Out of Use |  | 1000 | Gasoline (containing <=10% ethanol) | 1970-06-01 | Rosebud Sioux Tribe of the Rosebud Indian Reservation, South Dakota | Indian Land | O'Kreek Elementary School | Bldg. 901 | Rosebud | SD | 57570 | 48.3672 | -124.6251
8 | 4080015 | Littleberg Elementary School | Tank 1 | TRUE | Permanently Out of Use |  | 1000 | Gasoline (containing <=10% ethanol) | 1972-06-01 | Rosebud Sioux Tribe of the Rosebud Indian Reservation, South Dakota | Indian Land | Littleberg Elementary School | Unknown | Mission | SD | 57555 | 43.307 | -100.6473
8 | 4080016 | Lakeview Elementary School | Tank 1 | TRUE | Permanently Out of Use |  | 550 | Gasoline (containing <=10% ethanol) | 1972-06-01 | Rosebud Sioux Tribe of the Rosebud Indian Reservation, South Dakota | Indian Land | Lakeview Elementary School | Lakeview, SD | Mission | SD | 57555 | 43.2753 | -100.7501
8 | 4080017 | BIA/RST Roads Shop - Rosebud | Tank 1 | TRUE | Permanently Out of Use | 2020-05-11 | 10000 | Diesel | 1985-06-01 | Rosebud Sioux Tribe of the Rosebud Indian Reservation, South Dakota | Indian Land | BIA/RST Roads Shop - Rosebud | 1 Legion Ave. Bldg. 63 P.O. Box 949 | Rosebud | SD | 57570 | 43.2309 | -100.8545
8 | 4080017 | BIA/RST Roads Shop - Rosebud | Tank 2 | TRUE | Permanently Out of Use | 2010-05-11 | 10000 | Gasoline (containing <=10% ethanol) | 1985-06-01 | Rosebud Sioux Tribe of the Rosebud Indian Reservation, South Dakota | Indian Land | BIA/RST Roads Shop - Rosebud | 1 Legion Ave. Bldg. 63 P.O. Box 949 | Rosebud | SD | 57570 | 43.2309 | -100.8545
8 | 4080018 | Gus Stop Express (E-24) | Tank 1 - UNL PLUS | TRUE | Currently in Use |  | 10000 | Gasoline (containing <=10% ethanol) | 1972-06-01 | Rosebud Sioux Tribe of the Rosebud Indian Reservation, South Dakota | Indian Land | Gus Stop Express (E-24) | 118 West 2nd Street | Mission | SD | 57555 | 43.3057 | -100.6583
8 | 4080018 | Gus Stop Express (E-24) | Tank 4 | TRUE | Permanently Out of Use |  | 1000 | Diesel | 1968-06-01 | Rosebud Sioux Tribe of the Rosebud Indian Reservation, South Dakota | Indian Land | Gus Stop Express (E-24) | 118 West 2nd Street | Mission | SD | 57555 | 43.3057 | -100.6583
8 | 4080018 | Gus Stop Express (E-24) | Tank 3 - NoE UNL | TRUE | Currently in Use |  | 4000 | Gasoline (containing <=10% ethanol) | 1972-06-01 | Rosebud Sioux Tribe of the Rosebud Indian Reservation, South Dakota | Indian Land | Gus Stop Express (E-24) | 118 West 2nd Street | Mission | SD | 57555 | 43.3057 | -100.6583
8 | 4080018 | Gus Stop Express (E-24) | Tank 2 -E10 REG | TRUE | Currently in Use |  | 6000 | Gasoline (containing <=10% ethanol) | 1972-06-01 | Rosebud Sioux Tribe of the Rosebud Indian Reservation, South Dakota | Indian Land | Gus Stop Express (E-24) | 118 West 2nd Street | Mission | SD | 57555 | 43.3057 | -100.6583
8 | 4080019 | Paul Mart (Rosebud Mini Mart) | Tank 1 | TRUE | Currently in Use |  | 10000 | Gasoline (containing <=10% ethanol) | 1992-10-01 | Rosebud Sioux Tribe of the Rosebud Indian Reservation, South Dakota | Indian Land | Paul Mart (Rosebud Mini Mart) | 200 Legion Avenue, P.O. Box 39 | Rosebud | SD | 57570 | 43.2326 | -100.8538
8 | 4080019 | Paul Mart (Rosebud Mini Mart) | X Tank 8 | TRUE | Permanently Out of Use |  | 2000 | Gasoline (containing <=10% ethanol) | 1972-06-01 | Rosebud Sioux Tribe of the Rosebud Indian Reservation, South Dakota | Indian Land | Paul Mart (Rosebud Mini Mart) | 200 Legion Avenue, P.O. Box 39 | Rosebud | SD | 57570 | 43.2326 | -100.8538
8 | 4080019 | Paul Mart (Rosebud Mini Mart) | X Tank 7 | TRUE | Permanently Out of Use |  | 2000 | Gasoline (containing <=10% ethanol) | 1972-06-01 | Rosebud Sioux Tribe of the Rosebud Indian Reservation, South Dakota | Indian Land | Paul Mart (Rosebud Mini Mart) | 200 Legion Avenue, P.O. Box 39 | Rosebud | SD | 57570 | 43.2326 | -100.8538
8 | 4080019 | Paul Mart (Rosebud Mini Mart) | X Tank 6 | TRUE | Permanently Out of Use |  | 3000 | Gasoline (containing <=10% ethanol) | 1972-06-01 | Rosebud Sioux Tribe of the Rosebud Indian Reservation, South Dakota | Indian Land | Paul Mart (Rosebud Mini Mart) | 200 Legion Avenue, P.O. Box 39 | Rosebud | SD | 57570 | 43.2326 | -100.8538
8 | 4080019 | Paul Mart (Rosebud Mini Mart) | X Tank 5 | TRUE | Permanently Out of Use |  | 4000 | Gasoline (containing <=10% ethanol) | 1976-06-01 | Rosebud Sioux Tribe of the Rosebud Indian Reservation, South Dakota | Indian Land | Paul Mart (Rosebud Mini Mart) | 200 Legion Avenue, P.O. Box 39 | Rosebud | SD | 57570 | 43.2326 | -100.8538
8 | 4080019 | Paul Mart (Rosebud Mini Mart) | Tank 4 | TRUE | Currently in Use |  | 2000 | Diesel | 1992-10-01 | Rosebud Sioux Tribe of the Rosebud Indian Reservation, South Dakota | Indian Land | Paul Mart (Rosebud Mini Mart) | 200 Legion Avenue, P.O. Box 39 | Rosebud | SD | 57570 | 43.2326 | -100.8538
8 | 4080019 | Paul Mart (Rosebud Mini Mart) | Tank 3 | TRUE | Temporarily Out of Use |  | 2000 | Gasoline (containing <=10% ethanol) | 1992-10-01 | Rosebud Sioux Tribe of the Rosebud Indian Reservation, South Dakota | Indian Land | Paul Mart (Rosebud Mini Mart) | 200 Legion Avenue, P.O. Box 39 | Rosebud | SD | 57570 | 43.2326 | -100.8538
8 | 4080019 | Paul Mart (Rosebud Mini Mart) | Tank 2 | TRUE | Currently in Use |  | 8000 | Gasoline (containing <=10% ethanol) | 1992-10-01 | Rosebud Sioux Tribe of the Rosebud Indian Reservation, South Dakota | Indian Land | Paul Mart (Rosebud Mini Mart) | 200 Legion Avenue, P.O. Box 39 | Rosebud | SD | 57570 | 43.2326 | -100.8538
8 | 4080020 | Rosebud Casino Fuel Plaza | Tank 1 | TRUE | Currently in Use |  | 12000 | Diesel | 2004-12-01 | Rosebud Sioux Tribe of the Rosebud Indian Reservation, South Dakota | Indian Land | Rosebud Casino Fuel Plaza | P.O. Box430 | Mission | SD | 57555 | 43.307 | -100.6473
8 | 4080020 | Rosebud Casino Fuel Plaza | Tank 4 | TRUE | Currently in Use |  | 12000 | Gasoline (containing <=10% ethanol) | 2004-12-01 | Rosebud Sioux Tribe of the Rosebud Indian Reservation, South Dakota | Indian Land | Rosebud Casino Fuel Plaza | P.O. Box430 | Mission | SD | 57555 | 43.307 | -100.6473
8 | 4080020 | Rosebud Casino Fuel Plaza | Tank 3 | TRUE | Currently in Use |  | 12000 | Gasoline (containing <=10% ethanol) | 2004-12-01 | Rosebud Sioux Tribe of the Rosebud Indian Reservation, South Dakota | Indian Land | Rosebud Casino Fuel Plaza | P.O. Box430 | Mission | SD | 57555 | 43.307 | -100.6473
8 | 4080020 | Rosebud Casino Fuel Plaza | Tank 2 | TRUE | Currently in Use |  | 12000 | Diesel | 2004-12-01 | Rosebud Sioux Tribe of the Rosebud Indian Reservation, South Dakota | Indian Land | Rosebud Casino Fuel Plaza | P.O. Box430 | Mission | SD | 57555 | 43.307 | -100.6473
8 | 4080021 | Ritter's Pawn & Gas | Tank 1 | TRUE | Permanently Out of Use | 2001-09-05 | 8000 | Gasoline (containing <=10% ethanol) | 1994-06-01 | Rosebud Sioux Tribe of the Rosebud Indian Reservation, South Dakota | Indian Land | Ritter's Pawn & Gas | Hwy. 18 | Mission | SD | 57555 | 43.3056 | -100.6513
8 | 4080021 | Ritter's Pawn & Gas | Tank 2 | TRUE | Permanently Out of Use | 2001-09-05 | 8000 | Gasoline (containing <=10% ethanol) | 1994-06-01 | Rosebud Sioux Tribe of the Rosebud Indian Reservation, South Dakota | Indian Land | Ritter's Pawn & Gas | Hwy. 18 | Mission | SD | 57555 | 43.3056 | -100.6513
8 | 4080022 | Piper's | Tank 1 | TRUE | Permanently Out of Use |  | 560 | Diesel | 1945-06-01 | Rosebud Sioux Tribe of the Rosebud Indian Reservation, South Dakota | Indian Land | Piper's | Unknown | Wood | SD | 57585 | 43.4981 | -100.4787
8 | 4080022 | Piper's | Tank 2 | TRUE | Permanently Out of Use |  | 560 | Diesel | 1945-06-01 | Rosebud Sioux Tribe of the Rosebud Indian Reservation, South Dakota | Indian Land | Piper's | Unknown | Wood | SD | 57585 | 43.4981 | -100.4787
8 | 4080023 | Rosebud Educational Society | Tank 1 | TRUE | Permanently Out of Use |  | 1200 | Gasoline (containing <=10% ethanol) | 1920-02-01 | Rosebud Sioux Tribe of the Rosebud Indian Reservation, South Dakota | Indian Land | Rosebud Educational Society | Unknown | Rosebud | SD | 57570 | 43.2472 | -100.8623
8 | 4080024 | Norris Facility | Tank 1 | TRUE | Permanently Out of Use |  | 500 | Gasoline (containing <=10% ethanol) | 1984-06-01 | Rosebud Sioux Tribe of the Rosebud Indian Reservation, South Dakota | Indian Land | Norris Facility | Mellette County Shop | Norris | SD | 57560 | 43.4688 | -101.0983
8 | 4080024 | Norris Facility | Tank 2 | TRUE | Permanently Out of Use |  | 500 | Diesel | 1984-06-01 | Rosebud Sioux Tribe of the Rosebud Indian Reservation, South Dakota | Indian Land | Norris Facility | Mellette County Shop | Norris | SD | 57560 | 43.4688 | -101.0983
8 | 4080025 | Facililty Management (BIA) | Tank 1 | TRUE | Permanently Out of Use |  | 1000 | Gasoline (containing <=10% ethanol) | 1970-06-01 | Rosebud Sioux Tribe of the Rosebud Indian Reservation, South Dakota | Indian Land | Facililty Management (BIA) | P.O. Box 550/Rosebud Avenue 2 blocks North of BIA 7 | Rosebud | SD | 57570 | 43.2343 | -100.856
8 | 4080026 | St Francis School Bus Shop (BIA) | Tank 1 | TRUE | Permanently Out of Use |  | 2000 | Gasoline (containing <=10% ethanol) | 1969-06-01 | Rosebud Sioux Tribe of the Rosebud Indian Reservation, South Dakota | Indian Land | St Francis School Bus Shop (BIA) | P.O. Box 379, Bldg. 90004/Oak Street | Saint Francis | SD | 57572 | 43.1415 | -100.9032
8 | 4080026 | St Francis School Bus Shop (BIA) | Tank 3 | TRUE | Permanently Out of Use |  | 1000 | Diesel | 1988-08-01 | Rosebud Sioux Tribe of the Rosebud Indian Reservation, South Dakota | Indian Land | St Francis School Bus Shop (BIA) | P.O. Box 379, Bldg. 90004/Oak Street | Saint Francis | SD | 57572 | 43.1415 | -100.9032
8 | 4080026 | St Francis School Bus Shop (BIA) | Tank 2 | TRUE | Permanently Out of Use |  | 1000 | Gasoline (containing <=10% ethanol) | 1969-06-01 | Rosebud Sioux Tribe of the Rosebud Indian Reservation, South Dakota | Indian Land | St Francis School Bus Shop (BIA) | P.O. Box 379, Bldg. 90004/Oak Street | Saint Francis | SD | 57572 | 43.1415 | -100.9032
8 | 4080027 | Ralph's Body Shop & Wrecker Service | Tank 1 | TRUE | Temporarily Out of Use |  | 10000 | Gasoline (containing <=10% ethanol) | 1989-07-01 | Rosebud Sioux Tribe of the Rosebud Indian Reservation, South Dakota | Indian Land | Ralph's Body Shop & Wrecker Service | 321 2nd St., P.O. Box 676 | Mission | SD | 57555 | 43.3057 | -100.6625
8 | 4080027 | Ralph's Body Shop & Wrecker Service | X Tank 4 | TRUE | Permanently Out of Use |  | 4000 | Gasoline (containing <=10% ethanol) | 1966-06-01 | Rosebud Sioux Tribe of the Rosebud Indian Reservation, South Dakota | Indian Land | Ralph's Body Shop & Wrecker Service | 321 2nd St., P.O. Box 676 | Mission | SD | 57555 | 43.3057 | -100.6625
8 | 4080027 | Ralph's Body Shop & Wrecker Service | X Tank 3 | TRUE | Permanently Out of Use |  | 10000 | Gasoline (containing <=10% ethanol) | 1966-06-01 | Rosebud Sioux Tribe of the Rosebud Indian Reservation, South Dakota | Indian Land | Ralph's Body Shop & Wrecker Service | 321 2nd St., P.O. Box 676 | Mission | SD | 57555 | 43.3057 | -100.6625
8 | 4080027 | Ralph's Body Shop & Wrecker Service | Tank 2 | TRUE | Temporarily Out of Use |  | 6000 | Diesel | 1989-07-01 | Rosebud Sioux Tribe of the Rosebud Indian Reservation, South Dakota | Indian Land | Ralph's Body Shop & Wrecker Service | 321 2nd St., P.O. Box 676 | Mission | SD | 57555 | 43.3057 | -100.6625
8 | 4080028 | Spi spiza Corner | Tank 4 | TRUE | Permanently Out of Use | 2023-12-12 | 6000 | Gasoline (containing <=10% ethanol) | 1988-06-01 | Rosebud Sioux Tribe of the Rosebud Indian Reservation, South Dakota | Indian Land | Spi spiza Corner | HRC 76 (Hwys. 44 & 63) P.O. (Corn Crk, SD) | Norris | SD | 57521 | 43.575 | -101.2083
8 | 4080028 | Spi spiza Corner | Tank 6 | TRUE | Permanently Out of Use | 2023-12-12 | 1000 | Diesel | 1988-06-01 | Rosebud Sioux Tribe of the Rosebud Indian Reservation, South Dakota | Indian Land | Spi spiza Corner | HRC 76 (Hwys. 44 & 63) P.O. (Corn Crk, SD) | Norris | SD | 57521 | 43.575 | -101.2083
8 | 4080028 | Spi spiza Corner | Tank 5 | TRUE | Permanently Out of Use | 2023-12-12 | 6000 | Gasoline (containing <=10% ethanol) | 1988-06-01 | Rosebud Sioux Tribe of the Rosebud Indian Reservation, South Dakota | Indian Land | Spi spiza Corner | HRC 76 (Hwys. 44 & 63) P.O. (Corn Crk, SD) | Norris | SD | 57521 | 43.575 | -101.2083
8 | 4080029 | Edward Charbonneau | Tank 1 | TRUE | Permanently Out of Use |  | 1000 | Gasoline (containing <=10% ethanol) | 1899-12-31 | Rosebud Sioux Tribe of the Rosebud Indian Reservation, South Dakota | Indian Land | Edward Charbonneau | Adams & 2nd Street | Mission | SD | 57555 | 43.3061 | -100.6526
8 | 4080029 | Edward Charbonneau | Tank 2 | TRUE | Permanently Out of Use |  | 1000 | Diesel | 1899-12-31 | Rosebud Sioux Tribe of the Rosebud Indian Reservation, South Dakota | Indian Land | Edward Charbonneau | Adams & 2nd Street | Mission | SD | 57555 | 43.3061 | -100.6526
8 | 4080030 | Allstop | Tank 3 | TRUE | Currently in Use |  | 12000 | Gasoline (containing <=10% ethanol) | 2025-10-21 | Rosebud Sioux Tribe of the Rosebud Indian Reservation, South Dakota | Indian Land | Allstop | BIA Hwy. # 1 | Rosebud | SD | 57570 | 43.249 | -100.841
8 | 4080030 | Allstop | Tank 2 | TRUE | Currently in Use |  | 6000 | Gasoline (containing <=10% ethanol) | 1999-11-18 | Rosebud Sioux Tribe of the Rosebud Indian Reservation, South Dakota | Indian Land | Allstop | BIA Hwy. # 1 | Rosebud | SD | 57570 | 43.249 | -100.841
8 | 4080030 | Allstop | Tank 1 | TRUE | Currently in Use |  | 12000 | Gasoline (containing <=10% ethanol) | 1999-11-18 | Rosebud Sioux Tribe of the Rosebud Indian Reservation, South Dakota | Indian Land | Allstop | BIA Hwy. # 1 | Rosebud | SD | 57570 | 43.249 | -100.841
8 | 4080031 | Gus Stop | Tank 1 | TRUE | Currently in Use |  | 12000 | Gasoline (containing <=10% ethanol) | 1998-06-01 | Rosebud Sioux Tribe of the Rosebud Indian Reservation, South Dakota | Indian Land | Gus Stop | P.O. Box 788 East Hwy 18 | Mission | SD | 57555 | 43.3056 | -100.6505
8 | 4080031 | Gus Stop | Tank 3 | TRUE | Currently in Use |  | 4000 | Diesel | 1998-06-01 | Rosebud Sioux Tribe of the Rosebud Indian Reservation, South Dakota | Indian Land | Gus Stop | P.O. Box 788 East Hwy 18 | Mission | SD | 57555 | 43.3056 | -100.6505
8 | 4080031 | Gus Stop | Tank 2 | TRUE | Currently in Use |  | 12000 | Gasoline (containing <=10% ethanol) | 1998-06-01 | Rosebud Sioux Tribe of the Rosebud Indian Reservation, South Dakota | Indian Land | Gus Stop | P.O. Box 788 East Hwy 18 | Mission | SD | 57555 | 43.3056 | -100.6505
8 | 4080035 | Whiting's Convenience Store | Tank 1 | TRUE | Temporarily Out of Use | 2008-01-15 | 10000 | Other | 1991-06-01 | Rosebud Sioux Tribe of the Rosebud Indian Reservation, South Dakota | Indian Land | Whiting's Convenience Store | 102 East Pine Street | Saint Francis | SD | 57572 | 43.1438 | -100.9043
8 | 4080036 | Rosebud Solid Waste Property | Tank 1 | TRUE | Permanently Out of Use | 2001-09-07 | 1000 | Gasoline (containing <=10% ethanol) | 1899-12-31 | Rosebud Sioux Tribe of the Rosebud Indian Reservation, South Dakota | Indian Land | Rosebud Solid Waste Property | BIA Route 1 | Rosebud | SD | 57570 | 43.2334 | -100.8542
8 | 4080037 | Blackpipe Convenience Store | Tank 1 | TRUE | Temporarily Out of Use | 2014-05-01 | 5000 | Diesel; Gasoline (containing <=10% ethanol) | 2014-12-01 | Rosebud Sioux Tribe of the Rosebud Indian Reservation, South Dakota | Indian Land | Blackpipe Convenience Store | 115 Blackpipe Loop | Norris | SD | 57560 | 43.472 | -101.1963
8 | 4080038 | Rosebud Forestry | Tank 1 | TRUE | Permanently Out of Use |  | 560 | Unknown Petroleum | 1899-12-31 | Rosebud Sioux Tribe of the Rosebud Indian Reservation, South Dakota | Indian Land | Rosebud Forestry | Fire House Road | Rosebud | SD | 57570 | 43.2302 | -100.8527
8 | 4080039 | Cenex Zip Trip #77 | Tank 1 | TRUE | Currently in Use |  | 30000 | Gasoline (containing <=10% ethanol) | 2024-05-30 | Rosebud Sioux Tribe of the Rosebud Indian Reservation, South Dakota | Indian Land | Cenex Zip Trip #77 | 713 W. 2nd Street | Mission | SD | 57555 | 43.3053 | -100.6685
8 | 4080039 | Cenex Zip Trip #77 | Tank 2 | TRUE | Currently in Use |  | 30000 | Diesel | 2024-05-30 | Rosebud Sioux Tribe of the Rosebud Indian Reservation, South Dakota | Indian Land | Cenex Zip Trip #77 | 713 W. 2nd Street | Mission | SD | 57555 | 43.3053 | -100.6685
8 | 4090044 | Marty Indian School Shop (BIA) | Tank 1 | TRUE | Permanently Out of Use |  | 3000 | Gasoline (containing <=10% ethanol) | 1899-12-31 | Yankton Sioux Tribe of South Dakota | Indian Land | Marty Indian School Shop (BIA) | 6 miles south of Wagner | Marty | SD | 57361 | 42.9917 | -98.428
8 | 4090044 | Marty Indian School Shop (BIA) | Tank 2 | TRUE | Permanently Out of Use |  | 8000 | Used Oil | 1899-12-31 | Yankton Sioux Tribe of South Dakota | Indian Land | Marty Indian School Shop (BIA) | 6 miles south of Wagner | Marty | SD | 57361 | 42.9917 | -98.428
8 | 4090045 | Marty Tribal Store | Tank 1 | TRUE | Permanently Out of Use |  | 1000 | Gasoline (containing <=10% ethanol) | 1899-12-31 | Yankton Sioux Tribe of South Dakota | Indian Land | Marty Tribal Store | P.O. box 248 | Marty | SD | 57361 | 42.9916 | -98.4252
8 | 4090045 | Marty Tribal Store | Tank 3 | TRUE | Permanently Out of Use |  | 500 | Gasoline (containing <=10% ethanol) | 1899-12-31 | Yankton Sioux Tribe of South Dakota | Indian Land | Marty Tribal Store | P.O. box 248 | Marty | SD | 57361 | 42.9916 | -98.4252
8 | 4090045 | Marty Tribal Store | Tank 2 | TRUE | Permanently Out of Use |  | 500 | Gasoline (containing <=10% ethanol) | 1899-12-31 | Yankton Sioux Tribe of South Dakota | Indian Land | Marty Tribal Store | P.O. box 248 | Marty | SD | 57361 | 42.9916 | -98.4252
8 | 5020001 | Pony Express Stop | Tank 1 | TRUE | Permanently Out of Use |  | 1000 | Diesel | 1899-12-31 | Skull Valley Band of Goshute Indians of Utah | Indian Land | Pony Express Stop | General Delivery | Ibapah | UT | 84034 | 40.0393 | -113.9836
8 | 5020007 | Alliant Tekoi Test Range | Tank 1 | TRUE | Permanently Out of Use |  | 4000 | Gasoline (containing <=10% ethanol) | 1985-06-01 | Skull Valley Band of Goshute Indians of Utah | Indian Land | Alliant Tekoi Test Range | Skull Valley Indian Reservaion | Magna | UT | 84044 | 40.404 | -112.765
8 | 5020007 | Alliant Tekoi Test Range | Tank 4 | TRUE | Permanently Out of Use |  | 1000 | Diesel | 1899-12-31 | Skull Valley Band of Goshute Indians of Utah | Indian Land | Alliant Tekoi Test Range | Skull Valley Indian Reservaion | Magna | UT | 84044 | 40.404 | -112.765
8 | 5020007 | Alliant Tekoi Test Range | Tank 3 | TRUE | Permanently Out of Use |  | 1000 | Gasoline (containing <=10% ethanol) | 1976-05-05 | Skull Valley Band of Goshute Indians of Utah | Indian Land | Alliant Tekoi Test Range | Skull Valley Indian Reservaion | Magna | UT | 84044 | 40.404 | -112.765
8 | 5020007 | Alliant Tekoi Test Range | Tank 2 | TRUE | Permanently Out of Use |  | 1000 | Diesel | 1985-06-01 | Skull Valley Band of Goshute Indians of Utah | Indian Land | Alliant Tekoi Test Range | Skull Valley Indian Reservaion | Magna | UT | 84044 | 40.404 | -112.765
8 | 5030001 | Hecla Mining Apex Unit (Processing Plant) | Tank 1 | TRUE | Permanently Out of Use |  | 1000 | Used Oil | 1984-06-01 | Paiute Indian Tribe of Utah (Cedar Band of Paiutes, Kanosh Band of Paiutes, Koosharem Band of Paiutes, Indian Peaks Band of Paiutes, and Shivwits Band of Paiutes) | Indian Land | Hecla Mining Apex Unit (Processing Plant) | Old Hwy. 91, 18 miles west of St. George | Saint George | UT | 84770 | 37.0617 | -113.8042
8 | 5030002 | Shivwits Convenience Market | Tank 5-6 | TRUE | Currently in Use |  | 18000 | 0% ethanol; Gasoline (containing <=10% ethanol) | 2022-07-01 | Paiute Indian Tribe of Utah (Cedar Band of Paiutes, Kanosh Band of Paiutes, Koosharem Band of Paiutes, Indian Peaks Band of Paiutes, and Shivwits Band of Paiutes) | Indian Land | Shivwits Convenience Market | 5861 West Old Highway 91 | Ivins | UT | 84738 | 37.1824 | -113.7253
8 | 5030002 | Shivwits Convenience Market | Tank 4 Red diesel | TRUE | Currently in Use |  | 10000 | Diesel | 2016-03-09 | Paiute Indian Tribe of Utah (Cedar Band of Paiutes, Kanosh Band of Paiutes, Koosharem Band of Paiutes, Indian Peaks Band of Paiutes, and Shivwits Band of Paiutes) | Indian Land | Shivwits Convenience Market | 5861 West Old Highway 91 | Ivins | UT | 84738 | 37.1824 | -113.7253
8 | 5030002 | Shivwits Convenience Market | Tank 2-3 | TRUE | Currently in Use |  | 20000 | Diesel; Gasoline (containing <=10% ethanol) | 2013-11-01 | Paiute Indian Tribe of Utah (Cedar Band of Paiutes, Kanosh Band of Paiutes, Koosharem Band of Paiutes, Indian Peaks Band of Paiutes, and Shivwits Band of Paiutes) | Indian Land | Shivwits Convenience Market | 5861 West Old Highway 91 | Ivins | UT | 84738 | 37.1824 | -113.7253
8 | 5030002 | Shivwits Convenience Market | Tank 1 RUL | TRUE | Currently in Use |  | 20000 | Gasoline (containing <=10% ethanol) | 2013-11-01 | Paiute Indian Tribe of Utah (Cedar Band of Paiutes, Kanosh Band of Paiutes, Koosharem Band of Paiutes, Indian Peaks Band of Paiutes, and Shivwits Band of Paiutes) | Indian Land | Shivwits Convenience Market | 5861 West Old Highway 91 | Ivins | UT | 84738 | 37.1824 | -113.7253
8 | 5030003 | Cedar Band Travel Plaza | Tank 1 RUL | TRUE | Currently in Use | 2019-12-11 | 20000 | Gasoline (containing <=10% ethanol) | 2019-12-01 | Paiute Indian Tribe of Utah (Cedar Band of Paiutes, Kanosh Band of Paiutes, Koosharem Band of Paiutes, Indian Peaks Band of Paiutes, and Shivwits Band of Paiutes) | Indian Land | Cedar Band Travel Plaza | 3748 S Old Hwy 91 | Cedar City | UT | 84720 | 37.6058 | -113.1605
8 | 5030003 | Cedar Band Travel Plaza | Tank 3 diesel | TRUE | Currently in Use | 2019-12-11 | 20000 | Diesel | 2019-12-01 | Paiute Indian Tribe of Utah (Cedar Band of Paiutes, Kanosh Band of Paiutes, Koosharem Band of Paiutes, Indian Peaks Band of Paiutes, and Shivwits Band of Paiutes) | Indian Land | Cedar Band Travel Plaza | 3748 S Old Hwy 91 | Cedar City | UT | 84720 | 37.6058 | -113.1605
8 | 5030003 | Cedar Band Travel Plaza | Tank 2 PUL | TRUE | Currently in Use | 2019-12-11 | 12000 | Gasoline (containing <=10% ethanol) | 2019-12-01 | Paiute Indian Tribe of Utah (Cedar Band of Paiutes, Kanosh Band of Paiutes, Koosharem Band of Paiutes, Indian Peaks Band of Paiutes, and Shivwits Band of Paiutes) | Indian Land | Cedar Band Travel Plaza | 3748 S Old Hwy 91 | Cedar City | UT | 84720 | 37.6058 | -113.1605
8 | 5030004 | Pahvant Travel Plaza | Tank 3- Diesel | TRUE | Currently in Use |  | 30000 | Diesel | 07-APR-0023 | Paiute Indian Tribe of Utah (Cedar Band of Paiutes, Kanosh Band of Paiutes, Koosharem Band of Paiutes, Indian Peaks Band of Paiutes, and Shivwits Band of Paiutes) | Indian Land | Pahvant Travel Plaza | 10950 Black Rock Road | Beaver | UT | 84713 | 38.6161 | -112.6122
8 | 5030004 | Pahvant Travel Plaza | Tank 1- Unleaded | TRUE | Currently in Use |  | 30000 | Gasoline (containing <=10% ethanol) | 2023-04-07 | Paiute Indian Tribe of Utah (Cedar Band of Paiutes, Kanosh Band of Paiutes, Koosharem Band of Paiutes, Indian Peaks Band of Paiutes, and Shivwits Band of Paiutes) | Indian Land | Pahvant Travel Plaza | 10950 Black Rock Road | Beaver | UT | 84713 | 38.6161 | -112.6122
8 | 5030004 | Pahvant Travel Plaza | Tank 2/4 compart | TRUE | Currently in Use |  | 30000 | Diesel; Gasoline (containing <=10% ethanol) | 2023-04-07 | Paiute Indian Tribe of Utah (Cedar Band of Paiutes, Kanosh Band of Paiutes, Koosharem Band of Paiutes, Indian Peaks Band of Paiutes, and Shivwits Band of Paiutes) | Indian Land | Pahvant Travel Plaza | 10950 Black Rock Road | Beaver | UT | 84713 | 38.6161 | -112.6122
8 | 5040001 | Gotta Stop | Tank 1 | TRUE | Permanently Out of Use | 2005-07-12 | 10000 | Gasoline (containing <=10% ethanol) | 1986-05-01 | Ute Indian Tribe of the Uintah & Ouray Reservation, Utah | Indian Land | Gotta Stop | 7563 E. Hwy. 40 | Fort Duchesne | UT | 84026 | 40.3023 | -109.858
8 | 5040001 | Gotta Stop | Tank 2 | TRUE | Permanently Out of Use | 2005-07-12 | 10000 | Gasoline (containing <=10% ethanol) | 1986-12-31 | Ute Indian Tribe of the Uintah & Ouray Reservation, Utah | Indian Land | Gotta Stop | 7563 E. Hwy. 40 | Fort Duchesne | UT | 84026 | 40.3023 | -109.858
8 | 5040002 | Bottle Hollow Service Station | Tank 1 | TRUE | Permanently Out of Use |  | 30000 | Gasoline (containing <=10% ethanol) | 1968-06-01 | Ute Indian Tribe of the Uintah & Ouray Reservation, Utah | Indian Land | Bottle Hollow Service Station | U.S. Hwy. 40 | Fort Duchesne | UT | 84026 | 40.301 | -109.877
8 | 5040002 | Bottle Hollow Service Station | Tank 3 | TRUE | Permanently Out of Use |  | 30000 | Gasoline (containing <=10% ethanol) | 1968-06-01 | Ute Indian Tribe of the Uintah & Ouray Reservation, Utah | Indian Land | Bottle Hollow Service Station | U.S. Hwy. 40 | Fort Duchesne | UT | 84026 | 40.301 | -109.877
8 | 5040002 | Bottle Hollow Service Station | Tank 2 | TRUE | Permanently Out of Use |  | 30000 | Diesel | 1968-06-01 | Ute Indian Tribe of the Uintah & Ouray Reservation, Utah | Indian Land | Bottle Hollow Service Station | U.S. Hwy. 40 | Fort Duchesne | UT | 84026 | 40.301 | -109.877
8 | 5040003 | Facility Management (BIA) | Tank 1 | TRUE | Permanently Out of Use |  | 1000 | Gasoline (containing <=10% ethanol) | 1976-04-09 | Ute Indian Tribe of the Uintah & Ouray Reservation, Utah | Indian Land | Facility Management (BIA) | Uintah-Ouray Agency | Fort Duchesne | UT | 84026 | 40.287 | -109.854
8 | 5040003 | Facility Management (BIA) | Tank 2 | TRUE | Permanently Out of Use |  | 1000 | Gasoline (containing <=10% ethanol) | 1976-04-09 | Ute Indian Tribe of the Uintah & Ouray Reservation, Utah | Indian Land | Facility Management (BIA) | Uintah-Ouray Agency | Fort Duchesne | UT | 84026 | 40.287 | -109.854
8 | 5040004 | Conoco Self Service | Tank 1 | TRUE | Permanently Out of Use |  | 6000 | Diesel | 1966-06-01 | Ute Indian Tribe of the Uintah & Ouray Reservation, Utah | Indian Land | Conoco Self Service | 432 West Main | Duchesne | UT | 84021 | 40.1636 | -110.4081
8 | 5040004 | Conoco Self Service | Tank 5 | TRUE | Permanently Out of Use |  | 12000 | Gasoline (containing <=10% ethanol) | 1981-06-01 | Ute Indian Tribe of the Uintah & Ouray Reservation, Utah | Indian Land | Conoco Self Service | 432 West Main | Duchesne | UT | 84021 | 40.1636 | -110.4081
8 | 5040004 | Conoco Self Service | Tank 4 | TRUE | Permanently Out of Use |  | 12000 | Gasoline (containing <=10% ethanol) | 1981-06-01 | Ute Indian Tribe of the Uintah & Ouray Reservation, Utah | Indian Land | Conoco Self Service | 432 West Main | Duchesne | UT | 84021 | 40.1636 | -110.4081
8 | 5040004 | Conoco Self Service | Tank 3 | TRUE | Permanently Out of Use |  | 2000 | Gasoline (containing <=10% ethanol) | 1966-06-01 | Ute Indian Tribe of the Uintah & Ouray Reservation, Utah | Indian Land | Conoco Self Service | 432 West Main | Duchesne | UT | 84021 | 40.1636 | -110.4081
8 | 5040004 | Conoco Self Service | Tank 2 | TRUE | Permanently Out of Use |  | 2000 | Gasoline (containing <=10% ethanol) | 1966-06-01 | Ute Indian Tribe of the Uintah & Ouray Reservation, Utah | Indian Land | Conoco Self Service | 432 West Main | Duchesne | UT | 84021 | 40.1636 | -110.4081
8 | 5040005 | Outpost Mercantile | Tank 1 | TRUE | Permanently Out of Use |  | 250 | Diesel | 1899-12-31 | Ute Indian Tribe of the Uintah & Ouray Reservation, Utah | Indian Land | Outpost Mercantile | Hwy. 40 P.O. Box 99 | Fort Duchesne | UT | 84026 | 40.302 | -109.864
8 | 5040005 | Outpost Mercantile | Tank 5 | TRUE | Permanently Out of Use |  | 115 | Gasoline (containing <=10% ethanol) | 1899-12-31 | Ute Indian Tribe of the Uintah & Ouray Reservation, Utah | Indian Land | Outpost Mercantile | Hwy. 40 P.O. Box 99 | Fort Duchesne | UT | 84026 | 40.302 | -109.864
8 | 5040005 | Outpost Mercantile | Tank 4 | TRUE | Permanently Out of Use |  | 115 | Gasoline (containing <=10% ethanol) | 1899-12-31 | Ute Indian Tribe of the Uintah & Ouray Reservation, Utah | Indian Land | Outpost Mercantile | Hwy. 40 P.O. Box 99 | Fort Duchesne | UT | 84026 | 40.302 | -109.864
8 | 5040005 | Outpost Mercantile | Tank 3 | TRUE | Permanently Out of Use |  | 6000 | Gasoline (containing <=10% ethanol) | 1982-03-20 | Ute Indian Tribe of the Uintah & Ouray Reservation, Utah | Indian Land | Outpost Mercantile | Hwy. 40 P.O. Box 99 | Fort Duchesne | UT | 84026 | 40.302 | -109.864
8 | 5040005 | Outpost Mercantile | Tank 2 | TRUE | Permanently Out of Use |  | 10000 | Gasoline (containing <=10% ethanol) | 1982-03-20 | Ute Indian Tribe of the Uintah & Ouray Reservation, Utah | Indian Land | Outpost Mercantile | Hwy. 40 P.O. Box 99 | Fort Duchesne | UT | 84026 | 40.302 | -109.864
8 | 5040006 | Held By Production Inc. | Tank 1 | TRUE | Permanently Out of Use |  | 2000 | Gasoline (containing <=10% ethanol) | 1974-06-01 | Ute Indian Tribe of the Uintah & Ouray Reservation, Utah | Indian Land | Held By Production Inc. | NW/4, Sec. 21, T3S,R6W | Duchesne | UT | 84021 | 40.188 | -110.571
8 | 5040007 | Inland Oil (Metro Oil) | Tank 1 | TRUE | Permanently Out of Use |  | 12000 | Gasoline (containing <=10% ethanol) | 1979-06-01 | Ute Indian Tribe of the Uintah & Ouray Reservation, Utah | Indian Land | Inland Oil (Metro Oil) | 450 West Main St. P.O. Box 1136 | Roosevelt | UT | 84066 | 40.293 | -109.989
8 | 5040007 | Inland Oil (Metro Oil) | Tank 5 | TRUE | Permanently Out of Use |  | 8000 | Gasoline (containing <=10% ethanol) | 1899-12-31 | Ute Indian Tribe of the Uintah & Ouray Reservation, Utah | Indian Land | Inland Oil (Metro Oil) | 450 West Main St. P.O. Box 1136 | Roosevelt | UT | 84066 | 40.293 | -109.989
8 | 5040007 | Inland Oil (Metro Oil) | Tank 4 | TRUE | Permanently Out of Use |  | 12000 | Diesel | 1988-06-01 | Ute Indian Tribe of the Uintah & Ouray Reservation, Utah | Indian Land | Inland Oil (Metro Oil) | 450 West Main St. P.O. Box 1136 | Roosevelt | UT | 84066 | 40.293 | -109.989
8 | 5040007 | Inland Oil (Metro Oil) | Tank 3 | TRUE | Permanently Out of Use |  | 8000 | Gasoline (containing <=10% ethanol) | 1988-06-01 | Ute Indian Tribe of the Uintah & Ouray Reservation, Utah | Indian Land | Inland Oil (Metro Oil) | 450 West Main St. P.O. Box 1136 | Roosevelt | UT | 84066 | 40.293 | -109.989
8 | 5040007 | Inland Oil (Metro Oil) | Tank 2 | TRUE | Permanently Out of Use |  | 12000 | Gasoline (containing <=10% ethanol) | 1988-06-01 | Ute Indian Tribe of the Uintah & Ouray Reservation, Utah | Indian Land | Inland Oil (Metro Oil) | 450 West Main St. P.O. Box 1136 | Roosevelt | UT | 84066 | 40.293 | -109.989
8 | 5040008 | Moon Lake Resort | Tank 1 | TRUE | Permanently Out of Use |  | 500 | Gasoline (containing <=10% ethanol) | 1962-06-01 | Ute Indian Tribe of the Uintah & Ouray Reservation, Utah | Indian Land | Moon Lake Resort | High Uintahs | Mountain Home | UT | 84051 | 40.3995 | -110.3873
8 | 5040010 | Desert Oil | Tank 1 | TRUE | Permanently Out of Use |  | 6000 | Used Oil | 1983-08-16 | Ute Indian Tribe of the Uintah & Ouray Reservation, Utah | Indian Land | Desert Oil | Hancock Cove Cut-A-Cross Road | Roosevelt | UT | 84066 | 40.3015 | -109.9874
8 | 5040010 | Desert Oil | Tank 8 | TRUE | Permanently Out of Use |  | 5000 | Gasoline (containing <=10% ethanol) | 1899-12-31 | Ute Indian Tribe of the Uintah & Ouray Reservation, Utah | Indian Land | Desert Oil | Hancock Cove Cut-A-Cross Road | Roosevelt | UT | 84066 | 40.3015 | -109.9874
8 | 5040010 | Desert Oil | Tank 7 | TRUE | Permanently Out of Use |  | 5000 | Gasoline (containing <=10% ethanol) | 1980-08-15 | Ute Indian Tribe of the Uintah & Ouray Reservation, Utah | Indian Land | Desert Oil | Hancock Cove Cut-A-Cross Road | Roosevelt | UT | 84066 | 40.3015 | -109.9874
8 | 5040010 | Desert Oil | Tank 6 | TRUE | Permanently Out of Use |  | 4000 | Gasoline (containing <=10% ethanol) | 1981-08-15 | Ute Indian Tribe of the Uintah & Ouray Reservation, Utah | Indian Land | Desert Oil | Hancock Cove Cut-A-Cross Road | Roosevelt | UT | 84066 | 40.3015 | -109.9874
8 | 5040010 | Desert Oil | Tank 5 | TRUE | Permanently Out of Use |  | 6000 | Gasoline (containing <=10% ethanol) | 1981-08-15 | Ute Indian Tribe of the Uintah & Ouray Reservation, Utah | Indian Land | Desert Oil | Hancock Cove Cut-A-Cross Road | Roosevelt | UT | 84066 | 40.3015 | -109.9874
8 | 5040010 | Desert Oil | Tank 4 | TRUE | Permanently Out of Use |  | 7500 | Gasoline (containing <=10% ethanol) | 1980-08-15 | Ute Indian Tribe of the Uintah & Ouray Reservation, Utah | Indian Land | Desert Oil | Hancock Cove Cut-A-Cross Road | Roosevelt | UT | 84066 | 40.3015 | -109.9874
8 | 5040010 | Desert Oil | Tank 3 | TRUE | Permanently Out of Use |  | 7500 | Diesel | 1981-08-15 | Ute Indian Tribe of the Uintah & Ouray Reservation, Utah | Indian Land | Desert Oil | Hancock Cove Cut-A-Cross Road | Roosevelt | UT | 84066 | 40.3015 | -109.9874
8 | 5040010 | Desert Oil | Tank 2 | TRUE | Permanently Out of Use |  | 6000 | Gasoline (containing <=10% ethanol) | 1981-06-01 | Ute Indian Tribe of the Uintah & Ouray Reservation, Utah | Indian Land | Desert Oil | Hancock Cove Cut-A-Cross Road | Roosevelt | UT | 84066 | 40.3015 | -109.9874
8 | 5040012 | Case Equipment Dealer | Tank 1 | TRUE | Permanently Out of Use |  | 1000 | Gasoline (containing <=10% ethanol) | 1975-01-01 | Ute Indian Tribe of the Uintah & Ouray Reservation, Utah | Indian Land | Case Equipment Dealer | 2700 West Hwy. 40 | Roosevelt | UT | 84066 | 40.266 | -110.0411
8 | 5040013 | Ute Petroleum C - Store | Tank 1 RUL | TRUE | Currently in Use |  | 15000 | Gasoline (containing <=10% ethanol) | 1998-10-01 | Ute Indian Tribe of the Uintah & Ouray Reservation, Utah | Indian Land | Ute Petroleum C - Store | 7250 E. Hwy. 40 | Fort Duchesne | UT | 84026 | 40.301 | -109.857
8 | 5040013 | Ute Petroleum C - Store | Tank 4 (diesel) | TRUE | Currently in Use |  | 15000 | Diesel | 1998-10-01 | Ute Indian Tribe of the Uintah & Ouray Reservation, Utah | Indian Land | Ute Petroleum C - Store | 7250 E. Hwy. 40 | Fort Duchesne | UT | 84026 | 40.301 | -109.857
8 | 5040013 | Ute Petroleum C - Store | Tank 3 (PUL) | TRUE | Currently in Use |  | 15000 | Gasoline (containing <=10% ethanol) | 1998-10-01 | Ute Indian Tribe of the Uintah & Ouray Reservation, Utah | Indian Land | Ute Petroleum C - Store | 7250 E. Hwy. 40 | Fort Duchesne | UT | 84026 | 40.301 | -109.857
8 | 5040013 | Ute Petroleum C - Store | Tank 2 (RUL) | TRUE | Currently in Use |  | 15000 | Gasoline (containing <=10% ethanol) | 1998-10-01 | Ute Indian Tribe of the Uintah & Ouray Reservation, Utah | Indian Land | Ute Petroleum C - Store | 7250 E. Hwy. 40 | Fort Duchesne | UT | 84026 | 40.301 | -109.857
8 | 5040014 | Ute Ceramic Shop | Tank 1 | TRUE | Permanently Out of Use |  | 115 | Gasoline (containing <=10% ethanol) | 1899-12-31 | Ute Indian Tribe of the Uintah & Ouray Reservation, Utah | Indian Land | Ute Ceramic Shop | US Hwy. 40 | Fort Duchesne | UT | 84026 | 40.3 | -109.86
8 | 5040015 | Ute Tribal Service Station | Tank 1 | TRUE | Permanently Out of Use |  | 115 | Gasoline (containing <=10% ethanol) | 1899-12-31 | Ute Indian Tribe of the Uintah & Ouray Reservation, Utah | Indian Land | Ute Tribal Service Station | PO Box 190 | Fort Duchesne | UT | 84026 | 40.286 | -109.858
8 | 5040016 | BIA Roads Dept. | Tank 1 | TRUE | Permanently Out of Use |  | 1000 | Gasoline (containing <=10% ethanol) | 1899-12-31 | Ute Indian Tribe of the Uintah & Ouray Reservation, Utah | Indian Land | BIA Roads Dept. | Uintah-Ouray Agency | Fort Duchesne | UT | 84026 | 40.286 | -109.856
8 | 5040017 | Gas Plant | Tank 1 | TRUE | Permanently Out of Use |  | 17000 | Gasoline (containing <=10% ethanol) | 1973-06-01 | Ute Indian Tribe of the Uintah & Ouray Reservation, Utah | Indian Land | Gas Plant | Hwy. 87 (3 mi. W. of Altamont) | Altamont | UT | 84001 | 40.3569 | -110.3293
8 | 5040018 | Hilltop Station | Tank 1 | TRUE | Permanently Out of Use |  | 1000 | Gasoline (containing <=10% ethanol) | 1975-06-01 | Ute Indian Tribe of the Uintah & Ouray Reservation, Utah | Indian Land | Hilltop Station | 5500 East U.S. Hwy 40 | Roosevelt | UT | 84066 | 40.302 | -109.898
8 | 5040019 | Maintenance Yard #634 UHP Pump | Tank 1 | TRUE | Permanently Out of Use |  | 2000 | Gasoline (containing <=10% ethanol) | 1899-12-31 | Ute Indian Tribe of the Uintah & Ouray Reservation, Utah | Indian Land | Maintenance Yard #634 UHP Pump | 261 South 300 East | Duchesne | UT | 84021 | 40.16 | -110.397
8 | 5040021 | Foodtown | Tank 1 | TRUE | Permanently Out of Use |  | 10000 | Gasoline (containing <=10% ethanol) | 1970-01-01 | Ute Indian Tribe of the Uintah & Ouray Reservation, Utah | Indian Land | Foodtown | 171 East Main | Duchesne | UT | 84021 | 40.164 | -110.399
8 | 5040021 | Foodtown | Tank 2 | TRUE | Permanently Out of Use |  | 10000 | Gasoline (containing <=10% ethanol) | 1970-01-01 | Ute Indian Tribe of the Uintah & Ouray Reservation, Utah | Indian Land | Foodtown | 171 East Main | Duchesne | UT | 84021 | 40.164 | -110.399
8 | 5040022 | Starvtion State Park Maintenance Yard | Tank 1 | TRUE | Permanently Out of Use |  | 2000 | Gasoline (containing <=10% ethanol) | 1899-12-31 | Ute Indian Tribe of the Uintah & Ouray Reservation, Utah | Indian Land | Starvtion State Park Maintenance Yard | Starvation Lake Road P.O. Box 585 | Duchesne | UT | 84021 | 40.188 | -110.456
8 | 5040022 | Starvtion State Park Maintenance Yard | Tank 2 | TRUE | Permanently Out of Use |  | 2000 | Gasoline (containing <=10% ethanol) | 1976-05-21 | Ute Indian Tribe of the Uintah & Ouray Reservation, Utah | Indian Land | Starvtion State Park Maintenance Yard | Starvation Lake Road P.O. Box 585 | Duchesne | UT | 84021 | 40.188 | -110.456
8 | 5040023 | Duchesne Valley Water Treatment Plant | Tank 1 | TRUE | Permanently Out of Use |  | 1000 | Diesel | 1983-09-01 | Ute Indian Tribe of the Uintah & Ouray Reservation, Utah | Indian Land | Duchesne Valley Water Treatment Plant | P.O. Box 2, Near Starvation Reservor | Duchesne | UT | 84021 | 40.194 | -110.438
8 | 5040024 | Duchesne Bus Garage | Tank 1 | TRUE | Permanently Out of Use |  | 292 | Used Oil | 1987-01-01 | Ute Indian Tribe of the Uintah & Ouray Reservation, Utah | Indian Land | Duchesne Bus Garage | 150 West 500 South | Duchesne | UT | 84021 | 40.158 | -110.402
8 | 5040024 | Duchesne Bus Garage | Tank 2 | TRUE | Permanently Out of Use |  | 1000 | Diesel | 1981-01-01 | Ute Indian Tribe of the Uintah & Ouray Reservation, Utah | Indian Land | Duchesne Bus Garage | 150 West 500 South | Duchesne | UT | 84021 | 40.158 | -110.402
8 | 5040024 | Duchesne Bus Garage | Tank 3 | TRUE | Permanently Out of Use |  | 2000 | Gasoline (containing <=10% ethanol) | 1971-01-01 | Ute Indian Tribe of the Uintah & Ouray Reservation, Utah | Indian Land | Duchesne Bus Garage | 150 West 500 South | Duchesne | UT | 84021 | 40.158 | -110.402
8 | 5040025 | Longhorn Service, Inc. | Tank 1 | TRUE | Permanently Out of Use |  | 10000 | Gasoline (containing <=10% ethanol) | 1979-05-08 | Ute Indian Tribe of the Uintah & Ouray Reservation, Utah | Indian Land | Longhorn Service, Inc. | 72 West Main | Duchesne | UT | 84021 | 40.163 | -110.403
8 | 5040025 | Longhorn Service, Inc. | Tank 2 | TRUE | Permanently Out of Use |  | 6000 | Gasoline (containing <=10% ethanol) | 1979-05-01 | Ute Indian Tribe of the Uintah & Ouray Reservation, Utah | Indian Land | Longhorn Service, Inc. | 72 West Main | Duchesne | UT | 84021 | 40.163 | -110.403
8 | 5040025 | Longhorn Service, Inc. | Tank 3 | TRUE | Permanently Out of Use |  | 6000 | Gasoline (containing <=10% ethanol) | 1979-05-01 | Ute Indian Tribe of the Uintah & Ouray Reservation, Utah | Indian Land | Longhorn Service, Inc. | 72 West Main | Duchesne | UT | 84021 | 40.163 | -110.403
8 | 5040025 | Longhorn Service, Inc. | Tank 4 | TRUE | Permanently Out of Use |  | 6000 | Diesel | 1976-05-01 | Ute Indian Tribe of the Uintah & Ouray Reservation, Utah | Indian Land | Longhorn Service, Inc. | 72 West Main | Duchesne | UT | 84021 | 40.163 | -110.403
8 | 5040025 | Longhorn Service, Inc. | Tank 5 | TRUE | Permanently Out of Use |  | 6000 | Diesel | 1976-05-01 | Ute Indian Tribe of the Uintah & Ouray Reservation, Utah | Indian Land | Longhorn Service, Inc. | 72 West Main | Duchesne | UT | 84021 | 40.163 | -110.403
8 | 5040027 | Pleasant Valley 42-34D | Tank 1 | TRUE | Permanently Out of Use |  | 4000 | Used Oil | 1984-05-02 | Ute Indian Tribe of the Uintah & Ouray Reservation, Utah | Indian Land | Pleasant Valley 42-34D | SE NE Sec.34-T8S-R18E | Fort Duchesne | UT | 84026 | 40.073 | -109.87
8 | 5040028 | Campbell Repair Shop | Tank 1 | TRUE | Permanently Out of Use |  | 1000 | Gasoline (containing <=10% ethanol) | 1899-12-31 | Ute Indian Tribe of the Uintah & Ouray Reservation, Utah | Indian Land | Campbell Repair Shop | 162 North 300 East | Roosevelt | UT | 84066 | 40.301 | -109.987
8 | 5040029 | LaPoint Country Store | Tank 1 | TRUE | Permanently Out of Use |  | 1000 | Diesel | 1899-12-31 | Ute Indian Tribe of the Uintah & Ouray Reservation, Utah | Indian Land | LaPoint Country Store | 188 Main Street | Lapoint | UT | 84039 | 40.404 | -109.794
8 | 5040029 | LaPoint Country Store | Tank 2 | TRUE | Permanently Out of Use |  | 1000 | Diesel | 1899-12-31 | Ute Indian Tribe of the Uintah & Ouray Reservation, Utah | Indian Land | LaPoint Country Store | 188 Main Street | Lapoint | UT | 84039 | 40.404 | -109.794
8 | 5040030 | City Fire Station | Tank 1 | TRUE | Permanently Out of Use |  | 1000 | Gasoline (containing <=10% ethanol) | 1899-12-31 | Ute Indian Tribe of the Uintah & Ouray Reservation, Utah | Indian Land | City Fire Station | 500 East 100 South | Duchesne | UT | 84021 | 40.162 | -110.401
8 | 5040031 | Rod's Service | Tank 1 | TRUE | Permanently Out of Use |  | 4000 | Gasoline (containing <=10% ethanol) | 1962-06-01 | Ute Indian Tribe of the Uintah & Ouray Reservation, Utah | Indian Land | Rod's Service | 17 East Main | Duchesne | UT | 84021 | 40.164 | -110.401
8 | 5040031 | Rod's Service | Tank 2 | TRUE | Permanently Out of Use |  | 6000 | Gasoline (containing <=10% ethanol) | 1961-06-01 | Ute Indian Tribe of the Uintah & Ouray Reservation, Utah | Indian Land | Rod's Service | 17 East Main | Duchesne | UT | 84021 | 40.164 | -110.401
8 | 5040031 | Rod's Service | Tank 3 | TRUE | Permanently Out of Use |  | 4000 | Gasoline (containing <=10% ethanol) | 1971-06-01 | Ute Indian Tribe of the Uintah & Ouray Reservation, Utah | Indian Land | Rod's Service | 17 East Main | Duchesne | UT | 84021 | 40.164 | -110.401
8 | 5040031 | Rod's Service | Tank 4 | TRUE | Permanently Out of Use |  | 2000 | Used Oil | 1971-06-01 | Ute Indian Tribe of the Uintah & Ouray Reservation, Utah | Indian Land | Rod's Service | 17 East Main | Duchesne | UT | 84021 | 40.164 | -110.401
8 | 5040032 | County Weed Control | Tank 1 | TRUE | Permanently Out of Use |  | 1000 | Gasoline (containing <=10% ethanol) | 1976-06-01 | Ute Indian Tribe of the Uintah & Ouray Reservation, Utah | Indian Land | County Weed Control | 100 East 200 South | Duchesne | UT | 84021 | 40.161 | -110.399
8 | 5040033 | Pleasant Valley 43-34D | Tank 1 | TRUE | Permanently Out of Use |  | 4000 | Used Oil | 1984-05-02 | Ute Indian Tribe of the Uintah & Ouray Reservation, Utah | Indian Land | Pleasant Valley 43-34D | NE SE Sec.34-T8S-R18E | Fort Duchesne | UT | 84026 | 40.069 | -109.877
8 | 5040034 | Duchesne City Shop | Tank 1 | TRUE | Permanently Out of Use |  | 1000 | Gasoline (containing <=10% ethanol) | 1899-12-31 | Ute Indian Tribe of the Uintah & Ouray Reservation, Utah | Indian Land | Duchesne City Shop | 400 South 100 West | Duchesne | UT | 84021 | 40.158 | -110.402
8 | 5040035 | Duchesne City Airport | Tank 1 | TRUE | Permanently Out of Use |  | 500 | Gasoline (containing <=10% ethanol) | 1975-06-01 | Ute Indian Tribe of the Uintah & Ouray Reservation, Utah | Indian Land | Duchesne City Airport | Hwy 87, 3 miles north | Duchesne | UT | 84021 | 40.193 | -110.385
8 | 5040035 | Duchesne City Airport | Tank 2 | TRUE | Permanently Out of Use |  | 1000 | Gasoline (containing <=10% ethanol) | 1975-06-01 | Ute Indian Tribe of the Uintah & Ouray Reservation, Utah | Indian Land | Duchesne City Airport | Hwy 87, 3 miles north | Duchesne | UT | 84021 | 40.193 | -110.385
8 | 5040036 | Altamont Station | Tank 1 | TRUE | Permanently Out of Use |  | 1000 | Diesel | 1973-07-13 | Ute Indian Tribe of the Uintah & Ouray Reservation, Utah | Indian Land | Altamont Station | Star Route 2 | Altamont | UT | 84001 | 40.316 | -110.396
8 | 5040037 | Ralph Madsen Trucking | Tank 1 | TRUE | Permanently Out of Use |  | 8000 | Gasoline (containing <=10% ethanol) | 1899-12-31 | Ute Indian Tribe of the Uintah & Ouray Reservation, Utah | Indian Land | Ralph Madsen Trucking | Old Hwy. 40, 5 miles east | Duchesne | UT | 84021 | 40.165 | -110.385
8 | 5040037 | Ralph Madsen Trucking | Tank 2 | TRUE | Permanently Out of Use |  | 115 | Gasoline (containing <=10% ethanol) | 1899-12-31 | Ute Indian Tribe of the Uintah & Ouray Reservation, Utah | Indian Land | Ralph Madsen Trucking | Old Hwy. 40, 5 miles east | Duchesne | UT | 84021 | 40.165 | -110.385
8 | 5040038 | Currant Creek Dam | Tank 1 | TRUE | Permanently Out of Use |  | 1000 | Diesel | 1979-06-01 | Ute Indian Tribe of the Uintah & Ouray Reservation, Utah | Indian Land | Currant Creek Dam | Currant Creek Dam | Duchesne | UT | 84021 | 40.1634 | -110.4011
8 | 5040039 | U.S. West #673608 Myton Radio | Tank 1 | TRUE | Permanently Out of Use |  | 550 | Diesel | 1982-04-28 | Ute Indian Tribe of the Uintah & Ouray Reservation, Utah | Indian Land | U.S. West #673608 Myton Radio | Sec 14-T8S-R17E Near Myton, UT | Myton | UT | 84052 | 40.103 | -110.045
8 | 5040040 | Fruitland General Store | Tank 1 | TRUE | Permanently Out of Use |  | 1000 | Gasoline (containing <=10% ethanol) | 1969-01-23 | Ute Indian Tribe of the Uintah & Ouray Reservation, Utah | Indian Land | Fruitland General Store | General Delivery | Fruitland | UT | 84027 | 40.212 | -110.841
8 | 5040040 | Fruitland General Store | Tank 2 | TRUE | Permanently Out of Use |  | 1000 | Gasoline (containing <=10% ethanol) | 1969-01-23 | Ute Indian Tribe of the Uintah & Ouray Reservation, Utah | Indian Land | Fruitland General Store | General Delivery | Fruitland | UT | 84027 | 40.212 | -110.841
8 | 5040040 | Fruitland General Store | Tank 3 | TRUE | Permanently Out of Use |  | 12000 | Gasoline (containing <=10% ethanol) | 1983-01-24 | Ute Indian Tribe of the Uintah & Ouray Reservation, Utah | Indian Land | Fruitland General Store | General Delivery | Fruitland | UT | 84027 | 40.212 | -110.841
8 | 5040040 | Fruitland General Store | Tank 4 | TRUE | Permanently Out of Use |  | 12000 | Gasoline (containing <=10% ethanol) | 1983-01-24 | Ute Indian Tribe of the Uintah & Ouray Reservation, Utah | Indian Land | Fruitland General Store | General Delivery | Fruitland | UT | 84027 | 40.212 | -110.841
8 | 5040042 | Soldier Creek Field Station | Tank 1 | TRUE | Permanently Out of Use |  | 1000 | Gasoline (containing <=10% ethanol) | 1977-01-01 | Ute Indian Tribe of the Uintah & Ouray Reservation, Utah | Indian Land | Soldier Creek Field Station | US Hwy. 40 | Fruitland | UT | 84027 | 40.179 | -111.035
8 | 5040043 | Former 7-11 Store #1852-22230 | Tank 1 | TRUE | Permanently Out of Use |  | 10000 | Gasoline (containing <=10% ethanol) | 1980-06-01 | Ute Indian Tribe of the Uintah & Ouray Reservation, Utah | Indian Land | Former 7-11 Store #1852-22230 | 510 East 200 North | Roosevelt | UT | 84066 | 40.302 | -109.983
8 | 5040043 | Former 7-11 Store #1852-22230 | Tank 2 | TRUE | Permanently Out of Use |  | 10000 | Gasoline (containing <=10% ethanol) | 1980-06-01 | Ute Indian Tribe of the Uintah & Ouray Reservation, Utah | Indian Land | Former 7-11 Store #1852-22230 | 510 East 200 North | Roosevelt | UT | 84066 | 40.302 | -109.983
8 | 5040043 | Former 7-11 Store #1852-22230 | Tank 3 | TRUE | Permanently Out of Use |  | 10000 | Gasoline (containing <=10% ethanol) | 1980-06-01 | Ute Indian Tribe of the Uintah & Ouray Reservation, Utah | Indian Land | Former 7-11 Store #1852-22230 | 510 East 200 North | Roosevelt | UT | 84066 | 40.302 | -109.983
8 | 5040044 | LCL South | Tank 1 | TRUE | Permanently Out of Use |  | 300 | Used Oil | 1960-01-01 | Ute Indian Tribe of the Uintah & Ouray Reservation, Utah | Indian Land | LCL South | 380 South 200 East | Roosevelt | UT | 84066 | 40.295 | -109.989
8 | 5040045 | Ute Tribal Education Building | Tank 1 | TRUE | Permanently Out of Use |  | 10000 | Gasoline (containing <=10% ethanol) | 1945-12-10 | Ute Indian Tribe of the Uintah & Ouray Reservation, Utah | Indian Land | Ute Tribal Education Building | P.O. Box 190 | Fort Duchesne | UT | 84026 | 40.3019 | -109.8634
8 | 5040046 | Roosevelt Refinery | Tank 1 | TRUE | Permanently Out of Use |  | 7816 | Gasoline (containing <=10% ethanol) | 1972-06-01 | Ute Indian Tribe of the Uintah & Ouray Reservation, Utah | Indian Land | Roosevelt Refinery | West Hwy. 40 | Roosevelt | UT | 84066 | 40.279 | -110.018
8 | 5040047 | Stanley TV Bldg. | Tank 1 | TRUE | Permanently Out of Use |  | 275 | Diesel | 1982-06-01 | Ute Indian Tribe of the Uintah & Ouray Reservation, Utah | Indian Land | Stanley TV Bldg. | Valley Road Sec.19-T8S-R17E | Duchesne | UT | 84021 | 40.1634 | -110.4011
8 | 5040048 | 7-11 Store #1890-23747 | Tank 1 | TRUE | Permanently Out of Use |  | 10000 | Gasoline (containing <=10% ethanol) | 1984-08-01 | Ute Indian Tribe of the Uintah & Ouray Reservation, Utah | Indian Land | 7-11 Store #1890-23747 | 293 Main | Roosevelt | UT | 84066 | 40.296 | -109.988
8 | 5040048 | 7-11 Store #1890-23747 | Tank 2 | TRUE | Permanently Out of Use |  | 10000 | Gasoline (containing <=10% ethanol) | 1984-08-01 | Ute Indian Tribe of the Uintah & Ouray Reservation, Utah | Indian Land | 7-11 Store #1890-23747 | 293 Main | Roosevelt | UT | 84066 | 40.296 | -109.988
8 | 5040048 | 7-11 Store #1890-23747 | Tank 3 | TRUE | Permanently Out of Use |  | 10000 | Gasoline (containing <=10% ethanol) | 1984-08-01 | Ute Indian Tribe of the Uintah & Ouray Reservation, Utah | Indian Land | 7-11 Store #1890-23747 | 293 Main | Roosevelt | UT | 84066 | 40.296 | -109.988
8 | 5040049 | Sinclair Station/Nebeker Oil | Tank 1 | TRUE | Permanently Out of Use |  | 12000 | Gasoline (containing <=10% ethanol) | 1982-05-07 | Ute Indian Tribe of the Uintah & Ouray Reservation, Utah | Indian Land | Sinclair Station/Nebeker Oil | East Hwy. 40 | Roosevelt | UT | 84066 | 40.301 | -109.961
8 | 5040049 | Sinclair Station/Nebeker Oil | Tank 2 | TRUE | Permanently Out of Use |  | 12000 | Gasoline (containing <=10% ethanol) | 1982-05-07 | Ute Indian Tribe of the Uintah & Ouray Reservation, Utah | Indian Land | Sinclair Station/Nebeker Oil | East Hwy. 40 | Roosevelt | UT | 84066 | 40.301 | -109.961
8 | 5040049 | Sinclair Station/Nebeker Oil | Tank 3 | TRUE | Permanently Out of Use |  | 12000 | Diesel | 1982-05-07 | Ute Indian Tribe of the Uintah & Ouray Reservation, Utah | Indian Land | Sinclair Station/Nebeker Oil | East Hwy. 40 | Roosevelt | UT | 84066 | 40.301 | -109.961
8 | 5040051 | Murray Motors & Investment Corp. | Tank 1 | TRUE | Permanently Out of Use |  | 300 | Used Oil | 1984-12-11 | Ute Indian Tribe of the Uintah & Ouray Reservation, Utah | Indian Land | Murray Motors & Investment Corp. | 157 South 200 EAst | Roosevelt | UT | 84066 | 40.297 | -109.988
8 | 5040051 | Murray Motors & Investment Corp. | Tank 2 | TRUE | Permanently Out of Use |  | 1000 | Gasoline (containing <=10% ethanol) | 1984-12-11 | Ute Indian Tribe of the Uintah & Ouray Reservation, Utah | Indian Land | Murray Motors & Investment Corp. | 157 South 200 EAst | Roosevelt | UT | 84066 | 40.297 | -109.988
8 | 5040052 | UDOT Station #635 | Tank 1 | TRUE | Permanently Out of Use |  | 5000 | Diesel | 1981-04-03 | Ute Indian Tribe of the Uintah & Ouray Reservation, Utah | Indian Land | UDOT Station #635 | 2 miles west on US 40 | Roosevelt | UT | 84066 | 40.29 | -109.999
8 | 5040052 | UDOT Station #635 | Tank 2 | TRUE | Permanently Out of Use |  | 2000 | Diesel | 1981-04-03 | Ute Indian Tribe of the Uintah & Ouray Reservation, Utah | Indian Land | UDOT Station #635 | 2 miles west on US 40 | Roosevelt | UT | 84066 | 40.29 | -109.999
8 | 5040052 | UDOT Station #635 | Tank 3 | TRUE | Permanently Out of Use |  | 115 | Gasoline (containing <=10% ethanol) | 1899-12-31 | Ute Indian Tribe of the Uintah & Ouray Reservation, Utah | Indian Land | UDOT Station #635 | 2 miles west on US 40 | Roosevelt | UT | 84066 | 40.29 | -109.999
8 | 5040053 | The Garden Shop | Tank 1 | TRUE | Permanently Out of Use |  | 10000 | Gasoline (containing <=10% ethanol) | 1985-05-01 | Ute Indian Tribe of the Uintah & Ouray Reservation, Utah | Indian Land | The Garden Shop | 211 East 200 North | Roosevelt | UT | 84066 | 40.303 | -109.989
8 | 5040053 | The Garden Shop | Tank 2 | TRUE | Permanently Out of Use |  | 10000 | Gasoline (containing <=10% ethanol) | 1985-05-01 | Ute Indian Tribe of the Uintah & Ouray Reservation, Utah | Indian Land | The Garden Shop | 211 East 200 North | Roosevelt | UT | 84066 | 40.303 | -109.989
8 | 5040054 | Gary's Insulation | Tank 1 | TRUE | Permanently Out of Use |  | 6000 | Gasoline (containing <=10% ethanol) | 1975-01-01 | Ute Indian Tribe of the Uintah & Ouray Reservation, Utah | Indian Land | Gary's Insulation | West Hwy. 40 | Roosevelt | UT | 84066 | 40.261 | -110.056
8 | 5040054 | Gary's Insulation | Tank 2 | TRUE | Permanently Out of Use |  | 10000 | Gasoline (containing <=10% ethanol) | 1975-01-01 | Ute Indian Tribe of the Uintah & Ouray Reservation, Utah | Indian Land | Gary's Insulation | West Hwy. 40 | Roosevelt | UT | 84066 | 40.261 | -110.056
8 | 5040055 | Prairie Gold Well Service | Tank 1 | TRUE | Permanently Out of Use |  | 4000 | Gasoline (containing <=10% ethanol) | 1975-05-07 | Ute Indian Tribe of the Uintah & Ouray Reservation, Utah | Indian Land | Prairie Gold Well Service | West Hwy. 40 | Roosevelt | UT | 84066 | 40.261 | -110.047
8 | 5040055 | Prairie Gold Well Service | Tank 2 | TRUE | Permanently Out of Use |  | 8000 | Diesel | 1991-05-07 | Ute Indian Tribe of the Uintah & Ouray Reservation, Utah | Indian Land | Prairie Gold Well Service | West Hwy. 40 | Roosevelt | UT | 84066 | 40.261 | -110.047
8 | 5040056 | Union High School | Tank 1 | TRUE | Permanently Out of Use |  | 1000 | Gasoline (containing <=10% ethanol) | 1960-06-01 | Ute Indian Tribe of the Uintah & Ouray Reservation, Utah | Indian Land | Union High School | East Hwy. 40 | Roosevelt | UT | 84066 | 40.301 | -109.976
8 | 5040057 | Uintah Basin Telephone H.Q. Site | Tank 1 | TRUE | Permanently Out of Use |  | 10000 | Gasoline (containing <=10% ethanol) | 1986-09-01 | Ute Indian Tribe of the Uintah & Ouray Reservation, Utah | Indian Land | Uintah Basin Telephone H.Q. Site | West Hwy. 40 | Roosevelt | UT | 84066 | 40.246 | -110.066
8 | 5040059 | Duchesne County Mosquito Abatement | Tank 1 | TRUE | Permanently Out of Use |  | 1000 | Diesel | 1983-05-01 | Ute Indian Tribe of the Uintah & Ouray Reservation, Utah | Indian Land | Duchesne County Mosquito Abatement | West Hwy 40 P.O. Box 1950 | Roosevelt | UT | 84066 | 40.278 | -110.034
8 | 5040060 | Shop Warehouse | Tank 1 | TRUE | Permanently Out of Use |  | 12000 | Diesel | 1980-10-30 | Ute Indian Tribe of the Uintah & Ouray Reservation, Utah | Indian Land | Shop Warehouse | West Hwy 40 (3 miles west of Roosevelt) | Roosevelt | UT | 84066 | 40.272 | -110.029
8 | 5040061 | Old West Trading Post | Tank 1 | TRUE | Permanently Out of Use |  | 10000 | Gasoline (containing <=10% ethanol) | 1981-06-01 | Ute Indian Tribe of the Uintah & Ouray Reservation, Utah | Indian Land | Old West Trading Post | East Hwy. 40 (2 miles east of Roosevelt) | Roosevelt | UT | 84066 | 40.2961 | -109.9517
8 | 5040061 | Old West Trading Post | Tank 2 | TRUE | Permanently Out of Use |  | 10000 | Gasoline (containing <=10% ethanol) | 1981-06-01 | Ute Indian Tribe of the Uintah & Ouray Reservation, Utah | Indian Land | Old West Trading Post | East Hwy. 40 (2 miles east of Roosevelt) | Roosevelt | UT | 84066 | 40.2961 | -109.9517
8 | 5040062 | Surfast Lube | Tank 1 | TRUE | Permanently Out of Use |  | 2000 | Used Oil | 1985-08-01 | Ute Indian Tribe of the Uintah & Ouray Reservation, Utah | Indian Land | Surfast Lube | 242 East 200 South | Roosevelt | UT | 84066 | 40.297 | -109.988
8 | 5040062 | Surfast Lube | Tank 2 | TRUE | Permanently Out of Use |  | 2000 | Used Oil | 1985-08-01 | Ute Indian Tribe of the Uintah & Ouray Reservation, Utah | Indian Land | Surfast Lube | 242 East 200 South | Roosevelt | UT | 84066 | 40.297 | -109.988
8 | 5040062 | Surfast Lube | Tank 3 | TRUE | Permanently Out of Use |  | 2000 | Used Oil | 1985-08-01 | Ute Indian Tribe of the Uintah & Ouray Reservation, Utah | Indian Land | Surfast Lube | 242 East 200 South | Roosevelt | UT | 84066 | 40.297 | -109.988
8 | 5040063 | Roosevelt Bus Garage | Tank 1 | TRUE | Permanently Out of Use |  | 2000 | Diesel | 1984-06-01 | Ute Indian Tribe of the Uintah & Ouray Reservation, Utah | Indian Land | Roosevelt Bus Garage | 43 North 3 West | Roosevelt | UT | 84066 | 40.304 | -109.998
8 | 5040063 | Roosevelt Bus Garage | Tank 2 | TRUE | Permanently Out of Use |  | 2000 | Gasoline (containing <=10% ethanol) | 1984-06-01 | Ute Indian Tribe of the Uintah & Ouray Reservation, Utah | Indian Land | Roosevelt Bus Garage | 43 North 3 West | Roosevelt | UT | 84066 | 40.304 | -109.998
8 | 5040064 | D.I. Drilling Equipment | Tank 1 | TRUE | Permanently Out of Use |  | 750 | Used Oil | 1982-06-01 | Ute Indian Tribe of the Uintah & Ouray Reservation, Utah | Indian Land | D.I. Drilling Equipment | Poleline Rd | Roosevelt | UT | 84066 | 40.272 | -110.035
8 | 5040065 | Basin Western Inc. | Tank 1 | TRUE | Permanently Out of Use |  | 12000 | Diesel | 1982-06-01 | Ute Indian Tribe of the Uintah & Ouray Reservation, Utah | Indian Land | Basin Western Inc. | East Hwy. 40 Matlack Terminal | Roosevelt | UT | 84066 | 40.303 | -109.931
8 | 5040065 | Basin Western Inc. | Tank 2 | TRUE | Permanently Out of Use |  | 6000 | Used Oil | 1979-06-01 | Ute Indian Tribe of the Uintah & Ouray Reservation, Utah | Indian Land | Basin Western Inc. | East Hwy. 40 Matlack Terminal | Roosevelt | UT | 84066 | 40.303 | -109.931
8 | 5040066 | Ouray National Wildlife Refuge | Tank 1 | TRUE | Permanently Out of Use |  | 1000 | Diesel | 1984-04-23 | Ute Indian Tribe of the Uintah & Ouray Reservation, Utah | Indian Land | Ouray National Wildlife Refuge | 3 miles north of Ouray | Randlett | UT | 84063 | 40.1349 | -109.6439
8 | 5040066 | Ouray National Wildlife Refuge | Tank 2 | TRUE | Permanently Out of Use |  | 1000 | Gasoline (containing <=10% ethanol) | 1971-04-24 | Ute Indian Tribe of the Uintah & Ouray Reservation, Utah | Indian Land | Ouray National Wildlife Refuge | 3 miles north of Ouray | Randlett | UT | 84063 | 40.1349 | -109.6439
8 | 5040066 | Ouray National Wildlife Refuge | Tank 3 | TRUE | Permanently Out of Use |  | 1000 | Gasoline (containing <=10% ethanol) | 1971-04-24 | Ute Indian Tribe of the Uintah & Ouray Reservation, Utah | Indian Land | Ouray National Wildlife Refuge | 3 miles north of Ouray | Randlett | UT | 84063 | 40.1349 | -109.6439
8 | 5040067 | Noah's Arch | Tank 1 | TRUE | Permanently Out of Use |  | 1000 | Gasoline (containing <=10% ethanol) | 1973-06-01 | Ute Indian Tribe of the Uintah & Ouray Reservation, Utah | Indian Land | Noah's Arch | West Hwy. 40 | Duchesne | UT | 84021 | 40.1634 | -110.4068
8 | 5040068 | Pleasant Valley 14-35D | Tank 1 | TRUE | Permanently Out of Use |  | 4000 | Used Oil | 1984-05-02 | Ute Indian Tribe of the Uintah & Ouray Reservation, Utah | Indian Land | Pleasant Valley 14-35D | SW SW Sec.35-T8S-R18E | Fort Duchesne | UT | 84026 | 40.068 | -109.861
8 | 5040069 | Murphy's Save More | Tank 1 | TRUE | Permanently Out of Use |  | 6000 | Gasoline (containing <=10% ethanol) | 1974-05-06 | Ute Indian Tribe of the Uintah & Ouray Reservation, Utah | Indian Land | Murphy's Save More | West Hwy 40 RR#2 | Roosevelt | UT | 84066 | 40.291 | -109.993
8 | 5040070 | National Oil Well | Tank 1 | TRUE | Permanently Out of Use |  | 1000 | Diesel | 1975-06-01 | Ute Indian Tribe of the Uintah & Ouray Reservation, Utah | Indian Land | National Oil Well | West Hwy 40 | Roosevelt | UT | 84066 | 40.262 | -110.046
8 | 5040071 | Intermountain Farmers' Assoc. | Tank 1 | TRUE | Permanently Out of Use |  | 10000 | Gasoline (containing <=10% ethanol) | 1974-06-01 | Ute Indian Tribe of the Uintah & Ouray Reservation, Utah | Indian Land | Intermountain Farmers' Assoc. | West Hwy. 40 | Roosevelt | UT | 84066 | 40.288 | -110.004
8 | 5040071 | Intermountain Farmers' Assoc. | Tank 2 | TRUE | Permanently Out of Use |  | 10000 | Gasoline (containing <=10% ethanol) | 1974-06-01 | Ute Indian Tribe of the Uintah & Ouray Reservation, Utah | Indian Land | Intermountain Farmers' Assoc. | West Hwy. 40 | Roosevelt | UT | 84066 | 40.288 | -110.004
8 | 5040072 | Milchem Inc. | Tank 1 | TRUE | Permanently Out of Use |  | 1000 | Gasoline (containing <=10% ethanol) | 1973-06-01 | Ute Indian Tribe of the Uintah & Ouray Reservation, Utah | Indian Land | Milchem Inc. | West Hwy. 40 | Roosevelt | UT | 84066 | 40.2635 | -110.05
8 | 5040073 | Altonah | Tank 1 | TRUE | Permanently Out of Use |  | 2000 | Gasoline (containing <=10% ethanol) | 1966-01-17 | Ute Indian Tribe of the Uintah & Ouray Reservation, Utah | Indian Land | Altonah | SENE Sec. 14-T1S-R4W | Roosevelt | UT | 84066 | 40.4 | -110.294
8 | 5040074 | Burdick Paving Co. | Tank 1 | TRUE | Permanently Out of Use |  | 3000 | Diesel | 1982-06-01 | Ute Indian Tribe of the Uintah & Ouray Reservation, Utah | Indian Land | Burdick Paving Co. | North Airport Rd. P.O. Box459 | Roosevelt | UT | 84066 | 40.282 | -110.053
8 | 5040074 | Burdick Paving Co. | Tank 2 | TRUE | Permanently Out of Use |  | 6000 | Diesel | 1982-06-01 | Ute Indian Tribe of the Uintah & Ouray Reservation, Utah | Indian Land | Burdick Paving Co. | North Airport Rd. P.O. Box459 | Roosevelt | UT | 84066 | 40.282 | -110.053
8 | 5040074 | Burdick Paving Co. | Tank 3 | TRUE | Permanently Out of Use |  | 1000 | Gasoline (containing <=10% ethanol) | 1982-06-01 | Ute Indian Tribe of the Uintah & Ouray Reservation, Utah | Indian Land | Burdick Paving Co. | North Airport Rd. P.O. Box459 | Roosevelt | UT | 84066 | 40.282 | -110.053
8 | 5040075 | Bluebell Station | Tank 1 | TRUE | Permanently Out of Use |  | 1000 | Diesel | 1973-07-13 | Ute Indian Tribe of the Uintah & Ouray Reservation, Utah | Indian Land | Bluebell Station | Star Route 1; Cedar View | Roosevelt | UT | 84066 | 40.359 | -110.046
8 | 5040076 | CNG Producing Co. | Tank 1 | TRUE | Permanently Out of Use |  | 2000 | Gasoline (containing <=10% ethanol) | 1979-06-01 | Ute Indian Tribe of the Uintah & Ouray Reservation, Utah | Indian Land | CNG Producing Co. | 1400 North State Street P.O. Box 1360 | Roosevelt | UT | 84066 | 40.316 | -109.991
8 | 5040077 | Birrell Bottling Co. | Tank 1 | TRUE | Permanently Out of Use |  | 12000 | Gasoline (containing <=10% ethanol) | 1955-12-31 | Ute Indian Tribe of the Uintah & Ouray Reservation, Utah | Indian Land | Birrell Bottling Co. | West Hwy. 40 | Roosevelt | UT | 84066 | 40.262 | -110.046
8 | 5040078 | Pleasant Valley 42-9H | Tank 1 | TRUE | Permanently Out of Use |  | 4000 | Used Oil | 1983-05-03 | Ute Indian Tribe of the Uintah & Ouray Reservation, Utah | Indian Land | Pleasant Valley 42-9H | SE SW Sec. 9-T9S-R17E | Myton | UT | 84052 | 40.042 | -110.013
8 | 5040079 | LCL Phillips 66 | Tank 1 | TRUE | Permanently Out of Use |  | 10000 | Gasoline (containing <=10% ethanol) | 1968-03-14 | Ute Indian Tribe of the Uintah & Ouray Reservation, Utah | Indian Land | LCL Phillips 66 | 192 North 2nd East | Roosevelt | UT | 84066 | 40.302 | -109.989
8 | 5040079 | LCL Phillips 66 | Tank 2 | TRUE | Permanently Out of Use |  | 10000 | Gasoline (containing <=10% ethanol) | 1968-03-14 | Ute Indian Tribe of the Uintah & Ouray Reservation, Utah | Indian Land | LCL Phillips 66 | 192 North 2nd East | Roosevelt | UT | 84066 | 40.302 | -109.989
8 | 5040079 | LCL Phillips 66 | Tank 3 | TRUE | Permanently Out of Use |  | 1000 | Used Oil | 1968-03-14 | Ute Indian Tribe of the Uintah & Ouray Reservation, Utah | Indian Land | LCL Phillips 66 | 192 North 2nd East | Roosevelt | UT | 84066 | 40.302 | -109.989
8 | 5040080 | L&L Motor | Tank 1 | TRUE | Permanently Out of Use |  | 1000 | Gasoline (containing <=10% ethanol) | 1976-05-05 | Ute Indian Tribe of the Uintah & Ouray Reservation, Utah | Indian Land | L&L Motor | 191 North 200 East | Roosevelt | UT | 84066 | 40.302 | -109.99
8 | 5040080 | L&L Motor | Tank 2 | TRUE | Permanently Out of Use |  | 1000 | Gasoline (containing <=10% ethanol) | 1976-06-01 | Ute Indian Tribe of the Uintah & Ouray Reservation, Utah | Indian Land | L&L Motor | 191 North 200 East | Roosevelt | UT | 84066 | 40.302 | -109.99
8 | 5040081 | Steve's Automotive (Arvin Labrum) | Tank 1 | TRUE | Permanently Out of Use |  | 500 | Gasoline (containing <=10% ethanol) | 1964-01-01 | Ute Indian Tribe of the Uintah & Ouray Reservation, Utah | Indian Land | Steve's Automotive (Arvin Labrum) | 258 East 200 North | Roosevelt | UT | 84066 | 40.302 | -109.988
8 | 5040082 | Utah Highway Patrol Fueling Facility | Tank 1 | TRUE | Permanently Out of Use |  | 2000 | Gasoline (containing <=10% ethanol) | 1975-01-01 | Ute Indian Tribe of the Uintah & Ouray Reservation, Utah | Indian Land | Utah Highway Patrol Fueling Facility | Hwy. 40 2 miles W of Roosevelt | Roosevelt | UT | 84066 | 40.2903 | -109.998
8 | 5040084 | Uintah Basin Tractor Inc. | Tank 1 | TRUE | Permanently Out of Use |  | 500 | Gasoline (containing <=10% ethanol) | 1970-06-01 | Ute Indian Tribe of the Uintah & Ouray Reservation, Utah | Indian Land | Uintah Basin Tractor Inc. | West Hwy. 40 | Roosevelt | UT | 84066 | 40.287 | -110.003
8 | 5040085 | Randlett Mercantile | Tank 1 | TRUE | Permanently Out of Use |  | 500 | Gasoline (containing <=10% ethanol) | 1941-06-01 | Ute Indian Tribe of the Uintah & Ouray Reservation, Utah | Indian Land | Randlett Mercantile | Box 1 | Randlett | UT | 84063 | 40.231 | -109.805
8 | 5040085 | Randlett Mercantile | Tank 2 | TRUE | Permanently Out of Use |  | 1000 | Gasoline (containing <=10% ethanol) | 1941-06-01 | Ute Indian Tribe of the Uintah & Ouray Reservation, Utah | Indian Land | Randlett Mercantile | Box 1 | Randlett | UT | 84063 | 40.231 | -109.805
8 | 5040086 | Basin Diesel Service Inc. | Tank 1 | TRUE | Permanently Out of Use |  | 5000 | Used Oil | 1990-06-01 | Ute Indian Tribe of the Uintah & Ouray Reservation, Utah | Indian Land | Basin Diesel Service Inc. | West Hwy. 40 | Roosevelt | UT | 84066 | 40.279 | -110.017
8 | 5040088 | Roosevelt Municipal Airport | Tank 1 | TRUE | Permanently Out of Use |  | 12000 | Gasoline (containing <=10% ethanol) | 1979-08-29 | Ute Indian Tribe of the Uintah & Ouray Reservation, Utah | Indian Land | Roosevelt Municipal Airport | West Poline Rd. 1707 South 3000 West | Roosevelt | UT | 84066 | 40.277 | -110.049
8 | 5040088 | Roosevelt Municipal Airport | Tank 2 | TRUE | Permanently Out of Use |  | 12000 | Gasoline (containing <=10% ethanol) | 1979-08-29 | Ute Indian Tribe of the Uintah & Ouray Reservation, Utah | Indian Land | Roosevelt Municipal Airport | West Poline Rd. 1707 South 3000 West | Roosevelt | UT | 84066 | 40.277 | -110.049
8 | 5040088 | Roosevelt Municipal Airport | Tank 3 | TRUE | Permanently Out of Use |  | 1000 | Gasoline (containing <=10% ethanol) | 1971-08-29 | Ute Indian Tribe of the Uintah & Ouray Reservation, Utah | Indian Land | Roosevelt Municipal Airport | West Poline Rd. 1707 South 3000 West | Roosevelt | UT | 84066 | 40.277 | -110.049
8 | 5040088 | Roosevelt Municipal Airport | Tank 4 | TRUE | Permanently Out of Use |  | 1000 | Diesel | 1976-08-28 | Ute Indian Tribe of the Uintah & Ouray Reservation, Utah | Indian Land | Roosevelt Municipal Airport | West Poline Rd. 1707 South 3000 West | Roosevelt | UT | 84066 | 40.277 | -110.049
8 | 5040088 | Roosevelt Municipal Airport | Tank 5 | TRUE | Permanently Out of Use |  | 3000 | Gasoline (containing <=10% ethanol) | 1976-08-28 | Ute Indian Tribe of the Uintah & Ouray Reservation, Utah | Indian Land | Roosevelt Municipal Airport | West Poline Rd. 1707 South 3000 West | Roosevelt | UT | 84066 | 40.277 | -110.049
8 | 5040089 | US West #673450 | Tank 1 | TRUE | Permanently Out of Use |  | 1000 | Diesel | 1982-06-01 | Ute Indian Tribe of the Uintah & Ouray Reservation, Utah | Indian Land | US West #673450 | 58 North 100 East Streets | Roosevelt | UT | 84066 | 40.3 | -109.99
8 | 5040090 | Hannah Pump Station | Tank 1 | TRUE | Permanently Out of Use |  | 500 | Gasoline (containing <=10% ethanol) | 1948-05-05 | Ute Indian Tribe of the Uintah & Ouray Reservation, Utah | Indian Land | Hannah Pump Station | State Road 35 | Hanna | UT | 84031 | 40.401 | -110.76
8 | 5040091 | Upper Stillwater Dam | Tank 1 | TRUE | Permanently Out of Use |  | 2000 | Diesel | 1987-06-01 | Ute Indian Tribe of the Uintah & Ouray Reservation, Utah | Indian Land | Upper Stillwater Dam | Upper Stillwater Dam | Duchesne | UT | 84021 | 40.556 | -110.702
8 | 5040092 | Gas & Misc. | Tank 1 | TRUE | Permanently Out of Use | 1991-01-01 | 2000 | Gasoline (containing <=10% ethanol) | 1910-01-01 | Ute Indian Tribe of the Uintah & Ouray Reservation, Utah | Indian Land | Gas & Misc. | Intersection of Highways | Whiterocks | UT | 84085 | 40.4716 | -109.9321
8 | 5040093 | Stockmore Guard Station ` | Tank 1 | TRUE | Permanently Out of Use |  | 1000 | Gasoline (containing <=10% ethanol) | 1976-06-01 | Ute Indian Tribe of the Uintah & Ouray Reservation, Utah | Indian Land | Stockmore Guard Station ` | Ashley Naltional Forest | Hanna | UT | 84031 | 40.462 | -110.831
8 | 5040094 | Wagstaff Lumber | Tank 1 | TRUE | Permanently Out of Use |  | 500 | Gasoline (containing <=10% ethanol) | 1899-12-31 | Ute Indian Tribe of the Uintah & Ouray Reservation, Utah | Indian Land | Wagstaff Lumber | Unknown | Tabiona | UT | 84072 | 40.3551 | -110.7104
8 | 5040095 | UDOT #3433 (Tabiona) | Tank 1 | TRUE | Permanently Out of Use |  | 4000 | Gasoline (containing <=10% ethanol) | 1993-10-20 | Ute Indian Tribe of the Uintah & Ouray Reservation, Utah | Indian Land | UDOT #3433 (Tabiona) | State Road 35 | Tabiona | UT | 84072 | 40.3513 | -110.7065
8 | 5040095 | UDOT #3433 (Tabiona) | Tank 2 | TRUE | Permanently Out of Use |  | 6000 | Diesel | 1993-10-20 | Ute Indian Tribe of the Uintah & Ouray Reservation, Utah | Indian Land | UDOT #3433 (Tabiona) | State Road 35 | Tabiona | UT | 84072 | 40.3513 | -110.7065
8 | 5040095 | UDOT #3433 (Tabiona) | Tank 3 | TRUE | Permanently Out of Use |  | 5000 | Gasoline (containing <=10% ethanol) | 1970-04-03 | Ute Indian Tribe of the Uintah & Ouray Reservation, Utah | Indian Land | UDOT #3433 (Tabiona) | State Road 35 | Tabiona | UT | 84072 | 40.3513 | -110.7065
8 | 5040095 | UDOT #3433 (Tabiona) | Tank 4 | TRUE | Permanently Out of Use |  | 5000 | Diesel | 1970-04-03 | Ute Indian Tribe of the Uintah & Ouray Reservation, Utah | Indian Land | UDOT #3433 (Tabiona) | State Road 35 | Tabiona | UT | 84072 | 40.3513 | -110.7065
8 | 5040096 | Tabiona School | Tank 1 | TRUE | Permanently Out of Use |  | 1000 | Gasoline (containing <=10% ethanol) | 1984-06-01 | Ute Indian Tribe of the Uintah & Ouray Reservation, Utah | Indian Land | Tabiona School | Hwy 32 | Tabiona | UT | 84072 | 40.354 | -110.709
8 | 5040097 | Old Church and Garage | Tank 1 | TRUE | Permanently Out of Use |  | 1000 | Gasoline (containing <=10% ethanol) | 1985-06-01 | Ute Indian Tribe of the Uintah & Ouray Reservation, Utah | Indian Land | Old Church and Garage | Main Street | Tabiona | UT | 84072 | 40.3551 | -110.7104
8 | 5040097 | Old Church and Garage | Tank 2 | TRUE | Permanently Out of Use |  | 1000 | Gasoline (containing <=10% ethanol) | 1899-12-31 | Ute Indian Tribe of the Uintah & Ouray Reservation, Utah | Indian Land | Old Church and Garage | Main Street | Tabiona | UT | 84072 | 40.3551 | -110.7104
8 | 5040098 | Sage Brush Inn | Tank 1 | TRUE | Permanently Out of Use |  | 6000 | Gasoline (containing <=10% ethanol) | 1978-06-25 | Ute Indian Tribe of the Uintah & Ouray Reservation, Utah | Indian Land | Sage Brush Inn | General Delivery | Tabiona | UT | 84072 | 40.352 | -110.71
8 | 5040098 | Sage Brush Inn | Tank 2 | TRUE | Permanently Out of Use |  | 6000 | Gasoline (containing <=10% ethanol) | 1978-06-01 | Ute Indian Tribe of the Uintah & Ouray Reservation, Utah | Indian Land | Sage Brush Inn | General Delivery | Tabiona | UT | 84072 | 40.352 | -110.71
8 | 5040099 | Uintah Basin Applied Technology | Tank 1 | TRUE | Permanently Out of Use |  | 500 | Used Oil | 1975-01-01 | Ute Indian Tribe of the Uintah & Ouray Reservation, Utah | Indian Land | Uintah Basin Applied Technology | 1100 East Lagoon | Roosevelt | UT | 84066 | 40.299 | -109.977
8 | 5040100 | Pleasant Valley 32-29T | Tank 1 | TRUE | Permanently Out of Use |  | 4000 | Used Oil | 1982-05-02 | Ute Indian Tribe of the Uintah & Ouray Reservation, Utah | Indian Land | Pleasant Valley 32-29T | SW NE Sec.29-T9S-R18E | Myton | UT | 84052 | 40.0083 | -109.92
8 | 5040101 | LaRue Trucking | Tank 1 | TRUE | Permanently Out of Use |  | 1000 | Gasoline (containing <=10% ethanol) | 1899-12-31 | Ute Indian Tribe of the Uintah & Ouray Reservation, Utah | Indian Land | LaRue Trucking | PO Box 374 | Myton | UT | 84052 | 40.1957 | -110.0625
8 | 5040101 | LaRue Trucking | Tank 2 | TRUE | Permanently Out of Use |  | 1000 | Diesel | 1899-12-31 | Ute Indian Tribe of the Uintah & Ouray Reservation, Utah | Indian Land | LaRue Trucking | PO Box 374 | Myton | UT | 84052 | 40.1957 | -110.0625
8 | 5040102 | Marvine Ranch | Tank 1 | TRUE | Permanently Out of Use |  | 2000 | Diesel | 1899-12-31 | Ute Indian Tribe of the Uintah & Ouray Reservation, Utah | Indian Land | Marvine Ranch | 6 miles East of Randlett | Randlett | UT | 84063 | 40.217 | -109.6845
8 | 5040102 | Marvine Ranch | Tank 2 | TRUE | Permanently Out of Use |  | 2000 | Gasoline (containing <=10% ethanol) | 1899-12-31 | Ute Indian Tribe of the Uintah & Ouray Reservation, Utah | Indian Land | Marvine Ranch | 6 miles East of Randlett | Randlett | UT | 84063 | 40.217 | -109.6845
8 | 5040102 | Marvine Ranch | Tank 3 | TRUE | Permanently Out of Use |  | 2000 | Diesel | 1899-12-31 | Ute Indian Tribe of the Uintah & Ouray Reservation, Utah | Indian Land | Marvine Ranch | 6 miles East of Randlett | Randlett | UT | 84063 | 40.217 | -109.6845
8 | 5040103 | Scotty's Mercantile | Tank 1 | TRUE | Permanently Out of Use |  | 500 | Gasoline (containing <=10% ethanol) | 1960-05-06 | Ute Indian Tribe of the Uintah & Ouray Reservation, Utah | Indian Land | Scotty's Mercantile | Mount Emmons | Altamont | UT | 84001 | 40.347 | -110.275
8 | 5040103 | Scotty's Mercantile | Tank 2 | TRUE | Permanently Out of Use |  | 1000 | Gasoline (containing <=10% ethanol) | 1960-05-06 | Ute Indian Tribe of the Uintah & Ouray Reservation, Utah | Indian Land | Scotty's Mercantile | Mount Emmons | Altamont | UT | 84001 | 40.347 | -110.275
8 | 5040104 | Altamont Bus Garage | Tank 1 | TRUE | Permanently Out of Use |  | 2000 | Gasoline (containing <=10% ethanol) | 1983-06-01 | Ute Indian Tribe of the Uintah & Ouray Reservation, Utah | Indian Land | Altamont Bus Garage | Altamont High School | Altamont | UT | 84001 | 39.82 | -110.297
8 | 5040105 | Swasey's Other Place | Tank 1 RUL | TRUE | Currently in Use |  | 10000 | Gasoline (containing <=10% ethanol) | 1984-06-01 | Ute Indian Tribe of the Uintah & Ouray Reservation, Utah | Indian Land | Swasey's Other Place | 350 East Main | Altamont | UT | 84001 | 40.3596 | -110.2839
8 | 5040105 | Swasey's Other Place | Tank 2 diesel | TRUE | Currently in Use |  | 10000 | Diesel | 1984-06-01 | Ute Indian Tribe of the Uintah & Ouray Reservation, Utah | Indian Land | Swasey's Other Place | 350 East Main | Altamont | UT | 84001 | 40.3596 | -110.2839
8 | 5040105 | Swasey's Other Place | Tank 3 PUL | TRUE | Currently in Use |  | 8000 | Gasoline (containing <=10% ethanol) | 1984-06-01 | Ute Indian Tribe of the Uintah & Ouray Reservation, Utah | Indian Land | Swasey's Other Place | 350 East Main | Altamont | UT | 84001 | 40.3596 | -110.2839
8 | 5040106 | Stillwater Dam Project | Tank 1 | TRUE | Permanently Out of Use |  | 12000 | Diesel | 1899-12-31 | Ute Indian Tribe of the Uintah & Ouray Reservation, Utah | Indian Land | Stillwater Dam Project | Stillwater Dam | Mountain Home | UT | 84051 | 40.3443 | -110.312
8 | 5040107 | Farm House General Store | Tank 1 | TRUE | Permanently Out of Use |  | 2000 | Gasoline (containing <=10% ethanol) | 1983-06-01 | Ute Indian Tribe of the Uintah & Ouray Reservation, Utah | Indian Land | Farm House General Store | P.O. Box 510076 | Mountain Home | UT | 84051 | 40.3991 | -110.3886
8 | 5040107 | Farm House General Store | Tank 2 | TRUE | Permanently Out of Use |  | 2000 | Gasoline (containing <=10% ethanol) | 1983-06-01 | Ute Indian Tribe of the Uintah & Ouray Reservation, Utah | Indian Land | Farm House General Store | P.O. Box 510076 | Mountain Home | UT | 84051 | 40.3991 | -110.3886
8 | 5040108 | Bluebell Store | Tank 1 | TRUE | Permanently Out of Use |  | 1000 | Gasoline (containing <=10% ethanol) | 1971-06-01 | Ute Indian Tribe of the Uintah & Ouray Reservation, Utah | Indian Land | Bluebell Store | North Main Street | Bluebell | UT | 84007 | 40.359 | -110.218
8 | 5040108 | Bluebell Store | Tank 2 | TRUE | Permanently Out of Use |  | 1000 | Gasoline (containing <=10% ethanol) | 1971-06-01 | Ute Indian Tribe of the Uintah & Ouray Reservation, Utah | Indian Land | Bluebell Store | North Main Street | Bluebell | UT | 84007 | 40.359 | -110.218
8 | 5040109 | Western Petroleum, Inc. | Tank 1 | TRUE | Permanently Out of Use |  | 500 | Diesel | 1982-05-06 | Ute Indian Tribe of the Uintah & Ouray Reservation, Utah | Indian Land | Western Petroleum, Inc. | East Hwy. 40 | Roosevelt | UT | 84066 | 40.303 | -109.933
8 | 5040109 | Western Petroleum, Inc. | Tank 2 | TRUE | Permanently Out of Use |  | 500 | Gasoline (containing <=10% ethanol) | 1982-05-06 | Ute Indian Tribe of the Uintah & Ouray Reservation, Utah | Indian Land | Western Petroleum, Inc. | East Hwy. 40 | Roosevelt | UT | 84066 | 40.303 | -109.933
8 | 5040110 | Dalbo Inc. | Tank 1 | TRUE | Permanently Out of Use |  | 10000 | Diesel | 1978-05-01 | Ute Indian Tribe of the Uintah & Ouray Reservation, Utah | Indian Land | Dalbo Inc. | Cedar View | Neola | UT | 84053 | 40.372 | -110.095
8 | 5040111 | K & D | Tank 1 | TRUE | Permanently Out of Use |  | 3000 | Gasoline (containing <=10% ethanol) | 1976-06-01 | Ute Indian Tribe of the Uintah & Ouray Reservation, Utah | Indian Land | K & D | 100 North Main, | Neola | UT | 84053 | 40.433 | -110.03
8 | 5040111 | K & D | Tank 2 | TRUE | Permanently Out of Use |  | 6000 | Gasoline (containing <=10% ethanol) | 1976-06-01 | Ute Indian Tribe of the Uintah & Ouray Reservation, Utah | Indian Land | K & D | 100 North Main, | Neola | UT | 84053 | 40.433 | -110.03
8 | 5040112 | Neola Elementary School | Tank 1 | TRUE | Permanently Out of Use |  | 1000 | Gasoline (containing <=10% ethanol) | 1984-01-01 | Ute Indian Tribe of the Uintah & Ouray Reservation, Utah | Indian Land | Neola Elementary School | Hwy 121 | Neola | UT | 84053 | 40.429 | -110.031
8 | 5040113 | Gasoline Tank | Tank 1 | TRUE | Permanently Out of Use |  | 1000 | Gasoline (containing <=10% ethanol) | 1981-06-01 | Ute Indian Tribe of the Uintah & Ouray Reservation, Utah | Indian Land | Gasoline Tank | Sec. 3-T1S-R2W | Neola | UT | 84053 | 40.43 | -110.098
8 | 5040114 | American Gilsonite Co. | Tank 1 | TRUE | Permanently Out of Use |  | 1000 | Gasoline (containing <=10% ethanol) | 1975-12-05 | Ute Indian Tribe of the Uintah & Ouray Reservation, Utah | Indian Land | American Gilsonite Co. | 35 miles SE of Vernal on Utah Hwy. 45 | Bonanza | UT | 84008 | 40.017 | -109.172
8 | 5040114 | American Gilsonite Co. | Tank 3 | TRUE | Permanently Out of Use |  | 6000 | Gasoline (containing <=10% ethanol) | 1983-12-05 | Ute Indian Tribe of the Uintah & Ouray Reservation, Utah | Indian Land | American Gilsonite Co. | 35 miles SE of Vernal on Utah Hwy. 45 | Bonanza | UT | 84008 | 40.017 | -109.172
8 | 5040114 | American Gilsonite Co. | Tank 2 | TRUE | Permanently Out of Use |  | 4000 | Gasoline (containing <=10% ethanol) | 1975-12-05 | Ute Indian Tribe of the Uintah & Ouray Reservation, Utah | Indian Land | American Gilsonite Co. | 35 miles SE of Vernal on Utah Hwy. 45 | Bonanza | UT | 84008 | 40.017 | -109.172
8 | 5040115 | Natural Buttes FC #101 | Tank 1 | TRUE | Permanently Out of Use |  | 3000 | Used Oil | 1981-04-23 | Ute Indian Tribe of the Uintah & Ouray Reservation, Utah | Indian Land | Natural Buttes FC #101 | 1176 E 1500 S | Vernal | UT | 84078 | 40.435 | -109.506
8 | 5040115 | Natural Buttes FC #101 | Tank 2 | TRUE | Permanently Out of Use |  | 10000 | Gasoline (containing <=10% ethanol) | 1981-04-23 | Ute Indian Tribe of the Uintah & Ouray Reservation, Utah | Indian Land | Natural Buttes FC #101 | 1176 E 1500 S | Vernal | UT | 84078 | 40.435 | -109.506
8 | 5040116 | Red Wash Field | Tank 1 | TRUE | Permanently Out of Use |  | 2400 | Gasoline (containing <=10% ethanol) | 1959-04-25 | Ute Indian Tribe of the Uintah & Ouray Reservation, Utah | Indian Land | Red Wash Field | 25 miles SE of Vernal | Vernal | UT | 84078 | 40.197 | -109.309
8 | 5040117 | BIA Agency | Tank 1 | TRUE | Permanently Out of Use |  | 1000 | Gasoline (containing <=10% ethanol) | 1970-06-01 | Ute Indian Tribe of the Uintah & Ouray Reservation, Utah | Indian Land | BIA Agency | Uintah-Ouray Agency | Fort Duchesne | UT | 84026 | 40.283 | -109.862
8 | 5040118 | Great Lake Timber | Tank 1 | TRUE | Permanently Out of Use |  | 6000 | Diesel | 1979-06-01 | Ute Indian Tribe of the Uintah & Ouray Reservation, Utah | Indian Land | Great Lake Timber | Unknown | Lapoint | UT | 84039 | 40.398 | -109.822
8 | 5040118 | Great Lake Timber | Tank 2 | TRUE | Permanently Out of Use |  | 4000 | Diesel | 1974-06-01 | Ute Indian Tribe of the Uintah & Ouray Reservation, Utah | Indian Land | Great Lake Timber | Unknown | Lapoint | UT | 84039 | 40.398 | -109.822
8 | 5040118 | Great Lake Timber | Tank 3 | TRUE | Permanently Out of Use |  | 8000 | Gasoline (containing <=10% ethanol) | 1974-06-01 | Ute Indian Tribe of the Uintah & Ouray Reservation, Utah | Indian Land | Great Lake Timber | Unknown | Lapoint | UT | 84039 | 40.398 | -109.822
8 | 5040119 | Sinclair Station | Tank 1 | TRUE | Permanently Out of Use |  | 12000 | Diesel | 1971-05-08 | Ute Indian Tribe of the Uintah & Ouray Reservation, Utah | Indian Land | Sinclair Station | 823 East 200 North | Roosevelt | UT | 84066 | 40.302 | -109.979
8 | 5040119 | Sinclair Station | Tank 2 | TRUE | Permanently Out of Use |  | 4000 | Gasoline (containing <=10% ethanol) | 1971-05-08 | Ute Indian Tribe of the Uintah & Ouray Reservation, Utah | Indian Land | Sinclair Station | 823 East 200 North | Roosevelt | UT | 84066 | 40.302 | -109.979
8 | 5040119 | Sinclair Station | Tank 3 | TRUE | Permanently Out of Use |  | 3500 | Gasoline (containing <=10% ethanol) | 1971-05-08 | Ute Indian Tribe of the Uintah & Ouray Reservation, Utah | Indian Land | Sinclair Station | 823 East 200 North | Roosevelt | UT | 84066 | 40.302 | -109.979
8 | 5040119 | Sinclair Station | Tank 4 | TRUE | Permanently Out of Use |  | 3500 | Diesel | 1971-05-08 | Ute Indian Tribe of the Uintah & Ouray Reservation, Utah | Indian Land | Sinclair Station | 823 East 200 North | Roosevelt | UT | 84066 | 40.302 | -109.979
8 | 5040119 | Sinclair Station | Tank 5 | TRUE | Permanently Out of Use |  | 4000 | Gasoline (containing <=10% ethanol) | 1899-12-31 | Ute Indian Tribe of the Uintah & Ouray Reservation, Utah | Indian Land | Sinclair Station | 823 East 200 North | Roosevelt | UT | 84066 | 40.302 | -109.979
8 | 5040120 | Abandoned Facility (Potter Family Trust) | Tank 1 | TRUE | Permanently Out of Use |  | 575 | Diesel | 1899-12-31 | Ute Indian Tribe of the Uintah & Ouray Reservation, Utah | Indian Land | Abandoned Facility (Potter Family Trust) | 200 East Main St. | Duchesne | UT | 84021 | 40.164 | -110.398
8 | 5040120 | Abandoned Facility (Potter Family Trust) | Tank 2 | TRUE | Permanently Out of Use |  | 575 | Diesel | 1899-12-31 | Ute Indian Tribe of the Uintah & Ouray Reservation, Utah | Indian Land | Abandoned Facility (Potter Family Trust) | 200 East Main St. | Duchesne | UT | 84021 | 40.164 | -110.398
8 | 5040120 | Abandoned Facility (Potter Family Trust) | Tank 3 | TRUE | Permanently Out of Use |  | 115 | Gasoline (containing <=10% ethanol) | 1899-12-31 | Ute Indian Tribe of the Uintah & Ouray Reservation, Utah | Indian Land | Abandoned Facility (Potter Family Trust) | 200 East Main St. | Duchesne | UT | 84021 | 40.164 | -110.398
8 | 5040121 | Yellowstone | Tank 1 | TRUE | Permanently Out of Use |  | 500 | Gasoline (containing <=10% ethanol) | 1956-01-18 | Ute Indian Tribe of the Uintah & Ouray Reservation, Utah | Indian Land | Yellowstone | NE Sec. 28-T2N-R5W | Roosevelt | UT | 84066 | 40.3015 | -109.9874
8 | 5040122 | Elkhorn | Tank 1 | TRUE | Permanently Out of Use |  | 500 | Gasoline (containing <=10% ethanol) | 1956-01-18 | Ute Indian Tribe of the Uintah & Ouray Reservation, Utah | Indian Land | Elkhorn | SESE Sec.23-T2N-R1W | Roosevelt | UT | 84066 | 40.3015 | -109.9874
8 | 5040123 | Frandsens | Tank 1 | TRUE | Permanently Out of Use |  | 2000 | Gasoline (containing <=10% ethanol) | 1981-03-20 | Ute Indian Tribe of the Uintah & Ouray Reservation, Utah | Indian Land | Frandsens | 68 South 100 East | Roosevelt | UT | 84066 | 40.298 | -109.99
8 | 5040124 | Altonah Gas Plant | Tank 1 | TRUE | Permanently Out of Use |  | 3000 | Used Oil | 1899-12-31 | Ute Indian Tribe of the Uintah & Ouray Reservation, Utah | Indian Land | Altonah Gas Plant | SW NW Sec. 5-T2N-R3W | Altonah | UT | 84002 | 40.401 | -110.294
8 | 5040125 | D G & T Co-op (Bonanza, UT Plant) | Tank 1 | TRUE | Permanently Out of Use | 2010-03-15 | 4000 | Diesel | 1983-02-22 | Ute Indian Tribe of the Uintah & Ouray Reservation, Utah | Indian Land | D G & T Co-op (Bonanza, UT Plant) | 12500 East 25500 South, Utah Hwy. 45 | Vernal | UT | 84078 | 40.322 | -109.2858
8 | 5040125 | D G & T Co-op (Bonanza, UT Plant) | Tank 3 | TRUE | Permanently Out of Use |  | 3000 | Gasoline (containing <=10% ethanol) | 1985-02-21 | Ute Indian Tribe of the Uintah & Ouray Reservation, Utah | Indian Land | D G & T Co-op (Bonanza, UT Plant) | 12500 East 25500 South, Utah Hwy. 45 | Vernal | UT | 84078 | 40.322 | -109.2858
8 | 5040125 | D G & T Co-op (Bonanza, UT Plant) | Tank 2 | TRUE | Permanently Out of Use | 2010-03-15 | 4000 | Gasoline (containing <=10% ethanol) | 1983-02-02 | Ute Indian Tribe of the Uintah & Ouray Reservation, Utah | Indian Land | D G & T Co-op (Bonanza, UT Plant) | 12500 East 25500 South, Utah Hwy. 45 | Vernal | UT | 84078 | 40.322 | -109.2858
8 | 5040126 | Moon Lake Electric Association Inc. | Tank 1 | TRUE | Permanently Out of Use |  | 10000 | Gasoline (containing <=10% ethanol) | 1982-03-27 | Ute Indian Tribe of the Uintah & Ouray Reservation, Utah | Indian Land | Moon Lake Electric Association Inc. | 278 West 200 North P.O. Box 278 | Roosevelt | UT | 84066 | 40.303 | -109.994
8 | 5040126 | Moon Lake Electric Association Inc. | Tank 2 | TRUE | Permanently Out of Use |  | 10000 | Gasoline (containing <=10% ethanol) | 1982-03-27 | Ute Indian Tribe of the Uintah & Ouray Reservation, Utah | Indian Land | Moon Lake Electric Association Inc. | 278 West 200 North P.O. Box 278 | Roosevelt | UT | 84066 | 40.303 | -109.994
8 | 5040127 | Robert C. & Billie Alexander | Tank 1 | TRUE | Permanently Out of Use |  | 3000 | Gasoline (containing <=10% ethanol) | 1966-04-08 | Ute Indian Tribe of the Uintah & Ouray Reservation, Utah | Indian Land | Robert C. & Billie Alexander | P.O. Box 194 | Altamont | UT | 84001 | 40.357 | -110.288
8 | 5040127 | Robert C. & Billie Alexander | Tank 3 | TRUE | Permanently Out of Use |  | 3000 | Gasoline (containing <=10% ethanol) | 1966-04-08 | Ute Indian Tribe of the Uintah & Ouray Reservation, Utah | Indian Land | Robert C. & Billie Alexander | P.O. Box 194 | Altamont | UT | 84001 | 40.357 | -110.288
8 | 5040127 | Robert C. & Billie Alexander | Tank 2 | TRUE | Permanently Out of Use |  | 2000 | Diesel | 1966-04-08 | Ute Indian Tribe of the Uintah & Ouray Reservation, Utah | Indian Land | Robert C. & Billie Alexander | P.O. Box 194 | Altamont | UT | 84001 | 40.357 | -110.288
8 | 5040128 | Chevron USA Inc. | Tank 1 | TRUE | Permanently Out of Use |  | 2000 | Gasoline (containing <=10% ethanol) | 1971-05-07 | Ute Indian Tribe of the Uintah & Ouray Reservation, Utah | Indian Land | Chevron USA Inc. | Red Wash Field | Vernal | UT | 84078 | 40.198 | -109.309
8 | 5040129 | Duck Creek Compressor Station | Tank 1 | TRUE | Permanently Out of Use |  | 300 | Used Oil | 1980-05-02 | Ute Indian Tribe of the Uintah & Ouray Reservation, Utah | Indian Land | Duck Creek Compressor Station | Sec.23-T9S-R20E | Vernal | UT | 84078 | 40.024 | -109.642
8 | 5040130 | FAA-Myton Vortac (MTU) | Tank 1 | TRUE | Permanently Out of Use |  | 1000 | Gasoline (containing <=10% ethanol) | 1958-01-01 | Ute Indian Tribe of the Uintah & Ouray Reservation, Utah | Indian Land | FAA-Myton Vortac (MTU) | Myton EG | Myton | UT | 84052 | 40.145 | -110.128
8 | 5040132 | Ross Brothers Feed & Seed | Tank 1 | TRUE | Permanently Out of Use |  | 1000 | Gasoline (containing <=10% ethanol) | 1899-12-31 | Ute Indian Tribe of the Uintah & Ouray Reservation, Utah | Indian Land | Ross Brothers Feed & Seed | Main Street | Myton | UT | 84052 | 40.195 | -110.064
8 | 5040132 | Ross Brothers Feed & Seed | Tank 2 | TRUE | Permanently Out of Use |  | 1000 | Diesel | 1899-12-31 | Ute Indian Tribe of the Uintah & Ouray Reservation, Utah | Indian Land | Ross Brothers Feed & Seed | Main Street | Myton | UT | 84052 | 40.195 | -110.064
8 | 5040133 | Four Star Ranch | Tank 1 | TRUE | Permanently Out of Use |  | 12000 | Diesel | 1982-01-01 | Ute Indian Tribe of the Uintah & Ouray Reservation, Utah | Indian Land | Four Star Ranch | Star Route 2, P.O. Box 220 | Randlett | UT | 84063 | 40.179 | -109.66
8 | 5040133 | Four Star Ranch | Tank 2 | TRUE | Permanently Out of Use |  | 12000 | Gasoline (containing <=10% ethanol) | 1982-01-01 | Ute Indian Tribe of the Uintah & Ouray Reservation, Utah | Indian Land | Four Star Ranch | Star Route 2, P.O. Box 220 | Randlett | UT | 84063 | 40.179 | -109.66
8 | 5040136 | Uintah Basin Medical Center | Tank 1 | TRUE | Permanently Out of Use |  | 500 | Diesel | 1983-10-01 | Ute Indian Tribe of the Uintah & Ouray Reservation, Utah | Indian Land | Uintah Basin Medical Center | 250 West 300 North | Roosevelt | UT | 84066 | 40.304 | -109.996
8 | 5040137 | Capital Fuels - BLU Station | Tank 2 RUL | TRUE | Currently in Use |  | 20000 | Gasoline (containing <=10% ethanol) | 2012-12-01 | Ute Indian Tribe of the Uintah & Ouray Reservation, Utah | Indian Land | Capital Fuels - BLU Station | 5500 West Highway 40 | Myton | UT | 84052 | 40.1825 | -110.0958
8 | 5040137 | Capital Fuels - BLU Station | Tank 6 diesel E | TRUE | Currently in Use |  | 20000 | Diesel | 2012-12-01 | Ute Indian Tribe of the Uintah & Ouray Reservation, Utah | Indian Land | Capital Fuels - BLU Station | 5500 West Highway 40 | Myton | UT | 84052 | 40.1825 | -110.0958
8 | 5040137 | Capital Fuels - BLU Station | Tank 5 diesel W | TRUE | Currently in Use |  | 20000 | Diesel | 2012-12-01 | Ute Indian Tribe of the Uintah & Ouray Reservation, Utah | Indian Land | Capital Fuels - BLU Station | 5500 West Highway 40 | Myton | UT | 84052 | 40.1825 | -110.0958
8 | 5040137 | Capital Fuels - BLU Station | Tank 3/4 (PUL/dyed diesel) | TRUE | Currently in Use |  | 20000 | Diesel; Gasoline (containing <=10% ethanol) | 2012-12-01 | Ute Indian Tribe of the Uintah & Ouray Reservation, Utah | Indian Land | Capital Fuels - BLU Station | 5500 West Highway 40 | Myton | UT | 84052 | 40.1825 | -110.0958
8 | 5050001 | White Mesa Travel Center | Tank 1 | TRUE | Permanently Out of Use |  | 4000 | Gasoline (containing <=10% ethanol) | 1983-01-10 | Ute Mountain Ute Tribe | Indian Land | White Mesa Travel Center | 1400 South Hwy. 191 (White Mesa, Utah)P.O. Box 340 | Blanding | UT | 84511 | 37.4658 | -109.4673
8 | 5050001 | White Mesa Travel Center | Tank 4 (PUL/DSL) | TRUE | Currently in Use |  | 12000 | Diesel; Gasoline (containing <=10% ethanol) | 1999-06-01 | Ute Mountain Ute Tribe | Indian Land | White Mesa Travel Center | 1400 South Hwy. 191 (White Mesa, Utah) P.O. Box 340 | Blanding | UT | 84511 | 37.4658 | -109.4673
8 | 5050001 | White Mesa Travel Center | Tank 3 | TRUE | Currently in Use |  | 12000 | Gasoline (containing <=10% ethanol) | 1999-06-01 | Ute Mountain Ute Tribe | Indian Land | White Mesa Travel Center | 1400 South Hwy. 191 (White Mesa, Utah) P.O. Box 340 | Blanding | UT | 84511 | 37.4658 | -109.4673
8 | 5050001 | White Mesa Travel Center | Tank 2 | TRUE | Permanently Out of Use |  | 4000 | Gasoline (containing <=10% ethanol) | 1983-01-10 | Ute Mountain Ute Tribe | Indian Land | White Mesa Travel Center | 1400 South Hwy. 191 (White Mesa, Utah) P.O. Box 340 | Blanding | UT | 84511 | 37.4658 | -109.4673
8 | 6010004 | Fremont County School District #21/Fort Washakie Elementary | Tank 1 | TRUE | Permanently Out of Use |  | 1000 | Gasoline (containing <=10% ethanol) | 1985-06-01 | Wind River | Indian Land | Fremont County School District #21/Fort Washakie Elementary | 90 Ethete Road | Fort Washakie | WY | 82514 | 42.997 | -108.8508
8 | 6010004 | Fremont County School District #21/Fort Washakie Elementary | Tank 2 | TRUE | Permanently Out of Use |  | 500 | Gasoline (containing <=10% ethanol) | 1966-06-01 | Wind River | Indian Land | Fremont County School District #21/Fort Washakie Elementary | 90 Ethete Road | Fort Washakie | WY | 82514 | 42.997 | -108.8508
8 | 6010007 | Wyoming Indian Elementary School | Tank 1 | TRUE | Permanently Out of Use | 2012-09-12 | 4000 | Diesel | 1980-06-01 | Wind River | Indian Land | Wyoming Indian Elementary School | 28 Coolidge Dr. | Ethete | WY | 82505 | 42.9821 | -108.7681
8 | 6010007 | Wyoming Indian Elementary School | Tank 2 | TRUE | Permanently Out of Use | 2012-09-12 | 4000 | Gasoline (containing <=10% ethanol) | 1980-06-01 | Wind River | Indian Land | Wyoming Indian Elementary School | 28 Coolidge Dr. | Ethete | WY | 82505 | 42.9821 | -108.7681
8 | 6010007 | Wyoming Indian Elementary School | Tank 3 | TRUE | Permanently Out of Use | 2007-07-15 | 1000 | Gasoline (containing <=10% ethanol) | 1985-06-01 | Wind River | Indian Land | Wyoming Indian Elementary School | 28 Coolidge Dr. | Ethete | WY | 82505 | 42.9821 | -108.7681
8 | 6010007 | Wyoming Indian Elementary School | Tank 4 | TRUE | Permanently Out of Use |  | 1000 | Unknown Petroleum | 1899-12-31 | Wind River | Indian Land | Wyoming Indian Elementary School | 28 Coolidge Dr. | Ethete | WY | 82505 | 42.9821 | -108.7681
8 | 6010008 | Arapahoe School/Fremont County School District #38 | Tank 1 | TRUE | Permanently Out of Use |  | 1000 | Gasoline (containing <=10% ethanol) | 1980-06-01 | Wind River | Indian Land | Arapahoe School/Fremont County School District #38 | 445 Little Wind River Bottom Road | Riverton | WY | 82501 | 42.9643 | -108.4919
8 | 6010008 | Arapahoe School/Fremont County School District #38 | Tank 2 | TRUE | Permanently Out of Use |  | 1000 | Gasoline (containing <=10% ethanol) | 1965-06-01 | Wind River | Indian Land | Arapahoe School/Fremont County School District #38 | 445 Little Wind River Bottom Road | Riverton | WY | 82501 | 42.9643 | -108.4919
8 | 6010009 | Riverton V.E. Association | Tank 1 | TRUE | Permanently Out of Use |  | 115 | Gasoline (containing <=10% ethanol) | 1899-12-31 | Wind River | Indian Land | Riverton V.E. Association | 230 West Main | Riverton | WY | 82510 | 43.025 | -108.3935
8 | 6010009 | Riverton V.E. Association | Tank 2 | TRUE | Permanently Out of Use |  | 115 | Gasoline (containing <=10% ethanol) | 1899-12-31 | Wind River | Indian Land | Riverton V.E. Association | 230 West Main | Riverton | WY | 82510 | 43.025 | -108.3935
8 | 6010011 | Crowheart Store | Tank 1 | TRUE | Permanently Out of Use |  | 10000 | Gasoline (containing <=10% ethanol) | 1978-06-01 | Wind River | Indian Land | Crowheart Store | U.S. Hwy. 26 & 287 | Crowheart | WY | 82512 | 43.314 | -109.2008
8 | 6010011 | Crowheart Store | Tank 2 | TRUE | Permanently Out of Use |  | 10000 | Gasoline (containing <=10% ethanol) | 1978-06-01 | Wind River | Indian Land | Crowheart Store | U.S. Hwy. 26 & 287 | Crowheart | WY | 82512 | 43.314 | -109.2008
8 | 6010011 | Crowheart Store | Tank 3 | TRUE | Permanently Out of Use |  | 3000 | Diesel | 1966-06-01 | Wind River | Indian Land | Crowheart Store | U.S. Hwy. 26 & 287 | Crowheart | WY | 82512 | 43.314 | -109.2008
8 | 6010011 | Crowheart Store | Tank 4 | TRUE | Permanently Out of Use |  | 3000 | Diesel | 1966-06-01 | Wind River | Indian Land | Crowheart Store | U.S. Hwy. 26 & 287 | Crowheart | WY | 82512 | 43.314 | -109.2008
8 | 6010011 | Crowheart Store | Tank 5 | TRUE | Permanently Out of Use |  | 2000 | Gasoline (containing <=10% ethanol) | 1966-06-01 | Wind River | Indian Land | Crowheart Store | U.S. Hwy. 26 & 287 | Crowheart | WY | 82512 | 43.314 | -109.2008
8 | 6010011 | Crowheart Store | Tank 6 | TRUE | Permanently Out of Use |  | 500 | Diesel | 1966-06-01 | Wind River | Indian Land | Crowheart Store | U.S. Hwy. 26 & 287 | Crowheart | WY | 82512 | 43.314 | -109.2008
8 | 6010011 | Crowheart Store | Tank 7 | TRUE | Permanently Out of Use |  | 1000 | Gasoline (containing <=10% ethanol) | 1966-06-01 | Wind River | Indian Land | Crowheart Store | U.S. Hwy. 26 & 287 | Crowheart | WY | 82512 | 43.314 | -109.2008
8 | 6010012 | St. Stephens Indian School (BIA) | Tank 1 | TRUE | Permanently Out of Use |  | 2000 | Gasoline (containing <=10% ethanol) | 1899-12-31 | Wind River | Indian Land | St. Stephens Indian School (BIA) | P.O. Box 345 | Saint Stephens | WY | 82524 | 42.9836 | -108.4165
8 | 6010014 | Parker's Red Rock Lodge | Tank 1 | TRUE | Permanently Out of Use |  | 6000 | Gasoline (containing <=10% ethanol) | 1987-06-01 | Wind River | Indian Land | Parker's Red Rock Lodge | HC 31 | Dubois | WY | 82513 | 43.5362 | -109.6331
8 | 6010014 | Parker's Red Rock Lodge | Tank 2 | TRUE | Permanently Out of Use |  | 6000 | Gasoline (containing <=10% ethanol) | 1987-06-01 | Wind River | Indian Land | Parker's Red Rock Lodge | HC 31 | Dubois | WY | 82513 | 43.5362 | -109.6331
8 | 6010015 | Riverton RCL | Tank 1 | TRUE | Permanently Out of Use |  | 515 | Gasoline (containing <=10% ethanol) | 1960-06-01 | Wind River | Indian Land | Riverton RCL | Goes In Lodge Road | Riverton | WY | 82501 | 42.9991 | -108.4175
8 | 6010018 | Morton-Kinnear Fire Hall #2 | Tank 1 | TRUE | Permanently Out of Use |  | 500 | Gasoline (containing <=10% ethanol) | 1971-06-01 | Wind River | Indian Land | Morton-Kinnear Fire Hall #2 | 11522 US Hwy. 26 | Kinnear | WY | 82516 | 43.1517 | -108.6776
8 | 6010018 | Morton-Kinnear Fire Hall #2 | Tank 2 | TRUE | Permanently Out of Use |  | 500 | Gasoline (containing <=10% ethanol) | 1976-06-01 | Wind River | Indian Land | Morton-Kinnear Fire Hall #2 | 11522 US Hwy. 26 | Kinnear | WY | 82516 | 43.1517 | -108.6776
8 | 6010019 | Tribal Service & Repair (Texaco) | Tank 1 | TRUE | Permanently Out of Use |  | 8000 | Diesel | 1972-06-01 | Wind River | Indian Land | Tribal Service & Repair (Texaco) | Unknown | Fort Washakie | WY | 82514 | 43.0005 | -108.8748
8 | 6010019 | Tribal Service & Repair (Texaco) | Tank 2 | TRUE | Permanently Out of Use |  | 8000 | Gasoline (containing <=10% ethanol) | 1972-06-01 | Wind River | Indian Land | Tribal Service & Repair (Texaco) | Unknown | Fort Washakie | WY | 82514 | 43.0005 | -108.8748
8 | 6010019 | Tribal Service & Repair (Texaco) | Tank 3 | TRUE | Permanently Out of Use |  | 8000 | Gasoline (containing <=10% ethanol) | 1972-06-01 | Wind River | Indian Land | Tribal Service & Repair (Texaco) | Unknown | Fort Washakie | WY | 82514 | 43.0005 | -108.8748
8 | 6010020 | Riverton Regional Airport | Tank 1 | TRUE | Permanently Out of Use |  | 3000 | Gasoline (containing <=10% ethanol) | 1976-06-01 | Wind River | Indian Land | Riverton Regional Airport | Riverview Route | Riverton | WY | 82501 | 43.0229 | -108.42
8 | 6010020 | Riverton Regional Airport | Tank 2 | TRUE | Permanently Out of Use |  | 3000 | Gasoline (containing <=10% ethanol) | 1976-06-01 | Wind River | Indian Land | Riverton Regional Airport | Riverview Route | Riverton | WY | 82501 | 43.0229 | -108.42
8 | 6010022 | Arapahoe Post Office & Exchange | Tank 1 | TRUE | Permanently Out of Use |  | 2000 | Gasoline (containing <=10% ethanol) | 1983-06-01 | Wind River | Indian Land | Arapahoe Post Office & Exchange | 160 Left Hand Ditch Road | Arapahoe | WY | 82510 | 43.04 | -108.3178
8 | 6010022 | Arapahoe Post Office & Exchange | Tank 2 | TRUE | Permanently Out of Use |  | 2000 | Gasoline (containing <=10% ethanol) | 1983-06-01 | Wind River | Indian Land | Arapahoe Post Office & Exchange | 160 Left Hand Ditch Road | Arapahoe | WY | 82510 | 43.04 | -108.3178
8 | 6010022 | Arapahoe Post Office & Exchange | Tank 3 | TRUE | Permanently Out of Use |  | 1000 | Diesel | 1983-06-01 | Wind River | Indian Land | Arapahoe Post Office & Exchange | 160 Left Hand Ditch Road | Arapahoe | WY | 82510 | 43.04 | -108.3178
8 | 6010023 | Sacajawea Service | Tank 1 | TRUE | Permanently Out of Use |  | 4000 | Gasoline (containing <=10% ethanol) | 1968-06-01 | Wind River | Indian Land | Sacajawea Service | Hwys. 287 & 137 | Fort Washakie | WY | 82514 | 43.1527 | -108.9447
8 | 6010023 | Sacajawea Service | Tank 2 | TRUE | Permanently Out of Use |  | 4000 | Gasoline (containing <=10% ethanol) | 1968-06-01 | Wind River | Indian Land | Sacajawea Service | Hwys. 287 & 137 | Fort Washakie | WY | 82514 | 43.1527 | -108.9447
8 | 6010023 | Sacajawea Service | Tank 3 | TRUE | Permanently Out of Use |  | 4000 | Gasoline (containing <=10% ethanol) | 1968-06-01 | Wind River | Indian Land | Sacajawea Service | Hwys. 287 & 137 | Fort Washakie | WY | 82514 | 43.1527 | -108.9447
8 | 6010023 | Sacajawea Service | Tank 4 | TRUE | Permanently Out of Use |  | 4000 | Gasoline (containing <=10% ethanol) | 1968-06-01 | Wind River | Indian Land | Sacajawea Service | Hwys. 287 & 137 | Fort Washakie | WY | 82514 | 43.1527 | -108.9447
8 | 6010023 | Sacajawea Service | Tank 5 | TRUE | Permanently Out of Use |  | 4000 | Gasoline (containing <=10% ethanol) | 1968-06-01 | Wind River | Indian Land | Sacajawea Service | Hwys. 287 & 137 | Fort Washakie | WY | 82514 | 43.1527 | -108.9447
8 | 6010026 | East Riverton Station | Tank 1 | TRUE | Permanently Out of Use |  | 3829 | Gasoline (containing <=10% ethanol) | 1971-06-01 | Wind River | Indian Land | East Riverton Station | Nine miles East of Riverton on Hwy. 136 P.O. Box 1448 | Riverton | WY | 82501 | 42.992 | -108.2539
8 | 6010027 | BIA Roads Department | Tank 1 | TRUE | Permanently Out of Use |  | 2000 | Gasoline (containing <=10% ethanol) | 1978-06-01 | Wind River | Indian Land | BIA Roads Department | Wind River Agency | Fort Washakie | WY | 82514 | 43.0005 | -108.8748
8 | 6010027 | BIA Roads Department | Tank 2 | TRUE | Permanently Out of Use |  | 2000 | Diesel | 1978-06-01 | Wind River | Indian Land | BIA Roads Department | Wind River Agency | Fort Washakie | WY | 82514 | 43.0005 | -108.8748
8 | 6010028 | Fort Washakie Irrigation (BIA) | Tank 1 | TRUE | Permanently Out of Use |  | 1000 | Gasoline (containing <=10% ethanol) | 1966-06-01 | Wind River | Indian Land | Fort Washakie Irrigation (BIA) | Unknown | Fort Washakie | WY | 82514 | 43.0005 | -108.8748
8 | 6010028 | Fort Washakie Irrigation (BIA) | Tank 2 | TRUE | Permanently Out of Use |  | 1000 | Diesel | 1966-06-01 | Wind River | Indian Land | Fort Washakie Irrigation (BIA) | Unknown | Fort Washakie | WY | 82514 | 43.0005 | -108.8748
8 | 6010029 | Crowheart Irrigation (BIA) | Tank 1 | TRUE | Permanently Out of Use |  | 1000 | Gasoline (containing <=10% ethanol) | 1966-06-01 | Wind River | Indian Land | Crowheart Irrigation (BIA) | Unknown | Fort Washakie | WY | 82514 | 43.0005 | -108.8748
8 | 6010030 | Forest Service Building (BIA) | Tank 1 | TRUE | Permanently Out of Use |  | 1000 | Gasoline (containing <=10% ethanol) | 1981-06-01 | Wind River | Indian Land | Forest Service Building (BIA) | Unknown | Fort Washakie | WY | 82514 | 43.0005 | -108.8748
8 | 6010031 | Law Enforcement (BIA) | Tank 1 | TRUE | Permanently Out of Use |  | 1010 | Gasoline (containing <=10% ethanol) | 1985-06-01 | Wind River | Indian Land | Law Enforcement (BIA) | Unknown | Fort Washakie | WY | 82514 | 43.0005 | -108.8748
8 | 6010032 | South Elk Basin Conoco | Tank 1 | TRUE | Permanently Out of Use |  | 115 | Gasoline (containing <=10% ethanol) | 1899-12-31 | Wind River | Indian Land | South Elk Basin Conoco | Unknown | Fort Washakie | WY | 82514 | 43.0005 | -108.8748
8 | 6010033 | Osborne Trucking Co. Inc. | Tank 1 | TRUE | Permanently Out of Use |  | 1000 | Used Oil | 1978-06-01 | Wind River | Indian Land | Osborne Trucking Co. Inc. | 406 Paradise Valley Rd. | Riverton | WY | 82501 | 43.1301 | -108.4576
8 | 6010041 | Wind River Smoke Shop | Tank 3 DSL | TRUE | Currently in Use |  | 10000 | Diesel | 1993-10-01 | Wind River | Indian Land | Wind River Smoke Shop | 10369 Hwy. 789 | Riverton | WY | 82501 | 42.997 | -108.3842
8 | 6010041 | Wind River Smoke Shop | Tank 1 RUL | TRUE | Currently in Use |  | 7000 | Gasoline (containing <=10% ethanol) | 1993-10-01 | Wind River | Indian Land | Wind River Smoke Shop | 10369 Hwy. 789 | Riverton | WY | 82501 | 42.997 | -108.3842
8 | 6010041 | Wind River Smoke Shop | Tank 2 -Prem | TRUE | Currently in Use |  | 5000 | Gasoline (containing <=10% ethanol) | 1993-10-01 | Wind River | Indian Land | Wind River Smoke Shop | 10369 Hwy. 789 | Riverton | WY | 82501 | 42.997 | -108.3842
8 | 6010041 | Wind River Smoke Shop | Tank 4 DSL | TRUE | Currently in Use |  | 10000 | Diesel | 1993-10-01 | Wind River | Indian Land | Wind River Smoke Shop | 10369 Hwy. 789 | Riverton | WY | 82501 | 42.997 | -108.3842
8 | 6010043 | Facilities Management (BIA) | Tank 1 | TRUE | Permanently Out of Use |  | 1500 | Gasoline (containing <=10% ethanol) | 1899-12-31 | Wind River | Indian Land | Facilities Management (BIA) | Unknown | Fort Washakie | WY | 82514 | 43.0057 | -108.8846
8 | 6010043 | Facilities Management (BIA) | Tank 2 | TRUE | Permanently Out of Use |  | 2000 | Gasoline (containing <=10% ethanol) | 1899-12-31 | Wind River | Indian Land | Facilities Management (BIA) | Unknown | Fort Washakie | WY | 82514 | 43.0057 | -108.8846
8 | 6010044 | Soil & Moisture Conservation (BIA) | Tank 1 | TRUE | Permanently Out of Use |  | 1000 | Gasoline (containing <=10% ethanol) | 1951-06-01 | Wind River | Indian Land | Soil & Moisture Conservation (BIA) | Unknown | Fort Washakie | WY | 82514 | 43.0005 | -108.8748
8 | 6010044 | Soil & Moisture Conservation (BIA) | Tank 2 | TRUE | Permanently Out of Use |  | 1000 | Gasoline (containing <=10% ethanol) | 1951-06-01 | Wind River | Indian Land | Soil & Moisture Conservation (BIA) | Unknown | Fort Washakie | WY | 82514 | 43.0005 | -108.8748
8 | 6010050 | Rezoride | Tank 1 | TRUE | Permanently Out of Use |  | 1000 | Gasoline (containing <=10% ethanol) | 1950-06-01 | Wind River | Indian Land | Rezoride | Hwy. 26 | Kinnear | WY | 82516 | 43.2002 | -108.7745
8 | 6010050 | Rezoride | Tank 2 | TRUE | Permanently Out of Use |  | 500 | Gasoline (containing <=10% ethanol) | 1952-06-01 | Wind River | Indian Land | Rezoride | Hwy. 26 | Kinnear | WY | 82516 | 43.2002 | -108.7745
8 | 6010050 | Rezoride | Tank 3 | TRUE | Permanently Out of Use |  | 500 | Gasoline (containing <=10% ethanol) | 1983-06-01 | Wind River | Indian Land | Rezoride | Hwy. 26 | Kinnear | WY | 82516 | 43.2002 | -108.7745
8 | 6010054 | Sheldon Dome Camp | Tank 1 | TRUE | Permanently Out of Use |  | 1000 | Gasoline (containing <=10% ethanol) | 1981-06-01 | Wind River | Indian Land | Sheldon Dome Camp | Sec.15-T5N-R2W | Riverton | WY | 82501 | 43.0277 | -108.3864
8 | 6010060 | Abandoned Facility (Bull Lake Lodge) | Tank 1 | TRUE | Permanently Out of Use |  | 115 | Gasoline (containing <=10% ethanol) | 1899-12-31 | Wind River | Indian Land | Abandoned Facility (Bull Lake Lodge) | 9550 Highway 26 | Kinnear | WY | 82516 | 43.2401 | -109.0213
8 | 6010062 | Great Plains Store | Tank 1 | TRUE | Permanently Out of Use |  | 10000 | Gasoline (containing <=10% ethanol) | 1991-11-21 | Wind River | Indian Land | Great Plains Store | 9 Great Plains Road | Arapahoe | WY | 82510 | 42.9831 | -108.4854
8 | 6010062 | Great Plains Store | Tank 2 | TRUE | Permanently Out of Use |  | 10000 | Gasoline (containing <=10% ethanol) | 1991-11-21 | Wind River | Indian Land | Great Plains Store | 9 Great Plains Road | Arapahoe | WY | 82510 | 42.9831 | -108.4854
8 | 6010083 | Edson Express | Tank 1 | TRUE | Permanently Out of Use |  | 115 | Gasoline (containing <=10% ethanol) | 1899-12-31 | Wind River | Indian Land | Edson Express | Junction Roads 789 & 137 | Riverton | WY | 82514 | 43.0667 | -108.3808
8 | 6010101 | Mr. A.B. Morris | Tank 1 | TRUE | Permanently Out of Use |  | 115 | Gasoline (containing <=10% ethanol) | 1899-12-31 | Wind River | Indian Land | Mr. A.B. Morris | P.O. Box 2978 | Kinnear | WY | 82516 | 43.2226 | -108.8427
8 | 6010101 | Mr. A.B. Morris | Tank 2 | TRUE | Permanently Out of Use |  | 115 | Gasoline (containing <=10% ethanol) | 1899-12-31 | Wind River | Indian Land | Mr. A.B. Morris | P.O. Box 2978 | Kinnear | WY | 82516 | 43.2226 | -108.8427
8 | 6010123 | Big Sand Draw Field/Amoco Production Co. | Tank 1 | TRUE | Permanently Out of Use |  | 1500 | Gasoline (containing <=10% ethanol) | 1899-12-31 | Wind River | Indian Land | Big Sand Draw Field/Amoco Production Co. | Big Sand Draw | Riverton | WY | 82501 | 42.9298 | -108.3175
8 | 6010125 | Winkleman Dome | Tank 1 | TRUE | Permanently Out of Use |  | 115 | Gasoline (containing <=10% ethanol) | 1899-12-31 | Wind River | Indian Land | Winkleman Dome | Winkleman Dome Field | Riverton | WY | 82501 | 43.0277 | -108.3864
8 | 6010138 | Abandoned Facility (Arapaho Station) | Tank 1 | TRUE | Permanently Out of Use |  | 115 | Gasoline (containing <=10% ethanol) | 1899-12-31 | Wind River | Indian Land | Abandoned Facility (Arapaho Station) | Lefthand Road | Fort Washakie | WY | 82514 | 42.962 | -108.49
8 | 6010144 | Morton Store | Tank 1 | TRUE | Permanently Out of Use |  | 1000 | Gasoline (containing <=10% ethanol) | 1940-06-01 | Wind River | Indian Land | Morton Store | Morton, Wyoming | Riverton | WY | 82501 | 43.0277 | -108.3864
8 | 6010145 | Trout Creek (Old Abnd. Game & Fish Facility) | Tank 1 | TRUE | Permanently Out of Use |  | 1000 | Gasoline (containing <=10% ethanol) | 1950-06-01 | Wind River | Indian Land | Trout Creek (Old Abnd. Game & Fish Facility) | Trout Creek Road & Old Wind River Hwy. | Fort Washakie | WY | 82514 | 43.0058 | -108.8843
8 | 6010145 | Trout Creek (Old Abnd. Game & Fish Facility) | Tank 2 | TRUE | Permanently Out of Use |  | 1000 | Gasoline (containing <=10% ethanol) | 1950-06-01 | Wind River | Indian Land | Trout Creek (Old Abnd. Game & Fish Facility) | Trout Creek Road & Old Wind River Hwy. | Fort Washakie | WY | 82514 | 43.0058 | -108.8843
8 | 6010147 | St Michael's Mission | Tank 1 | TRUE | Permanently Out of Use | 1970-01-01 | 1000 | Gasoline (containing <=10% ethanol) | 1960-01-01 | Wind River | Indian Land | St Michael's Mission | Junction Ethete Rd. and Blue Shy Hwy. | Fort Washakie | WY | 82514 | 42.9927 | -108.8698
8 | 6010147 | St Michael's Mission | Tank 5 | TRUE | Permanently Out of Use | 1970-01-01 | 3000 | Gasoline (containing <=10% ethanol) | 1960-01-01 | Wind River | Indian Land | St Michael's Mission | Junction Ethete Rd. and Blue Shy Hwy. | Fort Washakie | WY | 82514 | 42.9927 | -108.8698
8 | 6010147 | St Michael's Mission | Tank 3 | TRUE | Permanently Out of Use | 1970-01-01 | 3000 | Gasoline (containing <=10% ethanol) | 1960-01-01 | Wind River | Indian Land | St Michael's Mission | Junction Ethete Rd. and Blue Shy Hwy. | Fort Washakie | WY | 82514 | 42.9927 | -108.8698
8 | 6010147 | St Michael's Mission | Tank 2 | TRUE | Permanently Out of Use | 1970-01-01 | 1000 | Gasoline (containing <=10% ethanol) | 1960-01-01 | Wind River | Indian Land | St Michael's Mission | Junction Ethete Rd. and Blue Shy Hwy. | Fort Washakie | WY | 82514 | 42.9927 | -108.8698
8 | 6010149 | Herman's Place | Tank 1 | TRUE | Permanently Out of Use |  | 115 | Gasoline (containing <=10% ethanol) | 1899-12-31 | Wind River | Indian Land | Herman's Place | 807 Riverview | Riverton | WY | 82501 | 43.0225 | -108.4006
8 | 6010151 | Ethete Gas Station | Tank 1 | TRUE | Permanently Out of Use |  | 115 | Gasoline (containing <=10% ethanol) | 1899-12-31 | Wind River | Indian Land | Ethete Gas Station | Unknown | Fort Washakie | WY | 82514 | 43.0005 | -108.8748
8 | 6010151 | Ethete Gas Station | Tank 2 | TRUE | Permanently Out of Use |  | 115 | Gasoline (containing <=10% ethanol) | 1899-12-31 | Wind River | Indian Land | Ethete Gas Station | Unknown | Fort Washakie | WY | 82514 | 43.0005 | -108.8748
8 | 6010152 | Equipment Building (BIA) | Tank 1 | TRUE | Permanently Out of Use |  | 115 | Gasoline (containing <=10% ethanol) | 1899-12-31 | Wind River | Indian Land | Equipment Building (BIA) | Unknown | Fort Washakie | WY | 82514 | 43.0058 | -108.8855
8 | 6010152 | Equipment Building (BIA) | Tank 2 | TRUE | Permanently Out of Use |  | 115 | Gasoline (containing <=10% ethanol) | 1899-12-31 | Wind River | Indian Land | Equipment Building (BIA) | Unknown | Fort Washakie | WY | 82514 | 43.0058 | -108.8855
8 | 6010153 | Little Wind Auto Store | Tank 1 | TRUE | Permanently Out of Use |  | 115 | Gasoline (containing <=10% ethanol) | 1899-12-31 | Wind River | Indian Land | Little Wind Auto Store | Unknown | Fort Washakie | WY | 82514 | 43.0005 | -108.8748
8 | 6010153 | Little Wind Auto Store | Tank 2 | TRUE | Permanently Out of Use |  | 115 | Gasoline (containing <=10% ethanol) | 1899-12-31 | Wind River | Indian Land | Little Wind Auto Store | Unknown | Fort Washakie | WY | 82514 | 43.0005 | -108.8748
8 | 6010153 | Little Wind Auto Store | Tank 3 | TRUE | Permanently Out of Use |  | 115 | Gasoline (containing <=10% ethanol) | 1899-12-31 | Wind River | Indian Land | Little Wind Auto Store | Unknown | Fort Washakie | WY | 82514 | 43.0005 | -108.8748